## Cover
2025 Potential and Goals Study
Report Graph Generator - 2023 AC
2025-06-09
Reference No: 535313
Public
DISCLAIMER
Guidehouse Inc. (Guidehouse) has provided the information in this publication for informational purposes only. The information has been obtained from sources believed to be reliable; however, Guidehouse does not make any express or implied warranty or representation concerning such information. Any market forecasts or predictions contained in the publication reflect Guidehouse’s current expectations based on market data. Market predictions and expectations are inherently uncertain and actual results may differ materially from those contained in the publication. Guidehouse and its subsidiaries and affiliates hereby disclaim liability for any loss or damage caused by errors or omissions in this publication.
CONTACTS
Neil Podkowsky | Amul Sathe
Associate Director | Director
npodkowsky@guidehouse.com | Amul.sathe@guidehouse.com
Karen Maoz
Associate Director
karen.maoz@guidehouse.com

## Term Defintions
Potential Type | Definition
Technical Potential | Technical potential is defined as the amount of energy savings that would be possible if the highest level of efficiency within a group of competing measures for all technically applicable opportunities to improve EE were taken. Technical potential in existing buildings represents the replacement of applicable equipment-based technologies with the highest level of efficiency available, regardless of the cost of the replacement. Technical potential in new construction buildings represents installation of the highest level of efficiency at the time of construction. Technical potential in this study is undefined for codes and standards (C&S), whole building, and behavior, retrocommissioning (RCx), and operational efficiency (BROs) programs.
Economic Potential | Using the results of the technical potential analysis, the economic potential is calculated as the total EE potential available when limited to only measures that pass a specific measure-level cost-effectiveness threshold. Economic potential is a subset of technical potential. Economic potential may contain lower efficiency measures compared to those included in the Technical Potential. This would be the case if the highest efficiency measure representing the technical potential is not cost-effective within a group of competing measures. Economic potential may be a fraction of technical potential as the economic screen is applied separately to new construction versus existing buildings. Economic potential is undefined for C&S, whole building, BROs, and low income programs.
Achievable Potential | The final output of the potential study is an achievable potential analysis, which calculates the EE savings that could be expected in response to specific levels of incentives and assumptions about existing CPUC policies, market influences, and barriers. Some studies also refer to this as market potential. Achievable potential is a subset of economic potential but may include additional measures beyond what are included in the economic potential. Achievable potential allows any measure that is cost-effective to be adopted within a group of competing measures. Achievable potential is used to inform the utilities’ EE goals, as determined by the CPUC.
Incremental Achievable Potential | Incremental first-year net savings represent the annual energy and demand savings achieved by the set of measures and BROs programs in the first year the measure is implemented. It does not consider the additional savings the measure will produce over the life of the equipment. A view of incremental savings is necessary to understand what additional savings an individual year of EE programs will produce.
Cumulative Achievable Potential | Cumulative savings represent the total savings from EE program efforts from measures installed since 2022 (including the current program year) and that are still active in the current year. It includes the decay of savings as measures reach the end of their useful lives and the continuation of savings as customers re-install high efficiency equipment that has reached the end of its effective useful life (EUL). Cumulative savings also account for the timing effects of C&S that become effective after measure installation.
Total System Benefits | Total system benefit (TSB) represents the total benefit that a measure provides to the electric and natural gas systems. It includes the total avoided cost benefits less any increase in supply costs. There are two forms of increased supply costs. One is for interactive effects such as increased heating load due to decreased heat gain from more efficient lighting. The other is for the new electricity consumption due to fuel substitution of natural gas technologies with electric technologies. TSB is not necessarily a new metric since it is the same as the present value of the TRC benefits for energy efficiency measures only, in other words, TSB equals net avoided cost benefits (energy and capacity) for energy efficiency measures.
Potential Scope | Definition
Rebate Programs | Programs that offer rebates for energy efficient equipment installed by customers. Includes upstream, mid-stream, and downstream programs.
EE Equipment | Measures that are offered within the rebate programs
BROs | Behavior, Retrocommissioning, and Operational Efficiency
Low Income | Residential Low income energy effeciency programs
Codes and Standards | Mandatory programs that require minimum effeciency levels for buildings and appliances.
Scenario Components | Description
Total Resource Cost Test (TRC) | The CA Standard Practice Manual defines the TRC test as the measurement of the net benefits and costs that accrue to society (the program administrator and all of its customers). It compares the benefits, which are the avoided cost of generating electricity and supplying natural gas, with the total costs, which include program administration and customer costs. The TRC does not include the costs of incentives.
IRA Tax Credits | Scenarios incuding IRA tax credits apply measure level values for applicable Residential and Commercial energy efficiency and fuel substitution technologies. Scenario 4 applies more aggressive Commercial Sector assumptions relating to the proportion of buildings able to achieve the required overall energy reduction specified by the IRA.
Incentive Levels | Incentive amounts are capped as a percentage of measure incremental costs, varying by Scenario and measure type.
Fuel Substitution | Fuel Subsitution adoption paramaters are set using calibration targets set by program claims data. Reference FS Scenarios are gewnerated using historic and 2022 budget data for IOU programs. Aggressive FS represents an application of Energy Efficiency calibration targets by sector and end use.
Use Category | Full Description
AppPlug | Appliances and Plug Loads
BldgEnv | Building Envelope
ComRefrig | Commercial Refrigeration
Data Center | Servers & Data Centers
FoodServ | Food Service
HVAC | Heating, Ventilation, and Air Conditioning
Lighting | Indoor and Outdoor Lighting
MachDr | Machine Drive (Motors)
ProcHeat | Process heating
ProcRefrig | Process refrigeration (industrial)
WaterHeat | Hot Water
WholeBlg | Whole Building Energy Savings (inclusive of Residential Low Income, Ind/Ag Generic Custom and ET, BROs)
BROs | Behavior, Retrocommissioning, and Operational Efficiency
Units | Full Description
GWh | Gigawatt hours
MW | Megawatts
MM Therms | Million therms
Sector | Description
Residential | Single family and multifamily residences
Commercial | Non-residential premises where commercial activity takes place excluding industrial, agriculture, and mining activities.
Industrial | Buildings that are used for processing or procurement of goods, merchandise raw materials or food.
Agriculture | Premises used for the production, processing, sale, storage, or housing of agricultural products, including livestock.

## Scenario Definitions
Scenario → Levers ↓ | 1 - Reference | 2 - High TRC | 3 - Aggressive Fuel Sub | 4 - Reference ZEAS Phase-In | 5 - High TRC ZEAS Phase-In | 6 - Aggressive Fuel Sub ZEAS Phase-In
C-E test | TRC | TRC | TRC | TRC | TRC | TRC
C-E measure screening threshold | 0.85 | 1 | 0.85 | 0.85 | 1 | 0.85
FS Incentive Cap | Reference values - variable | Reference values - variable | 75th percentile - variable | Reference values - variable | Reference values - variable | 75th percentile - variable
FS Marketing Level | Mid | Mid | High | Mid | Mid | High
ZEAS Scenario | ZEAS 2030 | ZEAS 2030 | ZEAS 2030 | ZEAS Phase-In | ZEAS Phase-In | ZEAS Phase-In

## Technical and Economic
Technical and Economic Potential
Includes:
Rebate Programs
Excludes
Codes and Standards
Low Income
BROs
\
Error Checking
[5 empty] | Overall | TRUE
[5 empty] | Savings Type | TRUE
[5 empty] | Utility | TRUE
[5 empty] | Sector | TRUE
[5 empty] | Measure Type | TRUE
Technical |  | Economic
Savings Type | Electric Energy (GWh/year) | Savings Type | Electric Energy (GWh/year)
Utility | (All) | Utility | (All)
Sector | (All) | Sector | (All)
Measure Type | (All) | Measure Type | (All)
Values |  | Values
2026 | -35815.9147 | 2026 | -39027.0177
2027 | -31917.2078 | 2027 | -34947.5531
2028 | -27900.7021 | 2028 | -30570.6032
2029 | -19546.1149 | 2029 | -24799.3404
2030 | -19471.4899 | 2030 | -24735.4082
2031 | 12663.5851 | 2031 | 7412.6978
2032 | 12674.0185 | 2032 | 7445.2138
2023 | 12684.2103 | 2033 | 6630.4623
2034 | 12650.5195 | 2034 | 6643.5208
2035 | 12660.6234 | 2035 | 6679.2549
2036 | 12667.9224 | 2036 | 6696.2283
2037 | 12684.8898 | 2037 | 6718.274

## Incremental Achievable Pot.
Incremental Achievable Potential
Includes:
Rebate Programs
BROs
Excludes
Codes and Standards
Low Income
Savings Type | Electric Energy (GWh/year)
Utility | (All)
Sector | (All)
End Use | (All)
Measure Type | (All)
Column Labels
Values | Scenario 4: Reference ZEAS Phase In | Scenario 5: High TRC ZEAS Phase In | Scenario 6: Aggressive Fuel Sub Phase In | 2023 PG Study Reference Scenario
2026 | 400.2849 | 428.3134 | 392.2572 | 689.7022
2027 | 452.8552 | 444.4041 | 446.8254 | 703.3961
2028 | 538.3939 | 534.0825 | 538.8806 | 724.6007
2029 | 663.6788 | 653.4391 | 673.4764 | 743.5077
2030 | 697.199 | 692.8902 | 708.5913 | 814.2155
2031 | 789.5008 | 783.3818 | 806.444 | 837.5592
2032 | 830.0043 | 823.9104 | 850.8041 | 864.8962
2033 | 866.1632 | 859.8461 | 891.2303 | 902.3668
2034 | 906.9221 | 900.8921 | 936.8769 | 913.4973
2035 | 944.9643 | 938.5786 | 979.86 | 954.1501
2036 | 973.0891 | 965.525 | 1012.3517
2037 | 1020.1227 | 1008.8201 | 1064.9068

## Total System Benefits - PhaseIn
Total System Benefits
Includes:
Rebate Programs
BROs
Excludes
Codes and Standards
Low Income
Sector | (All)
End Use | (All)
Measure Type | (All)
Utility | (All)
Column Labels
Values | Scenario 4: Reference | Scenario 5: High TRC | Scenario 6: Aggressive Fuel Sub | 2023 PG Study Reference Scenario
2026 | 626837739.3707 | 588846193.7195 | 638162709.8462 | 590348985.7553
2027 | 609869589.5093 | 594455383.9652 | 626484268.626 | 622558500.4151
2028 | 634649008.2455 | 622537301.772 | 652035742.9907 | 663328604.6426
2029 | 632148858.8451 | 620443197.0492 | 649138753.117 | 696403308.645
2030 | 698128266.7831 | 690010315.2151 | 719010225.8985 | 602378038.705
2031 | 660723378.9786 | 647986068.8275 | 678527737.0864 | 627449789.5973
2032 | 704728339.5935 | 691446169.8138 | 727128570.5905 | 670935487.4415
2033 | 757696306.2121 | 736375548.9678 | 785851785.7804 | 713062529.5165
2034 | 806248001.0495 | 791778908.1132 | 840622042.0456 | 733502839.4755
2035 | 862592790.0646 | 849815571.9102 | 903882549.2969 | 785110431.554
2036 | 912728097.3636 | 897600576.0647 | 960421977.8425
2037 | 1059812862.597 | 1035147526.2232 | 1115656248.1776

## Cumulative Achievable Pot.
Cumulative Achievable Potential
Includes:
Rebate Programs
BROs
Excludes
Codes and Standards
Low Income
Savings Type | Electric Energy (GWh/year)
Utility | (All)
Sector | (All)
End Use | (All)
Measure Type | (All)
Column Labels
Values | Scenario 4: Reference ZEAS Phase In | Scenario 5: High TRC ZEAS Phase In | Scenario 6: Aggressive Fuel Sub Phase In
2026 | 365.0301 | 431.9948 | 346.2317
2027 | 394.8276 | 467.3489 | 368.5805
2028 | 508.4524 | 575.5474 | 482.1725
2029 | 747.6991 | 805.4833 | 732.0499
2030 | 973.2254 | 1026.0748 | 970.0257
2031 | 1311.2704 | 1364.3121 | 1327.5223
2032 | 1684.0787 | 1729.0977 | 1724.165
2033 | 2073.014 | 2108.9929 | 2141.8483
2034 | 2447.4979 | 2474.6904 | 2550.7447
2035 | 2848.512 | 2865.1247 | 2992.0112
2036 | 3265.9762 | 3270.7662 | 3455.0323
2037 | 3720.8514 | 3710.7763 | 3962.0867

## Program Costs
Program Costs
Includes:
Rebate Programs
BROs
Excludes
Codes and Standards
Low Income
Utility | (All)
Sector | (All)
End Use | (All)
Measure Type | (All)
Admin, Incentive, Incremental | (Multiple Items)
Column Labels
Values | Scenario 4: Reference ZEAS Phase In | Scenario 5: High TRC ZEAS Phase In | Scenario 6: Aggressive Fuel Sub Phase In | 2023 PG Study Reference Scenario
2026 | 215556819.8562 | 191731074.3724 | 222103964.3909 | 286370239.8347
2027 | 213189057.1905 | 202474161.4858 | 220299172.9632 | 291895063.2205
2028 | 213320994.3905 | 205333522.4733 | 220491072.2113 | 300914801.763
2029 | 209803496.0804 | 200462572.5413 | 216819065.0588 | 303350295.5117
2030 | 214721019.3919 | 208932986.9339 | 222346101.7882 | 274902489.0329
2031 | 188644684.3932 | 181645765.5766 | 193610921.4213 | 276306793.005
2032 | 192071357.6017 | 184871294.6011 | 197492406.8435 | 290129032.1481
2033 | 191238933.057 | 178558908.1931 | 197133515.6181 | 303554446.0891
2034 | 194649845.1234 | 187735115.7228 | 201040412.6088 | 297609918.3663
2035 | 196310692.8472 | 189548648.2619 | 203199244.2478 | 310373095.3062
2036 | 200733340.3894 | 192656175.3831 | 208087636.5422
2037 | 217754679.7891 | 207456071.6936 | 225610374.2004

## Achievable Potential by End Use
Incremental Achievable Potential by End Use
Includes:
Rebate Programs
BROs
Excludes
Codes and Standards
Low Income
Scenario | Scenario 4: Reference ZEAS Phase In
Savings Type | Electric Energy (GWh/year)
Utility | (All)
Sector | (All)
Building Type | (All)
Measure Type | (All)
Column Labels
Values | WaterHeat | AppPlug | BldgEnv | ComRefrig | FoodServ | HVAC | Lighting | WholeBlg | BROs
2026 | -131.5104 | -0.098789 | 0.18188 | 2.0582 | 4.0829 | 19.9921 | 2.5263 | 116.6513 | 386.4014
2027 | -96.579 | -0.091967 | 0.1473 | 0.80373 | 4.5874 | 21.8609 | 2.6477 | 119.5736 | 399.9056
2028 | -22.1334 | -0.094814 | 0.16565 | 0.35709 | 4.7347 | 16.7005 | 2.5717 | 121.2438 | 414.8486
2029 | 81.7543 | -0.10159 | 0.16181 | 0.096629 | 5.0012 | 20.042 | 3.5765 | 124.7476 | 428.4003
2030 | 98.3432 | -0.10897 | 0.13481 | 0.00023105 | 5.3523 | 20.5191 | 2.8161 | 126.8566 | 443.2857
2031 | 174.3425 | 0.01909 | 0.1086 | 0.045181 | 5.4508 | 17.3532 | 2.8615 | 131.9035 | 457.4164
2032 | 195.7008 | 0.018581 | 0.088278 | 0.65399 | 5.587 | 16.9063 | 2.8932 | 134.7526 | 473.4035
2033 | 217.1361 | 0.018525 | 0.033795 | 0.8522 | 5.7617 | 12.9203 | 2.8635 | 137.3042 | 489.2729
2034 | 239.3685 | 0.01848 | 0.040783 | 0.82379 | 5.8866 | 11.878 | 2.8302 | 140.4323 | 505.6434
2035 | 259.3372 | 0.018462 | 0.034375 | 1.4353 | 5.9364 | 11.7884 | 2.8378 | 142.8187 | 520.7578
2036 | 274.8588 | 0.050634 | 0.030951 | 1.6755 | 5.7186 | 11.8798 | 2.8417 | 145.8855 | 530.1477
2037 | 293.5641 | 0.055174 | 0.030431 | 1.748 | 8.2811 | 12.3922 | 2.9365 | 152.1933 | 548.9219

## Cost Effectiveness IOU
Portfolio Cost Effectiveness
Includes:
Rebate Programs
BROs
Excludes
Codes and Standards
Low Income
Scenario | Scenario 4: Reference ZEAS Phase In
Cost Effectiveness Test | Total Resource Cost Test
Measure Type | All
PG&E | 2024 | 2025 | 2026 | 2027 | 2028 | 2029 | 2030 | 2031 | 2032 | 2033 | 2034 | 2035
Benefits | 254490633.4456 | 285027641.2056 | 305851176.3142 | 315445700.5555 | 320645637.8912 | 323357046.0938 | 317904107.9836 | 341146194.0103 | 329846112.3707 | 360954198.2809 | 394075981.1633 | 425151391.5686
Costs | 146813223.3624 | 161108947.7274 | 162473566.3926 | 159492281.9065 | 156692877.4653 | 149928331.499 | 131773654.8907 | 136210864.5413 | 129534444.5483 | 132366735.5617 | 134557795.5371 | 142049456.5522
B/C Ratio | 1.7334 | 1.7692 | 1.8825 | 1.9778 | 2.0463 | 2.1567 | 2.4125 | 2.5045 | 2.5464 | 2.7269 | 2.9287 | 2.993
SCE | 2024 | 2025 | 2026 | 2027 | 2028 | 2029 | 2030 | 2031 | 2032 | 2033 | 2034 | 2035
Benefits | 318767434.694 | 331322698.2274 | 315767333.1972 | 298904400.2145 | 289078356.4427 | 310219199.1442 | 198250641.5844 | 208119494.2342 | 188852283.6736 | 191838870.5439 | 198792502.56 | 203514130.6146
Costs | 285255745.6939 | 297629357.958 | 273552860.6648 | 249429315.6149 | 245144101.1758 | 253002966.8813 | 86357356.7434 | 89940144.8555 | 78919761.0742 | 79112141.9259 | 81243788.2218 | 83394018.9178
B/C Ratio | 1.1175 | 1.1132 | 1.1543 | 1.1984 | 1.1792 | 1.2261 | 2.2957 | 2.314 | 2.393 | 2.4249 | 2.4469 | 2.4404
SCG | 2024 | 2025 | 2026 | 2027 | 2028 | 2029 | 2030 | 2031 | 2032 | 2033 | 2034 | 2035
Benefits | 243385300.3508 | 260598615.4503 | 177026808.6019 | 180651860.7794 | 175755832.0704 | 159323267.1262 | 142943346.9807 | 151472741.8855 | 156347462.0215 | 165307595.8212 | 174848123.0257 | 185056403.3778
Costs | 100077611.9339 | 110623841.3239 | 83988222.9659 | 83230233.7136 | 77550054.9904 | 52056657.6499 | 47001361.5789 | 48315297.9374 | 47812146.5933 | 48150801.9366 | 49080511.6158 | 49990039.1742
B/C Ratio | 2.432 | 2.3557 | 2.1078 | 2.1705 | 2.2664 | 3.0606 | 3.0413 | 3.1351 | 3.27 | 3.4331 | 3.5625 | 3.7019
SDG&E | 2024 | 2025 | 2026 | 2027 | 2028 | 2029 | 2030 | 2031 | 2032 | 2033 | 2034 | 2035
Benefits | 100539147.0066 | 110605062.287 | 118335795.8458 | 107537393.3713 | 97718712.7239 | 97438857.933 | 90039039.2851 | 98993853.8559 | 95673231.2195 | 102348821.4808 | 110189479.9385 | 115637540.309
Costs | 58961428.5855 | 63945523.6955 | 61960202.6665 | 51835367.0701 | 47526199.9432 | 44456245.1665 | 36519821.7136 | 38384765.8386 | 34676473.6165 | 35910663.8705 | 38145169.8932 | 39276722.2846
B/C Ratio | 1.7052 | 1.7297 | 1.9099 | 2.0746 | 2.0561 | 2.1918 | 2.4655 | 2.579 | 2.759 | 2.8501 | 2.8887 | 2.9442
| 2024 | 2025 | 2026 | 2027 | 2028 | 2029 | 2030 | 2031 | 2032 | 2033 | 2034 | 2035
STATEWIDE | 917182515.4971 | 987554017.1703 | 916981113.9591 | 902539354.9207 | 883198539.1282 | 890338370.2972 | 749137135.8338 | 799732283.9859 | 770719089.2853 | 820449486.1268 | 877906086.6876 | 929359465.8701
| 591108009.5757 | 633307670.7048 | 581974852.6897 | 543987198.305 | 526913233.5747 | 499444201.1967 | 301652194.9267 | 312851073.1728 | 290942825.8323 | 295540343.2947 | 303027265.2678 | 314710236.9287
| 1.5516 | 1.5594 | 1.5756 | 1.6591 | 1.6762 | 1.7827 | 2.4834 | 2.5563 | 2.649 | 2.7761 | 2.8971 | 2.9531

## Cost Effectiveness Scenario
Portfolio Cost Effectiveness
Includes:
Rebate Programs
BROs
Excludes
Codes and Standards
Low Income
Cost Effectiveness Test | Total Resource Cost Test
Measure Type | All
Scenario 4: Reference ZEAS Phase In | 2025 | 2026 | 2027 | 2028 | 2029 | 2030 | 2031 | 2032 | 2033 | 2034 | 2035 | 2036 | 2037
Benefits | 917182515.4971 | 987554017.1703 | 916981113.9591 | 902539354.9207 | 883198539.1282 | 890338370.2972 | 749137135.8338 | 799732283.9859 | 770719089.2853 | 820449486.1268 | 877906086.6876 | 929359465.8701 | 1078121723.0261
Costs | 591108009.5757 | 633307670.7048 | 581974852.6897 | 543987198.305 | 526913233.5747 | 499444201.1967 | 301652194.9267 | 312851073.1728 | 290942825.8323 | 295540343.2947 | 303027265.2678 | 314710236.9287 | 356743582.879
B/C Ratio | 1.5516 | 1.5594 | 1.5756 | 1.6591 | 1.6762 | 1.7827 | 2.4834 | 2.5563 | 2.649 | 2.7761 | 2.8971 | 2.9531 | 3.0221
Scenario 5: High TRC ZEAS Phase In | 2025 | 2026 | 2027 | 2028 | 2029 | 2030 | 2031 | 2032 | 2033 | 2034 | 2035 | 2036 | 2037
Benefits | 823812329.2436 | 883179188.1928 | 882233446.3188 | 872488852.7612 | 858831845.7397 | 878963493.3106 | 730941050.2529 | 780715221.5517 | 748499591.4059 | 805162111.9775 | 864349030.6905 | 913106414.8681 | 1051998169.4979
Costs | 462673267.5329 | 489052083.4879 | 535631119.259 | 502809561.6407 | 492896753.5246 | 483783221.7217 | 278230476.4031 | 287275092.4237 | 261130220.3664 | 274006428.5906 | 282206269.1688 | 290242017.7212 | 321391369.4378
B/C Ratio | 1.7805 | 1.8059 | 1.6471 | 1.7352 | 1.7424 | 1.8169 | 2.6271 | 2.7177 | 2.8664 | 2.9385 | 3.0628 | 3.146 | 3.2733
Scenario 6: Aggressive Fuel Sub Phase In | 2025 | 2026 | 2027 | 2028 | 2029 | 2030 | 2031 | 2032 | 2033 | 2034 | 2035 | 2036 | 2037
Benefits | 935994773.502 | 1010170959.9846 | 944512679.472 | 927772038.1019 | 908765475.3342 | 919711505.1217 | 771321429.0698 | 827421555.8805 | 800339117.1355 | 856540754.7847 | 921180619.9831 | 979273329.9955 | 1136500489.1749
Costs | 601548442.7714 | 645724155.8302 | 593447102.3206 | 551951153.8389 | 535810488.0254 | 510028699.0248 | 304921081.9558 | 316835684.1358 | 294452488.1704 | 299752931.2709 | 307995778.4376 | 320371975.6379 | 363319770.6598
B/C Ratio | 1.556 | 1.5644 | 1.5916 | 1.6809 | 1.6961 | 1.8033 | 2.5296 | 2.6115 | 2.7181 | 2.8575 | 2.9909 | 3.0567 | 3.1281

## BROs by Measure
Incremental Achievable Potential (BROs)
Includes:
BROs
Excludes
Codes and Standards
Low Income
Rebate Programs
Savings Type | Electric Energy (GWh/year)
Utility | (All)
Sector | (All)
End Use | (All)
Column Labels
Values | HERS Bin 1 | HERS Bin 2 | HERS Bin 3 | Web-Real Time Feedback | Universal Audit Tool | Business Energy Reports
2026 | 97.6641 | 63.7369 | 183.6336 | 25.7238 | 15.0906 | 0.55242
2027 | 102.4838 | 64.8587 | 186.4658 | 28.0866 | 17.1602 | 0.85049
2028 | 106.629 | 66.3557 | 190.27 | 30.819 | 19.6089 | 1.166
2029 | 108.6926 | 67.8764 | 194.1135 | 33.8107 | 22.4026 | 1.5046
2030 | 110.9086 | 69.5153 | 198.2415 | 37.1323 | 25.6207 | 1.8674
2031 | 112.7563 | 70.8759 | 201.7072 | 40.6249 | 29.1944 | 2.2577
2032 | 114.8608 | 72.4098 | 205.6186 | 44.5306 | 33.3281 | 2.6557
2033 | 116.7172 | 73.7747 | 209.0691 | 48.6859 | 37.9497 | 3.0763
2034 | 118.4715 | 75.0217 | 212.2979 | 53.1549 | 43.1566 | 3.5409
2035 | 119.6992 | 75.901 | 214.5573 | 57.757 | 48.8467 | 3.9966
2036 | 121.4176 | 77.112 | 217.7199 | 53.937 | 55.5112 | 4.4499
2037 | 123.0852 | 78.277 | 220.7872 | 58.7952 | 63.0454 | 4.9319

## TSB by End Use
Total System Benefit
Includes:
Rebate Programs
BROs
Excludes
Codes and Standards
Low Income
Scenario | Scenario 4: Reference ZEAS Phase In
Utility | (All)
Sector | (All)
Building Type | (All)
Measure Type | (All)
Column Labels
Values | AppPlug | BldgEnv | ComRefrig | FoodServ | HVAC | Lighting | WaterHeat | WholeBlg | BROs
2026 | 27970044.4952 | 1900902.8912 | 1981521.4655 | 31411410.2734 | 50466150.581 | 2244805.7801 | 303686716.6145 | 136099100.6963 | 71077086.5733
2027 | 32486813.419 | 1822618.5487 | 772766.6783 | 34532735.5577 | 54976804.2674 | 2462101.5642 | 260289480.3231 | 144174223.6895 | 78352045.4615
2028 | 35396660.9075 | 1729522.4899 | 342134.0322 | 37502710.813 | 56036875.7247 | 2496958.7036 | 269424487.7898 | 151340668.2092 | 80378989.5756
2029 | 37204332.5081 | 1844836.6834 | 96872.2075 | 40030474.8545 | 46786722.6428 | 3564347.4867 | 260303852.8012 | 160912015.0901 | 81405404.5708
2030 | 37478011.0007 | 1724753.6075 | 244.4422 | 45461064.431 | 48765805.5388 | 2973485.1735 | 294222974.1097 | 170479954.0353 | 97021974.4444
2031 | 55219308.1876 | 1448653.2035 | 49388.0897 | 49784614.0525 | 41633570.9583 | 3112069.8831 | 215893353.22 | 185275665.4944 | 108306755.8894
2032 | 47100955.3495 | 1320664.3273 | 606159.7069 | 54430720.606 | 43425247.1861 | 3215058.6373 | 243807620.7219 | 194719096.8745 | 116102816.1839
2033 | 50002393.1573 | 1127108.2215 | 801524.8014 | 58558013.44 | 38507397.0534 | 3244208.5642 | 275607731.7011 | 204307570.2801 | 125540358.9932
2034 | 52616355.1418 | 698828.3611 | 787706.5291 | 62854312.4586 | 38727538.6578 | 3271211.3085 | 306218083.1071 | 214711148.8549 | 126362816.6306
2035 | 50902547.9018 | 657616.9457 | 1397571.42 | 67555515.2764 | 40746789.614 | 3361916.6183 | 335990261.0106 | 225049754.0791 | 136930817.1985
2036 | 50095091.0268 | 653126.9001 | 1662017.1852 | 69632245.1345 | 42281929.596 | 3433007.0525 | 362268641.3875 | 237072236.3394 | 145629802.7416
2037 | 93377593.4861 | 684898.779 | 1764130.3053 | 100746013.2642 | 55370507.2441 | 3584399.8168 | 390699602.7397 | 256489296.4074 | 157096420.5545

## C&S by End Use
Incremental C&S Savings (without Interactive Effects)
Note: scroll down to see data with interactive effects
Includes:
Codes and Standards
Excludes
Low Income
Rebate Programs
BROs
Savings Type | Electric Energy (GWh/year)
Utility | (All)
Sector | (All)
Column Labels
Values | AppPlug | BldgEnv | HVAC | WaterHeat | ComRefrig | FoodServ | Lighting
2026 | 264.7133 | 99.3208 | 280.9734 | 0.83069 | 108.3704 | 0.091239 | 987.2827
2027 | 187.1272 | 100.6034 | 282.2605 | 1.6147 | 91.5383 | 0.091199 | 898.0368
2028 | 218.8778 | 99.2986 | 278.5123 | 0.30799 | 48.7454 | 0.091175 | 861.9464
2029 | 198.5793 | 97.122 | 274.3736 | -0.22713 | 10.6716 | 0.09116 | 577.996
2030 | 163.1136 | 95.0596 | 268.2352 | -0.23094 | 10.5047 | 0.091151 | 480.5886
2031 | 118.0523 | 93.9841 | 262.4581 | -0.2376 | 10.3301 | 0.091138 | 433.5944
2032 | 86.424 | 92.9947 | 256.3854 | -0.24358 | 9.9319 | 0.091128 | 380.7447
2033 | 85.992 | 92.0897 | 251.3519 | -0.24949 | 9.6154 | 0.091116 | 353.9377
2034 | 85.6132 | 91.2784 | 244.9376 | -0.25581 | 9.4393 | 0.091105 | 192.6664
2035 | 76.1972 | 90.5556 | 237.1481 | -0.23938 | 9.2787 | 0.091093 | 174.2927
2036 | 72.9538 | 89.919 | 235.1722 | -0.46694 | 9.13 | 0.091082 | 169.5188
2037 | 72.3104 | 89.3596 | 232.3844 | -0.97342 | 8.9848 | 0.09107 | 165.3236
Incremental C&S Savings (with Interactive Effects)
Note: scroll up to see data without interactive effects
Includes:
Codes and Standards
Excludes
Low Income
Rebate Programs
BROs
Savings Type | Electric Energy (GWh/year)
Utility | (All)
Sector | (All)
Column Labels
Values | AppPlug | BldgEnv | HVAC | WaterHeat | ComRefrig | FoodServ | Lighting
2026 | 268.562 | 99.4576 | 277.7049 | 0.83069 | 108.4164 | 0.0958 | 1003.324
2027 | 189.861 | 100.74 | 279.0223 | 1.6147 | 91.5843 | 0.095759 | 909.4342
2028 | 221.5973 | 99.4351 | 275.297 | 0.30799 | 48.7915 | 0.095734 | 872.7564
2029 | 200.9341 | 97.2584 | 271.1751 | -0.22713 | 10.7177 | 0.095718 | 576.6394
2030 | 164.8388 | 95.1959 | 265.0072 | -0.23094 | 10.5508 | 0.095709 | 476.0601
2031 | 119.5911 | 94.1203 | 259.2023 | -0.2376 | 10.3758 | 0.095695 | 428.8651
2032 | 87.9521 | 93.1308 | 253.1459 | -0.24358 | 9.9717 | 0.095684 | 375.88
2033 | 87.5123 | 92.2257 | 248.1302 | -0.24949 | 9.6512 | 0.095671 | 348.9949
2034 | 87.1268 | 91.4144 | 241.7328 | -0.25581 | 9.475 | 0.09566 | 187.6617
2035 | 77.3302 | 90.6914 | 233.9609 | -0.23938 | 9.3143 | 0.095648 | 169.1088
2036 | 74.0837 | 90.0548 | 232.0021 | -0.46694 | 9.1656 | 0.095636 | 164.3982
2037 | 73.4374 | 89.4952 | 229.2318 | -0.97342 | 9.0204 | 0.095624 | 160.2906

## FS by End Use
Gas Energy (MMTherm/year)
|  |  | AppPlug | WaterHeat | FoodServ | HVAC
Scenario 4: Reference ZEAS Phase In | Scenario 1 | Com | 0 | 9.0149 | 0.039559 | 0.63417
Scenario 4: Reference ZEAS Phase In |  | Res | 0.020069 | 4.4388 | 0 | 0.020706
Scenario 5: High TRC ZEAS Phase In | Scenario 2 | Com | 0 | 9.016 | 0.039191 | 0.5613
Scenario 5: High TRC ZEAS Phase In |  | Res | 0.01995 | 2.0826 | 0 | 0.017259
Scenario 6: Aggressive Fuel Sub Phase In | Scenario 3 | Com | 0 | 9.8341 | 0.068034 | 0.64495
Scenario 6: Aggressive Fuel Sub Phase In |  | Res | 0.02702 | 4.4674 | 0 | 0.02208
Electric Energy (GWh/year)
|  |  | AppPlug | WaterHeat | FoodServ | HVAC
Scenario 4: Reference ZEAS Phase In | Scenario 1 | Com | 0 | -81.2169 | -0.39353 | -3.1047
Scenario 4: Reference ZEAS Phase In |  | Res | -0.098826 | -55.218 | 0 | -0.088323
Scenario 5: High TRC ZEAS Phase In | Scenario 2 | Com | 0 | -81.2258 | -0.38931 | -2.8289
Scenario 5: High TRC ZEAS Phase In |  | Res | -0.098241 | -20.8383 | 0 | -0.077339
Scenario 6: Aggressive Fuel Sub Phase In | Scenario 3 | Com | 0 | -88.4975 | -0.67457 | -3.1735
Scenario 6: Aggressive Fuel Sub Phase In |  | Res | -0.13306 | -55.5625 | 0 | -0.095181

## Raw Data - > (hidden)
Tabs to the left contain raw exports from the PG Model - Phase In ZEAS Only Info

## Tech Pot. Detail (hidden)
Scenario | Utility | Sector | End Use | Building Type | Savings Type | Measure Type | 2025 | 2026 | 2027 | 2028 | 2029 | 2030 | 2031 | 2032 | 2033 | 2034 | 2035 | 2036 | 2037
Scenario 4: Reference ZEAS Phase In | PG&E | Com | AppPlug | Com - College | Gas Energy (MMTherm/year) | Energy Efficiency | 0.10211 | 0.10159 | 0.094183 | 0.093709 | 0.093238 | 0.092769 | 0.092302 | 0.091837 | 0.091375 | 0.090915 | 0.090458 | 0.090002 | 0.089549
Scenario 4: Reference ZEAS Phase In | PG&E | Com | AppPlug | Com - Health | Gas Energy (MMTherm/year) | Energy Efficiency | 24.282 | 24.4394 | 24.6113 | 24.7795 | 24.9511 | 24.2916 | 25.1267 | 25.3097 | 25.4915 | 25.668 | 25.8351 | 26.0062 | 26.181
Scenario 4: Reference ZEAS Phase In | PG&E | Com | AppPlug | Com - Lodging | Gas Energy (MMTherm/year) | Energy Efficiency | 18.7471 | 18.9177 | 19.0951 | 19.2749 | 19.4619 | 19.6518 | 19.8445 | 20.0394 | 20.2359 | 20.4351 | 20.6362 | 18.8923 | 20.7567
Scenario 4: Reference ZEAS Phase In | PG&E | Com | AppPlug | Com - Other | Gas Energy (MMTherm/year) | Energy Efficiency | 0.44634 | 0.44821 | 0.45021 | 0.4523 | 0.45445 | 0.45673 | 0.45916 | 0.46169 | 0.46426 | 0.4669 | 0.4696 | 0.47238 | 0.47524
Scenario 4: Reference ZEAS Phase In | PG&E | Com | BldgEnv | Com - College | Electric Demand (MW) | Energy Efficiency | 1.1512 | 1.1462 | 1.1411 | 1.1362 | 1.1312 | 1.1263 | 1.1214 | 1.1166 | 1.1117 | 1.1069 | 1.1022 | 1.0974 | 1.0927
Scenario 4: Reference ZEAS Phase In | PG&E | Com | BldgEnv | Com - College | Electric Energy (GWh/year) | Energy Efficiency | 0.32625 | 0.32483 | 0.3234 | 0.32199 | 0.3206 | 0.31921 | 0.31783 | 0.31645 | 0.31509 | 0.31373 | 0.31239 | 0.31105 | 0.30971
Scenario 4: Reference ZEAS Phase In | PG&E | Com | BldgEnv | Com - College | Gas Energy (MMTherm/year) | Energy Efficiency | 0.074709 | 0.074384 | 0.074047 | 0.073725 | 0.073404 | 0.073084 | 0.072767 | 0.072451 | 0.072137 | 0.071826 | 0.071517 | 0.071209 | 0.070903
Scenario 4: Reference ZEAS Phase In | PG&E | Com | BldgEnv | Com - Grocery | Electric Demand (MW) | Energy Efficiency | 1.3318 | 1.3209 | 1.3102 | 1.2996 | 1.2891 | 1.2787 | 1.2685 | 1.2584 | 1.2484 | 1.2386 | 1.2289 | 1.2193 | 1.2098
Scenario 4: Reference ZEAS Phase In | PG&E | Com | BldgEnv | Com - Grocery | Electric Energy (GWh/year) | Energy Efficiency | 0.37742 | 0.37434 | 0.3713 | 0.3683 | 0.36533 | 0.3624 | 0.35952 | 0.35667 | 0.35385 | 0.35107 | 0.34832 | 0.3456 | 0.34292
Scenario 4: Reference ZEAS Phase In | PG&E | Com | BldgEnv | Com - Grocery | Gas Energy (MMTherm/year) | Energy Efficiency | 0.086431 | 0.085724 | 0.085026 | 0.084337 | 0.083655 | 0.082983 | 0.08232 | 0.081665 | 0.081018 | 0.080378 | 0.079747 | 0.079123 | 0.078507
Scenario 4: Reference ZEAS Phase In | PG&E | Com | BldgEnv | Com - Health | Electric Demand (MW) | Energy Efficiency | 1.4546 | 1.4512 | 1.4478 | 1.4444 | 1.4411 | 1.4378 | 1.4345 | 1.4312 | 1.428 | 1.4248 | 1.4215 | 1.4182 | 1.4149
Scenario 4: Reference ZEAS Phase In | PG&E | Com | BldgEnv | Com - Health | Electric Energy (GWh/year) | Energy Efficiency | 0.55483 | 0.55353 | 0.55226 | 0.55099 | 0.54973 | 0.54846 | 0.54723 | 0.546 | 0.54478 | 0.54355 | 0.5423 | 0.54106 | 0.53984
Scenario 4: Reference ZEAS Phase In | PG&E | Com | BldgEnv | Com - Health | Gas Energy (MMTherm/year) | Energy Efficiency | 0.24466 | 0.24408 | 0.24352 | 0.24295 | 0.24239 | 0.24182 | 0.24127 | 0.24072 | 0.24017 | 0.23962 | 0.23907 | 0.23852 | 0.23797
Scenario 4: Reference ZEAS Phase In | PG&E | Com | BldgEnv | Com - Lodging | Electric Demand (MW) | Energy Efficiency | 1.1282 | 1.1205 | 1.1129 | 1.1053 | 1.0979 | 1.0905 | 1.0832 | 1.076 | 1.0689 | 1.0618 | 1.0548 | 1.0478 | 1.041
Scenario 4: Reference ZEAS Phase In | PG&E | Com | BldgEnv | Com - Lodging | Electric Energy (GWh/year) | Energy Efficiency | 0.56378 | 0.55994 | 0.55614 | 0.55238 | 0.54867 | 0.54501 | 0.54138 | 0.5378 | 0.53425 | 0.53074 | 0.52727 | 0.52378 | 0.52039
Scenario 4: Reference ZEAS Phase In | PG&E | Com | BldgEnv | Com - Lodging | Gas Energy (MMTherm/year) | Energy Efficiency | 0.33033 | 0.32807 | 0.32584 | 0.32362 | 0.32144 | 0.31928 | 0.31715 | 0.31503 | 0.31294 | 0.31088 | 0.30883 | 0.30674 | 0.30474
Scenario 4: Reference ZEAS Phase In | PG&E | Com | BldgEnv | Com - Office (Large) | Electric Demand (MW) | Energy Efficiency | 2.9589 | 2.8752 | 2.7943 | 2.7163 | 2.6411 | 2.5685 | 2.4985 | 2.4309 | 2.3656 | 2.3026 | 2.2417 | 2.183 | 2.1264
Scenario 4: Reference ZEAS Phase In | PG&E | Com | BldgEnv | Com - Office (Large) | Electric Energy (GWh/year) | Energy Efficiency | 0.83857 | 0.81489 | 0.79204 | 0.76999 | 0.74872 | 0.7282 | 0.70842 | 0.68933 | 0.67088 | 0.65307 | 0.63588 | 0.6193 | 0.60329
Scenario 4: Reference ZEAS Phase In | PG&E | Com | BldgEnv | Com - Office (Large) | Gas Energy (MMTherm/year) | Energy Efficiency | 0.19203 | 0.18659 | 0.18134 | 0.17627 | 0.17139 | 0.16667 | 0.16213 | 0.15774 | 0.1535 | 0.1494 | 0.14545 | 0.14164 | 0.13796
Scenario 4: Reference ZEAS Phase In | PG&E | Com | BldgEnv | Com - Office (Small) | Electric Demand (MW) | Energy Efficiency | 1.0555 | 1.0465 | 1.0377 | 0.83593 | 0.84827 | 0.84157 | 0.83498 | 0.82849 | 0.82209 | 0.81579 | 0.80958 | 0.80347 | 0.79745
Scenario 4: Reference ZEAS Phase In | PG&E | Com | BldgEnv | Com - Office (Small) | Electric Energy (GWh/year) | Energy Efficiency | 0.29911 | 0.29658 | 0.29408 | 0.23692 | 0.24053 | 0.23864 | 0.23678 | 0.23495 | 0.23315 | 0.23137 | 0.22962 | 0.2279 | 0.2262
Scenario 4: Reference ZEAS Phase In | PG&E | Com | BldgEnv | Com - Office (Small) | Gas Energy (MMTherm/year) | Energy Efficiency | 0.068504 | 0.067921 | 0.067347 | 0.054254 | 0.055048 | 0.054613 | 0.054185 | 0.053763 | 0.053347 | 0.052937 | 0.052534 | 0.052137 | 0.051746
Scenario 4: Reference ZEAS Phase In | PG&E | Com | BldgEnv | Com - Other | Electric Demand (MW) | Energy Efficiency | 1.5962 | 1.5868 | 1.5776 | 1.5685 | 1.5595 | 1.5506 | 1.5418 | 1.5331 | 1.5245 | 1.5159 | 1.5074 | 1.4991 | 1.4908
Scenario 4: Reference ZEAS Phase In | PG&E | Com | BldgEnv | Com - Other | Electric Energy (GWh/year) | Energy Efficiency | 0.4551 | 0.45245 | 0.44984 | 0.44725 | 0.44468 | 0.44215 | 0.43965 | 0.43718 | 0.43473 | 0.4323 | 0.4299 | 0.42752 | 0.42517
Scenario 4: Reference ZEAS Phase In | PG&E | Com | BldgEnv | Com - Other | Gas Energy (MMTherm/year) | Energy Efficiency | 0.10358 | 0.10298 | 0.10238 | 0.10179 | 0.1012 | 0.10062 | 0.10005 | 0.099487 | 0.098927 | 0.098372 | 0.097822 | 0.097278 | 0.09674
Scenario 4: Reference ZEAS Phase In | PG&E | Com | BldgEnv | Com - Refrig. Warehouse | Electric Demand (MW) | Energy Efficiency | 0.42315 | 0.42143 | 0.41971 | 0.41801 | 0.41633 | 0.41466 | 0.41301 | 0.41137 | 0.40974 | 0.40812 | 0.40651 | 0.40492 | 0.40334
Scenario 4: Reference ZEAS Phase In | PG&E | Com | BldgEnv | Com - Refrig. Warehouse | Electric Energy (GWh/year) | Energy Efficiency | 0.12002 | 0.11953 | 0.11905 | 0.11857 | 0.11809 | 0.11762 | 0.11716 | 0.11669 | 0.11623 | 0.11578 | 0.11533 | 0.11488 | 0.11443
Scenario 4: Reference ZEAS Phase In | PG&E | Com | BldgEnv | Com - Refrig. Warehouse | Gas Energy (MMTherm/year) | Energy Efficiency | 0.027663 | 0.027551 | 0.027438 | 0.027327 | 0.027217 | 0.027108 | 0.026999 | 0.026892 | 0.026785 | 0.026679 | 0.026574 | 0.02647 | 0.026366
Scenario 4: Reference ZEAS Phase In | PG&E | Com | BldgEnv | Com - Restaurant | Electric Demand (MW) | Energy Efficiency | 0.65516 | 0.64992 | 0.64475 | 0.63963 | 0.63456 | 0.62955 | 0.62459 | 0.61968 | 0.61483 | 0.61003 | 0.60528 | 0.53025 | 0.53174
Scenario 4: Reference ZEAS Phase In | PG&E | Com | BldgEnv | Com - Restaurant | Electric Energy (GWh/year) | Energy Efficiency | 0.18566 | 0.18418 | 0.18272 | 0.18127 | 0.17984 | 0.17842 | 0.17702 | 0.17563 | 0.17426 | 0.1729 | 0.17156 | 0.15029 | 0.15075
Scenario 4: Reference ZEAS Phase In | PG&E | Com | BldgEnv | Com - Restaurant | Gas Energy (MMTherm/year) | Energy Efficiency | 0.042519 | 0.042179 | 0.041843 | 0.041511 | 0.041182 | 0.040856 | 0.040534 | 0.040216 | 0.0399 | 0.039589 | 0.03928 | 0.034412 | 0.034507
Scenario 4: Reference ZEAS Phase In | PG&E | Com | BldgEnv | Com - Retail | Electric Demand (MW) | Energy Efficiency | 4.7183 | 4.6823 | 4.6467 | 4.1808 | 4.176 | 4.1449 | 4.1142 | 4.0838 | 4.0538 | 4.0241 | 3.9947 | 3.9656 | 3.9369
Scenario 4: Reference ZEAS Phase In | PG&E | Com | BldgEnv | Com - Retail | Electric Energy (GWh/year) | Energy Efficiency | 1.3371 | 1.3269 | 1.3168 | 1.1848 | 1.1836 | 1.1748 | 1.1661 | 1.1575 | 1.149 | 1.1406 | 1.1323 | 1.1241 | 1.116
Scenario 4: Reference ZEAS Phase In | PG&E | Com | BldgEnv | Com - Retail | Gas Energy (MMTherm/year) | Energy Efficiency | 0.30621 | 0.30387 | 0.30156 | 0.27134 | 0.27102 | 0.269 | 0.267 | 0.26503 | 0.26308 | 0.26115 | 0.25924 | 0.25736 | 0.25549
Scenario 4: Reference ZEAS Phase In | PG&E | Com | BldgEnv | Com - School | Electric Demand (MW) | Energy Efficiency | 1.1307 | 1.1063 | 1.0826 | 1.0595 | 1.037 | 1.0151 | 0.99378 | 0.97299 | 0.95275 | 0.93305 | 0.91388 | 0.89524 | 0.87711
Scenario 4: Reference ZEAS Phase In | PG&E | Com | BldgEnv | Com - School | Electric Energy (GWh/year) | Energy Efficiency | 0.32042 | 0.31354 | 0.30684 | 0.30032 | 0.29396 | 0.28776 | 0.28173 | 0.27585 | 0.27013 | 0.26457 | 0.25915 | 0.25388 | 0.24876
Scenario 4: Reference ZEAS Phase In | PG&E | Com | BldgEnv | Com - School | Gas Energy (MMTherm/year) | Energy Efficiency | 0.073375 | 0.071795 | 0.070256 | 0.068757 | 0.067296 | 0.065874 | 0.064487 | 0.063138 | 0.061824 | 0.060544 | 0.0593 | 0.058089 | 0.056911
Scenario 4: Reference ZEAS Phase In | PG&E | Com | BldgEnv | Com - Warehouse | Electric Demand (MW) | Energy Efficiency | 2.8928 | 2.8859 | 2.879 | 2.8723 | 2.8656 | 2.8591 | 2.8526 | 2.8463 | 2.8399 | 2.8337 | 2.8274 | 2.8213 | 2.8152
Scenario 4: Reference ZEAS Phase In | PG&E | Com | BldgEnv | Com - Warehouse | Electric Energy (GWh/year) | Energy Efficiency | 1.4456 | 1.4422 | 1.4388 | 1.4355 | 1.4322 | 1.429 | 1.4258 | 1.4226 | 1.4195 | 1.4164 | 1.4134 | 1.4104 | 1.4073
Scenario 4: Reference ZEAS Phase In | PG&E | Com | BldgEnv | Com - Warehouse | Gas Energy (MMTherm/year) | Energy Efficiency | 0.84707 | 0.84504 | 0.84302 | 0.84104 | 0.83908 | 0.83716 | 0.83526 | 0.83339 | 0.83153 | 0.82968 | 0.82786 | 0.82604 | 0.82425
Scenario 4: Reference ZEAS Phase In | PG&E | Com | ComRefrig | Com - College | Electric Demand (MW) | Energy Efficiency | 0.030613 | 0.030772 | 0.030928 | 0.031086 | 0.031241 | 0.031392 | 0.031546 | 0.031697 | 0.031856 | 0.032018 | 0.032181 | 0.032341 | 0.022988
Scenario 4: Reference ZEAS Phase In | PG&E | Com | ComRefrig | Com - College | Electric Energy (GWh/year) | Energy Efficiency | 0.31226 | 0.31339 | 0.31449 | 0.3156 | 0.3167 | 0.31776 | 0.31885 | 0.31992 | 0.32104 | 0.3222 | 0.32338 | 0.32453 | 0.24243
Scenario 4: Reference ZEAS Phase In | PG&E | Com | ComRefrig | Com - College | Gas Energy (MMTherm/year) | Energy Efficiency | -0.0052507 | -0.0052894 | -0.0053275 | -0.0053658 | -0.0054035 | -0.0054405 | -0.0054779 | -0.0055149 | -0.0055532 | -0.0055923 | -0.0056317 | -0.0056703 | -0.0028785
Scenario 4: Reference ZEAS Phase In | PG&E | Com | ComRefrig | Com - Grocery | Electric Demand (MW) | Energy Efficiency | 10.4854 | 10.439 | 10.3948 | 10.3527 | 10.312 | 10.2736 | 10.2372 | 10.2027 | 10.1697 | 10.1381 | 10.1082 | 10.0798 | 10.0529
Scenario 4: Reference ZEAS Phase In | PG&E | Com | ComRefrig | Com - Grocery | Electric Energy (GWh/year) | Energy Efficiency | 123.035 | 122.295 | 121.5751 | 120.8747 | 120.1892 | 119.524 | 118.8776 | 118.2497 | 117.6361 | 117.0374 | 116.4541 | 115.8855 | 115.3326
Scenario 4: Reference ZEAS Phase In | PG&E | Com | ComRefrig | Com - Grocery | Gas Energy (MMTherm/year) | Energy Efficiency | 0.77865 | 0.76934 | 0.76003 | 0.75074 | 0.74147 | 0.7322 | 0.72294 | 0.71369 | 0.70447 | 0.69528 | 0.68611 | 0.67696 | 0.66784
Scenario 4: Reference ZEAS Phase In | PG&E | Com | ComRefrig | Com - Health | Electric Demand (MW) | Energy Efficiency | 0.11538 | 0.11667 | 0.11806 | 0.11942 | 0.1208 | 0.12221 | 0.12363 | 0.12507 | 0.12649 | 0.12788 | 0.12919 | 0.13051 | 0.077925
Scenario 4: Reference ZEAS Phase In | PG&E | Com | ComRefrig | Com - Health | Electric Energy (GWh/year) | Energy Efficiency | 1.0097 | 1.021 | 1.0332 | 1.0451 | 1.0572 | 1.0695 | 1.082 | 1.0945 | 1.107 | 1.1191 | 1.1306 | 1.1422 | 0.68203
Scenario 4: Reference ZEAS Phase In | PG&E | Com | ComRefrig | Com - Health | Gas Energy (MMTherm/year) | Energy Efficiency | -0.026799 | -0.027099 | -0.027423 | -0.027738 | -0.028059 | -0.028386 | -0.028717 | -0.02905 | -0.029381 | -0.029702 | -0.030006 | -0.030315 | -0.014581
Scenario 4: Reference ZEAS Phase In | PG&E | Com | ComRefrig | Com - Refrig. Warehouse | Electric Demand (MW) | Energy Efficiency | 0.1207 | 0.12022 | 0.11974 | 0.11926 | 0.11879 | 0.11833 | 0.11787 | 0.11741 | 0.11696 | 0.11651 | 0.11606 | 0.11562 | 0.11517
Scenario 4: Reference ZEAS Phase In | PG&E | Com | ComRefrig | Com - Refrig. Warehouse | Electric Energy (GWh/year) | Energy Efficiency | 1.81 | 1.8017 | 1.7934 | 1.7852 | 1.7771 | 1.769 | 1.761 | 1.753 | 1.7451 | 1.7372 | 1.7293 | 1.7216 | 1.7138
Scenario 4: Reference ZEAS Phase In | PG&E | Com | ComRefrig | Com - Refrig. Warehouse | Gas Energy (MMTherm/year) | Energy Efficiency | -0.00048619 | -0.00049057 | -0.00049496 | -0.0004994 | -0.0005039 | -0.0005085 | -0.00051314 | -0.00051784 | -0.00052255 | -0.00052728 | -0.00053202 | -0.00053679 | -0.00054158
Scenario 4: Reference ZEAS Phase In | PG&E | Com | ComRefrig | Com - Restaurant | Electric Demand (MW) | Energy Efficiency | 0.40736 | 0.40523 | 0.40315 | 0.40111 | 0.39912 | 0.39716 | 0.39526 | 0.3934 | 0.39158 | 0.3898 | 0.38806 | 0.34153 | 0.35564
Scenario 4: Reference ZEAS Phase In | PG&E | Com | ComRefrig | Com - Restaurant | Electric Energy (GWh/year) | Energy Efficiency | 4.8469 | 4.8155 | 4.7846 | 4.7542 | 4.7242 | 4.6947 | 4.6656 | 4.6371 | 4.6089 | 4.5812 | 4.554 | 3.9997 | 4.0964
Scenario 4: Reference ZEAS Phase In | PG&E | Com | ComRefrig | Com - Restaurant | Gas Energy (MMTherm/year) | Energy Efficiency | 0.034344 | 0.033975 | 0.033608 | 0.033243 | 0.03288 | 0.03252 | 0.032161 | 0.031804 | 0.031449 | 0.031095 | 0.030744 | 0.026801 | 0.025771
Scenario 4: Reference ZEAS Phase In | PG&E | Com | ComRefrig | Com - Retail | Electric Demand (MW) | Energy Efficiency | 5.8623 | 5.8333 | 5.8053 | 5.228 | 5.3757 | 5.3534 | 5.332 | 5.3115 | 5.2917 | 5.2725 | 5.2541 | 5.2364 | 5.2195
Scenario 4: Reference ZEAS Phase In | PG&E | Com | ComRefrig | Com - Retail | Electric Energy (GWh/year) | Energy Efficiency | 65.4071 | 65.0159 | 64.6337 | 58.1855 | 59.1749 | 58.8561 | 58.5455 | 58.243 | 57.9467 | 57.657 | 57.3741 | 57.0978 | 56.8283
Scenario 4: Reference ZEAS Phase In | PG&E | Com | ComRefrig | Com - Retail | Gas Energy (MMTherm/year) | Energy Efficiency | 1.1028 | 1.0928 | 1.0828 | 0.97375 | 0.95681 | 0.94786 | 0.93894 | 0.93006 | 0.92124 | 0.91246 | 0.90373 | 0.89505 | 0.88641
Scenario 4: Reference ZEAS Phase In | PG&E | Com | ComRefrig | Com - School | Electric Demand (MW) | Energy Efficiency | 0.014456 | 0.014266 | 0.014084 | 0.013908 | 0.013737 | 0.013573 | 0.013415 | 0.013263 | 0.013116 | 0.012976 | 0.012842 | 0.012715 | 0.012594
Scenario 4: Reference ZEAS Phase In | PG&E | Com | ComRefrig | Com - School | Electric Energy (GWh/year) | Energy Efficiency | 0.19114 | 0.18774 | 0.18445 | 0.18125 | 0.17814 | 0.17513 | 0.1722 | 0.16936 | 0.1666 | 0.16394 | 0.16135 | 0.15886 | 0.15645
Scenario 4: Reference ZEAS Phase In | PG&E | Com | ComRefrig | Com - School | Gas Energy (MMTherm/year) | Energy Efficiency | -0.00062549 | -0.00061778 | -0.00061038 | -0.00060327 | -0.00059639 | -0.00058978 | -0.0005834 | -0.0005773 | -0.00057144 | -0.00056585 | -0.00056052 | -0.00055548 | -0.00055069
Scenario 4: Reference ZEAS Phase In | PG&E | Com | FoodServ | Com - College | Electric Demand (MW) | Energy Efficiency | 0.47352 | 0.47951 | 0.4854 | 0.49131 | 0.49716 | 0.50289 | 0.50868 | 0.51441 | 0.5203 | 0.52629 | 0.53232 | 0.53823 | 0.54416
Scenario 4: Reference ZEAS Phase In | PG&E | Com | FoodServ | Com - College | Electric Demand (MW) | Fuel Substitution | -0.73486 | -0.73116 | -0.72748 | -0.72382 | -0.72018 | -0.71655 | -0.71295 | -0.70936 | -0.70579 | -0.70224 | -0.6987 | -0.69519 | -0.69169
Scenario 4: Reference ZEAS Phase In | PG&E | Com | FoodServ | Com - College | Electric Energy (GWh/year) | Energy Efficiency | 2.1826 | 2.2108 | 2.2386 | 2.2664 | 2.294 | 2.321 | 2.3483 | 2.3753 | 2.4031 | 2.4313 | 2.4597 | 2.4876 | 2.5155
Scenario 4: Reference ZEAS Phase In | PG&E | Com | FoodServ | Com - College | Electric Energy (GWh/year) | Fuel Substitution | -7.8046 | -7.7653 | -7.7262 | -7.6873 | -7.6486 | -7.6101 | -7.5718 | -7.5337 | -7.4958 | -7.4581 | -7.4206 | -7.3832 | -7.3461
Scenario 4: Reference ZEAS Phase In | PG&E | Com | FoodServ | Com - College | Gas Energy (MMTherm/year) | Energy Efficiency | 0.14061 | 0.14458 | 0.14716 | 0.15242 | 0.15631 | 0.16013 | 0.16398 | 0.16779 | 0.17169 | 0.17564 | 0.17961 | 0.18352 | 0.18743
Scenario 4: Reference ZEAS Phase In | PG&E | Com | FoodServ | Com - College | Gas Energy (MMTherm/year) | Fuel Substitution | 0.81087 | 0.80679 | 0.80273 | 0.79869 | 0.79467 | 0.79067 | 0.78669 | 0.78273 | 0.77879 | 0.77487 | 0.77097 | 0.76709 | 0.76323
Scenario 4: Reference ZEAS Phase In | PG&E | Com | FoodServ | Com - Grocery | Electric Demand (MW) | Energy Efficiency | 2.0357 | 2.0489 | 2.0631 | 2.0783 | 2.0941 | 2.1109 | 2.1287 | 2.1474 | 2.1666 | 2.1864 | 2.2069 | 2.2281 | 2.2499
Scenario 4: Reference ZEAS Phase In | PG&E | Com | FoodServ | Com - Grocery | Electric Demand (MW) | Fuel Substitution | -4.1017 | -4.0646 | -4.0278 | -3.9913 | -3.9552 | -3.9193 | -3.8838 | -3.8487 | -3.8138 | -3.7793 | -3.745 | -3.7111 | -3.6775
Scenario 4: Reference ZEAS Phase In | PG&E | Com | FoodServ | Com - Grocery | Electric Energy (GWh/year) | Energy Efficiency | 9.2814 | 9.3436 | 9.4105 | 9.4818 | 9.5559 | 9.6348 | 9.7179 | 9.8053 | 9.8952 | 9.988 | 10.0839 | 10.1825 | 10.2844
Scenario 4: Reference ZEAS Phase In | PG&E | Com | FoodServ | Com - Grocery | Electric Energy (GWh/year) | Fuel Substitution | -74.1612 | -73.4895 | -72.824 | -72.1645 | -71.5109 | -70.8633 | -70.2216 | -69.5856 | -68.9554 | -68.3309 | -67.7121 | -67.0989 | -66.4912
Scenario 4: Reference ZEAS Phase In | PG&E | Com | FoodServ | Com - Grocery | Gas Energy (MMTherm/year) | Energy Efficiency | 0.54542 | 0.5679 | 0.59116 | 0.61517 | 0.63958 | 0.66481 | 0.69074 | 0.71738 | 0.74439 | 0.77186 | 0.7998 | 0.82819 | 0.85709
Scenario 4: Reference ZEAS Phase In | PG&E | Com | FoodServ | Com - Grocery | Gas Energy (MMTherm/year) | Fuel Substitution | 7.7079 | 7.6381 | 7.5689 | 7.5004 | 7.4324 | 7.3651 | 7.2984 | 7.2323 | 7.1668 | 7.1019 | 7.0376 | 6.9739 | 6.9107
Scenario 4: Reference ZEAS Phase In | PG&E | Com | FoodServ | Com - Health | Electric Demand (MW) | Energy Efficiency | 1.0368 | 1.0539 | 1.0723 | 1.0902 | 1.1084 | 1.1269 | 1.1456 | 1.1644 | 1.1831 | 1.2013 | 1.2186 | 1.2361 | 1.2539
Scenario 4: Reference ZEAS Phase In | PG&E | Com | FoodServ | Com - Health | Electric Demand (MW) | Fuel Substitution | -1.7195 | -1.7138 | -1.708 | -1.7023 | -1.6966 | -1.6909 | -1.6852 | -1.6796 | -1.6739 | -1.6683 | -1.6627 | -1.6571 | -1.6516
Scenario 4: Reference ZEAS Phase In | PG&E | Com | FoodServ | Com - Health | Electric Energy (GWh/year) | Energy Efficiency | 4.7134 | 4.7931 | 4.8786 | 4.9621 | 5.0468 | 5.1329 | 5.22 | 5.3077 | 5.3947 | 5.4794 | 5.56 | 5.6415 | 5.7242
Scenario 4: Reference ZEAS Phase In | PG&E | Com | FoodServ | Com - Health | Electric Energy (GWh/year) | Fuel Substitution | -21.5981 | -21.5256 | -21.4534 | -21.3814 | -21.3096 | -21.2381 | -21.1668 | -21.0958 | -21.025 | -20.9544 | -20.8841 | -20.814 | -20.7442
Scenario 4: Reference ZEAS Phase In | PG&E | Com | FoodServ | Com - Health | Gas Energy (MMTherm/year) | Energy Efficiency | 0.27845 | 0.29006 | 0.30244 | 0.31455 | 0.32682 | 0.33788 | 0.35184 | 0.36449 | 0.37706 | 0.38931 | 0.40103 | 0.41286 | 0.42485
Scenario 4: Reference ZEAS Phase In | PG&E | Com | FoodServ | Com - Health | Gas Energy (MMTherm/year) | Fuel Substitution | 2.3036 | 2.2959 | 2.2882 | 2.2805 | 2.2729 | 2.2652 | 2.2576 | 2.2501 | 2.2425 | 2.235 | 2.2275 | 2.22 | 2.2126
Scenario 4: Reference ZEAS Phase In | PG&E | Com | FoodServ | Com - Lodging | Electric Demand (MW) | Energy Efficiency | 1.2158 | 1.2376 | 1.2599 | 1.2823 | 1.3054 | 1.3288 | 1.3526 | 1.3765 | 1.4006 | 1.425 | 1.4495 | 1.4744 | 1.4995
Scenario 4: Reference ZEAS Phase In | PG&E | Com | FoodServ | Com - Lodging | Electric Demand (MW) | Fuel Substitution | -1.6442 | -1.6308 | -1.6176 | -1.6045 | -1.5914 | -1.5785 | -1.5657 | -1.553 | -1.5404 | -1.5279 | -1.5154 | -1.5031 | -1.4909
Scenario 4: Reference ZEAS Phase In | PG&E | Com | FoodServ | Com - Lodging | Electric Energy (GWh/year) | Energy Efficiency | 5.5686 | 5.6701 | 5.7735 | 5.8777 | 5.9853 | 6.0942 | 6.2044 | 6.3158 | 6.4277 | 6.5409 | 6.6551 | 6.7706 | 6.8871
Scenario 4: Reference ZEAS Phase In | PG&E | Com | FoodServ | Com - Lodging | Electric Energy (GWh/year) | Fuel Substitution | -20.3836 | -20.2181 | -20.0539 | -19.8911 | -19.7295 | -19.5693 | -19.4104 | -19.2528 | -19.0964 | -18.9414 | -18.7875 | -18.635 | -18.4836
Scenario 4: Reference ZEAS Phase In | PG&E | Com | FoodServ | Com - Lodging | Gas Energy (MMTherm/year) | Energy Efficiency | 0.17957 | 0.19255 | 0.20568 | 0.21887 | 0.23238 | 0.24598 | 0.25969 | 0.2735 | 0.28732 | 0.30126 | 0.31527 | 0.32837 | 0.34358
Scenario 4: Reference ZEAS Phase In | PG&E | Com | FoodServ | Com - Lodging | Gas Energy (MMTherm/year) | Fuel Substitution | 2.1131 | 2.096 | 2.0789 | 2.0621 | 2.0453 | 2.0287 | 2.0122 | 1.9959 | 1.9797 | 1.9636 | 1.9477 | 1.9318 | 1.9162
Scenario 4: Reference ZEAS Phase In | PG&E | Com | FoodServ | Com - Office (Large) | Electric Demand (MW) | Energy Efficiency | 0.0082903 | 0.0084127 | 0.0085407 | 0.0086711 | 0.0088065 | 0.0089453 | 0.0090895 | 0.0092352 | 0.0093794 | 0.0095254 | 0.0096723 | 0.0098202 | 0.0099697
Scenario 4: Reference ZEAS Phase In | PG&E | Com | FoodServ | Com - Office (Large) | Electric Energy (GWh/year) | Energy Efficiency | 0.072716 | 0.073789 | 0.074912 | 0.076056 | 0.077244 | 0.078461 | 0.079726 | 0.081004 | 0.082269 | 0.083549 | 0.084837 | 0.086135 | 0.087446
Scenario 4: Reference ZEAS Phase In | PG&E | Com | FoodServ | Com - Office (Small) | Electric Demand (MW) | Energy Efficiency | 0.003344 | 0.003375 | 0.0034071 | 0.0027792 | 0.0034737 | 0.0035083 | 0.0035438 | 0.0035801 | 0.003617 | 0.0036544 | 0.0036926 | 0.0037314 | 0.003771
Scenario 4: Reference ZEAS Phase In | PG&E | Com | FoodServ | Com - Office (Small) | Electric Energy (GWh/year) | Energy Efficiency | 0.029331 | 0.029603 | 0.029885 | 0.024377 | 0.030469 | 0.030772 | 0.031083 | 0.031402 | 0.031725 | 0.032054 | 0.032389 | 0.032729 | 0.033076
Scenario 4: Reference ZEAS Phase In | PG&E | Com | FoodServ | Com - Other | Electric Demand (MW) | Energy Efficiency | 3.2101 | 3.2277 | 3.2462 | 3.2655 | 3.2851 | 3.3057 | 3.3276 | 3.3503 | 3.3731 | 3.3963 | 3.4202 | 3.4445 | 3.4694
Scenario 4: Reference ZEAS Phase In | PG&E | Com | FoodServ | Com - Other | Electric Demand (MW) | Fuel Substitution | -14.7831 | -14.682 | -14.5815 | -14.4818 | -14.3827 | -14.2843 | -14.1865 | -14.0895 | -13.9931 | -13.8973 | -13.8022 | -13.7078 | -13.614
Scenario 4: Reference ZEAS Phase In | PG&E | Com | FoodServ | Com - Other | Electric Energy (GWh/year) | Energy Efficiency | 15.6462 | 15.732 | 15.8224 | 15.9164 | 16.0121 | 16.1129 | 16.2196 | 16.3302 | 16.4414 | 16.555 | 16.6714 | 16.7901 | 16.9117
Scenario 4: Reference ZEAS Phase In | PG&E | Com | FoodServ | Com - Other | Electric Energy (GWh/year) | Fuel Substitution | -86.5528 | -85.9606 | -85.3724 | -84.7883 | -84.2081 | -83.632 | -83.0598 | -82.4915 | -81.927 | -81.3665 | -80.8098 | -80.2569 | -79.7077
Scenario 4: Reference ZEAS Phase In | PG&E | Com | FoodServ | Com - Other | Gas Energy (MMTherm/year) | Energy Efficiency | 0.93948 | 0.96216 | 0.98549 | 1.0093 | 1.0333 | 1.058 | 1.0835 | 1.1096 | 1.1356 | 1.162 | 1.1888 | 1.2158 | 1.2432
Scenario 4: Reference ZEAS Phase In | PG&E | Com | FoodServ | Com - Other | Gas Energy (MMTherm/year) | Fuel Substitution | 8.3136 | 8.2567 | 8.2002 | 8.1441 | 8.0883 | 8.033 | 7.978 | 7.9235 | 7.8692 | 7.8154 | 7.7619 | 7.7088 | 7.6561
Scenario 4: Reference ZEAS Phase In | PG&E | Com | FoodServ | Com - Restaurant | Electric Demand (MW) | Energy Efficiency | 5.221 | 5.244 | 5.2682 | 5.2933 | 5.3195 | 5.3464 | 5.3746 | 5.4039 | 5.434 | 5.4651 | 5.4972 | 4.9065 | 5.6766
Scenario 4: Reference ZEAS Phase In | PG&E | Com | FoodServ | Com - Restaurant | Electric Demand (MW) | Fuel Substitution | -22.7336 | -22.534 | -22.3361 | -22.14 | -21.9457 | -21.753 | -21.562 | -21.3727 | -21.185 | -20.999 | -20.8147 | -18.2087 | -18.0488
Scenario 4: Reference ZEAS Phase In | PG&E | Com | FoodServ | Com - Restaurant | Electric Energy (GWh/year) | Energy Efficiency | 25.6721 | 25.785 | 25.9035 | 26.0271 | 26.1554 | 26.2876 | 26.4262 | 26.5699 | 26.7176 | 26.8704 | 27.0278 | 24.1236 | 27.9077
Scenario 4: Reference ZEAS Phase In | PG&E | Com | FoodServ | Com - Restaurant | Electric Energy (GWh/year) | Fuel Substitution | -219.5497 | -217.6221 | -215.7114 | -213.8176 | -211.9403 | -210.0795 | -208.2351 | -206.4068 | -204.5946 | -202.7983 | -201.0178 | -175.8502 | -174.3063
Scenario 4: Reference ZEAS Phase In | PG&E | Com | FoodServ | Com - Restaurant | Gas Energy (MMTherm/year) | Energy Efficiency | 1.4769 | 1.5289 | 1.5816 | 1.6352 | 1.6893 | 1.744 | 1.7996 | 1.8559 | 1.9128 | 1.9704 | 2.0287 | 1.8722 | 2.618
Scenario 4: Reference ZEAS Phase In | PG&E | Com | FoodServ | Com - Restaurant | Gas Energy (MMTherm/year) | Fuel Substitution | 22.0554 | 21.8618 | 21.6698 | 21.4796 | 21.291 | 21.104 | 20.9188 | 20.7351 | 20.553 | 20.3726 | 20.1937 | 17.6655 | 17.5104
Scenario 4: Reference ZEAS Phase In | PG&E | Com | FoodServ | Com - Retail | Electric Demand (MW) | Energy Efficiency | 0.20047 | 0.2026 | 0.20485 | 0.1854 | 0.22087 | 0.22335 | 0.22595 | 0.22867 | 0.23145 | 0.23432 | 0.23727 | 0.24031 | 0.24344
Scenario 4: Reference ZEAS Phase In | PG&E | Com | FoodServ | Com - Retail | Electric Energy (GWh/year) | Energy Efficiency | 1.0206 | 1.0311 | 1.0423 | 0.9433 | 1.1211 | 1.1335 | 1.1464 | 1.1599 | 1.1738 | 1.1881 | 1.2028 | 1.2179 | 1.2335
Scenario 4: Reference ZEAS Phase In | PG&E | Com | FoodServ | Com - Retail | Gas Energy (MMTherm/year) | Energy Efficiency | 0.044879 | 0.045372 | 0.045894 | 0.041543 | 0.049649 | 0.050222 | 0.050822 | 0.051448 | 0.052091 | 0.052752 | 0.053433 | 0.054133 | 0.054853
Scenario 4: Reference ZEAS Phase In | PG&E | Com | FoodServ | Com - School | Electric Demand (MW) | Energy Efficiency | 1.31 | 1.3315 | 1.3534 | 1.3756 | 1.3975 | 1.4197 | 1.442 | 1.4644 | 1.4871 | 1.5102 | 1.5335 | 1.5574 | 1.5817
Scenario 4: Reference ZEAS Phase In | PG&E | Com | FoodServ | Com - School | Electric Demand (MW) | Fuel Substitution | -0.84923 | -0.82866 | -0.80858 | -0.78899 | -0.76987 | -0.75122 | -0.73302 | -0.71526 | -0.69793 | -0.68102 | -0.66452 | -0.64842 | -0.63271
Scenario 4: Reference ZEAS Phase In | PG&E | Com | FoodServ | Com - School | Electric Energy (GWh/year) | Energy Efficiency | 6.022 | 6.1234 | 6.2265 | 6.3308 | 6.4343 | 6.5387 | 6.6432 | 6.7489 | 6.8556 | 6.9636 | 7.0732 | 7.1854 | 7.2993
Scenario 4: Reference ZEAS Phase In | PG&E | Com | FoodServ | Com - School | Electric Energy (GWh/year) | Fuel Substitution | -10.4152 | -10.1628 | -9.9166 | -9.6763 | -9.4419 | -9.2132 | -8.9899 | -8.7721 | -8.5596 | -8.3522 | -8.1499 | -7.9524 | -7.7598
Scenario 4: Reference ZEAS Phase In | PG&E | Com | FoodServ | Com - School | Gas Energy (MMTherm/year) | Energy Efficiency | 0.28529 | 0.29848 | 0.3117 | 0.32489 | 0.33791 | 0.35089 | 0.36377 | 0.37664 | 0.38949 | 0.40235 | 0.41524 | 0.42824 | 0.44128
Scenario 4: Reference ZEAS Phase In | PG&E | Com | FoodServ | Com - School | Gas Energy (MMTherm/year) | Fuel Substitution | 1.0929 | 1.0664 | 1.0406 | 1.0154 | 0.99079 | 0.96678 | 0.94336 | 0.92051 | 0.8982 | 0.87644 | 0.85521 | 0.83449 | 0.81427
Scenario 4: Reference ZEAS Phase In | PG&E | Com | HVAC | Com - College | Electric Demand (MW) | Energy Efficiency | 8.6716 | 8.7252 | 8.7751 | 8.8306 | 8.8828 | 8.9338 | 8.9555 | 9.0063 | 9.0591 | 9.1131 | 9.1676 | 9.2208 | 9.2744
Scenario 4: Reference ZEAS Phase In | PG&E | Com | HVAC | Com - College | Electric Demand (MW) | Fuel Substitution | 0 | 0 | 0 | 0 | 0.21398 | 0.2129 | 0.21183 | 0.21076 | 0.2097 | 0.20865 | 0.2076 | 0.20655 | 0.20551
Scenario 4: Reference ZEAS Phase In | PG&E | Com | HVAC | Com - College | Electric Energy (GWh/year) | Energy Efficiency | 17.0973 | 17.1613 | 17.2143 | 17.2864 | 17.3487 | 17.4091 | 17.3687 | 17.4286 | 17.4915 | 17.5564 | 17.6222 | 17.6862 | 17.7507
Scenario 4: Reference ZEAS Phase In | PG&E | Com | HVAC | Com - College | Electric Energy (GWh/year) | Fuel Substitution | -1.4212 | -1.414 | -1.4065 | -1.3994 | 0.60504 | 0.602 | 0.59897 | 0.59595 | 0.59295 | 0.58997 | 0.587 | 0.58405 | 0.58111
Scenario 4: Reference ZEAS Phase In | PG&E | Com | HVAC | Com - College | Gas Energy (MMTherm/year) | Energy Efficiency | 0.58079 | 0.58563 | 0.58176 | 0.5951 | 0.58633 | 0.59085 | 0.51172 | 0.51551 | 0.51942 | 0.52342 | 0.52744 | 0.53138 | 0.53533
Scenario 4: Reference ZEAS Phase In | PG&E | Com | HVAC | Com - College | Gas Energy (MMTherm/year) | Fuel Substitution | 0.26945 | 0.26809 | 0.26669 | 0.26535 | 0 | 0 | 0 | 0 | 0 | 0 | 0 | 0 | 0
Scenario 4: Reference ZEAS Phase In | PG&E | Com | HVAC | Com - Grocery | Electric Demand (MW) | Energy Efficiency | 9.0206 | 9.0534 | 9.0901 | 9.1304 | 9.1729 | 9.2194 | 9.2693 | 9.3227 | 9.3783 | 9.4362 | 9.4943 | 9.5571 | 9.6226
Scenario 4: Reference ZEAS Phase In | PG&E | Com | HVAC | Com - Grocery | Electric Demand (MW) | Fuel Substitution | 0 | 0 | 0 | 0 | 0.2477 | 0.24546 | 0.24323 | 0.24103 | 0.23885 | 0.23668 | 0.23454 | 0.23242 | 0.23031
Scenario 4: Reference ZEAS Phase In | PG&E | Com | HVAC | Com - Grocery | Electric Energy (GWh/year) | Energy Efficiency | 25.1844 | 25.2759 | 25.3781 | 25.4905 | 25.6091 | 25.7387 | 25.878 | 26.027 | 26.1818 | 26.3433 | 26.4955 | 26.6707 | 26.8533
Scenario 4: Reference ZEAS Phase In | PG&E | Com | HVAC | Com - Grocery | Electric Energy (GWh/year) | Fuel Substitution | -13.5198 | -13.3973 | -13.276 | -13.1558 | 1.6052 | 1.5907 | 1.5763 | 1.562 | 1.5479 | 1.5339 | 1.52 | 1.5062 | 1.4926
Scenario 4: Reference ZEAS Phase In | PG&E | Com | HVAC | Com - Grocery | Gas Energy (MMTherm/year) | Energy Efficiency | 0.81501 | 0.81799 | 0.82131 | 0.82496 | 0.82353 | 0.82771 | 0.8322 | 0.83701 | 0.842 | 0.84721 | 0.85318 | 0.85882 | 0.8647
Scenario 4: Reference ZEAS Phase In | PG&E | Com | HVAC | Com - Grocery | Gas Energy (MMTherm/year) | Fuel Substitution | 1.9011 | 1.8839 | 1.8669 | 1.8499 | 2.0369e-06 | 2.0185e-06 | 2.0002e-06 | 1.9821e-06 | 1.9641e-06 | 1.9463e-06 | 1.9287e-06 | 1.9112e-06 | 1.8939e-06
Scenario 4: Reference ZEAS Phase In | PG&E | Com | HVAC | Com - Health | Electric Demand (MW) | Energy Efficiency | 7.8815 | 7.9561 | 8.0368 | 8.1155 | 8.1955 | 8.2758 | 8.3279 | 8.4107 | 8.493 | 8.5727 | 8.6482 | 8.7247 | 8.8024
Scenario 4: Reference ZEAS Phase In | PG&E | Com | HVAC | Com - Health | Electric Demand (MW) | Fuel Substitution | 0 | 0 | 0 | 0 | 0.27892 | 0.27798 | 0.27705 | 0.27612 | 0.27519 | 0.27427 | 0.27335 | 0.27243 | 0.27152
Scenario 4: Reference ZEAS Phase In | PG&E | Com | HVAC | Com - Health | Electric Energy (GWh/year) | Energy Efficiency | 37.1866 | 37.5048 | 37.8504 | 38.1868 | 38.5293 | 38.8738 | 39.1239 | 39.4791 | 39.8317 | 40.1732 | 40.4962 | 40.8237 | 41.1567
Scenario 4: Reference ZEAS Phase In | PG&E | Com | HVAC | Com - Health | Electric Energy (GWh/year) | Fuel Substitution | -3.0778 | -3.0674 | -3.0571 | -3.0469 | 1.4982 | 1.4931 | 1.4881 | 1.4831 | 1.4781 | 1.4731 | 1.4682 | 1.4633 | 1.4584
Scenario 4: Reference ZEAS Phase In | PG&E | Com | HVAC | Com - Health | Gas Energy (MMTherm/year) | Energy Efficiency | 1.5774 | 1.5953 | 1.6146 | 1.6335 | 1.6291 | 1.6448 | 1.5796 | 1.5981 | 1.6165 | 1.6344 | 1.6513 | 1.6685 | 1.6859
Scenario 4: Reference ZEAS Phase In | PG&E | Com | HVAC | Com - Health | Gas Energy (MMTherm/year) | Fuel Substitution | 0.61062 | 0.60858 | 0.60653 | 0.6045 | 0 | 0 | 0 | 0 | 0 | 0 | 0 | 0 | 0
Scenario 4: Reference ZEAS Phase In | PG&E | Com | HVAC | Com - Lodging | Electric Demand (MW) | Energy Efficiency | 5.3024 | 5.3672 | 5.4334 | 5.5003 | 5.5698 | 5.6403 | 5.7015 | 5.7738 | 5.8466 | 5.9204 | 5.9951 | 6.0707 | 6.1472
Scenario 4: Reference ZEAS Phase In | PG&E | Com | HVAC | Com - Lodging | Electric Demand (MW) | Fuel Substitution | 0 | 0 | 0 | 0 | 0.16286 | 0.16154 | 0.16023 | 0.15893 | 0.15764 | 0.15636 | 0.15509 | 0.15377 | 0.15252
Scenario 4: Reference ZEAS Phase In | PG&E | Com | HVAC | Com - Lodging | Electric Energy (GWh/year) | Energy Efficiency | 24.4614 | 24.7148 | 24.9744 | 25.237 | 25.5109 | 25.7888 | 26.0363 | 26.3224 | 26.6105 | 26.9032 | 27.1995 | 27.4993 | 27.8036
Scenario 4: Reference ZEAS Phase In | PG&E | Com | HVAC | Com - Lodging | Electric Energy (GWh/year) | Fuel Substitution | -3.5612 | -3.5322 | -3.5036 | -3.4751 | 0.73727 | 0.73128 | 0.72534 | 0.71945 | 0.71361 | 0.70782 | 0.70207 | 0.69622 | 0.69057
Scenario 4: Reference ZEAS Phase In | PG&E | Com | HVAC | Com - Lodging | Gas Energy (MMTherm/year) | Energy Efficiency | 0.92358 | 0.93666 | 0.95002 | 0.9635 | 0.96839 | 0.98241 | 0.96782 | 0.98177 | 0.9958 | 1.01 | 1.0244 | 1.0388 | 1.0535
Scenario 4: Reference ZEAS Phase In | PG&E | Com | HVAC | Com - Lodging | Gas Energy (MMTherm/year) | Fuel Substitution | 0.58195 | 0.57722 | 0.57254 | 0.56789 | 0 | 0 | 0 | 0 | 0 | 0 | 0 | 0 | 0
Scenario 4: Reference ZEAS Phase In | PG&E | Com | HVAC | Com - Office (Large) | Electric Demand (MW) | Energy Efficiency | 13.9783 | 13.993 | 14.0187 | 14.0513 | 14.0938 | 14.1442 | 14.1023 | 14.1662 | 14.2318 | 14.3029 | 14.3782 | 14.4579 | 14.5425
Scenario 4: Reference ZEAS Phase In | PG&E | Com | HVAC | Com - Office (Large) | Electric Demand (MW) | Fuel Substitution | 0 | 0 | 0 | 0 | 0.24586 | 0.23797 | 0.23032 | 0.22293 | 0.21577 | 0.20884 | 0.20213 | 0.19564 | 0.18935
Scenario 4: Reference ZEAS Phase In | PG&E | Com | HVAC | Com - Office (Large) | Electric Energy (GWh/year) | Energy Efficiency | 63.8619 | 63.8919 | 63.972 | 64.0846 | 64.2429 | 64.4373 | 64.33 | 64.5894 | 64.8573 | 65.1507 | 65.464 | 65.7981 | 66.1549
Scenario 4: Reference ZEAS Phase In | PG&E | Com | HVAC | Com - Office (Large) | Electric Energy (GWh/year) | Fuel Substitution | 0.23255 | 0.22508 | 0.21785 | 0.21085 | 1.1588 | 1.1216 | 1.0855 | 1.0507 | 1.0169 | 0.98426 | 0.95264 | 0.92205 | 0.89243
Scenario 4: Reference ZEAS Phase In | PG&E | Com | HVAC | Com - Office (Large) | Gas Energy (MMTherm/year) | Energy Efficiency | 0.82033 | 0.8322 | 0.84463 | 0.85731 | 0.86506 | 0.87847 | 0.60713 | 0.61561 | 0.624 | 0.63248 | 0.64101 | 0.6496 | 0.65828
Scenario 4: Reference ZEAS Phase In | PG&E | Com | HVAC | Com - Office (Large) | Gas Energy (MMTherm/year) | Fuel Substitution | 0.090968 | 0.088047 | 0.085219 | 0.082482 | 0 | 0 | 0 | 0 | 0 | 0 | 0 | 0 | 0
Scenario 4: Reference ZEAS Phase In | PG&E | Com | HVAC | Com - Office (Small) | Electric Demand (MW) | Energy Efficiency | 6.8168 | 6.876 | 6.9373 | 5.6605 | 7.0287 | 7.0954 | 7.0837 | 7.1528 | 7.2231 | 7.2946 | 7.3674 | 7.4416 | 7.5171
Scenario 4: Reference ZEAS Phase In | PG&E | Com | HVAC | Com - Office (Small) | Electric Demand (MW) | Fuel Substitution | 0 | 0 | 0 | 0 | 0.10416 | 0.10309 | 0.10203 | 0.10098 | 0.099939 | 0.098909 | 0.097891 | 0.096882 | 0.095885
Scenario 4: Reference ZEAS Phase In | PG&E | Com | HVAC | Com - Office (Small) | Electric Energy (GWh/year) | Energy Efficiency | 23.5729 | 23.7706 | 23.9757 | 19.5588 | 24.212 | 24.4361 | 24.3936 | 24.626 | 24.8622 | 25.1028 | 25.3479 | 25.5974 | 25.8516
Scenario 4: Reference ZEAS Phase In | PG&E | Com | HVAC | Com - Office (Small) | Electric Energy (GWh/year) | Fuel Substitution | -0.92664 | -0.91709 | -0.90765 | -0.73023 | 0.49741 | 0.49228 | 0.48721 | 0.48219 | 0.47723 | 0.47231 | 0.46745 | 0.46263 | 0.45787
Scenario 4: Reference ZEAS Phase In | PG&E | Com | HVAC | Com - Office (Small) | Gas Energy (MMTherm/year) | Energy Efficiency | 0.60837 | 0.61364 | 0.6191 | 0.51614 | 0.62317 | 0.62903 | 0.4116 | 0.41511 | 0.41868 | 0.42231 | 0.42601 | 0.42977 | 0.4336
Scenario 4: Reference ZEAS Phase In | PG&E | Com | HVAC | Com - Office (Small) | Gas Energy (MMTherm/year) | Fuel Substitution | 0.18321 | 0.18132 | 0.17946 | 0.14438 | 0 | 0 | 0 | 0 | 0 | 0 | 0 | 0 | 0
Scenario 4: Reference ZEAS Phase In | PG&E | Com | HVAC | Com - Other | Electric Demand (MW) | Energy Efficiency | 66.5279 | 66.8021 | 67.0945 | 67.4004 | 67.7132 | 68.0457 | 68.4007 | 68.7712 | 69.1438 | 69.5261 | 69.9191 | 70.3212 | 70.7347
Scenario 4: Reference ZEAS Phase In | PG&E | Com | HVAC | Com - Other | Electric Demand (MW) | Fuel Substitution | 0 | 0 | 0 | 0 | 1.5789 | 1.5681 | 1.5573 | 1.5467 | 1.5361 | 1.5256 | 1.5152 | 1.5048 | 1.4945
Scenario 4: Reference ZEAS Phase In | PG&E | Com | HVAC | Com - Other | Electric Energy (GWh/year) | Energy Efficiency | 94.7014 | 95.0917 | 95.508 | 95.9435 | 96.3886 | 96.8621 | 97.3674 | 97.8948 | 98.4252 | 98.9694 | 99.5288 | 100.1013 | 100.6899
Scenario 4: Reference ZEAS Phase In | PG&E | Com | HVAC | Com - Other | Electric Energy (GWh/year) | Fuel Substitution | -20.9953 | -20.8517 | -20.709 | -20.5673 | 5.1286 | 5.0936 | 5.0587 | 5.0241 | 4.9897 | 4.9556 | 4.9217 | 4.888 | 4.8545
Scenario 4: Reference ZEAS Phase In | PG&E | Com | HVAC | Com - Other | Gas Energy (MMTherm/year) | Energy Efficiency | 7.7622 | 7.7942 | 7.8283 | 7.864 | 7.8285 | 7.8669 | 7.9079 | 7.9508 | 7.9938 | 8.038 | 8.0834 | 8.1299 | 8.1777
Scenario 4: Reference ZEAS Phase In | PG&E | Com | HVAC | Com - Other | Gas Energy (MMTherm/year) | Fuel Substitution | 3.5382 | 3.514 | 3.49 | 3.4661 | 0 | 0 | 0 | 0 | 0 | 0 | 0 | 0 | 0
Scenario 4: Reference ZEAS Phase In | PG&E | Com | HVAC | Com - Refrig. Warehouse | Gas Energy (MMTherm/year) | Energy Efficiency | 0.00026556 | 0.00026947 | 0.00027342 | 0.00027741 | 2.4015e-05 | 2.4059e-05 | 2.4103e-05 | 2.4148e-05 | 2.4193e-05 | 2.4238e-05 | 2.4283e-05 | 2.4328e-05 | 2.4373e-05
Scenario 4: Reference ZEAS Phase In | PG&E | Com | HVAC | Com - Restaurant | Electric Demand (MW) | Energy Efficiency | 2.3138 | 2.3188 | 2.3243 | 2.3302 | 2.3365 | 2.3431 | 2.3502 | 2.3577 | 2.3655 | 2.3738 | 2.3824 | 2.12 | 2.4007
Scenario 4: Reference ZEAS Phase In | PG&E | Com | HVAC | Com - Restaurant | Electric Demand (MW) | Fuel Substitution | 0 | 0 | 0 | 0 | 0.17093 | 0.16943 | 0.16794 | 0.16647 | 0.16501 | 0.16356 | 0.16212 | 0.14183 | 0.14058
Scenario 4: Reference ZEAS Phase In | PG&E | Com | HVAC | Com - Restaurant | Electric Energy (GWh/year) | Energy Efficiency | 7.7914 | 7.8083 | 7.8267 | 7.8466 | 7.8677 | 7.8899 | 7.9138 | 7.939 | 7.9655 | 7.9932 | 8.0222 | 7.1391 | 8.084
Scenario 4: Reference ZEAS Phase In | PG&E | Com | HVAC | Com - Restaurant | Electric Energy (GWh/year) | Fuel Substitution | -0.78831 | -0.78139 | -0.77453 | -0.76773 | 0.55337 | 0.54851 | 0.5437 | 0.53892 | 0.53419 | 0.5295 | 0.52485 | 0.45915 | 0.45512
Scenario 4: Reference ZEAS Phase In | PG&E | Com | HVAC | Com - Restaurant | Gas Energy (MMTherm/year) | Energy Efficiency | 3.0368 | 3.043 | 3.0499 | 3.0574 | 2.993 | 3.0013 | 3.0102 | 3.0197 | 3.0297 | 3.0403 | 3.0514 | 2.7543 | 3.0751
Scenario 4: Reference ZEAS Phase In | PG&E | Com | HVAC | Com - Restaurant | Gas Energy (MMTherm/year) | Fuel Substitution | 0.16482 | 0.16337 | 0.16194 | 0.16051 | 0 | 0 | 0 | 0 | 0 | 0 | 0 | 0 | 0
Scenario 4: Reference ZEAS Phase In | PG&E | Com | HVAC | Com - Retail | Electric Demand (MW) | Energy Efficiency | 29.0978 | 29.1936 | 29.3017 | 26.4594 | 29.5317 | 29.6705 | 29.7845 | 29.9452 | 30.1131 | 30.2888 | 30.473 | 30.665 | 30.8656
Scenario 4: Reference ZEAS Phase In | PG&E | Com | HVAC | Com - Retail | Electric Demand (MW) | Fuel Substitution | 0 | 0 | 0 | 0 | 0.52085 | 0.51654 | 0.51226 | 0.50802 | 0.50381 | 0.49964 | 0.4955 | 0.4914 | 0.48733
Scenario 4: Reference ZEAS Phase In | PG&E | Com | HVAC | Com - Retail | Electric Energy (GWh/year) | Energy Efficiency | 61.3099 | 61.5067 | 61.7291 | 55.7412 | 62.1637 | 62.4511 | 62.6391 | 62.972 | 63.3198 | 63.6839 | 64.0657 | 64.4639 | 64.8804
Scenario 4: Reference ZEAS Phase In | PG&E | Com | HVAC | Com - Retail | Electric Energy (GWh/year) | Fuel Substitution | -2.3584 | -2.3389 | -2.3195 | -2.0867 | 1.6859 | 1.672 | 1.6581 | 1.6444 | 1.6308 | 1.6173 | 1.6039 | 1.5906 | 1.5774
Scenario 4: Reference ZEAS Phase In | PG&E | Com | HVAC | Com - Retail | Gas Energy (MMTherm/year) | Energy Efficiency | 1.4269 | 1.4317 | 1.4371 | 1.3 | 1.4198 | 1.4266 | 1.3333 | 1.3405 | 1.3481 | 1.3559 | 1.3642 | 1.3728 | 1.3818
Scenario 4: Reference ZEAS Phase In | PG&E | Com | HVAC | Com - Retail | Gas Energy (MMTherm/year) | Fuel Substitution | 0.51736 | 0.51307 | 0.50883 | 0.45774 | 0 | 0 | 0 | 0 | 0 | 0 | 0 | 0 | 0
Scenario 4: Reference ZEAS Phase In | PG&E | Com | HVAC | Com - School | Electric Demand (MW) | Energy Efficiency | 7.3565 | 7.3724 | 7.3913 | 7.4126 | 7.4347 | 7.4589 | 7.4323 | 7.4596 | 7.489 | 7.5208 | 7.555 | 7.5925 | 7.6325
Scenario 4: Reference ZEAS Phase In | PG&E | Com | HVAC | Com - School | Electric Demand (MW) | Fuel Substitution | 0 | 0 | 0 | 0 | 0.10748 | 0.10487 | 0.10233 | 0.099851 | 0.097432 | 0.095072 | 0.092757 | 0.090509 | 0.088317
Scenario 4: Reference ZEAS Phase In | PG&E | Com | HVAC | Com - School | Electric Energy (GWh/year) | Energy Efficiency | 28.1816 | 28.2318 | 28.2936 | 28.3646 | 28.439 | 28.5217 | 28.4323 | 28.5273 | 28.6303 | 28.7426 | 28.8643 | 28.9985 | 29.1424
Scenario 4: Reference ZEAS Phase In | PG&E | Com | HVAC | Com - School | Electric Energy (GWh/year) | Fuel Substitution | -2.6367 | -2.5728 | -2.5105 | -2.4497 | 0.59456 | 0.58016 | 0.5661 | 0.55239 | 0.53901 | 0.52595 | 0.51315 | 0.50072 | 0.48859
Scenario 4: Reference ZEAS Phase In | PG&E | Com | HVAC | Com - School | Gas Energy (MMTherm/year) | Energy Efficiency | 1.4781 | 1.4937 | 1.5099 | 1.5264 | 1.4702 | 1.486 | 1.356 | 1.3704 | 1.385 | 1.3999 | 1.4152 | 1.4311 | 1.4473
Scenario 4: Reference ZEAS Phase In | PG&E | Com | HVAC | Com - School | Gas Energy (MMTherm/year) | Fuel Substitution | 0.44367 | 0.43292 | 0.42243 | 0.41219 | 0 | 0 | 0 | 0 | 0 | 0 | 0 | 0 | 0
Scenario 4: Reference ZEAS Phase In | PG&E | Com | HVAC | Com - Warehouse | Electric Demand (MW) | Energy Efficiency | 1.2383 | 1.2614 | 1.2847 | 1.3084 | 1.3323 | 1.3567 | 1.3813 | 1.4063 | 1.4312 | 1.4563 | 1.4814 | 1.5066 | 1.5319
Scenario 4: Reference ZEAS Phase In | PG&E | Com | HVAC | Com - Warehouse | Electric Demand (MW) | Fuel Substitution | 0 | 0 | 0 | 0 | 0.049846 | 0.049647 | 0.049449 | 0.049252 | 0.049056 | 0.04886 | 0.048665 | 0.048471 | 0.048278
Scenario 4: Reference ZEAS Phase In | PG&E | Com | HVAC | Com - Warehouse | Electric Energy (GWh/year) | Energy Efficiency | 4.4569 | 4.5402 | 4.624 | 4.709 | 4.7953 | 4.8832 | 4.9717 | 5.0615 | 5.1512 | 5.2415 | 5.3318 | 5.4224 | 5.5134
Scenario 4: Reference ZEAS Phase In | PG&E | Com | HVAC | Com - Warehouse | Electric Energy (GWh/year) | Fuel Substitution | -1.9249 | -1.9173 | -1.9096 | -1.902 | 0.30488 | 0.30366 | 0.30245 | 0.30124 | 0.30004 | 0.29885 | 0.29766 | 0.29647 | 0.29529
Scenario 4: Reference ZEAS Phase In | PG&E | Com | HVAC | Com - Warehouse | Gas Energy (MMTherm/year) | Energy Efficiency | 0.10651 | 0.1085 | 0.1105 | 0.11253 | 0.11364 | 0.11572 | 0.11782 | 0.11994 | 0.12207 | 0.1242 | 0.12634 | 0.12849 | 0.13064
Scenario 4: Reference ZEAS Phase In | PG&E | Com | HVAC | Com - Warehouse | Gas Energy (MMTherm/year) | Fuel Substitution | 0.2906 | 0.28944 | 0.28829 | 0.28714 | 0 | 0 | 0 | 0 | 0 | 0 | 0 | 0 | 0
Scenario 4: Reference ZEAS Phase In | PG&E | Com | Lighting | Com - College | Electric Demand (MW) | Energy Efficiency | 3.2162 | 3.2068 | 3.1974 | 3.1881 | 3.1788 | 3.1695 | 3.1604 | 3.1512 | 3.1423 | 3.1334 | 3.1247 | 3.116 | 3.1074
Scenario 4: Reference ZEAS Phase In | PG&E | Com | Lighting | Com - College | Electric Energy (GWh/year) | Energy Efficiency | 18.0873 | 18.0221 | 17.957 | 17.8924 | 17.828 | 17.7636 | 17.6999 | 17.6363 | 17.5737 | 17.5118 | 17.4504 | 17.3891 | 17.3282
Scenario 4: Reference ZEAS Phase In | PG&E | Com | Lighting | Com - College | Gas Energy (MMTherm/year) | Energy Efficiency | -0.31851 | -0.3172 | -0.3159 | -0.3146 | -0.31331 | -0.31203 | -0.31075 | -0.30948 | -0.30822 | -0.30697 | -0.30573 | -0.30449 | -0.30326
Scenario 4: Reference ZEAS Phase In | PG&E | Com | Lighting | Com - Grocery | Electric Demand (MW) | Energy Efficiency | 5.9294 | 5.8802 | 5.8315 | 5.7834 | 5.7359 | 5.6889 | 5.6426 | 5.5968 | 5.5515 | 5.5067 | 5.4625 | 5.4187 | 5.3755
Scenario 4: Reference ZEAS Phase In | PG&E | Com | Lighting | Com - Grocery | Electric Energy (GWh/year) | Energy Efficiency | 32.7601 | 32.4887 | 32.2206 | 31.9558 | 31.6941 | 31.4356 | 31.1803 | 30.9283 | 30.679 | 30.4327 | 30.1893 | 29.9487 | 29.711
Scenario 4: Reference ZEAS Phase In | PG&E | Com | Lighting | Com - Grocery | Gas Energy (MMTherm/year) | Energy Efficiency | -0.46702 | -0.46314 | -0.45931 | -0.45552 | -0.45178 | -0.44808 | -0.44443 | -0.44082 | -0.43725 | -0.43373 | -0.43024 | -0.4268 | -0.42339
Scenario 4: Reference ZEAS Phase In | PG&E | Com | Lighting | Com - Health | Electric Demand (MW) | Energy Efficiency | 5.4895 | 5.4812 | 5.4736 | 5.4658 | 5.4582 | 5.4508 | 5.4435 | 5.4364 | 5.4292 | 5.4219 | 5.4142 | 5.4066 | 5.3993
Scenario 4: Reference ZEAS Phase In | PG&E | Com | Lighting | Com - Health | Electric Energy (GWh/year) | Energy Efficiency | 32.1426 | 32.0948 | 32.0511 | 32.0064 | 31.9628 | 31.9205 | 31.879 | 31.8383 | 31.7975 | 31.7555 | 31.7112 | 31.6679 | 31.6256
Scenario 4: Reference ZEAS Phase In | PG&E | Com | Lighting | Com - Health | Gas Energy (MMTherm/year) | Energy Efficiency | -0.39691 | -0.3963 | -0.39575 | -0.39519 | -0.39464 | -0.3941 | -0.39358 | -0.39306 | -0.39254 | -0.39201 | -0.39145 | -0.39091 | -0.39037
Scenario 4: Reference ZEAS Phase In | PG&E | Com | Lighting | Com - Lodging | Electric Demand (MW) | Energy Efficiency | 3.6578 | 3.6321 | 3.6067 | 3.5815 | 3.5566 | 3.532 | 3.5077 | 3.4836 | 3.4597 | 3.4361 | 3.4128 | 3.3897 | 3.3668
Scenario 4: Reference ZEAS Phase In | PG&E | Com | Lighting | Com - Lodging | Electric Energy (GWh/year) | Energy Efficiency | 22.6473 | 22.4857 | 22.3258 | 22.1675 | 22.0111 | 21.8563 | 21.7031 | 21.5515 | 21.4013 | 21.2526 | 21.1055 | 20.9599 | 20.8157
Scenario 4: Reference ZEAS Phase In | PG&E | Com | Lighting | Com - Lodging | Gas Energy (MMTherm/year) | Energy Efficiency | -0.29284 | -0.29071 | -0.2886 | -0.28651 | -0.28445 | -0.28241 | -0.28038 | -0.27838 | -0.27639 | -0.27443 | -0.27248 | -0.27056 | -0.26865
Scenario 4: Reference ZEAS Phase In | PG&E | Com | Lighting | Com - Office (Large) | Electric Demand (MW) | Energy Efficiency | 5.1429 | 5.0151 | 4.8924 | 4.7742 | 4.6608 | 4.5517 | 4.4471 | 4.3464 | 4.2493 | 4.1559 | 4.066 | 3.9796 | 3.8966
Scenario 4: Reference ZEAS Phase In | PG&E | Com | Lighting | Com - Office (Large) | Electric Energy (GWh/year) | Energy Efficiency | 36.503 | 35.5989 | 34.7304 | 33.8943 | 33.0914 | 32.3197 | 31.5795 | 30.8673 | 30.1803 | 29.5197 | 28.8842 | 28.2731 | 27.6859
Scenario 4: Reference ZEAS Phase In | PG&E | Com | Lighting | Com - Office (Large) | Gas Energy (MMTherm/year) | Energy Efficiency | -0.097491 | -0.095611 | -0.093822 | -0.092112 | -0.090486 | -0.088938 | -0.08747 | -0.08607 | -0.084725 | -0.083444 | -0.082222 | -0.081058 | -0.079951
Scenario 4: Reference ZEAS Phase In | PG&E | Com | Lighting | Com - Office (Small) | Electric Demand (MW) | Energy Efficiency | 1.832 | 1.819 | 1.8063 | 1.4567 | 1.5068 | 1.4976 | 1.4887 | 1.4799 | 1.4713 | 1.4629 | 1.4546 | 1.4466 | 1.4387
Scenario 4: Reference ZEAS Phase In | PG&E | Com | Lighting | Com - Office (Small) | Electric Energy (GWh/year) | Energy Efficiency | 11.4359 | 11.3541 | 11.2739 | 9.0911 | 9.3948 | 9.3367 | 9.2799 | 9.2243 | 9.1698 | 9.1164 | 9.0642 | 9.0131 | 8.9631
Scenario 4: Reference ZEAS Phase In | PG&E | Com | Lighting | Com - Office (Small) | Gas Energy (MMTherm/year) | Energy Efficiency | -0.045899 | -0.045608 | -0.045324 | -0.03657 | -0.038199 | -0.038001 | -0.037808 | -0.037621 | -0.037438 | -0.03726 | -0.037086 | -0.036918 | -0.036754
Scenario 4: Reference ZEAS Phase In | PG&E | Com | Lighting | Com - Other | Electric Demand (MW) | Energy Efficiency | 4.0708 | 4.0464 | 4.0223 | 3.9984 | 3.9748 | 3.9514 | 3.9283 | 3.9054 | 3.8827 | 3.8602 | 3.8379 | 3.8159 | 3.7941
Scenario 4: Reference ZEAS Phase In | PG&E | Com | Lighting | Com - Other | Electric Energy (GWh/year) | Energy Efficiency | 10.5464 | 10.4888 | 10.4319 | 10.3757 | 10.3201 | 10.2653 | 10.2113 | 10.1581 | 10.1053 | 10.0532 | 10.0016 | 9.9507 | 9.9004
Scenario 4: Reference ZEAS Phase In | PG&E | Com | Lighting | Com - Other | Gas Energy (MMTherm/year) | Energy Efficiency | -0.13358 | -0.13285 | -0.13213 | -0.13142 | -0.13071 | -0.13002 | -0.12934 | -0.12866 | -0.128 | -0.12734 | -0.12668 | -0.12604 | -0.1254
Scenario 4: Reference ZEAS Phase In | PG&E | Com | Lighting | Com - Refrig. Warehouse | Electric Demand (MW) | Energy Efficiency | 0.33988 | 0.33818 | 0.33649 | 0.33481 | 0.33314 | 0.33148 | 0.32983 | 0.32819 | 0.32656 | 0.32493 | 0.32332 | 0.32171 | 0.32012
Scenario 4: Reference ZEAS Phase In | PG&E | Com | Lighting | Com - Refrig. Warehouse | Electric Energy (GWh/year) | Energy Efficiency | 3.1547 | 3.1389 | 3.1232 | 3.1076 | 3.0921 | 3.0767 | 3.0613 | 3.0461 | 3.0309 | 3.0159 | 3.0009 | 2.986 | 2.9711
Scenario 4: Reference ZEAS Phase In | PG&E | Com | Lighting | Com - Restaurant | Electric Demand (MW) | Energy Efficiency | 1.9457 | 1.9309 | 1.9162 | 1.9018 | 1.8875 | 1.8733 | 1.8594 | 1.8456 | 1.8319 | 1.8184 | 1.8051 | 1.5823 | 1.5953
Scenario 4: Reference ZEAS Phase In | PG&E | Com | Lighting | Com - Restaurant | Electric Energy (GWh/year) | Energy Efficiency | 10.5675 | 10.4884 | 10.4102 | 10.333 | 10.2566 | 10.1812 | 10.1067 | 10.0331 | 9.9604 | 9.8885 | 9.8176 | 8.6078 | 8.6933
Scenario 4: Reference ZEAS Phase In | PG&E | Com | Lighting | Com - Restaurant | Gas Energy (MMTherm/year) | Energy Efficiency | -0.083571 | -0.082985 | -0.082407 | -0.081837 | -0.081275 | -0.080719 | -0.080172 | -0.079632 | -0.0791 | -0.078575 | -0.078057 | -0.068493 | -0.069638
Scenario 4: Reference ZEAS Phase In | PG&E | Com | Lighting | Com - Retail | Electric Demand (MW) | Energy Efficiency | 15.0006 | 14.8963 | 14.7936 | 13.3133 | 13.3976 | 13.3094 | 13.2225 | 13.1371 | 13.053 | 12.97 | 12.8883 | 12.8079 | 12.7287
Scenario 4: Reference ZEAS Phase In | PG&E | Com | Lighting | Com - Retail | Electric Energy (GWh/year) | Energy Efficiency | 92.813 | 92.1629 | 91.5228 | 82.3631 | 82.8404 | 82.2894 | 81.7472 | 81.2138 | 80.6879 | 80.1695 | 79.6589 | 79.1559 | 78.6607
Scenario 4: Reference ZEAS Phase In | PG&E | Com | Lighting | Com - Retail | Gas Energy (MMTherm/year) | Energy Efficiency | -0.43285 | -0.42999 | -0.42719 | -0.38449 | -0.38844 | -0.38606 | -0.38372 | -0.38143 | -0.37917 | -0.37695 | -0.37477 | -0.37264 | -0.37054
Scenario 4: Reference ZEAS Phase In | PG&E | Com | Lighting | Com - School | Electric Demand (MW) | Energy Efficiency | 1.9381 | 1.9 | 1.8629 | 1.8269 | 1.7918 | 1.7576 | 1.7244 | 1.6921 | 1.6607 | 1.6303 | 1.6007 | 1.572 | 1.5442
Scenario 4: Reference ZEAS Phase In | PG&E | Com | Lighting | Com - School | Electric Energy (GWh/year) | Energy Efficiency | 21.3438 | 20.8906 | 20.4495 | 20.0201 | 19.6015 | 19.1939 | 18.7968 | 18.4104 | 18.0342 | 17.6682 | 17.3121 | 16.966 | 16.6294
Scenario 4: Reference ZEAS Phase In | PG&E | Com | Lighting | Com - School | Gas Energy (MMTherm/year) | Energy Efficiency | -0.36084 | -0.35297 | -0.34529 | -0.33782 | -0.33054 | -0.32344 | -0.31652 | -0.30979 | -0.30323 | -0.29684 | -0.29062 | -0.28457 | -0.27868
Scenario 4: Reference ZEAS Phase In | PG&E | Com | Lighting | Com - Warehouse | Electric Demand (MW) | Energy Efficiency | 1.2337 | 1.2292 | 1.2246 | 1.2201 | 1.2157 | 1.2112 | 1.2068 | 1.2024 | 1.198 | 1.1936 | 1.1893 | 1.185 | 1.1807
Scenario 4: Reference ZEAS Phase In | PG&E | Com | Lighting | Com - Warehouse | Electric Energy (GWh/year) | Energy Efficiency | 8.9213 | 8.8887 | 8.8563 | 8.8241 | 8.792 | 8.7602 | 8.7285 | 8.6969 | 8.6655 | 8.6343 | 8.6032 | 8.5722 | 8.5414
Scenario 4: Reference ZEAS Phase In | PG&E | Com | Lighting | Com - Warehouse | Gas Energy (MMTherm/year) | Energy Efficiency | -0.07747 | -0.077183 | -0.076896 | -0.076611 | -0.076328 | -0.076046 | -0.075766 | -0.075487 | -0.075209 | -0.074932 | -0.074657 | -0.074383 | -0.07411
Scenario 4: Reference ZEAS Phase In | PG&E | Com | WaterHeat | Com - College | Electric Demand (MW) | Energy Efficiency | 0.45225 | 0.45469 | 0.4571 | 0.45961 | 0.46205 | 0.46443 | 0.46638 | 0.46876 | 0.47124 | 0.47378 | 0.47634 | 0.47885 | 0.48137
Scenario 4: Reference ZEAS Phase In | PG&E | Com | WaterHeat | Com - College | Electric Demand (MW) | Fuel Substitution | 0 | 0 | 1.1037 | 2.1963 | 3.2779 | 3.2614 | 3.245 | 3.2287 | 3.2124 | 3.1963 | 3.1802 | 3.1642 | 3.1483
Scenario 4: Reference ZEAS Phase In | PG&E | Com | WaterHeat | Com - College | Electric Energy (GWh/year) | Energy Efficiency | 3.2696 | 3.2917 | 3.3137 | 3.3366 | 3.3588 | 3.3805 | 3.3982 | 3.4199 | 3.4423 | 3.4653 | 3.4885 | 3.5111 | 3.5339
Scenario 4: Reference ZEAS Phase In | PG&E | Com | WaterHeat | Com - College | Electric Energy (GWh/year) | Fuel Substitution | -37.5555 | -37.3665 | -17.8912 | 3.0105 | 23.7023 | 23.5831 | 29.4283 | 29.2802 | 29.1329 | 28.9863 | 28.8404 | 28.6952 | 28.5508
Scenario 4: Reference ZEAS Phase In | PG&E | Com | WaterHeat | Com - College | Gas Energy (MMTherm/year) | Energy Efficiency | 4.4231 | 4.4095 | 4.0891 | 4.0883 | 4.0706 | 4.053 | 3.843 | 3.8239 | 3.8048 | 3.7859 | 3.7671 | 3.7483 | 3.7297
Scenario 4: Reference ZEAS Phase In | PG&E | Com | WaterHeat | Com - College | Gas Energy (MMTherm/year) | Fuel Substitution | 4.3789 | 4.3569 | 3.286 | 2.0424 | 0.81126 | 0.80717 | 0 | 0 | 0 | 0 | 0 | 0 | 0
Scenario 4: Reference ZEAS Phase In | PG&E | Com | WaterHeat | Com - Grocery | Electric Demand (MW) | Energy Efficiency | 1.744 | 1.7497 | 1.7561 | 1.7632 | 1.7707 | 1.7789 | 1.7877 | 1.7973 | 1.8073 | 1.8177 | 1.8286 | 1.8399 | 1.8518
Scenario 4: Reference ZEAS Phase In | PG&E | Com | WaterHeat | Com - Grocery | Electric Energy (GWh/year) | Energy Efficiency | 9.1018 | 9.1329 | 9.1677 | 9.2062 | 9.2469 | 9.2915 | 9.3388 | 9.3903 | 9.4439 | 9.4999 | 9.5584 | 9.6192 | 9.6827
Scenario 4: Reference ZEAS Phase In | PG&E | Com | WaterHeat | Com - Grocery | Electric Energy (GWh/year) | Fuel Substitution | -1.6199 | -1.6052 | -1.5907 | -1.5762 | -1.562 | -1.5478 | 0 | 0 | 0 | 0 | 0 | 0 | 0
Scenario 4: Reference ZEAS Phase In | PG&E | Com | WaterHeat | Com - Grocery | Gas Energy (MMTherm/year) | Energy Efficiency | 2.7682 | 2.7437 | 2.7195 | 2.6956 | 2.6718 | 2.6484 | 2.5876 | 2.5643 | 2.5413 | 2.5185 | 2.4958 | 2.4734 | 2.4512
Scenario 4: Reference ZEAS Phase In | PG&E | Com | WaterHeat | Com - Grocery | Gas Energy (MMTherm/year) | Fuel Substitution | 0.21735 | 0.21539 | 0.21343 | 0.2115 | 0.20959 | 0.20769 | 0 | 0 | 0 | 0 | 0 | 0 | 0
Scenario 4: Reference ZEAS Phase In | PG&E | Com | WaterHeat | Com - Health | Electric Demand (MW) | Energy Efficiency | 2.0312 | 2.0524 | 2.0755 | 2.098 | 2.1209 | 2.1442 | 2.1663 | 2.1901 | 2.2137 | 2.2366 | 2.2584 | 2.2804 | 2.3027
Scenario 4: Reference ZEAS Phase In | PG&E | Com | WaterHeat | Com - Health | Electric Demand (MW) | Fuel Substitution | 0 | 0 | 2.4442 | 4.8719 | 7.2834 | 7.2585 | 7.2341 | 7.2098 | 7.1856 | 7.1615 | 7.1375 | 7.1135 | 7.0897
Scenario 4: Reference ZEAS Phase In | PG&E | Com | WaterHeat | Com - Health | Electric Energy (GWh/year) | Energy Efficiency | 16.5061 | 16.6851 | 16.8801 | 17.0701 | 17.2634 | 17.4596 | 17.6467 | 17.8472 | 18.0462 | 18.2394 | 18.4226 | 18.6081 | 18.7965
Scenario 4: Reference ZEAS Phase In | PG&E | Com | WaterHeat | Com - Health | Electric Energy (GWh/year) | Fuel Substitution | -85.5688 | -85.2817 | -42.7873 | 2.889 | 48.2592 | 48.0938 | 66.5967 | 66.3733 | 66.1505 | 65.9285 | 65.7073 | 65.4868 | 65.267
Scenario 4: Reference ZEAS Phase In | PG&E | Com | WaterHeat | Com - Health | Gas Energy (MMTherm/year) | Energy Efficiency | 11.8231 | 11.804 | 11.7729 | 11.7418 | 11.7109 | 11.3872 | 10.8267 | 10.7906 | 10.7546 | 10.7188 | 10.6831 | 10.6475 | 10.612
Scenario 4: Reference ZEAS Phase In | PG&E | Com | WaterHeat | Com - Health | Gas Energy (MMTherm/year) | Fuel Substitution | 10.2243 | 10.19 | 7.9007 | 5.2301 | 2.5773 | 2.5685 | 0 | 0 | 0 | 0 | 0 | 0 | 0
Scenario 4: Reference ZEAS Phase In | PG&E | Com | WaterHeat | Com - Lodging | Electric Demand (MW) | Energy Efficiency | 0.51529 | 0.51869 | 0.52248 | 0.52633 | 0.53038 | 0.53451 | 0.52979 | 0.53394 | 0.53814 | 0.54242 | 0.54676 | 0.55118 | 0.55567
Scenario 4: Reference ZEAS Phase In | PG&E | Com | WaterHeat | Com - Lodging | Electric Demand (MW) | Fuel Substitution | 0 | 0 | 2.3468 | 4.6555 | 6.9266 | 6.8704 | 6.8146 | 6.7592 | 6.7043 | 6.6499 | 6.5959 | 6.5409 | 6.4877
Scenario 4: Reference ZEAS Phase In | PG&E | Com | WaterHeat | Com - Lodging | Electric Energy (GWh/year) | Energy Efficiency | 3.4247 | 3.4586 | 3.4957 | 3.5332 | 3.5722 | 3.6119 | 3.5809 | 3.6207 | 3.6608 | 3.7015 | 3.7427 | 3.7845 | 3.8268
Scenario 4: Reference ZEAS Phase In | PG&E | Com | WaterHeat | Com - Lodging | Electric Energy (GWh/year) | Fuel Substitution | -86.4902 | -85.7878 | -44.9771 | -1.4852 | 41.3033 | 40.9679 | 61.0997 | 60.6035 | 60.1114 | 59.6232 | 59.139 | 58.6453 | 58.1691
Scenario 4: Reference ZEAS Phase In | PG&E | Com | WaterHeat | Com - Lodging | Gas Energy (MMTherm/year) | Energy Efficiency | 8.0377 | 8.0606 | 8.0673 | 8.0747 | 8.084 | 8.0941 | 4.9168 | 4.8807 | 4.8448 | 4.8092 | 4.7739 | 4.3312 | 4.2999
Scenario 4: Reference ZEAS Phase In | PG&E | Com | WaterHeat | Com - Lodging | Gas Energy (MMTherm/year) | Fuel Substitution | 10.1425 | 10.0602 | 7.849 | 5.3004 | 2.7926 | 2.7699 | 0 | 0 | 0 | 0 | 0 | 0 | 0
Scenario 4: Reference ZEAS Phase In | PG&E | Com | WaterHeat | Com - Office (Large) | Electric Demand (MW) | Energy Efficiency | 0.37211 | 0.37531 | 0.37882 | 0.38248 | 0.38638 | 0.39046 | 0.39447 | 0.3989 | 0.40331 | 0.40782 | 0.41241 | 0.41708 | 0.42185
Scenario 4: Reference ZEAS Phase In | PG&E | Com | WaterHeat | Com - Office (Large) | Electric Demand (MW) | Fuel Substitution | 0 | 0 | 0.21066 | 0.40778 | 0.59203 | 0.57301 | 0.55461 | 0.5368 | 0.51956 | 0.50287 | 0.48672 | 0.47108 | 0.45595
Scenario 4: Reference ZEAS Phase In | PG&E | Com | WaterHeat | Com - Office (Large) | Electric Energy (GWh/year) | Energy Efficiency | 6.0762 | 6.1577 | 6.2445 | 6.3331 | 6.4255 | 6.5204 | 6.613 | 6.713 | 6.8121 | 6.9125 | 7.0137 | 7.1158 | 7.2191
Scenario 4: Reference ZEAS Phase In | PG&E | Com | WaterHeat | Com - Office (Large) | Electric Energy (GWh/year) | Fuel Substitution | -14.8531 | -14.376 | -5.7874 | 2.9257 | 11.085 | 10.729 | 11.2027 | 10.8429 | 10.4946 | 10.1575 | 9.8313 | 9.5155 | 9.2099
Scenario 4: Reference ZEAS Phase In | PG&E | Com | WaterHeat | Com - Office (Large) | Gas Energy (MMTherm/year) | Energy Efficiency | 6.3813 | 6.2014 | 6.0186 | 5.8419 | 5.6712 | 5.5063 | 5.0678 | 4.9085 | 4.7543 | 4.605 | 4.4605 | 4.3207 | 4.1854
Scenario 4: Reference ZEAS Phase In | PG&E | Com | WaterHeat | Com - Office (Large) | Gas Energy (MMTherm/year) | Fuel Substitution | 1.7168 | 1.6617 | 1.1667 | 0.62636 | 0.11954 | 0.1157 | 0 | 0 | 0 | 0 | 0 | 0 | 0
Scenario 4: Reference ZEAS Phase In | PG&E | Com | WaterHeat | Com - Office (Small) | Electric Demand (MW) | Energy Efficiency | 0.03969 | 0.039668 | 0.039656 | 0.032129 | 0.036082 | 0.036128 | 0.03618 | 0.036239 | 0.036302 | 0.036371 | 0.036446 | 0.036526 | 0.036611
Scenario 4: Reference ZEAS Phase In | PG&E | Com | WaterHeat | Com - Office (Small) | Electric Demand (MW) | Fuel Substitution | 0 | 0 | 0.013857 | 0.022297 | 0.033101 | 0.03276 | 0.032423 | 0.032089 | 0.031759 | 0.031431 | 0.031108 | 0.030787 | 0.03047
Scenario 4: Reference ZEAS Phase In | PG&E | Com | WaterHeat | Com - Office (Small) | Electric Energy (GWh/year) | Energy Efficiency | 2.2263 | 2.2456 | 2.2658 | 1.8474 | 2.2962 | 2.3181 | 2.3406 | 2.3636 | 2.3869 | 2.4107 | 2.4349 | 2.4595 | 2.4846
Scenario 4: Reference ZEAS Phase In | PG&E | Com | WaterHeat | Com - Office (Small) | Electric Energy (GWh/year) | Fuel Substitution | -5.7329 | -5.6739 | -2.3797 | 0.91056 | 3.6972 | 3.6591 | 3.9157 | 3.8754 | 3.8355 | 3.796 | 3.7569 | 3.7182 | 3.6799
Scenario 4: Reference ZEAS Phase In | PG&E | Com | WaterHeat | Com - Office (Small) | Gas Energy (MMTherm/year) | Energy Efficiency | 2.9586 | 2.9296 | 2.8995 | 2.4534 | 2.4282 | 2.4032 | 2.3785 | 2.354 | 2.3298 | 2.3058 | 2.2821 | 2.2587 | 2.2354
Scenario 4: Reference ZEAS Phase In | PG&E | Com | WaterHeat | Com - Office (Small) | Gas Energy (MMTherm/year) | Fuel Substitution | 0.65778 | 0.65101 | 0.46732 | 0.20846 | 0.04052 | 0.040103 | 0 | 0 | 0 | 0 | 0 | 0 | 0
Scenario 4: Reference ZEAS Phase In | PG&E | Com | WaterHeat | Com - Other | Electric Demand (MW) | Energy Efficiency | 16.5412 | 16.6073 | 16.6787 | 16.7534 | 16.8299 | 16.9112 | 16.9967 | 17.0874 | 17.1786 | 17.2723 | 17.3685 | 17.4671 | 17.5684
Scenario 4: Reference ZEAS Phase In | PG&E | Com | WaterHeat | Com - Other | Electric Demand (MW) | Fuel Substitution | 0 | 0 | 13.5021 | 26.8195 | 39.954 | 39.6806 | 39.4091 | 39.1395 | 38.8717 | 38.6057 | 38.3416 | 38.0792 | 37.8187
Scenario 4: Reference ZEAS Phase In | PG&E | Com | WaterHeat | Com - Other | Electric Energy (GWh/year) | Energy Efficiency | 106.9974 | 107.4293 | 107.8955 | 108.3834 | 108.8822 | 109.4128 | 109.97 | 110.5614 | 111.1562 | 111.7665 | 112.394 | 113.0362 | 113.6965
Scenario 4: Reference ZEAS Phase In | PG&E | Com | WaterHeat | Com - Other | Electric Energy (GWh/year) | Fuel Substitution | -388.4096 | -385.752 | -195.2267 | 8.6548 | 209.7556 | 208.3204 | 282.8423 | 280.907 | 278.985 | 277.0762 | 275.1804 | 273.2976 | 271.4276
Scenario 4: Reference ZEAS Phase In | PG&E | Com | WaterHeat | Com - Other | Gas Energy (MMTherm/year) | Energy Efficiency | 22.2696 | 22.1672 | 22.0214 | 21.8768 | 21.7331 | 21.5907 | 21.0294 | 20.8866 | 20.7449 | 20.6041 | 20.4643 | 20.3255 | 20.1876
Scenario 4: Reference ZEAS Phase In | PG&E | Com | WaterHeat | Com - Other | Gas Energy (MMTherm/year) | Fuel Substitution | 44.6063 | 44.3011 | 33.9237 | 21.9205 | 10.0801 | 10.0111 | 0 | 0 | 0 | 0 | 0 | 0 | 0
Scenario 4: Reference ZEAS Phase In | PG&E | Com | WaterHeat | Com - Refrig. Warehouse | Electric Demand (MW) | Energy Efficiency | 0.10198 | 0.10332 | 0.10468 | 0.10604 | 0.10742 | 0.10882 | 0.11023 | 0.11166 | 0.11309 | 0.11452 | 0.11596 | 0.11741 | 0.11886
Scenario 4: Reference ZEAS Phase In | PG&E | Com | WaterHeat | Com - Refrig. Warehouse | Electric Demand (MW) | Fuel Substitution | 0 | 0 | 0.017937 | 0.035686 | 0.05325 | 0.052971 | 0.052695 | 0.052419 | 0.052146 | 0.051873 | 0.051602 | 0.051333 | 0.051064
Scenario 4: Reference ZEAS Phase In | PG&E | Com | WaterHeat | Com - Refrig. Warehouse | Electric Energy (GWh/year) | Energy Efficiency | 1.12 | 1.1359 | 1.1518 | 1.1679 | 1.1842 | 1.2007 | 1.2173 | 1.2341 | 1.251 | 1.2679 | 1.2848 | 1.3018 | 1.3189
Scenario 4: Reference ZEAS Phase In | PG&E | Com | WaterHeat | Com - Refrig. Warehouse | Electric Energy (GWh/year) | Fuel Substitution | -0.89742 | -0.89273 | -0.46339 | -0.0040589 | 0.45049 | 0.44814 | 0.67089 | 0.66739 | 0.6639 | 0.66043 | 0.65698 | 0.65355 | 0.65014
Scenario 4: Reference ZEAS Phase In | PG&E | Com | WaterHeat | Com - Refrig. Warehouse | Gas Energy (MMTherm/year) | Energy Efficiency | 0.58918 | 0.58636 | 0.58338 | 0.58042 | 0.57747 | 0.57454 | 0.56769 | 0.56473 | 0.56178 | 0.55885 | 0.55594 | 0.55304 | 0.55015
Scenario 4: Reference ZEAS Phase In | PG&E | Com | WaterHeat | Com - Refrig. Warehouse | Gas Energy (MMTherm/year) | Fuel Substitution | 0.10921 | 0.10864 | 0.085353 | 0.058312 | 0.031553 | 0.031388 | 0 | 0 | 0 | 0 | 0 | 0 | 0
Scenario 4: Reference ZEAS Phase In | PG&E | Com | WaterHeat | Com - Restaurant | Electric Demand (MW) | Energy Efficiency | 3.9988 | 4.0065 | 4.0154 | 4.0251 | 4.0355 | 4.0464 | 4.0579 | 4.0704 | 4.0835 | 4.0973 | 4.1117 | 3.6582 | 4.1381
Scenario 4: Reference ZEAS Phase In | PG&E | Com | WaterHeat | Com - Restaurant | Electric Demand (MW) | Fuel Substitution | 0 | 0 | 9.8372 | 19.5016 | 28.9956 | 28.741 | 28.4887 | 28.2385 | 27.9906 | 27.7449 | 27.5013 | 24.0594 | 23.8481
Scenario 4: Reference ZEAS Phase In | PG&E | Com | WaterHeat | Com - Restaurant | Electric Energy (GWh/year) | Energy Efficiency | 20.4129 | 20.4527 | 20.4993 | 20.5495 | 20.6033 | 20.66 | 20.7196 | 20.7844 | 20.8521 | 20.9233 | 20.9978 | 18.6831 | 21.1431
Scenario 4: Reference ZEAS Phase In | PG&E | Com | WaterHeat | Com - Restaurant | Electric Energy (GWh/year) | Fuel Substitution | -172.6975 | -171.1812 | -65.5171 | 46.7571 | 157.0648 | 155.6858 | 161.7167 | 160.2969 | 158.8895 | 157.4945 | 156.1117 | 136.5739 | 135.3748
Scenario 4: Reference ZEAS Phase In | PG&E | Com | WaterHeat | Com - Restaurant | Gas Energy (MMTherm/year) | Energy Efficiency | 4.4322 | 4.4213 | 4.3841 | 4.3473 | 4.3108 | 4.2746 | 4.1697 | 4.134 | 4.0986 | 4.0635 | 4.0288 | 3.6077 | 3.5801
Scenario 4: Reference ZEAS Phase In | PG&E | Com | WaterHeat | Com - Restaurant | Gas Energy (MMTherm/year) | Fuel Substitution | 20.6427 | 20.4615 | 14.5629 | 7.7659 | 1.0871 | 1.0776 | 0 | 0 | 0 | 0 | 0 | 0 | 0
Scenario 4: Reference ZEAS Phase In | PG&E | Com | WaterHeat | Com - Retail | Electric Demand (MW) | Energy Efficiency | 1.1031 | 1.1061 | 1.1094 | 1.0016 | 1.1114 | 1.116 | 1.1209 | 1.1263 | 1.1319 | 1.1378 | 1.144 | 1.1505 | 1.1573
Scenario 4: Reference ZEAS Phase In | PG&E | Com | WaterHeat | Com - Retail | Electric Demand (MW) | Fuel Substitution | 0 | 0 | 0.44964 | 0.80896 | 1.2034 | 1.1934 | 1.1835 | 1.1737 | 1.164 | 1.1544 | 1.1448 | 1.1353 | 1.1259
Scenario 4: Reference ZEAS Phase In | PG&E | Com | WaterHeat | Com - Retail | Electric Energy (GWh/year) | Energy Efficiency | 6.7396 | 6.7596 | 6.7827 | 6.124 | 6.8167 | 6.8469 | 6.8795 | 6.9147 | 6.9515 | 6.99 | 7.0305 | 7.0727 | 7.117
Scenario 4: Reference ZEAS Phase In | PG&E | Com | WaterHeat | Com - Retail | Electric Energy (GWh/year) | Fuel Substitution | -10.1933 | -10.1089 | -3.9217 | 2.4326 | 8.3236 | 8.2547 | 8.2717 | 8.2032 | 8.1352 | 8.0679 | 8.001 | 7.9348 | 7.8691
Scenario 4: Reference ZEAS Phase In | PG&E | Com | WaterHeat | Com - Retail | Gas Energy (MMTherm/year) | Energy Efficiency | 8.2615 | 8.1948 | 8.1269 | 7.4403 | 7.3787 | 7.3176 | 7.257 | 7.197 | 7.1374 | 7.0783 | 7.0197 | 6.9616 | 6.9039
Scenario 4: Reference ZEAS Phase In | PG&E | Com | WaterHeat | Com - Retail | Gas Energy (MMTherm/year) | Fuel Substitution | 1.14 | 1.1306 | 0.79067 | 0.36145 | 0.011543 | 0.011448 | 0 | 0 | 0 | 0 | 0 | 0 | 0
Scenario 4: Reference ZEAS Phase In | PG&E | Com | WaterHeat | Com - School | Electric Demand (MW) | Energy Efficiency | 0.048894 | 0.047683 | 0.0465 | 0.045345 | 0.044218 | 0.043118 | 0.042045 | 0.040997 | 0.039974 | 0.038975 | 0.038001 | 0.037049 | 0.03612
Scenario 4: Reference ZEAS Phase In | PG&E | Com | WaterHeat | Com - School | Electric Demand (MW) | Fuel Substitution | 0 | 0 | -0.0016229 | -0.0031672 | -0.0046358 | -0.0045234 | -0.0044139 | -0.0043069 | -0.0042026 | -0.0041008 | -0.0040014 | -0.0039045 | -0.0038099
Scenario 4: Reference ZEAS Phase In | PG&E | Com | WaterHeat | Com - School | Electric Energy (GWh/year) | Energy Efficiency | 6.634 | 6.6929 | 6.7567 | 6.8221 | 6.8876 | 6.9544 | 7.0183 | 7.0876 | 7.1583 | 7.231 | 7.3056 | 7.3831 | 7.4628
Scenario 4: Reference ZEAS Phase In | PG&E | Com | WaterHeat | Com - School | Electric Energy (GWh/year) | Fuel Substitution | -50.5834 | -49.3579 | -20.213 | 9.8397 | 38.4481 | 37.5166 | 39.8269 | 38.862 | 37.9205 | 37.0018 | 36.1053 | 35.2306 | 34.377
Scenario 4: Reference ZEAS Phase In | PG&E | Com | WaterHeat | Com - School | Gas Energy (MMTherm/year) | Energy Efficiency | 13.597 | 13.3009 | 12.9872 | 12.6812 | 12.3827 | 12.0915 | 11.6336 | 11.3541 | 11.0815 | 10.8154 | 10.5559 | 10.3026 | 10.0554
Scenario 4: Reference ZEAS Phase In | PG&E | Com | WaterHeat | Com - School | Gas Energy (MMTherm/year) | Fuel Substitution | 5.9786 | 5.8337 | 4.1357 | 2.2484 | 0.45018 | 0.43928 | 0 | 0 | 0 | 0 | 0 | 0 | 0
Scenario 4: Reference ZEAS Phase In | PG&E | Com | WaterHeat | Com - Warehouse | Electric Demand (MW) | Energy Efficiency | 0.093605 | 0.094021 | 0.094442 | 0.094873 | 0.095316 | 0.095771 | 0.096219 | 0.096691 | 0.097163 | 0.097641 | 0.09812 | 0.098602 | 0.099088
Scenario 4: Reference ZEAS Phase In | PG&E | Com | WaterHeat | Com - Warehouse | Electric Demand (MW) | Fuel Substitution | 0 | 0 | 0.0055395 | 0.011035 | 0.016486 | 0.01642 | 0.016355 | 0.01629 | 0.016225 | 0.01616 | 0.016096 | 0.016032 | 0.015968
Scenario 4: Reference ZEAS Phase In | PG&E | Com | WaterHeat | Com - Warehouse | Electric Energy (GWh/year) | Energy Efficiency | 1.1238 | 1.1405 | 1.1574 | 1.1746 | 1.192 | 1.2097 | 1.2272 | 1.2454 | 1.2635 | 1.2818 | 1.3 | 1.3184 | 1.3368
Scenario 4: Reference ZEAS Phase In | PG&E | Com | WaterHeat | Com - Warehouse | Electric Energy (GWh/year) | Fuel Substitution | -0.74579 | -0.74282 | -0.41878 | -0.069923 | 0.27616 | 0.27506 | 0.48776 | 0.48581 | 0.48387 | 0.48195 | 0.48002 | 0.47811 | 0.4762
Scenario 4: Reference ZEAS Phase In | PG&E | Com | WaterHeat | Com - Warehouse | Gas Energy (MMTherm/year) | Energy Efficiency | 5.2429 | 5.2226 | 5.2022 | 5.1818 | 5.1616 | 5.1414 | 5.1027 | 5.0824 | 5.0621 | 5.042 | 5.0219 | 5.0019 | 4.982
Scenario 4: Reference ZEAS Phase In | PG&E | Com | WaterHeat | Com - Warehouse | Gas Energy (MMTherm/year) | Fuel Substitution | 0.086974 | 0.086627 | 0.068951 | 0.048367 | 0.027947 | 0.027835 | 0 | 0 | 0 | 0 | 0 | 0 | 0
Scenario 4: Reference ZEAS Phase In | PG&E | Res | AppPlug | Res - Multi Family | Electric Demand (MW) | Energy Efficiency | 7.4308 | 7.5193 | 7.6143 | 7.709 | 7.7997 | 7.8855 | 7.9663 | 8.0418 | 8.1118 | 8.1766 | 8.2368 | 8.2936 | 8.3471
Scenario 4: Reference ZEAS Phase In | PG&E | Res | AppPlug | Res - Multi Family | Electric Energy (GWh/year) | Energy Efficiency | 117.548 | 118.9388 | 120.437 | 121.9335 | 123.3693 | 124.7293 | 126.0104 | 127.2083 | 128.3198 | 129.3479 | 130.3053 | 131.2077 | 132.0593
Scenario 4: Reference ZEAS Phase In | PG&E | Res | AppPlug | Res - Multi Family | Electric Energy (GWh/year) | Fuel Substitution | -61.0524 | -61.5902 | -62.1728 | -62.7556 | -63.3147 | -63.8434 | -50.9926 | -51.4782 | -51.9289 | -52.346 | -52.7346 | -53.101 | -53.4468
Scenario 4: Reference ZEAS Phase In | PG&E | Res | AppPlug | Res - Multi Family | Gas Energy (MMTherm/year) | Energy Efficiency | 2.4157 | 2.428 | 2.4411 | 2.454 | 2.466 | 2.4773 | 2.4877 | 2.4973 | 2.506 | 2.5139 | 2.5211 | 2.5277 | 2.5338
Scenario 4: Reference ZEAS Phase In | PG&E | Res | AppPlug | Res - Multi Family | Gas Energy (MMTherm/year) | Fuel Substitution | 6.481 | 6.5204 | 6.5634 | 6.6063 | 6.6474 | 6.6862 | 4.0045 | 4.0426 | 4.078 | 4.1108 | 4.1413 | 4.1701 | 4.1972
Scenario 4: Reference ZEAS Phase In | PG&E | Res | AppPlug | Res - Single Family | Electric Demand (MW) | Energy Efficiency | 22.1202 | 22.3608 | 22.6192 | 22.8756 | 23.1199 | 23.3497 | 23.5633 | 23.7603 | 23.9414 | 24.1089 | 24.2645 | 24.41 | 24.546
Scenario 4: Reference ZEAS Phase In | PG&E | Res | AppPlug | Res - Single Family | Electric Energy (GWh/year) | Energy Efficiency | 508.0561 | 513.4291 | 519.2013 | 524.9329 | 530.4106 | 535.5617 | 540.3533 | 544.7692 | 548.8304 | 552.5869 | 556.079 | 559.3432 | 562.3949
Scenario 4: Reference ZEAS Phase In | PG&E | Res | AppPlug | Res - Single Family | Electric Energy (GWh/year) | Fuel Substitution | -498.9943 | -502.6334 | -506.5497 | -510.4384 | -514.1551 | -517.6461 | -376.8703 | -379.928 | -382.7401 | -385.3413 | -387.7596 | -390.0204 | -392.134
Scenario 4: Reference ZEAS Phase In | PG&E | Res | AppPlug | Res - Single Family | Gas Energy (MMTherm/year) | Energy Efficiency | 3.8698 | 3.9287 | 3.9918 | 4.0543 | 4.1134 | 4.1689 | 4.2102 | 4.2483 | 4.2833 | 4.3157 | 4.3457 | 4.3738 | 4.4
Scenario 4: Reference ZEAS Phase In | PG&E | Res | AppPlug | Res - Single Family | Gas Energy (MMTherm/year) | Fuel Substitution | 52.6642 | 52.8918 | 53.1375 | 53.3815 | 53.6141 | 53.8321 | 24.6586 | 24.8587 | 25.0427 | 25.2129 | 25.3711 | 25.5191 | 25.6573
Scenario 4: Reference ZEAS Phase In | PG&E | Res | BldgEnv | Res - Multi Family | Electric Demand (MW) | Energy Efficiency | 33.0347 | 33.0103 | 32.9881 | 32.9661 | 32.943 | 32.9185 | 32.8926 | 32.8651 | 32.8361 | 32.8055 | 32.7736 | 32.7407 | 32.707
Scenario 4: Reference ZEAS Phase In | PG&E | Res | BldgEnv | Res - Multi Family | Electric Energy (GWh/year) | Energy Efficiency | -0.48133 | -0.49321 | -0.50597 | -0.51873 | -0.53103 | -0.54271 | -0.55377 | -0.56416 | -0.57385 | -0.58288 | -0.59134 | -0.59936 | -0.60697
Scenario 4: Reference ZEAS Phase In | PG&E | Res | BldgEnv | Res - Multi Family | Gas Energy (MMTherm/year) | Energy Efficiency | 7.2268 | 7.2212 | 7.2161 | 7.211 | 7.2057 | 7.2001 | 7.1942 | 7.188 | 7.1815 | 7.1746 | 7.1674 | 7.1601 | 7.1525
Scenario 4: Reference ZEAS Phase In | PG&E | Res | BldgEnv | Res - Single Family | Electric Demand (MW) | Energy Efficiency | 267.6103 | 267.7665 | 267.9439 | 268.1192 | 268.2815 | 268.4267 | 268.553 | 268.6596 | 268.7476 | 268.8196 | 268.8778 | 268.9241 | 268.9592
Scenario 4: Reference ZEAS Phase In | PG&E | Res | BldgEnv | Res - Single Family | Electric Energy (GWh/year) | Energy Efficiency | 74.8742 | 74.7886 | 74.6997 | 74.6112 | 74.5248 | 74.441 | 74.3603 | 74.2826 | 74.2079 | 74.1357 | 74.0657 | 73.9975 | 73.9312
Scenario 4: Reference ZEAS Phase In | PG&E | Res | BldgEnv | Res - Single Family | Gas Energy (MMTherm/year) | Energy Efficiency | 80.2155 | 80.2318 | 80.2522 | 80.2722 | 80.2897 | 80.3039 | 80.3143 | 80.3208 | 80.3237 | 80.3235 | 80.3205 | 80.3153 | 80.3078
Scenario 4: Reference ZEAS Phase In | PG&E | Res | HVAC | Res - Multi Family | Electric Demand (MW) | Energy Efficiency | 61.0171 | 61.2756 | 61.5595 | 61.8435 | 61.9989 | 62.158 | 62.3149 | 62.4473 | 62.5654 | 62.6697 | 62.7623 | 62.8459 | 62.9211
Scenario 4: Reference ZEAS Phase In | PG&E | Res | HVAC | Res - Multi Family | Electric Demand (MW) | Fuel Substitution | 0 | 0 | 0 | 0 | 10.4709 | 10.4534 | 10.436 | 10.4186 | 10.4012 | 10.3838 | 10.3665 | 10.3491 | 10.3319
Scenario 4: Reference ZEAS Phase In | PG&E | Res | HVAC | Res - Multi Family | Electric Energy (GWh/year) | Energy Efficiency | 80.585 | 81.1667 | 81.7987 | 82.4309 | 82.9288 | 83.4178 | 83.8754 | 84.2999 | 84.69 | 85.047 | 85.3759 | 85.683 | 85.9698
Scenario 4: Reference ZEAS Phase In | PG&E | Res | HVAC | Res - Multi Family | Electric Energy (GWh/year) | Fuel Substitution | -59.0507 | -58.9715 | -58.873 | -58.7747 | 77.9802 | 77.85 | 77.72 | 77.5902 | 77.4606 | 77.3313 | 77.2022 | 77.0732 | 76.9445
Scenario 4: Reference ZEAS Phase In | PG&E | Res | HVAC | Res - Multi Family | Gas Energy (MMTherm/year) | Energy Efficiency | 0.62015 | 0.63015 | 0.64095 | 0.65174 | 0.65741 | 0.66501 | 0.67065 | 0.67733 | 0.68354 | 0.68929 | 0.69465 | 0.69971 | 0.70448
Scenario 4: Reference ZEAS Phase In | PG&E | Res | HVAC | Res - Multi Family | Gas Energy (MMTherm/year) | Fuel Substitution | 7.9768 | 7.9649 | 7.9516 | 7.9383 | 0 | 0 | 0 | 0 | 0 | 0 | 0 | 0 | 0
Scenario 4: Reference ZEAS Phase In | PG&E | Res | HVAC | Res - Single Family | Electric Demand (MW) | Energy Efficiency | 509.2477 | 511.9253 | 514.8122 | 517.6784 | 518.9075 | 520.1838 | 521.358 | 522.4253 | 523.3918 | 524.2717 | 525.0765 | 525.8166 | 526.4964
Scenario 4: Reference ZEAS Phase In | PG&E | Res | HVAC | Res - Single Family | Electric Demand (MW) | Fuel Substitution | 0 | 0 | 0 | 0 | 165.4791 | 165.3923 | 165.3055 | 165.2187 | 165.132 | 165.0453 | 164.9587 | 164.8721 | 164.7856
Scenario 4: Reference ZEAS Phase In | PG&E | Res | HVAC | Res - Single Family | Electric Energy (GWh/year) | Energy Efficiency | 516.3857 | 518.7523 | 522.3073 | 525.8371 | 527.7262 | 529.694 | 531.5135 | 533.1781 | 534.6963 | 536.0888 | 537.3723 | 538.5621 | 539.6642
Scenario 4: Reference ZEAS Phase In | PG&E | Res | HVAC | Res - Single Family | Electric Energy (GWh/year) | Fuel Substitution | -1221.7868 | -1345.5324 | -1344.8262 | -1344.1203 | 887.6457 | 887.1798 | 886.7141 | 886.2487 | 885.7836 | 885.3187 | 884.854 | 884.3896 | 883.9254
Scenario 4: Reference ZEAS Phase In | PG&E | Res | HVAC | Res - Single Family | Gas Energy (MMTherm/year) | Energy Efficiency | 2.5482 | 2.3739 | 2.4709 | 2.5672 | 2.5739 | 2.6081 | 2.64 | 2.6695 | 2.6966 | 2.7218 | 2.7452 | 2.7671 | 2.7877
Scenario 4: Reference ZEAS Phase In | PG&E | Res | HVAC | Res - Single Family | Gas Energy (MMTherm/year) | Fuel Substitution | 162.5183 | 171.3492 | 171.2593 | 171.1694 | 0 | 0 | 0 | 0 | 0 | 0 | 0 | 0 | 0
Scenario 4: Reference ZEAS Phase In | PG&E | Res | WaterHeat | Res - Multi Family | Electric Demand (MW) | Energy Efficiency | 10.3224 | 10.4422 | 10.5735 | 10.7049 | 10.8311 | 10.9507 | 11.0634 | 11.1688 | 11.2666 | 11.3571 | 11.4415 | 11.521 | 11.596
Scenario 4: Reference ZEAS Phase In | PG&E | Res | WaterHeat | Res - Multi Family | Electric Demand (MW) | Fuel Substitution | 0 | 0 | 10.4964 | 20.9577 | 31.3841 | 31.3317 | 31.2793 | 31.2271 | 31.175 | 31.1229 | 31.0709 | 31.019 | 30.9672
Scenario 4: Reference ZEAS Phase In | PG&E | Res | WaterHeat | Res - Multi Family | Electric Energy (GWh/year) | Energy Efficiency | 59.1566 | 59.8432 | 60.5959 | 61.3486 | 62.0718 | 62.7573 | 63.4031 | 64.0071 | 64.5677 | 65.0865 | 65.5698 | 66.0255 | 66.4556
Scenario 4: Reference ZEAS Phase In | PG&E | Res | WaterHeat | Res - Multi Family | Electric Energy (GWh/year) | Fuel Substitution | -14682.0555 | -14657.5379 | -14519.4252 | -14353.7908 | -14188.6691 | -14164.9755 | 202.3254 | 201.9876 | 201.6503 | 201.3135 | 200.9774 | 200.6417 | 200.3067
Scenario 4: Reference ZEAS Phase In | PG&E | Res | WaterHeat | Res - Multi Family | Gas Energy (MMTherm/year) | Energy Efficiency | 10.3474 | 10.4776 | 10.5401 | 10.6016 | 10.6593 | 10.7133 | 10.7635 | 10.8098 | 10.852 | 10.8903 | 10.9252 | 10.9575 | 10.9875
Scenario 4: Reference ZEAS Phase In | PG&E | Res | WaterHeat | Res - Multi Family | Gas Energy (MMTherm/year) | Fuel Substitution | 1138.2103 | 1136.3096 | 1126.8964 | 1112.9092 | 1098.9657 | 1097.1305 | 0 | 0 | 0 | 0 | 0 | 0 | 0
Scenario 4: Reference ZEAS Phase In | PG&E | Res | WaterHeat | Res - Single Family | Electric Demand (MW) | Energy Efficiency | 27.9793 | 28.2628 | 28.5779 | 28.8909 | 29.1903 | 29.4718 | 29.7338 | 29.9752 | 30.1972 | 30.4025 | 30.5934 | 30.7719 | 30.9388
Scenario 4: Reference ZEAS Phase In | PG&E | Res | WaterHeat | Res - Single Family | Electric Demand (MW) | Fuel Substitution | 0 | 0 | 70.2077 | 140.3417 | 210.4021 | 210.2916 | 210.1813 | 210.0709 | 209.9607 | 209.8505 | 209.7403 | 209.6302 | 209.5202
Scenario 4: Reference ZEAS Phase In | PG&E | Res | WaterHeat | Res - Single Family | Electric Energy (GWh/year) | Energy Efficiency | 190.1601 | 192.0795 | 194.2215 | 196.3487 | 198.3835 | 200.2973 | 202.0775 | 203.7181 | 205.227 | 206.6227 | 207.9202 | 209.1333 | 210.2674
Scenario 4: Reference ZEAS Phase In | PG&E | Res | WaterHeat | Res - Single Family | Electric Energy (GWh/year) | Fuel Substitution | -2175.6792 | -2174.5373 | -1032.2278 | 327.6815 | 1686.1637 | 1685.2787 | 1684.3941 | 1683.51 | 1682.6264 | 1681.7433 | 1680.8606 | 1679.9783 | 1679.0966
Scenario 4: Reference ZEAS Phase In | PG&E | Res | WaterHeat | Res - Single Family | Gas Energy (MMTherm/year) | Energy Efficiency | 34.1513 | 35.1512 | 35.5873 | 36.0197 | 36.4275 | 36.8105 | 37.1667 | 37.4948 | 37.7966 | 38.0757 | 38.3348 | 38.5766 | 38.8026
Scenario 4: Reference ZEAS Phase In | PG&E | Res | WaterHeat | Res - Single Family | Gas Energy (MMTherm/year) | Fuel Substitution | 312.1085 | 311.9447 | 228.7795 | 114.3297 | 0 | 0 | 0 | 0 | 0 | 0 | 0 | 0 | 0
Scenario 4: Reference ZEAS Phase In | SCE | Com | BldgEnv | Com - College | Electric Demand (MW) | Energy Efficiency | 0.29329 | 0.29205 | 0.29083 | 0.28963 | 0.28843 | 0.28726 | 0.2861 | 0.28495 | 0.28381 | 0.28268 | 0.28156 | 0.28046 | 0.27937
Scenario 4: Reference ZEAS Phase In | SCE | Com | BldgEnv | Com - College | Electric Energy (GWh/year) | Energy Efficiency | 0.099413 | 0.098994 | 0.09858 | 0.098172 | 0.097767 | 0.097368 | 0.096976 | 0.096586 | 0.096201 | 0.095817 | 0.095437 | 0.095064 | 0.094695
Scenario 4: Reference ZEAS Phase In | SCE | Com | BldgEnv | Com - College | Gas Energy (MMTherm/year) | Energy Efficiency | 0.079846 | 0.079509 | 0.079177 | 0.078849 | 0.078524 | 0.078204 | 0.077888 | 0.077576 | 0.077266 | 0.076958 | 0.076652 | 0.076353 | 0.076056
Scenario 4: Reference ZEAS Phase In | SCE | Com | BldgEnv | Com - Grocery | Electric Demand (MW) | Energy Efficiency | 0.61813 | 0.6132 | 0.60832 | 0.6035 | 0.59875 | 0.59407 | 0.58944 | 0.58487 | 0.58037 | 0.57592 | 0.57152 | 0.56717 | 0.56288
Scenario 4: Reference ZEAS Phase In | SCE | Com | BldgEnv | Com - Grocery | Electric Energy (GWh/year) | Energy Efficiency | 0.20952 | 0.20785 | 0.20619 | 0.20456 | 0.20295 | 0.20136 | 0.1998 | 0.19825 | 0.19672 | 0.19521 | 0.19372 | 0.19225 | 0.19079
Scenario 4: Reference ZEAS Phase In | SCE | Com | BldgEnv | Com - Grocery | Gas Energy (MMTherm/year) | Energy Efficiency | 0.13288 | 0.13182 | 0.13078 | 0.12974 | 0.12872 | 0.12771 | 0.12672 | 0.12574 | 0.12477 | 0.12381 | 0.12286 | 0.12193 | 0.12101
Scenario 4: Reference ZEAS Phase In | SCE | Com | BldgEnv | Com - Health | Electric Demand (MW) | Energy Efficiency | 0.4486 | 0.44767 | 0.44676 | 0.44585 | 0.44495 | 0.44405 | 0.44318 | 0.4423 | 0.44143 | 0.44055 | 0.43966 | 0.43878 | 0.43793
Scenario 4: Reference ZEAS Phase In | SCE | Com | BldgEnv | Com - Health | Electric Energy (GWh/year) | Energy Efficiency | 0.21364 | 0.2132 | 0.21276 | 0.21233 | 0.2119 | 0.21148 | 0.21106 | 0.21064 | 0.21023 | 0.20981 | 0.20939 | 0.20897 | 0.20856
Scenario 4: Reference ZEAS Phase In | SCE | Com | BldgEnv | Com - Health | Gas Energy (MMTherm/year) | Energy Efficiency | 0.10629 | 0.10607 | 0.10585 | 0.10564 | 0.10542 | 0.10521 | 0.10501 | 0.1048 | 0.10459 | 0.10438 | 0.10417 | 0.10396 | 0.10376
Scenario 4: Reference ZEAS Phase In | SCE | Com | BldgEnv | Com - Lodging | Electric Demand (MW) | Energy Efficiency | 0.43409 | 0.43132 | 0.42857 | 0.42586 | 0.42319 | 0.42056 | 0.41797 | 0.4154 | 0.41287 | 0.41037 | 0.4079 | 0.40546 | 0.40304
Scenario 4: Reference ZEAS Phase In | SCE | Com | BldgEnv | Com - Lodging | Electric Energy (GWh/year) | Energy Efficiency | 0.28102 | 0.27922 | 0.27745 | 0.2757 | 0.27397 | 0.27226 | 0.27058 | 0.26892 | 0.26729 | 0.26567 | 0.26407 | 0.26248 | 0.26092
Scenario 4: Reference ZEAS Phase In | SCE | Com | BldgEnv | Com - Lodging | Gas Energy (MMTherm/year) | Energy Efficiency | 0.065979 | 0.065557 | 0.06514 | 0.064728 | 0.064322 | 0.063922 | 0.063528 | 0.063138 | 0.062754 | 0.062374 | 0.061998 | 0.061626 | 0.061259
Scenario 4: Reference ZEAS Phase In | SCE | Com | BldgEnv | Com - Office (Large) | Electric Demand (MW) | Energy Efficiency | 1.0862 | 1.0553 | 1.0255 | 0.99668 | 0.96887 | 0.94204 | 0.91614 | 0.89114 | 0.86699 | 0.84365 | 0.82111 | 0.79933 | 0.77829
Scenario 4: Reference ZEAS Phase In | SCE | Com | BldgEnv | Com - Office (Large) | Electric Energy (GWh/year) | Energy Efficiency | 0.36818 | 0.35772 | 0.3476 | 0.33783 | 0.32841 | 0.31931 | 0.31053 | 0.30206 | 0.29387 | 0.28596 | 0.27832 | 0.27094 | 0.26381
Scenario 4: Reference ZEAS Phase In | SCE | Com | BldgEnv | Com - Office (Large) | Gas Energy (MMTherm/year) | Energy Efficiency | 0.30728 | 0.29855 | 0.29011 | 0.28196 | 0.27409 | 0.2665 | 0.25917 | 0.2521 | 0.24527 | 0.23866 | 0.23229 | 0.22613 | 0.22017
Scenario 4: Reference ZEAS Phase In | SCE | Com | BldgEnv | Com - Office (Small) | Electric Demand (MW) | Energy Efficiency | 0.54221 | 0.53732 | 0.53249 | 0.52772 | 0.42097 | 0.42462 | 0.42099 | 0.4174 | 0.41386 | 0.41036 | 0.40691 | 0.4035 | 0.40013
Scenario 4: Reference ZEAS Phase In | SCE | Com | BldgEnv | Com - Office (Small) | Electric Energy (GWh/year) | Energy Efficiency | 0.18379 | 0.18213 | 0.18049 | 0.17887 | 0.14269 | 0.14393 | 0.1427 | 0.14148 | 0.14028 | 0.1391 | 0.13793 | 0.13677 | 0.13563
Scenario 4: Reference ZEAS Phase In | SCE | Com | BldgEnv | Com - Office (Small) | Gas Energy (MMTherm/year) | Energy Efficiency | 0.10647 | 0.10551 | 0.10456 | 0.10363 | 0.082663 | 0.083381 | 0.082667 | 0.081963 | 0.081268 | 0.080581 | 0.079903 | 0.079233 | 0.078571
Scenario 4: Reference ZEAS Phase In | SCE | Com | BldgEnv | Com - Other | Electric Demand (MW) | Energy Efficiency | 1.0649 | 1.0588 | 1.0528 | 1.0468 | 1.0409 | 1.0351 | 1.0294 | 1.0238 | 1.0182 | 1.0126 | 1.0072 | 1.0018 | 0.99646
Scenario 4: Reference ZEAS Phase In | SCE | Com | BldgEnv | Com - Other | Electric Energy (GWh/year) | Energy Efficiency | 0.36112 | 0.35906 | 0.35701 | 0.355 | 0.353 | 0.35103 | 0.34909 | 0.34718 | 0.34528 | 0.3434 | 0.34155 | 0.33972 | 0.33792
Scenario 4: Reference ZEAS Phase In | SCE | Com | BldgEnv | Com - Other | Gas Energy (MMTherm/year) | Energy Efficiency | 0.32294 | 0.32109 | 0.31926 | 0.31746 | 0.31568 | 0.31392 | 0.31218 | 0.31047 | 0.30877 | 0.30709 | 0.30544 | 0.3038 | 0.30219
Scenario 4: Reference ZEAS Phase In | SCE | Com | BldgEnv | Com - Refrig. Warehouse | Electric Demand (MW) | Energy Efficiency | 0.10244 | 0.102 | 0.10157 | 0.10114 | 0.10071 | 0.10028 | 0.099858 | 0.099438 | 0.099022 | 0.09861 | 0.098202 | 0.097798 | 0.097398
Scenario 4: Reference ZEAS Phase In | SCE | Com | BldgEnv | Com - Refrig. Warehouse | Electric Energy (GWh/year) | Energy Efficiency | 0.035401 | 0.035252 | 0.035102 | 0.034953 | 0.034804 | 0.034657 | 0.034511 | 0.034365 | 0.034222 | 0.034079 | 0.033938 | 0.033799 | 0.03366
Scenario 4: Reference ZEAS Phase In | SCE | Com | BldgEnv | Com - Refrig. Warehouse | Gas Energy (MMTherm/year) | Energy Efficiency | 0.015067 | 0.015003 | 0.014939 | 0.014876 | 0.014813 | 0.01475 | 0.014688 | 0.014626 | 0.014565 | 0.014504 | 0.014444 | 0.014385 | 0.014326
Scenario 4: Reference ZEAS Phase In | SCE | Com | BldgEnv | Com - Restaurant | Electric Demand (MW) | Energy Efficiency | 0.25078 | 0.24917 | 0.24759 | 0.24605 | 0.24455 | 0.24308 | 0.24164 | 0.24022 | 0.23883 | 0.23747 | 0.23613 | 0.23482 | 0.23353
Scenario 4: Reference ZEAS Phase In | SCE | Com | BldgEnv | Com - Restaurant | Electric Energy (GWh/year) | Energy Efficiency | 0.085004 | 0.084458 | 0.083924 | 0.083402 | 0.082893 | 0.082395 | 0.081905 | 0.081425 | 0.080954 | 0.080492 | 0.080038 | 0.079593 | 0.079156
Scenario 4: Reference ZEAS Phase In | SCE | Com | BldgEnv | Com - Restaurant | Gas Energy (MMTherm/year) | Energy Efficiency | 0.033556 | 0.03334 | 0.03313 | 0.032923 | 0.032723 | 0.032526 | 0.032332 | 0.032143 | 0.031957 | 0.031775 | 0.031596 | 0.03142 | 0.031247
Scenario 4: Reference ZEAS Phase In | SCE | Com | BldgEnv | Com - Retail | Electric Demand (MW) | Energy Efficiency | 1.9947 | 1.9804 | 1.9663 | 1.9523 | 1.9385 | 1.9249 | 1.9115 | 1.8982 | 1.8851 | 1.8721 | 1.8593 | 1.8466 | 1.8341
Scenario 4: Reference ZEAS Phase In | SCE | Com | BldgEnv | Com - Retail | Electric Energy (GWh/year) | Energy Efficiency | 0.67613 | 0.67129 | 0.6665 | 0.66176 | 0.65709 | 0.65247 | 0.64791 | 0.64341 | 0.63896 | 0.63456 | 0.63021 | 0.62592 | 0.62167
Scenario 4: Reference ZEAS Phase In | SCE | Com | BldgEnv | Com - Retail | Gas Energy (MMTherm/year) | Energy Efficiency | 0.26691 | 0.265 | 0.2631 | 0.26123 | 0.25939 | 0.25757 | 0.25577 | 0.25399 | 0.25223 | 0.2505 | 0.24878 | 0.24708 | 0.24541
Scenario 4: Reference ZEAS Phase In | SCE | Com | BldgEnv | Com - School | Electric Demand (MW) | Energy Efficiency | 0.35394 | 0.34637 | 0.33901 | 0.33184 | 0.32485 | 0.31805 | 0.31142 | 0.30496 | 0.29868 | 0.29256 | 0.28661 | 0.28081 | 0.27518
Scenario 4: Reference ZEAS Phase In | SCE | Com | BldgEnv | Com - School | Electric Energy (GWh/year) | Energy Efficiency | 0.11997 | 0.11741 | 0.11491 | 0.11248 | 0.11011 | 0.1078 | 0.10556 | 0.10337 | 0.10124 | 0.099166 | 0.097148 | 0.095185 | 0.093273
Scenario 4: Reference ZEAS Phase In | SCE | Com | BldgEnv | Com - School | Gas Energy (MMTherm/year) | Energy Efficiency | 0.069501 | 0.068015 | 0.066569 | 0.065161 | 0.063789 | 0.062453 | 0.061151 | 0.059884 | 0.05865 | 0.057449 | 0.05628 | 0.055142 | 0.054035
Scenario 4: Reference ZEAS Phase In | SCE | Com | BldgEnv | Com - Warehouse | Electric Demand (MW) | Energy Efficiency | 1.6922 | 1.6865 | 1.6808 | 1.6751 | 1.6696 | 1.6642 | 1.6588 | 1.6535 | 1.6482 | 1.643 | 1.6379 | 1.6328 | 1.6278
Scenario 4: Reference ZEAS Phase In | SCE | Com | BldgEnv | Com - Warehouse | Electric Energy (GWh/year) | Energy Efficiency | 1.0895 | 1.0857 | 1.0821 | 1.0784 | 1.0749 | 1.0714 | 1.0679 | 1.0645 | 1.0611 | 1.0578 | 1.0545 | 1.0512 | 1.048
Scenario 4: Reference ZEAS Phase In | SCE | Com | BldgEnv | Com - Warehouse | Gas Energy (MMTherm/year) | Energy Efficiency | 0.40869 | 0.4073 | 0.40592 | 0.40456 | 0.40323 | 0.40191 | 0.40061 | 0.39933 | 0.39807 | 0.39682 | 0.39558 | 0.39435 | 0.39314
Scenario 4: Reference ZEAS Phase In | SCE | Com | ComRefrig | Com - College | Electric Demand (MW) | Energy Efficiency | 0.030035 | 0.030212 | 0.030402 | 0.030607 | 0.030814 | 0.031037 | 0.031275 | 0.031518 | 0.031766 | 0.032014 | 0.032265 | 0.03254 | 0.032817
Scenario 4: Reference ZEAS Phase In | SCE | Com | ComRefrig | Com - College | Electric Energy (GWh/year) | Energy Efficiency | 0.28811 | 0.2895 | 0.291 | 0.29263 | 0.29428 | 0.29607 | 0.29799 | 0.29995 | 0.30196 | 0.30397 | 0.306 | 0.30825 | 0.31051
Scenario 4: Reference ZEAS Phase In | SCE | Com | ComRefrig | Com - College | Gas Energy (MMTherm/year) | Energy Efficiency | -0.0032852 | -0.003311 | -0.0033382 | -0.0033675 | -0.0033969 | -0.0034285 | -0.0034619 | -0.003496 | -0.0035307 | -0.0035653 | -0.0036004 | -0.0036385 | -0.0036769
Scenario 4: Reference ZEAS Phase In | SCE | Com | ComRefrig | Com - Grocery | Electric Demand (MW) | Energy Efficiency | 14.3592 | 14.3132 | 14.269 | 14.2272 | 14.1889 | 14.1534 | 14.1202 | 14.0899 | 14.0621 | 14.0362 | 14.0125 | 13.9906 | 13.9706
Scenario 4: Reference ZEAS Phase In | SCE | Com | ComRefrig | Com - Grocery | Electric Energy (GWh/year) | Energy Efficiency | 160.0233 | 159.2349 | 158.464 | 157.7166 | 156.9999 | 156.3096 | 155.6402 | 154.9977 | 154.3784 | 153.778 | 153.1984 | 152.6367 | 152.0931
Scenario 4: Reference ZEAS Phase In | SCE | Com | ComRefrig | Com - Grocery | Gas Energy (MMTherm/year) | Energy Efficiency | 1.2588 | 1.2453 | 1.2319 | 1.2186 | 1.2053 | 1.1921 | 1.1789 | 1.1658 | 1.1528 | 1.1399 | 1.127 | 1.1142 | 1.1014
Scenario 4: Reference ZEAS Phase In | SCE | Com | ComRefrig | Com - Health | Electric Demand (MW) | Energy Efficiency | 0.15527 | 0.15714 | 0.15907 | 0.16099 | 0.16293 | 0.16489 | 0.16689 | 0.16888 | 0.17087 | 0.1728 | 0.17466 | 0.17657 | 0.17854
Scenario 4: Reference ZEAS Phase In | SCE | Com | ComRefrig | Com - Health | Electric Energy (GWh/year) | Energy Efficiency | 1.359 | 1.3754 | 1.3924 | 1.4091 | 1.4261 | 1.4432 | 1.4607 | 1.4782 | 1.4956 | 1.5125 | 1.5288 | 1.5455 | 1.5627
Scenario 4: Reference ZEAS Phase In | SCE | Com | ComRefrig | Com - Health | Gas Energy (MMTherm/year) | Energy Efficiency | -0.022085 | -0.022351 | -0.022627 | -0.022899 | -0.023176 | -0.023453 | -0.023738 | -0.024022 | -0.024304 | -0.024579 | -0.024844 | -0.025115 | -0.025395
Scenario 4: Reference ZEAS Phase In | SCE | Com | ComRefrig | Com - Refrig. Warehouse | Electric Demand (MW) | Energy Efficiency | 0.07521 | 0.074912 | 0.074615 | 0.074317 | 0.074021 | 0.073727 | 0.073436 | 0.073147 | 0.072862 | 0.072579 | 0.0723 | 0.072024 | 0.071751
Scenario 4: Reference ZEAS Phase In | SCE | Com | ComRefrig | Com - Refrig. Warehouse | Electric Energy (GWh/year) | Energy Efficiency | 0.91979 | 0.91573 | 0.91169 | 0.90765 | 0.90363 | 0.89964 | 0.89568 | 0.89174 | 0.88785 | 0.88398 | 0.88015 | 0.87635 | 0.87259
Scenario 4: Reference ZEAS Phase In | SCE | Com | ComRefrig | Com - Refrig. Warehouse | Gas Energy (MMTherm/year) | Energy Efficiency | -0.00019643 | -0.00019776 | -0.00019907 | -0.00020031 | -0.00020153 | -0.00020277 | -0.00020404 | -0.00020532 | -0.00020665 | -0.000208 | -0.00020939 | -0.00021081 | -0.00021227
Scenario 4: Reference ZEAS Phase In | SCE | Com | ComRefrig | Com - Restaurant | Electric Demand (MW) | Energy Efficiency | 0.66378 | 0.66296 | 0.66231 | 0.66186 | 0.66163 | 0.66154 | 0.66156 | 0.66172 | 0.66201 | 0.6624 | 0.6629 | 0.66351 | 0.66422
Scenario 4: Reference ZEAS Phase In | SCE | Com | ComRefrig | Com - Restaurant | Electric Energy (GWh/year) | Energy Efficiency | 7.4111 | 7.3854 | 7.3612 | 7.3387 | 7.3182 | 7.2989 | 7.2806 | 7.2636 | 7.2478 | 7.2329 | 7.2191 | 7.2062 | 7.1943
Scenario 4: Reference ZEAS Phase In | SCE | Com | ComRefrig | Com - Restaurant | Gas Energy (MMTherm/year) | Energy Efficiency | 0.063232 | 0.062553 | 0.061875 | 0.061199 | 0.060524 | 0.059851 | 0.059181 | 0.058514 | 0.057849 | 0.057188 | 0.056529 | 0.055874 | 0.055221
Scenario 4: Reference ZEAS Phase In | SCE | Com | ComRefrig | Com - Retail | Electric Demand (MW) | Energy Efficiency | 8.4059 | 8.3797 | 8.3542 | 8.33 | 8.3074 | 8.286 | 8.2657 | 8.2468 | 8.229 | 8.2121 | 8.1963 | 8.1814 | 8.1674
Scenario 4: Reference ZEAS Phase In | SCE | Com | ComRefrig | Com - Retail | Electric Energy (GWh/year) | Energy Efficiency | 91.2384 | 90.8234 | 90.417 | 90.0216 | 89.6404 | 89.2711 | 88.9118 | 88.5647 | 88.228 | 87.9004 | 87.5828 | 87.2738 | 86.9738
Scenario 4: Reference ZEAS Phase In | SCE | Com | ComRefrig | Com - Retail | Gas Energy (MMTherm/year) | Energy Efficiency | 1.6189 | 1.6044 | 1.59 | 1.5757 | 1.5615 | 1.5474 | 1.5334 | 1.5195 | 1.5056 | 1.4919 | 1.4782 | 1.4647 | 1.4512
Scenario 4: Reference ZEAS Phase In | SCE | Com | ComRefrig | Com - School | Electric Demand (MW) | Energy Efficiency | 0.013864 | 0.01369 | 0.013522 | 0.013361 | 0.013205 | 0.013056 | 0.012911 | 0.012772 | 0.012639 | 0.012512 | 0.01239 | 0.012274 | 0.012162
Scenario 4: Reference ZEAS Phase In | SCE | Com | ComRefrig | Com - School | Electric Energy (GWh/year) | Energy Efficiency | 0.16201 | 0.15936 | 0.15679 | 0.1543 | 0.15188 | 0.14954 | 0.14727 | 0.14507 | 0.14294 | 0.14088 | 0.13889 | 0.13697 | 0.13512
Scenario 4: Reference ZEAS Phase In | SCE | Com | ComRefrig | Com - School | Gas Energy (MMTherm/year) | Energy Efficiency | -0.00036569 | -0.00036083 | -0.00035615 | -0.00035164 | -0.00034728 | -0.00034308 | -0.00033902 | -0.00033511 | -0.00033136 | -0.00032776 | -0.00032431 | -0.000321 | -0.00031783
Scenario 4: Reference ZEAS Phase In | SCE | Com | FoodServ | Com - College | Electric Demand (MW) | Energy Efficiency | 0.41659 | 0.42206 | 0.42781 | 0.4339 | 0.44003 | 0.44653 | 0.45335 | 0.46031 | 0.46735 | 0.4744 | 0.4815 | 0.48915 | 0.49685
Scenario 4: Reference ZEAS Phase In | SCE | Com | FoodServ | Com - College | Electric Demand (MW) | Fuel Substitution | -0.71594 | -0.71233 | -0.70875 | -0.70518 | -0.70163 | -0.6981 | -0.69459 | -0.69109 | -0.68761 | -0.68415 | -0.68071 | -0.67729 | -0.67388
Scenario 4: Reference ZEAS Phase In | SCE | Com | FoodServ | Com - College | Electric Energy (GWh/year) | Energy Efficiency | 1.9208 | 1.9466 | 1.9737 | 2.0024 | 2.0312 | 2.0618 | 2.094 | 2.1267 | 2.1599 | 2.193 | 2.2264 | 2.2624 | 2.2986
Scenario 4: Reference ZEAS Phase In | SCE | Com | FoodServ | Com - College | Electric Energy (GWh/year) | Fuel Substitution | -7.6036 | -7.5653 | -7.5272 | -7.4894 | -7.4517 | -7.4142 | -7.3769 | -7.3397 | -7.3028 | -7.266 | -7.2295 | -7.1931 | -7.1569
Scenario 4: Reference ZEAS Phase In | SCE | Com | FoodServ | Com - College | Gas Energy (MMTherm/year) | Energy Efficiency | 0.079081 | 0.079962 | 0.080889 | 0.081875 | 0.082866 | 0.083921 | 0.085031 | 0.086163 | 0.087311 | 0.088459 | 0.089616 | 0.090868 | 0.092126
Scenario 4: Reference ZEAS Phase In | SCE | Com | FoodServ | Com - College | Gas Energy (MMTherm/year) | Fuel Substitution | 0.78999 | 0.78601 | 0.78206 | 0.77812 | 0.77421 | 0.77031 | 0.76643 | 0.76258 | 0.75874 | 0.75492 | 0.75112 | 0.74734 | 0.74358
Scenario 4: Reference ZEAS Phase In | SCE | Com | FoodServ | Com - Grocery | Electric Demand (MW) | Energy Efficiency | 2.8181 | 2.8459 | 2.8742 | 2.9037 | 2.9348 | 2.9672 | 3.0006 | 3.0353 | 3.0711 | 3.1076 | 3.145 | 3.1832 | 3.222
Scenario 4: Reference ZEAS Phase In | SCE | Com | FoodServ | Com - Grocery | Electric Demand (MW) | Fuel Substitution | -5.2865 | -5.2386 | -5.1912 | -5.1441 | -5.0976 | -5.0514 | -5.0056 | -4.9603 | -4.9154 | -4.8709 | -4.8268 | -4.783 | -4.7397
Scenario 4: Reference ZEAS Phase In | SCE | Com | FoodServ | Com - Grocery | Electric Energy (GWh/year) | Energy Efficiency | 12.8562 | 12.9862 | 13.1189 | 13.2566 | 13.4019 | 13.5534 | 13.709 | 13.8709 | 14.0378 | 14.2082 | 14.3828 | 14.5605 | 14.7415
Scenario 4: Reference ZEAS Phase In | SCE | Com | FoodServ | Com - Grocery | Electric Energy (GWh/year) | Fuel Substitution | -95.5818 | -94.7162 | -93.8584 | -93.0084 | -92.1661 | -91.3314 | -90.5043 | -89.6846 | -88.8724 | -88.0676 | -87.27 | -86.4797 | -85.6965
Scenario 4: Reference ZEAS Phase In | SCE | Com | FoodServ | Com - Grocery | Gas Energy (MMTherm/year) | Energy Efficiency | 0.4639 | 0.46793 | 0.47206 | 0.47635 | 0.4809 | 0.48566 | 0.49055 | 0.49567 | 0.50095 | 0.50635 | 0.51189 | 0.51754 | 0.5233
Scenario 4: Reference ZEAS Phase In | SCE | Com | FoodServ | Com - Grocery | Gas Energy (MMTherm/year) | Fuel Substitution | 9.9342 | 9.8442 | 9.7551 | 9.6667 | 9.5792 | 9.4924 | 9.4065 | 9.3213 | 9.2369 | 9.1532 | 9.0703 | 8.9882 | 8.9068
Scenario 4: Reference ZEAS Phase In | SCE | Com | FoodServ | Com - Health | Electric Demand (MW) | Energy Efficiency | 1.1851 | 1.206 | 1.2276 | 1.2489 | 1.2705 | 1.2923 | 1.3145 | 1.3367 | 1.3587 | 1.3802 | 1.401 | 1.4222 | 1.444
Scenario 4: Reference ZEAS Phase In | SCE | Com | FoodServ | Com - Health | Electric Demand (MW) | Fuel Substitution | -2.0017 | -1.995 | -1.9883 | -1.9816 | -1.975 | -1.9684 | -1.9618 | -1.9552 | -1.9486 | -1.9421 | -1.9356 | -1.9291 | -1.9226
Scenario 4: Reference ZEAS Phase In | SCE | Com | FoodServ | Com - Health | Electric Energy (GWh/year) | Energy Efficiency | 5.3895 | 5.4868 | 5.5873 | 5.6866 | 5.7875 | 5.8887 | 5.9922 | 6.0954 | 6.1982 | 6.2982 | 6.395 | 6.4937 | 6.5955
Scenario 4: Reference ZEAS Phase In | SCE | Com | FoodServ | Com - Health | Electric Energy (GWh/year) | Fuel Substitution | -25.1424 | -25.0581 | -24.974 | -24.8902 | -24.8066 | -24.7234 | -24.6404 | -24.5577 | -24.4753 | -24.3932 | -24.3113 | -24.2297 | -24.1484
Scenario 4: Reference ZEAS Phase In | SCE | Com | FoodServ | Com - Health | Gas Energy (MMTherm/year) | Energy Efficiency | 0.1863 | 0.18926 | 0.19232 | 0.19535 | 0.19842 | 0.2015 | 0.20466 | 0.2078 | 0.21094 | 0.21398 | 0.21693 | 0.21994 | 0.22304
Scenario 4: Reference ZEAS Phase In | SCE | Com | FoodServ | Com - Health | Gas Energy (MMTherm/year) | Fuel Substitution | 2.6817 | 2.6727 | 2.6637 | 2.6548 | 2.6459 | 2.637 | 2.6281 | 2.6193 | 2.6105 | 2.6018 | 2.593 | 2.5843 | 2.5757
Scenario 4: Reference ZEAS Phase In | SCE | Com | FoodServ | Com - Lodging | Electric Demand (MW) | Energy Efficiency | 1.2652 | 1.29 | 1.3153 | 1.3409 | 1.367 | 1.3937 | 1.4209 | 1.4485 | 1.4764 | 1.5044 | 1.5326 | 1.561 | 1.5895
Scenario 4: Reference ZEAS Phase In | SCE | Com | FoodServ | Com - Lodging | Electric Demand (MW) | Fuel Substitution | -1.749 | -1.7348 | -1.7207 | -1.7067 | -1.6928 | -1.6791 | -1.6655 | -1.6519 | -1.6385 | -1.6252 | -1.612 | -1.5989 | -1.5859
Scenario 4: Reference ZEAS Phase In | SCE | Com | FoodServ | Com - Lodging | Electric Energy (GWh/year) | Energy Efficiency | 5.7973 | 5.9128 | 6.0304 | 6.1492 | 6.2706 | 6.3947 | 6.521 | 6.6495 | 6.7791 | 6.9092 | 7.0403 | 7.172 | 7.3044
Scenario 4: Reference ZEAS Phase In | SCE | Com | FoodServ | Com - Lodging | Electric Energy (GWh/year) | Fuel Substitution | -21.6824 | -21.5063 | -21.3317 | -21.1585 | -20.9866 | -20.8162 | -20.6472 | -20.4795 | -20.3132 | -20.1482 | -19.9846 | -19.8223 | -19.6613
Scenario 4: Reference ZEAS Phase In | SCE | Com | FoodServ | Com - Lodging | Gas Energy (MMTherm/year) | Energy Efficiency | 0.12439 | 0.12689 | 0.12943 | 0.13199 | 0.13462 | 0.1373 | 0.14003 | 0.1428 | 0.1456 | 0.14842 | 0.15125 | 0.15409 | 0.15695
Scenario 4: Reference ZEAS Phase In | SCE | Com | FoodServ | Com - Lodging | Gas Energy (MMTherm/year) | Fuel Substitution | 2.2478 | 2.2295 | 2.2114 | 2.1935 | 2.1756 | 2.158 | 2.1404 | 2.1231 | 2.1058 | 2.0887 | 2.0718 | 2.0549 | 2.0383
Scenario 4: Reference ZEAS Phase In | SCE | Com | FoodServ | Com - Office (Large) | Electric Demand (MW) | Energy Efficiency | 0.009718 | 0.0098154 | 0.009913 | 0.010013 | 0.010118 | 0.010229 | 0.010344 | 0.010462 | 0.010581 | 0.010699 | 0.010819 | 0.010938 | 0.011058
Scenario 4: Reference ZEAS Phase In | SCE | Com | FoodServ | Com - Office (Large) | Electric Energy (GWh/year) | Energy Efficiency | 0.085239 | 0.086093 | 0.086949 | 0.087823 | 0.088748 | 0.089724 | 0.090727 | 0.091765 | 0.092807 | 0.093844 | 0.094892 | 0.09594 | 0.096995
Scenario 4: Reference ZEAS Phase In | SCE | Com | FoodServ | Com - Office (Small) | Electric Demand (MW) | Energy Efficiency | 0.0036773 | 0.00371 | 0.0037433 | 0.003777 | 0.0030659 | 0.0038468 | 0.0038825 | 0.0039188 | 0.0039555 | 0.0039926 | 0.0040301 | 0.0040678 | 0.0041059
Scenario 4: Reference ZEAS Phase In | SCE | Com | FoodServ | Com - Office (Small) | Electric Energy (GWh/year) | Energy Efficiency | 0.032254 | 0.032541 | 0.032833 | 0.033129 | 0.026891 | 0.033741 | 0.034054 | 0.034373 | 0.034695 | 0.03502 | 0.035348 | 0.03568 | 0.036014
Scenario 4: Reference ZEAS Phase In | SCE | Com | FoodServ | Com - Other | Electric Demand (MW) | Energy Efficiency | 4.6227 | 4.6783 | 4.7361 | 4.7959 | 4.8577 | 4.9215 | 4.9877 | 5.0557 | 5.1249 | 5.1957 | 5.2683 | 5.3424 | 5.4182
Scenario 4: Reference ZEAS Phase In | SCE | Com | FoodServ | Com - Other | Electric Demand (MW) | Fuel Substitution | -19.0948 | -18.9642 | -18.8344 | -18.7055 | -18.5776 | -18.4504 | -18.3242 | -18.1988 | -18.0743 | -17.9506 | -17.8278 | -17.7058 | -17.5847
Scenario 4: Reference ZEAS Phase In | SCE | Com | FoodServ | Com - Other | Electric Energy (GWh/year) | Energy Efficiency | 22.5397 | 22.8111 | 23.0931 | 23.3849 | 23.6864 | 23.9975 | 24.3206 | 24.6527 | 24.9902 | 25.3358 | 25.6899 | 26.0514 | 26.4213
Scenario 4: Reference ZEAS Phase In | SCE | Com | FoodServ | Com - Other | Electric Energy (GWh/year) | Fuel Substitution | -111.7969 | -111.032 | -110.2723 | -109.5178 | -108.7685 | -108.0243 | -107.2851 | -106.5511 | -105.822 | -105.098 | -104.3789 | -103.6647 | -102.9554
Scenario 4: Reference ZEAS Phase In | SCE | Com | FoodServ | Com - Other | Gas Energy (MMTherm/year) | Energy Efficiency | 0.83194 | 0.84128 | 0.851 | 0.86106 | 0.87146 | 0.88221 | 0.89338 | 0.90487 | 0.91656 | 0.92853 | 0.9408 | 0.95334 | 0.96618
Scenario 4: Reference ZEAS Phase In | SCE | Com | FoodServ | Com - Other | Gas Energy (MMTherm/year) | Fuel Substitution | 10.7383 | 10.6648 | 10.5919 | 10.5194 | 10.4474 | 10.3759 | 10.3049 | 10.2344 | 10.1644 | 10.0949 | 10.0258 | 9.9572 | 9.8891
Scenario 4: Reference ZEAS Phase In | SCE | Com | FoodServ | Com - Restaurant | Electric Demand (MW) | Energy Efficiency | 8.7572 | 8.9129 | 9.0753 | 9.2451 | 9.4235 | 9.6069 | 9.7937 | 9.9854 | 10.1813 | 10.3805 | 10.5835 | 10.7894 | 10.9986
Scenario 4: Reference ZEAS Phase In | SCE | Com | FoodServ | Com - Restaurant | Electric Demand (MW) | Fuel Substitution | -37.4261 | -37.0975 | -36.7718 | -36.449 | -36.129 | -35.8118 | -35.4974 | -35.1857 | -34.8768 | -34.5706 | -34.267 | -33.9662 | -33.668
Scenario 4: Reference ZEAS Phase In | SCE | Com | FoodServ | Com - Restaurant | Electric Energy (GWh/year) | Energy Efficiency | 43.0668 | 43.8317 | 44.6295 | 45.4637 | 46.3404 | 47.2414 | 48.1596 | 49.1012 | 50.0637 | 51.0426 | 52.0398 | 53.0516 | 54.0797
Scenario 4: Reference ZEAS Phase In | SCE | Com | FoodServ | Com - Restaurant | Electric Energy (GWh/year) | Fuel Substitution | -361.4432 | -358.2698 | -355.1243 | -352.0064 | -348.9159 | -345.8525 | -342.816 | -339.8061 | -336.8227 | -333.8655 | -330.9343 | -328.0287 | -325.1487
Scenario 4: Reference ZEAS Phase In | SCE | Com | FoodServ | Com - Restaurant | Gas Energy (MMTherm/year) | Energy Efficiency | 1.56 | 1.585 | 1.6112 | 1.6386 | 1.6675 | 1.6972 | 1.7275 | 1.7585 | 1.7903 | 1.8227 | 1.8557 | 1.8892 | 1.9232
Scenario 4: Reference ZEAS Phase In | SCE | Com | FoodServ | Com - Restaurant | Gas Energy (MMTherm/year) | Fuel Substitution | 36.3096 | 35.9909 | 35.6749 | 35.3616 | 35.0512 | 34.7434 | 34.4384 | 34.136 | 33.8363 | 33.5393 | 33.2448 | 32.9529 | 32.6636
Scenario 4: Reference ZEAS Phase In | SCE | Com | FoodServ | Com - Retail | Electric Demand (MW) | Energy Efficiency | 0.29213 | 0.29785 | 0.30364 | 0.30956 | 0.3157 | 0.32199 | 0.3284 | 0.33498 | 0.34167 | 0.34847 | 0.35538 | 0.36238 | 0.36947
Scenario 4: Reference ZEAS Phase In | SCE | Com | FoodServ | Com - Retail | Electric Energy (GWh/year) | Energy Efficiency | 1.4871 | 1.5156 | 1.5444 | 1.574 | 1.6046 | 1.636 | 1.668 | 1.7008 | 1.7342 | 1.7682 | 1.8027 | 1.8376 | 1.8731
Scenario 4: Reference ZEAS Phase In | SCE | Com | FoodServ | Com - Retail | Gas Energy (MMTherm/year) | Energy Efficiency | 0.030118 | 0.030724 | 0.031337 | 0.031965 | 0.032615 | 0.033282 | 0.03396 | 0.034656 | 0.035365 | 0.036084 | 0.036816 | 0.037556 | 0.038307
Scenario 4: Reference ZEAS Phase In | SCE | Com | FoodServ | Com - School | Electric Demand (MW) | Energy Efficiency | 1.2824 | 1.3037 | 1.3254 | 1.3472 | 1.3691 | 1.3912 | 1.4132 | 1.4354 | 1.4578 | 1.4805 | 1.5034 | 1.5266 | 1.55
Scenario 4: Reference ZEAS Phase In | SCE | Com | FoodServ | Com - School | Electric Demand (MW) | Fuel Substitution | -0.81179 | -0.79213 | -0.77293 | -0.75421 | -0.73594 | -0.71811 | -0.70071 | -0.68373 | -0.66717 | -0.651 | -0.63523 | -0.61984 | -0.60482
Scenario 4: Reference ZEAS Phase In | SCE | Com | FoodServ | Com - School | Electric Energy (GWh/year) | Energy Efficiency | 5.8998 | 6.0002 | 6.1022 | 6.2051 | 6.3079 | 6.4119 | 6.5154 | 6.6197 | 6.7251 | 6.8318 | 6.9392 | 7.0483 | 7.1581
Scenario 4: Reference ZEAS Phase In | SCE | Com | FoodServ | Com - School | Electric Energy (GWh/year) | Fuel Substitution | -9.956 | -9.7148 | -9.4794 | -9.2498 | -9.0257 | -8.807 | -8.5936 | -8.3854 | -8.1823 | -7.984 | -7.7906 | -7.6019 | -7.4177
Scenario 4: Reference ZEAS Phase In | SCE | Com | FoodServ | Com - School | Gas Energy (MMTherm/year) | Energy Efficiency | 0.17515 | 0.17783 | 0.18056 | 0.18333 | 0.18609 | 0.18889 | 0.19169 | 0.1945 | 0.19735 | 0.20025 | 0.20316 | 0.20614 | 0.20913
Scenario 4: Reference ZEAS Phase In | SCE | Com | FoodServ | Com - School | Gas Energy (MMTherm/year) | Fuel Substitution | 1.0447 | 1.0194 | 0.99473 | 0.97063 | 0.94711 | 0.92417 | 0.90177 | 0.87993 | 0.85861 | 0.83781 | 0.81751 | 0.7977 | 0.77838
Scenario 4: Reference ZEAS Phase In | SCE | Com | HVAC | Com - College | Electric Demand (MW) | Energy Efficiency | 5.3167 | 5.3486 | 5.3827 | 5.4196 | 5.4567 | 5.4969 | 5.5395 | 5.5833 | 5.6278 | 5.6723 | 5.7174 | 5.7668 | 5.8165
Scenario 4: Reference ZEAS Phase In | SCE | Com | HVAC | Com - College | Electric Demand (MW) | Fuel Substitution | 0 | 0 | 0 | 0 | 0.2377 | 0.23651 | 0.23532 | 0.23413 | 0.23296 | 0.23178 | 0.23062 | 0.22946 | 0.2283
Scenario 4: Reference ZEAS Phase In | SCE | Com | HVAC | Com - College | Electric Energy (GWh/year) | Energy Efficiency | 14.7383 | 14.7868 | 14.84 | 14.899 | 14.9587 | 15.0247 | 15.0962 | 15.1699 | 15.2453 | 15.3209 | 15.3976 | 15.4835 | 15.5702
Scenario 4: Reference ZEAS Phase In | SCE | Com | HVAC | Com - College | Electric Energy (GWh/year) | Fuel Substitution | -0.16601 | -0.16517 | -0.16434 | -0.16352 | 0.77278 | 0.76889 | 0.76502 | 0.76117 | 0.75734 | 0.75353 | 0.74973 | 0.74596 | 0.74221
Scenario 4: Reference ZEAS Phase In | SCE | Com | HVAC | Com - College | Gas Energy (MMTherm/year) | Energy Efficiency | 0.12168 | 0.12276 | 0.12389 | 0.12511 | 0.12633 | 0.12764 | 0.12902 | 0.13043 | 0.13186 | 0.13329 | 0.13474 | 0.13631 | 0.13789
Scenario 4: Reference ZEAS Phase In | SCE | Com | HVAC | Com - College | Gas Energy (MMTherm/year) | Fuel Substitution | 0.098545 | 0.098049 | 0.097556 | 0.097065 | 0 | 0 | 0 | 0 | 0 | 0 | 0 | 0 | 0
Scenario 4: Reference ZEAS Phase In | SCE | Com | HVAC | Com - Grocery | Electric Demand (MW) | Energy Efficiency | 17.1459 | 17.2559 | 17.3691 | 17.4879 | 17.6152 | 17.7494 | 17.8882 | 18.0342 | 18.1858 | 18.3413 | 18.5017 | 18.6656 | 18.8333
Scenario 4: Reference ZEAS Phase In | SCE | Com | HVAC | Com - Grocery | Electric Demand (MW) | Fuel Substitution | 0 | 0 | 0 | 0 | 0.45702 | 0.45289 | 0.44878 | 0.44472 | 0.44069 | 0.4367 | 0.43275 | 0.42883 | 0.42494
Scenario 4: Reference ZEAS Phase In | SCE | Com | HVAC | Com - Grocery | Electric Energy (GWh/year) | Energy Efficiency | 48.515 | 48.8258 | 49.1455 | 49.4811 | 49.8408 | 50.2198 | 50.6121 | 51.0245 | 51.4529 | 51.8924 | 52.3454 | 52.8088 | 53.2826
Scenario 4: Reference ZEAS Phase In | SCE | Com | HVAC | Com - Grocery | Electric Energy (GWh/year) | Fuel Substitution | -10.7709 | -10.6733 | -10.5766 | -10.4809 | 2.6284 | 2.6046 | 2.5811 | 2.5577 | 2.5345 | 2.5116 | 2.4888 | 2.4663 | 2.4439
Scenario 4: Reference ZEAS Phase In | SCE | Com | HVAC | Com - Grocery | Gas Energy (MMTherm/year) | Energy Efficiency | 0.075316 | 0.075826 | 0.07635 | 0.076898 | 0.077485 | 0.078102 | 0.078741 | 0.079411 | 0.080106 | 0.080819 | 0.081554 | 0.082304 | 0.083071
Scenario 4: Reference ZEAS Phase In | SCE | Com | HVAC | Com - Grocery | Gas Energy (MMTherm/year) | Fuel Substitution | 1.7274 | 1.7117 | 1.6962 | 1.6809 | 3.9909e-06 | 3.9548e-06 | 3.919e-06 | 3.8835e-06 | 3.8483e-06 | 3.8135e-06 | 3.7789e-06 | 3.7447e-06 | 3.7108e-06
Scenario 4: Reference ZEAS Phase In | SCE | Com | HVAC | Com - Health | Electric Demand (MW) | Energy Efficiency | 9.9125 | 10.0136 | 10.1185 | 10.2221 | 10.3276 | 10.4335 | 10.5421 | 10.6504 | 10.7582 | 10.8628 | 10.9638 | 11.067 | 11.1739
Scenario 4: Reference ZEAS Phase In | SCE | Com | HVAC | Com - Health | Electric Demand (MW) | Fuel Substitution | 0 | 0 | 0 | 0 | 0.36435 | 0.36313 | 0.36191 | 0.36069 | 0.35948 | 0.35828 | 0.35708 | 0.35588 | 0.35468
Scenario 4: Reference ZEAS Phase In | SCE | Com | HVAC | Com - Health | Electric Energy (GWh/year) | Energy Efficiency | 51.2676 | 51.7397 | 52.2297 | 52.7135 | 53.2068 | 53.7017 | 54.2098 | 54.7163 | 55.2207 | 55.7098 | 56.1815 | 56.6638 | 57.1641
Scenario 4: Reference ZEAS Phase In | SCE | Com | HVAC | Com - Health | Electric Energy (GWh/year) | Fuel Substitution | -0.70694 | -0.70457 | -0.7022 | -0.69985 | 2.1433 | 2.1361 | 2.1289 | 2.1218 | 2.1147 | 2.1076 | 2.1005 | 2.0935 | 2.0864
Scenario 4: Reference ZEAS Phase In | SCE | Com | HVAC | Com - Health | Gas Energy (MMTherm/year) | Energy Efficiency | 0.17858 | 0.18088 | 0.18326 | 0.18561 | 0.188 | 0.1904 | 0.19286 | 0.19531 | 0.19775 | 0.20012 | 0.20241 | 0.20475 | 0.20717
Scenario 4: Reference ZEAS Phase In | SCE | Com | HVAC | Com - Health | Gas Energy (MMTherm/year) | Fuel Substitution | 0.35637 | 0.35518 | 0.35398 | 0.3528 | 0 | 0 | 0 | 0 | 0 | 0 | 0 | 0 | 0
Scenario 4: Reference ZEAS Phase In | SCE | Com | HVAC | Com - Lodging | Electric Demand (MW) | Energy Efficiency | 6.1865 | 6.2733 | 6.3621 | 6.4518 | 6.544 | 6.6384 | 6.7348 | 6.8331 | 6.9324 | 7.0323 | 7.1331 | 7.2345 | 7.3364
Scenario 4: Reference ZEAS Phase In | SCE | Com | HVAC | Com - Lodging | Electric Demand (MW) | Fuel Substitution | 0 | 0 | 0 | 0 | 0.19329 | 0.19172 | 0.19017 | 0.18862 | 0.18709 | 0.18557 | 0.18406 | 0.18257 | 0.18109
Scenario 4: Reference ZEAS Phase In | SCE | Com | HVAC | Com - Lodging | Electric Energy (GWh/year) | Energy Efficiency | 31.1182 | 31.4722 | 31.835 | 32.2024 | 32.5807 | 32.9693 | 33.3669 | 33.7731 | 34.1841 | 34.5979 | 35.0155 | 35.4363 | 35.8599
Scenario 4: Reference ZEAS Phase In | SCE | Com | HVAC | Com - Lodging | Electric Energy (GWh/year) | Fuel Substitution | -1.3255 | -1.3147 | -1.304 | -1.2934 | 0.9699 | 0.96203 | 0.95421 | 0.94647 | 0.93878 | 0.93116 | 0.92359 | 0.91609 | 0.90865
Scenario 4: Reference ZEAS Phase In | SCE | Com | HVAC | Com - Lodging | Gas Energy (MMTherm/year) | Energy Efficiency | 0.12236 | 0.12436 | 0.1264 | 0.12847 | 0.13059 | 0.13275 | 0.13496 | 0.13721 | 0.13948 | 0.14177 | 0.14407 | 0.14638 | 0.1487
Scenario 4: Reference ZEAS Phase In | SCE | Com | HVAC | Com - Lodging | Gas Energy (MMTherm/year) | Fuel Substitution | 0.26586 | 0.2637 | 0.26155 | 0.25943 | 1.0608e-06 | 1.0522e-06 | 1.0436e-06 | 1.0351e-06 | 1.0267e-06 | 1.0184e-06 | 1.0101e-06 | 1.0019e-06 | 9.9378e-07
Scenario 4: Reference ZEAS Phase In | SCE | Com | HVAC | Com - Office (Large) | Electric Demand (MW) | Energy Efficiency | 15.063 | 15.0697 | 15.0802 | 15.0965 | 15.1232 | 15.16 | 15.2035 | 15.2548 | 15.3096 | 15.3665 | 15.4277 | 15.4915 | 15.5588
Scenario 4: Reference ZEAS Phase In | SCE | Com | HVAC | Com - Office (Large) | Electric Demand (MW) | Fuel Substitution | 0 | 0 | 0 | 0 | 0.34991 | 0.33867 | 0.32779 | 0.31726 | 0.30707 | 0.29721 | 0.28767 | 0.27843 | 0.26948
Scenario 4: Reference ZEAS Phase In | SCE | Com | HVAC | Com - Office (Large) | Electric Energy (GWh/year) | Energy Efficiency | 90.5515 | 90.3513 | 90.1796 | 90.0476 | 89.98 | 89.9751 | 90.0142 | 90.1023 | 90.2164 | 90.348 | 90.5093 | 90.69 | 90.8962
Scenario 4: Reference ZEAS Phase In | SCE | Com | HVAC | Com - Office (Large) | Electric Energy (GWh/year) | Fuel Substitution | 1.6378 | 1.5852 | 1.5343 | 1.485 | 2.3263 | 2.2516 | 2.1793 | 2.1093 | 2.0415 | 1.9759 | 1.9125 | 1.8511 | 1.7916
Scenario 4: Reference ZEAS Phase In | SCE | Com | HVAC | Com - Office (Large) | Gas Energy (MMTherm/year) | Energy Efficiency | 0.021414 | 0.021677 | 0.021939 | 0.022205 | 0.022484 | 0.022774 | 0.023071 | 0.023376 | 0.023682 | 0.023985 | 0.02429 | 0.024594 | 0.024899
Scenario 4: Reference ZEAS Phase In | SCE | Com | HVAC | Com - Office (Large) | Gas Energy (MMTherm/year) | Fuel Substitution | 0.036081 | 0.034922 | 0.0338 | 0.032715 | 0 | 0 | 0 | 0 | 0 | 0 | 0 | 0 | 0
Scenario 4: Reference ZEAS Phase In | SCE | Com | HVAC | Com - Office (Small) | Electric Demand (MW) | Energy Efficiency | 6.7275 | 6.7859 | 6.8452 | 6.9055 | 5.6042 | 7.0158 | 7.0798 | 7.1448 | 7.2106 | 7.277 | 7.3442 | 7.4119 | 7.4802
Scenario 4: Reference ZEAS Phase In | SCE | Com | HVAC | Com - Office (Small) | Electric Demand (MW) | Fuel Substitution | 0 | 0 | 0 | 0 | 0.12245 | 0.12119 | 0.11994 | 0.11871 | 0.11748 | 0.11627 | 0.11508 | 0.11389 | 0.11272
Scenario 4: Reference ZEAS Phase In | SCE | Com | HVAC | Com - Office (Small) | Electric Energy (GWh/year) | Energy Efficiency | 30.0329 | 30.2827 | 30.5366 | 30.7948 | 24.9833 | 31.1607 | 31.4363 | 31.7164 | 32.0004 | 32.2869 | 32.5766 | 32.8689 | 33.1639
Scenario 4: Reference ZEAS Phase In | SCE | Com | HVAC | Com - Office (Small) | Electric Energy (GWh/year) | Fuel Substitution | 0.10456 | 0.10349 | 0.10242 | 0.10137 | 0.78502 | 0.77693 | 0.76893 | 0.76101 | 0.75317 | 0.74541 | 0.73774 | 0.73014 | 0.72262
Scenario 4: Reference ZEAS Phase In | SCE | Com | HVAC | Com - Office (Small) | Gas Energy (MMTherm/year) | Energy Efficiency | 0.10416 | 0.10509 | 0.10603 | 0.10699 | 0.086842 | 0.10896 | 0.10997 | 0.111 | 0.11204 | 0.11309 | 0.11415 | 0.11522 | 0.1163
Scenario 4: Reference ZEAS Phase In | SCE | Com | HVAC | Com - Office (Small) | Gas Energy (MMTherm/year) | Fuel Substitution | 0.080594 | 0.079764 | 0.078943 | 0.07813 | 0 | 0 | 0 | 0 | 0 | 0 | 0 | 0 | 0
Scenario 4: Reference ZEAS Phase In | SCE | Com | HVAC | Com - Other | Electric Demand (MW) | Energy Efficiency | 68.8739 | 69.5625 | 70.2805 | 71.0254 | 71.7973 | 72.5958 | 73.4272 | 74.2833 | 75.1546 | 76.0484 | 76.9656 | 77.9033 | 78.8643
Scenario 4: Reference ZEAS Phase In | SCE | Com | HVAC | Com - Other | Electric Demand (MW) | Fuel Substitution | 0 | 0 | 0 | 0 | 2.1258 | 2.1112 | 2.0968 | 2.0824 | 2.0682 | 2.054 | 2.04 | 2.026 | 2.0121
Scenario 4: Reference ZEAS Phase In | SCE | Com | HVAC | Com - Other | Electric Energy (GWh/year) | Energy Efficiency | 124.2461 | 125.4884 | 126.7837 | 128.1274 | 129.5199 | 130.9603 | 132.4601 | 134.0046 | 135.5762 | 137.1887 | 138.8433 | 140.5348 | 142.2685
Scenario 4: Reference ZEAS Phase In | SCE | Com | HVAC | Com - Other | Electric Energy (GWh/year) | Fuel Substitution | -6.3286 | -6.2853 | -6.2423 | -6.1996 | 8.219 | 8.1628 | 8.1069 | 8.0515 | 7.9964 | 7.9417 | 7.8873 | 7.8334 | 7.7798
Scenario 4: Reference ZEAS Phase In | SCE | Com | HVAC | Com - Other | Gas Energy (MMTherm/year) | Energy Efficiency | 3.4347 | 3.4691 | 3.5049 | 3.542 | 3.5805 | 3.6204 | 3.6618 | 3.7045 | 3.748 | 3.7925 | 3.8383 | 3.885 | 3.933
Scenario 4: Reference ZEAS Phase In | SCE | Com | HVAC | Com - Other | Gas Energy (MMTherm/year) | Fuel Substitution | 1.612 | 1.6009 | 1.59 | 1.5791 | 0 | 0 | 0 | 0 | 0 | 0 | 0 | 0 | 0
Scenario 4: Reference ZEAS Phase In | SCE | Com | HVAC | Com - Restaurant | Electric Demand (MW) | Energy Efficiency | 2.01 | 2.0369 | 2.0651 | 2.0947 | 2.126 | 2.1583 | 2.1913 | 2.2252 | 2.26 | 2.2954 | 2.3315 | 2.3683 | 2.4057
Scenario 4: Reference ZEAS Phase In | SCE | Com | HVAC | Com - Restaurant | Electric Demand (MW) | Fuel Substitution | 0 | 0 | 0 | 0 | 0.29431 | 0.29173 | 0.28917 | 0.28663 | 0.28411 | 0.28162 | 0.27914 | 0.27669 | 0.27426
Scenario 4: Reference ZEAS Phase In | SCE | Com | HVAC | Com - Restaurant | Electric Energy (GWh/year) | Energy Efficiency | 10.1902 | 10.3264 | 10.4693 | 10.6195 | 10.7783 | 10.9419 | 11.1091 | 11.281 | 11.4572 | 11.6367 | 11.82 | 12.0063 | 12.1959
Scenario 4: Reference ZEAS Phase In | SCE | Com | HVAC | Com - Restaurant | Electric Energy (GWh/year) | Fuel Substitution | 0.20464 | 0.20284 | 0.20106 | 0.19929 | 1.1629 | 1.1527 | 1.1426 | 1.1325 | 1.1226 | 1.1127 | 1.103 | 1.0933 | 1.0837
Scenario 4: Reference ZEAS Phase In | SCE | Com | HVAC | Com - Restaurant | Gas Energy (MMTherm/year) | Energy Efficiency | 0.1473 | 0.14927 | 0.15133 | 0.15351 | 0.1558 | 0.15817 | 0.16058 | 0.16307 | 0.16561 | 0.16821 | 0.17086 | 0.17355 | 0.17629
Scenario 4: Reference ZEAS Phase In | SCE | Com | HVAC | Com - Restaurant | Gas Energy (MMTherm/year) | Fuel Substitution | 0.081498 | 0.080782 | 0.080073 | 0.07937 | 0 | 0 | 0 | 0 | 0 | 0 | 0 | 0 | 0
Scenario 4: Reference ZEAS Phase In | SCE | Com | HVAC | Com - Retail | Electric Demand (MW) | Energy Efficiency | 43.613 | 44.0013 | 44.3975 | 44.8076 | 45.238 | 45.6842 | 46.1421 | 46.6165 | 47.1033 | 47.6002 | 48.1088 | 48.6264 | 49.1539
Scenario 4: Reference ZEAS Phase In | SCE | Com | HVAC | Com - Retail | Electric Demand (MW) | Fuel Substitution | 0 | 0 | 0 | 0 | 0.80677 | 0.80009 | 0.79346 | 0.78689 | 0.78037 | 0.77391 | 0.7675 | 0.76114 | 0.75484
Scenario 4: Reference ZEAS Phase In | SCE | Com | HVAC | Com - Retail | Electric Energy (GWh/year) | Energy Efficiency | 115.051 | 116.0519 | 117.0736 | 118.1314 | 119.2422 | 120.3944 | 121.5771 | 122.8029 | 124.0612 | 125.3458 | 126.6612 | 128 | 129.3646
Scenario 4: Reference ZEAS Phase In | SCE | Com | HVAC | Com - Retail | Electric Energy (GWh/year) | Fuel Substitution | 0.43918 | 0.43554 | 0.43193 | 0.42836 | 3.3159 | 3.2884 | 3.2612 | 3.2342 | 3.2074 | 3.1808 | 3.1545 | 3.1284 | 3.1025
Scenario 4: Reference ZEAS Phase In | SCE | Com | HVAC | Com - Retail | Gas Energy (MMTherm/year) | Energy Efficiency | 0.37557 | 0.37893 | 0.38237 | 0.38593 | 0.38966 | 0.39353 | 0.3975 | 0.40161 | 0.40583 | 0.41014 | 0.41454 | 0.41903 | 0.4236
Scenario 4: Reference ZEAS Phase In | SCE | Com | HVAC | Com - Retail | Gas Energy (MMTherm/year) | Fuel Substitution | 0.24724 | 0.24519 | 0.24316 | 0.24114 | 0 | 0 | 0 | 0 | 0 | 0 | 0 | 0 | 0
Scenario 4: Reference ZEAS Phase In | SCE | Com | HVAC | Com - School | Electric Demand (MW) | Energy Efficiency | 14.1874 | 14.2851 | 14.3875 | 14.4937 | 14.6017 | 14.7136 | 14.8267 | 14.9428 | 15.0628 | 15.1869 | 15.3138 | 15.4457 | 15.5801
Scenario 4: Reference ZEAS Phase In | SCE | Com | HVAC | Com - School | Electric Demand (MW) | Fuel Substitution | 0 | 0 | 0 | 0 | 0.20171 | 0.19683 | 0.19206 | 0.18741 | 0.18287 | 0.17843 | 0.17411 | 0.16989 | 0.16578
Scenario 4: Reference ZEAS Phase In | SCE | Com | HVAC | Com - School | Electric Energy (GWh/year) | Energy Efficiency | 37.8567 | 37.9219 | 38.0014 | 38.0928 | 38.1918 | 38.3029 | 38.4199 | 38.5471 | 38.6858 | 38.837 | 38.9974 | 39.1718 | 39.3549
Scenario 4: Reference ZEAS Phase In | SCE | Com | HVAC | Com - School | Electric Energy (GWh/year) | Fuel Substitution | -0.58504 | -0.57087 | -0.55704 | -0.54354 | 0.75976 | 0.74136 | 0.72339 | 0.70587 | 0.68877 | 0.67208 | 0.6558 | 0.63991 | 0.62441
Scenario 4: Reference ZEAS Phase In | SCE | Com | HVAC | Com - School | Gas Energy (MMTherm/year) | Energy Efficiency | 0.24809 | 0.25087 | 0.25373 | 0.25664 | 0.25957 | 0.26256 | 0.26555 | 0.26859 | 0.27168 | 0.27484 | 0.27804 | 0.28132 | 0.28464
Scenario 4: Reference ZEAS Phase In | SCE | Com | HVAC | Com - School | Gas Energy (MMTherm/year) | Fuel Substitution | 0.16296 | 0.15902 | 0.15516 | 0.1514 | 0 | 0 | 0 | 0 | 0 | 0 | 0 | 0 | 0
Scenario 4: Reference ZEAS Phase In | SCE | Com | HVAC | Com - Warehouse | Electric Demand (MW) | Energy Efficiency | 3.3006 | 3.3218 | 3.3442 | 3.3684 | 3.3952 | 3.4239 | 3.4541 | 3.486 | 3.5192 | 3.5536 | 3.5893 | 3.6259 | 3.6637
Scenario 4: Reference ZEAS Phase In | SCE | Com | HVAC | Com - Warehouse | Electric Demand (MW) | Fuel Substitution | 0 | 0 | 0 | 0 | 0.12845 | 0.12794 | 0.12743 | 0.12692 | 0.12641 | 0.12591 | 0.12541 | 0.12491 | 0.12441
Scenario 4: Reference ZEAS Phase In | SCE | Com | HVAC | Com - Warehouse | Electric Energy (GWh/year) | Energy Efficiency | 11.679 | 11.7539 | 11.8331 | 11.9187 | 12.0135 | 12.1151 | 12.222 | 12.335 | 12.4524 | 12.5742 | 12.7004 | 12.8299 | 12.9637
Scenario 4: Reference ZEAS Phase In | SCE | Com | HVAC | Com - Warehouse | Electric Energy (GWh/year) | Fuel Substitution | -1.6305 | -1.624 | -1.6176 | -1.6111 | 0.70477 | 0.70196 | 0.69916 | 0.69637 | 0.6936 | 0.69083 | 0.68808 | 0.68534 | 0.6826
Scenario 4: Reference ZEAS Phase In | SCE | Com | HVAC | Com - Warehouse | Gas Energy (MMTherm/year) | Energy Efficiency | 0.054756 | 0.055107 | 0.055478 | 0.05588 | 0.056324 | 0.0568 | 0.057302 | 0.057831 | 0.058382 | 0.058953 | 0.059544 | 0.060152 | 0.060779
Scenario 4: Reference ZEAS Phase In | SCE | Com | HVAC | Com - Warehouse | Gas Energy (MMTherm/year) | Fuel Substitution | 0.30618 | 0.30496 | 0.30375 | 0.30254 | 0 | 0 | 0 | 0 | 0 | 0 | 0 | 0 | 0
Scenario 4: Reference ZEAS Phase In | SCE | Com | Lighting | Com - College | Electric Demand (MW) | Energy Efficiency | 3.7923 | 3.7782 | 3.7644 | 3.7509 | 3.7376 | 3.7245 | 3.7118 | 3.6992 | 3.6868 | 3.6744 | 3.6622 | 3.6504 | 3.6388
Scenario 4: Reference ZEAS Phase In | SCE | Com | Lighting | Com - College | Electric Energy (GWh/year) | Energy Efficiency | 21.6751 | 21.5849 | 21.4958 | 21.4081 | 21.321 | 21.2354 | 21.151 | 21.0675 | 20.9848 | 20.9025 | 20.8209 | 20.7411 | 20.662
Scenario 4: Reference ZEAS Phase In | SCE | Com | Lighting | Com - College | Gas Energy (MMTherm/year) | Energy Efficiency | -0.17904 | -0.17824 | -0.17745 | -0.17667 | -0.1759 | -0.17513 | -0.17438 | -0.17363 | -0.17288 | -0.17214 | -0.1714 | -0.17068 | -0.16996
Scenario 4: Reference ZEAS Phase In | SCE | Com | Lighting | Com - Grocery | Electric Demand (MW) | Energy Efficiency | 10.0808 | 9.9991 | 9.9182 | 9.8383 | 9.7595 | 9.6817 | 9.6048 | 9.5289 | 9.4539 | 9.3799 | 9.3067 | 9.2343 | 9.1628
Scenario 4: Reference ZEAS Phase In | SCE | Com | Lighting | Com - Grocery | Electric Energy (GWh/year) | Energy Efficiency | 54.5494 | 54.1088 | 53.673 | 53.2425 | 52.8179 | 52.3987 | 51.9845 | 51.5757 | 51.172 | 50.7731 | 50.379 | 49.9895 | 49.6046
Scenario 4: Reference ZEAS Phase In | SCE | Com | Lighting | Com - Grocery | Gas Energy (MMTherm/year) | Energy Efficiency | -0.57311 | -0.56849 | -0.56391 | -0.5594 | -0.55494 | -0.55054 | -0.54619 | -0.5419 | -0.53767 | -0.53348 | -0.52935 | -0.52526 | -0.52122
Scenario 4: Reference ZEAS Phase In | SCE | Com | Lighting | Com - Health | Electric Demand (MW) | Energy Efficiency | 5.3289 | 5.3206 | 5.3125 | 5.3045 | 5.2966 | 5.2888 | 5.2812 | 5.2736 | 5.2661 | 5.2584 | 5.2505 | 5.2428 | 5.2354
Scenario 4: Reference ZEAS Phase In | SCE | Com | Lighting | Com - Health | Electric Energy (GWh/year) | Energy Efficiency | 31.5223 | 31.4724 | 31.4243 | 31.3759 | 31.3287 | 31.2819 | 31.2366 | 31.1914 | 31.1464 | 31.1003 | 31.053 | 31.007 | 30.9627
Scenario 4: Reference ZEAS Phase In | SCE | Com | Lighting | Com - Health | Gas Energy (MMTherm/year) | Energy Efficiency | -0.1894 | -0.18913 | -0.18887 | -0.18861 | -0.18836 | -0.18811 | -0.18787 | -0.18763 | -0.18739 | -0.18714 | -0.18689 | -0.18664 | -0.18641
Scenario 4: Reference ZEAS Phase In | SCE | Com | Lighting | Com - Lodging | Electric Demand (MW) | Energy Efficiency | 4.0382 | 4.0088 | 3.9797 | 3.9509 | 3.9224 | 3.8943 | 3.8664 | 3.8388 | 3.8115 | 3.7844 | 3.7576 | 3.7311 | 3.7048
Scenario 4: Reference ZEAS Phase In | SCE | Com | Lighting | Com - Lodging | Electric Energy (GWh/year) | Energy Efficiency | 27.8249 | 27.619 | 27.4153 | 27.2134 | 27.0136 | 26.8159 | 26.6202 | 26.4265 | 26.2346 | 26.0445 | 25.8561 | 25.6695 | 25.4847
Scenario 4: Reference ZEAS Phase In | SCE | Com | Lighting | Com - Lodging | Gas Energy (MMTherm/year) | Energy Efficiency | -0.14103 | -0.13998 | -0.13894 | -0.13791 | -0.13689 | -0.13589 | -0.13489 | -0.1339 | -0.13292 | -0.13195 | -0.13099 | -0.13003 | -0.12909
Scenario 4: Reference ZEAS Phase In | SCE | Com | Lighting | Com - Office (Large) | Electric Demand (MW) | Energy Efficiency | 8.7718 | 8.5128 | 8.2623 | 8.0201 | 7.7862 | 7.5603 | 7.3421 | 7.1313 | 6.9275 | 6.7304 | 6.5399 | 6.3558 | 6.1778
Scenario 4: Reference ZEAS Phase In | SCE | Com | Lighting | Com - Office (Large) | Electric Energy (GWh/year) | Energy Efficiency | 59.7473 | 57.9863 | 56.2831 | 54.6365 | 53.0464 | 51.5109 | 50.0272 | 48.5942 | 47.2088 | 45.8692 | 44.5746 | 43.323 | 42.1134
Scenario 4: Reference ZEAS Phase In | SCE | Com | Lighting | Com - Office (Large) | Gas Energy (MMTherm/year) | Energy Efficiency | -0.048862 | -0.047667 | -0.046513 | -0.045402 | -0.044334 | -0.043308 | -0.042322 | -0.041375 | -0.040462 | -0.039581 | -0.038733 | -0.037915 | -0.037129
Scenario 4: Reference ZEAS Phase In | SCE | Com | Lighting | Com - Office (Small) | Electric Demand (MW) | Energy Efficiency | 2.8585 | 2.8326 | 2.8071 | 2.7819 | 2.2191 | 2.238 | 2.2188 | 2.1998 | 2.1811 | 2.1627 | 2.1444 | 2.1264 | 2.1086
Scenario 4: Reference ZEAS Phase In | SCE | Com | Lighting | Com - Office (Small) | Electric Energy (GWh/year) | Energy Efficiency | 17.9048 | 17.7423 | 17.5816 | 17.423 | 13.8976 | 14.0061 | 13.8852 | 13.7658 | 13.6479 | 13.5314 | 13.4164 | 13.3027 | 13.1905
Scenario 4: Reference ZEAS Phase In | SCE | Com | Lighting | Com - Office (Small) | Gas Energy (MMTherm/year) | Energy Efficiency | -0.025647 | -0.02543 | -0.025216 | -0.025005 | -0.019959 | -0.020299 | -0.02014 | -0.019984 | -0.01983 | -0.019678 | -0.019528 | -0.01938 | -0.019234
Scenario 4: Reference ZEAS Phase In | SCE | Com | Lighting | Com - Other | Electric Demand (MW) | Energy Efficiency | 7.9815 | 7.9326 | 7.8842 | 7.8363 | 7.7889 | 7.742 | 7.6956 | 7.6496 | 7.6041 | 7.559 | 7.5144 | 7.4702 | 7.4265
Scenario 4: Reference ZEAS Phase In | SCE | Com | Lighting | Com - Other | Electric Energy (GWh/year) | Energy Efficiency | 21.0073 | 20.8878 | 20.7699 | 20.6534 | 20.5384 | 20.4248 | 20.3128 | 20.2023 | 20.0929 | 19.9848 | 19.8782 | 19.7728 | 19.6687
Scenario 4: Reference ZEAS Phase In | SCE | Com | Lighting | Com - Other | Gas Energy (MMTherm/year) | Energy Efficiency | -0.11962 | -0.11896 | -0.1183 | -0.11766 | -0.11702 | -0.11639 | -0.11577 | -0.11516 | -0.11455 | -0.11395 | -0.11336 | -0.11278 | -0.11221
Scenario 4: Reference ZEAS Phase In | SCE | Com | Lighting | Com - Refrig. Warehouse | Electric Demand (MW) | Energy Efficiency | 0.26011 | 0.25887 | 0.25764 | 0.25641 | 0.25518 | 0.25396 | 0.25275 | 0.25155 | 0.25036 | 0.24917 | 0.24799 | 0.24682 | 0.24566
Scenario 4: Reference ZEAS Phase In | SCE | Com | Lighting | Com - Refrig. Warehouse | Electric Energy (GWh/year) | Energy Efficiency | 2.4219 | 2.4103 | 2.3989 | 2.3874 | 2.376 | 2.3647 | 2.3535 | 2.3423 | 2.3312 | 2.3202 | 2.3093 | 2.2984 | 2.2876
Scenario 4: Reference ZEAS Phase In | SCE | Com | Lighting | Com - Restaurant | Electric Demand (MW) | Energy Efficiency | 1.8662 | 1.8557 | 1.8456 | 1.8358 | 1.8263 | 1.817 | 1.808 | 1.7992 | 1.7907 | 1.7823 | 1.7742 | 1.7663 | 1.7585
Scenario 4: Reference ZEAS Phase In | SCE | Com | Lighting | Com - Restaurant | Electric Energy (GWh/year) | Energy Efficiency | 10.405 | 10.3497 | 10.2962 | 10.2445 | 10.1949 | 10.1467 | 10.0997 | 10.0541 | 10.0098 | 9.9667 | 9.9249 | 9.8841 | 9.8445
Scenario 4: Reference ZEAS Phase In | SCE | Com | Lighting | Com - Restaurant | Gas Energy (MMTherm/year) | Energy Efficiency | -0.035599 | -0.035464 | -0.035336 | -0.035216 | -0.035104 | -0.034999 | -0.034898 | -0.034803 | -0.034714 | -0.034629 | -0.034549 | -0.034473 | -0.034402
Scenario 4: Reference ZEAS Phase In | SCE | Com | Lighting | Com - Retail | Electric Demand (MW) | Energy Efficiency | 18.2328 | 18.12 | 18.0086 | 17.8991 | 17.7917 | 17.6862 | 17.5823 | 17.4804 | 17.3801 | 17.2813 | 17.1842 | 17.0886 | 16.9944
Scenario 4: Reference ZEAS Phase In | SCE | Com | Lighting | Com - Retail | Electric Energy (GWh/year) | Energy Efficiency | 111.2019 | 110.508 | 109.8233 | 109.1494 | 108.4883 | 107.8386 | 107.1988 | 106.5706 | 105.9525 | 105.3437 | 104.7449 | 104.155 | 103.5742
Scenario 4: Reference ZEAS Phase In | SCE | Com | Lighting | Com - Retail | Gas Energy (MMTherm/year) | Energy Efficiency | -0.19404 | -0.19301 | -0.192 | -0.19102 | -0.19006 | -0.18912 | -0.1882 | -0.18731 | -0.18643 | -0.18558 | -0.18474 | -0.18392 | -0.18312
Scenario 4: Reference ZEAS Phase In | SCE | Com | Lighting | Com - School | Electric Demand (MW) | Energy Efficiency | 2.531 | 2.4775 | 2.4255 | 2.3749 | 2.3256 | 2.2776 | 2.2308 | 2.1853 | 2.1409 | 2.0978 | 2.0558 | 2.015 | 1.9753
Scenario 4: Reference ZEAS Phase In | SCE | Com | Lighting | Com - School | Electric Energy (GWh/year) | Energy Efficiency | 29.485 | 28.8227 | 28.1772 | 27.5481 | 26.9347 | 26.337 | 25.7542 | 25.1863 | 24.6328 | 24.0936 | 23.5682 | 23.0564 | 22.5577
Scenario 4: Reference ZEAS Phase In | SCE | Com | Lighting | Com - School | Gas Energy (MMTherm/year) | Energy Efficiency | -0.21436 | -0.20949 | -0.20474 | -0.20011 | -0.1956 | -0.1912 | -0.18691 | -0.18273 | -0.17865 | -0.17468 | -0.17081 | -0.16704 | -0.16336
Scenario 4: Reference ZEAS Phase In | SCE | Com | Lighting | Com - Warehouse | Electric Demand (MW) | Energy Efficiency | 3.3788 | 3.3663 | 3.3539 | 3.3416 | 3.3294 | 3.3174 | 3.3054 | 3.2935 | 3.2817 | 3.27 | 3.2584 | 3.2469 | 3.2354
Scenario 4: Reference ZEAS Phase In | SCE | Com | Lighting | Com - Warehouse | Electric Energy (GWh/year) | Energy Efficiency | 27.211 | 27.1107 | 27.0112 | 26.9125 | 26.8148 | 26.718 | 26.622 | 26.5268 | 26.4323 | 26.3385 | 26.2455 | 26.153 | 26.0613
Scenario 4: Reference ZEAS Phase In | SCE | Com | Lighting | Com - Warehouse | Gas Energy (MMTherm/year) | Energy Efficiency | -0.11851 | -0.11807 | -0.11763 | -0.1172 | -0.11677 | -0.11634 | -0.11592 | -0.1155 | -0.11508 | -0.11467 | -0.11426 | -0.11385 | -0.11344
Scenario 4: Reference ZEAS Phase In | SCE | Com | WaterHeat | Com - College | Electric Demand (MW) | Energy Efficiency | 0.65483 | 0.65947 | 0.66442 | 0.66973 | 0.67508 | 0.68083 | 0.68693 | 0.69317 | 0.69951 | 0.70585 | 0.71225 | 0.71925 | 0.72629
Scenario 4: Reference ZEAS Phase In | SCE | Com | WaterHeat | Com - College | Electric Demand (MW) | Fuel Substitution | 0 | 0 | 2.3148 | 4.6062 | 6.8746 | 6.84 | 6.8056 | 6.7713 | 6.7372 | 6.7033 | 6.6696 | 6.636 | 6.6026
Scenario 4: Reference ZEAS Phase In | SCE | Com | WaterHeat | Com - College | Electric Energy (GWh/year) | Energy Efficiency | 2.6187 | 2.638 | 2.6585 | 2.6806 | 2.7028 | 2.7266 | 2.7519 | 2.7777 | 2.8039 | 2.8302 | 2.8567 | 2.8856 | 2.9147
Scenario 4: Reference ZEAS Phase In | SCE | Com | WaterHeat | Com - College | Electric Energy (GWh/year) | Fuel Substitution | -38.736 | -38.541 | -18.1672 | 3.7193 | 25.386 | 25.2582 | 30.584 | 30.4301 | 30.2769 | 30.1246 | 29.973 | 29.8221 | 29.672
Scenario 4: Reference ZEAS Phase In | SCE | Com | WaterHeat | Com - College | Gas Energy (MMTherm/year) | Fuel Substitution | 4.4554 | 4.433 | 3.3157 | 2.0173 | 0.73191 | 0.72823 | 0 | 0 | 0 | 0 | 0 | 0 | 0
Scenario 4: Reference ZEAS Phase In | SCE | Com | WaterHeat | Com - Grocery | Electric Demand (MW) | Energy Efficiency | 2.077 | 2.0894 | 2.1022 | 2.1156 | 2.1301 | 2.1453 | 2.1611 | 2.1777 | 2.195 | 2.2128 | 2.2312 | 2.2499 | 2.2691
Scenario 4: Reference ZEAS Phase In | SCE | Com | WaterHeat | Com - Grocery | Electric Energy (GWh/year) | Energy Efficiency | 11.54 | 11.6111 | 11.6843 | 11.7612 | 11.8438 | 11.9309 | 12.0212 | 12.1162 | 12.2149 | 12.3162 | 12.4208 | 12.5277 | 12.6372
Scenario 4: Reference ZEAS Phase In | SCE | Com | WaterHeat | Com - Grocery | Electric Energy (GWh/year) | Fuel Substitution | -1.9572 | -1.9395 | -1.9219 | -1.9045 | -1.8873 | -1.8702 | 0 | 0 | 0 | 0 | 0 | 0 | 0
Scenario 4: Reference ZEAS Phase In | SCE | Com | WaterHeat | Com - Grocery | Gas Energy (MMTherm/year) | Fuel Substitution | 0.25959 | 0.25724 | 0.25491 | 0.2526 | 0.25032 | 0.24805 | 0 | 0 | 0 | 0 | 0 | 0 | 0
Scenario 4: Reference ZEAS Phase In | SCE | Com | WaterHeat | Com - Health | Electric Demand (MW) | Energy Efficiency | 2.001 | 2.0237 | 2.0472 | 2.0704 | 2.094 | 2.1178 | 2.1421 | 2.1663 | 2.1905 | 2.2139 | 2.2366 | 2.2597 | 2.2837
Scenario 4: Reference ZEAS Phase In | SCE | Com | WaterHeat | Com - Health | Electric Demand (MW) | Fuel Substitution | 0 | 0 | 2.8568 | 5.6944 | 8.5129 | 8.4843 | 8.4559 | 8.4275 | 8.3992 | 8.371 | 8.3429 | 8.3149 | 8.287
Scenario 4: Reference ZEAS Phase In | SCE | Com | WaterHeat | Com - Health | Electric Energy (GWh/year) | Energy Efficiency | 17.1705 | 17.3729 | 17.5824 | 17.7894 | 18.0001 | 18.2116 | 18.4282 | 18.6442 | 18.8593 | 19.0682 | 19.27 | 19.4761 | 19.6894
Scenario 4: Reference ZEAS Phase In | SCE | Com | WaterHeat | Com - Health | Electric Energy (GWh/year) | Fuel Substitution | -105.0649 | -104.7124 | -51.6267 | 5.4899 | 62.2237 | 62.0149 | 82.2748 | 81.9987 | 81.7235 | 81.4493 | 81.176 | 80.9036 | 80.6321
Scenario 4: Reference ZEAS Phase In | SCE | Com | WaterHeat | Com - Health | Gas Energy (MMTherm/year) | Fuel Substitution | 12.3206 | 12.2792 | 9.423 | 6.0906 | 2.7805 | 2.7712 | 0 | 0 | 0 | 0 | 0 | 0 | 0
Scenario 4: Reference ZEAS Phase In | SCE | Com | WaterHeat | Com - Lodging | Electric Demand (MW) | Energy Efficiency | 0.45308 | 0.45673 | 0.46048 | 0.4643 | 0.46825 | 0.47233 | 0.47653 | 0.48083 | 0.4852 | 0.48961 | 0.49406 | 0.49856 | 0.5031
Scenario 4: Reference ZEAS Phase In | SCE | Com | WaterHeat | Com - Lodging | Electric Demand (MW) | Fuel Substitution | 0 | 0 | 2.5057 | 4.9708 | 7.3956 | 7.3356 | 7.276 | 7.2169 | 7.1583 | 7.1002 | 7.0425 | 6.9853 | 6.9286
Scenario 4: Reference ZEAS Phase In | SCE | Com | WaterHeat | Com - Lodging | Electric Energy (GWh/year) | Energy Efficiency | 3.1485 | 3.186 | 3.2244 | 3.2633 | 3.3033 | 3.3444 | 3.3864 | 3.4293 | 3.4727 | 3.5164 | 3.5605 | 3.6049 | 3.6496
Scenario 4: Reference ZEAS Phase In | SCE | Com | WaterHeat | Com - Lodging | Electric Energy (GWh/year) | Fuel Substitution | -96.5861 | -95.8017 | -49.23 | 0.44696 | 49.3204 | 48.9199 | 69.0151 | 68.4546 | 67.8987 | 67.3474 | 66.8004 | 66.258 | 65.7199
Scenario 4: Reference ZEAS Phase In | SCE | Com | WaterHeat | Com - Lodging | Gas Energy (MMTherm/year) | Fuel Substitution | 11.1156 | 11.0254 | 8.5084 | 5.6068 | 2.7516 | 2.7293 | 0 | 0 | 0 | 0 | 0 | 0 | 0
Scenario 4: Reference ZEAS Phase In | SCE | Com | WaterHeat | Com - Office (Large) | Electric Demand (MW) | Energy Efficiency | 0.37804 | 0.37978 | 0.38158 | 0.3835 | 0.38566 | 0.38806 | 0.39061 | 0.39333 | 0.39612 | 0.39893 | 0.40181 | 0.40474 | 0.40772
Scenario 4: Reference ZEAS Phase In | SCE | Com | WaterHeat | Com - Office (Large) | Electric Demand (MW) | Fuel Substitution | 0 | 0 | 0.28475 | 0.55122 | 0.80027 | 0.77457 | 0.74969 | 0.72561 | 0.7023 | 0.67975 | 0.65791 | 0.63678 | 0.61633
Scenario 4: Reference ZEAS Phase In | SCE | Com | WaterHeat | Com - Office (Large) | Electric Energy (GWh/year) | Energy Efficiency | 6.4617 | 6.52 | 6.5785 | 6.6386 | 6.7026 | 6.7705 | 6.8405 | 6.9132 | 6.9864 | 7.0593 | 7.1332 | 7.2072 | 7.2818
Scenario 4: Reference ZEAS Phase In | SCE | Com | WaterHeat | Com - Office (Large) | Electric Energy (GWh/year) | Fuel Substitution | -21.5459 | -20.8538 | -8.483 | 4.0824 | 15.8494 | 15.3404 | 15.8886 | 15.3783 | 14.8843 | 14.4063 | 13.9436 | 13.4957 | 13.0622
Scenario 4: Reference ZEAS Phase In | SCE | Com | WaterHeat | Com - Office (Large) | Gas Energy (MMTherm/year) | Fuel Substitution | 2.4588 | 2.3799 | 1.6639 | 0.88226 | 0.14911 | 0.14432 | 0 | 0 | 0 | 0 | 0 | 0 | 0
Scenario 4: Reference ZEAS Phase In | SCE | Com | WaterHeat | Com - Office (Small) | Electric Demand (MW) | Energy Efficiency | 0.037692 | 0.037666 | 0.037644 | 0.037627 | 0.030268 | 0.034124 | 0.034159 | 0.034198 | 0.034241 | 0.034288 | 0.034338 | 0.034391 | 0.034447
Scenario 4: Reference ZEAS Phase In | SCE | Com | WaterHeat | Com - Office (Small) | Electric Demand (MW) | Fuel Substitution | 0 | 0 | 0.014963 | 0.029617 | 0.037715 | 0.037327 | 0.036942 | 0.036562 | 0.036185 | 0.035813 | 0.035444 | 0.035079 | 0.034718
Scenario 4: Reference ZEAS Phase In | SCE | Com | WaterHeat | Com - Office (Small) | Electric Energy (GWh/year) | Energy Efficiency | 2.2293 | 2.248 | 2.267 | 2.2863 | 1.855 | 2.3153 | 2.3359 | 2.3568 | 2.378 | 2.3995 | 2.4211 | 2.4429 | 2.465
Scenario 4: Reference ZEAS Phase In | SCE | Com | WaterHeat | Com - Office (Small) | Electric Energy (GWh/year) | Fuel Substitution | -6.646 | -6.5775 | -2.7804 | 1.2583 | 4.4726 | 4.4265 | 4.6965 | 4.6481 | 4.6002 | 4.5528 | 4.506 | 4.4595 | 4.4136
Scenario 4: Reference ZEAS Phase In | SCE | Com | WaterHeat | Com - Office (Small) | Gas Energy (MMTherm/year) | Fuel Substitution | 0.75078 | 0.74305 | 0.53115 | 0.28787 | 0.042491 | 0.042053 | 0 | 0 | 0 | 0 | 0 | 0 | 0
Scenario 4: Reference ZEAS Phase In | SCE | Com | WaterHeat | Com - Other | Electric Demand (MW) | Energy Efficiency | 20.3081 | 20.5088 | 20.7181 | 20.9352 | 21.1603 | 21.3932 | 21.6357 | 21.8855 | 22.1397 | 22.4006 | 22.6682 | 22.9419 | 23.2224
Scenario 4: Reference ZEAS Phase In | SCE | Com | WaterHeat | Com - Other | Electric Demand (MW) | Fuel Substitution | 0 | 0 | 17.5372 | 34.8345 | 51.8942 | 51.5392 | 51.1865 | 50.8363 | 50.4885 | 50.143 | 49.8 | 49.4592 | 49.1208
Scenario 4: Reference ZEAS Phase In | SCE | Com | WaterHeat | Com - Other | Electric Energy (GWh/year) | Energy Efficiency | 138.4109 | 139.7874 | 141.2227 | 142.7119 | 144.2552 | 145.8517 | 147.5143 | 149.2264 | 150.9687 | 152.7564 | 154.5909 | 156.4664 | 158.3887
Scenario 4: Reference ZEAS Phase In | SCE | Com | WaterHeat | Com - Other | Electric Energy (GWh/year) | Fuel Substitution | -532.8367 | -529.1909 | -265.1731 | 17.7425 | 296.799 | 294.7683 | 385.5626 | 382.9246 | 380.3046 | 377.7025 | 375.1182 | 372.5516 | 370.0025
Scenario 4: Reference ZEAS Phase In | SCE | Com | WaterHeat | Com - Other | Gas Energy (MMTherm/year) | Fuel Substitution | 60.0129 | 59.6022 | 45.1903 | 28.5183 | 12.0724 | 11.9898 | 0 | 0 | 0 | 0 | 0 | 0 | 0
Scenario 4: Reference ZEAS Phase In | SCE | Com | WaterHeat | Com - Refrig. Warehouse | Electric Demand (MW) | Energy Efficiency | 0.065875 | 0.066538 | 0.06719 | 0.067814 | 0.068431 | 0.069052 | 0.069687 | 0.070329 | 0.070986 | 0.071657 | 0.072338 | 0.073038 | 0.073753
Scenario 4: Reference ZEAS Phase In | SCE | Com | WaterHeat | Com - Refrig. Warehouse | Electric Demand (MW) | Fuel Substitution | 0 | 0 | 0.0095846 | 0.019069 | 0.028454 | 0.028305 | 0.028158 | 0.02801 | 0.027864 | 0.027719 | 0.027574 | 0.02743 | 0.027286
Scenario 4: Reference ZEAS Phase In | SCE | Com | WaterHeat | Com - Refrig. Warehouse | Electric Energy (GWh/year) | Energy Efficiency | 0.7693 | 0.77758 | 0.78573 | 0.79354 | 0.80125 | 0.80903 | 0.81696 | 0.82498 | 0.83318 | 0.84156 | 0.85006 | 0.85879 | 0.86769
Scenario 4: Reference ZEAS Phase In | SCE | Com | WaterHeat | Com - Refrig. Warehouse | Electric Energy (GWh/year) | Fuel Substitution | -0.56513 | -0.56218 | -0.25454 | 0.008057 | 0.26792 | 0.26652 | 0.37822 | 0.37624 | 0.37427 | 0.37232 | 0.37037 | 0.36844 | 0.36652
Scenario 4: Reference ZEAS Phase In | SCE | Com | WaterHeat | Com - Refrig. Warehouse | Gas Energy (MMTherm/year) | Fuel Substitution | 0.067263 | 0.066912 | 0.046213 | 0.030813 | 0.015572 | 0.01549 | 0 | 0 | 0 | 0 | 0 | 0 | 0
Scenario 4: Reference ZEAS Phase In | SCE | Com | WaterHeat | Com - Restaurant | Electric Demand (MW) | Energy Efficiency | 5.7184 | 5.7936 | 5.8724 | 5.9554 | 6.0431 | 6.1335 | 6.2259 | 6.3209 | 6.4183 | 6.5176 | 6.619 | 6.722 | 6.8269
Scenario 4: Reference ZEAS Phase In | SCE | Com | WaterHeat | Com - Restaurant | Electric Demand (MW) | Fuel Substitution | 0 | 0 | 16.2561 | 32.2267 | 47.9157 | 47.495 | 47.078 | 46.6647 | 46.255 | 45.8489 | 45.4463 | 45.0473 | 44.6518
Scenario 4: Reference ZEAS Phase In | SCE | Com | WaterHeat | Com - Restaurant | Electric Energy (GWh/year) | Energy Efficiency | 31.079 | 31.4906 | 31.9222 | 32.3761 | 32.8558 | 33.3505 | 33.8559 | 34.3756 | 34.9083 | 35.4512 | 36.0055 | 36.5688 | 37.1423
Scenario 4: Reference ZEAS Phase In | SCE | Com | WaterHeat | Com - Restaurant | Electric Energy (GWh/year) | Fuel Substitution | -305.4802 | -302.7981 | -116.1228 | 82.3365 | 277.3198 | 274.885 | 283.9386 | 281.4457 | 278.9747 | 276.5253 | 274.0975 | 271.691 | 269.3056
Scenario 4: Reference ZEAS Phase In | SCE | Com | WaterHeat | Com - Restaurant | Gas Energy (MMTherm/year) | Fuel Substitution | 36.1964 | 35.8786 | 25.4607 | 13.4558 | 1.6598 | 1.6452 | 0 | 0 | 0 | 0 | 0 | 0 | 0
Scenario 4: Reference ZEAS Phase In | SCE | Com | WaterHeat | Com - Retail | Electric Demand (MW) | Energy Efficiency | 1.387 | 1.398 | 1.4092 | 1.4209 | 1.4332 | 1.446 | 1.4591 | 1.4727 | 1.4867 | 1.501 | 1.5156 | 1.5306 | 1.5458
Scenario 4: Reference ZEAS Phase In | SCE | Com | WaterHeat | Com - Retail | Electric Demand (MW) | Fuel Substitution | 0 | 0 | 0.61426 | 1.2184 | 1.8081 | 1.7931 | 1.7782 | 1.7635 | 1.7489 | 1.7344 | 1.72 | 1.7058 | 1.6917
Scenario 4: Reference ZEAS Phase In | SCE | Com | WaterHeat | Com - Retail | Electric Energy (GWh/year) | Energy Efficiency | 8.9639 | 9.0396 | 9.117 | 9.1971 | 9.2813 | 9.3687 | 9.4585 | 9.5516 | 9.6472 | 9.7448 | 9.8447 | 9.9465 | 10.0503
Scenario 4: Reference ZEAS Phase In | SCE | Com | WaterHeat | Com - Retail | Electric Energy (GWh/year) | Fuel Substitution | -14.9618 | -14.8378 | -5.8327 | 3.7859 | 13.2139 | 13.1045 | 13.1156 | 13.0069 | 12.8992 | 12.7924 | 12.6864 | 12.5814 | 12.4772
Scenario 4: Reference ZEAS Phase In | SCE | Com | WaterHeat | Com - Retail | Gas Energy (MMTherm/year) | Fuel Substitution | 1.6627 | 1.649 | 1.1524 | 0.57953 | 0.01599 | 0.015858 | 0 | 0 | 0 | 0 | 0 | 0 | 0
Scenario 4: Reference ZEAS Phase In | SCE | Com | WaterHeat | Com - School | Electric Demand (MW) | Energy Efficiency | 0.42924 | 0.43225 | 0.43539 | 0.43865 | 0.44197 | 0.4454 | 0.44886 | 0.45242 | 0.4561 | 0.45989 | 0.46378 | 0.46781 | 0.47192
Scenario 4: Reference ZEAS Phase In | SCE | Com | WaterHeat | Com - School | Electric Demand (MW) | Fuel Substitution | 0 | 0 | 0.9166 | 1.7888 | 2.6182 | 2.5547 | 2.4928 | 2.4325 | 2.3735 | 2.316 | 2.2599 | 2.2052 | 2.1517
Scenario 4: Reference ZEAS Phase In | SCE | Com | WaterHeat | Com - School | Electric Energy (GWh/year) | Energy Efficiency | 5.884 | 5.94 | 5.9979 | 6.0571 | 6.1169 | 6.1782 | 6.2397 | 6.3024 | 6.3665 | 6.4323 | 6.499 | 6.5678 | 6.6375
Scenario 4: Reference ZEAS Phase In | SCE | Com | WaterHeat | Com - School | Electric Energy (GWh/year) | Fuel Substitution | -52.115 | -50.8524 | -20.8983 | 10.0178 | 39.4481 | 38.4924 | 40.4682 | 39.4878 | 38.5311 | 37.5976 | 36.6867 | 35.7979 | 34.9306
Scenario 4: Reference ZEAS Phase In | SCE | Com | WaterHeat | Com - School | Gas Energy (MMTherm/year) | Fuel Substitution | 6.0819 | 5.9345 | 4.1887 | 2.2481 | 0.39904 | 0.38937 | 0 | 0 | 0 | 0 | 0 | 0 | 0
Scenario 4: Reference ZEAS Phase In | SCE | Com | WaterHeat | Com - Warehouse | Electric Demand (MW) | Energy Efficiency | 0.18327 | 0.18325 | 0.18325 | 0.18329 | 0.18339 | 0.18353 | 0.1837 | 0.18391 | 0.18415 | 0.18441 | 0.1847 | 0.18501 | 0.18535
Scenario 4: Reference ZEAS Phase In | SCE | Com | WaterHeat | Com - Warehouse | Electric Demand (MW) | Fuel Substitution | 0 | 0 | 0.011992 | 0.023888 | 0.035689 | 0.035547 | 0.035405 | 0.035264 | 0.035124 | 0.034984 | 0.034844 | 0.034705 | 0.034567
Scenario 4: Reference ZEAS Phase In | SCE | Com | WaterHeat | Com - Warehouse | Electric Energy (GWh/year) | Energy Efficiency | 2.2887 | 2.2995 | 2.3111 | 2.3238 | 2.338 | 2.3533 | 2.3695 | 2.3867 | 2.4046 | 2.4232 | 2.4426 | 2.4626 | 2.4832
Scenario 4: Reference ZEAS Phase In | SCE | Com | WaterHeat | Com - Warehouse | Electric Energy (GWh/year) | Fuel Substitution | -1.6667 | -1.6601 | -0.91736 | -0.11682 | 0.67736 | 0.67466 | 1.1033 | 1.0989 | 1.0945 | 1.0901 | 1.0858 | 1.0814 | 1.0771
Scenario 4: Reference ZEAS Phase In | SCE | Com | WaterHeat | Com - Warehouse | Gas Energy (MMTherm/year) | Fuel Substitution | 0.19142 | 0.19066 | 0.14998 | 0.1026 | 0.0556 | 0.055378 | 0 | 0 | 0 | 0 | 0 | 0 | 0
Scenario 4: Reference ZEAS Phase In | SCE | Res | AppPlug | Res - Multi Family | Electric Demand (MW) | Energy Efficiency | 5.3661 | 5.4409 | 5.5161 | 5.589 | 5.66 | 5.727 | 5.7902 | 5.8496 | 5.9049 | 5.9564 | 6.0044 | 6.0494 | 6.0917
Scenario 4: Reference ZEAS Phase In | SCE | Res | AppPlug | Res - Multi Family | Electric Energy (GWh/year) | Energy Efficiency | 88.9857 | 90.2255 | 91.4724 | 92.6821 | 93.8591 | 94.9701 | 96.019 | 97.0029 | 97.921 | 98.775 | 99.5704 | 100.3171 | 101.0177
Scenario 4: Reference ZEAS Phase In | SCE | Res | AppPlug | Res - Multi Family | Electric Energy (GWh/year) | Fuel Substitution | -33.5678 | -33.8925 | -34.2218 | -65.2282 | -65.8843 | -66.5052 | -61.9677 | -62.5287 | -63.0536 | -63.5431 | -64.0003 | -64.4305 | -64.8351
Scenario 4: Reference ZEAS Phase In | SCE | Res | AppPlug | Res - Multi Family | Gas Energy (MMTherm/year) | Energy Efficiency | -0.013409 | -0.013596 | -0.013784 | -0.013966 | -0.014143 | -0.014311 | -0.014469 | -0.014617 | -0.014755 | -0.014884 | -0.015004 | -0.015116 | -0.015222
Scenario 4: Reference ZEAS Phase In | SCE | Res | AppPlug | Res - Multi Family | Gas Energy (MMTherm/year) | Fuel Substitution | 3.6839 | 3.713 | 3.7425 | 5.5416 | 5.5894 | 5.6345 | 4.6333 | 4.675 | 4.7141 | 4.7505 | 4.7846 | 4.8166 | 4.8467
Scenario 4: Reference ZEAS Phase In | SCE | Res | AppPlug | Res - Single Family | Electric Demand (MW) | Energy Efficiency | 25.1725 | 25.4027 | 25.6505 | 25.8983 | 26.1476 | 26.3862 | 26.6095 | 26.8161 | 27.0073 | 27.1847 | 27.3499 | 27.5043 | 27.6488
Scenario 4: Reference ZEAS Phase In | SCE | Res | AppPlug | Res - Single Family | Electric Energy (GWh/year) | Energy Efficiency | 454.0401 | 458.1922 | 462.6611 | 467.1316 | 471.6268 | 475.9318 | 479.9582 | 483.6849 | 487.1335 | 490.3338 | 493.3136 | 496.0989 | 498.7042
Scenario 4: Reference ZEAS Phase In | SCE | Res | AppPlug | Res - Single Family | Electric Energy (GWh/year) | Fuel Substitution | -265.5303 | -267.3071 | -269.2168 | -506.2735 | -510.5511 | -514.6427 | -444.1611 | -447.7371 | -451.0471 | -454.1194 | -456.9803 | -459.6539 | -462.1535
Scenario 4: Reference ZEAS Phase In | SCE | Res | AppPlug | Res - Single Family | Gas Energy (MMTherm/year) | Energy Efficiency | -0.43398 | -0.43795 | -0.44222 | -0.44649 | -0.45079 | -0.4549 | -0.45875 | -0.46231 | -0.46561 | -0.46867 | -0.47151 | -0.47418 | -0.47667
Scenario 4: Reference ZEAS Phase In | SCE | Res | AppPlug | Res - Single Family | Gas Energy (MMTherm/year) | Fuel Substitution | 28.5962 | 28.7163 | 28.8457 | 42.5414 | 42.8073 | 43.0614 | 28.2155 | 28.4424 | 28.6524 | 28.8473 | 29.0287 | 29.1983 | 29.3569
Scenario 4: Reference ZEAS Phase In | SCE | Res | BldgEnv | Res - Multi Family | Electric Demand (MW) | Energy Efficiency | 11.9795 | 11.9757 | 11.9721 | 11.9681 | 11.9637 | 11.9586 | 11.9527 | 11.9462 | 11.9389 | 11.9309 | 11.9222 | 11.913 | 11.9033
Scenario 4: Reference ZEAS Phase In | SCE | Res | BldgEnv | Res - Multi Family | Electric Energy (GWh/year) | Energy Efficiency | 25.8235 | 25.807 | 25.7907 | 25.7738 | 25.7563 | 25.7376 | 25.7178 | 25.6968 | 25.6746 | 25.6512 | 25.6268 | 25.6015 | 25.5754
Scenario 4: Reference ZEAS Phase In | SCE | Res | BldgEnv | Res - Multi Family | Gas Energy (MMTherm/year) | Energy Efficiency | 3.6085 | 3.607 | 3.6055 | 3.604 | 3.6023 | 3.6004 | 3.5983 | 3.5961 | 3.5936 | 3.5909 | 3.588 | 3.585 | 3.5819
Scenario 4: Reference ZEAS Phase In | SCE | Res | BldgEnv | Res - Single Family | Electric Demand (MW) | Energy Efficiency | 237.9274 | 238.102 | 238.2983 | 238.4948 | 238.693 | 238.8784 | 239.0447 | 239.1907 | 239.3177 | 239.4279 | 239.5231 | 239.605 | 239.6748
Scenario 4: Reference ZEAS Phase In | SCE | Res | BldgEnv | Res - Single Family | Electric Energy (GWh/year) | Energy Efficiency | 304.2178 | 304.3524 | 304.5083 | 304.6645 | 304.8223 | 304.9675 | 305.0941 | 305.2007 | 305.2887 | 305.3601 | 305.4169 | 305.4606 | 305.4924
Scenario 4: Reference ZEAS Phase In | SCE | Res | BldgEnv | Res - Single Family | Gas Energy (MMTherm/year) | Energy Efficiency | 43.7294 | 43.7671 | 43.8092 | 43.8514 | 43.8939 | 43.9338 | 43.9698 | 44.0017 | 44.0298 | 44.0544 | 44.0761 | 44.095 | 44.1115
Scenario 4: Reference ZEAS Phase In | SCE | Res | HVAC | Res - Multi Family | Electric Demand (MW) | Energy Efficiency | 61.7874 | 61.9064 | 62.0266 | 62.141 | 62.2504 | 62.3493 | 62.4384 | 62.5172 | 62.5856 | 62.6439 | 62.693 | 62.7344 | 62.7685
Scenario 4: Reference ZEAS Phase In | SCE | Res | HVAC | Res - Multi Family | Electric Demand (MW) | Fuel Substitution | 0 | 0 | 0 | 0 | 7.9077 | 7.8944 | 7.8813 | 7.8681 | 7.855 | 7.8418 | 7.8288 | 7.8157 | 7.8026
Scenario 4: Reference ZEAS Phase In | SCE | Res | HVAC | Res - Multi Family | Electric Energy (GWh/year) | Energy Efficiency | 89.3129 | 89.6989 | 90.0877 | 90.4624 | 90.8246 | 91.1615 | 91.4747 | 91.7629 | 92.0259 | 92.2644 | 92.4805 | 92.6779 | 92.8577
Scenario 4: Reference ZEAS Phase In | SCE | Res | HVAC | Res - Multi Family | Electric Energy (GWh/year) | Fuel Substitution | -5.8855 | -5.8757 | -5.8658 | -5.856 | 26.9875 | 26.9424 | 26.8974 | 26.8525 | 26.8077 | 26.7629 | 26.7182 | 26.6736 | 26.6291
Scenario 4: Reference ZEAS Phase In | SCE | Res | HVAC | Res - Multi Family | Gas Energy (MMTherm/year) | Energy Efficiency | 0.12345 | 0.1256 | 0.12776 | 0.12986 | 0.1319 | 0.13383 | 0.13566 | 0.13737 | 0.13898 | 0.14047 | 0.14186 | 0.14318 | 0.14441
Scenario 4: Reference ZEAS Phase In | SCE | Res | HVAC | Res - Multi Family | Gas Energy (MMTherm/year) | Fuel Substitution | 5.0433 | 5.0349 | 5.0265 | 5.0181 | 8.2002e-08 | 8.1865e-08 | 8.1729e-08 | 8.1592e-08 | 8.1456e-08 | 8.132e-08 | 8.1184e-08 | 8.1049e-08 | 8.0913e-08
Scenario 4: Reference ZEAS Phase In | SCE | Res | HVAC | Res - Single Family | Electric Demand (MW) | Energy Efficiency | 708.4052 | 709.8182 | 711.3601 | 712.9029 | 714.4557 | 715.9315 | 717.2941 | 718.535 | 719.663 | 720.6902 | 721.6279 | 722.4868 | 723.2725
Scenario 4: Reference ZEAS Phase In | SCE | Res | HVAC | Res - Single Family | Electric Demand (MW) | Fuel Substitution | 0 | 0 | 0 | 0 | 174.1322 | 174.0408 | 173.9494 | 173.8581 | 173.7669 | 173.6757 | 173.5845 | 173.4934 | 173.4024
Scenario 4: Reference ZEAS Phase In | SCE | Res | HVAC | Res - Single Family | Electric Energy (GWh/year) | Energy Efficiency | 865.5729 | 867.5905 | 869.7867 | 871.9839 | 874.1951 | 876.2995 | 878.2472 | 880.0263 | 881.649 | 883.132 | 884.4911 | 885.7409 | 886.8894
Scenario 4: Reference ZEAS Phase In | SCE | Res | HVAC | Res - Single Family | Electric Energy (GWh/year) | Fuel Substitution | -389.5682 | -389.3638 | -389.1594 | -575.6171 | 486.5522 | 486.2968 | 486.0416 | 485.7865 | 485.5315 | 485.2767 | 485.022 | 484.7674 | 484.5129
Scenario 4: Reference ZEAS Phase In | SCE | Res | HVAC | Res - Single Family | Gas Energy (MMTherm/year) | Energy Efficiency | 0.73296 | 0.74744 | 0.76299 | 0.77855 | 0.79419 | 0.80919 | 0.82324 | 0.83628 | 0.84838 | 0.85964 | 0.87015 | 0.88 | 0.88924
Scenario 4: Reference ZEAS Phase In | SCE | Res | HVAC | Res - Single Family | Gas Energy (MMTherm/year) | Fuel Substitution | 100.7527 | 100.6999 | 100.647 | 111.6749 | 0 | 0 | 0 | 0 | 0 | 0 | 0 | 0 | 0
Scenario 4: Reference ZEAS Phase In | SCE | Res | WaterHeat | Res - Multi Family | Electric Demand (MW) | Energy Efficiency | 7.6554 | 7.7621 | 7.8693 | 7.9734 | 8.0747 | 8.1703 | 8.2605 | 8.3451 | 8.4241 | 8.4976 | 8.566 | 8.6303 | 8.6905
Scenario 4: Reference ZEAS Phase In | SCE | Res | WaterHeat | Res - Multi Family | Electric Demand (MW) | Fuel Substitution | 0 | 0 | 9.0936 | 18.1569 | 27.1898 | 27.1444 | 27.0991 | 27.0538 | 27.0086 | 26.9635 | 26.9185 | 26.8736 | 26.8287
Scenario 4: Reference ZEAS Phase In | SCE | Res | WaterHeat | Res - Multi Family | Electric Energy (GWh/year) | Energy Efficiency | 40.5885 | 41.154 | 41.7227 | 42.2745 | 42.8114 | 43.3181 | 43.7966 | 44.2454 | 44.6641 | 45.0536 | 45.4165 | 45.7571 | 46.0766
Scenario 4: Reference ZEAS Phase In | SCE | Res | WaterHeat | Res - Multi Family | Electric Energy (GWh/year) | Fuel Substitution | -12457.4231 | -12436.6205 | -12316.8333 | -12181.9374 | -12047.4576 | -12027.3396 | 162.1242 | 161.8535 | 161.5832 | 161.3134 | 161.044 | 160.7751 | 160.5066
Scenario 4: Reference ZEAS Phase In | SCE | Res | WaterHeat | Res - Multi Family | Gas Energy (MMTherm/year) | Fuel Substitution | 882.8835 | 881.4092 | 872.6421 | 861.3841 | 850.1614 | 848.7417 | 0 | 0 | 0 | 0 | 0 | 0 | 0
Scenario 4: Reference ZEAS Phase In | SCE | Res | WaterHeat | Res - Single Family | Electric Demand (MW) | Energy Efficiency | 13.7134 | 13.8388 | 13.9738 | 14.1088 | 14.2446 | 14.3746 | 14.4962 | 14.6087 | 14.7129 | 14.8096 | 14.8996 | 14.9837 | 15.0624
Scenario 4: Reference ZEAS Phase In | SCE | Res | WaterHeat | Res - Single Family | Electric Demand (MW) | Fuel Substitution | 0 | 0 | 78.5713 | 157.0601 | 235.4664 | 235.3428 | 235.2193 | 235.0959 | 234.9725 | 234.8491 | 234.7259 | 234.6027 | 234.4795
Scenario 4: Reference ZEAS Phase In | SCE | Res | WaterHeat | Res - Single Family | Electric Energy (GWh/year) | Energy Efficiency | 70.418 | 71.062 | 71.755 | 72.4484 | 73.1456 | 73.8132 | 74.4377 | 75.0157 | 75.5505 | 76.0469 | 76.509 | 76.941 | 77.345
Scenario 4: Reference ZEAS Phase In | SCE | Res | WaterHeat | Res - Single Family | Electric Energy (GWh/year) | Fuel Substitution | -1724.7547 | -1723.8494 | -809.5786 | 303.9882 | 1416.3863 | 1415.6428 | 1414.8998 | 1414.1572 | 1413.4149 | 1412.6731 | 1411.9316 | 1411.1906 | 1410.4499
Scenario 4: Reference ZEAS Phase In | SCE | Res | WaterHeat | Res - Single Family | Gas Energy (MMTherm/year) | Fuel Substitution | 254.3989 | 254.2654 | 189.1622 | 94.5315 | 0 | 0 | 0 | 0 | 0 | 0 | 0 | 0 | 0
Scenario 4: Reference ZEAS Phase In | SCG | Com | AppPlug | Com - College | Gas Energy (MMTherm/year) | Energy Efficiency | 0.10757 | 0.10703 | 0.10649 | 0.10595 | 0.10542 | 0.10489 | 0.10436 | 0.10384 | 0.10331 | 0.10279 | 0.10228 | 0.10176 | 0.10125
Scenario 4: Reference ZEAS Phase In | SCG | Com | AppPlug | Com - Health | Gas Energy (MMTherm/year) | Energy Efficiency | 26.6816 | 26.8367 | 26.9996 | 27.1611 | 27.3272 | 27.4949 | 27.6705 | 27.8474 | 28.025 | 28.1979 | 28.3648 | 28.5389 | 28.7219
Scenario 4: Reference ZEAS Phase In | SCG | Com | AppPlug | Com - Lodging | Gas Energy (MMTherm/year) | Energy Efficiency | 19.4091 | 19.5868 | 19.7684 | 19.9519 | 20.1398 | 20.3329 | 20.531 | 20.7334 | 20.938 | 21.1438 | 21.3515 | 21.5606 | 21.771
Scenario 4: Reference ZEAS Phase In | SCG | Com | AppPlug | Com - Other | Gas Energy (MMTherm/year) | Energy Efficiency | 0.46803 | 0.47235 | 0.47685 | 0.48153 | 0.47878 | 0.49137 | 0.49658 | 0.50195 | 0.50742 | 0.51303 | 0.51879 | 0.52467 | 0.53069
Scenario 4: Reference ZEAS Phase In | SCG | Com | BldgEnv | Com - College | Electric Demand (MW) | Energy Efficiency | 0.50129 | 0.49911 | 0.49695 | 0.49482 | 0.49271 | 0.49062 | 0.48855 | 0.4865 | 0.48446 | 0.48244 | 0.48043 | 0.47845 | 0.47648
Scenario 4: Reference ZEAS Phase In | SCG | Com | BldgEnv | Com - College | Electric Energy (GWh/year) | Energy Efficiency | 0.17106 | 0.17032 | 0.16958 | 0.16886 | 0.16813 | 0.16742 | 0.16672 | 0.16602 | 0.16532 | 0.16463 | 0.16394 | 0.16327 | 0.1626
Scenario 4: Reference ZEAS Phase In | SCG | Com | BldgEnv | Com - College | Gas Energy (MMTherm/year) | Energy Efficiency | 0.13915 | 0.13854 | 0.13795 | 0.13736 | 0.13677 | 0.13619 | 0.13561 | 0.13504 | 0.13448 | 0.13392 | 0.13336 | 0.13281 | 0.13226
Scenario 4: Reference ZEAS Phase In | SCG | Com | BldgEnv | Com - Grocery | Electric Demand (MW) | Energy Efficiency | 0.89238 | 0.88525 | 0.8782 | 0.87123 | 0.86435 | 0.85756 | 0.85085 | 0.84423 | 0.83769 | 0.83124 | 0.82485 | 0.81855 | 0.81232
Scenario 4: Reference ZEAS Phase In | SCG | Com | BldgEnv | Com - Grocery | Electric Energy (GWh/year) | Energy Efficiency | 0.30452 | 0.30209 | 0.29968 | 0.2973 | 0.29495 | 0.29264 | 0.29035 | 0.28809 | 0.28586 | 0.28366 | 0.28148 | 0.27933 | 0.2772
Scenario 4: Reference ZEAS Phase In | SCG | Com | BldgEnv | Com - Grocery | Gas Energy (MMTherm/year) | Energy Efficiency | 0.16909 | 0.16774 | 0.1664 | 0.16508 | 0.16378 | 0.16249 | 0.16122 | 0.15997 | 0.15873 | 0.1575 | 0.15629 | 0.1551 | 0.15392
Scenario 4: Reference ZEAS Phase In | SCG | Com | BldgEnv | Com - Health | Electric Demand (MW) | Energy Efficiency | 0.70491 | 0.70335 | 0.70182 | 0.70029 | 0.69878 | 0.69729 | 0.69583 | 0.69438 | 0.69294 | 0.69149 | 0.69003 | 0.68859 | 0.6872
Scenario 4: Reference ZEAS Phase In | SCG | Com | BldgEnv | Com - Health | Electric Energy (GWh/year) | Energy Efficiency | 0.33816 | 0.33741 | 0.33668 | 0.33595 | 0.33522 | 0.33451 | 0.33381 | 0.33311 | 0.33242 | 0.33172 | 0.33102 | 0.33034 | 0.32967
Scenario 4: Reference ZEAS Phase In | SCG | Com | BldgEnv | Com - Health | Gas Energy (MMTherm/year) | Energy Efficiency | 0.15623 | 0.15589 | 0.15555 | 0.15521 | 0.15487 | 0.15454 | 0.15422 | 0.1539 | 0.15358 | 0.15326 | 0.15293 | 0.15262 | 0.15231
Scenario 4: Reference ZEAS Phase In | SCG | Com | BldgEnv | Com - Lodging | Electric Demand (MW) | Energy Efficiency | 0.6854 | 0.6809 | 0.67646 | 0.67207 | 0.66773 | 0.66345 | 0.65922 | 0.65505 | 0.65092 | 0.64684 | 0.6428 | 0.6388 | 0.63484
Scenario 4: Reference ZEAS Phase In | SCG | Com | BldgEnv | Com - Lodging | Electric Energy (GWh/year) | Energy Efficiency | 0.44723 | 0.44429 | 0.4414 | 0.43853 | 0.4357 | 0.4329 | 0.43015 | 0.42742 | 0.42473 | 0.42206 | 0.41943 | 0.41682 | 0.41424
Scenario 4: Reference ZEAS Phase In | SCG | Com | BldgEnv | Com - Lodging | Gas Energy (MMTherm/year) | Energy Efficiency | 0.087686 | 0.087111 | 0.086543 | 0.085981 | 0.085425 | 0.084878 | 0.084337 | 0.083803 | 0.083275 | 0.082752 | 0.082236 | 0.081724 | 0.081218
Scenario 4: Reference ZEAS Phase In | SCG | Com | BldgEnv | Com - Office (Large) | Electric Demand (MW) | Energy Efficiency | 1.9033 | 1.8491 | 1.7967 | 1.746 | 1.6971 | 1.6499 | 1.6043 | 1.5603 | 1.5177 | 1.4766 | 1.4369 | 1.3986 | 1.3615
Scenario 4: Reference ZEAS Phase In | SCG | Com | BldgEnv | Com - Office (Large) | Electric Energy (GWh/year) | Energy Efficiency | 0.6495 | 0.63099 | 0.6131 | 0.59581 | 0.57912 | 0.56301 | 0.54745 | 0.53244 | 0.51792 | 0.5039 | 0.49035 | 0.47725 | 0.46461
Scenario 4: Reference ZEAS Phase In | SCG | Com | BldgEnv | Com - Office (Large) | Gas Energy (MMTherm/year) | Energy Efficiency | 0.2315 | 0.2249 | 0.21853 | 0.21236 | 0.20641 | 0.20067 | 0.19513 | 0.18977 | 0.1846 | 0.1796 | 0.17477 | 0.17011 | 0.1656
Scenario 4: Reference ZEAS Phase In | SCG | Com | BldgEnv | Com - Office (Small) | Electric Demand (MW) | Energy Efficiency | 0.81287 | 0.80547 | 0.79817 | 0.79094 | 0.67206 | 0.67431 | 0.6684 | 0.66256 | 0.65679 | 0.65109 | 0.64546 | 0.6399 | 0.6344
Scenario 4: Reference ZEAS Phase In | SCG | Com | BldgEnv | Com - Office (Small) | Electric Energy (GWh/year) | Energy Efficiency | 0.27739 | 0.27487 | 0.27237 | 0.26991 | 0.22934 | 0.23011 | 0.22809 | 0.2261 | 0.22413 | 0.22218 | 0.22026 | 0.21836 | 0.21649
Scenario 4: Reference ZEAS Phase In | SCG | Com | BldgEnv | Com - Office (Small) | Gas Energy (MMTherm/year) | Energy Efficiency | 0.098868 | 0.097969 | 0.09708 | 0.096202 | 0.081742 | 0.082015 | 0.081297 | 0.080587 | 0.079885 | 0.079192 | 0.078507 | 0.07783 | 0.077161
Scenario 4: Reference ZEAS Phase In | SCG | Com | BldgEnv | Com - Other | Electric Demand (MW) | Energy Efficiency | 1.5013 | 1.4926 | 1.4841 | 1.4756 | 1.4656 | 1.459 | 1.4508 | 1.4427 | 1.4347 | 1.4269 | 1.4191 | 1.4113 | 1.4037
Scenario 4: Reference ZEAS Phase In | SCG | Com | BldgEnv | Com - Other | Electric Energy (GWh/year) | Energy Efficiency | 0.51257 | 0.50961 | 0.50668 | 0.50379 | 0.50038 | 0.49811 | 0.49532 | 0.49256 | 0.48984 | 0.48714 | 0.48448 | 0.48185 | 0.47925
Scenario 4: Reference ZEAS Phase In | SCG | Com | BldgEnv | Com - Other | Gas Energy (MMTherm/year) | Energy Efficiency | 0.45068 | 0.44808 | 0.4455 | 0.44296 | 0.43996 | 0.43796 | 0.43551 | 0.43309 | 0.43069 | 0.42833 | 0.42598 | 0.42367 | 0.42138
Scenario 4: Reference ZEAS Phase In | SCG | Com | BldgEnv | Com - Refrig. Warehouse | Electric Demand (MW) | Energy Efficiency | 0.14678 | 0.14615 | 0.12938 | 0.12977 | 0.12922 | 0.12868 | 0.12814 | 0.1276 | 0.12707 | 0.12654 | 0.12602 | 0.12551 | 0.125
Scenario 4: Reference ZEAS Phase In | SCG | Com | BldgEnv | Com - Refrig. Warehouse | Electric Energy (GWh/year) | Energy Efficiency | 0.05024 | 0.050023 | 0.044284 | 0.044419 | 0.044231 | 0.044044 | 0.043858 | 0.043675 | 0.043493 | 0.043313 | 0.043135 | 0.042958 | 0.042784
Scenario 4: Reference ZEAS Phase In | SCG | Com | BldgEnv | Com - Refrig. Warehouse | Gas Energy (MMTherm/year) | Energy Efficiency | 0.028091 | 0.02797 | 0.024761 | 0.024836 | 0.024731 | 0.024627 | 0.024523 | 0.02442 | 0.024319 | 0.024218 | 0.024118 | 0.02402 | 0.023922
Scenario 4: Reference ZEAS Phase In | SCG | Com | BldgEnv | Com - Restaurant | Electric Demand (MW) | Energy Efficiency | 0.38786 | 0.38533 | 0.38286 | 0.38043 | 0.37806 | 0.37573 | 0.37343 | 0.37118 | 0.36896 | 0.36678 | 0.36464 | 0.36254 | 0.36047
Scenario 4: Reference ZEAS Phase In | SCG | Com | BldgEnv | Com - Restaurant | Electric Energy (GWh/year) | Energy Efficiency | 0.13235 | 0.13149 | 0.13065 | 0.12982 | 0.12901 | 0.12821 | 0.12743 | 0.12666 | 0.12591 | 0.12516 | 0.12443 | 0.12371 | 0.12301
Scenario 4: Reference ZEAS Phase In | SCG | Com | BldgEnv | Com - Restaurant | Gas Energy (MMTherm/year) | Energy Efficiency | 0.10296 | 0.10229 | 0.10163 | 0.10098 | 0.10035 | 0.099735 | 0.099126 | 0.098528 | 0.09794 | 0.097362 | 0.096794 | 0.096235 | 0.095686
Scenario 4: Reference ZEAS Phase In | SCG | Com | BldgEnv | Com - Retail | Electric Demand (MW) | Energy Efficiency | 2.8842 | 2.8635 | 2.8429 | 2.8227 | 2.7927 | 2.7766 | 2.7571 | 2.7378 | 2.7188 | 2.6999 | 2.6813 | 2.6629 | 2.6447
Scenario 4: Reference ZEAS Phase In | SCG | Com | BldgEnv | Com - Retail | Electric Energy (GWh/year) | Energy Efficiency | 0.98423 | 0.97715 | 0.97015 | 0.96322 | 0.95301 | 0.94751 | 0.94085 | 0.93428 | 0.92777 | 0.92135 | 0.91499 | 0.90871 | 0.90249
Scenario 4: Reference ZEAS Phase In | SCG | Com | BldgEnv | Com - Retail | Gas Energy (MMTherm/year) | Energy Efficiency | 1.0407 | 1.0332 | 1.0258 | 1.0185 | 1.0077 | 1.0019 | 0.99484 | 0.98788 | 0.98101 | 0.97421 | 0.96749 | 0.96085 | 0.95428
Scenario 4: Reference ZEAS Phase In | SCG | Com | BldgEnv | Com - School | Electric Demand (MW) | Energy Efficiency | 0.53605 | 0.52454 | 0.51334 | 0.50242 | 0.49178 | 0.48142 | 0.47132 | 0.46147 | 0.45188 | 0.44255 | 0.43347 | 0.42463 | 0.41603
Scenario 4: Reference ZEAS Phase In | SCG | Com | BldgEnv | Com - School | Electric Energy (GWh/year) | Energy Efficiency | 0.18292 | 0.179 | 0.17517 | 0.17145 | 0.16782 | 0.16428 | 0.16083 | 0.15748 | 0.1542 | 0.15102 | 0.14792 | 0.1449 | 0.14197
Scenario 4: Reference ZEAS Phase In | SCG | Com | BldgEnv | Com - School | Gas Energy (MMTherm/year) | Energy Efficiency | 0.065199 | 0.063799 | 0.062437 | 0.061109 | 0.059815 | 0.058554 | 0.057326 | 0.056128 | 0.054962 | 0.053827 | 0.052722 | 0.051647 | 0.050601
Scenario 4: Reference ZEAS Phase In | SCG | Com | BldgEnv | Com - Warehouse | Electric Demand (MW) | Energy Efficiency | 2.4059 | 2.3977 | 2.3896 | 2.3816 | 2.3737 | 2.3659 | 2.3581 | 2.3505 | 2.343 | 2.3355 | 2.3281 | 2.3208 | 2.3136
Scenario 4: Reference ZEAS Phase In | SCG | Com | BldgEnv | Com - Warehouse | Electric Energy (GWh/year) | Energy Efficiency | 1.5685 | 1.5631 | 1.5578 | 1.5526 | 1.5475 | 1.5424 | 1.5373 | 1.5324 | 1.5274 | 1.5226 | 1.5178 | 1.513 | 1.5083
Scenario 4: Reference ZEAS Phase In | SCG | Com | BldgEnv | Com - Warehouse | Gas Energy (MMTherm/year) | Energy Efficiency | 0.4974 | 0.4957 | 0.49403 | 0.49237 | 0.49073 | 0.48911 | 0.48752 | 0.48594 | 0.48438 | 0.48284 | 0.48131 | 0.4798 | 0.4783
Scenario 4: Reference ZEAS Phase In | SCG | Com | ComRefrig | Com - Grocery | Electric Demand (MW) | Energy Efficiency | 4.3151 | 4.276 | 4.2373 | 4.1989 | 4.1609 | 4.1232 | 4.0859 | 4.0489 | 4.0122 | 3.9759 | 3.9399 | 3.9042 | 3.8688
Scenario 4: Reference ZEAS Phase In | SCG | Com | ComRefrig | Com - Grocery | Electric Energy (GWh/year) | Energy Efficiency | 43.8381 | 43.4411 | 43.0477 | 42.6578 | 42.2715 | 41.8887 | 41.5093 | 41.1334 | 40.7609 | 40.3918 | 40.026 | 39.6635 | 39.3043
Scenario 4: Reference ZEAS Phase In | SCG | Com | ComRefrig | Com - Grocery | Gas Energy (MMTherm/year) | Energy Efficiency | 2.4928 | 2.4703 | 2.4479 | 2.4257 | 2.4037 | 2.382 | 2.3604 | 2.339 | 2.3178 | 2.2969 | 2.2761 | 2.2554 | 2.235
Scenario 4: Reference ZEAS Phase In | SCG | Com | ComRefrig | Com - Restaurant | Electric Demand (MW) | Energy Efficiency | 0.221 | 0.21906 | 0.21714 | 0.21523 | 0.21334 | 0.21147 | 0.20961 | 0.20777 | 0.20595 | 0.20414 | 0.20235 | 0.20057 | 0.19881
Scenario 4: Reference ZEAS Phase In | SCG | Com | ComRefrig | Com - Restaurant | Electric Energy (GWh/year) | Energy Efficiency | 2.2452 | 2.2255 | 2.206 | 2.1866 | 2.1674 | 2.1484 | 2.1295 | 2.1108 | 2.0923 | 2.0739 | 2.0557 | 2.0377 | 2.0198
Scenario 4: Reference ZEAS Phase In | SCG | Com | ComRefrig | Com - Restaurant | Gas Energy (MMTherm/year) | Energy Efficiency | 0.12767 | 0.12655 | 0.12544 | 0.12434 | 0.12325 | 0.12217 | 0.12109 | 0.12003 | 0.11898 | 0.11793 | 0.1169 | 0.11587 | 0.11485
Scenario 4: Reference ZEAS Phase In | SCG | Com | ComRefrig | Com - Retail | Electric Demand (MW) | Energy Efficiency | 4.624 | 4.5857 | 4.5477 | 4.51 | 4.462 | 4.425 | 4.3884 | 4.352 | 4.316 | 4.2802 | 4.2448 | 4.2096 | 4.1747
Scenario 4: Reference ZEAS Phase In | SCG | Com | ComRefrig | Com - Retail | Electric Energy (GWh/year) | Energy Efficiency | 46.9759 | 46.5868 | 46.201 | 45.8183 | 45.3302 | 44.9548 | 44.5825 | 44.2132 | 43.847 | 43.4839 | 43.1237 | 42.7666 | 42.4124
Scenario 4: Reference ZEAS Phase In | SCG | Com | ComRefrig | Com - Retail | Gas Energy (MMTherm/year) | Energy Efficiency | 2.6713 | 2.6491 | 2.6272 | 2.6054 | 2.5777 | 2.5563 | 2.5352 | 2.5142 | 2.4933 | 2.4727 | 2.4522 | 2.4319 | 2.4118
Scenario 4: Reference ZEAS Phase In | SCG | Com | FoodServ | Com - College | Electric Demand (MW) | Energy Efficiency | 0.41133 | 0.41683 | 0.42254 | 0.42852 | 0.43455 | 0.44086 | 0.44744 | 0.45411 | 0.46087 | 0.46762 | 0.47442 | 0.4816 | 0.48881
Scenario 4: Reference ZEAS Phase In | SCG | Com | FoodServ | Com - College | Electric Energy (GWh/year) | Energy Efficiency | 2.0132 | 2.0401 | 2.0681 | 2.0974 | 2.1269 | 2.1578 | 2.19 | 2.2227 | 2.2558 | 2.2888 | 2.3222 | 2.3573 | 2.3926
Scenario 4: Reference ZEAS Phase In | SCG | Com | FoodServ | Com - College | Gas Energy (MMTherm/year) | Energy Efficiency | 0.082165 | 0.086088 | 0.090129 | 0.094323 | 0.098542 | 0.10292 | 0.10744 | 0.11201 | 0.11663 | 0.12124 | 0.12588 | 0.13073 | 0.13559
Scenario 4: Reference ZEAS Phase In | SCG | Com | FoodServ | Com - Grocery | Electric Demand (MW) | Energy Efficiency | 1.6423 | 1.6665 | 1.6912 | 1.7164 | 1.7426 | 1.7696 | 1.7973 | 1.8259 | 1.8551 | 1.8848 | 1.9151 | 1.9458 | 1.977
Scenario 4: Reference ZEAS Phase In | SCG | Com | FoodServ | Com - Grocery | Electric Energy (GWh/year) | Energy Efficiency | 8.0316 | 8.1501 | 8.2707 | 8.3944 | 8.5223 | 8.6546 | 8.7901 | 8.93 | 9.0732 | 9.2185 | 9.3668 | 9.5171 | 9.6696
Scenario 4: Reference ZEAS Phase In | SCG | Com | FoodServ | Com - Grocery | Gas Energy (MMTherm/year) | Energy Efficiency | 0.505 | 0.55596 | 0.60733 | 0.65951 | 0.71273 | 0.76707 | 0.82221 | 0.87849 | 0.93555 | 0.99313 | 1.0514 | 1.1101 | 1.1694
Scenario 4: Reference ZEAS Phase In | SCG | Com | FoodServ | Com - Health | Electric Demand (MW) | Energy Efficiency | 1.1203 | 1.1413 | 1.1631 | 1.1848 | 1.2068 | 1.2291 | 1.2521 | 1.2752 | 1.2984 | 1.3211 | 1.3432 | 1.366 | 1.3896
Scenario 4: Reference ZEAS Phase In | SCG | Com | FoodServ | Com - Health | Electric Energy (GWh/year) | Energy Efficiency | 5.4806 | 5.5835 | 5.6903 | 5.7962 | 5.9043 | 6.0132 | 6.1259 | 6.2391 | 6.3526 | 6.4637 | 6.5717 | 6.6832 | 6.7991
Scenario 4: Reference ZEAS Phase In | SCG | Com | FoodServ | Com - Health | Gas Energy (MMTherm/year) | Energy Efficiency | 0.21432 | 0.22994 | 0.24606 | 0.26207 | 0.27836 | 0.29475 | 0.31165 | 0.32861 | 0.34561 | 0.36228 | 0.37853 | 0.39524 | 0.41253
Scenario 4: Reference ZEAS Phase In | SCG | Com | FoodServ | Com - Lodging | Electric Demand (MW) | Energy Efficiency | 0.65426 | 0.67076 | 0.68748 | 0.70428 | 0.72133 | 0.73868 | 0.75632 | 0.77419 | 0.79218 | 0.8102 | 0.82831 | 0.84647 | 0.86468
Scenario 4: Reference ZEAS Phase In | SCG | Com | FoodServ | Com - Lodging | Electric Energy (GWh/year) | Energy Efficiency | 3.1992 | 3.28 | 3.3618 | 3.444 | 3.5274 | 3.6123 | 3.6986 | 3.7861 | 3.8741 | 3.9623 | 4.0509 | 4.1398 | 4.2289
Scenario 4: Reference ZEAS Phase In | SCG | Com | FoodServ | Com - Lodging | Gas Energy (MMTherm/year) | Energy Efficiency | 0.15013 | 0.16803 | 0.18609 | 0.20419 | 0.22249 | 0.24102 | 0.25978 | 0.27872 | 0.29772 | 0.31674 | 0.3358 | 0.35489 | 0.37399
Scenario 4: Reference ZEAS Phase In | SCG | Com | FoodServ | Com - Other | Electric Demand (MW) | Energy Efficiency | 2.2232 | 2.2566 | 2.2911 | 2.3267 | 2.3143 | 2.4009 | 2.4399 | 2.4798 | 2.5203 | 2.5618 | 2.6041 | 2.6471 | 2.6911
Scenario 4: Reference ZEAS Phase In | SCG | Com | FoodServ | Com - Other | Electric Energy (GWh/year) | Energy Efficiency | 10.8076 | 10.9703 | 11.1386 | 11.3121 | 11.2518 | 11.674 | 11.8638 | 12.0585 | 12.2561 | 12.4579 | 12.6642 | 12.8742 | 13.0886
Scenario 4: Reference ZEAS Phase In | SCG | Com | FoodServ | Com - Other | Gas Energy (MMTherm/year) | Energy Efficiency | 1.2644 | 1.33 | 1.3973 | 1.4662 | 1.4615 | 1.6082 | 1.6818 | 1.7569 | 1.8328 | 1.91 | 1.9884 | 2.0679 | 2.1487
Scenario 4: Reference ZEAS Phase In | SCG | Com | FoodServ | Com - Restaurant | Electric Demand (MW) | Energy Efficiency | 5.9819 | 6.1164 | 6.2548 | 6.3977 | 6.5457 | 6.6969 | 6.8504 | 7.0071 | 7.1665 | 7.3282 | 7.4923 | 7.6584 | 7.8267
Scenario 4: Reference ZEAS Phase In | SCG | Com | FoodServ | Com - Restaurant | Electric Energy (GWh/year) | Energy Efficiency | 29.2986 | 29.9573 | 30.6355 | 31.3352 | 32.06 | 32.8006 | 33.5528 | 34.3201 | 35.1011 | 35.8928 | 36.6966 | 37.5101 | 38.3345
Scenario 4: Reference ZEAS Phase In | SCG | Com | FoodServ | Com - Restaurant | Gas Energy (MMTherm/year) | Energy Efficiency | 2.486 | 2.7557 | 3.0312 | 3.3131 | 3.6024 | 3.8962 | 4.1932 | 4.4945 | 4.7996 | 5.1077 | 5.4191 | 5.7332 | 6.0502
Scenario 4: Reference ZEAS Phase In | SCG | Com | FoodServ | Com - Retail | Electric Demand (MW) | Energy Efficiency | 0.40805 | 0.41598 | 0.42401 | 0.43221 | 0.42808 | 0.44987 | 0.45866 | 0.46768 | 0.47684 | 0.48612 | 0.49555 | 0.50509 | 0.51476
Scenario 4: Reference ZEAS Phase In | SCG | Com | FoodServ | Com - Retail | Electric Energy (GWh/year) | Energy Efficiency | 1.9987 | 2.0376 | 2.0769 | 2.1171 | 2.0969 | 2.2036 | 2.2467 | 2.2908 | 2.3357 | 2.3812 | 2.4274 | 2.4741 | 2.5215
Scenario 4: Reference ZEAS Phase In | SCG | Com | FoodServ | Com - Retail | Gas Energy (MMTherm/year) | Energy Efficiency | 0.044263 | 0.045123 | 0.045994 | 0.046883 | 0.046436 | 0.048799 | 0.049753 | 0.050731 | 0.051725 | 0.052732 | 0.053755 | 0.05479 | 0.055838
Scenario 4: Reference ZEAS Phase In | SCG | Com | FoodServ | Com - School | Electric Demand (MW) | Energy Efficiency | 0.71773 | 0.73633 | 0.75504 | 0.77383 | 0.79226 | 0.81079 | 0.82914 | 0.84736 | 0.8656 | 0.88396 | 0.90235 | 0.92096 | 0.93963
Scenario 4: Reference ZEAS Phase In | SCG | Com | FoodServ | Com - School | Electric Energy (GWh/year) | Energy Efficiency | 3.4891 | 3.58 | 3.6714 | 3.7632 | 3.8532 | 3.9437 | 4.0333 | 4.1223 | 4.2113 | 4.301 | 4.3908 | 4.4817 | 4.5728
Scenario 4: Reference ZEAS Phase In | SCG | Com | FoodServ | Com - School | Gas Energy (MMTherm/year) | Energy Efficiency | 0.22467 | 0.24016 | 0.2556 | 0.27097 | 0.28602 | 0.30103 | 0.31583 | 0.33046 | 0.34499 | 0.35951 | 0.37394 | 0.38842 | 0.40284
Scenario 4: Reference ZEAS Phase In | SCG | Com | HVAC | Com - College | Electric Demand (MW) | Energy Efficiency | 3.1224 | 3.1424 | 3.1634 | 3.1857 | 3.2083 | 3.2323 | 3.2294 | 3.2548 | 3.2807 | 3.3066 | 3.3328 | 3.3607 | 3.3888
Scenario 4: Reference ZEAS Phase In | SCG | Com | HVAC | Com - College | Electric Energy (GWh/year) | Energy Efficiency | 3.7833 | 3.8075 | 3.833 | 3.86 | 3.8874 | 3.9164 | 3.8066 | 3.8366 | 3.867 | 3.8975 | 3.9282 | 3.9611 | 3.9942
Scenario 4: Reference ZEAS Phase In | SCG | Com | HVAC | Com - College | Gas Energy (MMTherm/year) | Energy Efficiency | 0.44167 | 0.44449 | 0.44747 | 0.45062 | 0.44647 | 0.4498 | 0.36872 | 0.37158 | 0.37448 | 0.37739 | 0.38032 | 0.38346 | 0.38661
Scenario 4: Reference ZEAS Phase In | SCG | Com | HVAC | Com - Grocery | Gas Energy (MMTherm/year) | Energy Efficiency | 0.9275 | 0.93326 | 0.93919 | 0.94539 | 0.94845 | 0.95531 | 0.96243 | 0.9699 | 0.97763 | 0.98555 | 0.99371 | 1.0021 | 1.0106
Scenario 4: Reference ZEAS Phase In | SCG | Com | HVAC | Com - Health | Electric Demand (MW) | Energy Efficiency | 0.031581 | 0.031908 | 0.032249 | 0.032587 | 0.032933 | 0.033282 | 0.0026443 | 0.0026443 | 0.0026443 | 0.0026443 | 0.0026443 | 0.0026443 | 0.0026443
Scenario 4: Reference ZEAS Phase In | SCG | Com | HVAC | Com - Health | Electric Energy (GWh/year) | Energy Efficiency | 0.1577 | 0.15933 | 0.16104 | 0.16272 | 0.16445 | 0.1662 | 0.013204 | 0.013204 | 0.013204 | 0.013204 | 0.013204 | 0.013204 | 0.013204
Scenario 4: Reference ZEAS Phase In | SCG | Com | HVAC | Com - Health | Gas Energy (MMTherm/year) | Energy Efficiency | 2.1265 | 2.1485 | 2.1715 | 2.1942 | 2.2042 | 2.2275 | 2.1585 | 2.1818 | 2.2051 | 2.228 | 2.2501 | 2.2731 | 2.297
Scenario 4: Reference ZEAS Phase In | SCG | Com | HVAC | Com - Lodging | Electric Demand (MW) | Energy Efficiency | 0.01064 | 0.010782 | 0.010926 | 0.011072 | 0.01122 | 0.011371 | 0.0013727 | 0.0013727 | 0.0013727 | 0.0013727 | 0.0013727 | 0.0013727 | 0.0013727
Scenario 4: Reference ZEAS Phase In | SCG | Com | HVAC | Com - Lodging | Electric Energy (GWh/year) | Energy Efficiency | 0.053133 | 0.053841 | 0.054561 | 0.055286 | 0.056027 | 0.056783 | 0.0068545 | 0.0068545 | 0.0068545 | 0.0068545 | 0.0068545 | 0.0068545 | 0.0068545
Scenario 4: Reference ZEAS Phase In | SCG | Com | HVAC | Com - Lodging | Gas Energy (MMTherm/year) | Energy Efficiency | 1.1226 | 1.1376 | 1.1528 | 1.1681 | 1.1788 | 1.1947 | 1.1804 | 1.1965 | 1.2127 | 1.229 | 1.2454 | 1.2618 | 1.2784
Scenario 4: Reference ZEAS Phase In | SCG | Com | HVAC | Com - Office (Large) | Electric Demand (MW) | Energy Efficiency | 0.13774 | 0.13901 | 0.14027 | 0.14156 | 0.14291 | 0.14433 | 0.032124 | 0.032124 | 0.032124 | 0.032124 | 0.032124 | 0.032124 | 0.032124
Scenario 4: Reference ZEAS Phase In | SCG | Com | HVAC | Com - Office (Large) | Electric Energy (GWh/year) | Energy Efficiency | 0.68779 | 0.69413 | 0.70046 | 0.70689 | 0.71363 | 0.7207 | 0.16041 | 0.16041 | 0.16041 | 0.16041 | 0.16041 | 0.16041 | 0.16041
Scenario 4: Reference ZEAS Phase In | SCG | Com | HVAC | Com - Office (Large) | Gas Energy (MMTherm/year) | Energy Efficiency | 1.0823 | 1.0923 | 1.1022 | 1.1124 | 1.1194 | 1.1304 | 0.79969 | 0.80695 | 0.81424 | 0.82152 | 0.82888 | 0.83626 | 0.8437
Scenario 4: Reference ZEAS Phase In | SCG | Com | HVAC | Com - Office (Small) | Electric Demand (MW) | Energy Efficiency | 2.2236 | 2.2409 | 2.2583 | 2.2761 | 1.9564 | 2.3126 | 2.2581 | 2.2763 | 2.2947 | 2.3132 | 2.332 | 2.3509 | 2.3699
Scenario 4: Reference ZEAS Phase In | SCG | Com | HVAC | Com - Office (Small) | Electric Energy (GWh/year) | Energy Efficiency | 3.494 | 3.5211 | 3.5486 | 3.5765 | 3.0741 | 3.6339 | 3.2979 | 3.3238 | 3.35 | 3.3765 | 3.4032 | 3.4301 | 3.4573
Scenario 4: Reference ZEAS Phase In | SCG | Com | HVAC | Com - Office (Small) | Gas Energy (MMTherm/year) | Energy Efficiency | 0.48247 | 0.48621 | 0.49001 | 0.49386 | 0.42151 | 0.49822 | 0.28198 | 0.28374 | 0.28552 | 0.28732 | 0.28913 | 0.29095 | 0.2928
Scenario 4: Reference ZEAS Phase In | SCG | Com | HVAC | Com - Other | Electric Demand (MW) | Energy Efficiency | 53.8367 | 54.3336 | 54.8518 | 55.3896 | 55.073 | 56.5216 | 57.121 | 57.7387 | 58.368 | 59.0131 | 59.6752 | 60.3516 | 61.0445
Scenario 4: Reference ZEAS Phase In | SCG | Com | HVAC | Com - Other | Electric Energy (GWh/year) | Energy Efficiency | 75.2577 | 75.9523 | 76.6766 | 77.4285 | 76.9859 | 79.0109 | 79.8488 | 80.7122 | 81.5919 | 82.4938 | 83.4193 | 84.3648 | 85.3335
Scenario 4: Reference ZEAS Phase In | SCG | Com | HVAC | Com - Other | Gas Energy (MMTherm/year) | Energy Efficiency | 4.7071 | 4.7505 | 4.7959 | 4.8429 | 4.7678 | 4.8931 | 4.945 | 4.9984 | 5.0529 | 5.1087 | 5.166 | 5.2245 | 5.2844
Scenario 4: Reference ZEAS Phase In | SCG | Com | HVAC | Com - Refrig. Warehouse | Gas Energy (MMTherm/year) | Energy Efficiency | 9.3714e-05 | 9.4633e-05 | 8.5322e-05 | 9.6424e-05 | 2.6434e-05 | 2.6444e-05 | 2.6453e-05 | 2.6463e-05 | 2.6473e-05 | 2.6483e-05 | 2.6493e-05 | 2.6504e-05 | 2.6515e-05
Scenario 4: Reference ZEAS Phase In | SCG | Com | HVAC | Com - Restaurant | Electric Demand (MW) | Energy Efficiency | 3.1041 | 3.1433 | 3.1841 | 3.2266 | 3.2709 | 3.3164 | 3.3629 | 3.4105 | 3.4592 | 3.5088 | 3.5593 | 3.6105 | 3.6626
Scenario 4: Reference ZEAS Phase In | SCG | Com | HVAC | Com - Restaurant | Electric Energy (GWh/year) | Energy Efficiency | 1.9841 | 2.0092 | 2.0353 | 2.0624 | 2.0908 | 2.1199 | 2.1496 | 2.18 | 2.2111 | 2.2428 | 2.2751 | 2.3079 | 2.3412
Scenario 4: Reference ZEAS Phase In | SCG | Com | HVAC | Com - Restaurant | Gas Energy (MMTherm/year) | Energy Efficiency | 5.2322 | 5.2984 | 5.3672 | 5.4387 | 5.4533 | 5.5292 | 5.6065 | 5.6859 | 5.767 | 5.8495 | 5.9336 | 6.019 | 6.1058
Scenario 4: Reference ZEAS Phase In | SCG | Com | HVAC | Com - Retail | Electric Demand (MW) | Energy Efficiency | 9.4099 | 9.4901 | 9.572 | 9.6566 | 9.5604 | 9.8355 | 9.8919 | 9.9885 | 10.0874 | 10.1882 | 10.2913 | 10.3962 | 10.5031
Scenario 4: Reference ZEAS Phase In | SCG | Com | HVAC | Com - Retail | Electric Energy (GWh/year) | Energy Efficiency | 8.1399 | 8.2093 | 8.2802 | 8.3533 | 8.2701 | 8.5081 | 8.4029 | 8.4848 | 8.5686 | 8.6541 | 8.7415 | 8.8304 | 8.921
Scenario 4: Reference ZEAS Phase In | SCG | Com | HVAC | Com - Retail | Gas Energy (MMTherm/year) | Energy Efficiency | 1.0007 | 1.0092 | 1.0179 | 1.0269 | 0.99727 | 1.0259 | 0.92338 | 0.93227 | 0.94137 | 0.95064 | 0.96013 | 0.96978 | 0.97961
Scenario 4: Reference ZEAS Phase In | SCG | Com | HVAC | Com - School | Electric Demand (MW) | Energy Efficiency | 4.1957 | 4.2343 | 4.2742 | 4.3152 | 4.3555 | 4.3969 | 4.3918 | 4.4331 | 4.475 | 4.5182 | 4.5621 | 4.6075 | 4.6538
Scenario 4: Reference ZEAS Phase In | SCG | Com | HVAC | Com - School | Electric Energy (GWh/year) | Energy Efficiency | 3.455 | 3.4868 | 3.5196 | 3.5534 | 3.5866 | 3.6207 | 3.4219 | 3.4536 | 3.4859 | 3.5191 | 3.5529 | 3.5878 | 3.6234
Scenario 4: Reference ZEAS Phase In | SCG | Com | HVAC | Com - School | Gas Energy (MMTherm/year) | Energy Efficiency | 1.3155 | 1.3276 | 1.3401 | 1.3529 | 1.3302 | 1.3429 | 1.215 | 1.2261 | 1.2374 | 1.249 | 1.2608 | 1.273 | 1.2855
Scenario 4: Reference ZEAS Phase In | SCG | Com | HVAC | Com - Warehouse | Gas Energy (MMTherm/year) | Energy Efficiency | 0.098653 | 0.099287 | 0.099946 | 0.10065 | 0.10046 | 0.10126 | 0.1021 | 0.10299 | 0.1039 | 0.10485 | 0.10583 | 0.10684 | 0.10787
Scenario 4: Reference ZEAS Phase In | SCG | Com | WaterHeat | Com - College | Electric Demand (MW) | Energy Efficiency | 0.00091766 | 0.00070085 | 0.00070853 | 0.00071669 | 0.00072495 | 0.0007337 | -0.00036659 | -0.00036659 | -0.00036659 | -0.00036659 | -0.00036659 | -0.00036659 | -0.00036659
Scenario 4: Reference ZEAS Phase In | SCG | Com | WaterHeat | Com - College | Electric Energy (GWh/year) | Energy Efficiency | 0.0037403 | 0.0028836 | 0.0029147 | 0.0029477 | 0.0029812 | 0.0030167 | -0.0014419 | -0.0014419 | -0.0014419 | -0.0014419 | -0.0014419 | -0.0014419 | -0.0014419
Scenario 4: Reference ZEAS Phase In | SCG | Com | WaterHeat | Com - College | Gas Energy (MMTherm/year) | Energy Efficiency | 5.689 | 5.6711 | 5.6451 | 5.6193 | 5.5937 | 5.5683 | 5.342 | 5.3153 | 5.2887 | 5.2622 | 5.2359 | 5.2097 | 5.1837
Scenario 4: Reference ZEAS Phase In | SCG | Com | WaterHeat | Com - Grocery | Electric Demand (MW) | Energy Efficiency | 0.00020446 | 0.00020573 | 0.00020703 | 0.0002084 | 0.00020984 | 0.00021136 | 1.8901e-05 | 1.8901e-05 | 1.8901e-05 | 1.8901e-05 | 1.8901e-05 | 1.8901e-05 | 1.8901e-05
Scenario 4: Reference ZEAS Phase In | SCG | Com | WaterHeat | Com - Grocery | Electric Energy (GWh/year) | Energy Efficiency | 0.0011117 | 0.0011187 | 0.0011258 | 0.0011332 | 0.001141 | 0.0011493 | 0.00010277 | 0.00010277 | 0.00010277 | 0.00010277 | 0.00010277 | 0.00010277 | 0.00010277
Scenario 4: Reference ZEAS Phase In | SCG | Com | WaterHeat | Com - Grocery | Gas Energy (MMTherm/year) | Energy Efficiency | 3.1793 | 3.1514 | 3.1238 | 3.0965 | 3.0695 | 3.0427 | 2.9691 | 2.9424 | 2.9161 | 2.8899 | 2.864 | 2.8383 | 2.8129
Scenario 4: Reference ZEAS Phase In | SCG | Com | WaterHeat | Com - Health | Electric Demand (MW) | Energy Efficiency | 0.0013196 | 0.001012 | 0.0010297 | 0.0010472 | 0.0010652 | 0.0010833 | -0.00050553 | -0.00050553 | -0.00050553 | -0.00050553 | -0.00050553 | -0.00050553 | -0.00050553
Scenario 4: Reference ZEAS Phase In | SCG | Com | WaterHeat | Com - Health | Electric Energy (GWh/year) | Energy Efficiency | 0.010754 | 0.0080806 | 0.0082265 | 0.0083712 | 0.0085193 | 0.0086686 | -0.0044398 | -0.0044398 | -0.0044398 | -0.0044398 | -0.0044398 | -0.0044398 | -0.0044398
Scenario 4: Reference ZEAS Phase In | SCG | Com | WaterHeat | Com - Health | Gas Energy (MMTherm/year) | Energy Efficiency | 15.6451 | 15.6245 | 15.5808 | 15.5372 | 15.494 | 15.451 | 14.8147 | 14.7653 | 14.7161 | 14.6671 | 14.6182 | 14.5695 | 14.521
Scenario 4: Reference ZEAS Phase In | SCG | Com | WaterHeat | Com - Lodging | Electric Demand (MW) | Energy Efficiency | 0.0089799 | 0.0086385 | 0.0087665 | 0.0088955 | 0.0090271 | 0.0091616 | 0.00028563 | 0.00028563 | 0.00028563 | 0.00028563 | 0.00028563 | 0.00028563 | 0.00028563
Scenario 4: Reference ZEAS Phase In | SCG | Com | WaterHeat | Com - Lodging | Electric Energy (GWh/year) | Energy Efficiency | 0.073932 | 0.07112 | 0.072174 | 0.073236 | 0.074319 | 0.075427 | 0.0023491 | 0.0023491 | 0.0023491 | 0.0023491 | 0.0023491 | 0.0023491 | 0.0023491
Scenario 4: Reference ZEAS Phase In | SCG | Com | WaterHeat | Com - Lodging | Gas Energy (MMTherm/year) | Energy Efficiency | 8.272 | 8.3113 | 8.3202 | 8.3298 | 8.3407 | 8.353 | 5.0417 | 5.0049 | 4.9685 | 4.9323 | 4.8964 | 4.8609 | 4.8256
Scenario 4: Reference ZEAS Phase In | SCG | Com | WaterHeat | Com - Office (Large) | Electric Demand (MW) | Energy Efficiency | 0.00037482 | 0.00028284 | 0.00028719 | 0.00029162 | 0.00029625 | 0.00030113 | -8.45e-05 | -8.45e-05 | -8.45e-05 | -8.45e-05 | -8.45e-05 | -8.45e-05 | -8.45e-05
Scenario 4: Reference ZEAS Phase In | SCG | Com | WaterHeat | Com - Office (Large) | Electric Energy (GWh/year) | Energy Efficiency | 0.0076835 | 0.0058011 | 0.0058904 | 0.0059811 | 0.0060761 | 0.0061759 | -0.0017263 | -0.0017263 | -0.0017263 | -0.0017263 | -0.0017263 | -0.0017263 | -0.0017263
Scenario 4: Reference ZEAS Phase In | SCG | Com | WaterHeat | Com - Office (Large) | Gas Energy (MMTherm/year) | Energy Efficiency | 7.6973 | 7.4874 | 7.2662 | 7.0523 | 6.8456 | 6.6459 | 6.0946 | 5.9033 | 5.7182 | 5.539 | 5.3656 | 5.1977 | 5.0352
Scenario 4: Reference ZEAS Phase In | SCG | Com | WaterHeat | Com - Office (Small) | Electric Demand (MW) | Energy Efficiency | -2.1419e-06 | -4.2873e-06 | -4.2873e-06 | -4.2873e-06 | -4.2873e-06 | -4.2873e-06 | -4.2873e-06 | -4.2873e-06 | -4.2873e-06 | -4.2873e-06 | -4.2873e-06 | -4.2873e-06 | -4.2873e-06
Scenario 4: Reference ZEAS Phase In | SCG | Com | WaterHeat | Com - Office (Small) | Electric Energy (GWh/year) | Energy Efficiency | -0.00026074 | -0.00052191 | -0.00052191 | -0.00052191 | -0.00052191 | -0.00052191 | -0.00052191 | -0.00052191 | -0.00052191 | -0.00052191 | -0.00052191 | -0.00052191 | -0.00052191
Scenario 4: Reference ZEAS Phase In | SCG | Com | WaterHeat | Com - Office (Small) | Gas Energy (MMTherm/year) | Energy Efficiency | 2.3487 | 2.3271 | 2.3032 | 2.2795 | 1.936 | 1.9161 | 1.8964 | 1.8769 | 1.8577 | 1.8386 | 1.8197 | 1.801 | 1.7825
Scenario 4: Reference ZEAS Phase In | SCG | Com | WaterHeat | Com - Other | Electric Demand (MW) | Energy Efficiency | -0.00051445 | -0.0029366 | -0.0029185 | -0.0028998 | -0.0029108 | -0.0028604 | -0.0046438 | -0.0046438 | -0.0046438 | -0.0046438 | -0.0046438 | -0.0046438 | -0.0046438
Scenario 4: Reference ZEAS Phase In | SCG | Com | WaterHeat | Com - Other | Electric Energy (GWh/year) | Energy Efficiency | -0.0033498 | -0.019442 | -0.019322 | -0.019196 | -0.01927 | -0.018933 | -0.030847 | -0.030847 | -0.030847 | -0.030847 | -0.030847 | -0.030847 | -0.030847
Scenario 4: Reference ZEAS Phase In | SCG | Com | WaterHeat | Com - Other | Gas Energy (MMTherm/year) | Energy Efficiency | 27.351 | 27.3181 | 27.143 | 26.9694 | 26.7875 | 26.6264 | 25.9177 | 25.7434 | 25.5702 | 25.3983 | 25.2275 | 25.058 | 24.8896
Scenario 4: Reference ZEAS Phase In | SCG | Com | WaterHeat | Com - Refrig. Warehouse | Electric Demand (MW) | Energy Efficiency | -8.7122e-06 | -1.0095e-05 | -1.0594e-05 | -9.9992e-06 | -9.9524e-06 | -9.9051e-06 | -1.3654e-05 | -1.3654e-05 | -1.3654e-05 | -1.3654e-05 | -1.3654e-05 | -1.3654e-05 | -1.3654e-05
Scenario 4: Reference ZEAS Phase In | SCG | Com | WaterHeat | Com - Refrig. Warehouse | Electric Energy (GWh/year) | Energy Efficiency | -0.00010603 | -0.00012292 | -0.00012905 | -0.00012174 | -0.00012117 | -0.00012059 | -0.00016666 | -0.00016666 | -0.00016666 | -0.00016666 | -0.00016666 | -0.00016666 | -0.00016666
Scenario 4: Reference ZEAS Phase In | SCG | Com | WaterHeat | Com - Refrig. Warehouse | Gas Energy (MMTherm/year) | Energy Efficiency | 0.31253 | 0.31109 | 0.27531 | 0.27422 | 0.27283 | 0.27146 | 0.268 | 0.26661 | 0.26523 | 0.26386 | 0.26249 | 0.26114 | 0.25978
Scenario 4: Reference ZEAS Phase In | SCG | Com | WaterHeat | Com - Restaurant | Electric Demand (MW) | Energy Efficiency | -0.0024 | -0.0053262 | -0.0053199 | -0.0053134 | -0.0053065 | -0.0052995 | -0.0057486 | -0.0057486 | -0.0057486 | -0.0057486 | -0.0057486 | -0.0057486 | -0.0057486
Scenario 4: Reference ZEAS Phase In | SCG | Com | WaterHeat | Com - Restaurant | Electric Energy (GWh/year) | Energy Efficiency | -0.012607 | -0.028049 | -0.028015 | -0.02798 | -0.027943 | -0.027905 | -0.03033 | -0.03033 | -0.03033 | -0.03033 | -0.03033 | -0.03033 | -0.03033
Scenario 4: Reference ZEAS Phase In | SCG | Com | WaterHeat | Com - Restaurant | Gas Energy (MMTherm/year) | Energy Efficiency | 6.9973 | 7.0876 | 7.0316 | 6.9762 | 6.9214 | 6.8671 | 6.7033 | 6.6483 | 6.5939 | 6.54 | 6.4866 | 6.4336 | 6.3812
Scenario 4: Reference ZEAS Phase In | SCG | Com | WaterHeat | Com - Retail | Electric Demand (MW) | Energy Efficiency | -8.7185e-05 | -0.00017568 | -0.00017568 | -0.00017568 | -0.00017568 | -0.00017568 | -0.00017568 | -0.00017568 | -0.00017568 | -0.00017568 | -0.00017568 | -0.00017568 | -0.00017568
Scenario 4: Reference ZEAS Phase In | SCG | Com | WaterHeat | Com - Retail | Electric Energy (GWh/year) | Energy Efficiency | -0.00056898 | -0.0011465 | -0.0011465 | -0.0011465 | -0.0011465 | -0.0011465 | -0.0011465 | -0.0011465 | -0.0011465 | -0.0011465 | -0.0011465 | -0.0011465 | -0.0011465
Scenario 4: Reference ZEAS Phase In | SCG | Com | WaterHeat | Com - Retail | Gas Energy (MMTherm/year) | Energy Efficiency | 9.8486 | 9.7726 | 9.6917 | 9.6115 | 9.5093 | 9.4306 | 9.3526 | 9.2752 | 9.1985 | 9.1224 | 9.0469 | 8.9721 | 8.8979
Scenario 4: Reference ZEAS Phase In | SCG | Com | WaterHeat | Com - School | Electric Demand (MW) | Energy Efficiency | 2.1809e-05 | -0.00022186 | -0.00021928 | -0.00021664 | -0.00021403 | -0.00021135 | -0.00044337 | -0.00044337 | -0.00044337 | -0.00044337 | -0.00044337 | -0.00044337 | -0.00044337
Scenario 4: Reference ZEAS Phase In | SCG | Com | WaterHeat | Com - School | Electric Energy (GWh/year) | Energy Efficiency | 0.00032044 | -0.0034636 | -0.0034238 | -0.0033828 | -0.0033425 | -0.0033011 | -0.0068885 | -0.0068885 | -0.0068885 | -0.0068885 | -0.0068885 | -0.0068885 | -0.0068885
Scenario 4: Reference ZEAS Phase In | SCG | Com | WaterHeat | Com - School | Gas Energy (MMTherm/year) | Energy Efficiency | 9.1858 | 9.0111 | 8.8013 | 8.5967 | 8.397 | 8.2023 | 7.8498 | 7.6626 | 7.48 | 7.3018 | 7.128 | 6.9583 | 6.7928
Scenario 4: Reference ZEAS Phase In | SCG | Com | WaterHeat | Com - Warehouse | Electric Demand (MW) | Energy Efficiency | 2.5731e-05 | 2.4941e-05 | 2.5119e-05 | 2.5308e-05 | 2.5513e-05 | 2.5732e-05 | -1.3602e-07 | -1.3602e-07 | -1.3602e-07 | -1.3602e-07 | -1.3602e-07 | -1.3602e-07 | -1.3602e-07
Scenario 4: Reference ZEAS Phase In | SCG | Com | WaterHeat | Com - Warehouse | Electric Energy (GWh/year) | Energy Efficiency | 0.00078954 | 0.00076541 | 0.00077087 | 0.00077667 | 0.00078296 | 0.00078967 | -3.9987e-06 | -3.9987e-06 | -3.9987e-06 | -3.9987e-06 | -3.9987e-06 | -3.9987e-06 | -3.9987e-06
Scenario 4: Reference ZEAS Phase In | SCG | Com | WaterHeat | Com - Warehouse | Gas Energy (MMTherm/year) | Energy Efficiency | 8.9364 | 8.9014 | 8.8663 | 8.8314 | 8.7966 | 8.762 | 8.6918 | 8.6572 | 8.6227 | 8.5883 | 8.5541 | 8.52 | 8.4861
Scenario 4: Reference ZEAS Phase In | SCG | Res | AppPlug | Res - Multi Family | Electric Demand (MW) | Energy Efficiency | 1.8735 | 1.8955 | 1.9178 | 1.9395 | 1.9605 | 1.9804 | 1.9993 | 2.017 | 2.0336 | 2.0491 | 2.0636 | 2.0772 | 2.09
Scenario 4: Reference ZEAS Phase In | SCG | Res | AppPlug | Res - Multi Family | Electric Energy (GWh/year) | Energy Efficiency | 12.3982 | 12.5438 | 12.6913 | 12.9439 | 13.0842 | 13.2171 | 13.3429 | 13.4614 | 13.5722 | 13.6755 | 13.772 | 13.8629 | 13.9483
Scenario 4: Reference ZEAS Phase In | SCG | Res | AppPlug | Res - Multi Family | Gas Energy (MMTherm/year) | Energy Efficiency | 2.9844 | 3.001 | 3.0178 | 2.636 | 2.6472 | 2.6578 | 2.6676 | 2.6768 | 2.6852 | 2.6929 | 2.7 | 2.7065 | 2.7125
Scenario 4: Reference ZEAS Phase In | SCG | Res | AppPlug | Res - Single Family | Electric Demand (MW) | Energy Efficiency | 4.0591 | 4.0977 | 4.1391 | 4.1806 | 4.2217 | 4.2611 | 4.2979 | 4.3319 | 4.3635 | 4.3927 | 4.42 | 4.4455 | 4.4693
Scenario 4: Reference ZEAS Phase In | SCG | Res | AppPlug | Res - Single Family | Electric Energy (GWh/year) | Energy Efficiency | 24.8795 | 25.1161 | 25.3699 | 26.4561 | 26.7166 | 26.9659 | 27.199 | 27.4149 | 27.6146 | 27.8 | 27.9727 | 28.1341 | 28.2849
Scenario 4: Reference ZEAS Phase In | SCG | Res | AppPlug | Res - Single Family | Gas Energy (MMTherm/year) | Energy Efficiency | 7.03 | 7.1055 | 7.1865 | 4.216 | 4.2655 | 4.3129 | 4.3489 | 4.3823 | 4.4131 | 4.4418 | 4.4685 | 4.4934 | 4.5167
Scenario 4: Reference ZEAS Phase In | SCG | Res | BldgEnv | Res - Multi Family | Electric Demand (MW) | Energy Efficiency | 46.9544 | 46.9095 | 46.865 | 46.82 | 46.7741 | 46.7268 | 46.6783 | 46.6284 | 46.5771 | 46.5245 | 46.4706 | 46.4157 | 46.3599
Scenario 4: Reference ZEAS Phase In | SCG | Res | BldgEnv | Res - Multi Family | Electric Energy (GWh/year) | Energy Efficiency | -10.6833 | -10.7207 | -10.7588 | -10.7957 | -10.831 | -10.8638 | -10.8944 | -10.9225 | -10.9482 | -10.9714 | -10.9924 | -11.0115 | -11.0289
Scenario 4: Reference ZEAS Phase In | SCG | Res | BldgEnv | Res - Multi Family | Gas Energy (MMTherm/year) | Energy Efficiency | 11.3998 | 11.3908 | 11.3819 | 11.3729 | 11.3635 | 11.3538 | 11.3437 | 11.3331 | 11.3222 | 11.3108 | 11.299 | 11.2869 | 11.2746
Scenario 4: Reference ZEAS Phase In | SCG | Res | BldgEnv | Res - Single Family | Electric Demand (MW) | Energy Efficiency | 479.5579 | 479.6811 | 479.8305 | 479.9801 | 480.1271 | 480.2578 | 480.3653 | 480.4476 | 480.5067 | 480.5451 | 480.5651 | 480.5688 | 480.5573
Scenario 4: Reference ZEAS Phase In | SCG | Res | BldgEnv | Res - Single Family | Electric Energy (GWh/year) | Energy Efficiency | 50.9876 | 50.8563 | 50.7178 | 50.5793 | 50.4416 | 50.3084 | 50.1818 | 50.0623 | 49.9492 | 49.842 | 49.74 | 49.6426 | 49.5494
Scenario 4: Reference ZEAS Phase In | SCG | Res | BldgEnv | Res - Single Family | Gas Energy (MMTherm/year) | Energy Efficiency | 87.4542 | 87.4959 | 87.5436 | 87.5914 | 87.6386 | 87.682 | 87.7199 | 87.752 | 87.7786 | 87.8004 | 87.8179 | 87.8315 | 87.8416
Scenario 4: Reference ZEAS Phase In | SCG | Res | HVAC | Res - Multi Family | Electric Demand (MW) | Energy Efficiency | 0.20524 | 0.38933 | 0.57556 | 0.75775 | 0.7335 | 0.73341 | 0.74124 | 0.74124 | 0.74124 | 0.74124 | 0.74124 | 0.74124 | 0.74124
Scenario 4: Reference ZEAS Phase In | SCG | Res | HVAC | Res - Multi Family | Electric Energy (GWh/year) | Energy Efficiency | 9.3016 | 9.6452 | 9.9929 | 10.3329 | 10.3513 | 10.4466 | 10.5369 | 10.6219 | 10.7014 | 10.7755 | 10.8448 | 10.91 | 10.9713
Scenario 4: Reference ZEAS Phase In | SCG | Res | HVAC | Res - Multi Family | Gas Energy (MMTherm/year) | Energy Efficiency | 0.49687 | 0.5041 | 0.51144 | 0.51859 | 0.50663 | 0.5117 | 0.51614 | 0.52066 | 0.52489 | 0.52884 | 0.53252 | 0.53599 | 0.53925
Scenario 4: Reference ZEAS Phase In | SCG | Res | HVAC | Res - Single Family | Electric Demand (MW) | Energy Efficiency | 3.1617 | 6.5737 | 10.2224 | 13.8724 | 13.6595 | 13.6595 | 13.6595 | 13.6595 | 13.6595 | 13.6595 | 13.6595 | 13.6595 | 13.6595
Scenario 4: Reference ZEAS Phase In | SCG | Res | HVAC | Res - Single Family | Electric Energy (GWh/year) | Energy Efficiency | 56.2323 | 60.2797 | 64.6096 | 66.2529 | 66.3231 | 66.808 | 67.2616 | 67.6814 | 68.07 | 68.4307 | 68.7666 | 69.0804 | 69.3739
Scenario 4: Reference ZEAS Phase In | SCG | Res | HVAC | Res - Single Family | Gas Energy (MMTherm/year) | Energy Efficiency | 2.9818 | 3.0512 | 3.1255 | 2.8311 | 2.815 | 2.8396 | 2.8625 | 2.8838 | 2.9035 | 2.9217 | 2.9387 | 2.9546 | 2.9694
Scenario 4: Reference ZEAS Phase In | SCG | Res | WaterHeat | Res - Multi Family | Electric Demand (MW) | Energy Efficiency | -0.0026798 | -0.0052927 | -0.0052927 | -0.0052927 | -0.0052927 | -0.0052927 | -0.0052927 | -0.0052927 | -0.0052927 | -0.0052927 | -0.0052927 | -0.0052927 | -0.0052927
Scenario 4: Reference ZEAS Phase In | SCG | Res | WaterHeat | Res - Multi Family | Electric Energy (GWh/year) | Energy Efficiency | -0.0138 | -0.027256 | -0.027256 | -0.027256 | -0.027256 | -0.027256 | -0.027256 | -0.027256 | -0.027256 | -0.027256 | -0.027256 | -0.027256 | -0.027256
Scenario 4: Reference ZEAS Phase In | SCG | Res | WaterHeat | Res - Multi Family | Gas Energy (MMTherm/year) | Energy Efficiency | 9.0571 | 9.2057 | 9.2601 | 9.3131 | 9.3641 | 9.412 | 9.4571 | 9.4992 | 9.5381 | 9.574 | 9.6072 | 9.638 | 9.6666
Scenario 4: Reference ZEAS Phase In | SCG | Res | WaterHeat | Res - Single Family | Electric Demand (MW) | Energy Efficiency | -0.013 | -0.028045 | -0.028045 | -0.028045 | -0.028045 | -0.028045 | -0.028045 | -0.028045 | -0.028045 | -0.028045 | -0.028045 | -0.028045 | -0.028045
Scenario 4: Reference ZEAS Phase In | SCG | Res | WaterHeat | Res - Single Family | Electric Energy (GWh/year) | Energy Efficiency | -0.073939 | -0.15951 | -0.15951 | -0.15951 | -0.15951 | -0.15951 | -0.15951 | -0.15951 | -0.15951 | -0.15951 | -0.15951 | -0.15951 | -0.15951
Scenario 4: Reference ZEAS Phase In | SCG | Res | WaterHeat | Res - Single Family | Gas Energy (MMTherm/year) | Energy Efficiency | 27.4193 | 28.3613 | 28.635 | 28.9088 | 29.1806 | 29.4407 | 29.684 | 29.9092 | 30.1176 | 30.3111 | 30.4912 | 30.6596 | 30.817
Scenario 4: Reference ZEAS Phase In | SDG&E | Com | AppPlug | Com - College | Gas Energy (MMTherm/year) | Energy Efficiency | 0.025072 | 0.024946 | 0.024821 | 0.024696 | 0.024572 | 0.024448 | 0.024325 | 0.024202 | 0.024081 | 0.023959 | 0.023839 | 0.023719 | 0.0236
Scenario 4: Reference ZEAS Phase In | SDG&E | Com | AppPlug | Com - Health | Gas Energy (MMTherm/year) | Energy Efficiency | 6.4714 | 6.5459 | 6.6181 | 6.6909 | 6.7609 | 6.8269 | 6.8806 | 6.9327 | 6.9862 | 7.0456 | 7.1135 | 7.1718 | 7.2247
Scenario 4: Reference ZEAS Phase In | SDG&E | Com | AppPlug | Com - Lodging | Gas Energy (MMTherm/year) | Energy Efficiency | 6.4042 | 6.4491 | 6.4898 | 6.5297 | 6.5648 | 6.5985 | 6.6297 | 6.6587 | 6.6867 | 6.7133 | 6.7377 | 6.7602 | 6.7817
Scenario 4: Reference ZEAS Phase In | SDG&E | Com | AppPlug | Com - Other | Gas Energy (MMTherm/year) | Energy Efficiency | 0.073084 | 0.07404 | 0.075021 | 0.07603 | 0.077047 | 0.078092 | 0.079163 | 0.080255 | 0.081364 | 0.082493 | 0.083638 | 0.084801 | 0.085985
Scenario 4: Reference ZEAS Phase In | SDG&E | Com | BldgEnv | Com - College | Electric Demand (MW) | Energy Efficiency | 0.075246 | 0.074958 | 0.074671 | 0.074387 | 0.074104 | 0.073825 | 0.073548 | 0.073274 | 0.073003 | 0.072735 | 0.072469 | 0.07221 | 0.071955
Scenario 4: Reference ZEAS Phase In | SDG&E | Com | BldgEnv | Com - College | Electric Energy (GWh/year) | Energy Efficiency | 0.025709 | 0.025611 | 0.025513 | 0.025416 | 0.025319 | 0.025223 | 0.025129 | 0.025035 | 0.024943 | 0.024851 | 0.02476 | 0.024672 | 0.024584
Scenario 4: Reference ZEAS Phase In | SDG&E | Com | BldgEnv | Com - College | Gas Energy (MMTherm/year) | Energy Efficiency | 0.022771 | 0.022684 | 0.022597 | 0.022512 | 0.022426 | 0.022341 | 0.022258 | 0.022175 | 0.022093 | 0.022011 | 0.021931 | 0.021853 | 0.021775
Scenario 4: Reference ZEAS Phase In | SDG&E | Com | BldgEnv | Com - Grocery | Electric Demand (MW) | Energy Efficiency | 0.044713 | 0.044434 | 0.04416 | 0.043891 | 0.043626 | 0.043367 | 0.043114 | 0.042866 | 0.042622 | 0.042383 | 0.042148 | 0.041918 | 0.041693
Scenario 4: Reference ZEAS Phase In | SDG&E | Com | BldgEnv | Com - Grocery | Electric Energy (GWh/year) | Energy Efficiency | 0.015277 | 0.015182 | 0.015088 | 0.014996 | 0.014906 | 0.014817 | 0.014731 | 0.014646 | 0.014563 | 0.014481 | 0.014401 | 0.014322 | 0.014245
Scenario 4: Reference ZEAS Phase In | SDG&E | Com | BldgEnv | Com - Grocery | Gas Energy (MMTherm/year) | Energy Efficiency | 0.011803 | 0.011729 | 0.011657 | 0.011586 | 0.011516 | 0.011448 | 0.011381 | 0.011316 | 0.011251 | 0.011188 | 0.011126 | 0.011065 | 0.011006
Scenario 4: Reference ZEAS Phase In | SDG&E | Com | BldgEnv | Com - Health | Electric Demand (MW) | Energy Efficiency | 0.056452 | 0.05643 | 0.056405 | 0.056381 | 0.056353 | 0.056318 | 0.056263 | 0.056205 | 0.05615 | 0.056106 | 0.056077 | 0.056032 | 0.055978
Scenario 4: Reference ZEAS Phase In | SDG&E | Com | BldgEnv | Com - Health | Electric Energy (GWh/year) | Energy Efficiency | 0.027118 | 0.027107 | 0.027095 | 0.027084 | 0.02707 | 0.027053 | 0.027027 | 0.026999 | 0.026973 | 0.026951 | 0.026938 | 0.026916 | 0.02689
Scenario 4: Reference ZEAS Phase In | SDG&E | Com | BldgEnv | Com - Health | Gas Energy (MMTherm/year) | Energy Efficiency | 0.023094 | 0.023085 | 0.023074 | 0.023065 | 0.023053 | 0.023039 | 0.023016 | 0.022993 | 0.02297 | 0.022952 | 0.02294 | 0.022922 | 0.0229
Scenario 4: Reference ZEAS Phase In | SDG&E | Com | BldgEnv | Com - Lodging | Electric Demand (MW) | Energy Efficiency | 0.12065 | 0.11984 | 0.11902 | 0.11821 | 0.1174 | 0.1166 | 0.11579 | 0.11499 | 0.1142 | 0.11341 | 0.11262 | 0.11184 | 0.11106
Scenario 4: Reference ZEAS Phase In | SDG&E | Com | BldgEnv | Com - Lodging | Electric Energy (GWh/year) | Energy Efficiency | 0.07884 | 0.078308 | 0.077775 | 0.077246 | 0.076717 | 0.07619 | 0.075666 | 0.075143 | 0.074624 | 0.074108 | 0.073594 | 0.073082 | 0.072573
Scenario 4: Reference ZEAS Phase In | SDG&E | Com | BldgEnv | Com - Lodging | Gas Energy (MMTherm/year) | Energy Efficiency | 0.023177 | 0.023021 | 0.022864 | 0.022709 | 0.022553 | 0.022398 | 0.022244 | 0.02209 | 0.021938 | 0.021786 | 0.021635 | 0.021484 | 0.021335
Scenario 4: Reference ZEAS Phase In | SDG&E | Com | BldgEnv | Com - Office (Large) | Electric Demand (MW) | Energy Efficiency | 0.14738 | 0.14338 | 0.1395 | 0.13576 | 0.13215 | 0.12866 | 0.1253 | 0.12206 | 0.11893 | 0.1159 | 0.11297 | 0.11014 | 0.10741
Scenario 4: Reference ZEAS Phase In | SDG&E | Com | BldgEnv | Com - Office (Large) | Electric Energy (GWh/year) | Energy Efficiency | 0.050355 | 0.048987 | 0.047664 | 0.046386 | 0.04515 | 0.043958 | 0.042811 | 0.041704 | 0.040633 | 0.039598 | 0.038598 | 0.037632 | 0.0367
Scenario 4: Reference ZEAS Phase In | SDG&E | Com | BldgEnv | Com - Office (Large) | Gas Energy (MMTherm/year) | Energy Efficiency | 0.018158 | 0.017664 | 0.017187 | 0.016727 | 0.016281 | 0.015851 | 0.015437 | 0.015038 | 0.014652 | 0.014279 | 0.013918 | 0.01357 | 0.013234
Scenario 4: Reference ZEAS Phase In | SDG&E | Com | BldgEnv | Com - Office (Small) | Electric Demand (MW) | Energy Efficiency | 0.088483 | 0.087731 | 0.086987 | 0.086253 | 0.085526 | 0.084809 | 0.084101 | 0.083401 | 0.08271 | 0.082027 | 0.081352 | 0.080685 | 0.080026
Scenario 4: Reference ZEAS Phase In | SDG&E | Com | BldgEnv | Com - Office (Small) | Electric Energy (GWh/year) | Energy Efficiency | 0.030232 | 0.029975 | 0.029721 | 0.02947 | 0.029222 | 0.028976 | 0.028734 | 0.028495 | 0.028259 | 0.028026 | 0.027795 | 0.027567 | 0.027342
Scenario 4: Reference ZEAS Phase In | SDG&E | Com | BldgEnv | Com - Office (Small) | Gas Energy (MMTherm/year) | Energy Efficiency | 0.010901 | 0.010809 | 0.010717 | 0.010627 | 0.010537 | 0.010449 | 0.010361 | 0.010275 | 0.01019 | 0.010106 | 0.010023 | 0.0099406 | 0.0098594
Scenario 4: Reference ZEAS Phase In | SDG&E | Com | BldgEnv | Com - Other | Electric Demand (MW) | Energy Efficiency | 0.11839 | 0.11775 | 0.11712 | 0.1165 | 0.11589 | 0.11528 | 0.11468 | 0.11409 | 0.1135 | 0.11292 | 0.11235 | 0.11179 | 0.11123
Scenario 4: Reference ZEAS Phase In | SDG&E | Com | BldgEnv | Com - Other | Electric Energy (GWh/year) | Energy Efficiency | 0.040471 | 0.040252 | 0.040037 | 0.039824 | 0.039614 | 0.039406 | 0.039201 | 0.038998 | 0.038798 | 0.038601 | 0.038405 | 0.038212 | 0.038022
Scenario 4: Reference ZEAS Phase In | SDG&E | Com | BldgEnv | Com - Other | Gas Energy (MMTherm/year) | Energy Efficiency | 0.014586 | 0.014508 | 0.01443 | 0.014353 | 0.014277 | 0.014203 | 0.014129 | 0.014056 | 0.013984 | 0.013912 | 0.013842 | 0.013772 | 0.013704
Scenario 4: Reference ZEAS Phase In | SDG&E | Com | BldgEnv | Com - Refrig. Warehouse | Electric Demand (MW) | Energy Efficiency | 0.0035981 | 0.0035806 | 0.0035633 | 0.0035461 | 0.0035291 | 0.0035123 | 0.0034956 | 0.0034792 | 0.003463 | 0.003447 | 0.0034312 | 0.0034156 | 0.0034002
Scenario 4: Reference ZEAS Phase In | SDG&E | Com | BldgEnv | Com - Refrig. Warehouse | Electric Energy (GWh/year) | Energy Efficiency | 0.0012294 | 0.0012234 | 0.0012175 | 0.0012116 | 0.0012058 | 0.0012 | 0.0011943 | 0.0011887 | 0.0011832 | 0.0011777 | 0.0011723 | 0.001167 | 0.0011617
Scenario 4: Reference ZEAS Phase In | SDG&E | Com | BldgEnv | Com - Refrig. Warehouse | Gas Energy (MMTherm/year) | Energy Efficiency | 0.0004433 | 0.00044114 | 0.00043901 | 0.00043689 | 0.0004348 | 0.00043272 | 0.00043067 | 0.00042865 | 0.00042665 | 0.00042467 | 0.00042273 | 0.00042081 | 0.00041892
Scenario 4: Reference ZEAS Phase In | SDG&E | Com | BldgEnv | Com - Restaurant | Electric Demand (MW) | Energy Efficiency | 0.039759 | 0.039467 | 0.039178 | 0.038894 | 0.038614 | 0.038338 | 0.038066 | 0.037798 | 0.037534 | 0.037273 | 0.037016 | 0.036763 | 0.036513
Scenario 4: Reference ZEAS Phase In | SDG&E | Com | BldgEnv | Com - Restaurant | Electric Energy (GWh/year) | Energy Efficiency | 0.013584 | 0.013484 | 0.013386 | 0.013289 | 0.013193 | 0.013099 | 0.013006 | 0.012914 | 0.012824 | 0.012735 | 0.012647 | 0.012561 | 0.012475
Scenario 4: Reference ZEAS Phase In | SDG&E | Com | BldgEnv | Com - Restaurant | Gas Energy (MMTherm/year) | Energy Efficiency | 0.0048985 | 0.0048624 | 0.0048268 | 0.0047918 | 0.0047573 | 0.0047233 | 0.0046898 | 0.0046568 | 0.0046243 | 0.0045922 | 0.0045605 | 0.0045293 | 0.0044986
Scenario 4: Reference ZEAS Phase In | SDG&E | Com | BldgEnv | Com - Retail | Electric Demand (MW) | Energy Efficiency | 0.22193 | 0.22033 | 0.21877 | 0.21722 | 0.21569 | 0.21418 | 0.21269 | 0.21122 | 0.20977 | 0.20834 | 0.20693 | 0.20554 | 0.20417
Scenario 4: Reference ZEAS Phase In | SDG&E | Com | BldgEnv | Com - Retail | Electric Energy (GWh/year) | Energy Efficiency | 0.075824 | 0.075281 | 0.074745 | 0.074216 | 0.073693 | 0.073178 | 0.072669 | 0.072168 | 0.071673 | 0.071184 | 0.070702 | 0.070226 | 0.069757
Scenario 4: Reference ZEAS Phase In | SDG&E | Com | BldgEnv | Com - Retail | Gas Energy (MMTherm/year) | Energy Efficiency | 0.053573 | 0.053189 | 0.05281 | 0.052437 | 0.052067 | 0.051703 | 0.051344 | 0.050989 | 0.05064 | 0.050294 | 0.049954 | 0.049617 | 0.049286
Scenario 4: Reference ZEAS Phase In | SDG&E | Com | BldgEnv | Com - School | Electric Demand (MW) | Energy Efficiency | 0.079839 | 0.078109 | 0.076423 | 0.074782 | 0.073185 | 0.071631 | 0.070117 | 0.068644 | 0.06721 | 0.065816 | 0.06446 | 0.06314 | 0.061857
Scenario 4: Reference ZEAS Phase In | SDG&E | Com | BldgEnv | Com - School | Electric Energy (GWh/year) | Energy Efficiency | 0.027278 | 0.026687 | 0.026111 | 0.025551 | 0.025005 | 0.024474 | 0.023957 | 0.023453 | 0.022964 | 0.022487 | 0.022024 | 0.021573 | 0.021135
Scenario 4: Reference ZEAS Phase In | SDG&E | Com | BldgEnv | Com - School | Gas Energy (MMTherm/year) | Energy Efficiency | 0.0098364 | 0.0096232 | 0.0094156 | 0.0092134 | 0.0090166 | 0.0088251 | 0.0086386 | 0.0084571 | 0.0082805 | 0.0081087 | 0.0079416 | 0.0077791 | 0.007621
Scenario 4: Reference ZEAS Phase In | SDG&E | Com | BldgEnv | Com - Warehouse | Electric Demand (MW) | Energy Efficiency | 0.13473 | 0.13431 | 0.1339 | 0.1335 | 0.1331 | 0.1327 | 0.13231 | 0.13192 | 0.13154 | 0.13116 | 0.13079 | 0.13042 | 0.13005
Scenario 4: Reference ZEAS Phase In | SDG&E | Com | BldgEnv | Com - Warehouse | Electric Energy (GWh/year) | Energy Efficiency | 0.088038 | 0.087766 | 0.087498 | 0.087234 | 0.086972 | 0.086713 | 0.086458 | 0.086205 | 0.085955 | 0.085708 | 0.085464 | 0.085222 | 0.084983
Scenario 4: Reference ZEAS Phase In | SDG&E | Com | BldgEnv | Com - Warehouse | Gas Energy (MMTherm/year) | Energy Efficiency | 0.027835 | 0.02775 | 0.027665 | 0.027581 | 0.027498 | 0.027417 | 0.027336 | 0.027256 | 0.027177 | 0.027099 | 0.027022 | 0.026945 | 0.026869
Scenario 4: Reference ZEAS Phase In | SDG&E | Com | ComRefrig | Com - College | Electric Demand (MW) | Energy Efficiency | 0.0089503 | 0.0090228 | 0.0090944 | 0.0091683 | 0.0092406 | 0.009315 | 0.0093916 | 0.0094691 | 0.0095478 | 0.0096282 | 0.0097092 | 0.0097983 | 0.0098887
Scenario 4: Reference ZEAS Phase In | SDG&E | Com | ComRefrig | Com - College | Electric Energy (GWh/year) | Energy Efficiency | 0.08813 | 0.088703 | 0.089268 | 0.089854 | 0.090425 | 0.091016 | 0.091625 | 0.092243 | 0.092871 | 0.093514 | 0.094163 | 0.094882 | 0.095612
Scenario 4: Reference ZEAS Phase In | SDG&E | Com | ComRefrig | Com - College | Gas Energy (MMTherm/year) | Energy Efficiency | -0.0012366 | -0.0012497 | -0.0012627 | -0.001276 | -0.0012891 | -0.0013024 | -0.0013162 | -0.0013301 | -0.0013441 | -0.0013585 | -0.0013729 | -0.0013887 | -0.0014047
Scenario 4: Reference ZEAS Phase In | SDG&E | Com | ComRefrig | Com - Grocery | Electric Demand (MW) | Energy Efficiency | 4.2684 | 4.2561 | 4.2444 | 4.2334 | 4.2228 | 4.213 | 4.2041 | 4.1958 | 4.188 | 4.1808 | 4.1741 | 4.168 | 4.1626
Scenario 4: Reference ZEAS Phase In | SDG&E | Com | ComRefrig | Com - Grocery | Electric Energy (GWh/year) | Energy Efficiency | 45.0912 | 44.8929 | 44.6999 | 44.5139 | 44.3317 | 44.1568 | 43.9892 | 43.8281 | 43.6716 | 43.521 | 43.3755 | 43.2352 | 43.1011
Scenario 4: Reference ZEAS Phase In | SDG&E | Com | ComRefrig | Com - Grocery | Gas Energy (MMTherm/year) | Energy Efficiency | 0.3679 | 0.36396 | 0.36004 | 0.35615 | 0.35228 | 0.34843 | 0.34461 | 0.3408 | 0.33701 | 0.33325 | 0.32951 | 0.3258 | 0.3221
Scenario 4: Reference ZEAS Phase In | SDG&E | Com | ComRefrig | Com - Health | Electric Demand (MW) | Energy Efficiency | 0.041405 | 0.042179 | 0.042931 | 0.04369 | 0.04442 | 0.045113 | 0.045688 | 0.046248 | 0.046822 | 0.047451 | 0.048161 | 0.04878 | 0.049346
Scenario 4: Reference ZEAS Phase In | SDG&E | Com | ComRefrig | Com - Health | Electric Energy (GWh/year) | Energy Efficiency | 0.36269 | 0.36948 | 0.37606 | 0.3827 | 0.3891 | 0.39517 | 0.40021 | 0.40512 | 0.41014 | 0.41565 | 0.42188 | 0.42729 | 0.43226
Scenario 4: Reference ZEAS Phase In | SDG&E | Com | ComRefrig | Com - Health | Gas Energy (MMTherm/year) | Energy Efficiency | -0.0077806 | -0.0079261 | -0.0080674 | -0.0082099 | -0.0083471 | -0.0084773 | -0.0085855 | -0.0086908 | -0.0087985 | -0.0089167 | -0.0090502 | -0.0091664 | -0.0092729
Scenario 4: Reference ZEAS Phase In | SDG&E | Com | ComRefrig | Com - Refrig. Warehouse | Electric Demand (MW) | Energy Efficiency | 0.0043004 | 0.0042799 | 0.0042597 | 0.0042397 | 0.0042199 | 0.0042003 | 0.004181 | 0.004162 | 0.0041432 | 0.0041248 | 0.0041067 | 0.0040888 | 0.0040713
Scenario 4: Reference ZEAS Phase In | SDG&E | Com | ComRefrig | Com - Refrig. Warehouse | Electric Energy (GWh/year) | Energy Efficiency | 0.05598 | 0.055704 | 0.05543 | 0.055158 | 0.054889 | 0.054622 | 0.054357 | 0.054096 | 0.053837 | 0.053582 | 0.053329 | 0.053079 | 0.052832
Scenario 4: Reference ZEAS Phase In | SDG&E | Com | ComRefrig | Com - Refrig. Warehouse | Gas Energy (MMTherm/year) | Energy Efficiency | -1.6954e-05 | -1.6911e-05 | -1.6873e-05 | -1.6836e-05 | -1.6802e-05 | -1.6771e-05 | -1.6745e-05 | -1.6722e-05 | -1.6705e-05 | -1.6691e-05 | -1.6683e-05 | -1.668e-05 | -1.6681e-05
Scenario 4: Reference ZEAS Phase In | SDG&E | Com | ComRefrig | Com - Restaurant | Electric Demand (MW) | Energy Efficiency | 0.17954 | 0.17875 | 0.178 | 0.17727 | 0.17658 | 0.17591 | 0.17527 | 0.17467 | 0.17408 | 0.17352 | 0.17298 | 0.17247 | 0.17198
Scenario 4: Reference ZEAS Phase In | SDG&E | Com | ComRefrig | Com - Restaurant | Electric Energy (GWh/year) | Energy Efficiency | 1.8969 | 1.8865 | 1.8764 | 1.8666 | 1.8571 | 1.8478 | 1.8388 | 1.8301 | 1.8216 | 1.8133 | 1.8052 | 1.7974 | 1.7897
Scenario 4: Reference ZEAS Phase In | SDG&E | Com | ComRefrig | Com - Restaurant | Gas Energy (MMTherm/year) | Energy Efficiency | 0.017075 | 0.016907 | 0.01674 | 0.016574 | 0.016408 | 0.016244 | 0.01608 | 0.015917 | 0.015756 | 0.015595 | 0.015436 | 0.015277 | 0.015119
Scenario 4: Reference ZEAS Phase In | SDG&E | Com | ComRefrig | Com - Retail | Electric Demand (MW) | Energy Efficiency | 2.3695 | 2.3579 | 2.3466 | 2.3357 | 2.325 | 2.3147 | 2.3047 | 2.2951 | 2.2857 | 2.2767 | 2.2679 | 2.2595 | 2.2514
Scenario 4: Reference ZEAS Phase In | SDG&E | Com | ComRefrig | Com - Retail | Electric Energy (GWh/year) | Energy Efficiency | 22.9187 | 22.7924 | 22.6693 | 22.5493 | 22.4314 | 22.3168 | 22.2053 | 22.0967 | 21.9907 | 21.8874 | 21.7867 | 21.6886 | 21.5934
Scenario 4: Reference ZEAS Phase In | SDG&E | Com | ComRefrig | Com - Retail | Gas Energy (MMTherm/year) | Energy Efficiency | 0.42555 | 0.42184 | 0.41816 | 0.4145 | 0.41087 | 0.40726 | 0.40367 | 0.40011 | 0.39657 | 0.39306 | 0.38957 | 0.38611 | 0.38266
Scenario 4: Reference ZEAS Phase In | SDG&E | Com | ComRefrig | Com - School | Electric Demand (MW) | Energy Efficiency | 0.0039731 | 0.0039306 | 0.0038902 | 0.0038516 | 0.0038151 | 0.0037804 | 0.0037475 | 0.0037164 | 0.0036871 | 0.0036596 | 0.003634 | 0.0036101 | 0.0035879
Scenario 4: Reference ZEAS Phase In | SDG&E | Com | ComRefrig | Com - School | Electric Energy (GWh/year) | Energy Efficiency | 0.048126 | 0.047389 | 0.046677 | 0.04599 | 0.045328 | 0.04469 | 0.044074 | 0.043482 | 0.042912 | 0.042366 | 0.041841 | 0.041338 | 0.040856
Scenario 4: Reference ZEAS Phase In | SDG&E | Com | ComRefrig | Com - School | Gas Energy (MMTherm/year) | Energy Efficiency | -0.00013086 | -0.00012893 | -0.00012707 | -0.00012527 | -0.00012355 | -0.00012189 | -0.00012029 | -0.00011875 | -0.00011728 | -0.00011587 | -0.00011451 | -0.00011322 | -0.00011198
Scenario 4: Reference ZEAS Phase In | SDG&E | Com | FoodServ | Com - College | Electric Demand (MW) | Energy Efficiency | 0.15092 | 0.15352 | 0.1561 | 0.15874 | 0.16133 | 0.16398 | 0.16669 | 0.16942 | 0.17219 | 0.175 | 0.17782 | 0.18088 | 0.18397
Scenario 4: Reference ZEAS Phase In | SDG&E | Com | FoodServ | Com - College | Electric Demand (MW) | Fuel Substitution | -0.23207 | -0.23091 | -0.22974 | -0.22859 | -0.22744 | -0.22629 | -0.22515 | -0.22402 | -0.22289 | -0.22177 | -0.22066 | -0.21954 | -0.21844
Scenario 4: Reference ZEAS Phase In | SDG&E | Com | FoodServ | Com - College | Electric Energy (GWh/year) | Energy Efficiency | 0.69593 | 0.70819 | 0.72031 | 0.73274 | 0.74494 | 0.75741 | 0.77016 | 0.78302 | 0.79602 | 0.80924 | 0.82253 | 0.8369 | 0.85143
Scenario 4: Reference ZEAS Phase In | SDG&E | Com | FoodServ | Com - College | Electric Energy (GWh/year) | Fuel Substitution | -2.4647 | -2.4523 | -2.44 | -2.4277 | -2.4155 | -2.4033 | -2.3912 | -2.3792 | -2.3672 | -2.3553 | -2.3435 | -2.3317 | -2.3199
Scenario 4: Reference ZEAS Phase In | SDG&E | Com | FoodServ | Com - College | Gas Energy (MMTherm/year) | Energy Efficiency | 0.031893 | 0.033265 | 0.034622 | 0.036009 | 0.037372 | 0.03876 | 0.040175 | 0.041599 | 0.043037 | 0.044495 | 0.045959 | 0.047527 | 0.049109
Scenario 4: Reference ZEAS Phase In | SDG&E | Com | FoodServ | Com - College | Gas Energy (MMTherm/year) | Fuel Substitution | 0.25608 | 0.25479 | 0.25351 | 0.25223 | 0.25096 | 0.2497 | 0.24844 | 0.24719 | 0.24595 | 0.24471 | 0.24348 | 0.24225 | 0.24103
Scenario 4: Reference ZEAS Phase In | SDG&E | Com | FoodServ | Com - Grocery | Electric Demand (MW) | Energy Efficiency | 0.78183 | 0.79168 | 0.80173 | 0.8121 | 0.82255 | 0.83336 | 0.84454 | 0.85602 | 0.86764 | 0.87953 | 0.8916 | 0.90388 | 0.91644
Scenario 4: Reference ZEAS Phase In | SDG&E | Com | FoodServ | Com - Grocery | Electric Demand (MW) | Fuel Substitution | -1.5565 | -1.5425 | -1.5285 | -1.5146 | -1.5009 | -1.4873 | -1.4739 | -1.4605 | -1.4473 | -1.4342 | -1.4212 | -1.4083 | -1.3956
Scenario 4: Reference ZEAS Phase In | SDG&E | Com | FoodServ | Com - Grocery | Electric Energy (GWh/year) | Energy Efficiency | 3.5671 | 3.6131 | 3.6599 | 3.7083 | 3.7571 | 3.8075 | 3.8596 | 3.9131 | 3.9672 | 4.0225 | 4.0787 | 4.1359 | 4.1944
Scenario 4: Reference ZEAS Phase In | SDG&E | Com | FoodServ | Com - Grocery | Electric Energy (GWh/year) | Fuel Substitution | -28.1431 | -27.8882 | -27.6356 | -27.3854 | -27.1374 | -26.8916 | -26.6481 | -26.4067 | -26.1676 | -25.9306 | -25.6958 | -25.4631 | -25.2325
Scenario 4: Reference ZEAS Phase In | SDG&E | Com | FoodServ | Com - Grocery | Gas Energy (MMTherm/year) | Energy Efficiency | 0.16297 | 0.17478 | 0.18671 | 0.19886 | 0.21103 | 0.22345 | 0.23612 | 0.24899 | 0.26195 | 0.27506 | 0.2883 | 0.30166 | 0.31521
Scenario 4: Reference ZEAS Phase In | SDG&E | Com | FoodServ | Com - Grocery | Gas Energy (MMTherm/year) | Fuel Substitution | 2.925 | 2.8985 | 2.8723 | 2.8463 | 2.8205 | 2.795 | 2.7696 | 2.7446 | 2.7197 | 2.6951 | 2.6707 | 2.6465 | 2.6225
Scenario 4: Reference ZEAS Phase In | SDG&E | Com | FoodServ | Com - Health | Electric Demand (MW) | Energy Efficiency | 0.40606 | 0.41686 | 0.42737 | 0.43796 | 0.44817 | 0.45789 | 0.46604 | 0.47398 | 0.4821 | 0.49095 | 0.50089 | 0.5096 | 0.51763
Scenario 4: Reference ZEAS Phase In | SDG&E | Com | FoodServ | Com - Health | Electric Demand (MW) | Fuel Substitution | -0.66337 | -0.66114 | -0.65893 | -0.65671 | -0.65451 | -0.65231 | -0.65013 | -0.64794 | -0.64577 | -0.6436 | -0.64144 | -0.63929 | -0.63714
Scenario 4: Reference ZEAS Phase In | SDG&E | Com | FoodServ | Com - Health | Electric Energy (GWh/year) | Energy Efficiency | 1.8471 | 1.8974 | 1.9463 | 1.9955 | 2.0431 | 2.0883 | 2.1262 | 2.1632 | 2.201 | 2.2422 | 2.2885 | 2.329 | 2.3664
Scenario 4: Reference ZEAS Phase In | SDG&E | Com | FoodServ | Com - Health | Electric Energy (GWh/year) | Fuel Substitution | -8.3322 | -8.3042 | -8.2763 | -8.2486 | -8.2209 | -8.1933 | -8.1658 | -8.1384 | -8.1111 | -8.0839 | -8.0567 | -8.0297 | -8.0027
Scenario 4: Reference ZEAS Phase In | SDG&E | Com | FoodServ | Com - Health | Gas Energy (MMTherm/year) | Energy Efficiency | 0.073113 | 0.078976 | 0.084687 | 0.09044 | 0.096002 | 0.10131 | 0.10583 | 0.11025 | 0.11476 | 0.11963 | 0.12505 | 0.12984 | 0.13429
Scenario 4: Reference ZEAS Phase In | SDG&E | Com | FoodServ | Com - Health | Gas Energy (MMTherm/year) | Fuel Substitution | 0.8887 | 0.88572 | 0.88275 | 0.87978 | 0.87683 | 0.87389 | 0.87096 | 0.86803 | 0.86512 | 0.86222 | 0.85932 | 0.85644 | 0.85357
Scenario 4: Reference ZEAS Phase In | SDG&E | Com | FoodServ | Com - Lodging | Electric Demand (MW) | Energy Efficiency | 0.58784 | 0.59606 | 0.60368 | 0.61119 | 0.61804 | 0.62468 | 0.63097 | 0.63694 | 0.64276 | 0.64839 | 0.6537 | 0.65874 | 0.66362
Scenario 4: Reference ZEAS Phase In | SDG&E | Com | FoodServ | Com - Lodging | Electric Demand (MW) | Fuel Substitution | -0.79331 | -0.78687 | -0.78048 | -0.77414 | -0.76785 | -0.76162 | -0.75543 | -0.7493 | -0.74321 | -0.73718 | -0.73119 | -0.72525 | -0.71936
Scenario 4: Reference ZEAS Phase In | SDG&E | Com | FoodServ | Com - Lodging | Electric Energy (GWh/year) | Energy Efficiency | 2.6936 | 2.7319 | 2.7674 | 2.8024 | 2.8343 | 2.8653 | 2.8946 | 2.9225 | 2.9497 | 2.976 | 3.0008 | 3.0243 | 3.0471
Scenario 4: Reference ZEAS Phase In | SDG&E | Com | FoodServ | Com - Lodging | Electric Energy (GWh/year) | Fuel Substitution | -9.8349 | -9.755 | -9.6758 | -9.5972 | -9.5193 | -9.442 | -9.3653 | -9.2893 | -9.2138 | -9.139 | -9.0648 | -8.9912 | -8.9182
Scenario 4: Reference ZEAS Phase In | SDG&E | Com | FoodServ | Com - Lodging | Gas Energy (MMTherm/year) | Energy Efficiency | 0.061442 | 0.066085 | 0.070482 | 0.074821 | 0.078887 | 0.08286 | 0.086685 | 0.090375 | 0.093992 | 0.09752 | 0.10091 | 0.10419 | 0.1074
Scenario 4: Reference ZEAS Phase In | SDG&E | Com | FoodServ | Com - Lodging | Gas Energy (MMTherm/year) | Fuel Substitution | 1.0196 | 1.0113 | 1.0031 | 0.99493 | 0.98685 | 0.97883 | 0.97088 | 0.963 | 0.95518 | 0.94742 | 0.93973 | 0.9321 | 0.92453
Scenario 4: Reference ZEAS Phase In | SDG&E | Com | FoodServ | Com - Office (Large) | Electric Demand (MW) | Energy Efficiency | 0.0028914 | 0.0029227 | 0.0029539 | 0.0029853 | 0.003016 | 0.0030481 | 0.003082 | 0.0031169 | 0.0031508 | 0.0031846 | 0.0032179 | 0.0032513 | 0.0032847
Scenario 4: Reference ZEAS Phase In | SDG&E | Com | FoodServ | Com - Office (Large) | Electric Energy (GWh/year) | Energy Efficiency | 0.025361 | 0.025635 | 0.025909 | 0.026185 | 0.026454 | 0.026735 | 0.027033 | 0.027339 | 0.027636 | 0.027932 | 0.028225 | 0.028517 | 0.028811
Scenario 4: Reference ZEAS Phase In | SDG&E | Com | FoodServ | Com - Office (Small) | Electric Demand (MW) | Energy Efficiency | 0.0017634 | 0.0017723 | 0.0017814 | 0.0017905 | 0.0017997 | 0.0018091 | 0.0018186 | 0.0018283 | 0.001838 | 0.0018479 | 0.0018578 | 0.0018678 | 0.0018779
Scenario 4: Reference ZEAS Phase In | SDG&E | Com | FoodServ | Com - Office (Small) | Electric Energy (GWh/year) | Energy Efficiency | 0.015467 | 0.015545 | 0.015625 | 0.015705 | 0.015786 | 0.015868 | 0.015952 | 0.016036 | 0.016122 | 0.016208 | 0.016295 | 0.016383 | 0.016472
Scenario 4: Reference ZEAS Phase In | SDG&E | Com | FoodServ | Com - Other | Electric Demand (MW) | Energy Efficiency | 0.94749 | 0.96214 | 0.97717 | 0.99259 | 1.0081 | 1.0241 | 1.0404 | 1.057 | 1.0738 | 1.091 | 1.1083 | 1.1259 | 1.1439
Scenario 4: Reference ZEAS Phase In | SDG&E | Com | FoodServ | Com - Other | Electric Demand (MW) | Fuel Substitution | -4.2504 | -4.2214 | -4.1925 | -4.1638 | -4.1353 | -4.107 | -4.0789 | -4.051 | -4.0233 | -3.9958 | -3.9684 | -3.9413 | -3.9143
Scenario 4: Reference ZEAS Phase In | SDG&E | Com | FoodServ | Com - Other | Electric Energy (GWh/year) | Energy Efficiency | 4.6207 | 4.6922 | 4.7655 | 4.8408 | 4.9166 | 4.9944 | 5.0739 | 5.1549 | 5.2372 | 5.3208 | 5.4055 | 5.4915 | 5.5789
Scenario 4: Reference ZEAS Phase In | SDG&E | Com | FoodServ | Com - Other | Electric Energy (GWh/year) | Fuel Substitution | -24.8856 | -24.7153 | -24.5462 | -24.3783 | -24.2115 | -24.0458 | -23.8813 | -23.7179 | -23.5556 | -23.3945 | -23.2344 | -23.0754 | -22.9175
Scenario 4: Reference ZEAS Phase In | SDG&E | Com | FoodServ | Com - Other | Gas Energy (MMTherm/year) | Energy Efficiency | 0.23696 | 0.24954 | 0.26234 | 0.27539 | 0.2885 | 0.30186 | 0.31545 | 0.32922 | 0.34314 | 0.35723 | 0.37146 | 0.38584 | 0.4004
Scenario 4: Reference ZEAS Phase In | SDG&E | Com | FoodServ | Com - Other | Gas Energy (MMTherm/year) | Fuel Substitution | 2.3903 | 2.374 | 2.3577 | 2.3416 | 2.3256 | 2.3096 | 2.2938 | 2.2781 | 2.2626 | 2.2471 | 2.2317 | 2.2164 | 2.2013
Scenario 4: Reference ZEAS Phase In | SDG&E | Com | FoodServ | Com - Restaurant | Electric Demand (MW) | Energy Efficiency | 2.2062 | 2.2239 | 2.2426 | 2.2623 | 2.2831 | 2.3046 | 2.3271 | 2.3505 | 2.3745 | 2.3992 | 2.4246 | 2.4506 | 2.4772
Scenario 4: Reference ZEAS Phase In | SDG&E | Com | FoodServ | Com - Restaurant | Electric Demand (MW) | Fuel Substitution | -9.4551 | -9.3721 | -9.2898 | -9.2083 | -9.1274 | -9.0473 | -8.9678 | -8.8891 | -8.8111 | -8.7337 | -8.657 | -8.581 | -8.5057
Scenario 4: Reference ZEAS Phase In | SDG&E | Com | FoodServ | Com - Restaurant | Electric Energy (GWh/year) | Energy Efficiency | 10.8513 | 10.9383 | 11.0302 | 11.127 | 11.229 | 11.3347 | 11.4453 | 11.5603 | 11.6783 | 11.7995 | 11.924 | 12.0519 | 12.1827
Scenario 4: Reference ZEAS Phase In | SDG&E | Com | FoodServ | Com - Restaurant | Electric Energy (GWh/year) | Fuel Substitution | -91.3129 | -90.5112 | -89.7165 | -88.9288 | -88.1481 | -87.3741 | -86.607 | -85.8466 | -85.0929 | -84.3458 | -83.6053 | -82.8713 | -82.1437
Scenario 4: Reference ZEAS Phase In | SDG&E | Com | FoodServ | Com - Restaurant | Gas Energy (MMTherm/year) | Energy Efficiency | 0.49617 | 0.52378 | 0.55215 | 0.58127 | 0.61118 | 0.64165 | 0.67286 | 0.70474 | 0.73706 | 0.76982 | 0.80307 | 0.8368 | 0.87097
Scenario 4: Reference ZEAS Phase In | SDG&E | Com | FoodServ | Com - Restaurant | Gas Energy (MMTherm/year) | Fuel Substitution | 9.1731 | 9.0925 | 9.0127 | 8.9336 | 8.8551 | 8.7774 | 8.7003 | 8.6239 | 8.5482 | 8.4732 | 8.3988 | 8.325 | 8.2519
Scenario 4: Reference ZEAS Phase In | SDG&E | Com | FoodServ | Com - Retail | Electric Demand (MW) | Energy Efficiency | 0.071012 | 0.071939 | 0.072909 | 0.073922 | 0.074954 | 0.07603 | 0.07715 | 0.078307 | 0.079496 | 0.080719 | 0.081972 | 0.083258 | 0.084583
Scenario 4: Reference ZEAS Phase In | SDG&E | Com | FoodServ | Com - Retail | Electric Energy (GWh/year) | Energy Efficiency | 0.36151 | 0.36612 | 0.37094 | 0.37598 | 0.38112 | 0.38648 | 0.39205 | 0.39781 | 0.40374 | 0.40984 | 0.41608 | 0.42249 | 0.4291
Scenario 4: Reference ZEAS Phase In | SDG&E | Com | FoodServ | Com - Retail | Gas Energy (MMTherm/year) | Energy Efficiency | 0.0058332 | 0.0059118 | 0.005994 | 0.0060799 | 0.0061673 | 0.0062584 | 0.0063531 | 0.006451 | 0.0065515 | 0.0066549 | 0.0067608 | 0.0068695 | 0.0069813
Scenario 4: Reference ZEAS Phase In | SDG&E | Com | FoodServ | Com - School | Electric Demand (MW) | Energy Efficiency | 0.39415 | 0.40227 | 0.4105 | 0.41883 | 0.42734 | 0.43595 | 0.44465 | 0.45346 | 0.46243 | 0.47154 | 0.4808 | 0.49021 | 0.49975
Scenario 4: Reference ZEAS Phase In | SDG&E | Com | FoodServ | Com - School | Electric Demand (MW) | Fuel Substitution | -0.25213 | -0.24602 | -0.24006 | -0.23424 | -0.22857 | -0.22303 | -0.21763 | -0.21236 | -0.20721 | -0.20219 | -0.19729 | -0.19251 | -0.18785
Scenario 4: Reference ZEAS Phase In | SDG&E | Com | FoodServ | Com - School | Electric Energy (GWh/year) | Energy Efficiency | 1.8135 | 1.8517 | 1.8904 | 1.9295 | 1.9695 | 2.0099 | 2.0507 | 2.092 | 2.134 | 2.1767 | 2.2201 | 2.2641 | 2.3088
Scenario 4: Reference ZEAS Phase In | SDG&E | Com | FoodServ | Com - School | Electric Energy (GWh/year) | Fuel Substitution | -3.0922 | -3.0173 | -2.9442 | -2.8728 | -2.8032 | -2.7353 | -2.669 | -2.6044 | -2.5413 | -2.4797 | -2.4196 | -2.361 | -2.3038
Scenario 4: Reference ZEAS Phase In | SDG&E | Com | FoodServ | Com - School | Gas Energy (MMTherm/year) | Energy Efficiency | 0.065768 | 0.06964 | 0.073513 | 0.077387 | 0.081284 | 0.085179 | 0.089073 | 0.092973 | 0.096892 | 0.10083 | 0.10478 | 0.10876 | 0.11275
Scenario 4: Reference ZEAS Phase In | SDG&E | Com | FoodServ | Com - School | Gas Energy (MMTherm/year) | Fuel Substitution | 0.32448 | 0.31662 | 0.30895 | 0.30146 | 0.29416 | 0.28703 | 0.28008 | 0.27329 | 0.26667 | 0.26021 | 0.2539 | 0.24775 | 0.24175
Scenario 4: Reference ZEAS Phase In | SDG&E | Com | HVAC | Com - College | Electric Demand (MW) | Energy Efficiency | 2.2115 | 2.2302 | 2.2486 | 2.2677 | 2.2863 | 2.3055 | 2.3204 | 2.3403 | 2.3605 | 2.3812 | 2.4019 | 2.4248 | 2.4479
Scenario 4: Reference ZEAS Phase In | SDG&E | Com | HVAC | Com - College | Electric Demand (MW) | Fuel Substitution | 0 | 0 | 0 | 0 | 0.058798 | 0.058502 | 0.058208 | 0.057915 | 0.057624 | 0.057334 | 0.057045 | 0.056758 | 0.056472
Scenario 4: Reference ZEAS Phase In | SDG&E | Com | HVAC | Com - College | Electric Energy (GWh/year) | Energy Efficiency | 6.1249 | 6.1603 | 6.1953 | 6.2316 | 6.267 | 6.3037 | 6.3068 | 6.3448 | 6.3835 | 6.4232 | 6.4632 | 6.5078 | 6.5531
Scenario 4: Reference ZEAS Phase In | SDG&E | Com | HVAC | Com - College | Electric Energy (GWh/year) | Fuel Substitution | -0.039687 | -0.039488 | -0.039289 | -0.039091 | 0.20035 | 0.19934 | 0.19834 | 0.19734 | 0.19635 | 0.19536 | 0.19438 | 0.1934 | 0.19243
Scenario 4: Reference ZEAS Phase In | SDG&E | Com | HVAC | Com - College | Gas Energy (MMTherm/year) | Energy Efficiency | 0.096716 | 0.097844 | 0.098958 | 0.1001 | 0.099501 | 0.10063 | 0.083197 | 0.084134 | 0.085083 | 0.08605 | 0.087023 | 0.088084 | 0.089157
Scenario 4: Reference ZEAS Phase In | SDG&E | Com | HVAC | Com - College | Gas Energy (MMTherm/year) | Fuel Substitution | 0.02749 | 0.027352 | 0.027214 | 0.027077 | 0 | 0 | 0 | 0 | 0 | 0 | 0 | 0 | 0
Scenario 4: Reference ZEAS Phase In | SDG&E | Com | HVAC | Com - Grocery | Electric Demand (MW) | Energy Efficiency | 3.222 | 3.2499 | 3.2785 | 3.3067 | 3.3365 | 3.3678 | 3.4005 | 3.4342 | 3.4684 | 3.5036 | 3.5394 | 3.576 | 3.6135
Scenario 4: Reference ZEAS Phase In | SDG&E | Com | HVAC | Com - Grocery | Electric Demand (MW) | Fuel Substitution | 0 | 0 | 0 | 0 | 0.084669 | 0.083902 | 0.083142 | 0.082389 | 0.081643 | 0.080904 | 0.080171 | 0.079445 | 0.078726
Scenario 4: Reference ZEAS Phase In | SDG&E | Com | HVAC | Com - Grocery | Electric Energy (GWh/year) | Energy Efficiency | 11.9656 | 12.069 | 12.1752 | 12.2735 | 12.3828 | 12.4992 | 12.6203 | 12.7454 | 12.8725 | 13.0029 | 13.1359 | 13.2717 | 13.4111
Scenario 4: Reference ZEAS Phase In | SDG&E | Com | HVAC | Com - Grocery | Electric Energy (GWh/year) | Fuel Substitution | -3.5825 | -3.5501 | -3.5179 | -3.4861 | 0.65448 | 0.64856 | 0.64268 | 0.63686 | 0.63109 | 0.62538 | 0.61972 | 0.6141 | 0.60854
Scenario 4: Reference ZEAS Phase In | SDG&E | Com | HVAC | Com - Grocery | Gas Energy (MMTherm/year) | Energy Efficiency | 0.22526 | 0.22722 | 0.22924 | 0.23174 | 0.23319 | 0.23538 | 0.23766 | 0.24002 | 0.24241 | 0.24487 | 0.24737 | 0.24993 | 0.25255
Scenario 4: Reference ZEAS Phase In | SDG&E | Com | HVAC | Com - Grocery | Gas Energy (MMTherm/year) | Fuel Substitution | 0.49728 | 0.49277 | 0.48831 | 0.48389 | 6.9004e-07 | 6.838e-07 | 6.776e-07 | 6.7147e-07 | 6.6539e-07 | 6.5936e-07 | 6.5339e-07 | 6.4747e-07 | 6.4161e-07
Scenario 4: Reference ZEAS Phase In | SDG&E | Com | HVAC | Com - Health | Electric Demand (MW) | Energy Efficiency | 2.9172 | 2.9627 | 3.0068 | 3.0513 | 3.0941 | 3.1346 | 3.1611 | 3.1935 | 3.2267 | 3.2633 | 3.3048 | 3.3408 | 3.3736
Scenario 4: Reference ZEAS Phase In | SDG&E | Com | HVAC | Com - Health | Electric Demand (MW) | Fuel Substitution | 0 | 0 | 0 | 0 | 0.088772 | 0.088474 | 0.088177 | 0.087881 | 0.087586 | 0.087292 | 0.086999 | 0.086707 | 0.086416
Scenario 4: Reference ZEAS Phase In | SDG&E | Com | HVAC | Com - Health | Electric Energy (GWh/year) | Energy Efficiency | 18.3913 | 18.6588 | 18.9184 | 19.1804 | 19.4323 | 19.6706 | 19.816 | 20.006 | 20.2007 | 20.4155 | 20.6595 | 20.8705 | 21.063
Scenario 4: Reference ZEAS Phase In | SDG&E | Com | HVAC | Com - Health | Electric Energy (GWh/year) | Fuel Substitution | -0.05836 | -0.058164 | -0.057969 | -0.057774 | 0.59513 | 0.59313 | 0.59114 | 0.58916 | 0.58718 | 0.58521 | 0.58325 | 0.58129 | 0.57934
Scenario 4: Reference ZEAS Phase In | SDG&E | Com | HVAC | Com - Health | Gas Energy (MMTherm/year) | Energy Efficiency | 0.57188 | 0.5826 | 0.59301 | 0.60351 | 0.6104 | 0.61994 | 0.6007 | 0.60804 | 0.61555 | 0.62378 | 0.63308 | 0.64118 | 0.6486
Scenario 4: Reference ZEAS Phase In | SDG&E | Com | HVAC | Com - Health | Gas Energy (MMTherm/year) | Fuel Substitution | 0.079041 | 0.078775 | 0.078511 | 0.078248 | 2.5417e-06 | 2.5332e-06 | 2.5247e-06 | 2.5162e-06 | 2.5078e-06 | 2.4994e-06 | 2.491e-06 | 2.4826e-06 | 2.4743e-06
Scenario 4: Reference ZEAS Phase In | SDG&E | Com | HVAC | Com - Lodging | Electric Demand (MW) | Energy Efficiency | 2.1795 | 2.1984 | 2.2156 | 2.2326 | 2.2477 | 2.2623 | 2.2725 | 2.2853 | 2.2976 | 2.3094 | 2.3204 | 2.3307 | 2.3405
Scenario 4: Reference ZEAS Phase In | SDG&E | Com | HVAC | Com - Lodging | Electric Demand (MW) | Fuel Substitution | 0 | 0 | 0 | 0 | 0.061869 | 0.061367 | 0.060868 | 0.060374 | 0.059884 | 0.059398 | 0.058915 | 0.058437 | 0.057962
Scenario 4: Reference ZEAS Phase In | SDG&E | Com | HVAC | Com - Lodging | Electric Energy (GWh/year) | Energy Efficiency | 13.6344 | 13.7307 | 13.8178 | 13.9033 | 13.9786 | 14.0508 | 14.0934 | 14.1555 | 14.2153 | 14.2722 | 14.3245 | 14.3727 | 14.4187
Scenario 4: Reference ZEAS Phase In | SDG&E | Com | HVAC | Com - Lodging | Electric Energy (GWh/year) | Fuel Substitution | -0.51996 | -0.51574 | -0.51155 | -0.5074 | 0.35144 | 0.34859 | 0.34576 | 0.34295 | 0.34017 | 0.3374 | 0.33466 | 0.33195 | 0.32925
Scenario 4: Reference ZEAS Phase In | SDG&E | Com | HVAC | Com - Lodging | Gas Energy (MMTherm/year) | Energy Efficiency | 0.43671 | 0.44138 | 0.44567 | 0.44989 | 0.4521 | 0.45577 | 0.44618 | 0.44934 | 0.45241 | 0.45536 | 0.45812 | 0.46073 | 0.46324
Scenario 4: Reference ZEAS Phase In | SDG&E | Com | HVAC | Com - Lodging | Gas Energy (MMTherm/year) | Fuel Substitution | 0.11 | 0.1091 | 0.10822 | 0.10734 | 4.9629e-07 | 4.9226e-07 | 4.8826e-07 | 4.8429e-07 | 4.8036e-07 | 4.7646e-07 | 4.7259e-07 | 4.6875e-07 | 4.6495e-07
Scenario 4: Reference ZEAS Phase In | SDG&E | Com | HVAC | Com - Office (Large) | Electric Demand (MW) | Energy Efficiency | 3.4769 | 3.4816 | 3.4871 | 3.4936 | 3.5001 | 3.5086 | 3.5048 | 3.5171 | 3.5291 | 3.5416 | 3.5544 | 3.5677 | 3.5817
Scenario 4: Reference ZEAS Phase In | SDG&E | Com | HVAC | Com - Office (Large) | Electric Demand (MW) | Fuel Substitution | 0 | 0 | 0 | 0 | 0.064552 | 0.062479 | 0.060472 | 0.05853 | 0.05665 | 0.05483 | 0.053069 | 0.051365 | 0.049715
Scenario 4: Reference ZEAS Phase In | SDG&E | Com | HVAC | Com - Office (Large) | Electric Energy (GWh/year) | Energy Efficiency | 27.3315 | 27.2664 | 27.2096 | 27.1625 | 27.1189 | 27.092 | 26.9782 | 26.9831 | 26.9888 | 27.0005 | 27.0165 | 27.0384 | 27.0673
Scenario 4: Reference ZEAS Phase In | SDG&E | Com | HVAC | Com - Office (Large) | Electric Energy (GWh/year) | Fuel Substitution | 0.38656 | 0.37414 | 0.36213 | 0.3505 | 0.48317 | 0.46765 | 0.45263 | 0.43809 | 0.42402 | 0.4104 | 0.39722 | 0.38446 | 0.37211
Scenario 4: Reference ZEAS Phase In | SDG&E | Com | HVAC | Com - Office (Large) | Gas Energy (MMTherm/year) | Energy Efficiency | 0.18209 | 0.18406 | 0.18602 | 0.188 | 0.18925 | 0.19126 | 0.13607 | 0.13742 | 0.13873 | 0.14003 | 0.14132 | 0.14261 | 0.1439
Scenario 4: Reference ZEAS Phase In | SDG&E | Com | HVAC | Com - Office (Large) | Gas Energy (MMTherm/year) | Fuel Substitution | 0.0036919 | 0.0035733 | 0.0034586 | 0.0033475 | 7.8447e-07 | 7.5928e-07 | 7.3489e-07 | 7.1129e-07 | 6.8844e-07 | 6.6633e-07 | 6.4493e-07 | 6.2421e-07 | 6.0416e-07
Scenario 4: Reference ZEAS Phase In | SDG&E | Com | HVAC | Com - Office (Small) | Electric Demand (MW) | Energy Efficiency | 2.8118 | 2.8252 | 2.8387 | 2.8525 | 2.8663 | 2.8804 | 2.8698 | 2.8842 | 2.8988 | 2.9135 | 2.9283 | 2.9433 | 2.9585
Scenario 4: Reference ZEAS Phase In | SDG&E | Com | HVAC | Com - Office (Small) | Electric Demand (MW) | Fuel Substitution | 0 | 0 | 0 | 0 | 0.051983 | 0.051447 | 0.050918 | 0.050393 | 0.049874 | 0.04936 | 0.048852 | 0.048349 | 0.047851
Scenario 4: Reference ZEAS Phase In | SDG&E | Com | HVAC | Com - Office (Small) | Electric Energy (GWh/year) | Energy Efficiency | 15.2507 | 15.315 | 15.3802 | 15.4465 | 15.5135 | 15.5817 | 15.4704 | 15.54 | 15.6106 | 15.682 | 15.7541 | 15.8272 | 15.9012
Scenario 4: Reference ZEAS Phase In | SDG&E | Com | HVAC | Com - Office (Small) | Electric Energy (GWh/year) | Fuel Substitution | 0.077727 | 0.076927 | 0.076134 | 0.07535 | 0.38221 | 0.37828 | 0.37438 | 0.37052 | 0.36671 | 0.36293 | 0.35919 | 0.35549 | 0.35183
Scenario 4: Reference ZEAS Phase In | SDG&E | Com | HVAC | Com - Office (Small) | Gas Energy (MMTherm/year) | Energy Efficiency | 0.1829 | 0.18382 | 0.18476 | 0.18571 | 0.18541 | 0.18638 | 0.090472 | 0.090901 | 0.091336 | 0.091774 | 0.092216 | 0.092663 | 0.093115
Scenario 4: Reference ZEAS Phase In | SDG&E | Com | HVAC | Com - Office (Small) | Gas Energy (MMTherm/year) | Fuel Substitution | 0.029782 | 0.029475 | 0.029171 | 0.028871 | 6.5321e-06 | 6.4648e-06 | 6.3982e-06 | 6.3323e-06 | 6.2671e-06 | 6.2025e-06 | 6.1387e-06 | 6.0754e-06 | 6.0129e-06
Scenario 4: Reference ZEAS Phase In | SDG&E | Com | HVAC | Com - Other | Electric Demand (MW) | Energy Efficiency | 9.773 | 9.9008 | 10.0321 | 10.1669 | 10.303 | 10.4428 | 10.5859 | 10.7319 | 10.8802 | 11.0313 | 11.1844 | 11.3399 | 11.4983
Scenario 4: Reference ZEAS Phase In | SDG&E | Com | HVAC | Com - Other | Electric Demand (MW) | Fuel Substitution | 0 | 0 | 0 | 0 | 0.34461 | 0.34226 | 0.33992 | 0.33759 | 0.33528 | 0.33299 | 0.33071 | 0.32844 | 0.3262
Scenario 4: Reference ZEAS Phase In | SDG&E | Com | HVAC | Com - Other | Electric Energy (GWh/year) | Energy Efficiency | 16.062 | 16.2721 | 16.4878 | 16.7094 | 16.9331 | 17.1627 | 17.398 | 17.6379 | 17.8817 | 18.13 | 18.3816 | 18.6372 | 18.8975
Scenario 4: Reference ZEAS Phase In | SDG&E | Com | HVAC | Com - Other | Electric Energy (GWh/year) | Fuel Substitution | -1.5845 | -1.5737 | -1.5629 | -1.5522 | 1.4203 | 1.4105 | 1.4009 | 1.3913 | 1.3818 | 1.3723 | 1.3629 | 1.3536 | 1.3443
Scenario 4: Reference ZEAS Phase In | SDG&E | Com | HVAC | Com - Other | Gas Energy (MMTherm/year) | Energy Efficiency | 0.95883 | 0.97137 | 0.98425 | 0.99748 | 1.0031 | 1.0167 | 1.0306 | 1.0448 | 1.0592 | 1.0739 | 1.0888 | 1.1039 | 1.1194
Scenario 4: Reference ZEAS Phase In | SDG&E | Com | HVAC | Com - Other | Gas Energy (MMTherm/year) | Fuel Substitution | 0.34967 | 0.34728 | 0.3449 | 0.34254 | 0 | 0 | 0 | 0 | 0 | 0 | 0 | 0 | 0
Scenario 4: Reference ZEAS Phase In | SDG&E | Com | HVAC | Com - Refrig. Warehouse | Gas Energy (MMTherm/year) | Energy Efficiency | 4.2287e-06 | 4.2322e-06 | 4.2381e-06 | 4.2444e-06 | 1.0836e-07 | 1.0837e-07 | 1.0838e-07 | 1.0839e-07 | 1.0841e-07 | 1.0843e-07 | 1.0845e-07 | 1.0847e-07 | 1.085e-07
Scenario 4: Reference ZEAS Phase In | SDG&E | Com | HVAC | Com - Restaurant | Electric Demand (MW) | Energy Efficiency | 0.48001 | 0.48252 | 0.48521 | 0.48809 | 0.49116 | 0.49438 | 0.49779 | 0.50136 | 0.50505 | 0.50886 | 0.5128 | 0.51687 | 0.52106
Scenario 4: Reference ZEAS Phase In | SDG&E | Com | HVAC | Com - Restaurant | Electric Demand (MW) | Fuel Substitution | 0 | 0 | 0 | 0 | 0.061409 | 0.06087 | 0.060335 | 0.059806 | 0.05928 | 0.05876 | 0.058244 | 0.057733 | 0.057226
Scenario 4: Reference ZEAS Phase In | SDG&E | Com | HVAC | Com - Restaurant | Electric Energy (GWh/year) | Energy Efficiency | 2.2035 | 2.215 | 2.2273 | 2.2405 | 2.2546 | 2.2694 | 2.285 | 2.3014 | 2.3184 | 2.3359 | 2.354 | 2.3727 | 2.3919
Scenario 4: Reference ZEAS Phase In | SDG&E | Com | HVAC | Com - Restaurant | Electric Energy (GWh/year) | Fuel Substitution | 0.076915 | 0.07624 | 0.075571 | 0.074907 | 0.24958 | 0.24739 | 0.24522 | 0.24307 | 0.24093 | 0.23882 | 0.23672 | 0.23464 | 0.23258
Scenario 4: Reference ZEAS Phase In | SDG&E | Com | HVAC | Com - Restaurant | Gas Energy (MMTherm/year) | Energy Efficiency | 0.84771 | 0.85213 | 0.85689 | 0.86197 | 0.85654 | 0.86215 | 0.86808 | 0.8743 | 0.88074 | 0.88738 | 0.89425 | 0.90134 | 0.90864
Scenario 4: Reference ZEAS Phase In | SDG&E | Com | HVAC | Com - Restaurant | Gas Energy (MMTherm/year) | Fuel Substitution | 0.013822 | 0.013701 | 0.013581 | 0.013461 | 0 | 0 | 0 | 0 | 0 | 0 | 0 | 0 | 0
Scenario 4: Reference ZEAS Phase In | SDG&E | Com | HVAC | Com - Retail | Electric Demand (MW) | Energy Efficiency | 10.1888 | 10.2378 | 10.2909 | 10.3481 | 10.4072 | 10.4704 | 10.5321 | 10.6029 | 10.6768 | 10.754 | 10.834 | 10.9172 | 11.0041
Scenario 4: Reference ZEAS Phase In | SDG&E | Com | HVAC | Com - Retail | Electric Demand (MW) | Fuel Substitution | 0 | 0 | 0 | 0 | 0.19231 | 0.19072 | 0.18914 | 0.18757 | 0.18602 | 0.18448 | 0.18295 | 0.18143 | 0.17993
Scenario 4: Reference ZEAS Phase In | SDG&E | Com | HVAC | Com - Retail | Electric Energy (GWh/year) | Energy Efficiency | 29.2547 | 29.3919 | 29.5407 | 29.7009 | 29.8667 | 30.0444 | 30.1928 | 30.3918 | 30.5996 | 30.8169 | 31.0422 | 31.2765 | 31.5211
Scenario 4: Reference ZEAS Phase In | SDG&E | Com | HVAC | Com - Retail | Electric Energy (GWh/year) | Fuel Substitution | 0.075451 | 0.074826 | 0.074206 | 0.073591 | 0.80078 | 0.79415 | 0.78757 | 0.78105 | 0.77458 | 0.76816 | 0.7618 | 0.75549 | 0.74923
Scenario 4: Reference ZEAS Phase In | SDG&E | Com | HVAC | Com - Retail | Gas Energy (MMTherm/year) | Energy Efficiency | 0.21138 | 0.21241 | 0.21353 | 0.21473 | 0.21227 | 0.21357 | 0.19313 | 0.19443 | 0.19579 | 0.19721 | 0.19868 | 0.2002 | 0.2018
Scenario 4: Reference ZEAS Phase In | SDG&E | Com | HVAC | Com - Retail | Gas Energy (MMTherm/year) | Fuel Substitution | 0.064842 | 0.064305 | 0.063772 | 0.063244 | 1.8419e-07 | 1.8266e-07 | 1.8115e-07 | 1.7965e-07 | 1.7816e-07 | 1.7668e-07 | 1.7522e-07 | 1.7377e-07 | 1.7233e-07
Scenario 4: Reference ZEAS Phase In | SDG&E | Com | HVAC | Com - School | Electric Demand (MW) | Energy Efficiency | 3.8755 | 3.9145 | 3.9549 | 3.9967 | 4.0402 | 4.085 | 4.1219 | 4.169 | 4.2178 | 4.268 | 4.3198 | 4.3732 | 4.4279
Scenario 4: Reference ZEAS Phase In | SDG&E | Com | HVAC | Com - School | Electric Demand (MW) | Fuel Substitution | 0 | 0 | 0 | 0 | 0.047125 | 0.045983 | 0.044869 | 0.043782 | 0.042722 | 0.041686 | 0.040677 | 0.039691 | 0.038729
Scenario 4: Reference ZEAS Phase In | SDG&E | Com | HVAC | Com - School | Electric Energy (GWh/year) | Energy Efficiency | 13.0666 | 13.1287 | 13.196 | 13.2681 | 13.3466 | 13.4296 | 13.4521 | 13.5432 | 13.64 | 13.742 | 13.8495 | 13.9623 | 14.0801
Scenario 4: Reference ZEAS Phase In | SDG&E | Com | HVAC | Com - School | Electric Energy (GWh/year) | Fuel Substitution | -0.17061 | -0.16647 | -0.16244 | -0.15851 | 0.19756 | 0.19278 | 0.18811 | 0.18355 | 0.1791 | 0.17476 | 0.17053 | 0.1664 | 0.16237
Scenario 4: Reference ZEAS Phase In | SDG&E | Com | HVAC | Com - School | Gas Energy (MMTherm/year) | Energy Efficiency | 0.36346 | 0.3685 | 0.37365 | 0.37892 | 0.37639 | 0.3818 | 0.35252 | 0.35751 | 0.36263 | 0.36787 | 0.37323 | 0.37872 | 0.38432
Scenario 4: Reference ZEAS Phase In | SDG&E | Com | HVAC | Com - School | Gas Energy (MMTherm/year) | Fuel Substitution | 0.048071 | 0.046906 | 0.04577 | 0.044661 | 0 | 0 | 0 | 0 | 0 | 0 | 0 | 0 | 0
Scenario 4: Reference ZEAS Phase In | SDG&E | Com | HVAC | Com - Warehouse | Electric Demand (MW) | Energy Efficiency | 0.31013 | 0.31278 | 0.31551 | 0.31838 | 0.32129 | 0.32432 | 0.32742 | 0.3306 | 0.33386 | 0.3372 | 0.3406 | 0.34406 | 0.34761
Scenario 4: Reference ZEAS Phase In | SDG&E | Com | HVAC | Com - Warehouse | Electric Demand (MW) | Fuel Substitution | 0 | 0 | 0 | 0 | 0.013745 | 0.01369 | 0.013636 | 0.013582 | 0.013527 | 0.013473 | 0.01342 | 0.013366 | 0.013313
Scenario 4: Reference ZEAS Phase In | SDG&E | Com | HVAC | Com - Warehouse | Electric Energy (GWh/year) | Energy Efficiency | 1.6717 | 1.686 | 1.7007 | 1.7162 | 1.7319 | 1.7482 | 1.7649 | 1.7821 | 1.7996 | 1.8177 | 1.836 | 1.8546 | 1.8738
Scenario 4: Reference ZEAS Phase In | SDG&E | Com | HVAC | Com - Warehouse | Electric Energy (GWh/year) | Fuel Substitution | -0.33702 | -0.33568 | -0.33434 | -0.33301 | 0.10106 | 0.10066 | 0.10026 | 0.099856 | 0.099458 | 0.099062 | 0.098667 | 0.098273 | 0.097882
Scenario 4: Reference ZEAS Phase In | SDG&E | Com | HVAC | Com - Warehouse | Gas Energy (MMTherm/year) | Energy Efficiency | 0.016653 | 0.016795 | 0.016942 | 0.017096 | 0.017125 | 0.017286 | 0.017451 | 0.017621 | 0.017794 | 0.017972 | 0.018154 | 0.018338 | 0.018527
Scenario 4: Reference ZEAS Phase In | SDG&E | Com | HVAC | Com - Warehouse | Gas Energy (MMTherm/year) | Fuel Substitution | 0.056742 | 0.056516 | 0.05629 | 0.056066 | 0 | 0 | 0 | 0 | 0 | 0 | 0 | 0 | 0
Scenario 4: Reference ZEAS Phase In | SDG&E | Com | Lighting | Com - College | Electric Demand (MW) | Energy Efficiency | 1.1966 | 1.1949 | 1.1932 | 1.1916 | 1.1899 | 1.1884 | 1.1869 | 1.1855 | 1.1842 | 1.183 | 1.1818 | 1.1809 | 1.1801
Scenario 4: Reference ZEAS Phase In | SDG&E | Com | Lighting | Com - College | Electric Energy (GWh/year) | Energy Efficiency | 6.6434 | 6.6268 | 6.6102 | 6.5941 | 6.5778 | 6.562 | 6.5467 | 6.5316 | 6.5168 | 6.5024 | 6.4882 | 6.4753 | 6.4627
Scenario 4: Reference ZEAS Phase In | SDG&E | Com | Lighting | Com - College | Gas Energy (MMTherm/year) | Energy Efficiency | -0.055589 | -0.055385 | -0.055181 | -0.05498 | -0.05478 | -0.054582 | -0.054386 | -0.054193 | -0.054001 | -0.053812 | -0.053624 | -0.053443 | -0.053264
Scenario 4: Reference ZEAS Phase In | SDG&E | Com | Lighting | Com - Grocery | Electric Demand (MW) | Energy Efficiency | 2.1931 | 2.1762 | 2.1595 | 2.1431 | 2.1268 | 2.1107 | 2.0949 | 2.0793 | 2.0638 | 2.0486 | 2.0336 | 2.0187 | 2.0041
Scenario 4: Reference ZEAS Phase In | SDG&E | Com | Lighting | Com - Grocery | Electric Energy (GWh/year) | Energy Efficiency | 12.3564 | 12.2615 | 12.1678 | 12.0754 | 11.9839 | 11.8938 | 11.8049 | 11.7173 | 11.6307 | 11.5452 | 11.4609 | 11.3776 | 11.2954
Scenario 4: Reference ZEAS Phase In | SDG&E | Com | Lighting | Com - Grocery | Gas Energy (MMTherm/year) | Energy Efficiency | -0.15084 | -0.14968 | -0.14853 | -0.1474 | -0.14628 | -0.14517 | -0.14408 | -0.14301 | -0.14195 | -0.1409 | -0.13986 | -0.13884 | -0.13783
Scenario 4: Reference ZEAS Phase In | SDG&E | Com | Lighting | Com - Health | Electric Demand (MW) | Energy Efficiency | 1.886 | 1.8874 | 1.8887 | 1.89 | 1.891 | 1.8918 | 1.8916 | 1.8913 | 1.8911 | 1.8914 | 1.8924 | 1.8927 | 1.8925
Scenario 4: Reference ZEAS Phase In | SDG&E | Com | Lighting | Com - Health | Electric Energy (GWh/year) | Energy Efficiency | 11.0656 | 11.0758 | 11.085 | 11.0946 | 11.1028 | 11.1092 | 11.1096 | 11.1094 | 11.1099 | 11.1133 | 11.1211 | 11.1243 | 11.1248
Scenario 4: Reference ZEAS Phase In | SDG&E | Com | Lighting | Com - Health | Gas Energy (MMTherm/year) | Energy Efficiency | -0.056576 | -0.056647 | -0.056713 | -0.056781 | -0.056842 | -0.056892 | -0.05691 | -0.056923 | -0.056941 | -0.056975 | -0.057033 | -0.057065 | -0.057082
Scenario 4: Reference ZEAS Phase In | SDG&E | Com | Lighting | Com - Lodging | Electric Demand (MW) | Energy Efficiency | 1.8269 | 1.8142 | 1.8015 | 1.7889 | 1.7763 | 1.7638 | 1.7514 | 1.739 | 1.7267 | 1.7144 | 1.7022 | 1.6901 | 1.6781
Scenario 4: Reference ZEAS Phase In | SDG&E | Com | Lighting | Com - Lodging | Electric Energy (GWh/year) | Energy Efficiency | 12.4069 | 12.3196 | 12.2324 | 12.1458 | 12.0594 | 11.9735 | 11.888 | 11.8029 | 11.7184 | 11.6344 | 11.5508 | 11.4677 | 11.3851
Scenario 4: Reference ZEAS Phase In | SDG&E | Com | Lighting | Com - Lodging | Gas Energy (MMTherm/year) | Energy Efficiency | -0.058033 | -0.057616 | -0.057199 | -0.056786 | -0.056374 | -0.055964 | -0.055556 | -0.055151 | -0.054749 | -0.054349 | -0.053951 | -0.053556 | -0.053163
Scenario 4: Reference ZEAS Phase In | SDG&E | Com | Lighting | Com - Office (Large) | Electric Demand (MW) | Energy Efficiency | 2.1133 | 2.0608 | 2.0101 | 1.9612 | 1.9139 | 1.8684 | 1.8248 | 1.7827 | 1.7421 | 1.7029 | 1.665 | 1.6284 | 1.5932
Scenario 4: Reference ZEAS Phase In | SDG&E | Com | Lighting | Com - Office (Large) | Electric Energy (GWh/year) | Energy Efficiency | 15.6931 | 15.3023 | 14.9248 | 14.5606 | 14.2083 | 13.8695 | 13.5443 | 13.2313 | 12.9285 | 12.6363 | 12.3541 | 12.0819 | 11.8195
Scenario 4: Reference ZEAS Phase In | SDG&E | Com | Lighting | Com - Office (Large) | Gas Energy (MMTherm/year) | Energy Efficiency | -0.0063381 | -0.0062467 | -0.0061592 | -0.0060755 | -0.0059948 | -0.0059188 | -0.0058479 | -0.0057811 | -0.0057165 | -0.0056549 | -0.0055959 | -0.0055397 | -0.0054864
Scenario 4: Reference ZEAS Phase In | SDG&E | Com | Lighting | Com - Office (Small) | Electric Demand (MW) | Energy Efficiency | 1.1626 | 1.1536 | 1.1448 | 1.1361 | 1.1274 | 1.119 | 1.1106 | 1.1023 | 1.0941 | 1.0861 | 1.0781 | 1.0703 | 1.0626
Scenario 4: Reference ZEAS Phase In | SDG&E | Com | Lighting | Com - Office (Small) | Electric Energy (GWh/year) | Energy Efficiency | 7.6971 | 7.6375 | 7.5787 | 7.5207 | 7.4634 | 7.4068 | 7.351 | 7.296 | 7.2416 | 7.188 | 7.135 | 7.0828 | 7.0312
Scenario 4: Reference ZEAS Phase In | SDG&E | Com | Lighting | Com - Office (Small) | Gas Energy (MMTherm/year) | Energy Efficiency | -0.0072654 | -0.0072135 | -0.0071624 | -0.0071119 | -0.0070622 | -0.0070131 | -0.0069648 | -0.0069171 | -0.0068701 | -0.0068238 | -0.0067781 | -0.006733 | -0.0066886
Scenario 4: Reference ZEAS Phase In | SDG&E | Com | Lighting | Com - Other | Electric Demand (MW) | Energy Efficiency | 1.4136 | 1.4064 | 1.3993 | 1.3922 | 1.3853 | 1.3784 | 1.3717 | 1.365 | 1.3585 | 1.352 | 1.3456 | 1.3393 | 1.3331
Scenario 4: Reference ZEAS Phase In | SDG&E | Com | Lighting | Com - Other | Electric Energy (GWh/year) | Energy Efficiency | 3.7575 | 3.7422 | 3.7272 | 3.7126 | 3.6982 | 3.6842 | 3.6705 | 3.657 | 3.6439 | 3.631 | 3.6184 | 3.6061 | 3.594
Scenario 4: Reference ZEAS Phase In | SDG&E | Com | Lighting | Com - Other | Gas Energy (MMTherm/year) | Energy Efficiency | -0.021845 | -0.021756 | -0.021669 | -0.021583 | -0.021499 | -0.021417 | -0.021336 | -0.021258 | -0.021181 | -0.021105 | -0.021032 | -0.020959 | -0.020889
Scenario 4: Reference ZEAS Phase In | SDG&E | Com | Lighting | Com - Refrig. Warehouse | Electric Demand (MW) | Energy Efficiency | 0.019839 | 0.019738 | 0.019638 | 0.019539 | 0.019441 | 0.019343 | 0.019246 | 0.019149 | 0.019054 | 0.018959 | 0.018865 | 0.018772 | 0.01868
Scenario 4: Reference ZEAS Phase In | SDG&E | Com | Lighting | Com - Refrig. Warehouse | Electric Energy (GWh/year) | Energy Efficiency | 0.18286 | 0.18194 | 0.18101 | 0.1801 | 0.17919 | 0.17829 | 0.17739 | 0.1765 | 0.17562 | 0.17475 | 0.17388 | 0.17302 | 0.17217
Scenario 4: Reference ZEAS Phase In | SDG&E | Com | Lighting | Com - Restaurant | Electric Demand (MW) | Energy Efficiency | 0.64109 | 0.6371 | 0.63319 | 0.62937 | 0.62564 | 0.62198 | 0.61841 | 0.61491 | 0.61149 | 0.60813 | 0.60484 | 0.60162 | 0.59846
Scenario 4: Reference ZEAS Phase In | SDG&E | Com | Lighting | Com - Restaurant | Electric Energy (GWh/year) | Energy Efficiency | 3.5394 | 3.5186 | 3.4983 | 3.4784 | 3.4591 | 3.4402 | 3.4218 | 3.4039 | 3.3863 | 3.3692 | 3.3524 | 3.336 | 3.32
Scenario 4: Reference ZEAS Phase In | SDG&E | Com | Lighting | Com - Restaurant | Gas Energy (MMTherm/year) | Energy Efficiency | -0.0091789 | -0.0091297 | -0.0090819 | -0.0090354 | -0.0089904 | -0.0089467 | -0.0089042 | -0.0088631 | -0.0088231 | -0.0087841 | -0.0087462 | -0.0087094 | -0.0086736
Scenario 4: Reference ZEAS Phase In | SDG&E | Com | Lighting | Com - Retail | Electric Demand (MW) | Energy Efficiency | 4.8447 | 4.815 | 4.7859 | 4.7573 | 4.7292 | 4.7017 | 4.6747 | 4.6483 | 4.6224 | 4.5971 | 4.5722 | 4.5478 | 4.5239
Scenario 4: Reference ZEAS Phase In | SDG&E | Com | Lighting | Com - Retail | Electric Energy (GWh/year) | Energy Efficiency | 31.0436 | 30.8513 | 30.6627 | 30.4778 | 30.2957 | 30.1173 | 29.9426 | 29.7713 | 29.6033 | 29.4385 | 29.2768 | 29.1183 | 28.9632
Scenario 4: Reference ZEAS Phase In | SDG&E | Com | Lighting | Com - Retail | Gas Energy (MMTherm/year) | Energy Efficiency | -0.039022 | -0.038796 | -0.038576 | -0.03836 | -0.038148 | -0.03794 | -0.037738 | -0.037541 | -0.037348 | -0.037159 | -0.036975 | -0.036795 | -0.036619
Scenario 4: Reference ZEAS Phase In | SDG&E | Com | Lighting | Com - School | Electric Demand (MW) | Energy Efficiency | 0.68729 | 0.67571 | 0.6645 | 0.65366 | 0.64318 | 0.63304 | 0.62324 | 0.61376 | 0.60462 | 0.59581 | 0.58731 | 0.57913 | 0.57125
Scenario 4: Reference ZEAS Phase In | SDG&E | Com | Lighting | Com - School | Electric Energy (GWh/year) | Energy Efficiency | 7.2867 | 7.1445 | 7.0064 | 6.8721 | 6.7419 | 6.6154 | 6.4926 | 6.3733 | 6.2577 | 6.1455 | 6.0368 | 5.9315 | 5.8294
Scenario 4: Reference ZEAS Phase In | SDG&E | Com | Lighting | Com - School | Gas Energy (MMTherm/year) | Energy Efficiency | -0.0584 | -0.057156 | -0.055944 | -0.054765 | -0.053619 | -0.052503 | -0.051417 | -0.05036 | -0.049333 | -0.048333 | -0.047362 | -0.046418 | -0.0455
Scenario 4: Reference ZEAS Phase In | SDG&E | Com | Lighting | Com - Warehouse | Electric Demand (MW) | Energy Efficiency | 0.68663 | 0.68412 | 0.68162 | 0.67915 | 0.67668 | 0.67423 | 0.6718 | 0.66938 | 0.66698 | 0.66459 | 0.66222 | 0.65986 | 0.65751
Scenario 4: Reference ZEAS Phase In | SDG&E | Com | Lighting | Com - Warehouse | Electric Energy (GWh/year) | Energy Efficiency | 5.1822 | 5.1635 | 5.1448 | 5.1263 | 5.1078 | 5.0896 | 5.0714 | 5.0533 | 5.0354 | 5.0176 | 4.9998 | 4.9822 | 4.9647
Scenario 4: Reference ZEAS Phase In | SDG&E | Com | Lighting | Com - Warehouse | Gas Energy (MMTherm/year) | Energy Efficiency | -0.021939 | -0.021858 | -0.021777 | -0.021697 | -0.021617 | -0.021538 | -0.021459 | -0.02138 | -0.021303 | -0.021225 | -0.021148 | -0.021072 | -0.020996
Scenario 4: Reference ZEAS Phase In | SDG&E | Com | WaterHeat | Com - College | Electric Demand (MW) | Energy Efficiency | 0.2616 | 0.26415 | 0.26673 | 0.2694 | 0.27201 | 0.27468 | 0.27716 | 0.27994 | 0.28275 | 0.28562 | 0.28851 | 0.29167 | 0.29488
Scenario 4: Reference ZEAS Phase In | SDG&E | Com | WaterHeat | Com - College | Electric Demand (MW) | Fuel Substitution | 0 | 0 | 0.82656 | 1.6448 | 2.4548 | 2.4424 | 2.4301 | 2.4179 | 2.4057 | 2.3936 | 2.3816 | 2.3696 | 2.3577
Scenario 4: Reference ZEAS Phase In | SDG&E | Com | WaterHeat | Com - College | Electric Energy (GWh/year) | Energy Efficiency | 0.97692 | 0.98665 | 0.99653 | 1.0067 | 1.0167 | 1.0269 | 1.0363 | 1.047 | 1.0577 | 1.0687 | 1.0797 | 1.0918 | 1.104
Scenario 4: Reference ZEAS Phase In | SDG&E | Com | WaterHeat | Com - College | Electric Energy (GWh/year) | Fuel Substitution | -12.4335 | -12.3709 | -5.7053 | 1.4447 | 8.523 | 8.4801 | 10.1839 | 10.1326 | 10.0816 | 10.0309 | 9.9804 | 9.9302 | 9.8802
Scenario 4: Reference ZEAS Phase In | SDG&E | Com | WaterHeat | Com - College | Gas Energy (MMTherm/year) | Energy Efficiency | 1.3497 | 1.3463 | 1.3403 | 1.3344 | 1.3286 | 1.3228 | 1.2693 | 1.2629 | 1.2566 | 1.2503 | 1.2441 | 1.2379 | 1.2317
Scenario 4: Reference ZEAS Phase In | SDG&E | Com | WaterHeat | Com - College | Gas Energy (MMTherm/year) | Fuel Substitution | 1.4678 | 1.4605 | 1.0923 | 0.66447 | 0.24091 | 0.2397 | 0 | 0 | 0 | 0 | 0 | 0 | 0
Scenario 4: Reference ZEAS Phase In | SDG&E | Com | WaterHeat | Com - Grocery | Electric Demand (MW) | Energy Efficiency | 0.63426 | 0.63945 | 0.64478 | 0.65033 | 0.65594 | 0.66179 | 0.66785 | 0.67415 | 0.68056 | 0.68714 | 0.69386 | 0.70072 | 0.70777
Scenario 4: Reference ZEAS Phase In | SDG&E | Com | WaterHeat | Com - Grocery | Electric Energy (GWh/year) | Energy Efficiency | 3.2942 | 3.3218 | 3.3501 | 3.3796 | 3.4094 | 3.4404 | 3.4726 | 3.506 | 3.5399 | 3.5748 | 3.6104 | 3.6467 | 3.6841
Scenario 4: Reference ZEAS Phase In | SDG&E | Com | WaterHeat | Com - Grocery | Electric Energy (GWh/year) | Fuel Substitution | -0.57205 | -0.56687 | -0.56174 | -0.55665 | -0.55161 | -0.54661 | 0 | 0 | 0 | 0 | 0 | 0 | 0
Scenario 4: Reference ZEAS Phase In | SDG&E | Com | WaterHeat | Com - Grocery | Gas Energy (MMTherm/year) | Energy Efficiency | 0.68803 | 0.68203 | 0.67609 | 0.67021 | 0.66439 | 0.65863 | 0.64278 | 0.63703 | 0.63132 | 0.62566 | 0.62006 | 0.61451 | 0.60901
Scenario 4: Reference ZEAS Phase In | SDG&E | Com | WaterHeat | Com - Grocery | Gas Energy (MMTherm/year) | Fuel Substitution | 0.077504 | 0.076802 | 0.076106 | 0.075417 | 0.074734 | 0.074057 | 0 | 0 | 0 | 0 | 0 | 0 | 0
Scenario 4: Reference ZEAS Phase In | SDG&E | Com | WaterHeat | Com - Health | Electric Demand (MW) | Energy Efficiency | 0.74679 | 0.75995 | 0.77284 | 0.78584 | 0.79835 | 0.81022 | 0.81966 | 0.82924 | 0.83904 | 0.8498 | 0.86196 | 0.87254 | 0.88223
Scenario 4: Reference ZEAS Phase In | SDG&E | Com | WaterHeat | Com - Health | Electric Demand (MW) | Fuel Substitution | 0 | 0 | 1.0333 | 2.0597 | 3.0791 | 3.0688 | 3.0585 | 3.0483 | 3.038 | 3.0278 | 3.0177 | 3.0075 | 2.9974
Scenario 4: Reference ZEAS Phase In | SDG&E | Com | WaterHeat | Com - Health | Electric Energy (GWh/year) | Energy Efficiency | 6.0423 | 6.1522 | 6.2598 | 6.3683 | 6.4728 | 6.5719 | 6.651 | 6.7311 | 6.813 | 6.903 | 7.0045 | 7.093 | 7.174
Scenario 4: Reference ZEAS Phase In | SDG&E | Com | WaterHeat | Com - Health | Electric Energy (GWh/year) | Fuel Substitution | -34.6747 | -34.5583 | -16.7453 | 2.3975 | 21.412 | 21.3402 | 27.9955 | 27.9015 | 27.8079 | 27.7146 | 27.6216 | 27.5289 | 27.4365
Scenario 4: Reference ZEAS Phase In | SDG&E | Com | WaterHeat | Com - Health | Gas Energy (MMTherm/year) | Energy Efficiency | 3.7881 | 3.7869 | 3.7774 | 3.768 | 3.7586 | 3.749 | 3.5951 | 3.5832 | 3.5713 | 3.5594 | 3.5476 | 3.5358 | 3.5241
Scenario 4: Reference ZEAS Phase In | SDG&E | Com | WaterHeat | Com - Health | Gas Energy (MMTherm/year) | Fuel Substitution | 4.1489 | 4.135 | 3.1728 | 2.0502 | 0.93517 | 0.93203 | 0 | 0 | 0 | 0 | 0 | 0 | 0
Scenario 4: Reference ZEAS Phase In | SDG&E | Com | WaterHeat | Com - Lodging | Electric Demand (MW) | Energy Efficiency | 0.22931 | 0.23035 | 0.23138 | 0.23239 | 0.23326 | 0.23408 | 0.23179 | 0.23244 | 0.23307 | 0.23365 | 0.23417 | 0.23464 | 0.23507
Scenario 4: Reference ZEAS Phase In | SDG&E | Com | WaterHeat | Com - Lodging | Electric Demand (MW) | Fuel Substitution | 0 | 0 | 1.2405 | 2.4609 | 3.6614 | 3.6317 | 3.6022 | 3.5729 | 3.5439 | 3.5151 | 3.4866 | 3.4583 | 3.4302
Scenario 4: Reference ZEAS Phase In | SDG&E | Com | WaterHeat | Com - Lodging | Electric Energy (GWh/year) | Energy Efficiency | 1.5329 | 1.544 | 1.555 | 1.5658 | 1.5754 | 1.5846 | 1.5688 | 1.5766 | 1.5842 | 1.5914 | 1.5981 | 1.6043 | 1.6102
Scenario 4: Reference ZEAS Phase In | SDG&E | Com | WaterHeat | Com - Lodging | Electric Energy (GWh/year) | Fuel Substitution | -43.6313 | -43.2769 | -21.903 | 0.86888 | 23.2723 | 23.0833 | 32.1423 | 31.8813 | 31.6224 | 31.3656 | 31.1109 | 30.8582 | 30.6076
Scenario 4: Reference ZEAS Phase In | SDG&E | Com | WaterHeat | Com - Lodging | Gas Energy (MMTherm/year) | Energy Efficiency | 2.7404 | 2.7479 | 2.7464 | 2.7448 | 2.7423 | 2.7395 | 1.6446 | 1.6324 | 1.6203 | 1.6082 | 1.5963 | 1.5845 | 1.5727
Scenario 4: Reference ZEAS Phase In | SDG&E | Com | WaterHeat | Com - Lodging | Gas Energy (MMTherm/year) | Fuel Substitution | 5.1198 | 5.0782 | 3.9185 | 2.5815 | 1.266 | 1.2557 | 0 | 0 | 0 | 0 | 0 | 0 | 0
Scenario 4: Reference ZEAS Phase In | SDG&E | Com | WaterHeat | Com - Office (Large) | Electric Demand (MW) | Energy Efficiency | 0.12243 | 0.12311 | 0.12381 | 0.12453 | 0.12524 | 0.12602 | 0.12681 | 0.12771 | 0.1286 | 0.12949 | 0.13037 | 0.13127 | 0.13218
Scenario 4: Reference ZEAS Phase In | SDG&E | Com | WaterHeat | Com - Office (Large) | Electric Demand (MW) | Fuel Substitution | 0 | 0 | 0.081143 | 0.15707 | 0.22804 | 0.22072 | 0.21363 | 0.20677 | 0.20013 | 0.1937 | 0.18748 | 0.18146 | 0.17563
Scenario 4: Reference ZEAS Phase In | SDG&E | Com | WaterHeat | Com - Office (Large) | Electric Energy (GWh/year) | Energy Efficiency | 1.9897 | 2.0089 | 2.0284 | 2.0481 | 2.0674 | 2.0876 | 2.1077 | 2.1299 | 2.1514 | 2.1729 | 2.1942 | 2.2155 | 2.2369
Scenario 4: Reference ZEAS Phase In | SDG&E | Com | WaterHeat | Com - Office (Large) | Electric Energy (GWh/year) | Fuel Substitution | -5.5652 | -5.3865 | -2.1275 | 1.1776 | 4.2727 | 4.1354 | 4.2703 | 4.1332 | 4.0004 | 3.8719 | 3.7476 | 3.6272 | 3.5107
Scenario 4: Reference ZEAS Phase In | SDG&E | Com | WaterHeat | Com - Office (Large) | Gas Energy (MMTherm/year) | Energy Efficiency | 1.4776 | 1.4371 | 1.3948 | 1.3538 | 1.3142 | 1.2759 | 1.1706 | 1.1338 | 1.0983 | 1.0639 | 1.0305 | 0.9983 | 0.96709
Scenario 4: Reference ZEAS Phase In | SDG&E | Com | WaterHeat | Com - Office (Large) | Gas Energy (MMTherm/year) | Fuel Substitution | 0.65053 | 0.62963 | 0.4402 | 0.23338 | 0.0394 | 0.038135 | 0 | 0 | 0 | 0 | 0 | 0 | 0
Scenario 4: Reference ZEAS Phase In | SDG&E | Com | WaterHeat | Com - Office (Small) | Electric Demand (MW) | Energy Efficiency | 0.019397 | 0.019352 | 0.019309 | 0.019268 | 0.019229 | 0.019191 | 0.019155 | 0.01912 | 0.019087 | 0.019056 | 0.019026 | 0.018997 | 0.01897
Scenario 4: Reference ZEAS Phase In | SDG&E | Com | WaterHeat | Com - Office (Small) | Electric Demand (MW) | Fuel Substitution | 0 | 0 | 0.0082095 | 0.01625 | 0.024124 | 0.023875 | 0.023629 | 0.023386 | 0.023145 | 0.022907 | 0.022671 | 0.022437 | 0.022206
Scenario 4: Reference ZEAS Phase In | SDG&E | Com | WaterHeat | Com - Office (Small) | Electric Energy (GWh/year) | Energy Efficiency | 1.1098 | 1.1149 | 1.1201 | 1.1254 | 1.1308 | 1.1362 | 1.1418 | 1.1474 | 1.1531 | 1.1588 | 1.1647 | 1.1705 | 1.1765
Scenario 4: Reference ZEAS Phase In | SDG&E | Com | WaterHeat | Com - Office (Small) | Electric Energy (GWh/year) | Fuel Substitution | -3.252 | -3.2185 | -1.3219 | 0.69223 | 2.665 | 2.6376 | 2.7893 | 2.7605 | 2.7321 | 2.704 | 2.6761 | 2.6485 | 2.6213
Scenario 4: Reference ZEAS Phase In | SDG&E | Com | WaterHeat | Com - Office (Small) | Gas Energy (MMTherm/year) | Energy Efficiency | 0.85382 | 0.84572 | 0.83703 | 0.82842 | 0.8199 | 0.81147 | 0.80313 | 0.79487 | 0.7867 | 0.77861 | 0.77061 | 0.76268 | 0.75484
Scenario 4: Reference ZEAS Phase In | SDG&E | Com | WaterHeat | Com - Office (Small) | Gas Energy (MMTherm/year) | Fuel Substitution | 0.37631 | 0.37244 | 0.26622 | 0.14427 | 0.024804 | 0.024549 | 0 | 0 | 0 | 0 | 0 | 0 | 0
Scenario 4: Reference ZEAS Phase In | SDG&E | Com | WaterHeat | Com - Other | Electric Demand (MW) | Energy Efficiency | 4.5578 | 4.6163 | 4.6769 | 4.7393 | 4.8021 | 4.8667 | 4.9325 | 5 | 5.0685 | 5.1383 | 5.2091 | 5.281 | 5.3542
Scenario 4: Reference ZEAS Phase In | SDG&E | Com | WaterHeat | Com - Other | Electric Demand (MW) | Fuel Substitution | 0 | 0 | 4.2619 | 8.4654 | 12.6113 | 12.525 | 12.4393 | 12.3542 | 12.2696 | 12.1857 | 12.1023 | 12.0195 | 11.9373
Scenario 4: Reference ZEAS Phase In | SDG&E | Com | WaterHeat | Com - Other | Electric Energy (GWh/year) | Energy Efficiency | 29.3176 | 29.6963 | 30.0881 | 30.4909 | 30.8973 | 31.3145 | 31.7401 | 32.1761 | 32.6191 | 33.0701 | 33.5274 | 33.9918 | 34.4648
Scenario 4: Reference ZEAS Phase In | SDG&E | Com | WaterHeat | Com - Other | Electric Energy (GWh/year) | Fuel Substitution | -117.4336 | -116.6301 | -57.1638 | 6.4536 | 69.2032 | 68.7297 | 88.6454 | 88.0389 | 87.4365 | 86.8383 | 86.2441 | 85.654 | 85.068
Scenario 4: Reference ZEAS Phase In | SDG&E | Com | WaterHeat | Com - Other | Gas Energy (MMTherm/year) | Energy Efficiency | 4.4576 | 4.4551 | 4.4269 | 4.399 | 4.3713 | 4.3438 | 4.2287 | 4.2003 | 4.1722 | 4.1442 | 4.1164 | 4.0888 | 4.0614
Scenario 4: Reference ZEAS Phase In | SDG&E | Com | WaterHeat | Com - Other | Gas Energy (MMTherm/year) | Fuel Substitution | 13.5487 | 13.456 | 10.2013 | 6.4363 | 2.7222 | 2.7036 | 0 | 0 | 0 | 0 | 0 | 0 | 0
Scenario 4: Reference ZEAS Phase In | SDG&E | Com | WaterHeat | Com - Refrig. Warehouse | Electric Demand (MW) | Energy Efficiency | 0.0041475 | 0.0041492 | 0.0041532 | 0.0041575 | 0.0041632 | 0.0041705 | 0.0041796 | 0.004191 | 0.0042047 | 0.0042204 | 0.0042385 | 0.0042591 | 0.0042819
Scenario 4: Reference ZEAS Phase In | SDG&E | Com | WaterHeat | Com - Refrig. Warehouse | Electric Demand (MW) | Fuel Substitution | 0 | 0 | 0.0008583 | 0.0017076 | 0.0025481 | 0.0025348 | 0.0025215 | 0.0025083 | 0.0024952 | 0.0024822 | 0.0024692 | 0.0024563 | 0.0024435
Scenario 4: Reference ZEAS Phase In | SDG&E | Com | WaterHeat | Com - Refrig. Warehouse | Electric Energy (GWh/year) | Energy Efficiency | 0.045411 | 0.045443 | 0.0455 | 0.045562 | 0.045639 | 0.045734 | 0.04585 | 0.045992 | 0.046162 | 0.046354 | 0.046573 | 0.046821 | 0.047095
Scenario 4: Reference ZEAS Phase In | SDG&E | Com | WaterHeat | Com - Refrig. Warehouse | Electric Energy (GWh/year) | Fuel Substitution | -0.040867 | -0.040654 | -0.020295 | 0.0014794 | 0.023027 | 0.022906 | 0.031959 | 0.031792 | 0.031626 | 0.031461 | 0.031297 | 0.031133 | 0.030971
Scenario 4: Reference ZEAS Phase In | SDG&E | Com | WaterHeat | Com - Refrig. Warehouse | Gas Energy (MMTherm/year) | Energy Efficiency | 0.016679 | 0.016595 | 0.016509 | 0.016424 | 0.016339 | 0.016254 | 0.016047 | 0.015963 | 0.01588 | 0.015797 | 0.015715 | 0.015633 | 0.015551
Scenario 4: Reference ZEAS Phase In | SDG&E | Com | WaterHeat | Com - Refrig. Warehouse | Gas Energy (MMTherm/year) | Fuel Substitution | 0.0049772 | 0.0049512 | 0.0038459 | 0.0025624 | 0.0012923 | 0.0012855 | 0 | 0 | 0 | 0 | 0 | 0 | 0
Scenario 4: Reference ZEAS Phase In | SDG&E | Com | WaterHeat | Com - Restaurant | Electric Demand (MW) | Energy Efficiency | 1.5922 | 1.6 | 1.6087 | 1.6181 | 1.628 | 1.6385 | 1.6495 | 1.6611 | 1.6731 | 1.6855 | 1.6983 | 1.7116 | 1.7252
Scenario 4: Reference ZEAS Phase In | SDG&E | Com | WaterHeat | Com - Restaurant | Electric Demand (MW) | Fuel Substitution | 0 | 0 | 4.5162 | 8.9532 | 13.3119 | 13.195 | 13.0791 | 12.9643 | 12.8505 | 12.7377 | 12.6258 | 12.515 | 12.4051
Scenario 4: Reference ZEAS Phase In | SDG&E | Com | WaterHeat | Com - Restaurant | Electric Energy (GWh/year) | Energy Efficiency | 8.1422 | 8.1824 | 8.2274 | 8.2756 | 8.327 | 8.381 | 8.4375 | 8.4974 | 8.5593 | 8.6232 | 8.6893 | 8.7575 | 8.8278
Scenario 4: Reference ZEAS Phase In | SDG&E | Com | WaterHeat | Com - Restaurant | Electric Energy (GWh/year) | Fuel Substitution | -76.3499 | -75.6795 | -27.8928 | 22.8207 | 72.6458 | 72.008 | 74.2166 | 73.565 | 72.9191 | 72.2789 | 71.6443 | 71.0153 | 70.3918
Scenario 4: Reference ZEAS Phase In | SDG&E | Com | WaterHeat | Com - Restaurant | Gas Energy (MMTherm/year) | Energy Efficiency | 1.2799 | 1.2849 | 1.2743 | 1.2639 | 1.2535 | 1.2433 | 1.213 | 1.2028 | 1.1927 | 1.1826 | 1.1727 | 1.1629 | 1.1531
Scenario 4: Reference ZEAS Phase In | SDG&E | Com | WaterHeat | Com - Restaurant | Gas Energy (MMTherm/year) | Fuel Substitution | 9.2926 | 9.211 | 6.5361 | 3.4537 | 0.42496 | 0.42123 | 0 | 0 | 0 | 0 | 0 | 0 | 0
Scenario 4: Reference ZEAS Phase In | SDG&E | Com | WaterHeat | Com - Retail | Electric Demand (MW) | Energy Efficiency | 0.3731 | 0.37464 | 0.37634 | 0.37818 | 0.38008 | 0.38214 | 0.38433 | 0.38666 | 0.38909 | 0.39163 | 0.39428 | 0.39704 | 0.39992
Scenario 4: Reference ZEAS Phase In | SDG&E | Com | WaterHeat | Com - Retail | Electric Demand (MW) | Fuel Substitution | 0 | 0 | 0.17624 | 0.34955 | 0.51999 | 0.51568 | 0.51141 | 0.50718 | 0.50298 | 0.49881 | 0.49468 | 0.49058 | 0.48652
Scenario 4: Reference ZEAS Phase In | SDG&E | Com | WaterHeat | Com - Retail | Electric Energy (GWh/year) | Energy Efficiency | 2.2693 | 2.2795 | 2.2906 | 2.3026 | 2.315 | 2.3284 | 2.3426 | 2.3576 | 2.3733 | 2.3897 | 2.4068 | 2.4245 | 2.443
Scenario 4: Reference ZEAS Phase In | SDG&E | Com | WaterHeat | Com - Retail | Electric Energy (GWh/year) | Fuel Substitution | -3.8546 | -3.8227 | -1.4522 | 1.0755 | 3.5614 | 3.5319 | 3.5334 | 3.5042 | 3.4752 | 3.4464 | 3.4178 | 3.3895 | 3.3614
Scenario 4: Reference ZEAS Phase In | SDG&E | Com | WaterHeat | Com - Retail | Gas Energy (MMTherm/year) | Energy Efficiency | 1.8856 | 1.8707 | 1.8552 | 1.8399 | 1.8247 | 1.8096 | 1.7946 | 1.7797 | 1.765 | 1.7504 | 1.7359 | 1.7215 | 1.7073
Scenario 4: Reference ZEAS Phase In | SDG&E | Com | WaterHeat | Com - Retail | Gas Energy (MMTherm/year) | Fuel Substitution | 0.43943 | 0.43579 | 0.30457 | 0.15316 | 0.004232 | 0.0041969 | 0 | 0 | 0 | 0 | 0 | 0 | 0
Scenario 4: Reference ZEAS Phase In | SDG&E | Com | WaterHeat | Com - School | Electric Demand (MW) | Energy Efficiency | 0.14704 | 0.14851 | 0.15008 | 0.15171 | 0.15341 | 0.15515 | 0.15688 | 0.15872 | 0.16061 | 0.16257 | 0.16458 | 0.16665 | 0.16878
Scenario 4: Reference ZEAS Phase In | SDG&E | Com | WaterHeat | Com - School | Electric Demand (MW) | Fuel Substitution | 0 | 0 | 0.31559 | 0.61589 | 0.90146 | 0.87962 | 0.85831 | 0.83751 | 0.81722 | 0.79742 | 0.7781 | 0.75925 | 0.74086
Scenario 4: Reference ZEAS Phase In | SDG&E | Com | WaterHeat | Com - School | Electric Energy (GWh/year) | Energy Efficiency | 1.8637 | 1.8867 | 1.9113 | 1.9364 | 1.9625 | 1.989 | 2.0153 | 2.043 | 2.0715 | 2.1007 | 2.1306 | 2.1613 | 2.1926
Scenario 4: Reference ZEAS Phase In | SDG&E | Com | WaterHeat | Com - School | Electric Energy (GWh/year) | Fuel Substitution | -15.9644 | -15.5776 | -6.2106 | 3.4419 | 12.6303 | 12.3243 | 12.9151 | 12.6022 | 12.2969 | 11.999 | 11.7083 | 11.4246 | 11.1478
Scenario 4: Reference ZEAS Phase In | SDG&E | Com | WaterHeat | Com - School | Gas Energy (MMTherm/year) | Energy Efficiency | 2.0829 | 2.0436 | 1.9962 | 1.95 | 1.905 | 1.861 | 1.7812 | 1.7388 | 1.6974 | 1.657 | 1.6176 | 1.5791 | 1.5416
Scenario 4: Reference ZEAS Phase In | SDG&E | Com | WaterHeat | Com - School | Gas Energy (MMTherm/year) | Fuel Substitution | 1.912 | 1.8657 | 1.3168 | 0.70677 | 0.1255 | 0.12246 | 0 | 0 | 0 | 0 | 0 | 0 | 0
Scenario 4: Reference ZEAS Phase In | SDG&E | Com | WaterHeat | Com - Warehouse | Electric Demand (MW) | Energy Efficiency | 0.034039 | 0.03407 | 0.034104 | 0.034145 | 0.034188 | 0.034237 | 0.034285 | 0.03434 | 0.0344 | 0.034463 | 0.034529 | 0.034597 | 0.03467
Scenario 4: Reference ZEAS Phase In | SDG&E | Com | WaterHeat | Com - Warehouse | Electric Demand (MW) | Fuel Substitution | 0 | 0 | 0.0024714 | 0.004923 | 0.0073551 | 0.0073258 | 0.0072965 | 0.0072675 | 0.0072385 | 0.0072096 | 0.0071809 | 0.0071523 | 0.0071238
Scenario 4: Reference ZEAS Phase In | SDG&E | Com | WaterHeat | Com - Warehouse | Electric Energy (GWh/year) | Energy Efficiency | 0.41737 | 0.42011 | 0.42295 | 0.42594 | 0.42899 | 0.43217 | 0.43532 | 0.43867 | 0.44211 | 0.44565 | 0.44925 | 0.45292 | 0.4567
Scenario 4: Reference ZEAS Phase In | SDG&E | Com | WaterHeat | Com - Warehouse | Electric Energy (GWh/year) | Fuel Substitution | -0.30867 | -0.30744 | -0.16669 | -0.015245 | 0.13499 | 0.13446 | 0.21351 | 0.21265 | 0.21181 | 0.21096 | 0.21012 | 0.20928 | 0.20845
Scenario 4: Reference ZEAS Phase In | SDG&E | Com | WaterHeat | Com - Warehouse | Gas Energy (MMTherm/year) | Energy Efficiency | 1.2303 | 1.2255 | 1.2207 | 1.2159 | 1.2111 | 1.2064 | 1.1968 | 1.192 | 1.1872 | 1.1825 | 1.1778 | 1.1731 | 1.1684
Scenario 4: Reference ZEAS Phase In | SDG&E | Com | WaterHeat | Com - Warehouse | Gas Energy (MMTherm/year) | Fuel Substitution | 0.036309 | 0.036164 | 0.028441 | 0.019447 | 0.010524 | 0.010482 | 0 | 0 | 0 | 0 | 0 | 0 | 0
Scenario 4: Reference ZEAS Phase In | SDG&E | Res | AppPlug | Res - Multi Family | Electric Demand (MW) | Energy Efficiency | 3.1315 | 3.177 | 3.2212 | 3.2648 | 3.3051 | 3.3437 | 3.3803 | 3.4146 | 3.4464 | 3.4759 | 3.5031 | 3.5287 | 3.5528
Scenario 4: Reference ZEAS Phase In | SDG&E | Res | AppPlug | Res - Multi Family | Electric Energy (GWh/year) | Energy Efficiency | 41.8746 | 42.481 | 43.0682 | 43.6491 | 44.1862 | 44.6991 | 45.1862 | 45.6428 | 46.0664 | 46.4583 | 46.8215 | 47.1623 | 47.4831
Scenario 4: Reference ZEAS Phase In | SDG&E | Res | AppPlug | Res - Multi Family | Electric Energy (GWh/year) | Fuel Substitution | -34.139 | -34.4448 | -34.7403 | -35.0325 | -35.3013 | -35.5571 | -24.342 | -24.5867 | -24.8139 | -25.024 | -25.2187 | -25.4015 | -25.5734
Scenario 4: Reference ZEAS Phase In | SDG&E | Res | AppPlug | Res - Multi Family | Gas Energy (MMTherm/year) | Energy Efficiency | 0.88567 | 0.89239 | 0.89887 | 0.90528 | 0.91116 | 0.91674 | 0.92202 | 0.92692 | 0.93142 | 0.93553 | 0.9393 | 0.9428 | 0.94605
Scenario 4: Reference ZEAS Phase In | SDG&E | Res | AppPlug | Res - Multi Family | Gas Energy (MMTherm/year) | Fuel Substitution | 4.0638 | 4.0829 | 4.1013 | 4.1195 | 4.136 | 4.1515 | 1.7378 | 1.7553 | 1.7715 | 1.7865 | 1.8004 | 1.8134 | 1.8257
Scenario 4: Reference ZEAS Phase In | SDG&E | Res | AppPlug | Res - Single Family | Electric Demand (MW) | Energy Efficiency | 6.82 | 6.8756 | 6.9351 | 6.9938 | 7.046 | 7.0948 | 7.14 | 7.1815 | 7.2197 | 7.2547 | 7.287 | 7.317 | 7.3451
Scenario 4: Reference ZEAS Phase In | SDG&E | Res | AppPlug | Res - Single Family | Electric Energy (GWh/year) | Energy Efficiency | 110.2517 | 111.1478 | 112.1051 | 113.0514 | 113.8921 | 114.6779 | 115.406 | 116.0756 | 116.69 | 117.2545 | 117.7747 | 118.259 | 118.7112
Scenario 4: Reference ZEAS Phase In | SDG&E | Res | AppPlug | Res - Single Family | Electric Energy (GWh/year) | Fuel Substitution | -132.8911 | -133.7989 | -134.7695 | -135.7288 | -136.5798 | -137.3746 | -118.4826 | -119.1686 | -119.7982 | -120.3765 | -120.9095 | -121.4057 | -121.869
Scenario 4: Reference ZEAS Phase In | SDG&E | Res | AppPlug | Res - Single Family | Gas Energy (MMTherm/year) | Energy Efficiency | 0.8986 | 0.90766 | 0.91733 | 0.92689 | 0.93539 | 0.94335 | 0.94952 | 0.95521 | 0.96042 | 0.96521 | 0.96962 | 0.97373 | 0.97757
Scenario 4: Reference ZEAS Phase In | SDG&E | Res | AppPlug | Res - Single Family | Gas Energy (MMTherm/year) | Fuel Substitution | 11.3311 | 11.3869 | 11.4467 | 11.5058 | 11.5581 | 11.6067 | 7.4876 | 7.531 | 7.5708 | 7.6073 | 7.641 | 7.6724 | 7.7016
Scenario 4: Reference ZEAS Phase In | SDG&E | Res | BldgEnv | Res - Multi Family | Electric Demand (MW) | Energy Efficiency | 9.0306 | 4.863 | 4.8635 | 4.864 | 4.864 | 4.8636 | 4.8629 | 4.8618 | 4.8603 | 8.9646 | 8.9554 | 8.946 | 8.9364
Scenario 4: Reference ZEAS Phase In | SDG&E | Res | BldgEnv | Res - Multi Family | Electric Energy (GWh/year) | Energy Efficiency | -6.7486 | 1.9934 | 1.9774 | 1.9615 | 1.9464 | 1.9318 | 1.9178 | 1.9043 | 1.8914 | -6.7484 | -6.7457 | -6.7425 | -6.739
Scenario 4: Reference ZEAS Phase In | SDG&E | Res | BldgEnv | Res - Multi Family | Gas Energy (MMTherm/year) | Energy Efficiency | 1.531 | 1.0252 | 1.0252 | 1.0251 | 1.025 | 1.0248 | 1.0245 | 1.0242 | 1.0238 | 1.5216 | 1.5202 | 1.5187 | 1.5172
Scenario 4: Reference ZEAS Phase In | SDG&E | Res | BldgEnv | Res - Single Family | Electric Demand (MW) | Energy Efficiency | 57.5314 | 40.7315 | 40.7396 | 40.7473 | 40.752 | 40.7551 | 40.7566 | 40.7564 | 40.7545 | 57.4783 | 57.465 | 57.4506 | 57.4354
Scenario 4: Reference ZEAS Phase In | SDG&E | Res | BldgEnv | Res - Single Family | Electric Energy (GWh/year) | Energy Efficiency | -14.0772 | 21.1987 | 21.1611 | 21.1238 | 21.0893 | 21.0562 | 21.0246 | 20.9946 | 20.9659 | -14.2068 | -14.2145 | -14.2213 | -14.2272
Scenario 4: Reference ZEAS Phase In | SDG&E | Res | BldgEnv | Res - Single Family | Gas Energy (MMTherm/year) | Energy Efficiency | 8.015 | 5.9788 | 5.9823 | 5.9859 | 5.9887 | 5.9912 | 5.9932 | 5.9949 | 5.9963 | 8.027 | 8.0267 | 8.0261 | 8.0253
Scenario 4: Reference ZEAS Phase In | SDG&E | Res | HVAC | Res - Multi Family | Electric Demand (MW) | Energy Efficiency | 15.6572 | 15.7547 | 15.8487 | 15.9416 | 15.9944 | 16.0476 | 16.1 | 16.1457 | 16.1869 | 16.2238 | 16.2569 | 16.2869 | 16.3143
Scenario 4: Reference ZEAS Phase In | SDG&E | Res | HVAC | Res - Multi Family | Electric Demand (MW) | Fuel Substitution | 0 | 0 | 0 | 0 | 2.3326 | 2.3287 | 2.3248 | 2.3209 | 2.317 | 2.3132 | 2.3093 | 2.3054 | 2.3016
Scenario 4: Reference ZEAS Phase In | SDG&E | Res | HVAC | Res - Multi Family | Electric Energy (GWh/year) | Energy Efficiency | 14.9544 | 15.0725 | 15.1866 | 15.2994 | 15.3719 | 15.4446 | 15.5131 | 15.5764 | 15.6343 | 15.6869 | 15.7347 | 15.7788 | 15.8195
Scenario 4: Reference ZEAS Phase In | SDG&E | Res | HVAC | Res - Multi Family | Electric Energy (GWh/year) | Fuel Substitution | -13.647 | -13.6242 | -13.6014 | -13.5787 | 6.9936 | 6.9819 | 6.9702 | 6.9586 | 6.947 | 6.9354 | 6.9238 | 6.9122 | 6.9007
Scenario 4: Reference ZEAS Phase In | SDG&E | Res | HVAC | Res - Multi Family | Gas Energy (MMTherm/year) | Energy Efficiency | 0.069057 | 0.07056 | 0.072018 | 0.073461 | 0.074188 | 0.075097 | 0.07593 | 0.076739 | 0.077491 | 0.078187 | 0.078833 | 0.079439 | 0.08001
Scenario 4: Reference ZEAS Phase In | SDG&E | Res | HVAC | Res - Multi Family | Gas Energy (MMTherm/year) | Fuel Substitution | 2.1534 | 2.1498 | 2.1462 | 2.1426 | 5.1664e-09 | 5.1578e-09 | 5.1492e-09 | 5.1406e-09 | 5.132e-09 | 5.1234e-09 | 5.1149e-09 | 5.1063e-09 | 5.0978e-09
Scenario 4: Reference ZEAS Phase In | SDG&E | Res | HVAC | Res - Single Family | Electric Demand (MW) | Energy Efficiency | 100.6802 | 101.1687 | 101.6919 | 102.209 | 102.3609 | 102.5234 | 102.6712 | 102.8041 | 102.9229 | 103.0291 | 103.1239 | 103.2096 | 103.2872
Scenario 4: Reference ZEAS Phase In | SDG&E | Res | HVAC | Res - Single Family | Electric Demand (MW) | Fuel Substitution | 0 | 0 | 0 | 0 | 41.2247 | 41.2031 | 41.1815 | 41.1598 | 41.1382 | 41.1166 | 41.0951 | 41.0735 | 41.0519
Scenario 4: Reference ZEAS Phase In | SDG&E | Res | HVAC | Res - Single Family | Electric Energy (GWh/year) | Energy Efficiency | 78.157 | 78.6348 | 79.1458 | 79.6509 | 79.7861 | 79.9567 | 80.1128 | 80.2542 | 80.3819 | 80.497 | 80.6011 | 80.6962 | 80.7832
Scenario 4: Reference ZEAS Phase In | SDG&E | Res | HVAC | Res - Single Family | Electric Energy (GWh/year) | Fuel Substitution | -197.1204 | -197.0169 | -196.9135 | -196.8102 | 93.3719 | 93.3229 | 93.2739 | 93.2249 | 93.176 | 93.1271 | 93.0782 | 93.0294 | 92.9805
Scenario 4: Reference ZEAS Phase In | SDG&E | Res | HVAC | Res - Single Family | Gas Energy (MMTherm/year) | Energy Efficiency | 0.14628 | 0.1534 | 0.16098 | 0.16848 | 0.16745 | 0.16912 | 0.17066 | 0.17208 | 0.17339 | 0.1746 | 0.17571 | 0.17676 | 0.17773
Scenario 4: Reference ZEAS Phase In | SDG&E | Res | HVAC | Res - Single Family | Gas Energy (MMTherm/year) | Fuel Substitution | 33.2448 | 33.2274 | 33.2099 | 33.1925 | 0 | 0 | 0 | 0 | 0 | 0 | 0 | 0 | 0
Scenario 4: Reference ZEAS Phase In | SDG&E | Res | WaterHeat | Res - Multi Family | Electric Demand (MW) | Energy Efficiency | 5.1665 | 5.2402 | 5.3123 | 5.3836 | 5.4495 | 5.5125 | 5.5723 | 5.6283 | 5.6804 | 5.7285 | 5.7731 | 5.8149 | 5.8543
Scenario 4: Reference ZEAS Phase In | SDG&E | Res | WaterHeat | Res - Multi Family | Electric Demand (MW) | Fuel Substitution | 0 | 0 | 4.0447 | 8.0759 | 12.0936 | 12.0734 | 12.0532 | 12.0331 | 12.013 | 11.9929 | 11.9729 | 11.9529 | 11.9329
Scenario 4: Reference ZEAS Phase In | SDG&E | Res | WaterHeat | Res - Multi Family | Electric Energy (GWh/year) | Energy Efficiency | 25.5298 | 25.8937 | 26.25 | 26.6024 | 26.9282 | 27.2394 | 27.5349 | 27.8119 | 28.0689 | 28.3066 | 28.527 | 28.7337 | 28.9283
Scenario 4: Reference ZEAS Phase In | SDG&E | Res | WaterHeat | Res - Multi Family | Electric Energy (GWh/year) | Fuel Substitution | -5068.4911 | -5060.0273 | -5015.7244 | -4961.0543 | -4906.5528 | -4898.3594 | 66.6102 | 66.4989 | 66.3879 | 66.277 | 66.1664 | 66.0559 | 65.9456
Scenario 4: Reference ZEAS Phase In | SDG&E | Res | WaterHeat | Res - Multi Family | Gas Energy (MMTherm/year) | Energy Efficiency | 3.045 | 3.0939 | 3.1143 | 3.1345 | 3.153 | 3.1706 | 3.1872 | 3.2025 | 3.2166 | 3.2295 | 3.2413 | 3.2522 | 3.2623
Scenario 4: Reference ZEAS Phase In | SDG&E | Res | WaterHeat | Res - Multi Family | Gas Energy (MMTherm/year) | Fuel Substitution | 369.6767 | 369.0594 | 366.1958 | 361.5968 | 357.0122 | 356.416 | 0 | 0 | 0 | 0 | 0 | 0 | 0
Scenario 4: Reference ZEAS Phase In | SDG&E | Res | WaterHeat | Res - Single Family | Electric Demand (MW) | Energy Efficiency | 3.6582 | 3.6856 | 3.7173 | 3.7486 | 3.7765 | 3.8025 | 3.8266 | 3.8488 | 3.8692 | 3.8879 | 3.9051 | 3.9212 | 3.9361
Scenario 4: Reference ZEAS Phase In | SDG&E | Res | WaterHeat | Res - Single Family | Electric Demand (MW) | Fuel Substitution | 0 | 0 | 22.6997 | 45.3755 | 68.0275 | 67.9918 | 67.9561 | 67.9205 | 67.8848 | 67.8492 | 67.8136 | 67.778 | 67.7424
Scenario 4: Reference ZEAS Phase In | SDG&E | Res | WaterHeat | Res - Single Family | Electric Energy (GWh/year) | Energy Efficiency | 18.979 | 19.1199 | 19.2845 | 19.4471 | 19.5916 | 19.7267 | 19.8518 | 19.9669 | 20.0725 | 20.1696 | 20.259 | 20.3422 | 20.4199
Scenario 4: Reference ZEAS Phase In | SDG&E | Res | WaterHeat | Res - Single Family | Electric Energy (GWh/year) | Fuel Substitution | -465.1878 | -464.9436 | -208.6867 | 96.913 | 402.192 | 401.9809 | 401.7699 | 401.559 | 401.3482 | 401.1376 | 400.927 | 400.7166 | 400.5063
Scenario 4: Reference ZEAS Phase In | SDG&E | Res | WaterHeat | Res - Single Family | Gas Energy (MMTherm/year) | Energy Efficiency | 6.2327 | 6.3903 | 6.4458 | 6.5006 | 6.5494 | 6.5949 | 6.6371 | 6.6759 | 6.7116 | 6.7443 | 6.7744 | 6.8025 | 6.8287
Scenario 4: Reference ZEAS Phase In | SDG&E | Res | WaterHeat | Res - Single Family | Gas Energy (MMTherm/year) | Fuel Substitution | 71.1265 | 71.0891 | 52.4248 | 26.1986 | 0 | 0 | 0 | 0 | 0 | 0 | 0 | 0 | 0

## Econ Pot. Detail (hidden)
Scenario | Utility | Sector | End Use | Building Type | Savings Type | Measure Type | 2025 | 2026 | 2027 | 2028 | 2029 | 2030 | 2031 | 2032 | 2033 | 2034 | 2035 | 2036 | 2037
Scenario 4: Reference ZEAS Phase In | PG&E | Com | AppPlug | Com - Health | Gas Energy (MMTherm/year) | Energy Efficiency | 24.282 | 24.4394 | 24.6113 | 24.7795 | 24.9511 | 24.2916 | 25.1267 | 25.3097 | 25.4915 | 25.668 | 25.8351 | 26.0062 | 26.181
Scenario 4: Reference ZEAS Phase In | PG&E | Com | AppPlug | Com - Lodging | Gas Energy (MMTherm/year) | Energy Efficiency | 18.5631 | 18.7352 | 18.914 | 19.0953 | 19.2838 | 19.4751 | 19.6692 | 19.8655 | 20.0635 | 20.2641 | 20.4665 | 18.7401 | 20.6057
Scenario 4: Reference ZEAS Phase In | PG&E | Com | AppPlug | Com - Other | Gas Energy (MMTherm/year) | Energy Efficiency | 0.0048227 | 0.0097154 | 0.014712 | 0.019788 | 0.024893 | 0.030114 | 0.035462 | 0.040894 | 0.046339 | 0.051833 | 0.057382 | 0.062981 | 0.068638
Scenario 4: Reference ZEAS Phase In | PG&E | Com | BldgEnv | Com - College | Electric Demand (MW) | Energy Efficiency | 0.0020769 | 0.0028481 | 0.0035216 | 0.0042842 | 0.0050396 | 0.0057837 | 0.0065319 | 0.0072733 | 0.0080286 | 0.0087921 | 0.0095581 | 0.010312 | 0.011068
Scenario 4: Reference ZEAS Phase In | PG&E | Com | BldgEnv | Com - College | Electric Energy (GWh/year) | Energy Efficiency | 0.00055653 | 0.00077941 | 0.00097704 | 0.0011974 | 0.0014158 | 0.0016308 | 0.0018471 | 0.0020614 | 0.0022797 | 0.0025003 | 0.0027217 | 0.0029397 | 0.003158
Scenario 4: Reference ZEAS Phase In | PG&E | Com | BldgEnv | Com - College | Gas Energy (MMTherm/year) | Energy Efficiency | 0.00023521 | 0.00028452 | 0.00032072 | 0.00036953 | 0.00041788 | 0.00046549 | 0.00051337 | 0.00056082 | 0.00060917 | 0.00065804 | 0.00070709 | 0.00075537 | 0.00080372
Scenario 4: Reference ZEAS Phase In | PG&E | Com | BldgEnv | Com - Grocery | Electric Demand (MW) | Energy Efficiency | 0.0026861 | 0.0038317 | 0.0050089 | 0.0062162 | 0.007439 | 0.0086949 | 0.0099794 | 0.011292 | 0.012619 | 0.013964 | 0.015328 | 0.016709 | 0.01811
Scenario 4: Reference ZEAS Phase In | PG&E | Com | BldgEnv | Com - Grocery | Electric Energy (GWh/year) | Energy Efficiency | 0.00072426 | 0.0010555 | 0.0013959 | 0.001745 | 0.0020985 | 0.0024616 | 0.002833 | 0.0032125 | 0.0035962 | 0.0039849 | 0.0043791 | 0.0047783 | 0.0051833
Scenario 4: Reference ZEAS Phase In | PG&E | Com | BldgEnv | Com - Grocery | Gas Energy (MMTherm/year) | Energy Efficiency | 0.00029368 | 0.00036662 | 0.00044161 | 0.00051855 | 0.00059651 | 0.00067661 | 0.00075857 | 0.00084236 | 0.00092711 | 0.001013 | 0.0011001 | 0.0011883 | 0.0012779
Scenario 4: Reference ZEAS Phase In | PG&E | Com | BldgEnv | Com - Health | Electric Demand (MW) | Energy Efficiency | 1.4546 | 1.4512 | 1.4478 | 1.4444 | 1.4411 | 1.4378 | 1.4345 | 1.4312 | 1.428 | 1.4248 | 1.4215 | 1.4182 | 1.4149
Scenario 4: Reference ZEAS Phase In | PG&E | Com | BldgEnv | Com - Health | Electric Energy (GWh/year) | Energy Efficiency | 0.55483 | 0.55353 | 0.55226 | 0.55099 | 0.54973 | 0.54846 | 0.54723 | 0.546 | 0.54478 | 0.54355 | 0.5423 | 0.54106 | 0.53984
Scenario 4: Reference ZEAS Phase In | PG&E | Com | BldgEnv | Com - Health | Gas Energy (MMTherm/year) | Energy Efficiency | 0.24466 | 0.24408 | 0.24352 | 0.24295 | 0.24239 | 0.24182 | 0.24127 | 0.24072 | 0.24017 | 0.23962 | 0.23907 | 0.23852 | 0.23797
Scenario 4: Reference ZEAS Phase In | PG&E | Com | BldgEnv | Com - Lodging | Electric Demand (MW) | Energy Efficiency | 1.1282 | 1.1205 | 1.1129 | 1.1053 | 1.0979 | 1.0905 | 1.0832 | 1.076 | 1.0689 | 1.0618 | 1.0548 | 1.0478 | 1.041
Scenario 4: Reference ZEAS Phase In | PG&E | Com | BldgEnv | Com - Lodging | Electric Energy (GWh/year) | Energy Efficiency | 0.56378 | 0.55994 | 0.55614 | 0.55238 | 0.54867 | 0.54501 | 0.54138 | 0.5378 | 0.53425 | 0.53074 | 0.52727 | 0.52378 | 0.52039
Scenario 4: Reference ZEAS Phase In | PG&E | Com | BldgEnv | Com - Lodging | Gas Energy (MMTherm/year) | Energy Efficiency | 0.33033 | 0.32807 | 0.32584 | 0.32362 | 0.32144 | 0.31928 | 0.31715 | 0.31503 | 0.31294 | 0.31088 | 0.30883 | 0.30674 | 0.30474
Scenario 4: Reference ZEAS Phase In | PG&E | Com | BldgEnv | Com - Office (Large) | Electric Demand (MW) | Energy Efficiency | 0.014581 | 0.025371 | 0.036092 | 0.046657 | 1.4454 | 1.4112 | 1.3784 | 1.3468 | 0.097981 | 0.10779 | 0.11745 | 0.12696 | 0.13635
Scenario 4: Reference ZEAS Phase In | PG&E | Com | BldgEnv | Com - Office (Large) | Electric Energy (GWh/year) | Energy Efficiency | 0.004095 | 0.0072147 | 0.010314 | 0.013368 | 0.58432 | 0.56908 | 0.55441 | 0.54026 | 0.028204 | 0.03104 | 0.033831 | 0.036581 | 0.039295
Scenario 4: Reference ZEAS Phase In | PG&E | Com | BldgEnv | Com - Office (Large) | Gas Energy (MMTherm/year) | Energy Efficiency | 0.0012116 | 0.0019002 | 0.0025845 | 0.0032591 | 0.084699 | 0.082768 | 0.080917 | 0.079138 | 0.0065387 | 0.0071659 | 0.0077833 | 0.0083918 | 0.0089925
Scenario 4: Reference ZEAS Phase In | PG&E | Com | BldgEnv | Com - Office (Small) | Electric Demand (MW) | Energy Efficiency | 0.0031798 | 0.005044 | 0.0069298 | 0.0066784 | 0.027555 | 0.02931 | 0.031084 | 0.032872 | 0.03467 | 0.036478 | 0.038298 | 0.040131 | 0.041976
Scenario 4: Reference ZEAS Phase In | PG&E | Com | BldgEnv | Com - Office (Small) | Electric Energy (GWh/year) | Energy Efficiency | 0.00087461 | 0.0014134 | 0.0019583 | 0.0018941 | 0.007923 | 0.0084301 | 0.0089425 | 0.0094594 | 0.0099787 | 0.010501 | 0.011027 | 0.011557 | 0.01209
Scenario 4: Reference ZEAS Phase In | PG&E | Com | BldgEnv | Com - Office (Small) | Gas Energy (MMTherm/year) | Energy Efficiency | 0.00030735 | 0.00042676 | 0.00054758 | 0.00051183 | 0.0018598 | 0.0019724 | 0.0020862 | 0.0022009 | 0.0023163 | 0.0024324 | 0.0025492 | 0.0026669 | 0.0027853
Scenario 4: Reference ZEAS Phase In | PG&E | Com | BldgEnv | Com - Other | Electric Demand (MW) | Energy Efficiency | 0.0034009 | 0.0049847 | 0.0066018 | 0.84653 | 0.84244 | 0.83843 | 0.8345 | 0.83064 | 0.016816 | 0.018586 | 0.020372 | 0.022173 | 0.023992
Scenario 4: Reference ZEAS Phase In | PG&E | Com | BldgEnv | Com - Other | Electric Energy (GWh/year) | Energy Efficiency | 0.00092405 | 0.0013844 | 0.0018545 | 0.34527 | 0.3434 | 0.34156 | 0.33975 | 0.33796 | 0.0048235 | 0.0053378 | 0.0058571 | 0.0063804 | 0.0069092
Scenario 4: Reference ZEAS Phase In | PG&E | Com | BldgEnv | Com - Other | Gas Energy (MMTherm/year) | Energy Efficiency | 0.00036142 | 0.00046279 | 0.00056632 | 0.049444 | 0.049216 | 0.048993 | 0.048774 | 0.04856 | 0.0012207 | 0.0013341 | 0.0014487 | 0.0015641 | 0.0016808
Scenario 4: Reference ZEAS Phase In | PG&E | Com | BldgEnv | Com - Refrig. Warehouse | Electric Demand (MW) | Energy Efficiency | 0.00096397 | 0.0014438 | 0.001924 | 0.0024062 | 0.0028922 | 0.0033837 | 0.0038777 | 0.0043749 | 0.0048716 | 0.0053691 | 0.0058665 | 0.0063647 | 0.0068643
Scenario 4: Reference ZEAS Phase In | PG&E | Com | BldgEnv | Com - Refrig. Warehouse | Electric Energy (GWh/year) | Energy Efficiency | 0.00036388 | 0.00050213 | 0.00064045 | 0.00077939 | 0.00091939 | 0.001061 | 0.0012033 | 0.0013466 | 0.0014897 | 0.0016331 | 0.0017764 | 0.00192 | 0.002064
Scenario 4: Reference ZEAS Phase In | PG&E | Com | BldgEnv | Com - Refrig. Warehouse | Gas Energy (MMTherm/year) | Energy Efficiency | 0.00030248 | 0.00033248 | 0.0003625 | 0.00039266 | 0.00042308 | 0.00045386 | 0.00048481 | 0.00051598 | 0.00054711 | 0.00057832 | 0.00060951 | 0.00064076 | 0.00067212
Scenario 4: Reference ZEAS Phase In | PG&E | Com | BldgEnv | Com - Restaurant | Electric Demand (MW) | Energy Efficiency | 0.0012935 | 0.0018027 | 0.0023178 | 0.0028377 | 0.003362 | 0.0038894 | 0.0044238 | 0.0049633 | 0.0055062 | 0.0060541 | 0.0066062 | 0.006531 | 0.012623
Scenario 4: Reference ZEAS Phase In | PG&E | Com | BldgEnv | Com - Restaurant | Electric Energy (GWh/year) | Energy Efficiency | 0.00034779 | 0.00049507 | 0.00064401 | 0.00079439 | 0.00094599 | 0.0010985 | 0.001253 | 0.001409 | 0.001566 | 0.0017244 | 0.0018841 | 0.0018648 | 0.0036242
Scenario 4: Reference ZEAS Phase In | PG&E | Com | BldgEnv | Com - Restaurant | Gas Energy (MMTherm/year) | Energy Efficiency | 0.00014368 | 0.00017606 | 0.00020882 | 0.0002419 | 0.00027526 | 0.00030883 | 0.00034286 | 0.00037722 | 0.0004118 | 0.00044672 | 0.00048191 | 0.0004712 | 0.00086436
Scenario 4: Reference ZEAS Phase In | PG&E | Com | BldgEnv | Com - Retail | Electric Demand (MW) | Energy Efficiency | 2.5389 | 2.5209 | 2.5032 | 2.2527 | 2.264 | 2.2487 | 2.2336 | 2.2188 | 0.05686 | 0.060251 | 0.063704 | 0.067213 | 0.070787
Scenario 4: Reference ZEAS Phase In | PG&E | Com | BldgEnv | Com - Retail | Electric Energy (GWh/year) | Energy Efficiency | 1.0374 | 1.0297 | 1.0221 | 0.9197 | 0.92071 | 0.91409 | 0.90755 | 0.90111 | 0.016258 | 0.017239 | 0.018237 | 0.019251 | 0.020285
Scenario 4: Reference ZEAS Phase In | PG&E | Com | BldgEnv | Com - Retail | Gas Energy (MMTherm/year) | Energy Efficiency | 0.14821 | 0.14718 | 0.14617 | 0.13155 | 0.13239 | 0.13152 | 0.13066 | 0.12982 | 0.0040503 | 0.0042663 | 0.0044863 | 0.00471 | 0.0049379
Scenario 4: Reference ZEAS Phase In | PG&E | Com | BldgEnv | Com - School | Electric Demand (MW) | Energy Efficiency | 0.0043055 | 0.0072527 | 0.010182 | 0.013085 | 0.015938 | 0.018765 | 0.021557 | 0.024326 | 0.027071 | 0.029799 | 0.032513 | 0.035225 | 0.037926
Scenario 4: Reference ZEAS Phase In | PG&E | Com | BldgEnv | Com - School | Electric Energy (GWh/year) | Energy Efficiency | 0.0011999 | 0.002052 | 0.0028989 | 0.0037381 | 0.0045631 | 0.0053802 | 0.0061873 | 0.0069878 | 0.0077814 | 0.0085701 | 0.0093545 | 0.010139 | 0.010919
Scenario 4: Reference ZEAS Phase In | PG&E | Com | BldgEnv | Com - School | Gas Energy (MMTherm/year) | Energy Efficiency | 0.00037941 | 0.0005674 | 0.00075428 | 0.00093953 | 0.0011216 | 0.0013021 | 0.0014803 | 0.0016571 | 0.0018324 | 0.0020067 | 0.0021801 | 0.0023534 | 0.0025261
Scenario 4: Reference ZEAS Phase In | PG&E | Com | BldgEnv | Com - Warehouse | Electric Demand (MW) | Energy Efficiency | 2.8928 | 2.8859 | 2.879 | 2.8723 | 2.8656 | 2.8591 | 2.8526 | 2.8463 | 2.8399 | 2.8337 | 2.8274 | 2.8213 | 2.8152
Scenario 4: Reference ZEAS Phase In | PG&E | Com | BldgEnv | Com - Warehouse | Electric Energy (GWh/year) | Energy Efficiency | 1.4456 | 1.4422 | 1.4388 | 1.4355 | 1.4322 | 1.429 | 1.4258 | 1.4226 | 1.4195 | 1.4164 | 1.4134 | 1.4104 | 1.4073
Scenario 4: Reference ZEAS Phase In | PG&E | Com | BldgEnv | Com - Warehouse | Gas Energy (MMTherm/year) | Energy Efficiency | 0.84707 | 0.84504 | 0.84302 | 0.84104 | 0.83908 | 0.83716 | 0.83526 | 0.83339 | 0.83153 | 0.82968 | 0.82786 | 0.82604 | 0.82425
Scenario 4: Reference ZEAS Phase In | PG&E | Com | ComRefrig | Com - College | Electric Demand (MW) | Energy Efficiency | 0.0030314 | 0.0030161 | 0.003001 | 0.0029859 | 0.0029708 | 0.0029559 | 0.002941 | 0.0042645 | 0.0042608 | 0.0042575 | 0.0059097 | 0.0059203 | 0.005931
Scenario 4: Reference ZEAS Phase In | PG&E | Com | ComRefrig | Com - College | Electric Energy (GWh/year) | Energy Efficiency | 0.021382 | 0.021275 | 0.021168 | 0.021061 | 0.020955 | 0.02085 | 0.020745 | 0.030913 | 0.030894 | 0.030877 | 0.043652 | 0.043743 | 0.043836
Scenario 4: Reference ZEAS Phase In | PG&E | Com | ComRefrig | Com - College | Gas Energy (MMTherm/year) | Energy Efficiency | 0 | 0 | 0 | 0 | 0 | 0 | 0 | -6.1523e-05 | -6.2031e-05 | -6.255e-05 | -0.00014041 | -0.00014157 | -0.00014274
Scenario 4: Reference ZEAS Phase In | PG&E | Com | ComRefrig | Com - Grocery | Electric Demand (MW) | Energy Efficiency | 3.7064 | 3.6728 | 3.6395 | 3.6066 | 3.5739 | 3.5415 | 3.5095 | 5.0719 | 5.0509 | 5.0305 | 6.9599 | 6.9558 | 6.9532
Scenario 4: Reference ZEAS Phase In | PG&E | Com | ComRefrig | Com - Grocery | Electric Energy (GWh/year) | Energy Efficiency | 26.1433 | 25.9065 | 25.6719 | 25.4394 | 25.209 | 24.9807 | 24.7545 | 36.7676 | 36.6256 | 36.4889 | 51.4159 | 51.4046 | 51.404
Scenario 4: Reference ZEAS Phase In | PG&E | Com | ComRefrig | Com - Grocery | Gas Energy (MMTherm/year) | Energy Efficiency | 0 | 0 | 0 | 0 | 0 | 0 | 0 | -0.073288 | -0.073768 | -0.074268 | -0.16584 | -0.16707 | -0.16836
Scenario 4: Reference ZEAS Phase In | PG&E | Com | ComRefrig | Com - Refrig. Warehouse | Electric Demand (MW) | Energy Efficiency | 0.0072303 | 0.0071925 | 0.0071549 | 0.0071175 | 0.0070804 | 0.0070434 | 0.0070066 | 0.010184 | 0.010199 | 0.010215 | 0.014203 | 0.014284 | 0.014366
Scenario 4: Reference ZEAS Phase In | PG&E | Com | ComRefrig | Com - Refrig. Warehouse | Electric Energy (GWh/year) | Energy Efficiency | 0.051 | 0.050733 | 0.050468 | 0.050205 | 0.049942 | 0.049681 | 0.049422 | 0.073836 | 0.073975 | 0.074116 | 0.10495 | 0.1056 | 0.10626
Scenario 4: Reference ZEAS Phase In | PG&E | Com | ComRefrig | Com - Refrig. Warehouse | Gas Energy (MMTherm/year) | Energy Efficiency | 0 | 0 | 0 | 0 | 0 | 0 | 0 | -0.00014776 | -0.00015013 | -0.0001525 | -0.00034046 | -0.00034589 | -0.00035135
Scenario 4: Reference ZEAS Phase In | PG&E | Com | ComRefrig | Com - Restaurant | Electric Demand (MW) | Energy Efficiency | 0.12837 | 0.12725 | 0.12613 | 0.12502 | 0.12392 | 0.12284 | 0.12176 | 0.17584 | 0.17498 | 0.17414 | 0.24077 | 0.21107 | 0.2262
Scenario 4: Reference ZEAS Phase In | PG&E | Com | ComRefrig | Com - Restaurant | Electric Energy (GWh/year) | Energy Efficiency | 0.9055 | 0.89755 | 0.88967 | 0.88185 | 0.87411 | 0.86644 | 0.85883 | 1.2746 | 1.2687 | 1.2629 | 1.7784 | 1.5592 | 1.6763
Scenario 4: Reference ZEAS Phase In | PG&E | Com | ComRefrig | Com - Restaurant | Gas Energy (MMTherm/year) | Energy Efficiency | 0 | 0 | 0 | 0 | 0 | 0 | 0 | -0.0025354 | -0.0025445 | -0.0025541 | -0.0057152 | -0.0050204 | -0.0057639
Scenario 4: Reference ZEAS Phase In | PG&E | Com | ComRefrig | Com - Retail | Electric Demand (MW) | Energy Efficiency | 1.6277 | 1.6142 | 1.6008 | 1.44 | 1.4281 | 1.4162 | 1.4045 | 2.0311 | 2.0239 | 2.017 | 2.7925 | 2.7924 | 2.793
Scenario 4: Reference ZEAS Phase In | PG&E | Com | ComRefrig | Com - Retail | Electric Energy (GWh/year) | Energy Efficiency | 11.4811 | 11.386 | 11.2917 | 10.1573 | 10.0731 | 9.9897 | 9.907 | 14.7236 | 14.6756 | 14.6298 | 20.6289 | 20.6359 | 20.6475
Scenario 4: Reference ZEAS Phase In | PG&E | Com | ComRefrig | Com - Retail | Gas Energy (MMTherm/year) | Energy Efficiency | 0 | 0 | 0 | 0 | 0 | 0 | 0 | -0.029338 | -0.029538 | -0.029747 | -0.066502 | -0.067022 | -0.067565
Scenario 4: Reference ZEAS Phase In | PG&E | Com | ComRefrig | Com - School | Electric Demand (MW) | Energy Efficiency | 0.0044239 | 0.0043167 | 0.0042121 | 0.0041101 | 0.0040105 | 0.0039133 | 0.0038185 | 0.005473 | 0.0054064 | 0.0053426 | 0.0073227 | 0.007297 | 0.0072748
Scenario 4: Reference ZEAS Phase In | PG&E | Com | ComRefrig | Com - School | Electric Energy (GWh/year) | Energy Efficiency | 0.031204 | 0.030448 | 0.029711 | 0.028991 | 0.028289 | 0.027603 | 0.026934 | 0.039692 | 0.039237 | 0.038802 | 0.054157 | 0.054014 | 0.053896
Scenario 4: Reference ZEAS Phase In | PG&E | Com | ComRefrig | Com - School | Gas Energy (MMTherm/year) | Energy Efficiency | 0 | 0 | 0 | 0 | 0 | 0 | 0 | -8.031e-05 | -8.1401e-05 | -8.2517e-05 | -0.00017901 | -0.00018171 | -0.00018448
Scenario 4: Reference ZEAS Phase In | PG&E | Com | FoodServ | Com - College | Electric Demand (MW) | Energy Efficiency | 0.14444 | 0.15101 | 0.15748 | 0.16397 | 0.17039 | 0.17671 | 0.23431 | 0.24102 | 0.24788 | 0.25482 | 0.2618 | 0.26865 | 0.27553
Scenario 4: Reference ZEAS Phase In | PG&E | Com | FoodServ | Com - College | Electric Demand (MW) | Fuel Substitution | -0.73486 | -0.73116 | -0.72748 | -0.72382 | -0.72018 | -0.71655 | -0.71295 | -0.70936 | -0.70579 | -0.70224 | -0.6987 | -0.69519 | -0.69169
Scenario 4: Reference ZEAS Phase In | PG&E | Com | FoodServ | Com - College | Electric Energy (GWh/year) | Energy Efficiency | 0.71157 | 0.74376 | 0.77552 | 0.80732 | 0.83882 | 0.86981 | 1.0551 | 1.0873 | 1.1201 | 1.1533 | 1.1867 | 1.2195 | 1.2524
Scenario 4: Reference ZEAS Phase In | PG&E | Com | FoodServ | Com - College | Electric Energy (GWh/year) | Fuel Substitution | -7.8046 | -7.7653 | -7.7262 | -7.6873 | -7.6486 | -7.6101 | -7.5718 | -7.5337 | -7.4958 | -7.4581 | -7.4206 | -7.3832 | -7.3461
Scenario 4: Reference ZEAS Phase In | PG&E | Com | FoodServ | Com - College | Gas Energy (MMTherm/year) | Energy Efficiency | 0.082204 | 0.086258 | 0.088921 | 0.094266 | 0.098235 | 0.10214 | 0.10607 | 0.10997 | 0.11395 | 0.11797 | 0.12222 | 0.1264 | 0.13059
Scenario 4: Reference ZEAS Phase In | PG&E | Com | FoodServ | Com - College | Gas Energy (MMTherm/year) | Fuel Substitution | 0.81087 | 0.80679 | 0.80273 | 0.79869 | 0.79467 | 0.79067 | 0.78669 | 0.78273 | 0.77879 | 0.77487 | 0.77097 | 0.76709 | 0.76323
Scenario 4: Reference ZEAS Phase In | PG&E | Com | FoodServ | Com - Grocery | Electric Demand (MW) | Energy Efficiency | 0.86789 | 0.88554 | 0.90394 | 0.92307 | 0.9426 | 0.96291 | 1.1808 | 1.2037 | 1.2271 | 1.2509 | 1.2753 | 1.3001 | 1.3256
Scenario 4: Reference ZEAS Phase In | PG&E | Com | FoodServ | Com - Grocery | Electric Demand (MW) | Fuel Substitution | -4.1017 | -4.0646 | -4.0278 | -3.9913 | -3.9552 | -3.9193 | -3.8838 | -3.8487 | -3.8138 | -3.7793 | -3.745 | -3.7111 | -3.6775
Scenario 4: Reference ZEAS Phase In | PG&E | Com | FoodServ | Com - Grocery | Electric Energy (GWh/year) | Energy Efficiency | 4.2761 | 4.3626 | 4.4529 | 4.5467 | 4.6424 | 4.7421 | 5.4374 | 5.5474 | 5.6595 | 5.7739 | 5.8908 | 6.01 | 6.1319
Scenario 4: Reference ZEAS Phase In | PG&E | Com | FoodServ | Com - Grocery | Electric Energy (GWh/year) | Fuel Substitution | -74.1612 | -73.4895 | -72.824 | -72.1645 | -71.5109 | -70.8633 | -70.2216 | -69.5856 | -68.9554 | -68.3309 | -67.7121 | -67.0989 | -66.4912
Scenario 4: Reference ZEAS Phase In | PG&E | Com | FoodServ | Com - Grocery | Gas Energy (MMTherm/year) | Energy Efficiency | 0.38026 | 0.4002 | 0.42079 | 0.44202 | 0.46358 | 0.48584 | 0.50868 | 0.53212 | 0.55588 | 0.58001 | 0.60931 | 0.63903 | 0.66925
Scenario 4: Reference ZEAS Phase In | PG&E | Com | FoodServ | Com - Grocery | Gas Energy (MMTherm/year) | Fuel Substitution | 7.7079 | 7.6381 | 7.5689 | 7.5004 | 7.4324 | 7.3651 | 7.2984 | 7.2323 | 7.1668 | 7.1019 | 7.0376 | 6.9739 | 6.9107
Scenario 4: Reference ZEAS Phase In | PG&E | Com | FoodServ | Com - Health | Electric Demand (MW) | Energy Efficiency | 0.24733 | 0.26383 | 0.28138 | 0.29856 | 0.31596 | 0.3336 | 0.52006 | 0.54011 | 0.56002 | 0.57943 | 0.59799 | 0.61674 | 0.63572
Scenario 4: Reference ZEAS Phase In | PG&E | Com | FoodServ | Com - Health | Electric Demand (MW) | Fuel Substitution | -1.7195 | -1.7138 | -1.708 | -1.7023 | -1.6966 | -1.6909 | -1.6852 | -1.6796 | -1.6739 | -1.6683 | -1.6627 | -1.6571 | -1.6516
Scenario 4: Reference ZEAS Phase In | PG&E | Com | FoodServ | Com - Health | Electric Energy (GWh/year) | Energy Efficiency | 1.25 | 1.3312 | 1.4176 | 1.5022 | 1.5879 | 1.6748 | 2.2698 | 2.3645 | 2.4585 | 2.5501 | 2.6378 | 2.7263 | 2.816
Scenario 4: Reference ZEAS Phase In | PG&E | Com | FoodServ | Com - Health | Electric Energy (GWh/year) | Fuel Substitution | -21.5981 | -21.5256 | -21.4534 | -21.3814 | -21.3096 | -21.2381 | -21.1668 | -21.0958 | -21.025 | -20.9544 | -20.8841 | -20.814 | -20.7442
Scenario 4: Reference ZEAS Phase In | PG&E | Com | FoodServ | Com - Health | Gas Energy (MMTherm/year) | Energy Efficiency | 0.14397 | 0.15495 | 0.16663 | 0.17807 | 0.18965 | 0.20001 | 0.21325 | 0.22518 | 0.23703 | 0.24858 | 0.26073 | 0.273 | 0.28542
Scenario 4: Reference ZEAS Phase In | PG&E | Com | FoodServ | Com - Health | Gas Energy (MMTherm/year) | Fuel Substitution | 2.3036 | 2.2959 | 2.2882 | 2.2805 | 2.2729 | 2.2652 | 2.2576 | 2.2501 | 2.2425 | 2.235 | 2.2275 | 2.22 | 2.2126
Scenario 4: Reference ZEAS Phase In | PG&E | Com | FoodServ | Com - Lodging | Electric Demand (MW) | Energy Efficiency | 0.43452 | 0.45266 | 0.47106 | 0.48955 | 0.50854 | 0.52767 | 0.62923 | 0.65002 | 0.67087 | 0.69192 | 0.7131 | 0.73446 | 0.75597
Scenario 4: Reference ZEAS Phase In | PG&E | Com | FoodServ | Com - Lodging | Electric Demand (MW) | Fuel Substitution | -1.6442 | -1.6308 | -1.6176 | -1.6045 | -1.5914 | -1.5785 | -1.5657 | -1.553 | -1.5404 | -1.5279 | -1.5154 | -1.5031 | -1.4909
Scenario 4: Reference ZEAS Phase In | PG&E | Com | FoodServ | Com - Lodging | Electric Energy (GWh/year) | Energy Efficiency | 2.4921 | 2.586 | 2.6813 | 2.7772 | 2.8756 | 2.9748 | 3.3224 | 3.4274 | 3.5326 | 3.6389 | 3.7459 | 3.8537 | 3.9624
Scenario 4: Reference ZEAS Phase In | PG&E | Com | FoodServ | Com - Lodging | Electric Energy (GWh/year) | Fuel Substitution | -20.3836 | -20.2181 | -20.0539 | -19.8911 | -19.7295 | -19.5693 | -19.4104 | -19.2528 | -19.0964 | -18.9414 | -18.7875 | -18.635 | -18.4836
Scenario 4: Reference ZEAS Phase In | PG&E | Com | FoodServ | Com - Lodging | Gas Energy (MMTherm/year) | Energy Efficiency | 0.10068 | 0.11262 | 0.1247 | 0.13682 | 0.14922 | 0.1617 | 0.17427 | 0.18692 | 0.19958 | 0.21235 | 0.22694 | 0.24062 | 0.2564
Scenario 4: Reference ZEAS Phase In | PG&E | Com | FoodServ | Com - Lodging | Gas Energy (MMTherm/year) | Fuel Substitution | 2.1131 | 2.096 | 2.0789 | 2.0621 | 2.0453 | 2.0287 | 2.0122 | 1.9959 | 1.9797 | 1.9636 | 1.9477 | 1.9318 | 1.9162
Scenario 4: Reference ZEAS Phase In | PG&E | Com | FoodServ | Com - Office (Large) | Electric Demand (MW) | Energy Efficiency | 0.0082903 | 0.0084127 | 0.0085407 | 0.0086711 | 0.0088065 | 0.0089453 | 0.0090895 | 0.0092352 | 0.0093794 | 0.0095254 | 0.0096723 | 0.0098202 | 0.0099697
Scenario 4: Reference ZEAS Phase In | PG&E | Com | FoodServ | Com - Office (Large) | Electric Energy (GWh/year) | Energy Efficiency | 0.072716 | 0.073789 | 0.074912 | 0.076056 | 0.077244 | 0.078461 | 0.079726 | 0.081004 | 0.082269 | 0.083549 | 0.084837 | 0.086135 | 0.087446
Scenario 4: Reference ZEAS Phase In | PG&E | Com | FoodServ | Com - Office (Small) | Electric Demand (MW) | Energy Efficiency | 0.003344 | 0.003375 | 0.0034071 | 0.0027792 | 0.0034737 | 0.0035083 | 0.0035438 | 0.0035801 | 0.003617 | 0.0036544 | 0.0036926 | 0.0037314 | 0.003771
Scenario 4: Reference ZEAS Phase In | PG&E | Com | FoodServ | Com - Office (Small) | Electric Energy (GWh/year) | Energy Efficiency | 0.029331 | 0.029603 | 0.029885 | 0.024377 | 0.030469 | 0.030772 | 0.031083 | 0.031402 | 0.031725 | 0.032054 | 0.032389 | 0.032729 | 0.033076
Scenario 4: Reference ZEAS Phase In | PG&E | Com | FoodServ | Com - Other | Electric Demand (MW) | Energy Efficiency | 2.2027 | 2.2226 | 2.2434 | 2.2648 | 2.2864 | 2.309 | 2.5215 | 2.5469 | 2.5723 | 2.5982 | 2.6246 | 2.6514 | 2.6788
Scenario 4: Reference ZEAS Phase In | PG&E | Com | FoodServ | Com - Other | Electric Demand (MW) | Fuel Substitution | -14.7831 | -14.682 | -14.5815 | -14.4818 | -14.3827 | -14.2843 | -14.1865 | -14.0895 | -13.9931 | -13.8973 | -13.8022 | -13.7078 | -13.614
Scenario 4: Reference ZEAS Phase In | PG&E | Com | FoodServ | Com - Other | Electric Energy (GWh/year) | Energy Efficiency | 11.396 | 11.4961 | 11.6005 | 11.7079 | 11.8168 | 11.9303 | 12.6175 | 12.7431 | 12.8691 | 12.9972 | 13.1279 | 13.2607 | 13.3961
Scenario 4: Reference ZEAS Phase In | PG&E | Com | FoodServ | Com - Other | Electric Energy (GWh/year) | Fuel Substitution | -86.5528 | -85.9606 | -85.3724 | -84.7883 | -84.2081 | -83.632 | -83.0598 | -82.4915 | -81.927 | -81.3665 | -80.8098 | -80.2569 | -79.7077
Scenario 4: Reference ZEAS Phase In | PG&E | Com | FoodServ | Com - Other | Gas Energy (MMTherm/year) | Energy Efficiency | 0.79849 | 0.82112 | 0.84436 | 0.86805 | 0.89192 | 0.91648 | 0.94181 | 0.96767 | 0.99353 | 1.0197 | 1.0473 | 1.0753 | 1.1036
Scenario 4: Reference ZEAS Phase In | PG&E | Com | FoodServ | Com - Other | Gas Energy (MMTherm/year) | Fuel Substitution | 8.3136 | 8.2567 | 8.2002 | 8.1441 | 8.0883 | 8.033 | 7.978 | 7.9235 | 7.8692 | 7.8154 | 7.7619 | 7.7088 | 7.6561
Scenario 4: Reference ZEAS Phase In | PG&E | Com | FoodServ | Com - Restaurant | Electric Demand (MW) | Energy Efficiency | 2.8309 | 2.8662 | 2.9024 | 2.9393 | 2.977 | 3.0152 | 3.4739 | 3.5153 | 3.5574 | 3.6004 | 3.6441 | 3.2763 | 4.0152
Scenario 4: Reference ZEAS Phase In | PG&E | Com | FoodServ | Com - Restaurant | Electric Demand (MW) | Fuel Substitution | -22.7336 | -22.534 | -22.3361 | -22.14 | -21.9457 | -21.753 | -21.562 | -21.3727 | -21.185 | -20.999 | -20.8147 | -18.2087 | -18.0488
Scenario 4: Reference ZEAS Phase In | PG&E | Com | FoodServ | Com - Restaurant | Electric Energy (GWh/year) | Energy Efficiency | 15.1135 | 15.2892 | 15.4693 | 15.6535 | 15.8413 | 16.032 | 17.4898 | 17.6941 | 17.9017 | 18.1135 | 18.3291 | 16.4812 | 20.1501
Scenario 4: Reference ZEAS Phase In | PG&E | Com | FoodServ | Com - Restaurant | Electric Energy (GWh/year) | Fuel Substitution | -219.5497 | -217.6221 | -215.7114 | -213.8176 | -211.9403 | -210.0795 | -208.2351 | -206.4068 | -204.5946 | -202.7983 | -201.0178 | -175.8502 | -174.3063
Scenario 4: Reference ZEAS Phase In | PG&E | Com | FoodServ | Com - Restaurant | Gas Energy (MMTherm/year) | Energy Efficiency | 1.0927 | 1.1402 | 1.1884 | 1.2373 | 1.2867 | 1.3366 | 1.3872 | 1.4385 | 1.4903 | 1.5427 | 1.604 | 1.4906 | 2.2391
Scenario 4: Reference ZEAS Phase In | PG&E | Com | FoodServ | Com - Restaurant | Gas Energy (MMTherm/year) | Fuel Substitution | 22.0554 | 21.8618 | 21.6698 | 21.4796 | 21.291 | 21.104 | 20.9188 | 20.7351 | 20.553 | 20.3726 | 20.1937 | 17.6655 | 17.5104
Scenario 4: Reference ZEAS Phase In | PG&E | Com | FoodServ | Com - Retail | Electric Demand (MW) | Energy Efficiency | 0.013539 | 0.017213 | 0.021003 | 0.020028 | 0.056865 | 0.060704 | 0.06465 | 0.0687 | 0.072812 | 0.076993 | 0.081251 | 0.08558 | 0.089988
Scenario 4: Reference ZEAS Phase In | PG&E | Com | FoodServ | Com - Retail | Electric Energy (GWh/year) | Energy Efficiency | 0.10495 | 0.12308 | 0.14179 | 0.13324 | 0.31778 | 0.33678 | 0.35631 | 0.37636 | 0.39673 | 0.41745 | 0.43855 | 0.46001 | 0.48188
Scenario 4: Reference ZEAS Phase In | PG&E | Com | FoodServ | Com - Retail | Gas Energy (MMTherm/year) | Energy Efficiency | 0.00083968 | 0.0016973 | 0.0025812 | 0.0025812 | 0.01101 | 0.011903 | 0.01282 | 0.013761 | 0.014716 | 0.015687 | 0.016675 | 0.017679 | 0.018701
Scenario 4: Reference ZEAS Phase In | PG&E | Com | FoodServ | Com - School | Electric Demand (MW) | Energy Efficiency | 0.63024 | 0.65725 | 0.68433 | 0.71138 | 0.73807 | 0.76469 | 0.85929 | 0.8866 | 0.91389 | 0.94125 | 0.9687 | 0.99643 | 1.0243
Scenario 4: Reference ZEAS Phase In | PG&E | Com | FoodServ | Com - School | Electric Demand (MW) | Fuel Substitution | -0.84923 | -0.82866 | -0.80858 | -0.78899 | -0.76987 | -0.75122 | -0.73302 | -0.71526 | -0.69793 | -0.68102 | -0.66452 | -0.64842 | -0.63271
Scenario 4: Reference ZEAS Phase In | PG&E | Com | FoodServ | Com - School | Electric Energy (GWh/year) | Energy Efficiency | 3.2253 | 3.359 | 3.4931 | 3.6271 | 3.7593 | 3.8912 | 4.2273 | 4.3609 | 4.4945 | 4.6283 | 4.7627 | 4.8984 | 5.0348
Scenario 4: Reference ZEAS Phase In | PG&E | Com | FoodServ | Com - School | Electric Energy (GWh/year) | Fuel Substitution | -10.4152 | -10.1628 | -9.9166 | -9.6763 | -9.4419 | -9.2132 | -8.9899 | -8.7721 | -8.5596 | -8.3522 | -8.1499 | -7.9524 | -7.7598
Scenario 4: Reference ZEAS Phase In | PG&E | Com | FoodServ | Com - School | Gas Energy (MMTherm/year) | Energy Efficiency | 0.19956 | 0.21399 | 0.22842 | 0.24278 | 0.25693 | 0.271 | 0.28494 | 0.29883 | 0.31266 | 0.32646 | 0.341 | 0.35561 | 0.37023
Scenario 4: Reference ZEAS Phase In | PG&E | Com | FoodServ | Com - School | Gas Energy (MMTherm/year) | Fuel Substitution | 1.0929 | 1.0664 | 1.0406 | 1.0154 | 0.99079 | 0.96678 | 0.94336 | 0.92051 | 0.8982 | 0.87644 | 0.85521 | 0.83449 | 0.81427
Scenario 4: Reference ZEAS Phase In | PG&E | Com | HVAC | Com - College | Electric Demand (MW) | Energy Efficiency | 1.0371 | 1.0918 | 1.1431 | 1.1998 | 1.2533 | 1.5656 | 1.5872 | 5.3869 | 0.84143 | 0.89839 | 0.95555 | 1.0118 | 1.0682
Scenario 4: Reference ZEAS Phase In | PG&E | Com | HVAC | Com - College | Electric Energy (GWh/year) | Energy Efficiency | 4.078 | 4.1356 | 4.1828 | 4.2487 | 4.305 | 5.7284 | 5.6751 | 7.6397 | 1.7856 | 1.8555 | 1.9257 | 1.9948 | 2.0639
Scenario 4: Reference ZEAS Phase In | PG&E | Com | HVAC | Com - College | Electric Energy (GWh/year) | Fuel Substitution | -1.4365 | -1.414 | -1.4065 | -1.3994 | 0 | 0 | 0 | 0 | 0 | 0 | 0 | 0 | 0
Scenario 4: Reference ZEAS Phase In | PG&E | Com | HVAC | Com - College | Gas Energy (MMTherm/year) | Energy Efficiency | 0.089158 | 0.096278 | 0.09587 | 0.11029 | 0.11726 | 0.35238 | 0.27444 | 0.41464 | 0.06996 | 0.076205 | 0.08247 | 0.088638 | 0.094815
Scenario 4: Reference ZEAS Phase In | PG&E | Com | HVAC | Com - College | Gas Energy (MMTherm/year) | Fuel Substitution | 0.26945 | 0.26809 | 0.26669 | 0.26535 | 0 | 0 | 0 | 0 | 0 | 0 | 0 | 0 | 0
Scenario 4: Reference ZEAS Phase In | PG&E | Com | HVAC | Com - Grocery | Electric Demand (MW) | Energy Efficiency | 4.9524 | 4.9704 | 4.9906 | 5.0128 | 5.0361 | 5.0619 | 5.0893 | 5.1187 | 5.149 | 5.1808 | 5.214 | 5.2485 | 5.2844
Scenario 4: Reference ZEAS Phase In | PG&E | Com | HVAC | Com - Grocery | Electric Demand (MW) | Fuel Substitution | 0 | 0 | 0 | 0 | 0.14414 | 0.14283 | 0.14154 | 0.14026 | 0.13899 | 0.13773 | 0.13648 | 0.13525 | 0.13402
Scenario 4: Reference ZEAS Phase In | PG&E | Com | HVAC | Com - Grocery | Electric Energy (GWh/year) | Energy Efficiency | 17.1915 | 17.2976 | 17.4121 | 17.5347 | 17.6659 | 19.6217 | 19.7491 | 19.8841 | 18.2495 | 18.4106 | 18.5774 | 18.7491 | 18.9303
Scenario 4: Reference ZEAS Phase In | PG&E | Com | HVAC | Com - Grocery | Electric Energy (GWh/year) | Fuel Substitution | -13.5198 | -13.3973 | -13.276 | -13.1558 | 1.3027 | 1.2911 | 1.2794 | 1.2678 | 1.2561 | 1.2447 | 1.2335 | 1.2223 | 1.2112
Scenario 4: Reference ZEAS Phase In | PG&E | Com | HVAC | Com - Grocery | Gas Energy (MMTherm/year) | Energy Efficiency | 0.27971 | 0.28747 | 0.29552 | 0.30386 | 0.31308 | 0.63394 | 0.64018 | 0.64672 | 0.34909 | 0.35876 | 0.36862 | 0.37865 | 0.38954
Scenario 4: Reference ZEAS Phase In | PG&E | Com | HVAC | Com - Grocery | Gas Energy (MMTherm/year) | Fuel Substitution | 1.9011 | 1.8839 | 1.8669 | 1.8499 | 7.8581e-07 | 2.0185e-06 | 2.0002e-06 | 1.9821e-06 | 7.5773e-07 | 7.5087e-07 | 7.4407e-07 | 7.3733e-07 | 7.3065e-07
Scenario 4: Reference ZEAS Phase In | PG&E | Com | HVAC | Com - Health | Electric Demand (MW) | Energy Efficiency | 5.1196 | 5.1677 | 5.2198 | 5.2705 | 5.3221 | 5.3735 | 5.3963 | 5.4496 | 5.5025 | 5.5537 | 5.6023 | 5.6515 | 5.7015
Scenario 4: Reference ZEAS Phase In | PG&E | Com | HVAC | Com - Health | Electric Demand (MW) | Fuel Substitution | 0 | 0 | 0 | 0 | 0.086331 | 0.086038 | 0.085749 | 0.085462 | 0.085175 | 0.084889 | 0.084604 | 0.08432 | 0.084037
Scenario 4: Reference ZEAS Phase In | PG&E | Com | HVAC | Com - Health | Electric Energy (GWh/year) | Energy Efficiency | 27.9186 | 28.1688 | 28.4402 | 28.7044 | 28.9734 | 29.243 | 29.4171 | 29.6956 | 29.9721 | 30.24 | 30.4935 | 30.7505 | 31.0117
Scenario 4: Reference ZEAS Phase In | PG&E | Com | HVAC | Com - Health | Electric Energy (GWh/year) | Fuel Substitution | -3.0778 | -3.0674 | -3.0571 | -3.0469 | 0.59645 | 0.5944 | 0.59241 | 0.59042 | 0.58844 | 0.58647 | 0.5845 | 0.58254 | 0.58058
Scenario 4: Reference ZEAS Phase In | PG&E | Com | HVAC | Com - Health | Gas Energy (MMTherm/year) | Energy Efficiency | 1.5536 | 1.5712 | 1.5903 | 1.6089 | 1.6278 | 1.6435 | 1.5782 | 1.5968 | 1.6152 | 1.633 | 1.65 | 1.6672 | 1.6846
Scenario 4: Reference ZEAS Phase In | PG&E | Com | HVAC | Com - Health | Gas Energy (MMTherm/year) | Fuel Substitution | 0.61062 | 0.60858 | 0.60653 | 0.6045 | 0 | 0 | 0 | 0 | 0 | 0 | 0 | 0 | 0
Scenario 4: Reference ZEAS Phase In | PG&E | Com | HVAC | Com - Lodging | Electric Demand (MW) | Energy Efficiency | 2.9175 | 2.9563 | 2.9958 | 3.0358 | 3.0773 | 3.1193 | 3.1516 | 3.1947 | 3.1404 | 3.1847 | 3.2296 | 3.2753 | 3.3214
Scenario 4: Reference ZEAS Phase In | PG&E | Com | HVAC | Com - Lodging | Electric Demand (MW) | Fuel Substitution | 0 | 0 | 0 | 0 | 0.049808 | 0.049403 | 0.049002 | 0.048604 | 0.04821 | 0.047818 | 0.04743 | 0.047038 | 0.046656
Scenario 4: Reference ZEAS Phase In | PG&E | Com | HVAC | Com - Lodging | Electric Energy (GWh/year) | Energy Efficiency | 17.0189 | 17.2352 | 17.4562 | 17.6794 | 17.9113 | 18.1462 | 18.3496 | 18.5905 | 11.8743 | 12.183 | 12.4868 | 16.0969 | 18.9208
Scenario 4: Reference ZEAS Phase In | PG&E | Com | HVAC | Com - Lodging | Electric Energy (GWh/year) | Fuel Substitution | -3.5612 | -3.5322 | -3.5036 | -3.4751 | 0.2789 | 0.27664 | 0.27439 | 0.27216 | 0.26995 | 0.26776 | 0.26559 | 0.26336 | 0.26122
Scenario 4: Reference ZEAS Phase In | PG&E | Com | HVAC | Com - Lodging | Gas Energy (MMTherm/year) | Energy Efficiency | 0.91424 | 0.92719 | 0.94042 | 0.95378 | 0.96763 | 0.98165 | 0.96705 | 0.98101 | 0.36585 | 0.38604 | 0.40546 | 0.78811 | 1.0616
Scenario 4: Reference ZEAS Phase In | PG&E | Com | HVAC | Com - Lodging | Gas Energy (MMTherm/year) | Fuel Substitution | 0.58195 | 0.57722 | 0.57254 | 0.56789 | 0 | 0 | 0 | 0 | 0 | 0 | 0 | 0 | 0
Scenario 4: Reference ZEAS Phase In | PG&E | Com | HVAC | Com - Office (Large) | Electric Demand (MW) | Energy Efficiency | 3.7425 | 3.7108 | 3.6824 | 3.6563 | 3.6332 | 3.6126 | 3.4929 | 3.4752 | 1.806 | 1.832 | 1.8582 | 1.8846 | 1.9112
Scenario 4: Reference ZEAS Phase In | PG&E | Com | HVAC | Com - Office (Large) | Electric Energy (GWh/year) | Energy Efficiency | 18.9077 | 19.1291 | 19.3637 | 19.6047 | 19.8575 | 20.1187 | 20.0457 | 20.3171 | 11.0196 | 11.5408 | 12.0559 | 12.5658 | 13.0714
Scenario 4: Reference ZEAS Phase In | PG&E | Com | HVAC | Com - Office (Large) | Electric Energy (GWh/year) | Fuel Substitution | -0.0038506 | 0.10217 | 0.098893 | 0.095717 | 0 | 0 | 0 | 0 | 0 | 0 | 0 | 0 | 0
Scenario 4: Reference ZEAS Phase In | PG&E | Com | HVAC | Com - Office (Large) | Gas Energy (MMTherm/year) | Energy Efficiency | 0.39517 | 0.41901 | 0.44297 | 0.46679 | 0.49069 | 0.51455 | 0.25329 | 0.27151 | 0.28629 | 0.30374 | 0.32092 | 0.33786 | 0.3546
Scenario 4: Reference ZEAS Phase In | PG&E | Com | HVAC | Com - Office (Large) | Gas Energy (MMTherm/year) | Fuel Substitution | 0.0005432 | 0.011351 | 0.010986 | 0.010634 | 0 | 0 | 0 | 0 | 0 | 0 | 0 | 0 | 0
Scenario 4: Reference ZEAS Phase In | PG&E | Com | HVAC | Com - Office (Small) | Electric Demand (MW) | Energy Efficiency | 1.0511 | 1.0958 | 1.1412 | 0.95436 | 1.5545 | 1.5981 | 1.668 | 1.7133 | 1.6552 | 1.6997 | 1.7447 | 1.7899 | 1.8357
Scenario 4: Reference ZEAS Phase In | PG&E | Com | HVAC | Com - Office (Small) | Electric Energy (GWh/year) | Energy Efficiency | 3.5523 | 3.629 | 3.7074 | 3.062 | 4.2775 | 4.3552 | 4.6254 | 4.709 | 4.3338 | 4.4126 | 4.4922 | 4.5777 | 4.6591
Scenario 4: Reference ZEAS Phase In | PG&E | Com | HVAC | Com - Office (Small) | Electric Energy (GWh/year) | Fuel Substitution | -0.51542 | -0.51011 | -0.9943 | -0.79994 | 0 | 0 | 0 | 0 | 0 | 0 | 0 | 0 | 0
Scenario 4: Reference ZEAS Phase In | PG&E | Com | HVAC | Com - Office (Small) | Gas Energy (MMTherm/year) | Energy Efficiency | 0.30326 | 0.30979 | 0.31647 | 0.27128 | 0.36817 | 0.37477 | 0.15805 | 0.16223 | 0.16579 | 0.17003 | 0.17429 | 0.17921 | 0.18354
Scenario 4: Reference ZEAS Phase In | PG&E | Com | HVAC | Com - Office (Small) | Gas Energy (MMTherm/year) | Fuel Substitution | 0.12209 | 0.12083 | 0.17946 | 0.14438 | 0 | 0 | 0 | 0 | 0 | 0 | 0 | 0 | 0
Scenario 4: Reference ZEAS Phase In | PG&E | Com | HVAC | Com - Other | Electric Demand (MW) | Energy Efficiency | 54.7874 | 55.0132 | 55.254 | 55.5059 | 55.7635 | 56.0373 | 56.3297 | 56.6348 | 56.4788 | 57.1847 | 57.508 | 57.8387 | 58.1788
Scenario 4: Reference ZEAS Phase In | PG&E | Com | HVAC | Com - Other | Electric Energy (GWh/year) | Energy Efficiency | 81.8508 | 82.1882 | 82.5479 | 82.9243 | 83.3091 | 83.7183 | 84.1551 | 84.6109 | 77.7933 | 79.7081 | 80.2302 | 80.7633 | 81.3099
Scenario 4: Reference ZEAS Phase In | PG&E | Com | HVAC | Com - Other | Electric Energy (GWh/year) | Fuel Substitution | -20.9953 | -20.8517 | -20.709 | -20.5673 | 0 | 0 | 0 | 0 | 0 | 0 | 0 | 0 | 0
Scenario 4: Reference ZEAS Phase In | PG&E | Com | HVAC | Com - Other | Gas Energy (MMTherm/year) | Energy Efficiency | 7.6882 | 7.7199 | 7.7537 | 7.7891 | 7.8252 | 7.8636 | 7.9047 | 7.9475 | 7.2521 | 7.3013 | 7.3518 | 7.4032 | 7.4559
Scenario 4: Reference ZEAS Phase In | PG&E | Com | HVAC | Com - Other | Gas Energy (MMTherm/year) | Fuel Substitution | 3.5382 | 3.514 | 3.49 | 3.4661 | 0 | 0 | 0 | 0 | 0 | 0 | 0 | 0 | 0
Scenario 4: Reference ZEAS Phase In | PG&E | Com | HVAC | Com - Restaurant | Electric Demand (MW) | Energy Efficiency | 0.087571 | 0.11226 | 0.13723 | 0.16244 | 0.18787 | 0.21345 | 0.23937 | 0.26555 | 0.29189 | 0.31848 | 0.34528 | 0.33813 | 0.63589
Scenario 4: Reference ZEAS Phase In | PG&E | Com | HVAC | Com - Restaurant | Electric Demand (MW) | Fuel Substitution | 0 | 0 | 0 | 0 | 0 | 7.7995e-05 | 7.731e-05 | 7.6631e-05 | 7.5958e-05 | 7.5292e-05 | 7.4631e-05 | 6.6708e-05 | 6.6123e-05
Scenario 4: Reference ZEAS Phase In | PG&E | Com | HVAC | Com - Restaurant | Electric Energy (GWh/year) | Energy Efficiency | 0.26154 | 0.33334 | 0.40597 | 0.48397 | 0.55788 | 0.63225 | 0.70763 | 0.78373 | 0.86032 | 0.93764 | 1.0156 | 0.99375 | 1.8602
Scenario 4: Reference ZEAS Phase In | PG&E | Com | HVAC | Com - Restaurant | Electric Energy (GWh/year) | Fuel Substitution | -0.78831 | -0.78139 | -0.77453 | -0.76773 | 0 | 0.00063713 | 0.00063154 | 0.00062599 | 0.0006205 | 0.00061505 | 0.00060965 | 0.00054493 | 0.00054015
Scenario 4: Reference ZEAS Phase In | PG&E | Com | HVAC | Com - Restaurant | Gas Energy (MMTherm/year) | Energy Efficiency | 2.2558 | 2.2681 | 2.2809 | 2.2952 | 2.3091 | 2.3233 | 2.3382 | 2.3535 | 2.3693 | 2.3857 | 2.4025 | 2.1862 | 2.512
Scenario 4: Reference ZEAS Phase In | PG&E | Com | HVAC | Com - Restaurant | Gas Energy (MMTherm/year) | Fuel Substitution | 0.16482 | 0.16337 | 0.16194 | 0.16051 | 0 | 0 | 0 | 0 | 0 | 0 | 0 | 0 | 0
Scenario 4: Reference ZEAS Phase In | PG&E | Com | HVAC | Com - Retail | Electric Demand (MW) | Energy Efficiency | 9.5586 | 9.6562 | 9.7598 | 8.8329 | 10.487 | 10.6015 | 10.6853 | 10.8104 | 10.6579 | 10.789 | 10.9241 | 11.0629 | 11.2059
Scenario 4: Reference ZEAS Phase In | PG&E | Com | HVAC | Com - Retail | Electric Demand (MW) | Fuel Substitution | 0 | 0 | 0 | 0 | 0.14361 | 0.14242 | 0.14124 | 0.14007 | 0 | 0 | 0 | 0 | 0
Scenario 4: Reference ZEAS Phase In | PG&E | Com | HVAC | Com - Retail | Electric Energy (GWh/year) | Energy Efficiency | 25.4791 | 25.7446 | 26.0264 | 23.5571 | 28.0171 | 28.3276 | 28.5303 | 28.8694 | 25.6795 | 26.0172 | 26.3647 | 26.7214 | 27.0884
Scenario 4: Reference ZEAS Phase In | PG&E | Com | HVAC | Com - Retail | Electric Energy (GWh/year) | Fuel Substitution | -2.3584 | -2.3389 | -2.3195 | -2.0867 | 0.58852 | 0.58365 | 0.57882 | 0.57402 | 0 | 0 | 0 | 0 | 0
Scenario 4: Reference ZEAS Phase In | PG&E | Com | HVAC | Com - Retail | Gas Energy (MMTherm/year) | Energy Efficiency | 0.53384 | 0.54569 | 0.55808 | 0.50871 | 0.6618 | 0.67485 | 0.58785 | 0.60123 | 0.61487 | 0.62881 | 0.64307 | 0.65763 | 0.67253
Scenario 4: Reference ZEAS Phase In | PG&E | Com | HVAC | Com - Retail | Gas Energy (MMTherm/year) | Fuel Substitution | 0.51736 | 0.51307 | 0.50883 | 0.45774 | 0 | 0 | 0 | 0 | 0 | 0 | 0 | 0 | 0
Scenario 4: Reference ZEAS Phase In | PG&E | Com | HVAC | Com - School | Electric Demand (MW) | Energy Efficiency | 2.02 | 2.0694 | 2.048 | 2.1426 | 2.158 | 2.1738 | 2.1376 | 2.1536 | 1.3892 | 1.417 | 1.4451 | 1.6076 | 1.6386
Scenario 4: Reference ZEAS Phase In | PG&E | Com | HVAC | Com - School | Electric Energy (GWh/year) | Energy Efficiency | 8.7972 | 9.5666 | 9.2027 | 9.7177 | 9.9147 | 10.1126 | 10.1323 | 10.329 | 7.1616 | 7.4318 | 7.6973 | 8.1462 | 8.4142
Scenario 4: Reference ZEAS Phase In | PG&E | Com | HVAC | Com - School | Electric Energy (GWh/year) | Fuel Substitution | -2.6853 | -2.6202 | -2.5568 | -2.4681 | 0 | 0 | 0 | 0 | 0 | 0 | 0 | 0 | 0
Scenario 4: Reference ZEAS Phase In | PG&E | Com | HVAC | Com - School | Gas Energy (MMTherm/year) | Energy Efficiency | 0.40414 | 0.44298 | 0.48173 | 0.52026 | 0.55819 | 0.59588 | 0.48719 | 0.52232 | 0.56823 | 0.60362 | 0.63885 | 0.67324 | 0.70756
Scenario 4: Reference ZEAS Phase In | PG&E | Com | HVAC | Com - School | Gas Energy (MMTherm/year) | Fuel Substitution | 0.44367 | 0.43292 | 0.42243 | 0.41219 | 0 | 0 | 0 | 0 | 0 | 0 | 0 | 0 | 0
Scenario 4: Reference ZEAS Phase In | PG&E | Com | HVAC | Com - Warehouse | Electric Demand (MW) | Energy Efficiency | 0.61347 | 0.62494 | 0.63647 | 0.64818 | 0.66006 | 0.67216 | 0.68435 | 0.69672 | 0.55842 | 0.5677 | 0.57699 | 0.5863 | 0.59566
Scenario 4: Reference ZEAS Phase In | PG&E | Com | HVAC | Com - Warehouse | Electric Energy (GWh/year) | Energy Efficiency | 2.2571 | 2.3292 | 2.4016 | 2.475 | 2.5494 | 2.625 | 2.7012 | 2.7783 | 2.3431 | 2.3782 | 2.4134 | 2.4486 | 2.5025
Scenario 4: Reference ZEAS Phase In | PG&E | Com | HVAC | Com - Warehouse | Electric Energy (GWh/year) | Fuel Substitution | -1.9249 | -1.9173 | -1.9096 | -1.902 | 0 | 0 | 0 | 0 | 0 | 0 | 0 | 0 | 0
Scenario 4: Reference ZEAS Phase In | PG&E | Com | HVAC | Com - Warehouse | Gas Energy (MMTherm/year) | Energy Efficiency | 0.054081 | 0.056258 | 0.058446 | 0.060663 | 0.062909 | 0.065192 | 0.06749 | 0.069817 | 0.070884 | 0.071958 | 0.073033 | 0.074111 | 0.075926
Scenario 4: Reference ZEAS Phase In | PG&E | Com | HVAC | Com - Warehouse | Gas Energy (MMTherm/year) | Fuel Substitution | 0.2906 | 0.28944 | 0.28829 | 0.28714 | 0 | 0 | 0 | 0 | 0 | 0 | 0 | 0 | 0
Scenario 4: Reference ZEAS Phase In | PG&E | Com | Lighting | Com - Grocery | Electric Demand (MW) | Energy Efficiency | 0.34805 | 0.34931 | 0.35073 | 0.35229 | 0.35393 | 0.35572 | 0.35765 | 0.35971 | 0.36186 | 0.36409 | 0.36643 | 0.36885 | 0.37138
Scenario 4: Reference ZEAS Phase In | PG&E | Com | Lighting | Com - Grocery | Electric Energy (GWh/year) | Energy Efficiency | 1.9888 | 1.9961 | 2.0042 | 2.0131 | 2.0225 | 2.0327 | 2.0437 | 2.0555 | 2.0678 | 2.0805 | 2.0939 | 2.1077 | 2.1221
Scenario 4: Reference ZEAS Phase In | PG&E | Com | Lighting | Com - Grocery | Gas Energy (MMTherm/year) | Energy Efficiency | -0.027407 | -0.027507 | -0.027618 | -0.027741 | -0.02787 | -0.028012 | -0.028164 | -0.028326 | -0.028495 | -0.028671 | -0.028854 | -0.029045 | -0.029244
Scenario 4: Reference ZEAS Phase In | PG&E | Com | Lighting | Com - Health | Electric Demand (MW) | Energy Efficiency | 0.69494 | 0.70272 | 0.71112 | 0.7193 | 0.72763 | 0.7361 | 0.74467 | 0.75331 | 0.76189 | 0.77022 | 0.77811 | 0.78611 | 0.79424
Scenario 4: Reference ZEAS Phase In | PG&E | Com | Lighting | Com - Health | Electric Energy (GWh/year) | Energy Efficiency | 4.1322 | 4.1785 | 4.2284 | 4.2771 | 4.3266 | 4.377 | 4.428 | 4.4793 | 4.5304 | 4.5799 | 4.6268 | 4.6744 | 4.7227
Scenario 4: Reference ZEAS Phase In | PG&E | Com | Lighting | Com - Health | Gas Energy (MMTherm/year) | Energy Efficiency | -0.050193 | -0.050755 | -0.051361 | -0.051953 | -0.052554 | -0.053166 | -0.053785 | -0.054409 | -0.055029 | -0.05563 | -0.0562 | -0.056778 | -0.057365
Scenario 4: Reference ZEAS Phase In | PG&E | Com | Lighting | Com - Office (Large) | Electric Demand (MW) | Energy Efficiency | 0.79861 | 0.8104 | 0.82273 | 0.8353 | 0.84834 | 0.86171 | 0.8756 | 0.88963 | 0.90353 | 0.91759 | 0.93174 | 0.94599 | 0.96039
Scenario 4: Reference ZEAS Phase In | PG&E | Com | Lighting | Com - Office (Large) | Electric Energy (GWh/year) | Energy Efficiency | 5.7234 | 5.8079 | 5.8962 | 5.9863 | 6.0798 | 6.1756 | 6.2751 | 6.3757 | 6.4753 | 6.5761 | 6.6775 | 6.7796 | 6.8828
Scenario 4: Reference ZEAS Phase In | PG&E | Com | Lighting | Com - Office (Large) | Gas Energy (MMTherm/year) | Energy Efficiency | -0.026694 | -0.027088 | -0.027501 | -0.027921 | -0.028357 | -0.028803 | -0.029268 | -0.029737 | -0.030201 | -0.030671 | -0.031144 | -0.031621 | -0.032102
Scenario 4: Reference ZEAS Phase In | PG&E | Com | Lighting | Com - Refrig. Warehouse | Electric Demand (MW) | Energy Efficiency | 0.0038566 | 0.0039129 | 0.0039693 | 0.0040261 | 0.0040837 | 0.0041422 | 0.0042012 | 0.0042608 | 0.0043204 | 0.0043802 | 0.0044401 | 0.0045002 | 0.0045607
Scenario 4: Reference ZEAS Phase In | PG&E | Com | Lighting | Com - Refrig. Warehouse | Electric Energy (GWh/year) | Energy Efficiency | 0.035495 | 0.036012 | 0.036532 | 0.037055 | 0.037584 | 0.038123 | 0.038665 | 0.039214 | 0.039763 | 0.040313 | 0.040865 | 0.041418 | 0.041975
Scenario 4: Reference ZEAS Phase In | PG&E | Com | Lighting | Com - Restaurant | Electric Demand (MW) | Energy Efficiency | 0.2077 | 0.20815 | 0.20864 | 0.20917 | 0.20974 | 0.21033 | 0.21096 | 0.21164 | 0.21234 | 0.21308 | 0.21386 | 0.19031 | 0.2155
Scenario 4: Reference ZEAS Phase In | PG&E | Com | Lighting | Com - Restaurant | Electric Energy (GWh/year) | Energy Efficiency | 1.2457 | 1.2484 | 1.2513 | 1.2545 | 1.2579 | 1.2614 | 1.2652 | 1.2693 | 1.2735 | 1.2779 | 1.2826 | 1.1413 | 1.2925
Scenario 4: Reference ZEAS Phase In | PG&E | Com | Lighting | Com - Restaurant | Gas Energy (MMTherm/year) | Energy Efficiency | -0.013499 | -0.013529 | -0.013561 | -0.013595 | -0.013632 | -0.01367 | -0.013711 | -0.013755 | -0.013801 | -0.013849 | -0.013899 | -0.012369 | -0.014006
Scenario 4: Reference ZEAS Phase In | PG&E | Com | Lighting | Com - Retail | Electric Demand (MW) | Energy Efficiency | 1.7101 | 1.7159 | 1.7223 | 1.5553 | 1.737 | 1.7453 | 1.7543 | 1.7639 | 1.7739 | 1.7844 | 1.7953 | 1.8068 | 1.8187
Scenario 4: Reference ZEAS Phase In | PG&E | Com | Lighting | Com - Retail | Electric Energy (GWh/year) | Energy Efficiency | 10.1869 | 10.2211 | 10.2597 | 9.2645 | 10.3472 | 10.3966 | 10.4499 | 10.507 | 10.5667 | 10.6291 | 10.6945 | 10.7626 | 10.8338
Scenario 4: Reference ZEAS Phase In | PG&E | Com | Lighting | Com - Retail | Gas Energy (MMTherm/year) | Energy Efficiency | -0.062714 | -0.062924 | -0.063162 | -0.057035 | -0.063701 | -0.064005 | -0.064333 | -0.064685 | -0.065052 | -0.065436 | -0.065839 | -0.066258 | -0.066696
Scenario 4: Reference ZEAS Phase In | PG&E | Com | Lighting | Com - Warehouse | Electric Demand (MW) | Energy Efficiency | 0.01658 | 0.016889 | 0.017201 | 0.017517 | 0.017838 | 0.018165 | 0.018495 | 0.018829 | 0.0030728 | 0.0030728 | 0.0030728 | 0.0030728 | 0.0030728
Scenario 4: Reference ZEAS Phase In | PG&E | Com | Lighting | Com - Warehouse | Electric Energy (GWh/year) | Energy Efficiency | 0.13276 | 0.13524 | 0.13774 | 0.14027 | 0.14284 | 0.14546 | 0.14809 | 0.15077 | 0.024605 | 0.024605 | 0.024605 | 0.024605 | 0.024605
Scenario 4: Reference ZEAS Phase In | PG&E | Com | Lighting | Com - Warehouse | Gas Energy (MMTherm/year) | Energy Efficiency | -0.00093437 | -0.00095183 | -0.0009694 | -0.00098722 | -0.0010053 | -0.0010237 | -0.0010423 | -0.0010611 | -0.00017317 | -0.00017317 | -0.00017317 | -0.00017317 | -0.00017317
Scenario 4: Reference ZEAS Phase In | PG&E | Com | WaterHeat | Com - College | Electric Demand (MW) | Energy Efficiency | 0.36454 | 0.36741 | 0.37027 | 0.37322 | 0.37609 | 0.3789 | 0.38128 | 0.38409 | 0.387 | 0.38996 | 0.39295 | 0.39587 | 0.39881
Scenario 4: Reference ZEAS Phase In | PG&E | Com | WaterHeat | Com - College | Electric Demand (MW) | Fuel Substitution | 0 | 0 | 1.1037 | 2.1963 | 3.2779 | 3.2614 | 3.245 | 3.2287 | 3.2124 | 3.1963 | 3.1802 | 3.1642 | 3.1483
Scenario 4: Reference ZEAS Phase In | PG&E | Com | WaterHeat | Com - College | Electric Energy (GWh/year) | Energy Efficiency | 2.9912 | 3.0147 | 3.0381 | 3.0623 | 3.0859 | 3.109 | 3.128 | 3.1511 | 3.1749 | 3.1992 | 3.2237 | 3.2477 | 3.2718
Scenario 4: Reference ZEAS Phase In | PG&E | Com | WaterHeat | Com - College | Electric Energy (GWh/year) | Fuel Substitution | -37.5555 | -37.3665 | -17.8912 | 3.0105 | 23.7023 | 23.5831 | 29.4283 | 29.2802 | 29.1329 | 28.9863 | 28.8404 | 28.6952 | 28.5508
Scenario 4: Reference ZEAS Phase In | PG&E | Com | WaterHeat | Com - College | Gas Energy (MMTherm/year) | Energy Efficiency | 2.3941 | 2.3907 | 2.2175 | 2.2262 | 2.2275 | 2.2193 | 2.0251 | 2.0152 | 1.9833 | 1.9793 | 1.9695 | 1.9598 | 1.9502
Scenario 4: Reference ZEAS Phase In | PG&E | Com | WaterHeat | Com - College | Gas Energy (MMTherm/year) | Fuel Substitution | 4.3789 | 4.3569 | 3.286 | 2.0424 | 0.81126 | 0.80717 | 0 | 0 | 0 | 0 | 0 | 0 | 0
Scenario 4: Reference ZEAS Phase In | PG&E | Com | WaterHeat | Com - Grocery | Electric Demand (MW) | Energy Efficiency | 1.6915 | 1.6977 | 1.7046 | 1.7122 | 1.7201 | 1.7289 | 1.7381 | 1.7481 | 1.7585 | 1.7694 | 1.7807 | 1.7925 | 1.8048
Scenario 4: Reference ZEAS Phase In | PG&E | Com | WaterHeat | Com - Grocery | Electric Energy (GWh/year) | Energy Efficiency | 8.9356 | 8.9682 | 9.0045 | 9.0445 | 9.0867 | 9.1327 | 9.1814 | 9.2344 | 9.2894 | 9.3468 | 9.4067 | 9.4689 | 9.5337
Scenario 4: Reference ZEAS Phase In | PG&E | Com | WaterHeat | Com - Grocery | Electric Energy (GWh/year) | Fuel Substitution | -1.6199 | -1.6052 | -1.5907 | -1.5762 | -1.562 | -1.5478 | 0 | 0 | 0 | 0 | 0 | 0 | 0
Scenario 4: Reference ZEAS Phase In | PG&E | Com | WaterHeat | Com - Grocery | Gas Energy (MMTherm/year) | Energy Efficiency | 1.9851 | 1.9678 | 1.9506 | 1.9336 | 1.9168 | 1.9001 | 1.8462 | 1.8296 | 1.8087 | 1.797 | 1.7809 | 1.765 | 1.7492
Scenario 4: Reference ZEAS Phase In | PG&E | Com | WaterHeat | Com - Grocery | Gas Energy (MMTherm/year) | Fuel Substitution | 0.21735 | 0.21539 | 0.21343 | 0.2115 | 0.20959 | 0.20769 | 0 | 0 | 0 | 0 | 0 | 0 | 0
Scenario 4: Reference ZEAS Phase In | PG&E | Com | WaterHeat | Com - Health | Electric Demand (MW) | Energy Efficiency | 1.9387 | 1.9602 | 1.9837 | 2.0065 | 2.0297 | 2.0533 | 2.0757 | 2.0998 | 2.1237 | 2.1469 | 2.169 | 2.1913 | 2.2139
Scenario 4: Reference ZEAS Phase In | PG&E | Com | WaterHeat | Com - Health | Electric Demand (MW) | Fuel Substitution | 0 | 0 | 2.4442 | 4.8719 | 7.2834 | 7.2585 | 7.2341 | 7.2098 | 7.1856 | 7.1615 | 7.1375 | 7.1135 | 7.0897
Scenario 4: Reference ZEAS Phase In | PG&E | Com | WaterHeat | Com - Health | Electric Energy (GWh/year) | Energy Efficiency | 16.213 | 16.3929 | 16.5889 | 16.7799 | 16.9742 | 17.1714 | 17.3594 | 17.5609 | 17.7609 | 17.955 | 18.1391 | 18.3256 | 18.515
Scenario 4: Reference ZEAS Phase In | PG&E | Com | WaterHeat | Com - Health | Electric Energy (GWh/year) | Fuel Substitution | -85.5688 | -85.2817 | -42.7873 | 2.889 | 48.2592 | 48.0938 | 66.5967 | 66.3733 | 66.1505 | 65.9285 | 65.7073 | 65.4868 | 65.267
Scenario 4: Reference ZEAS Phase In | PG&E | Com | WaterHeat | Com - Health | Gas Energy (MMTherm/year) | Energy Efficiency | 3.0794 | 3.0897 | 3.0878 | 3.0858 | 3.084 | 3.0001 | 2.4678 | 2.4597 | 2.4445 | 2.4437 | 2.4358 | 2.4278 | 2.4199
Scenario 4: Reference ZEAS Phase In | PG&E | Com | WaterHeat | Com - Health | Gas Energy (MMTherm/year) | Fuel Substitution | 10.2243 | 10.19 | 7.9007 | 5.2301 | 2.5773 | 2.5685 | 0 | 0 | 0 | 0 | 0 | 0 | 0
Scenario 4: Reference ZEAS Phase In | PG&E | Com | WaterHeat | Com - Lodging | Electric Demand (MW) | Energy Efficiency | 0.51529 | 0.51869 | 0.52248 | 0.52633 | 0.53038 | 0.53451 | 0.52979 | 0.53394 | 0.3889 | 0.3944 | 0.39995 | 0.40556 | 0.41124
Scenario 4: Reference ZEAS Phase In | PG&E | Com | WaterHeat | Com - Lodging | Electric Demand (MW) | Fuel Substitution | 0 | 0 | 2.3468 | 4.6555 | 6.9266 | 6.8704 | 6.8146 | 6.7592 | 6.7043 | 6.6499 | 6.5959 | 6.5409 | 6.4877
Scenario 4: Reference ZEAS Phase In | PG&E | Com | WaterHeat | Com - Lodging | Electric Energy (GWh/year) | Energy Efficiency | 3.4247 | 3.4586 | 3.4957 | 3.5332 | 3.5722 | 3.6119 | 3.5809 | 3.6207 | 3.1672 | 3.2119 | 3.2572 | 3.3029 | 3.3491
Scenario 4: Reference ZEAS Phase In | PG&E | Com | WaterHeat | Com - Lodging | Electric Energy (GWh/year) | Fuel Substitution | -86.4902 | -85.7878 | -44.9771 | -1.4852 | 41.3033 | 40.9679 | 61.0997 | 60.6035 | 60.1114 | 59.6232 | 59.139 | 58.6453 | 58.1691
Scenario 4: Reference ZEAS Phase In | PG&E | Com | WaterHeat | Com - Lodging | Gas Energy (MMTherm/year) | Energy Efficiency | 8.0377 | 8.0606 | 8.0673 | 8.0747 | 8.084 | 8.0941 | 4.9168 | 4.8807 | 2.4577 | 2.6542 | 2.7751 | 2.5375 | 2.5208
Scenario 4: Reference ZEAS Phase In | PG&E | Com | WaterHeat | Com - Lodging | Gas Energy (MMTherm/year) | Fuel Substitution | 10.1425 | 10.0602 | 7.849 | 5.3004 | 2.7926 | 2.7699 | 0 | 0 | 0 | 0 | 0 | 0 | 0
Scenario 4: Reference ZEAS Phase In | PG&E | Com | WaterHeat | Com - Office (Large) | Electric Demand (MW) | Energy Efficiency | 0.32418 | 0.32892 | 0.33392 | 0.33902 | 0.34432 | 0.34974 | 0.35513 | 0.36082 | 0.36639 | 0.3721 | 0.37783 | 0.38361 | 0.38945
Scenario 4: Reference ZEAS Phase In | PG&E | Com | WaterHeat | Com - Office (Large) | Electric Demand (MW) | Fuel Substitution | 0 | 0 | 0.21066 | 0.40778 | 0.59203 | 0.57301 | 0.55461 | 0.5368 | 0.51956 | 0.50287 | 0.48672 | 0.47108 | 0.45595
Scenario 4: Reference ZEAS Phase In | PG&E | Com | WaterHeat | Com - Office (Large) | Electric Energy (GWh/year) | Energy Efficiency | 5.9242 | 6.0107 | 6.1021 | 6.1953 | 6.2921 | 6.3913 | 6.4883 | 6.5923 | 6.695 | 6.7993 | 6.9041 | 7.0097 | 7.1164
Scenario 4: Reference ZEAS Phase In | PG&E | Com | WaterHeat | Com - Office (Large) | Electric Energy (GWh/year) | Fuel Substitution | -14.8531 | -14.376 | -5.7874 | 2.9257 | 11.085 | 10.729 | 11.2027 | 10.8429 | 10.4946 | 10.1575 | 9.8313 | 9.5155 | 9.2099
Scenario 4: Reference ZEAS Phase In | PG&E | Com | WaterHeat | Com - Office (Large) | Gas Energy (MMTherm/year) | Energy Efficiency | 6.1903 | 6.0165 | 5.8396 | 5.6687 | 5.5036 | 5.3441 | 4.9108 | 4.7565 | 4.5521 | 4.4123 | 4.274 | 4.1402 | 4.0106
Scenario 4: Reference ZEAS Phase In | PG&E | Com | WaterHeat | Com - Office (Large) | Gas Energy (MMTherm/year) | Fuel Substitution | 1.7168 | 1.6617 | 1.1667 | 0.62636 | 0.11954 | 0.1157 | 0 | 0 | 0 | 0 | 0 | 0 | 0
Scenario 4: Reference ZEAS Phase In | PG&E | Com | WaterHeat | Com - Office (Small) | Electric Demand (MW) | Energy Efficiency | 0.019811 | 0.019993 | 0.020184 | 0.016463 | 0.020578 | 0.020783 | 0.020993 | 0.021208 | 0.021427 | 0.021649 | 0.021875 | 0.022105 | 0.022339
Scenario 4: Reference ZEAS Phase In | PG&E | Com | WaterHeat | Com - Office (Small) | Electric Demand (MW) | Fuel Substitution | 0 | 0 | 0.013857 | 0.022297 | 0.033101 | 0.03276 | 0.032423 | 0.032089 | 0.031759 | 0.031431 | 0.031108 | 0.030787 | 0.03047
Scenario 4: Reference ZEAS Phase In | PG&E | Com | WaterHeat | Com - Office (Small) | Electric Energy (GWh/year) | Energy Efficiency | 2.1633 | 2.1832 | 2.204 | 1.7978 | 2.2471 | 2.2695 | 2.2924 | 2.3159 | 2.3398 | 2.364 | 2.3887 | 2.4138 | 2.4394
Scenario 4: Reference ZEAS Phase In | PG&E | Com | WaterHeat | Com - Office (Small) | Electric Energy (GWh/year) | Fuel Substitution | -5.7329 | -5.6739 | -2.3797 | 0.91056 | 3.6972 | 3.6591 | 3.9157 | 3.8754 | 3.8355 | 3.796 | 3.7569 | 3.7182 | 3.6799
Scenario 4: Reference ZEAS Phase In | PG&E | Com | WaterHeat | Com - Office (Small) | Gas Energy (MMTherm/year) | Energy Efficiency | 2.6063 | 2.5809 | 2.5544 | 2.1615 | 2.1393 | 2.1172 | 2.0955 | 2.0739 | 2.0473 | 2.0315 | 2.0106 | 1.9899 | 1.9694
Scenario 4: Reference ZEAS Phase In | PG&E | Com | WaterHeat | Com - Office (Small) | Gas Energy (MMTherm/year) | Fuel Substitution | 0.65778 | 0.65101 | 0.46732 | 0.20846 | 0.04052 | 0.040103 | 0 | 0 | 0 | 0 | 0 | 0 | 0
Scenario 4: Reference ZEAS Phase In | PG&E | Com | WaterHeat | Com - Other | Electric Demand (MW) | Energy Efficiency | 16.4257 | 16.4926 | 16.5648 | 16.6403 | 16.7175 | 16.7998 | 16.886 | 16.9775 | 17.0693 | 17.1637 | 17.2607 | 17.36 | 17.4621
Scenario 4: Reference ZEAS Phase In | PG&E | Com | WaterHeat | Com - Other | Electric Demand (MW) | Fuel Substitution | 0 | 0 | 13.5021 | 26.8195 | 39.954 | 39.6806 | 39.4091 | 39.1395 | 38.8717 | 38.6057 | 38.3416 | 38.0792 | 37.8187
Scenario 4: Reference ZEAS Phase In | PG&E | Com | WaterHeat | Com - Other | Electric Energy (GWh/year) | Energy Efficiency | 106.6312 | 107.0656 | 107.5343 | 108.0247 | 108.5259 | 109.0595 | 109.6191 | 110.2129 | 110.8096 | 111.4223 | 112.0521 | 112.6967 | 113.3593
Scenario 4: Reference ZEAS Phase In | PG&E | Com | WaterHeat | Com - Other | Electric Energy (GWh/year) | Fuel Substitution | -388.4096 | -385.752 | -195.2267 | 8.6548 | 209.7556 | 208.3204 | 282.8423 | 280.907 | 278.985 | 277.0762 | 275.1804 | 273.2976 | 271.4276
Scenario 4: Reference ZEAS Phase In | PG&E | Com | WaterHeat | Com - Other | Gas Energy (MMTherm/year) | Energy Efficiency | 9.7472 | 9.7305 | 9.6698 | 9.6096 | 9.55 | 9.4908 | 9.0123 | 8.9518 | 8.653 | 8.6835 | 8.6252 | 8.5674 | 8.51
Scenario 4: Reference ZEAS Phase In | PG&E | Com | WaterHeat | Com - Other | Gas Energy (MMTherm/year) | Fuel Substitution | 44.6063 | 44.3011 | 33.9237 | 21.9205 | 10.0801 | 10.0111 | 0 | 0 | 0 | 0 | 0 | 0 | 0
Scenario 4: Reference ZEAS Phase In | PG&E | Com | WaterHeat | Com - Refrig. Warehouse | Electric Demand (MW) | Energy Efficiency | 0.094882 | 0.096264 | 0.097652 | 0.099051 | 0.10047 | 0.1019 | 0.10335 | 0.10482 | 0.10628 | 0.10775 | 0.10923 | 0.11071 | 0.11219
Scenario 4: Reference ZEAS Phase In | PG&E | Com | WaterHeat | Com - Refrig. Warehouse | Electric Demand (MW) | Fuel Substitution | 0 | 0 | 0.017937 | 0.035686 | 0.05325 | 0.052971 | 0.052695 | 0.052419 | 0.052146 | 0.051873 | 0.051602 | 0.051333 | 0.051064
Scenario 4: Reference ZEAS Phase In | PG&E | Com | WaterHeat | Com - Refrig. Warehouse | Electric Energy (GWh/year) | Energy Efficiency | 1.0975 | 1.1135 | 1.1296 | 1.1458 | 1.1621 | 1.1788 | 1.1955 | 1.2124 | 1.2294 | 1.2464 | 1.2635 | 1.2806 | 1.2978
Scenario 4: Reference ZEAS Phase In | PG&E | Com | WaterHeat | Com - Refrig. Warehouse | Electric Energy (GWh/year) | Fuel Substitution | -0.89742 | -0.89273 | -0.46339 | -0.0040589 | 0.45049 | 0.44814 | 0.67089 | 0.66739 | 0.6639 | 0.66043 | 0.65698 | 0.65355 | 0.65014
Scenario 4: Reference ZEAS Phase In | PG&E | Com | WaterHeat | Com - Refrig. Warehouse | Gas Energy (MMTherm/year) | Energy Efficiency | 0.55357 | 0.55094 | 0.54814 | 0.55003 | 0.55052 | 0.54773 | 0.54101 | 0.53819 | 0.53218 | 0.53259 | 0.52981 | 0.52705 | 0.5243
Scenario 4: Reference ZEAS Phase In | PG&E | Com | WaterHeat | Com - Refrig. Warehouse | Gas Energy (MMTherm/year) | Fuel Substitution | 0.10921 | 0.10864 | 0.085353 | 0.058312 | 0.031553 | 0.031388 | 0 | 0 | 0 | 0 | 0 | 0 | 0
Scenario 4: Reference ZEAS Phase In | PG&E | Com | WaterHeat | Com - Restaurant | Electric Demand (MW) | Energy Efficiency | 3.9582 | 3.9662 | 3.9755 | 3.9855 | 3.9962 | 4.0075 | 4.0193 | 4.0322 | 4.0456 | 4.0597 | 4.0745 | 3.6256 | 4.1059
Scenario 4: Reference ZEAS Phase In | PG&E | Com | WaterHeat | Com - Restaurant | Electric Demand (MW) | Fuel Substitution | 0 | 0 | 9.8372 | 19.5016 | 28.9956 | 28.741 | 28.4887 | 28.2385 | 27.9906 | 27.7449 | 27.5013 | 24.0594 | 23.8481
Scenario 4: Reference ZEAS Phase In | PG&E | Com | WaterHeat | Com - Restaurant | Electric Energy (GWh/year) | Energy Efficiency | 20.284 | 20.325 | 20.3727 | 20.424 | 20.479 | 20.5367 | 20.5974 | 20.6633 | 20.732 | 20.8043 | 20.8799 | 18.5799 | 21.0408
Scenario 4: Reference ZEAS Phase In | PG&E | Com | WaterHeat | Com - Restaurant | Electric Energy (GWh/year) | Fuel Substitution | -172.6975 | -171.1812 | -65.5171 | 46.7571 | 157.0648 | 155.6858 | 161.7167 | 160.2969 | 158.8895 | 157.4945 | 156.1117 | 136.5739 | 135.3748
Scenario 4: Reference ZEAS Phase In | PG&E | Com | WaterHeat | Com - Restaurant | Gas Energy (MMTherm/year) | Energy Efficiency | 1.0615 | 1.0802 | 1.0723 | 1.0684 | 1.0634 | 1.0557 | 0.97908 | 0.97138 | 0.96115 | 0.95619 | 0.94871 | 0.85459 | 0.85115
Scenario 4: Reference ZEAS Phase In | PG&E | Com | WaterHeat | Com - Restaurant | Gas Energy (MMTherm/year) | Fuel Substitution | 20.6427 | 20.4615 | 14.5629 | 7.7659 | 1.0871 | 1.0776 | 0 | 0 | 0 | 0 | 0 | 0 | 0
Scenario 4: Reference ZEAS Phase In | PG&E | Com | WaterHeat | Com - Retail | Electric Demand (MW) | Energy Efficiency | 1.1031 | 1.1061 | 1.1094 | 1.0016 | 1.1114 | 1.116 | 1.1209 | 1.1263 | 1.0762 | 1.0825 | 1.0892 | 1.0961 | 1.1034
Scenario 4: Reference ZEAS Phase In | PG&E | Com | WaterHeat | Com - Retail | Electric Demand (MW) | Fuel Substitution | 0 | 0 | 0.44964 | 0.80896 | 1.2034 | 1.1934 | 1.1835 | 1.1737 | 1.164 | 1.1544 | 1.1448 | 1.1353 | 1.1259
Scenario 4: Reference ZEAS Phase In | PG&E | Com | WaterHeat | Com - Retail | Electric Energy (GWh/year) | Energy Efficiency | 6.7396 | 6.7596 | 6.7827 | 6.124 | 6.8167 | 6.8469 | 6.8795 | 6.9147 | 6.7749 | 6.8149 | 6.8568 | 6.9005 | 6.9462
Scenario 4: Reference ZEAS Phase In | PG&E | Com | WaterHeat | Com - Retail | Electric Energy (GWh/year) | Fuel Substitution | -10.1933 | -10.1089 | -3.9217 | 2.4326 | 8.3236 | 8.2547 | 8.2717 | 8.2032 | 8.1352 | 8.0679 | 8.001 | 7.9348 | 7.8691
Scenario 4: Reference ZEAS Phase In | PG&E | Com | WaterHeat | Com - Retail | Gas Energy (MMTherm/year) | Energy Efficiency | 7.3719 | 7.3125 | 7.2519 | 6.6393 | 6.5843 | 6.5298 | 6.4757 | 6.4221 | 6.2863 | 6.2362 | 6.1846 | 6.1334 | 6.0826
Scenario 4: Reference ZEAS Phase In | PG&E | Com | WaterHeat | Com - Retail | Gas Energy (MMTherm/year) | Fuel Substitution | 1.14 | 1.1306 | 0.79067 | 0.36145 | 0.011543 | 0.011448 | 0 | 0 | 0 | 0 | 0 | 0 | 0
Scenario 4: Reference ZEAS Phase In | PG&E | Com | WaterHeat | Com - School | Electric Demand (MW) | Energy Efficiency | 0.046543 | 0.045389 | 0.044261 | 0.043161 | 0.042087 | 0.041039 | 0.041192 | 0.040165 | -0.00085958 | -0.00086888 | -0.00087841 | -0.00088828 | -0.00089841
Scenario 4: Reference ZEAS Phase In | PG&E | Com | WaterHeat | Com - School | Electric Demand (MW) | Fuel Substitution | 0 | 0 | -0.0016229 | -0.0031672 | -0.0046358 | -0.0045234 | -0.0044139 | -0.0043069 | -0.0042026 | -0.0041008 | -0.0040014 | -0.0039045 | -0.0038099
Scenario 4: Reference ZEAS Phase In | PG&E | Com | WaterHeat | Com - School | Electric Energy (GWh/year) | Energy Efficiency | 6.6167 | 6.676 | 6.7402 | 6.806 | 6.8718 | 6.9391 | 7.012 | 7.0814 | 7.0208 | 7.0967 | 7.1746 | 7.2553 | 7.338
Scenario 4: Reference ZEAS Phase In | PG&E | Com | WaterHeat | Com - School | Electric Energy (GWh/year) | Fuel Substitution | -50.5834 | -49.3579 | -20.213 | 9.8397 | 38.4481 | 37.5166 | 39.8269 | 38.862 | 37.9205 | 37.0018 | 36.1053 | 35.2306 | 34.377
Scenario 4: Reference ZEAS Phase In | PG&E | Com | WaterHeat | Com - School | Gas Energy (MMTherm/year) | Energy Efficiency | 3.4633 | 3.4127 | 3.3386 | 3.2664 | 3.196 | 3.1274 | 2.8866 | 2.819 | 2.75 | 2.6889 | 2.6262 | 2.565 | 2.5053
Scenario 4: Reference ZEAS Phase In | PG&E | Com | WaterHeat | Com - School | Gas Energy (MMTherm/year) | Fuel Substitution | 5.9786 | 5.8337 | 4.1357 | 2.2484 | 0.45018 | 0.43928 | 0 | 0 | 0 | 0 | 0 | 0 | 0
Scenario 4: Reference ZEAS Phase In | PG&E | Com | WaterHeat | Com - Warehouse | Electric Demand (MW) | Energy Efficiency | 0.093605 | 0.094021 | 0.094442 | 0.094873 | 0.095316 | 0.095771 | 0.096219 | 0.096691 | 0.040215 | 0.04092 | 0.041625 | 0.042332 | 0.043043
Scenario 4: Reference ZEAS Phase In | PG&E | Com | WaterHeat | Com - Warehouse | Electric Demand (MW) | Fuel Substitution | 0 | 0 | 0.0055395 | 0.011035 | 0.016486 | 0.01642 | 0.016355 | 0.01629 | 0.016225 | 0.01616 | 0.016096 | 0.016032 | 0.015968
Scenario 4: Reference ZEAS Phase In | PG&E | Com | WaterHeat | Com - Warehouse | Electric Energy (GWh/year) | Energy Efficiency | 1.1238 | 1.1405 | 1.1574 | 1.1746 | 1.192 | 1.2097 | 1.2272 | 1.2454 | 1.083 | 1.1019 | 1.1209 | 1.14 | 1.1591
Scenario 4: Reference ZEAS Phase In | PG&E | Com | WaterHeat | Com - Warehouse | Electric Energy (GWh/year) | Fuel Substitution | -0.74579 | -0.74282 | -0.41878 | -0.069923 | 0.27616 | 0.27506 | 0.48776 | 0.48581 | 0.48387 | 0.48195 | 0.48002 | 0.47811 | 0.4762
Scenario 4: Reference ZEAS Phase In | PG&E | Com | WaterHeat | Com - Warehouse | Gas Energy (MMTherm/year) | Energy Efficiency | 5.173 | 5.1529 | 5.1328 | 5.1127 | 5.1277 | 5.1077 | 5.0691 | 5.0489 | 4.913 | 4.9237 | 4.9041 | 4.8845 | 4.8651
Scenario 4: Reference ZEAS Phase In | PG&E | Com | WaterHeat | Com - Warehouse | Gas Energy (MMTherm/year) | Fuel Substitution | 0.086974 | 0.086627 | 0.068951 | 0.048367 | 0.027947 | 0.027835 | 0 | 0 | 0 | 0 | 0 | 0 | 0
Scenario 4: Reference ZEAS Phase In | PG&E | Res | AppPlug | Res - Multi Family | Electric Demand (MW) | Energy Efficiency | 0 | 0 | 0.081324 | 0.08236 | 0.083356 | 0.084299 | 0.085188 | 0.086019 | 0.08679 | 0.087504 | 0.088169 | 0.088797 | 0.089388
Scenario 4: Reference ZEAS Phase In | PG&E | Res | AppPlug | Res - Multi Family | Electric Energy (GWh/year) | Energy Efficiency | 0 | 0 | 0.51055 | 0.51705 | 0.5233 | 0.52922 | 0.5348 | 0.54002 | 0.54486 | 0.54934 | 0.55352 | 0.55746 | 0.56117
Scenario 4: Reference ZEAS Phase In | PG&E | Res | AppPlug | Res - Multi Family | Electric Energy (GWh/year) | Fuel Substitution | -13.4823 | -13.4598 | -13.4373 | -13.4149 | -13.3924 | -13.3701 | 0 | 0 | 0 | 0 | 0 | 0 | 0
Scenario 4: Reference ZEAS Phase In | PG&E | Res | AppPlug | Res - Multi Family | Gas Energy (MMTherm/year) | Energy Efficiency | 0 | 0 | 0.058474 | 0.059219 | 0.059934 | 0.060613 | 0.061252 | 0.061849 | 0.062404 | 0.062917 | 0.063396 | 0.063846 | 0.064272
Scenario 4: Reference ZEAS Phase In | PG&E | Res | AppPlug | Res - Multi Family | Gas Energy (MMTherm/year) | Fuel Substitution | 2.7453 | 2.7407 | 2.7361 | 2.7316 | 2.727 | 2.7225 | 0 | 0 | 0 | 0 | 0 | 0 | 0
Scenario 4: Reference ZEAS Phase In | PG&E | Res | AppPlug | Res - Single Family | Electric Demand (MW) | Energy Efficiency | 0 | 0 | 0 | 0 | 0 | 0 | 0 | 0 | 0 | 0 | 0 | 0.21569 | 0.21698
Scenario 4: Reference ZEAS Phase In | PG&E | Res | AppPlug | Res - Single Family | Electric Energy (GWh/year) | Energy Efficiency | 0 | 0 | 0 | 0 | 0 | 0 | 0 | 0 | 0 | 0 | 0 | 1.2377 | 1.2452
Scenario 4: Reference ZEAS Phase In | PG&E | Res | AppPlug | Res - Single Family | Electric Energy (GWh/year) | Fuel Substitution | -144.4723 | -144.3965 | -144.3207 | -144.245 | -144.1693 | -144.0936 | 0 | 0 | 0 | 0 | 0 | 0 | 0
Scenario 4: Reference ZEAS Phase In | PG&E | Res | AppPlug | Res - Single Family | Gas Energy (MMTherm/year) | Energy Efficiency | 0 | 0 | 0 | 0 | 0 | 0 | 0 | 0 | 0 | 0 | 0 | 0.1856 | 0.18672
Scenario 4: Reference ZEAS Phase In | PG&E | Res | AppPlug | Res - Single Family | Gas Energy (MMTherm/year) | Fuel Substitution | 29.4678 | 29.4523 | 29.4368 | 29.4214 | 29.406 | 29.3905 | 0 | 0 | 0 | 0 | 0 | 0 | 0
Scenario 4: Reference ZEAS Phase In | PG&E | Res | BldgEnv | Res - Single Family | Electric Demand (MW) | Energy Efficiency | 0.25334 | 0.54986 | 0.86746 | 1.1829 | 1.4853 | 1.7705 | 2.0368 | 2.2833 | 2.2833 | 2.2833 | 2.2833 | 2.2833 | 2.2833
Scenario 4: Reference ZEAS Phase In | PG&E | Res | BldgEnv | Res - Single Family | Electric Energy (GWh/year) | Energy Efficiency | -0.039531 | -0.085801 | -0.13536 | -0.18459 | -0.23178 | -0.27628 | -0.31783 | -0.3563 | -0.3563 | -0.3563 | -0.3563 | -0.3563 | -0.3563
Scenario 4: Reference ZEAS Phase In | PG&E | Res | BldgEnv | Res - Single Family | Gas Energy (MMTherm/year) | Energy Efficiency | 0.049845 | 0.10819 | 0.17067 | 0.23275 | 0.29224 | 0.34835 | 0.40074 | 0.44924 | 0.44924 | 0.44924 | 0.44924 | 0.44924 | 0.44924
Scenario 4: Reference ZEAS Phase In | PG&E | Res | HVAC | Res - Multi Family | Electric Demand (MW) | Energy Efficiency | 1.8475 | 1.8693 | 32.4884 | 1.9163 | 1.9388 | 1.9602 | 1.9804 | 1.9993 | 2.0168 | 2.033 | 2.0481 | 2.0623 | 2.0757
Scenario 4: Reference ZEAS Phase In | PG&E | Res | HVAC | Res - Multi Family | Electric Demand (MW) | Fuel Substitution | 0 | 0 | 0 | 0 | 5.1617 | 5.153 | 5.1444 | 5.1359 | 5.1273 | 5.1187 | 5.1102 | 5.1016 | 5.0931
Scenario 4: Reference ZEAS Phase In | PG&E | Res | HVAC | Res - Multi Family | Electric Energy (GWh/year) | Energy Efficiency | 14.1874 | 14.3545 | 37.6437 | 14.7155 | 14.8889 | 15.0533 | 15.2081 | 15.353 | 15.4874 | 15.6118 | 15.7684 | 15.9164 | 16.0565
Scenario 4: Reference ZEAS Phase In | PG&E | Res | HVAC | Res - Multi Family | Electric Energy (GWh/year) | Fuel Substitution | -11.549 | -11.5297 | -11.5087 | -11.4895 | 38.9582 | 38.8932 | 38.8282 | 38.7634 | 38.6987 | 38.634 | 38.5695 | 38.5051 | 38.4408
Scenario 4: Reference ZEAS Phase In | PG&E | Res | HVAC | Res - Multi Family | Gas Energy (MMTherm/year) | Energy Efficiency | 0 | 0 | 0 | 5.3334e-06 | 5.3983e-06 | 5.4594e-06 | 2.2094e-07 | 2.2094e-07 | 2.2094e-07 | 2.2094e-07 | 0.0061694 | 0.012045 | 0.017647
Scenario 4: Reference ZEAS Phase In | PG&E | Res | HVAC | Res - Multi Family | Gas Energy (MMTherm/year) | Fuel Substitution | 3.2347 | 3.2293 | 3.2239 | 3.2185 | 0 | 0 | 0 | 0 | 0 | 0 | 0 | 0 | 0
Scenario 4: Reference ZEAS Phase In | PG&E | Res | HVAC | Res - Single Family | Electric Demand (MW) | Energy Efficiency | 99.2122 | 100.9558 | 350.1676 | 104.6854 | 105.5988 | 106.5893 | 107.5108 | 108.3601 | 16.8913 | 16.9334 | 16.9726 | 17.0092 | 17.0434
Scenario 4: Reference ZEAS Phase In | PG&E | Res | HVAC | Res - Single Family | Electric Demand (MW) | Fuel Substitution | 0 | 0 | 0 | 0 | 109.3513 | 109.2939 | 109.2366 | 109.1792 | 10.8007 | 10.795 | 10.7894 | 10.7837 | 10.7781
Scenario 4: Reference ZEAS Phase In | PG&E | Res | HVAC | Res - Single Family | Electric Energy (GWh/year) | Energy Efficiency | 112.0806 | 113.8461 | 233.8222 | 117.6235 | 107.9874 | 109.0008 | 109.9436 | 110.8125 | 38.8358 | 39.0383 | 39.4121 | 39.7624 | 40.0908
Scenario 4: Reference ZEAS Phase In | PG&E | Res | HVAC | Res - Single Family | Electric Energy (GWh/year) | Fuel Substitution | -535.6462 | -535.33 | -508.3715 | -508.1047 | 437.9188 | 437.6889 | 437.4592 | 437.2296 | 50.7212 | 50.6933 | 50.668 | 50.6401 | 50.6136
Scenario 4: Reference ZEAS Phase In | PG&E | Res | HVAC | Res - Single Family | Gas Energy (MMTherm/year) | Energy Efficiency | 1.3017 | 1.3329 | 1.3664 | 1.3997 | -0.5086 | -0.515 | -0.52095 | -0.52644 | 0.10121 | 0.10121 | 0.12489 | 0.14712 | 0.16802
Scenario 4: Reference ZEAS Phase In | PG&E | Res | HVAC | Res - Single Family | Gas Energy (MMTherm/year) | Fuel Substitution | 88.3264 | 88.28 | 88.2337 | 88.1874 | 0 | 0 | 0 | 0 | 0 | 0 | 0 | 0 | 0
Scenario 4: Reference ZEAS Phase In | PG&E | Res | WaterHeat | Res - Multi Family | Electric Demand (MW) | Energy Efficiency | 5.7496 | 10.2344 | 10.3638 | 10.4932 | 10.6175 | 10.7354 | 10.8464 | 10.9503 | 11.0466 | 11.1358 | 11.2189 | 11.2973 | 11.3712
Scenario 4: Reference ZEAS Phase In | PG&E | Res | WaterHeat | Res - Multi Family | Electric Demand (MW) | Fuel Substitution | 0 | 0 | 10.4964 | 20.9577 | 31.3841 | 31.3317 | 31.2793 | 31.2271 | 31.175 | 31.1229 | 31.0709 | 31.019 | 30.9672
Scenario 4: Reference ZEAS Phase In | PG&E | Res | WaterHeat | Res - Multi Family | Electric Energy (GWh/year) | Energy Efficiency | 32.2769 | 58.4235 | 59.1623 | 59.9012 | 60.6111 | 61.2839 | 61.9178 | 62.5106 | 63.0609 | 63.5701 | 64.0446 | 64.4919 | 64.9141
Scenario 4: Reference ZEAS Phase In | PG&E | Res | WaterHeat | Res - Multi Family | Electric Energy (GWh/year) | Fuel Substitution | -14682.0555 | -14657.5379 | -14519.4252 | -14353.7908 | -14188.6691 | -14164.9755 | 202.3254 | 201.9876 | 201.6503 | 201.3135 | 200.9774 | 200.6417 | 200.3067
Scenario 4: Reference ZEAS Phase In | PG&E | Res | WaterHeat | Res - Multi Family | Gas Energy (MMTherm/year) | Energy Efficiency | 3.4293 | 3.542 | 3.5857 | 3.6288 | 3.6696 | 3.708 | 3.7441 | 3.7778 | 3.8089 | 3.8376 | 3.8642 | 3.8891 | 3.9126
Scenario 4: Reference ZEAS Phase In | PG&E | Res | WaterHeat | Res - Multi Family | Gas Energy (MMTherm/year) | Fuel Substitution | 1138.2103 | 1136.3096 | 1126.8964 | 1112.9092 | 1098.9657 | 1097.1305 | 0 | 0 | 0 | 0 | 0 | 0 | 0
Scenario 4: Reference ZEAS Phase In | PG&E | Res | WaterHeat | Res - Single Family | Electric Demand (MW) | Energy Efficiency | 27.7451 | 28.0262 | 28.3387 | 28.6491 | 28.9459 | 29.2252 | 29.4849 | 29.7243 | 28.8669 | 29.0626 | 29.2445 | 29.4146 | 29.5736
Scenario 4: Reference ZEAS Phase In | PG&E | Res | WaterHeat | Res - Single Family | Electric Demand (MW) | Fuel Substitution | 0 | 0 | 70.2077 | 140.3417 | 210.4021 | 210.2916 | 210.1813 | 210.0709 | 209.9607 | 209.8505 | 209.7403 | 209.6302 | 209.5202
Scenario 4: Reference ZEAS Phase In | PG&E | Res | WaterHeat | Res - Single Family | Electric Energy (GWh/year) | Energy Efficiency | 188.3405 | 190.2409 | 192.3624 | 194.4692 | 196.4846 | 198.38 | 200.1432 | 201.7682 | 198.3851 | 199.7314 | 200.9831 | 202.1533 | 203.2473
Scenario 4: Reference ZEAS Phase In | PG&E | Res | WaterHeat | Res - Single Family | Electric Energy (GWh/year) | Fuel Substitution | -2175.6792 | -2174.5373 | -1032.2278 | 327.6815 | 1686.1637 | 1685.2787 | 1684.3941 | 1683.51 | 1682.6264 | 1681.7433 | 1680.8606 | 1679.9783 | 1679.0966
Scenario 4: Reference ZEAS Phase In | PG&E | Res | WaterHeat | Res - Single Family | Gas Energy (MMTherm/year) | Energy Efficiency | 20.1232 | 20.9531 | 21.2074 | 21.4595 | 21.6973 | 21.9206 | 22.1283 | 22.3196 | 22.4956 | 22.6583 | 22.8094 | 22.9503 | 23.0821
Scenario 4: Reference ZEAS Phase In | PG&E | Res | WaterHeat | Res - Single Family | Gas Energy (MMTherm/year) | Fuel Substitution | 312.1085 | 311.9447 | 228.7795 | 114.3297 | 0 | 0 | 0 | 0 | 0 | 0 | 0 | 0 | 0
Scenario 4: Reference ZEAS Phase In | SCE | Com | BldgEnv | Com - College | Electric Demand (MW) | Energy Efficiency | 0.055437 | 0.055211 | 0.054988 | 0.054768 | 0.054551 | 0.054337 | 0.054127 | 0.053919 | 0.00045601 | 0.00045601 | 0.00045601 | 0.00045601 | 0.00045601
Scenario 4: Reference ZEAS Phase In | SCE | Com | BldgEnv | Com - College | Electric Energy (GWh/year) | Energy Efficiency | 0.01894 | 0.018862 | 0.018785 | 0.01871 | 0.018635 | 0.018561 | 0.018488 | 0.018417 | 0.0001502 | 0.0001502 | 0.0001502 | 0.0001502 | 0.0001502
Scenario 4: Reference ZEAS Phase In | SCE | Com | BldgEnv | Com - College | Gas Energy (MMTherm/year) | Energy Efficiency | 0.06053 | 0.060276 | 0.060025 | 0.059778 | 0.059532 | 0.059291 | 0.059053 | 0.058817 | 0.00043617 | 0.00043617 | 0.00043617 | 0.00043617 | 0.00043617
Scenario 4: Reference ZEAS Phase In | SCE | Com | BldgEnv | Com - Grocery | Electric Demand (MW) | Energy Efficiency | 0.00014303 | 0.0002885 | 0.00043493 | 0.0005837 | 0.00073644 | 0.00089221 | 0.0010498 | 0.0012107 | 0.0012107 | 0.0012107 | 0.0012107 | 0.0012107 | 0.0012107
Scenario 4: Reference ZEAS Phase In | SCE | Com | BldgEnv | Com - Grocery | Electric Energy (GWh/year) | Energy Efficiency | 4.7113e-05 | 9.5026e-05 | 0.00014326 | 0.00019226 | 0.00024257 | 0.00029388 | 0.0003458 | 0.00039877 | 0.00039877 | 0.00039877 | 0.00039877 | 0.00039877 | 0.00039877
Scenario 4: Reference ZEAS Phase In | SCE | Com | BldgEnv | Com - Grocery | Gas Energy (MMTherm/year) | Energy Efficiency | 9.9655e-05 | 0.000201 | 0.00030303 | 0.00040667 | 0.0005131 | 0.00062162 | 0.00073144 | 0.0008435 | 0.0008435 | 0.0008435 | 0.0008435 | 0.0008435 | 0.0008435
Scenario 4: Reference ZEAS Phase In | SCE | Com | BldgEnv | Com - Health | Electric Demand (MW) | Energy Efficiency | 0.09906 | 0.098854 | 0.014586 | 0.014667 | 0.01475 | 0.014833 | 0.014919 | 0.0010359 | 0.0010359 | 0.0010359 | 0.0010359 | 0.0010359 | 0.0010359
Scenario 4: Reference ZEAS Phase In | SCE | Com | BldgEnv | Com - Health | Electric Energy (GWh/year) | Energy Efficiency | 0.045736 | 0.045641 | 0.0051654 | 0.005208 | 0.0052514 | 0.005295 | 0.0053398 | 0.00047828 | 0.00047828 | 0.00047828 | 0.00047828 | 0.00047828 | 0.00047828
Scenario 4: Reference ZEAS Phase In | SCE | Com | BldgEnv | Com - Health | Gas Energy (MMTherm/year) | Energy Efficiency | 0.078341 | 0.078179 | 0.0050402 | 0.0051259 | 0.005213 | 0.0053004 | 0.0053898 | 0.00081926 | 0.00081926 | 0.00081926 | 0.00081926 | 0.00081926 | 0.00081926
Scenario 4: Reference ZEAS Phase In | SCE | Com | BldgEnv | Com - Lodging | Electric Demand (MW) | Energy Efficiency | 0.096633 | 0.096595 | 0.096572 | 0.096558 | 0.096562 | 0.096582 | 0.096616 | 0.096665 | 0.006088 | 0.006088 | 0.006088 | 0.006088 | 0.006088
Scenario 4: Reference ZEAS Phase In | SCE | Com | BldgEnv | Com - Lodging | Electric Energy (GWh/year) | Energy Efficiency | 0.06051 | 0.060502 | 0.060503 | 0.060511 | 0.060529 | 0.060558 | 0.060596 | 0.060644 | 0.0039412 | 0.0039412 | 0.0039412 | 0.0039412 | 0.0039412
Scenario 4: Reference ZEAS Phase In | SCE | Com | BldgEnv | Com - Lodging | Gas Energy (MMTherm/year) | Energy Efficiency | 0.038488 | 0.038289 | 0.038093 | 0.037901 | 0.037713 | 0.037529 | 0.037349 | 0.037172 | 0.00092533 | 0.00092533 | 0.00092533 | 0.00092533 | 0.00092533
Scenario 4: Reference ZEAS Phase In | SCE | Com | BldgEnv | Com - Office (Large) | Electric Demand (MW) | Energy Efficiency | 0.0039865 | 0.0078852 | 0.011691 | 0.015426 | 0.019131 | 0.022806 | 0.026428 | 0.030009 | 0.030009 | 0.030009 | 0.030009 | 0.030009 | 0.030009
Scenario 4: Reference ZEAS Phase In | SCE | Com | BldgEnv | Com - Office (Large) | Electric Energy (GWh/year) | Energy Efficiency | 0.0013513 | 0.0026727 | 0.0039629 | 0.0052288 | 0.0064845 | 0.0077302 | 0.0089581 | 0.010172 | 0.010172 | 0.010172 | 0.010172 | 0.010172 | 0.010172
Scenario 4: Reference ZEAS Phase In | SCE | Com | BldgEnv | Com - Office (Large) | Gas Energy (MMTherm/year) | Energy Efficiency | 0.0011278 | 0.0022307 | 0.0033075 | 0.004364 | 0.0054119 | 0.0064517 | 0.0074765 | 0.0084895 | 0.0084895 | 0.0084895 | 0.0084895 | 0.0084895 | 0.0084895
Scenario 4: Reference ZEAS Phase In | SCE | Com | BldgEnv | Com - Office (Small) | Electric Demand (MW) | Energy Efficiency | 0.00015123 | 0.00030271 | 0.00045446 | 0.00060652 | 0.00060652 | 0.0023615 | 0.0025005 | 0.00264 | 0.00264 | 0.00264 | 0.00264 | 0.00264 | 0.00264
Scenario 4: Reference ZEAS Phase In | SCE | Com | BldgEnv | Com - Office (Small) | Electric Energy (GWh/year) | Energy Efficiency | 4.9811e-05 | 9.9706e-05 | 0.00014969 | 0.00019978 | 0.00019978 | 0.00077785 | 0.00082361 | 0.00086958 | 0.00086958 | 0.00086958 | 0.00086958 | 0.00086958 | 0.00086958
Scenario 4: Reference ZEAS Phase In | SCE | Com | BldgEnv | Com - Office (Small) | Gas Energy (MMTherm/year) | Energy Efficiency | 4.9678e-05 | 9.944e-05 | 0.00014929 | 0.00019924 | 0.00019924 | 0.00077577 | 0.00082141 | 0.00086725 | 0.00086725 | 0.00086725 | 0.00086725 | 0.00086725 | 0.00086725
Scenario 4: Reference ZEAS Phase In | SCE | Com | BldgEnv | Com - Other | Electric Demand (MW) | Energy Efficiency | 0.20219 | 0.20199 | 0.20183 | 0.2017 | 0.20161 | 0.20155 | 0.20153 | 0.20154 | 0.0099349 | 0.0099349 | 0.0099349 | 0.0099349 | 0.0099349
Scenario 4: Reference ZEAS Phase In | SCE | Com | BldgEnv | Com - Other | Electric Energy (GWh/year) | Energy Efficiency | 0.069112 | 0.069042 | 0.068983 | 0.068936 | 0.068901 | 0.068877 | 0.068866 | 0.068866 | 0.0033691 | 0.0033691 | 0.0033691 | 0.0033691 | 0.0033691
Scenario 4: Reference ZEAS Phase In | SCE | Com | BldgEnv | Com - Other | Gas Energy (MMTherm/year) | Energy Efficiency | 0.15897 | 0.15824 | 0.15753 | 0.15683 | 0.15615 | 0.15548 | 0.15483 | 0.15419 | 0.0030129 | 0.0030129 | 0.0030129 | 0.0030129 | 0.0030129
Scenario 4: Reference ZEAS Phase In | SCE | Com | BldgEnv | Com - Refrig. Warehouse | Electric Demand (MW) | Energy Efficiency | 3.2964e-05 | 3.5994e-05 | 3.8985e-05 | 4.1882e-05 | 4.4751e-05 | 4.7632e-05 | 5.0548e-05 | 5.3484e-05 | 5.3484e-05 | 5.3484e-05 | 5.3484e-05 | 5.3484e-05 | 5.3484e-05
Scenario 4: Reference ZEAS Phase In | SCE | Com | BldgEnv | Com - Refrig. Warehouse | Electric Energy (GWh/year) | Energy Efficiency | 1.5383e-05 | 1.6797e-05 | 1.8193e-05 | 1.9545e-05 | 2.0884e-05 | 2.2228e-05 | 2.3589e-05 | 2.4959e-05 | 2.4959e-05 | 2.4959e-05 | 2.4959e-05 | 2.4959e-05 | 2.4959e-05
Scenario 4: Reference ZEAS Phase In | SCE | Com | BldgEnv | Com - Refrig. Warehouse | Gas Energy (MMTherm/year) | Energy Efficiency | 1.8606e-05 | 2.0317e-05 | 2.2005e-05 | 2.364e-05 | 2.526e-05 | 2.6886e-05 | 2.8532e-05 | 3.0189e-05 | 3.0189e-05 | 3.0189e-05 | 3.0189e-05 | 3.0189e-05 | 3.0189e-05
Scenario 4: Reference ZEAS Phase In | SCE | Com | BldgEnv | Com - Retail | Electric Demand (MW) | Energy Efficiency | 0.00047968 | 0.00096693 | 0.0014575 | 0.0019551 | 0.0024642 | 0.0029818 | 0.0035052 | 0.0040375 | 0.0040375 | 0.0040375 | 0.0040375 | 0.0040375 | 0.0040375
Scenario 4: Reference ZEAS Phase In | SCE | Com | BldgEnv | Com - Retail | Electric Energy (GWh/year) | Energy Efficiency | 0.000158 | 0.00031849 | 0.00048006 | 0.00064399 | 0.00081167 | 0.00098216 | 0.0011545 | 0.0013299 | 0.0013299 | 0.0013299 | 0.0013299 | 0.0013299 | 0.0013299
Scenario 4: Reference ZEAS Phase In | SCE | Com | BldgEnv | Com - Retail | Gas Energy (MMTherm/year) | Energy Efficiency | 0.00015757 | 0.00031764 | 0.00047878 | 0.00064227 | 0.0008095 | 0.00097953 | 0.0011515 | 0.0013263 | 0.0013263 | 0.0013263 | 0.0013263 | 0.0013263 | 0.0013263
Scenario 4: Reference ZEAS Phase In | SCE | Com | BldgEnv | Com - School | Electric Demand (MW) | Energy Efficiency | 0.00022024 | 0.00043785 | 0.00065378 | 0.00086762 | 0.0010785 | 0.0012876 | 0.0014936 | 0.0016975 | 0.0016975 | 0.0016975 | 0.0016975 | 0.0016975 | 0.0016975
Scenario 4: Reference ZEAS Phase In | SCE | Com | BldgEnv | Com - School | Electric Energy (GWh/year) | Energy Efficiency | 7.2544e-05 | 0.00014422 | 0.00021534 | 0.00028578 | 0.00035524 | 0.00042411 | 0.00049195 | 0.00055911 | 0.00055911 | 0.00055911 | 0.00055911 | 0.00055911 | 0.00055911
Scenario 4: Reference ZEAS Phase In | SCE | Com | BldgEnv | Com - School | Gas Energy (MMTherm/year) | Energy Efficiency | 7.235e-05 | 0.00014383 | 0.00021477 | 0.00028501 | 0.00035429 | 0.00042297 | 0.00049063 | 0.00055762 | 0.00055762 | 0.00055762 | 0.00055762 | 0.00055762 | 0.00055762
Scenario 4: Reference ZEAS Phase In | SCE | Com | BldgEnv | Com - Warehouse | Electric Demand (MW) | Energy Efficiency | 0.087565 | 0.087449 | 0.087342 | 0.087248 | 0.087173 | 0.087111 | 0.087061 | 0.087024 | 0.002088 | 0.002088 | 0.002088 | 0.002088 | 0.002088
Scenario 4: Reference ZEAS Phase In | SCE | Com | BldgEnv | Com - Warehouse | Electric Energy (GWh/year) | Energy Efficiency | 0.040896 | 0.040876 | 0.040861 | 0.040854 | 0.040858 | 0.04087 | 0.040889 | 0.040916 | 0.0012793 | 0.0012793 | 0.0012793 | 0.0012793 | 0.0012793
Scenario 4: Reference ZEAS Phase In | SCE | Com | BldgEnv | Com - Warehouse | Gas Energy (MMTherm/year) | Energy Efficiency | 0.049432 | 0.049374 | 0.04932 | 0.049275 | 0.049241 | 0.049214 | 0.049195 | 0.049183 | 0.0012413 | 0.0012413 | 0.0012413 | 0.0012413 | 0.0012413
Scenario 4: Reference ZEAS Phase In | SCE | Com | ComRefrig | Com - College | Electric Demand (MW) | Energy Efficiency | 0.0026154 | 0.0026023 | 0.0025892 | 0.0025761 | 0.0025632 | 0.0025503 | 0.01986 | 0.020046 | 0.020235 | 0.020424 | 0.020614 | 0.020823 | 0.021033
Scenario 4: Reference ZEAS Phase In | SCE | Com | ComRefrig | Com - College | Electric Energy (GWh/year) | Energy Efficiency | 0.018835 | 0.01874 | 0.018646 | 0.018552 | 0.018459 | 0.018366 | 0.16991 | 0.17156 | 0.17323 | 0.17491 | 0.1766 | 0.17844 | 0.1803
Scenario 4: Reference ZEAS Phase In | SCE | Com | ComRefrig | Com - College | Gas Energy (MMTherm/year) | Energy Efficiency | 0 | 0 | 0 | 0 | 0 | 0 | -0.0023457 | -0.0023725 | -0.0023998 | -0.0024271 | -0.0024547 | -0.0024846 | -0.0025147
Scenario 4: Reference ZEAS Phase In | SCE | Com | ComRefrig | Com - Grocery | Electric Demand (MW) | Energy Efficiency | 5.0089 | 4.9635 | 4.9186 | 4.874 | 4.8299 | 4.7862 | 4.7428 | 4.6999 | 4.6573 | 4.6151 | 4.5733 | 4.5319 | 4.4909
Scenario 4: Reference ZEAS Phase In | SCE | Com | ComRefrig | Com - Grocery | Electric Energy (GWh/year) | Energy Efficiency | 36.0714 | 35.7447 | 35.421 | 35.1002 | 34.7824 | 34.4674 | 34.1552 | 33.8459 | 33.5394 | 33.2356 | 32.9347 | 32.6364 | 32.3408
Scenario 4: Reference ZEAS Phase In | SCE | Com | ComRefrig | Com - Health | Electric Demand (MW) | Energy Efficiency | 0 | 0 | 0 | 0 | 0 | 0 | 0.12609 | 0.12774 | 0.12938 | 0.13098 | 0.13252 | 0.1341 | 0.13573
Scenario 4: Reference ZEAS Phase In | SCE | Com | ComRefrig | Com - Health | Electric Energy (GWh/year) | Energy Efficiency | 0 | 0 | 0 | 0 | 0 | 0 | 1.1037 | 1.1182 | 1.1326 | 1.1466 | 1.1601 | 1.1739 | 1.1881
Scenario 4: Reference ZEAS Phase In | SCE | Com | ComRefrig | Com - Health | Gas Energy (MMTherm/year) | Energy Efficiency | 0 | 0 | 0 | 0 | 0 | 0 | -0.017073 | -0.017297 | -0.01752 | -0.017736 | -0.017945 | -0.018158 | -0.018379
Scenario 4: Reference ZEAS Phase In | SCE | Com | ComRefrig | Com - Refrig. Warehouse | Electric Demand (MW) | Energy Efficiency | 0.004565 | 0.0045412 | 0.0045174 | 0.0044938 | 0.0044704 | 0.004447 | 0.0044238 | 0.0044007 | 0.0043777 | 0.0043548 | 0.0043321 | 0.0043094 | 0.0042869
Scenario 4: Reference ZEAS Phase In | SCE | Com | ComRefrig | Com - Refrig. Warehouse | Electric Energy (GWh/year) | Energy Efficiency | 0.032875 | 0.032703 | 0.032532 | 0.032362 | 0.032193 | 0.032025 | 0.031858 | 0.031691 | 0.031526 | 0.031361 | 0.031197 | 0.031034 | 0.030872
Scenario 4: Reference ZEAS Phase In | SCE | Com | ComRefrig | Com - Restaurant | Electric Demand (MW) | Energy Efficiency | 0.20685 | 0.20503 | 0.20323 | 0.20145 | 0.19968 | 0.19793 | 0.19619 | 0.19447 | 0.19276 | 0.19107 | 0.18939 | 0.18773 | 0.18608
Scenario 4: Reference ZEAS Phase In | SCE | Com | ComRefrig | Com - Restaurant | Electric Energy (GWh/year) | Energy Efficiency | 1.4896 | 1.4765 | 1.4636 | 1.4507 | 1.438 | 1.4254 | 1.4129 | 1.4004 | 1.3882 | 1.376 | 1.3639 | 1.3519 | 1.34
Scenario 4: Reference ZEAS Phase In | SCE | Com | ComRefrig | Com - Retail | Electric Demand (MW) | Energy Efficiency | 2.316 | 2.2969 | 2.2778 | 2.259 | 2.2403 | 2.2217 | 2.2033 | 2.1851 | 2.167 | 2.149 | 2.1312 | 2.1136 | 2.0961
Scenario 4: Reference ZEAS Phase In | SCE | Com | ComRefrig | Com - Retail | Electric Energy (GWh/year) | Energy Efficiency | 16.6789 | 16.5408 | 16.4038 | 16.2679 | 16.1332 | 15.9996 | 15.8671 | 15.7356 | 15.6053 | 15.4761 | 15.3479 | 15.2208 | 15.0947
Scenario 4: Reference ZEAS Phase In | SCE | Com | ComRefrig | Com - School | Electric Demand (MW) | Energy Efficiency | 0.0042265 | 0.0041241 | 0.0040242 | 0.0039267 | 0.0038315 | 0.0037387 | 0.0036481 | 0.0035597 | 0.0034735 | 0.0033893 | 0.0033072 | 0.0032271 | 0.0031489
Scenario 4: Reference ZEAS Phase In | SCE | Com | ComRefrig | Com - School | Electric Energy (GWh/year) | Energy Efficiency | 0.030437 | 0.029699 | 0.02898 | 0.028278 | 0.027593 | 0.026924 | 0.026272 | 0.025635 | 0.025014 | 0.024408 | 0.023817 | 0.02324 | 0.022677
Scenario 4: Reference ZEAS Phase In | SCE | Com | FoodServ | Com - College | Electric Demand (MW) | Energy Efficiency | 0.0049099 | 0.047988 | 0.053412 | 0.059078 | 0.067597 | 0.073572 | 0.079776 | 0.086068 | 0.09849 | 0.10491 | 0.11136 | 0.11821 | 0.12509
Scenario 4: Reference ZEAS Phase In | SCE | Com | FoodServ | Com - College | Electric Demand (MW) | Fuel Substitution | -0.71594 | -0.71233 | -0.70875 | -0.70518 | -0.70163 | -0.6981 | -0.69459 | -0.69109 | -0.68761 | -0.68415 | -0.68071 | -0.67729 | -0.67388
Scenario 4: Reference ZEAS Phase In | SCE | Com | FoodServ | Com - College | Electric Energy (GWh/year) | Energy Efficiency | 0.02405 | 0.27831 | 0.30527 | 0.33344 | 0.3779 | 0.40764 | 0.43853 | 0.46986 | 0.52811 | 0.56003 | 0.59211 | 0.62622 | 0.66043
Scenario 4: Reference ZEAS Phase In | SCE | Com | FoodServ | Com - College | Electric Energy (GWh/year) | Fuel Substitution | -7.6036 | -7.5653 | -7.5272 | -7.4894 | -7.4517 | -7.4142 | -7.3769 | -7.3397 | -7.3028 | -7.266 | -7.2295 | -7.1931 | -7.1569
Scenario 4: Reference ZEAS Phase In | SCE | Com | FoodServ | Com - College | Gas Energy (MMTherm/year) | Energy Efficiency | 0.00053259 | 0.0010647 | 0.0016158 | 0.0021905 | 0.0058562 | 0.0064907 | 0.0071492 | 0.007817 | 0.008491 | 0.0091643 | 0.0098411 | 0.01056 | 0.011281
Scenario 4: Reference ZEAS Phase In | SCE | Com | FoodServ | Com - College | Gas Energy (MMTherm/year) | Fuel Substitution | 0.78999 | 0.78601 | 0.78206 | 0.77812 | 0.77421 | 0.77031 | 0.76643 | 0.76258 | 0.75874 | 0.75492 | 0.75112 | 0.74734 | 0.74358
Scenario 4: Reference ZEAS Phase In | SCE | Com | FoodServ | Com - Grocery | Electric Demand (MW) | Energy Efficiency | 0.023966 | 0.41499 | 0.44197 | 0.46946 | 0.52471 | 0.55392 | 0.58356 | 0.61389 | 0.70142 | 0.73317 | 0.76538 | 0.79791 | 0.83076
Scenario 4: Reference ZEAS Phase In | SCE | Com | FoodServ | Com - Grocery | Electric Demand (MW) | Fuel Substitution | -5.2865 | -5.2386 | -5.1912 | -5.1441 | -5.0976 | -5.0514 | -5.0056 | -4.9603 | -4.9154 | -4.8709 | -4.8268 | -4.783 | -4.7397
Scenario 4: Reference ZEAS Phase In | SCE | Com | FoodServ | Com - Grocery | Electric Energy (GWh/year) | Energy Efficiency | 0.11739 | 2.4482 | 2.5831 | 2.7207 | 3.0163 | 3.1629 | 3.3116 | 3.464 | 3.8676 | 4.0269 | 4.1885 | 4.3517 | 4.5167
Scenario 4: Reference ZEAS Phase In | SCE | Com | FoodServ | Com - Grocery | Electric Energy (GWh/year) | Fuel Substitution | -95.5818 | -94.7162 | -93.8584 | -93.0084 | -92.1661 | -91.3314 | -90.5043 | -89.6846 | -88.8724 | -88.0676 | -87.27 | -86.4797 | -85.6965
Scenario 4: Reference ZEAS Phase In | SCE | Com | FoodServ | Com - Grocery | Gas Energy (MMTherm/year) | Energy Efficiency | 0.0025997 | 0.0052436 | 0.0079051 | 0.010609 | 0.042697 | 0.045766 | 0.048877 | 0.052059 | 0.055294 | 0.058563 | 0.061876 | 0.065218 | 0.068592
Scenario 4: Reference ZEAS Phase In | SCE | Com | FoodServ | Com - Grocery | Gas Energy (MMTherm/year) | Fuel Substitution | 9.9342 | 9.8442 | 9.7551 | 9.6667 | 9.5792 | 9.4924 | 9.4065 | 9.3213 | 9.2369 | 9.1532 | 9.0703 | 8.9882 | 8.9068
Scenario 4: Reference ZEAS Phase In | SCE | Com | FoodServ | Com - Health | Electric Demand (MW) | Energy Efficiency | 0.016545 | 0.13759 | 0.15607 | 0.17436 | 0.19851 | 0.21716 | 0.23617 | 0.25513 | 0.28365 | 0.3022 | 0.32022 | 0.33854 | 0.35737
Scenario 4: Reference ZEAS Phase In | SCE | Com | FoodServ | Com - Health | Electric Demand (MW) | Fuel Substitution | -2.0017 | -1.995 | -1.9883 | -1.9816 | -1.975 | -1.9684 | -1.9618 | -1.9552 | -1.9486 | -1.9421 | -1.9356 | -1.9291 | -1.9226
Scenario 4: Reference ZEAS Phase In | SCE | Com | FoodServ | Com - Health | Electric Energy (GWh/year) | Energy Efficiency | 0.081041 | 0.79213 | 0.88414 | 0.9752 | 1.0995 | 1.1924 | 1.2872 | 1.3816 | 1.5179 | 1.6102 | 1.7 | 1.7912 | 1.8849
Scenario 4: Reference ZEAS Phase In | SCE | Com | FoodServ | Com - Health | Electric Energy (GWh/year) | Fuel Substitution | -25.1424 | -25.0581 | -24.974 | -24.8902 | -24.8066 | -24.7234 | -24.6404 | -24.5577 | -24.4753 | -24.3932 | -24.3113 | -24.2297 | -24.1484
Scenario 4: Reference ZEAS Phase In | SCE | Com | FoodServ | Com - Health | Gas Energy (MMTherm/year) | Energy Efficiency | 0.0017947 | 0.0036093 | 0.0054727 | 0.0073171 | 0.015291 | 0.017242 | 0.01923 | 0.021211 | 0.023185 | 0.025112 | 0.026985 | 0.028888 | 0.030843
Scenario 4: Reference ZEAS Phase In | SCE | Com | FoodServ | Com - Health | Gas Energy (MMTherm/year) | Fuel Substitution | 2.6817 | 2.6727 | 2.6637 | 2.6548 | 2.6459 | 2.637 | 2.6281 | 2.6193 | 2.6105 | 2.6018 | 2.593 | 2.5843 | 2.5757
Scenario 4: Reference ZEAS Phase In | SCE | Com | FoodServ | Com - Lodging | Electric Demand (MW) | Energy Efficiency | 0.013418 | 0.32436 | 0.34274 | 0.36122 | 0.38942 | 0.40869 | 0.42823 | 0.44801 | 0.47144 | 0.49146 | 0.51157 | 0.53174 | 0.55197
Scenario 4: Reference ZEAS Phase In | SCE | Com | FoodServ | Com - Lodging | Electric Demand (MW) | Fuel Substitution | -1.749 | -1.7348 | -1.7207 | -1.7067 | -1.6928 | -1.6791 | -1.6655 | -1.6519 | -1.6385 | -1.6252 | -1.612 | -1.5989 | -1.5859
Scenario 4: Reference ZEAS Phase In | SCE | Com | FoodServ | Com - Lodging | Electric Energy (GWh/year) | Energy Efficiency | 0.065727 | 2.0166 | 2.1134 | 2.2108 | 2.3636 | 2.4653 | 2.5685 | 2.6731 | 2.7937 | 2.8995 | 3.0058 | 3.1124 | 3.2193
Scenario 4: Reference ZEAS Phase In | SCE | Com | FoodServ | Com - Lodging | Electric Energy (GWh/year) | Fuel Substitution | -21.6824 | -21.5063 | -21.3317 | -21.1585 | -20.9866 | -20.8162 | -20.6472 | -20.4795 | -20.3132 | -20.1482 | -19.9846 | -19.8223 | -19.6613
Scenario 4: Reference ZEAS Phase In | SCE | Com | FoodServ | Com - Lodging | Gas Energy (MMTherm/year) | Energy Efficiency | 0.0014555 | 0.0029209 | 0.0044024 | 0.0058905 | 0.017618 | 0.019324 | 0.02105 | 0.022797 | 0.024552 | 0.026311 | 0.028075 | 0.029844 | 0.031617
Scenario 4: Reference ZEAS Phase In | SCE | Com | FoodServ | Com - Lodging | Gas Energy (MMTherm/year) | Fuel Substitution | 2.2478 | 2.2295 | 2.2114 | 2.1935 | 2.1756 | 2.158 | 2.1404 | 2.1231 | 2.1058 | 2.0887 | 2.0718 | 2.0549 | 2.0383
Scenario 4: Reference ZEAS Phase In | SCE | Com | FoodServ | Com - Office (Large) | Electric Demand (MW) | Energy Efficiency | 0 | 0.00941 | 0.0095076 | 0.0096072 | 0.0097127 | 0.009824 | 0.0099384 | 0.010057 | 0.010175 | 0.010294 | 0.010413 | 0.010533 | 0.010653
Scenario 4: Reference ZEAS Phase In | SCE | Com | FoodServ | Com - Office (Large) | Electric Energy (GWh/year) | Energy Efficiency | 0 | 0.082537 | 0.083393 | 0.084267 | 0.085192 | 0.086168 | 0.087171 | 0.088209 | 0.089251 | 0.090288 | 0.091336 | 0.092384 | 0.093439
Scenario 4: Reference ZEAS Phase In | SCE | Com | FoodServ | Com - Office (Small) | Electric Demand (MW) | Energy Efficiency | 0 | 0.0036403 | 0.0036735 | 0.0037073 | 0.0029961 | 0.0037771 | 0.0038128 | 0.003849 | 0.0038858 | 0.0039228 | 0.0039603 | 0.0039981 | 0.0040362
Scenario 4: Reference ZEAS Phase In | SCE | Com | FoodServ | Com - Office (Small) | Electric Energy (GWh/year) | Energy Efficiency | 0 | 0.031929 | 0.032221 | 0.032517 | 0.026279 | 0.033129 | 0.033442 | 0.033761 | 0.034083 | 0.034408 | 0.034736 | 0.035068 | 0.035402
Scenario 4: Reference ZEAS Phase In | SCE | Com | FoodServ | Com - Other | Electric Demand (MW) | Energy Efficiency | 0.023203 | 1.6057 | 1.6463 | 1.688 | 1.8343 | 1.8794 | 1.926 | 1.9735 | 2.0753 | 2.1252 | 2.1761 | 2.2278 | 2.2806
Scenario 4: Reference ZEAS Phase In | SCE | Com | FoodServ | Com - Other | Electric Demand (MW) | Fuel Substitution | -19.0948 | -18.9642 | -18.8344 | -18.7055 | -18.5776 | -18.4504 | -18.3242 | -18.1988 | -18.0743 | -17.9506 | -17.8278 | -17.7058 | -17.5847
Scenario 4: Reference ZEAS Phase In | SCE | Com | FoodServ | Com - Other | Electric Energy (GWh/year) | Energy Efficiency | 0.11366 | 9.3032 | 9.5171 | 9.737 | 10.5542 | 10.793 | 11.0395 | 11.2917 | 11.7821 | 12.046 | 12.3153 | 12.5894 | 12.8689
Scenario 4: Reference ZEAS Phase In | SCE | Com | FoodServ | Com - Other | Electric Energy (GWh/year) | Fuel Substitution | -111.7969 | -111.032 | -110.2723 | -109.5178 | -108.7685 | -108.0243 | -107.2851 | -106.5511 | -105.822 | -105.098 | -104.3789 | -103.6647 | -102.9554
Scenario 4: Reference ZEAS Phase In | SCE | Com | FoodServ | Com - Other | Gas Energy (MMTherm/year) | Energy Efficiency | 0.002517 | 0.0050885 | 0.0077183 | 0.010401 | 0.12592 | 0.13005 | 0.1343 | 0.13864 | 0.14304 | 0.14751 | 0.15207 | 0.15671 | 0.16143
Scenario 4: Reference ZEAS Phase In | SCE | Com | FoodServ | Com - Other | Gas Energy (MMTherm/year) | Fuel Substitution | 10.7383 | 10.6648 | 10.5919 | 10.5194 | 10.4474 | 10.3759 | 10.3049 | 10.2344 | 10.1644 | 10.0949 | 10.0258 | 9.9572 | 9.8891
Scenario 4: Reference ZEAS Phase In | SCE | Com | FoodServ | Com - Restaurant | Electric Demand (MW) | Energy Efficiency | 0.095394 | 2.6074 | 2.7419 | 2.8809 | 3.2702 | 3.4218 | 3.5754 | 3.7321 | 3.9784 | 4.1415 | 4.3068 | 4.474 | 4.6432
Scenario 4: Reference ZEAS Phase In | SCE | Com | FoodServ | Com - Restaurant | Electric Demand (MW) | Fuel Substitution | -37.4261 | -37.0975 | -36.7718 | -36.449 | -36.129 | -35.8118 | -35.4974 | -35.1857 | -34.8768 | -34.5706 | -34.267 | -33.9662 | -33.668
Scenario 4: Reference ZEAS Phase In | SCE | Com | FoodServ | Com - Restaurant | Electric Energy (GWh/year) | Energy Efficiency | 0.46727 | 15.5076 | 16.2047 | 16.9265 | 19.0758 | 19.8656 | 20.667 | 21.4844 | 22.6976 | 23.5475 | 24.4099 | 25.282 | 26.1652
Scenario 4: Reference ZEAS Phase In | SCE | Com | FoodServ | Com - Restaurant | Electric Energy (GWh/year) | Fuel Substitution | -361.4432 | -358.2698 | -355.1243 | -352.0064 | -348.9159 | -345.8525 | -342.816 | -339.8061 | -336.8227 | -333.8655 | -330.9343 | -328.0287 | -325.1487
Scenario 4: Reference ZEAS Phase In | SCE | Com | FoodServ | Com - Restaurant | Gas Energy (MMTherm/year) | Energy Efficiency | 0.010348 | 0.020951 | 0.031831 | 0.043023 | 0.32135 | 0.33753 | 0.35394 | 0.37066 | 0.38767 | 0.40489 | 0.42236 | 0.44002 | 0.45789
Scenario 4: Reference ZEAS Phase In | SCE | Com | FoodServ | Com - Restaurant | Gas Energy (MMTherm/year) | Fuel Substitution | 36.3096 | 35.9909 | 35.6749 | 35.3616 | 35.0512 | 34.7434 | 34.4384 | 34.136 | 33.8363 | 33.5393 | 33.2448 | 32.9529 | 32.6636
Scenario 4: Reference ZEAS Phase In | SCE | Com | FoodServ | Com - Retail | Electric Demand (MW) | Energy Efficiency | 0.0076991 | 0.029892 | 0.037897 | 0.046022 | 0.054337 | 0.062793 | 0.071346 | 0.080049 | 0.088857 | 0.097745 | 0.10673 | 0.11579 | 0.12492
Scenario 4: Reference ZEAS Phase In | SCE | Com | FoodServ | Com - Retail | Electric Energy (GWh/year) | Energy Efficiency | 0.037713 | 0.20208 | 0.24181 | 0.28213 | 0.32342 | 0.36542 | 0.4079 | 0.45114 | 0.49492 | 0.5391 | 0.58377 | 0.6288 | 0.67422
Scenario 4: Reference ZEAS Phase In | SCE | Com | FoodServ | Com - Retail | Gas Energy (MMTherm/year) | Energy Efficiency | 0.00083516 | 0.0016835 | 0.0025376 | 0.0034041 | 0.0042904 | 0.0051916 | 0.0061028 | 0.0070296 | 0.0079675 | 0.0089136 | 0.00987 | 0.010834 | 0.011805
Scenario 4: Reference ZEAS Phase In | SCE | Com | FoodServ | Com - School | Electric Demand (MW) | Energy Efficiency | 0.020595 | 0.29547 | 0.31844 | 0.34127 | 0.36938 | 0.39192 | 0.41418 | 0.4363 | 0.46271 | 0.48475 | 0.50666 | 0.52858 | 0.55037
Scenario 4: Reference ZEAS Phase In | SCE | Com | FoodServ | Com - School | Electric Demand (MW) | Fuel Substitution | -0.81179 | -0.79213 | -0.77293 | -0.75421 | -0.73594 | -0.71811 | -0.70071 | -0.68373 | -0.66717 | -0.651 | -0.63523 | -0.61984 | -0.60482
Scenario 4: Reference ZEAS Phase In | SCE | Com | FoodServ | Com - School | Electric Energy (GWh/year) | Energy Efficiency | 0.10088 | 1.7357 | 1.8513 | 1.9664 | 2.1118 | 2.2256 | 2.338 | 2.4498 | 2.5804 | 2.6919 | 2.8028 | 2.9139 | 3.0244
Scenario 4: Reference ZEAS Phase In | SCE | Com | FoodServ | Com - School | Electric Energy (GWh/year) | Fuel Substitution | -9.956 | -9.7148 | -9.4794 | -9.2498 | -9.0257 | -8.807 | -8.5936 | -8.3854 | -8.1823 | -7.984 | -7.7906 | -7.6019 | -7.4177
Scenario 4: Reference ZEAS Phase In | SCE | Com | FoodServ | Com - School | Gas Energy (MMTherm/year) | Energy Efficiency | 0.0022341 | 0.0044413 | 0.0066316 | 0.0088008 | 0.016971 | 0.019166 | 0.02133 | 0.023474 | 0.025604 | 0.027722 | 0.029821 | 0.031915 | 0.033991
Scenario 4: Reference ZEAS Phase In | SCE | Com | FoodServ | Com - School | Gas Energy (MMTherm/year) | Fuel Substitution | 1.0447 | 1.0194 | 0.99473 | 0.97063 | 0.94711 | 0.92417 | 0.90177 | 0.87993 | 0.85861 | 0.83781 | 0.81751 | 0.7977 | 0.77838
Scenario 4: Reference ZEAS Phase In | SCE | Com | HVAC | Com - College | Electric Demand (MW) | Energy Efficiency | 0.16041 | 0.1853 | 0.21109 | 0.23803 | 0.26504 | 0.29329 | 0.32262 | 0.35235 | 0.38236 | 0.41234 | 0.44248 | 0.47448 | 0.50657
Scenario 4: Reference ZEAS Phase In | SCE | Com | HVAC | Com - College | Electric Energy (GWh/year) | Energy Efficiency | 0.50919 | 0.54175 | 0.57557 | 0.61096 | 0.64647 | 0.68367 | 0.72235 | 0.76159 | 0.80122 | 0.84082 | 0.88063 | 0.923 | 0.9655
Scenario 4: Reference ZEAS Phase In | SCE | Com | HVAC | Com - College | Electric Energy (GWh/year) | Fuel Substitution | 0.30422 | 0.30268 | 0.30116 | 0.29965 | 0 | 0 | 0 | 0 | 0 | 0 | 0 | 0 | 0
Scenario 4: Reference ZEAS Phase In | SCE | Com | HVAC | Com - College | Gas Energy (MMTherm/year) | Energy Efficiency | 0.0016804 | 0.0033594 | 0.005098 | 0.0069114 | 0.0087298 | 0.010629 | 0.012599 | 0.014595 | 0.016609 | 0.018621 | 0.020643 | 0.022787 | 0.024937
Scenario 4: Reference ZEAS Phase In | SCE | Com | HVAC | Com - College | Gas Energy (MMTherm/year) | Fuel Substitution | 0.023321 | 0.023204 | 0.023087 | 0.022971 | 0 | 0 | 0 | 0 | 0 | 0 | 0 | 0 | 0
Scenario 4: Reference ZEAS Phase In | SCE | Com | HVAC | Com - Grocery | Electric Demand (MW) | Energy Efficiency | 5.9265 | 7.0855 | 7.1321 | 7.1811 | 7.2335 | 7.2888 | 7.346 | 7.4061 | 7.4612 | 7.5253 | 7.5912 | 7.6587 | 7.7277
Scenario 4: Reference ZEAS Phase In | SCE | Com | HVAC | Com - Grocery | Electric Demand (MW) | Fuel Substitution | 0 | 0 | 0 | 0 | 0.2578 | 0.25547 | 0.25315 | 0.25086 | 0.24859 | 0.24634 | 0.2441 | 0.24189 | 0.2397
Scenario 4: Reference ZEAS Phase In | SCE | Com | HVAC | Com - Grocery | Electric Energy (GWh/year) | Energy Efficiency | 23.8199 | 29.1141 | 29.3058 | 29.507 | 29.7226 | 29.9497 | 30.1848 | 30.4319 | 30.6823 | 30.9456 | 31.217 | 31.4946 | 31.7784
Scenario 4: Reference ZEAS Phase In | SCE | Com | HVAC | Com - Grocery | Electric Energy (GWh/year) | Fuel Substitution | -10.7709 | -10.6733 | -10.5766 | -10.4809 | 1.9986 | 1.9805 | 1.9626 | 1.9448 | 1.9272 | 1.9098 | 1.8925 | 1.8753 | 1.8583
Scenario 4: Reference ZEAS Phase In | SCE | Com | HVAC | Com - Grocery | Gas Energy (MMTherm/year) | Energy Efficiency | 0.080511 | 0.077529 | 0.078038 | 0.078572 | 0.079144 | 0.079747 | 0.080371 | 0.081026 | 0.081708 | 0.082407 | 0.083127 | 0.083864 | 0.084617
Scenario 4: Reference ZEAS Phase In | SCE | Com | HVAC | Com - Grocery | Gas Energy (MMTherm/year) | Fuel Substitution | 1.7274 | 1.7117 | 1.6962 | 1.6809 | 3.9909e-06 | 3.9548e-06 | 3.919e-06 | 3.8835e-06 | 3.8483e-06 | 3.8135e-06 | 3.7789e-06 | 3.7447e-06 | 3.7108e-06
Scenario 4: Reference ZEAS Phase In | SCE | Com | HVAC | Com - Health | Electric Demand (MW) | Energy Efficiency | 0.3106 | 0.31434 | 3.7001 | 3.7459 | 4.4174 | 4.472 | 4.5339 | 4.5898 | 0.67022 | 0.67361 | 0.6769 | 0.68025 | 0.68372
Scenario 4: Reference ZEAS Phase In | SCE | Com | HVAC | Com - Health | Electric Demand (MW) | Fuel Substitution | 0 | 0 | 0 | 0 | 0.19985 | 0.19918 | 0.19851 | 0.19784 | 0.19718 | 0.19652 | 0.19586 | 0.1952 | 0.19455
Scenario 4: Reference ZEAS Phase In | SCE | Com | HVAC | Com - Health | Electric Energy (GWh/year) | Energy Efficiency | 2.002 | 2.0261 | 17.1533 | 17.3651 | 20.9517 | 21.2109 | 21.4868 | 21.7518 | 3.6682 | 3.6905 | 3.7121 | 3.7341 | 3.7569
Scenario 4: Reference ZEAS Phase In | SCE | Com | HVAC | Com - Health | Electric Energy (GWh/year) | Fuel Substitution | -0.70694 | -0.70457 | -0.7022 | -0.69985 | 1.5913 | 1.586 | 1.5806 | 1.5753 | 1.5701 | 1.5648 | 1.5595 | 1.5543 | 1.5491
Scenario 4: Reference ZEAS Phase In | SCE | Com | HVAC | Com - Health | Gas Energy (MMTherm/year) | Energy Efficiency | 0.011135 | 0.011269 | 0.15728 | 0.15923 | 0.19117 | 0.19354 | 0.19597 | 0.19838 | 0.017315 | 0.017315 | 0.017315 | 0.017315 | 0.017315
Scenario 4: Reference ZEAS Phase In | SCE | Com | HVAC | Com - Health | Gas Energy (MMTherm/year) | Fuel Substitution | 0.35637 | 0.35518 | 0.35398 | 0.3528 | 0 | 0 | 0 | 0 | 0 | 0 | 0 | 0 | 0
Scenario 4: Reference ZEAS Phase In | SCE | Com | HVAC | Com - Lodging | Electric Demand (MW) | Energy Efficiency | 3.0154 | 3.0619 | 3.1094 | 3.5498 | 3.6685 | 3.851 | 3.9093 | 3.9688 | 0.7544 | 0.75666 | 0.75893 | 0.76122 | 0.76353
Scenario 4: Reference ZEAS Phase In | SCE | Com | HVAC | Com - Lodging | Electric Demand (MW) | Fuel Substitution | 0 | 0 | 0 | 0 | 0.10329 | 0.10246 | 0.10162 | 0.1008 | 0.09998 | 0.099168 | 0.098363 | 0.097564 | 0.096772
Scenario 4: Reference ZEAS Phase In | SCE | Com | HVAC | Com - Lodging | Electric Energy (GWh/year) | Energy Efficiency | 10.9328 | 11.1014 | 11.2736 | 12.2736 | 12.6054 | 13.9283 | 14.1225 | 14.3205 | 2.9407 | 2.9543 | 2.968 | 2.9818 | 2.9957
Scenario 4: Reference ZEAS Phase In | SCE | Com | HVAC | Com - Lodging | Electric Energy (GWh/year) | Fuel Substitution | -1.3255 | -1.3147 | -1.304 | -1.2934 | 0.67568 | 0.67019 | 0.66475 | 0.65935 | 0.65383 | 0.64852 | 0.64325 | 0.63803 | 0.63285
Scenario 4: Reference ZEAS Phase In | SCE | Com | HVAC | Com - Lodging | Gas Energy (MMTherm/year) | Energy Efficiency | 0.12731 | 0.12928 | 0.13128 | 0.13331 | 0.13538 | 0.13294 | 0.13515 | 0.1374 | 0.024434 | 0.024434 | 0.024434 | 0.024434 | 0.024434
Scenario 4: Reference ZEAS Phase In | SCE | Com | HVAC | Com - Lodging | Gas Energy (MMTherm/year) | Fuel Substitution | 0.26586 | 0.2637 | 0.26155 | 0.25943 | 2.6519e-07 | 2.6304e-07 | 2.609e-07 | 2.5878e-07 | 2.5668e-07 | 2.546e-07 | 2.5253e-07 | 2.5048e-07 | 2.4845e-07
Scenario 4: Reference ZEAS Phase In | SCE | Com | HVAC | Com - Office (Large) | Electric Demand (MW) | Energy Efficiency | 0.15129 | 0.15281 | 0.15433 | 0.15588 | 0.15752 | 0.15925 | 0.16103 | 0.16288 | 0.16473 | 0.16657 | 0.16843 | 0.17029 | 0.17216
Scenario 4: Reference ZEAS Phase In | SCE | Com | HVAC | Com - Office (Large) | Electric Energy (GWh/year) | Energy Efficiency | 0.36662 | 0.37029 | 0.37397 | 0.37773 | 0.38171 | 0.38591 | 0.39023 | 0.39469 | 0.39917 | 0.40363 | 0.40814 | 0.41264 | 0.41718
Scenario 4: Reference ZEAS Phase In | SCE | Com | HVAC | Com - Office (Large) | Electric Energy (GWh/year) | Fuel Substitution | -0.0089514 | -0.0086639 | -0.0083857 | -0.0081163 | 0 | 0 | 0 | 0 | 0 | 0 | 0 | 0 | 0
Scenario 4: Reference ZEAS Phase In | SCE | Com | HVAC | Com - Office (Large) | Gas Energy (MMTherm/year) | Fuel Substitution | 0.0012628 | 0.0012222 | 0.0011829 | 0.0011449 | 0 | 0 | 0 | 0 | 0 | 0 | 0 | 0 | 0
Scenario 4: Reference ZEAS Phase In | SCE | Com | HVAC | Com - Office (Small) | Electric Demand (MW) | Energy Efficiency | 0.1648 | 0.19247 | 0.2202 | 0.248 | 0.22123 | 0.55686 | 0.58245 | 0.60816 | 0.63396 | 0.65979 | 0.68567 | 0.71157 | 0.73751
Scenario 4: Reference ZEAS Phase In | SCE | Com | HVAC | Com - Office (Small) | Electric Energy (GWh/year) | Energy Efficiency | 0.33526 | 0.37666 | 0.41818 | 0.45981 | 0.40246 | 0.91455 | 0.95298 | 0.99162 | 1.0304 | 1.0692 | 1.1081 | 1.1471 | 1.1861
Scenario 4: Reference ZEAS Phase In | SCE | Com | HVAC | Com - Office (Small) | Electric Energy (GWh/year) | Fuel Substitution | 0.11624 | 0.11504 | 0.11386 | 0.11269 | 0 | 0 | 0 | 0 | 0 | 0 | 0 | 0 | 0
Scenario 4: Reference ZEAS Phase In | SCE | Com | HVAC | Com - Office (Small) | Gas Energy (MMTherm/year) | Energy Efficiency | 0.0016776 | 0.003358 | 0.0050414 | 0.0067283 | 0.0067283 | 0.026197 | 0.027738 | 0.029286 | 0.030839 | 0.032392 | 0.033948 | 0.035504 | 0.037062
Scenario 4: Reference ZEAS Phase In | SCE | Com | HVAC | Com - Office (Small) | Gas Energy (MMTherm/year) | Fuel Substitution | 0.014433 | 0.014285 | 0.014137 | 0.013992 | 0 | 0 | 0 | 0 | 0 | 0 | 0 | 0 | 0
Scenario 4: Reference ZEAS Phase In | SCE | Com | HVAC | Com - Other | Electric Demand (MW) | Energy Efficiency | 1.0368 | 1.6668 | 2.3278 | 2.9854 | 3.671 | 4.3548 | 5.0551 | 5.7673 | 6.2259 | 6.9553 | 7.6958 | 8.4459 | 9.2072
Scenario 4: Reference ZEAS Phase In | SCE | Com | HVAC | Com - Other | Electric Demand (MW) | Fuel Substitution | 0 | 0 | 0 | 0 | 0.0016002 | 0.0015893 | 0.0015784 | 0.0015676 | 0.0015569 | 0.0015462 | 0.0015356 | 0.0015251 | 0.0015147
Scenario 4: Reference ZEAS Phase In | SCE | Com | HVAC | Com - Other | Electric Energy (GWh/year) | Energy Efficiency | 4.1177 | 5.0035 | 5.9292 | 6.8549 | 7.8711 | 8.8352 | 9.8231 | 10.8281 | 9.1592 | 10.2023 | 11.2614 | 12.3343 | 13.4232
Scenario 4: Reference ZEAS Phase In | SCE | Com | HVAC | Com - Other | Electric Energy (GWh/year) | Fuel Substitution | -6.9134 | -6.3658 | -6.3223 | -6.279 | 0.011896 | 0.011815 | 0.011734 | 0.011654 | 0.011574 | 0.011495 | 0.011416 | 0.011338 | 0.011261
Scenario 4: Reference ZEAS Phase In | SCE | Com | HVAC | Com - Other | Gas Energy (MMTherm/year) | Energy Efficiency | 0.36978 | 0.41717 | 0.4657 | 0.51527 | 0.56588 | 0.61751 | 0.67044 | 0.72432 | 0.47427 | 0.53122 | 0.58905 | 0.64763 | 0.70708
Scenario 4: Reference ZEAS Phase In | SCE | Com | HVAC | Com - Other | Gas Energy (MMTherm/year) | Fuel Substitution | 1.612 | 1.6009 | 1.59 | 1.5791 | 0 | 0 | 0 | 0 | 0 | 0 | 0 | 0 | 0
Scenario 4: Reference ZEAS Phase In | SCE | Com | HVAC | Com - Restaurant | Electric Demand (MW) | Energy Efficiency | 0.088707 | 0.13238 | 0.17721 | 0.22334 | 0.27099 | 0.31948 | 0.36852 | 0.41834 | 0.46887 | 0.51992 | 0.57156 | 0.62366 | 0.67628
Scenario 4: Reference ZEAS Phase In | SCE | Com | HVAC | Com - Restaurant | Electric Demand (MW) | Fuel Substitution | 0 | 0 | 0 | 0 | 0.00021868 | 0.00021676 | 0.00021486 | 0.00021297 | 0.0002111 | 0.00020925 | 0.00020741 | 0.00020559 | 0.00020378
Scenario 4: Reference ZEAS Phase In | SCE | Com | HVAC | Com - Restaurant | Electric Energy (GWh/year) | Energy Efficiency | 0.1682 | 0.20065 | 0.23399 | 0.26832 | 0.30383 | 0.33998 | 0.37656 | 0.41374 | 0.45147 | 0.48961 | 0.5282 | 0.56715 | 0.60651
Scenario 4: Reference ZEAS Phase In | SCE | Com | HVAC | Com - Restaurant | Electric Energy (GWh/year) | Fuel Substitution | 0.44595 | 0.44203 | 0.43815 | 0.4343 | 0.0017864 | 0.0017707 | 0.0017551 | 0.0017397 | 0.0017245 | 0.0017093 | 0.0016943 | 0.0016794 | 0.0016647
Scenario 4: Reference ZEAS Phase In | SCE | Com | HVAC | Com - Restaurant | Gas Energy (MMTherm/year) | Energy Efficiency | 0.0031569 | 0.0063916 | 0.0097109 | 0.013125 | 0.016651 | 0.020238 | 0.023865 | 0.02755 | 0.031285 | 0.03506 | 0.038877 | 0.042728 | 0.046616
Scenario 4: Reference ZEAS Phase In | SCE | Com | HVAC | Com - Restaurant | Gas Energy (MMTherm/year) | Fuel Substitution | 0.027662 | 0.02742 | 0.027179 | 0.02694 | 0 | 0 | 0 | 0 | 0 | 0 | 0 | 0 | 0
Scenario 4: Reference ZEAS Phase In | SCE | Com | HVAC | Com - Retail | Electric Demand (MW) | Energy Efficiency | 13.6543 | 13.8823 | 15.8986 | 16.2928 | 16.5581 | 16.8309 | 17.1091 | 17.3952 | 3.2463 | 3.3685 | 3.492 | 3.6165 | 3.742
Scenario 4: Reference ZEAS Phase In | SCE | Com | HVAC | Com - Retail | Electric Demand (MW) | Fuel Substitution | 0 | 0 | 0 | 0 | 0.42935 | 0.4258 | 0.42227 | 0.41877 | 0.060897 | 0.060393 | 0.059892 | 0.059396 | 0.00063518
Scenario 4: Reference ZEAS Phase In | SCE | Com | HVAC | Com - Retail | Electric Energy (GWh/year) | Energy Efficiency | 36.3257 | 36.7337 | 41.134 | 41.9058 | 42.3958 | 42.9021 | 43.499 | 44.1142 | 6.9654 | 7.0791 | 7.1942 | 7.3102 | 7.4272
Scenario 4: Reference ZEAS Phase In | SCE | Com | HVAC | Com - Retail | Electric Energy (GWh/year) | Fuel Substitution | 1.4734 | 1.4612 | 1.4491 | 1.4371 | 2.0916 | 2.0743 | 2.0571 | 2.0401 | 0.17521 | 0.17375 | 0.17232 | 0.17089 | 0.0043149
Scenario 4: Reference ZEAS Phase In | SCE | Com | HVAC | Com - Retail | Gas Energy (MMTherm/year) | Energy Efficiency | 0.23201 | 0.23657 | 0.24119 | 0.24592 | 0.25081 | 0.25583 | 0.26094 | 0.26618 | 0.056561 | 0.059894 | 0.063263 | 0.066658 | 0.070081
Scenario 4: Reference ZEAS Phase In | SCE | Com | HVAC | Com - Retail | Gas Energy (MMTherm/year) | Fuel Substitution | 0.062945 | 0.062423 | 0.061906 | 0.061394 | 0 | 0 | 0 | 0 | 0 | 0 | 0 | 0 | 0
Scenario 4: Reference ZEAS Phase In | SCE | Com | HVAC | Com - School | Electric Demand (MW) | Energy Efficiency | 0.1439 | 0.23412 | 0.32368 | 0.41239 | 0.49988 | 0.58664 | 1.1157 | 1.1896 | 0.84077 | 0.92422 | 1.0069 | 1.0893 | 1.1709
Scenario 4: Reference ZEAS Phase In | SCE | Com | HVAC | Com - School | Electric Energy (GWh/year) | Energy Efficiency | 0.17032 | 0.24381 | 0.31678 | 0.38907 | 0.46038 | 0.53111 | 3.245 | 3.25 | 0.73837 | 0.80648 | 0.87396 | 0.94121 | 1.0079
Scenario 4: Reference ZEAS Phase In | SCE | Com | HVAC | Com - School | Electric Energy (GWh/year) | Fuel Substitution | -0.0088859 | -0.0086706 | -0.0084605 | -0.0082555 | 0 | 0 | 0 | 0 | 0 | 0 | 0 | 0 | 0
Scenario 4: Reference ZEAS Phase In | SCE | Com | HVAC | Com - School | Gas Energy (MMTherm/year) | Energy Efficiency | 0.0053547 | 0.010645 | 0.015895 | 0.021094 | 0.026221 | 0.031305 | 0.032138 | 0.037197 | 0.046189 | 0.051075 | 0.055914 | 0.060735 | 0.06551
Scenario 4: Reference ZEAS Phase In | SCE | Com | HVAC | Com - School | Gas Energy (MMTherm/year) | Fuel Substitution | 0.037377 | 0.036471 | 0.035588 | 0.034726 | 0 | 0 | 0 | 0 | 0 | 0 | 0 | 0 | 0
Scenario 4: Reference ZEAS Phase In | SCE | Com | HVAC | Com - Warehouse | Electric Demand (MW) | Energy Efficiency | 0.03083 | 0.031028 | 0.031237 | 0.031463 | 0.033562 | 0.033846 | 0.034145 | 0.034462 | 0.02415 | 0.024377 | 0.024613 | 0.024854 | 0.025103
Scenario 4: Reference ZEAS Phase In | SCE | Com | HVAC | Com - Warehouse | Electric Demand (MW) | Fuel Substitution | 0 | 0 | 0 | 0 | 8.7472e-05 | 8.7123e-05 | 8.6776e-05 | 8.643e-05 | 0 | 0 | 0 | 0 | 0
Scenario 4: Reference ZEAS Phase In | SCE | Com | HVAC | Com - Warehouse | Electric Energy (GWh/year) | Energy Efficiency | 0.11477 | 0.1155 | 0.11628 | 0.11712 | 0.13271 | 0.13384 | 0.13502 | 0.13628 | 0.077554 | 0.078262 | 0.078996 | 0.079749 | 0.080527
Scenario 4: Reference ZEAS Phase In | SCE | Com | HVAC | Com - Warehouse | Electric Energy (GWh/year) | Fuel Substitution | -1.6305 | -1.624 | -1.6176 | -1.6111 | 0.0012103 | 0.0012055 | 0.0012007 | 0.0011959 | 0 | 0 | 0 | 0 | 0
Scenario 4: Reference ZEAS Phase In | SCE | Com | HVAC | Com - Warehouse | Gas Energy (MMTherm/year) | Energy Efficiency | 0.0035534 | 0.0035762 | 0.0036003 | 0.0036263 | 0.0036552 | 0.0036861 | 0.0037186 | 0.003753 | 0.00033175 | 0.00033175 | 0.00033175 | 0.00033175 | 0.00033175
Scenario 4: Reference ZEAS Phase In | SCE | Com | HVAC | Com - Warehouse | Gas Energy (MMTherm/year) | Fuel Substitution | 0.30618 | 0.30496 | 0.30375 | 0.30254 | 0 | 0 | 0 | 0 | 0 | 0 | 0 | 0 | 0
Scenario 4: Reference ZEAS Phase In | SCE | Com | Lighting | Com - College | Electric Demand (MW) | Energy Efficiency | 0 | 0.36886 | 0.37218 | 0.37574 | 0.37931 | 0.38314 | 0.38718 | 0.39132 | 0.39551 | 0.39971 | 0.40394 | 0.40855 | 0.41318
Scenario 4: Reference ZEAS Phase In | SCE | Com | Lighting | Com - College | Electric Energy (GWh/year) | Energy Efficiency | 0 | 1.3862 | 1.3986 | 1.412 | 1.4254 | 1.4398 | 1.455 | 1.4705 | 1.4863 | 1.5021 | 1.518 | 1.5353 | 1.5527
Scenario 4: Reference ZEAS Phase In | SCE | Com | Lighting | Com - College | Gas Energy (MMTherm/year) | Energy Efficiency | 0 | -0.0076783 | -0.0077475 | -0.0078215 | -0.0078959 | -0.0079756 | -0.0080598 | -0.0081458 | -0.0082331 | -0.0083204 | -0.0084086 | -0.0085045 | -0.0086009
Scenario 4: Reference ZEAS Phase In | SCE | Com | Lighting | Com - Grocery | Electric Demand (MW) | Energy Efficiency | 0.61674 | 0.6207 | 0.62478 | 0.62905 | 0.63364 | 0.63847 | 0.64346 | 0.64872 | 0.65418 | 0.65978 | 0.66555 | 0.67145 | 0.67749
Scenario 4: Reference ZEAS Phase In | SCE | Com | Lighting | Com - Grocery | Electric Energy (GWh/year) | Energy Efficiency | 3.4513 | 3.4735 | 3.4963 | 3.5202 | 3.5458 | 3.5729 | 3.6008 | 3.6303 | 3.6608 | 3.6921 | 3.7244 | 3.7575 | 3.7912
Scenario 4: Reference ZEAS Phase In | SCE | Com | Lighting | Com - Grocery | Gas Energy (MMTherm/year) | Energy Efficiency | -0.036555 | -0.03679 | -0.037031 | -0.037285 | -0.037557 | -0.037843 | -0.038139 | -0.038451 | -0.038774 | -0.039106 | -0.039448 | -0.039798 | -0.040156
Scenario 4: Reference ZEAS Phase In | SCE | Com | Lighting | Com - Health | Electric Demand (MW) | Energy Efficiency | 0.61875 | 0.6262 | 0.63392 | 0.64154 | 0.64929 | 0.65708 | 0.66505 | 0.673 | 0.68092 | 0.68861 | 0.69604 | 0.70362 | 0.71148
Scenario 4: Reference ZEAS Phase In | SCE | Com | Lighting | Com - Health | Electric Energy (GWh/year) | Energy Efficiency | 3.6256 | 3.6692 | 3.7144 | 3.7591 | 3.8045 | 3.8501 | 3.8969 | 3.9434 | 3.9898 | 4.0349 | 4.0784 | 4.1229 | 4.1689
Scenario 4: Reference ZEAS Phase In | SCE | Com | Lighting | Com - Health | Gas Energy (MMTherm/year) | Energy Efficiency | -0.023734 | -0.024019 | -0.024315 | -0.024607 | -0.024905 | -0.025204 | -0.025509 | -0.025814 | -0.026118 | -0.026413 | -0.026698 | -0.026989 | -0.02729
Scenario 4: Reference ZEAS Phase In | SCE | Com | Lighting | Com - Office (Large) | Electric Demand (MW) | Energy Efficiency | 0 | 0.5222 | 0.52762 | 0.53314 | 0.539 | 0.54517 | 0.55152 | 0.55808 | 0.56468 | 0.57124 | 0.57787 | 0.5845 | 0.59118
Scenario 4: Reference ZEAS Phase In | SCE | Com | Lighting | Com - Office (Large) | Electric Energy (GWh/year) | Energy Efficiency | 0 | 3.6291 | 3.6667 | 3.7051 | 3.7458 | 3.7887 | 3.8328 | 3.8784 | 3.9243 | 3.9699 | 4.016 | 4.062 | 4.1084
Scenario 4: Reference ZEAS Phase In | SCE | Com | Lighting | Com - Office (Large) | Gas Energy (MMTherm/year) | Energy Efficiency | 0 | -0.0086009 | -0.0086901 | -0.0087812 | -0.0088776 | -0.0089794 | -0.0090839 | -0.009192 | -0.0093006 | -0.0094086 | -0.0095179 | -0.009627 | -0.009737
Scenario 4: Reference ZEAS Phase In | SCE | Com | Lighting | Com - Refrig. Warehouse | Electric Demand (MW) | Energy Efficiency | 0.0072605 | 0.0073405 | 0.0074193 | 0.0074948 | 0.0075694 | 0.0076446 | 0.0077213 | 0.0077988 | 0.0078781 | 0.0079591 | 0.0080412 | 0.0081255 | 0.0082115
Scenario 4: Reference ZEAS Phase In | SCE | Com | Lighting | Com - Refrig. Warehouse | Electric Energy (GWh/year) | Energy Efficiency | 0.069132 | 0.069895 | 0.070645 | 0.071363 | 0.072074 | 0.07279 | 0.07352 | 0.074258 | 0.075013 | 0.075784 | 0.076566 | 0.077369 | 0.078188
Scenario 4: Reference ZEAS Phase In | SCE | Com | Lighting | Com - Restaurant | Electric Demand (MW) | Energy Efficiency | 0.26824 | 0.27183 | 0.27559 | 0.27955 | 0.28373 | 0.28803 | 0.29243 | 0.29696 | 0.3016 | 0.30632 | 0.31115 | 0.31605 | 0.32104
Scenario 4: Reference ZEAS Phase In | SCE | Com | Lighting | Com - Restaurant | Electric Energy (GWh/year) | Energy Efficiency | 1.6296 | 1.6514 | 1.6743 | 1.6983 | 1.7237 | 1.7499 | 1.7766 | 1.8041 | 1.8323 | 1.861 | 1.8903 | 1.9201 | 1.9504
Scenario 4: Reference ZEAS Phase In | SCE | Com | Lighting | Com - Restaurant | Gas Energy (MMTherm/year) | Energy Efficiency | -0.0079971 | -0.008104 | -0.0082162 | -0.0083341 | -0.0084586 | -0.008587 | -0.0087183 | -0.0088532 | -0.0089914 | -0.0091323 | -0.0092762 | -0.0094223 | -0.0095711
Scenario 4: Reference ZEAS Phase In | SCE | Com | Lighting | Com - Retail | Electric Demand (MW) | Energy Efficiency | 2.2169 | 2.2368 | 2.257 | 2.278 | 2.2999 | 2.3227 | 2.3461 | 2.3703 | 2.3952 | 2.4205 | 2.4465 | 2.4729 | 2.4998
Scenario 4: Reference ZEAS Phase In | SCE | Com | Lighting | Com - Retail | Electric Energy (GWh/year) | Energy Efficiency | 13.1838 | 13.3017 | 13.4221 | 13.5467 | 13.6774 | 13.8129 | 13.9519 | 14.0959 | 14.2437 | 14.3946 | 14.549 | 14.7061 | 14.8662
Scenario 4: Reference ZEAS Phase In | SCE | Com | Lighting | Com - Retail | Gas Energy (MMTherm/year) | Energy Efficiency | -0.033739 | -0.034041 | -0.034349 | -0.034668 | -0.035002 | -0.035349 | -0.035705 | -0.036073 | -0.036452 | -0.036838 | -0.037233 | -0.037635 | -0.038045
Scenario 4: Reference ZEAS Phase In | SCE | Com | Lighting | Com - Warehouse | Electric Demand (MW) | Energy Efficiency | 0.094251 | 0.094856 | 0.095495 | 0.096186 | 0.096951 | 0.097771 | 0.098633 | 0.099545 | 0.0087996 | 0.0087996 | 0.0087996 | 0.0087996 | 0.0087996
Scenario 4: Reference ZEAS Phase In | SCE | Com | Lighting | Com - Warehouse | Electric Energy (GWh/year) | Energy Efficiency | 0.78971 | 0.79478 | 0.80013 | 0.80592 | 0.81233 | 0.8192 | 0.82643 | 0.83407 | 0.07373 | 0.07373 | 0.07373 | 0.07373 | 0.07373
Scenario 4: Reference ZEAS Phase In | SCE | Com | Lighting | Com - Warehouse | Gas Energy (MMTherm/year) | Energy Efficiency | -0.0030498 | -0.0030693 | -0.00309 | -0.0031124 | -0.0031371 | -0.0031636 | -0.0031916 | -0.0032211 | -0.00028474 | -0.00028474 | -0.00028474 | -0.00028474 | -0.00028474
Scenario 4: Reference ZEAS Phase In | SCE | Com | WaterHeat | Com - College | Electric Demand (MW) | Energy Efficiency | 0.58863 | 0.59361 | 0.59889 | 0.60453 | 0.61021 | 0.61629 | 0.62271 | 0.62927 | 0.63593 | 0.64259 | 0.64932 | 0.65663 | 0.66398
Scenario 4: Reference ZEAS Phase In | SCE | Com | WaterHeat | Com - College | Electric Demand (MW) | Fuel Substitution | 0 | 0 | 2.3148 | 4.6062 | 6.8746 | 6.84 | 6.8056 | 6.7713 | 6.7372 | 6.7033 | 6.6696 | 6.636 | 6.6026
Scenario 4: Reference ZEAS Phase In | SCE | Com | WaterHeat | Com - College | Electric Energy (GWh/year) | Energy Efficiency | 2.409 | 2.4294 | 2.451 | 2.4741 | 2.4974 | 2.5222 | 2.5485 | 2.5754 | 2.6026 | 2.6299 | 2.6574 | 2.6873 | 2.7174
Scenario 4: Reference ZEAS Phase In | SCE | Com | WaterHeat | Com - College | Electric Energy (GWh/year) | Fuel Substitution | -38.736 | -38.541 | -18.1672 | 3.7193 | 25.386 | 25.2582 | 30.584 | 30.4301 | 30.2769 | 30.1246 | 29.973 | 29.8221 | 29.672
Scenario 4: Reference ZEAS Phase In | SCE | Com | WaterHeat | Com - College | Gas Energy (MMTherm/year) | Fuel Substitution | 4.4554 | 4.433 | 3.3157 | 2.0173 | 0.73191 | 0.72823 | 0 | 0 | 0 | 0 | 0 | 0 | 0
Scenario 4: Reference ZEAS Phase In | SCE | Com | WaterHeat | Com - Grocery | Electric Demand (MW) | Energy Efficiency | 2.0151 | 2.0281 | 2.0414 | 2.0554 | 2.0704 | 2.0861 | 2.1025 | 2.1196 | 2.1375 | 2.1558 | 2.1746 | 2.1939 | 2.2136
Scenario 4: Reference ZEAS Phase In | SCE | Com | WaterHeat | Com - Grocery | Electric Energy (GWh/year) | Energy Efficiency | 11.3441 | 11.417 | 11.492 | 11.5706 | 11.655 | 11.7438 | 11.8357 | 11.9324 | 12.0328 | 12.1358 | 12.242 | 12.3505 | 12.4615
Scenario 4: Reference ZEAS Phase In | SCE | Com | WaterHeat | Com - Grocery | Electric Energy (GWh/year) | Fuel Substitution | -1.9572 | -1.9395 | -1.9219 | -1.9045 | -1.8873 | -1.8702 | 0 | 0 | 0 | 0 | 0 | 0 | 0
Scenario 4: Reference ZEAS Phase In | SCE | Com | WaterHeat | Com - Grocery | Gas Energy (MMTherm/year) | Fuel Substitution | 0.25959 | 0.25724 | 0.25491 | 0.2526 | 0.25032 | 0.24805 | 0 | 0 | 0 | 0 | 0 | 0 | 0
Scenario 4: Reference ZEAS Phase In | SCE | Com | WaterHeat | Com - Health | Electric Demand (MW) | Energy Efficiency | 1.9104 | 1.9334 | 1.9572 | 1.9807 | 2.0047 | 2.0287 | 2.0533 | 2.0779 | 2.1023 | 2.1261 | 2.149 | 2.1724 | 2.1967
Scenario 4: Reference ZEAS Phase In | SCE | Com | WaterHeat | Com - Health | Electric Demand (MW) | Fuel Substitution | 0 | 0 | 2.8568 | 5.6944 | 8.5129 | 8.4843 | 8.4559 | 8.4275 | 8.3992 | 8.371 | 8.3429 | 8.3149 | 8.287
Scenario 4: Reference ZEAS Phase In | SCE | Com | WaterHeat | Com - Health | Electric Energy (GWh/year) | Energy Efficiency | 16.884 | 17.0874 | 17.2978 | 17.5058 | 17.7175 | 17.9298 | 18.1474 | 18.3644 | 18.5804 | 18.7903 | 18.993 | 19.2 | 19.4142
Scenario 4: Reference ZEAS Phase In | SCE | Com | WaterHeat | Com - Health | Electric Energy (GWh/year) | Fuel Substitution | -105.0649 | -104.7124 | -51.6267 | 5.4899 | 62.2237 | 62.0149 | 82.2748 | 81.9987 | 81.7235 | 81.4493 | 81.176 | 80.9036 | 80.6321
Scenario 4: Reference ZEAS Phase In | SCE | Com | WaterHeat | Com - Health | Gas Energy (MMTherm/year) | Fuel Substitution | 12.3206 | 12.2792 | 9.423 | 6.0906 | 2.7805 | 2.7712 | 0 | 0 | 0 | 0 | 0 | 0 | 0
Scenario 4: Reference ZEAS Phase In | SCE | Com | WaterHeat | Com - Lodging | Electric Demand (MW) | Energy Efficiency | 0.31107 | 0.31587 | 0.32077 | 0.32572 | 0.3308 | 0.336 | 0.3413 | 0.3467 | 0.35216 | 0.35764 | 0.36317 | 0.36873 | 0.37433
Scenario 4: Reference ZEAS Phase In | SCE | Com | WaterHeat | Com - Lodging | Electric Demand (MW) | Fuel Substitution | 0 | 0 | 2.5057 | 4.9708 | 7.3956 | 7.3356 | 7.276 | 7.2169 | 7.1583 | 7.1002 | 7.0425 | 6.9853 | 6.9286
Scenario 4: Reference ZEAS Phase In | SCE | Com | WaterHeat | Com - Lodging | Electric Energy (GWh/year) | Energy Efficiency | 2.6793 | 2.7206 | 2.7628 | 2.8055 | 2.8492 | 2.894 | 2.9397 | 2.9862 | 3.0332 | 3.0804 | 3.128 | 3.176 | 3.2241
Scenario 4: Reference ZEAS Phase In | SCE | Com | WaterHeat | Com - Lodging | Electric Energy (GWh/year) | Fuel Substitution | -96.5861 | -95.8017 | -49.23 | 0.44696 | 49.3204 | 48.9199 | 69.0151 | 68.4546 | 67.8987 | 67.3474 | 66.8004 | 66.258 | 65.7199
Scenario 4: Reference ZEAS Phase In | SCE | Com | WaterHeat | Com - Lodging | Gas Energy (MMTherm/year) | Fuel Substitution | 11.1156 | 11.0254 | 8.5084 | 5.6068 | 2.7516 | 2.7293 | 0 | 0 | 0 | 0 | 0 | 0 | 0
Scenario 4: Reference ZEAS Phase In | SCE | Com | WaterHeat | Com - Office (Large) | Electric Demand (MW) | Energy Efficiency | 0.32944 | 0.33274 | 0.33605 | 0.33942 | 0.343 | 0.34677 | 0.35065 | 0.35466 | 0.35869 | 0.36269 | 0.36675 | 0.37079 | 0.37487
Scenario 4: Reference ZEAS Phase In | SCE | Com | WaterHeat | Com - Office (Large) | Electric Demand (MW) | Fuel Substitution | 0 | 0 | 0.28475 | 0.55122 | 0.80027 | 0.77457 | 0.74969 | 0.72561 | 0.7023 | 0.67975 | 0.65791 | 0.63678 | 0.61633
Scenario 4: Reference ZEAS Phase In | SCE | Com | WaterHeat | Com - Office (Large) | Electric Energy (GWh/year) | Energy Efficiency | 6.3079 | 6.3711 | 6.4345 | 6.4991 | 6.5676 | 6.6399 | 6.7141 | 6.7909 | 6.868 | 6.9447 | 7.0223 | 7.0998 | 7.1779
Scenario 4: Reference ZEAS Phase In | SCE | Com | WaterHeat | Com - Office (Large) | Electric Energy (GWh/year) | Fuel Substitution | -21.5459 | -20.8538 | -8.483 | 4.0824 | 15.8494 | 15.3404 | 15.8886 | 15.3783 | 14.8843 | 14.4063 | 13.9436 | 13.4957 | 13.0622
Scenario 4: Reference ZEAS Phase In | SCE | Com | WaterHeat | Com - Office (Large) | Gas Energy (MMTherm/year) | Fuel Substitution | 2.4588 | 2.3799 | 1.6639 | 0.88226 | 0.14911 | 0.14432 | 0 | 0 | 0 | 0 | 0 | 0 | 0
Scenario 4: Reference ZEAS Phase In | SCE | Com | WaterHeat | Com - Office (Small) | Electric Demand (MW) | Energy Efficiency | 0.018862 | 0.01903 | 0.0192 | 0.019374 | 0.015726 | 0.019732 | 0.019915 | 0.020101 | 0.020289 | 0.020479 | 0.020672 | 0.020865 | 0.021061
Scenario 4: Reference ZEAS Phase In | SCE | Com | WaterHeat | Com - Office (Small) | Electric Demand (MW) | Fuel Substitution | 0 | 0 | 0.014963 | 0.029617 | 0.037715 | 0.037327 | 0.036942 | 0.036562 | 0.036185 | 0.035813 | 0.035444 | 0.035079 | 0.034718
Scenario 4: Reference ZEAS Phase In | SCE | Com | WaterHeat | Com - Office (Small) | Electric Energy (GWh/year) | Energy Efficiency | 2.1697 | 2.189 | 2.2087 | 2.2286 | 1.809 | 2.2698 | 2.2908 | 2.3122 | 2.3339 | 2.3558 | 2.3779 | 2.4002 | 2.4226
Scenario 4: Reference ZEAS Phase In | SCE | Com | WaterHeat | Com - Office (Small) | Electric Energy (GWh/year) | Fuel Substitution | -6.646 | -6.5775 | -2.7804 | 1.2583 | 4.4726 | 4.4265 | 4.6965 | 4.6481 | 4.6002 | 4.5528 | 4.506 | 4.4595 | 4.4136
Scenario 4: Reference ZEAS Phase In | SCE | Com | WaterHeat | Com - Office (Small) | Gas Energy (MMTherm/year) | Fuel Substitution | 0.75078 | 0.74305 | 0.53115 | 0.28787 | 0.042491 | 0.042053 | 0 | 0 | 0 | 0 | 0 | 0 | 0
Scenario 4: Reference ZEAS Phase In | SCE | Com | WaterHeat | Com - Other | Electric Demand (MW) | Energy Efficiency | 20.1681 | 20.3697 | 20.58 | 20.7981 | 21.0241 | 21.258 | 21.5014 | 21.7521 | 22.0072 | 22.269 | 22.5375 | 22.8121 | 23.0935
Scenario 4: Reference ZEAS Phase In | SCE | Com | WaterHeat | Com - Other | Electric Demand (MW) | Fuel Substitution | 0 | 0 | 17.5372 | 34.8345 | 51.8942 | 51.5392 | 51.1865 | 50.8363 | 50.4885 | 50.143 | 49.8 | 49.4592 | 49.1208
Scenario 4: Reference ZEAS Phase In | SCE | Com | WaterHeat | Com - Other | Electric Energy (GWh/year) | Energy Efficiency | 137.9681 | 139.3477 | 140.7859 | 142.2781 | 143.8244 | 145.4238 | 147.0893 | 148.8044 | 150.5496 | 152.3401 | 154.1774 | 156.0558 | 157.9809
Scenario 4: Reference ZEAS Phase In | SCE | Com | WaterHeat | Com - Other | Electric Energy (GWh/year) | Fuel Substitution | -532.8367 | -529.1909 | -265.1731 | 17.7425 | 296.799 | 294.7683 | 385.5626 | 382.9246 | 380.3046 | 377.7025 | 375.1182 | 372.5516 | 370.0025
Scenario 4: Reference ZEAS Phase In | SCE | Com | WaterHeat | Com - Other | Gas Energy (MMTherm/year) | Fuel Substitution | 60.0129 | 59.6022 | 45.1903 | 28.5183 | 12.0724 | 11.9898 | 0 | 0 | 0 | 0 | 0 | 0 | 0
Scenario 4: Reference ZEAS Phase In | SCE | Com | WaterHeat | Com - Refrig. Warehouse | Electric Demand (MW) | Energy Efficiency | 0.061959 | 0.062643 | 0.063315 | 0.063959 | 0.064596 | 0.065237 | 0.065892 | 0.066553 | 0.06723 | 0.067921 | 0.068622 | 0.069341 | 0.070075
Scenario 4: Reference ZEAS Phase In | SCE | Com | WaterHeat | Com - Refrig. Warehouse | Electric Demand (MW) | Fuel Substitution | 0 | 0 | 0.0095846 | 0.019069 | 0.028454 | 0.028305 | 0.028158 | 0.02801 | 0.027864 | 0.027719 | 0.027574 | 0.02743 | 0.027286
Scenario 4: Reference ZEAS Phase In | SCE | Com | WaterHeat | Com - Refrig. Warehouse | Electric Energy (GWh/year) | Energy Efficiency | 0.75691 | 0.76526 | 0.77347 | 0.78134 | 0.78912 | 0.79696 | 0.80495 | 0.81304 | 0.8213 | 0.82974 | 0.83831 | 0.84709 | 0.85606
Scenario 4: Reference ZEAS Phase In | SCE | Com | WaterHeat | Com - Refrig. Warehouse | Electric Energy (GWh/year) | Fuel Substitution | -0.56513 | -0.56218 | -0.25454 | 0.008057 | 0.26792 | 0.26652 | 0.37822 | 0.37624 | 0.37427 | 0.37232 | 0.37037 | 0.36844 | 0.36652
Scenario 4: Reference ZEAS Phase In | SCE | Com | WaterHeat | Com - Refrig. Warehouse | Gas Energy (MMTherm/year) | Fuel Substitution | 0.067263 | 0.066912 | 0.046213 | 0.030813 | 0.015572 | 0.01549 | 0 | 0 | 0 | 0 | 0 | 0 | 0
Scenario 4: Reference ZEAS Phase In | SCE | Com | WaterHeat | Com - Restaurant | Electric Demand (MW) | Energy Efficiency | 5.6611 | 5.7368 | 5.8162 | 5.8997 | 5.9878 | 6.0787 | 6.1716 | 6.2671 | 6.365 | 6.4647 | 6.5666 | 6.67 | 6.7754
Scenario 4: Reference ZEAS Phase In | SCE | Com | WaterHeat | Com - Restaurant | Electric Demand (MW) | Fuel Substitution | 0 | 0 | 16.2561 | 32.2267 | 47.9157 | 47.495 | 47.078 | 46.6647 | 46.255 | 45.8489 | 45.4463 | 45.0473 | 44.6518
Scenario 4: Reference ZEAS Phase In | SCE | Com | WaterHeat | Com - Restaurant | Electric Energy (GWh/year) | Energy Efficiency | 30.8979 | 31.3111 | 31.7443 | 32.1998 | 32.681 | 33.1773 | 33.6842 | 34.2054 | 34.7396 | 35.284 | 35.8397 | 36.4045 | 36.9794
Scenario 4: Reference ZEAS Phase In | SCE | Com | WaterHeat | Com - Restaurant | Electric Energy (GWh/year) | Fuel Substitution | -305.4802 | -302.7981 | -116.1228 | 82.3365 | 277.3198 | 274.885 | 283.9386 | 281.4457 | 278.9747 | 276.5253 | 274.0975 | 271.691 | 269.3056
Scenario 4: Reference ZEAS Phase In | SCE | Com | WaterHeat | Com - Restaurant | Gas Energy (MMTherm/year) | Fuel Substitution | 36.1964 | 35.8786 | 25.4607 | 13.4558 | 1.6598 | 1.6452 | 0 | 0 | 0 | 0 | 0 | 0 | 0
Scenario 4: Reference ZEAS Phase In | SCE | Com | WaterHeat | Com - Retail | Electric Demand (MW) | Energy Efficiency | 1.3054 | 1.3171 | 1.329 | 1.3413 | 1.3556 | 1.369 | 1.3827 | 1.397 | 1.4103 | 1.4253 | 1.4406 | 1.4561 | 1.472
Scenario 4: Reference ZEAS Phase In | SCE | Com | WaterHeat | Com - Retail | Electric Demand (MW) | Fuel Substitution | 0 | 0 | 0.61426 | 1.2184 | 1.8081 | 1.7931 | 1.7782 | 1.7635 | 1.7489 | 1.7344 | 1.72 | 1.7058 | 1.6917
Scenario 4: Reference ZEAS Phase In | SCE | Com | WaterHeat | Com - Retail | Electric Energy (GWh/year) | Energy Efficiency | 8.7057 | 8.7836 | 8.8631 | 8.9453 | 9.0357 | 9.1252 | 9.2169 | 9.312 | 9.4056 | 9.5052 | 9.6072 | 9.7109 | 9.8167
Scenario 4: Reference ZEAS Phase In | SCE | Com | WaterHeat | Com - Retail | Electric Energy (GWh/year) | Fuel Substitution | -14.9618 | -14.8378 | -5.8327 | 3.7859 | 13.2139 | 13.1045 | 13.1156 | 13.0069 | 12.8992 | 12.7924 | 12.6864 | 12.5814 | 12.4772
Scenario 4: Reference ZEAS Phase In | SCE | Com | WaterHeat | Com - Retail | Gas Energy (MMTherm/year) | Fuel Substitution | 1.6627 | 1.649 | 1.1524 | 0.57953 | 0.01599 | 0.015858 | 0 | 0 | 0 | 0 | 0 | 0 | 0
Scenario 4: Reference ZEAS Phase In | SCE | Com | WaterHeat | Com - School | Electric Demand (MW) | Energy Efficiency | 0.38771 | 0.39172 | 0.39585 | 0.40007 | 0.40432 | 0.40866 | 0.41302 | 0.41744 | 0.42196 | 0.42659 | 0.43128 | 0.4361 | 0.44098
Scenario 4: Reference ZEAS Phase In | SCE | Com | WaterHeat | Com - School | Electric Demand (MW) | Fuel Substitution | 0 | 0 | 0.9166 | 1.7888 | 2.6182 | 2.5547 | 2.4928 | 2.4325 | 2.3735 | 2.316 | 2.2599 | 2.2052 | 2.1517
Scenario 4: Reference ZEAS Phase In | SCE | Com | WaterHeat | Com - School | Electric Energy (GWh/year) | Energy Efficiency | 5.7442 | 5.8036 | 5.8647 | 5.9272 | 5.9901 | 6.0545 | 6.119 | 6.1846 | 6.2516 | 6.3201 | 6.3896 | 6.461 | 6.5333
Scenario 4: Reference ZEAS Phase In | SCE | Com | WaterHeat | Com - School | Electric Energy (GWh/year) | Fuel Substitution | -52.115 | -50.8524 | -20.8983 | 10.0178 | 39.4481 | 38.4924 | 40.4682 | 39.4878 | 38.5311 | 37.5976 | 36.6867 | 35.7979 | 34.9306
Scenario 4: Reference ZEAS Phase In | SCE | Com | WaterHeat | Com - School | Gas Energy (MMTherm/year) | Fuel Substitution | 6.0819 | 5.9345 | 4.1887 | 2.2481 | 0.39904 | 0.38937 | 0 | 0 | 0 | 0 | 0 | 0 | 0
Scenario 4: Reference ZEAS Phase In | SCE | Com | WaterHeat | Com - Warehouse | Electric Demand (MW) | Energy Efficiency | 0.067983 | 0.068419 | 0.06888 | 0.069378 | 0.06993 | 0.070521 | 0.071144 | 0.071801 | 0.072485 | 0.073194 | 0.073928 | 0.074682 | 0.075461
Scenario 4: Reference ZEAS Phase In | SCE | Com | WaterHeat | Com - Warehouse | Electric Demand (MW) | Fuel Substitution | 0 | 0 | 0.011992 | 0.023888 | 0.035689 | 0.035547 | 0.035405 | 0.035264 | 0.035124 | 0.034984 | 0.034844 | 0.034705 | 0.034567
Scenario 4: Reference ZEAS Phase In | SCE | Com | WaterHeat | Com - Warehouse | Electric Energy (GWh/year) | Energy Efficiency | 1.924 | 1.9363 | 1.9493 | 1.9635 | 1.9791 | 1.9958 | 2.0134 | 2.032 | 2.0514 | 2.0714 | 2.0922 | 2.1136 | 2.1356
Scenario 4: Reference ZEAS Phase In | SCE | Com | WaterHeat | Com - Warehouse | Electric Energy (GWh/year) | Fuel Substitution | -1.6667 | -1.6601 | -0.91736 | -0.11682 | 0.67736 | 0.67466 | 1.1033 | 1.0989 | 1.0945 | 1.0901 | 1.0858 | 1.0814 | 1.0771
Scenario 4: Reference ZEAS Phase In | SCE | Com | WaterHeat | Com - Warehouse | Gas Energy (MMTherm/year) | Fuel Substitution | 0.19142 | 0.19066 | 0.14998 | 0.1026 | 0.0556 | 0.055378 | 0 | 0 | 0 | 0 | 0 | 0 | 0
Scenario 4: Reference ZEAS Phase In | SCE | Res | AppPlug | Res - Multi Family | Electric Energy (GWh/year) | Fuel Substitution | -5.1766 | -5.168 | -5.1594 | -5.1507 | -5.1421 | -5.1336 | 0 | 0 | 0 | 0 | 0 | 0 | 0
Scenario 4: Reference ZEAS Phase In | SCE | Res | AppPlug | Res - Multi Family | Gas Energy (MMTherm/year) | Fuel Substitution | 1.0543 | 1.0526 | 1.0508 | 1.049 | 1.0473 | 1.0455 | 0 | 0 | 0 | 0 | 0 | 0 | 0
Scenario 4: Reference ZEAS Phase In | SCE | Res | AppPlug | Res - Single Family | Electric Energy (GWh/year) | Fuel Substitution | -74.5404 | -74.5012 | -74.4621 | -74.423 | -74.384 | -74.3449 | 0 | 0 | 0 | 0 | 0 | 0 | 0
Scenario 4: Reference ZEAS Phase In | SCE | Res | AppPlug | Res - Single Family | Gas Energy (MMTherm/year) | Fuel Substitution | 15.1306 | 15.1226 | 15.1147 | 15.1068 | 15.0988 | 15.0909 | 0 | 0 | 0 | 0 | 0 | 0 | 0
Scenario 4: Reference ZEAS Phase In | SCE | Res | BldgEnv | Res - Single Family | Electric Demand (MW) | Energy Efficiency | 21.6999 | 21.988 | 22.2978 | 22.6076 | 22.9192 | 23.2177 | 23.4973 | 23.7564 | 2.3894 | 2.3894 | 2.3894 | 2.3894 | 2.3894
Scenario 4: Reference ZEAS Phase In | SCE | Res | BldgEnv | Res - Single Family | Electric Energy (GWh/year) | Energy Efficiency | 60.0795 | 60.3422 | 60.6263 | 60.9104 | 61.1962 | 61.4693 | 61.7237 | 61.958 | 2.3478 | 2.3478 | 2.3478 | 2.3478 | 2.3478
Scenario 4: Reference ZEAS Phase In | SCE | Res | BldgEnv | Res - Single Family | Gas Energy (MMTherm/year) | Energy Efficiency | 9.028 | 9.084 | 9.1443 | 9.2046 | 9.2653 | 9.3234 | 9.3776 | 9.4276 | 0.48404 | 0.48404 | 0.48404 | 0.48404 | 0.48404
Scenario 4: Reference ZEAS Phase In | SCE | Res | HVAC | Res - Multi Family | Electric Demand (MW) | Energy Efficiency | 37.4714 | 37.4134 | 37.3556 | 37.2977 | 37.2399 | 37.1819 | 37.1238 | 37.0656 | 37.0073 | 36.9489 | 36.8904 | 36.8318 | 36.7732
Scenario 4: Reference ZEAS Phase In | SCE | Res | HVAC | Res - Multi Family | Electric Demand (MW) | Fuel Substitution | 0 | 0 | 0 | 0 | 0.067135 | 0.067023 | 0.066911 | 0.066799 | 0.066687 | 0.066576 | 0.066465 | 0.066354 | 0.066243
Scenario 4: Reference ZEAS Phase In | SCE | Res | HVAC | Res - Multi Family | Electric Energy (GWh/year) | Energy Efficiency | 43.5438 | 43.5491 | 43.5198 | 43.4894 | 43.4582 | 43.4249 | 43.3899 | 43.353 | 43.3142 | 43.2734 | 43.231 | 43.1871 | 43.142
Scenario 4: Reference ZEAS Phase In | SCE | Res | HVAC | Res - Multi Family | Electric Energy (GWh/year) | Fuel Substitution | 4.4248 | 4.4174 | 4.41 | 4.558 | 0.67425 | 0.67313 | 0.672 | 0.67088 | 0.66976 | 0.66864 | 0.66752 | 0.66641 | 0.6653
Scenario 4: Reference ZEAS Phase In | SCE | Res | HVAC | Res - Multi Family | Gas Energy (MMTherm/year) | Fuel Substitution | 3.6783 | 3.6721 | 3.666 | 3.6599 | 0 | 0 | 0 | 0 | 0 | 0 | 0 | 0 | 0
Scenario 4: Reference ZEAS Phase In | SCE | Res | HVAC | Res - Single Family | Electric Demand (MW) | Energy Efficiency | 536.6627 | 537.6402 | 538.7109 | 539.78 | 540.8562 | 541.878 | 542.82 | 543.6762 | 414.8459 | 414.6339 | 414.422 | 414.2101 | 413.9984
Scenario 4: Reference ZEAS Phase In | SCE | Res | HVAC | Res - Single Family | Electric Demand (MW) | Fuel Substitution | 0 | 0 | 0 | 0 | 15.8462 | 4.4571 | 4.4548 | 4.4524 | 4.1481 | 4.1459 | 4.1438 | 4.1416 | 4.1394
Scenario 4: Reference ZEAS Phase In | SCE | Res | HVAC | Res - Single Family | Electric Energy (GWh/year) | Energy Efficiency | 359.1024 | 360.0814 | 361.1576 | 362.2216 | 363.2921 | 364.3122 | 365.2583 | 366.1246 | 247.0757 | 246.9539 | 246.832 | 246.71 | 246.5879
Scenario 4: Reference ZEAS Phase In | SCE | Res | HVAC | Res - Single Family | Electric Energy (GWh/year) | Fuel Substitution | -162.8741 | -159.7306 | -159.6468 | -135.1573 | 43.8849 | 31.2046 | 31.1882 | 30.8649 | 28.1346 | 28.1199 | 28.1051 | 28.0903 | 28.0756
Scenario 4: Reference ZEAS Phase In | SCE | Res | HVAC | Res - Single Family | Gas Energy (MMTherm/year) | Energy Efficiency | -0.33087 | -0.3339 | -0.33716 | -0.34041 | -0.34369 | -0.34683 | -0.34976 | -0.35248 | -0.025522 | -0.025522 | -0.025522 | -0.025522 | -0.025522
Scenario 4: Reference ZEAS Phase In | SCE | Res | HVAC | Res - Single Family | Gas Energy (MMTherm/year) | Fuel Substitution | 78.4021 | 78.3609 | 78.3198 | 78.2787 | 0 | 0 | 0 | 0 | 0 | 0 | 0 | 0 | 0
Scenario 4: Reference ZEAS Phase In | SCE | Res | WaterHeat | Res - Multi Family | Electric Demand (MW) | Energy Efficiency | 7.5659 | 7.6713 | 7.7773 | 7.8801 | 7.9802 | 8.0747 | 8.1639 | 8.2475 | 8.3256 | 8.3982 | 8.4658 | 8.5293 | 8.5889
Scenario 4: Reference ZEAS Phase In | SCE | Res | WaterHeat | Res - Multi Family | Electric Demand (MW) | Fuel Substitution | 0 | 0 | 9.0936 | 18.1569 | 27.1898 | 27.1444 | 27.0991 | 27.0538 | 27.0086 | 26.9635 | 26.9185 | 26.8736 | 26.8287
Scenario 4: Reference ZEAS Phase In | SCE | Res | WaterHeat | Res - Multi Family | Electric Energy (GWh/year) | Energy Efficiency | 39.9448 | 40.5014 | 41.061 | 41.6041 | 42.1324 | 42.6311 | 43.102 | 43.5437 | 43.9558 | 44.3391 | 44.6962 | 45.0314 | 45.3458
Scenario 4: Reference ZEAS Phase In | SCE | Res | WaterHeat | Res - Multi Family | Electric Energy (GWh/year) | Fuel Substitution | -12457.4231 | -12436.6205 | -12316.8333 | -12181.9374 | -12047.4576 | -12027.3396 | 162.1242 | 161.8535 | 161.5832 | 161.3134 | 161.044 | 160.7751 | 160.5066
Scenario 4: Reference ZEAS Phase In | SCE | Res | WaterHeat | Res - Multi Family | Gas Energy (MMTherm/year) | Fuel Substitution | 882.8835 | 881.4092 | 872.6421 | 861.3841 | 850.1614 | 848.7417 | 0 | 0 | 0 | 0 | 0 | 0 | 0
Scenario 4: Reference ZEAS Phase In | SCE | Res | WaterHeat | Res - Single Family | Electric Demand (MW) | Energy Efficiency | 13.6823 | 13.8074 | 13.9421 | 14.0768 | 14.2123 | 14.342 | 14.4633 | 14.5756 | 13.1829 | 13.2688 | 13.3489 | 13.4238 | 13.4939
Scenario 4: Reference ZEAS Phase In | SCE | Res | WaterHeat | Res - Single Family | Electric Demand (MW) | Fuel Substitution | 0 | 0 | 78.5713 | 157.0601 | 235.4664 | 235.3428 | 235.2193 | 235.0959 | 234.9725 | 234.8491 | 234.7259 | 234.6027 | 234.4795
Scenario 4: Reference ZEAS Phase In | SCE | Res | WaterHeat | Res - Single Family | Electric Energy (GWh/year) | Energy Efficiency | 70.1774 | 70.8192 | 71.5099 | 72.2009 | 72.8956 | 73.561 | 74.1834 | 74.7594 | 68.5175 | 68.9642 | 69.3818 | 69.7722 | 70.1373
Scenario 4: Reference ZEAS Phase In | SCE | Res | WaterHeat | Res - Single Family | Electric Energy (GWh/year) | Fuel Substitution | -1724.7547 | -1723.8494 | -809.5786 | 303.9882 | 1416.3863 | 1415.6428 | 1414.8998 | 1414.1572 | 1413.4149 | 1412.6731 | 1411.9316 | 1411.1906 | 1410.4499
Scenario 4: Reference ZEAS Phase In | SCE | Res | WaterHeat | Res - Single Family | Gas Energy (MMTherm/year) | Fuel Substitution | 254.3989 | 254.2654 | 189.1622 | 94.5315 | 0 | 0 | 0 | 0 | 0 | 0 | 0 | 0 | 0
Scenario 4: Reference ZEAS Phase In | SCG | Com | AppPlug | Com - College | Gas Energy (MMTherm/year) | Energy Efficiency | 0 | 0 | 0 | 0 | 0 | 0 | 0 | 0 | 0 | 0 | 0 | 0 | 0.10125
Scenario 4: Reference ZEAS Phase In | SCG | Com | AppPlug | Com - Health | Gas Energy (MMTherm/year) | Energy Efficiency | 26.6816 | 26.8367 | 26.9996 | 27.1611 | 27.3272 | 27.4949 | 27.6705 | 27.8474 | 28.025 | 28.1979 | 28.3648 | 28.5389 | 28.7219
Scenario 4: Reference ZEAS Phase In | SCG | Com | AppPlug | Com - Lodging | Gas Energy (MMTherm/year) | Energy Efficiency | 19.2456 | 19.4247 | 19.7684 | 19.9519 | 20.1398 | 20.3329 | 20.531 | 20.7334 | 20.938 | 21.1438 | 21.3515 | 21.5606 | 21.771
Scenario 4: Reference ZEAS Phase In | SCG | Com | AppPlug | Com - Other | Gas Energy (MMTherm/year) | Energy Efficiency | 0.007319 | 0.014791 | 0.022426 | 0.48153 | 0.47878 | 0.49137 | 0.49658 | 0.50195 | 0.50742 | 0.51303 | 0.51879 | 0.52467 | 0.53069
Scenario 4: Reference ZEAS Phase In | SCG | Com | BldgEnv | Com - College | Electric Demand (MW) | Energy Efficiency | 0.078745 | 0.078694 | 0.078655 | 0.078629 | 0.078608 | 0.0786 | 0.078606 | 0.078618 | 0.078635 | 0.078654 | 0.078676 | 0.078717 | 0.078761
Scenario 4: Reference ZEAS Phase In | SCG | Com | BldgEnv | Com - College | Electric Energy (GWh/year) | Energy Efficiency | 0.026694 | 0.026677 | 0.026665 | 0.026657 | 0.02665 | 0.026649 | 0.026652 | 0.026657 | 0.026663 | 0.026671 | 0.026679 | 0.026694 | 0.02671
Scenario 4: Reference ZEAS Phase In | SCG | Com | BldgEnv | Com - College | Gas Energy (MMTherm/year) | Energy Efficiency | 0.0745 | 0.074221 | 0.073947 | 0.073677 | 0.07341 | 0.073149 | 0.072892 | 0.072638 | 0.072387 | 0.072138 | 0.071891 | 0.071651 | 0.071412
Scenario 4: Reference ZEAS Phase In | SCG | Com | BldgEnv | Com - Grocery | Electric Demand (MW) | Energy Efficiency | 0.14045 | 0.14012 | 0.13981 | 0.13953 | 0.13928 | 0.13905 | 0.13885 | 0.13868 | 0.13854 | 0.13841 | 0.1383 | 0.13822 | 0.13815
Scenario 4: Reference ZEAS Phase In | SCG | Com | BldgEnv | Com - Grocery | Electric Energy (GWh/year) | Energy Efficiency | 0.04761 | 0.047502 | 0.047401 | 0.047307 | 0.047223 | 0.04715 | 0.047084 | 0.047029 | 0.046982 | 0.046941 | 0.046907 | 0.04688 | 0.046859
Scenario 4: Reference ZEAS Phase In | SCG | Com | BldgEnv | Com - Grocery | Gas Energy (MMTherm/year) | Energy Efficiency | 0.10988 | 0.10906 | 0.10825 | 0.10746 | 0.10668 | 0.10591 | 0.10515 | 0.1044 | 0.10367 | 0.10294 | 0.10223 | 0.10152 | 0.10083
Scenario 4: Reference ZEAS Phase In | SCG | Com | BldgEnv | Com - Health | Electric Demand (MW) | Energy Efficiency | 0.11103 | 0.11146 | 0.11192 | 0.11237 | 0.11284 | 0.11331 | 0.11381 | 0.11431 | 0.11482 | 0.11531 | 0.11578 | 0.11627 | 0.1168
Scenario 4: Reference ZEAS Phase In | SCG | Com | BldgEnv | Com - Health | Electric Energy (GWh/year) | Energy Efficiency | 0.052884 | 0.053091 | 0.053312 | 0.05353 | 0.053755 | 0.053983 | 0.054224 | 0.054466 | 0.05471 | 0.054947 | 0.055174 | 0.055413 | 0.055666
Scenario 4: Reference ZEAS Phase In | SCG | Com | BldgEnv | Com - Health | Gas Energy (MMTherm/year) | Energy Efficiency | 0.074829 | 0.074756 | 0.074689 | 0.074621 | 0.074558 | 0.074497 | 0.074442 | 0.074388 | 0.074335 | 0.07428 | 0.074221 | 0.074168 | 0.074122
Scenario 4: Reference ZEAS Phase In | SCG | Com | BldgEnv | Com - Lodging | Electric Demand (MW) | Energy Efficiency | 0.10826 | 0.10845 | 0.10866 | 0.10888 | 0.10911 | 0.10937 | 0.10964 | 0.10993 | 0.11023 | 0.11054 | 0.11085 | 0.11117 | 0.1115
Scenario 4: Reference ZEAS Phase In | SCG | Com | BldgEnv | Com - Lodging | Electric Energy (GWh/year) | Energy Efficiency | 0.070097 | 0.070227 | 0.070367 | 0.070513 | 0.070671 | 0.070841 | 0.071023 | 0.071216 | 0.071416 | 0.07162 | 0.07183 | 0.072044 | 0.072263
Scenario 4: Reference ZEAS Phase In | SCG | Com | BldgEnv | Com - Lodging | Gas Energy (MMTherm/year) | Energy Efficiency | 0.040669 | 0.040476 | 0.040286 | 0.0401 | 0.039917 | 0.039739 | 0.039565 | 0.039395 | 0.039227 | 0.039062 | 0.0389 | 0.038741 | 0.038584
Scenario 4: Reference ZEAS Phase In | SCG | Com | BldgEnv | Com - Office (Large) | Electric Demand (MW) | Energy Efficiency | 0.30366 | 0.30082 | 0.29812 | 0.29559 | 0.29325 | 0.29113 | 0.28919 | 0.28742 | 0.28577 | 0.28423 | 0.28283 | 0.28153 | 0.28034
Scenario 4: Reference ZEAS Phase In | SCG | Com | BldgEnv | Com - Office (Large) | Electric Energy (GWh/year) | Energy Efficiency | 0.10295 | 0.102 | 0.1011 | 0.10026 | 0.099481 | 0.098777 | 0.098131 | 0.097545 | 0.097 | 0.096492 | 0.096028 | 0.0956 | 0.095212
Scenario 4: Reference ZEAS Phase In | SCG | Com | BldgEnv | Com - Office (Large) | Gas Energy (MMTherm/year) | Energy Efficiency | 0.10552 | 0.10298 | 0.10052 | 0.098144 | 0.095862 | 0.093671 | 0.091563 | 0.089537 | 0.087583 | 0.0857 | 0.083886 | 0.082139 | 0.080457
Scenario 4: Reference ZEAS Phase In | SCG | Com | BldgEnv | Com - Office (Small) | Electric Demand (MW) | Energy Efficiency | 0.12804 | 0.12769 | 0.12737 | 0.12706 | 0.10845 | 0.1165 | 0.11633 | 0.11618 | 0.11604 | 0.11591 | 0.11579 | 0.11568 | 0.11558
Scenario 4: Reference ZEAS Phase In | SCG | Com | BldgEnv | Com - Office (Small) | Electric Energy (GWh/year) | Energy Efficiency | 0.043404 | 0.04329 | 0.043182 | 0.043078 | 0.036771 | 0.03952 | 0.039466 | 0.039417 | 0.039371 | 0.039329 | 0.039291 | 0.039256 | 0.039224
Scenario 4: Reference ZEAS Phase In | SCG | Com | BldgEnv | Com - Office (Small) | Gas Energy (MMTherm/year) | Energy Efficiency | 0.044938 | 0.044594 | 0.044255 | 0.04392 | 0.037358 | 0.038088 | 0.037821 | 0.037559 | 0.037301 | 0.037046 | 0.036795 | 0.036548 | 0.036305
Scenario 4: Reference ZEAS Phase In | SCG | Com | BldgEnv | Com - Other | Electric Demand (MW) | Energy Efficiency | 0.23628 | 0.23626 | 0.23628 | 1.4756 | 1.4656 | 1.459 | 1.4508 | 1.4427 | 0.2373 | 0.23761 | 0.23794 | 0.23832 | 0.23872
Scenario 4: Reference ZEAS Phase In | SCG | Com | BldgEnv | Com - Other | Electric Energy (GWh/year) | Energy Efficiency | 0.080135 | 0.080132 | 0.080143 | 0.50379 | 0.50038 | 0.49811 | 0.49532 | 0.49256 | 0.080514 | 0.080621 | 0.08074 | 0.08087 | 0.081012
Scenario 4: Reference ZEAS Phase In | SCG | Com | BldgEnv | Com - Other | Gas Energy (MMTherm/year) | Energy Efficiency | 0.18502 | 0.18424 | 0.18347 | 0.44296 | 0.43996 | 0.43796 | 0.43551 | 0.43309 | 0.17923 | 0.17858 | 0.17795 | 0.17733 | 0.17673
Scenario 4: Reference ZEAS Phase In | SCG | Com | BldgEnv | Com - Refrig. Warehouse | Electric Demand (MW) | Energy Efficiency | 0.023978 | 0.023983 | 0.021359 | 0.022318 | 0.022329 | 0.022341 | 0.022355 | 0.022371 | 0.02239 | 0.022411 | 0.022434 | 0.02246 | 0.022489
Scenario 4: Reference ZEAS Phase In | SCG | Com | BldgEnv | Com - Refrig. Warehouse | Electric Energy (GWh/year) | Energy Efficiency | 0.0082821 | 0.0082835 | 0.0073767 | 0.0077044 | 0.0077079 | 0.0077117 | 0.0077163 | 0.0077214 | 0.0077274 | 0.0077343 | 0.0077418 | 0.0077504 | 0.0077599
Scenario 4: Reference ZEAS Phase In | SCG | Com | BldgEnv | Com - Refrig. Warehouse | Gas Energy (MMTherm/year) | Energy Efficiency | 0.0085654 | 0.0085456 | 0.0075855 | 0.0077507 | 0.0077346 | 0.0077189 | 0.0077037 | 0.0076888 | 0.0076746 | 0.0076609 | 0.0076477 | 0.0076351 | 0.0076232
Scenario 4: Reference ZEAS Phase In | SCG | Com | BldgEnv | Com - Restaurant | Electric Demand (MW) | Energy Efficiency | 0.061428 | 0.061773 | 0.062139 | 0.062528 | 0.062945 | 0.063378 | 0.063826 | 0.06429 | 0.06477 | 0.065263 | 0.06577 | 0.066289 | 0.06682
Scenario 4: Reference ZEAS Phase In | SCG | Com | BldgEnv | Com - Restaurant | Electric Energy (GWh/year) | Energy Efficiency | 0.020825 | 0.020944 | 0.02107 | 0.021204 | 0.021347 | 0.021496 | 0.02165 | 0.02181 | 0.021975 | 0.022144 | 0.022318 | 0.022496 | 0.022679
Scenario 4: Reference ZEAS Phase In | SCG | Com | BldgEnv | Com - Restaurant | Gas Energy (MMTherm/year) | Energy Efficiency | 0.040281 | 0.040162 | 0.040051 | 0.039947 | 0.039853 | 0.039765 | 0.039682 | 0.039606 | 0.039535 | 0.03947 | 0.03941 | 0.039355 | 0.039305
Scenario 4: Reference ZEAS Phase In | SCG | Com | BldgEnv | Com - Retail | Electric Demand (MW) | Energy Efficiency | 0.45399 | 0.45338 | 0.45281 | 0.45231 | 0.44763 | 0.45096 | 0.45071 | 0.45053 | 0.45042 | 0.45037 | 0.45038 | 0.45044 | 0.45056
Scenario 4: Reference ZEAS Phase In | SCG | Com | BldgEnv | Com - Retail | Electric Energy (GWh/year) | Energy Efficiency | 0.1539 | 0.1537 | 0.15352 | 0.15335 | 0.15177 | 0.15291 | 0.15283 | 0.15278 | 0.15275 | 0.15274 | 0.15275 | 0.15278 | 0.15283
Scenario 4: Reference ZEAS Phase In | SCG | Com | BldgEnv | Com - Retail | Gas Energy (MMTherm/year) | Energy Efficiency | 0.66888 | 0.66447 | 0.66012 | 0.65583 | 0.64889 | 0.64605 | 0.64196 | 0.63793 | 0.63395 | 0.63003 | 0.62616 | 0.62234 | 0.61857
Scenario 4: Reference ZEAS Phase In | SCG | Com | BldgEnv | Com - School | Electric Demand (MW) | Energy Efficiency | 0.085131 | 0.084548 | 0.084002 | 0.083492 | 0.082997 | 0.082537 | 0.0821 | 0.081686 | 0.0813 | 0.080948 | 0.080623 | 0.080334 | 0.080072
Scenario 4: Reference ZEAS Phase In | SCG | Com | BldgEnv | Com - School | Electric Energy (GWh/year) | Energy Efficiency | 0.028861 | 0.028667 | 0.028485 | 0.028315 | 0.028151 | 0.027998 | 0.027853 | 0.027715 | 0.027588 | 0.027471 | 0.027364 | 0.027269 | 0.027183
Scenario 4: Reference ZEAS Phase In | SCG | Com | BldgEnv | Com - School | Gas Energy (MMTherm/year) | Energy Efficiency | 0.029689 | 0.02915 | 0.028626 | 0.028118 | 0.027623 | 0.027142 | 0.026675 | 0.02622 | 0.025779 | 0.025351 | 0.024936 | 0.024534 | 0.024145
Scenario 4: Reference ZEAS Phase In | SCG | Com | BldgEnv | Com - Warehouse | Electric Demand (MW) | Energy Efficiency | 0.38436 | 0.38423 | 0.38413 | 0.3841 | 0.38414 | 0.38426 | 0.38444 | 0.38469 | 0.38498 | 0.38532 | 0.38571 | 0.38613 | 0.3866
Scenario 4: Reference ZEAS Phase In | SCG | Com | BldgEnv | Com - Warehouse | Electric Energy (GWh/year) | Energy Efficiency | 0.24749 | 0.24742 | 0.24737 | 0.24736 | 0.2474 | 0.24749 | 0.24762 | 0.24779 | 0.24799 | 0.24823 | 0.24849 | 0.24878 | 0.2491
Scenario 4: Reference ZEAS Phase In | SCG | Com | BldgEnv | Com - Warehouse | Gas Energy (MMTherm/year) | Energy Efficiency | 0.23043 | 0.2298 | 0.22918 | 0.22858 | 0.22799 | 0.22743 | 0.22687 | 0.22634 | 0.22581 | 0.2253 | 0.2248 | 0.22431 | 0.22383
Scenario 4: Reference ZEAS Phase In | SCG | Com | FoodServ | Com - College | Electric Demand (MW) | Energy Efficiency | 0.035306 | 0.042693 | 0.050287 | 0.058142 | 0.066039 | 0.074205 | 0.082626 | 0.091134 | 0.099714 | 0.10829 | 0.1169 | 0.12587 | 0.13487
Scenario 4: Reference ZEAS Phase In | SCG | Com | FoodServ | Com - College | Electric Energy (GWh/year) | Energy Efficiency | 0.17135 | 0.20752 | 0.24471 | 0.28318 | 0.32184 | 0.36183 | 0.40307 | 0.44473 | 0.48674 | 0.52872 | 0.57088 | 0.61484 | 0.65891
Scenario 4: Reference ZEAS Phase In | SCG | Com | FoodServ | Com - College | Gas Energy (MMTherm/year) | Energy Efficiency | 0.041098 | 0.044946 | 0.048906 | 0.053007 | 0.05713 | 0.061398 | 0.066121 | 0.070894 | 0.075709 | 0.080519 | 0.085352 | 0.090396 | 0.095454
Scenario 4: Reference ZEAS Phase In | SCG | Com | FoodServ | Com - Grocery | Electric Demand (MW) | Energy Efficiency | 0.26405 | 0.30076 | 0.33775 | 0.37529 | 0.41357 | 0.45262 | 0.49223 | 0.53264 | 0.5736 | 0.61491 | 0.65669 | 0.6988 | 0.74126
Scenario 4: Reference ZEAS Phase In | SCG | Com | FoodServ | Com - Grocery | Electric Energy (GWh/year) | Energy Efficiency | 1.2804 | 1.4601 | 1.6412 | 1.8251 | 2.0125 | 2.2037 | 2.3976 | 2.5954 | 2.7959 | 2.9982 | 3.2027 | 3.4088 | 3.6167
Scenario 4: Reference ZEAS Phase In | SCG | Com | FoodServ | Com - Grocery | Gas Energy (MMTherm/year) | Energy Efficiency | 0.34593 | 0.38853 | 0.43146 | 0.47505 | 0.51949 | 0.56485 | 0.62128 | 0.67884 | 0.73718 | 0.79602 | 0.85553 | 0.9155 | 0.97597
Scenario 4: Reference ZEAS Phase In | SCG | Com | FoodServ | Com - Health | Electric Demand (MW) | Energy Efficiency | 0.090342 | 0.11483 | 0.14008 | 0.16515 | 0.19066 | 0.21632 | 0.24274 | 0.26925 | 0.29581 | 0.32187 | 0.3473 | 0.37342 | 0.40042
Scenario 4: Reference ZEAS Phase In | SCG | Com | FoodServ | Com - Health | Electric Energy (GWh/year) | Energy Efficiency | 0.43566 | 0.55553 | 0.67916 | 0.8019 | 0.92677 | 1.0524 | 1.1817 | 1.3115 | 1.4415 | 1.5691 | 1.6935 | 1.8214 | 1.9536
Scenario 4: Reference ZEAS Phase In | SCG | Com | FoodServ | Com - Health | Gas Energy (MMTherm/year) | Energy Efficiency | 0.10079 | 0.11494 | 0.12953 | 0.14402 | 0.15877 | 0.17359 | 0.19086 | 0.20819 | 0.22556 | 0.24259 | 0.2592 | 0.27627 | 0.29393
Scenario 4: Reference ZEAS Phase In | SCG | Com | FoodServ | Com - Lodging | Electric Demand (MW) | Energy Efficiency | 0.10934 | 0.13027 | 0.15138 | 0.17253 | 0.1939 | 0.21553 | 0.23741 | 0.2595 | 0.28167 | 0.30383 | 0.32606 | 0.3483 | 0.37055
Scenario 4: Reference ZEAS Phase In | SCG | Com | FoodServ | Com - Lodging | Electric Energy (GWh/year) | Energy Efficiency | 0.52999 | 0.63244 | 0.73576 | 0.8393 | 0.9439 | 1.0498 | 1.1569 | 1.265 | 1.3735 | 1.482 | 1.5907 | 1.6996 | 1.8085
Scenario 4: Reference ZEAS Phase In | SCG | Com | FoodServ | Com - Lodging | Gas Energy (MMTherm/year) | Energy Efficiency | 0.088346 | 0.10405 | 0.11988 | 0.13575 | 0.15179 | 0.16802 | 0.18723 | 0.20663 | 0.22609 | 0.24555 | 0.26506 | 0.28459 | 0.30413
Scenario 4: Reference ZEAS Phase In | SCG | Com | FoodServ | Com - Other | Electric Demand (MW) | Energy Efficiency | 1.024 | 1.0655 | 1.1082 | 1.1519 | 1.1475 | 1.2422 | 1.289 | 1.3368 | 1.3852 | 1.4344 | 1.4844 | 1.5351 | 1.5867
Scenario 4: Reference ZEAS Phase In | SCG | Com | FoodServ | Com - Other | Electric Energy (GWh/year) | Energy Efficiency | 4.9333 | 5.1362 | 5.3444 | 5.5576 | 5.5366 | 5.998 | 6.2266 | 6.4598 | 6.6958 | 6.9356 | 7.1797 | 7.4272 | 7.6788
Scenario 4: Reference ZEAS Phase In | SCG | Com | FoodServ | Com - Other | Gas Energy (MMTherm/year) | Energy Efficiency | 1.1314 | 1.1949 | 1.26 | 1.3265 | 1.3226 | 1.4638 | 1.5383 | 1.6143 | 1.691 | 1.769 | 1.8483 | 1.9286 | 2.0102
Scenario 4: Reference ZEAS Phase In | SCG | Com | FoodServ | Com - Restaurant | Electric Demand (MW) | Energy Efficiency | 1.8714 | 2.042 | 2.2162 | 2.3945 | 2.5777 | 2.7637 | 2.9518 | 3.1427 | 3.3361 | 3.5313 | 3.7288 | 3.9279 | 4.129
Scenario 4: Reference ZEAS Phase In | SCG | Com | FoodServ | Com - Restaurant | Electric Energy (GWh/year) | Energy Efficiency | 9.1643 | 9.9997 | 10.8531 | 11.7266 | 12.6235 | 13.5348 | 14.4562 | 15.3911 | 16.3383 | 17.2947 | 18.2618 | 19.2372 | 20.222
Scenario 4: Reference ZEAS Phase In | SCG | Com | FoodServ | Com - Restaurant | Gas Energy (MMTherm/year) | Energy Efficiency | 2.0014 | 2.2358 | 2.475 | 2.7197 | 2.9709 | 3.2259 | 3.5267 | 3.8317 | 4.1405 | 4.4522 | 4.7673 | 5.0849 | 5.4055
Scenario 4: Reference ZEAS Phase In | SCG | Com | FoodServ | Com - Retail | Electric Demand (MW) | Energy Efficiency | 0.011051 | 0.022268 | 0.033559 | 0.044993 | 0.044993 | 0.06995 | 0.081892 | 0.094027 | 0.10628 | 0.11863 | 0.13111 | 0.14367 | 0.15633
Scenario 4: Reference ZEAS Phase In | SCG | Com | FoodServ | Com - Retail | Electric Energy (GWh/year) | Energy Efficiency | 0.054131 | 0.10908 | 0.16438 | 0.22039 | 0.22039 | 0.34264 | 0.40113 | 0.46057 | 0.5206 | 0.58111 | 0.64222 | 0.70374 | 0.76576
Scenario 4: Reference ZEAS Phase In | SCG | Com | FoodServ | Com - Retail | Gas Energy (MMTherm/year) | Energy Efficiency | 0.0011987 | 0.0024156 | 0.0036403 | 0.0048806 | 0.0048806 | 0.0075878 | 0.0088833 | 0.0102 | 0.011529 | 0.012869 | 0.014222 | 0.015585 | 0.016958
Scenario 4: Reference ZEAS Phase In | SCG | Com | FoodServ | Com - School | Electric Demand (MW) | Energy Efficiency | 0.1793 | 0.21094 | 0.24239 | 0.2736 | 0.30415 | 0.3345 | 0.36439 | 0.39387 | 0.42309 | 0.45218 | 0.48103 | 0.50985 | 0.53848
Scenario 4: Reference ZEAS Phase In | SCG | Com | FoodServ | Com - School | Electric Energy (GWh/year) | Energy Efficiency | 0.85171 | 1.0065 | 1.1603 | 1.3129 | 1.4622 | 1.6106 | 1.7568 | 1.901 | 2.0438 | 2.186 | 2.327 | 2.4679 | 2.6079
Scenario 4: Reference ZEAS Phase In | SCG | Com | FoodServ | Com - School | Gas Energy (MMTherm/year) | Energy Efficiency | 0.16508 | 0.18081 | 0.19647 | 0.21204 | 0.22728 | 0.24245 | 0.2585 | 0.27435 | 0.29007 | 0.30575 | 0.32132 | 0.33691 | 0.35241
Scenario 4: Reference ZEAS Phase In | SCG | Com | HVAC | Com - College | Electric Demand (MW) | Energy Efficiency | 0.064025 | 0.099385 | 0.13571 | 0.17327 | 0.21103 | 0.25005 | 0.26217 | 0.30256 | 0.34329 | 0.38397 | 0.42483 | 0.4674 | 0.51008
Scenario 4: Reference ZEAS Phase In | SCG | Com | HVAC | Com - College | Electric Energy (GWh/year) | Energy Efficiency | 0.20915 | 0.25134 | 0.29469 | 0.33955 | 0.38464 | 0.43127 | 0.33905 | 0.38645 | 0.43424 | 0.48198 | 0.52993 | 0.57989 | 0.62999
Scenario 4: Reference ZEAS Phase In | SCG | Com | HVAC | Com - College | Gas Energy (MMTherm/year) | Energy Efficiency | 0.092091 | 0.094935 | 0.097871 | 0.10242 | 0.10724 | 0.11225 | 0.032839 | 0.037358 | 0.041636 | 0.046188 | 0.05076 | 0.055524 | 0.0603
Scenario 4: Reference ZEAS Phase In | SCG | Com | HVAC | Com - Grocery | Gas Energy (MMTherm/year) | Energy Efficiency | 0.01652 | 0.030475 | 0.044525 | 0.05877 | 0.073271 | 0.088048 | 0.10302 | 0.11827 | 0.13371 | 0.14928 | 0.16501 | 0.18085 | 0.19681
Scenario 4: Reference ZEAS Phase In | SCG | Com | HVAC | Com - Health | Electric Demand (MW) | Energy Efficiency | 0.031581 | 0.031908 | 0.032249 | 0.032587 | 0.032933 | 0.033282 | 0.0026443 | 0.0026443 | 0.0026443 | 0.0026443 | 0.0026443 | 0.0026443 | 0.0026443
Scenario 4: Reference ZEAS Phase In | SCG | Com | HVAC | Com - Health | Electric Energy (GWh/year) | Energy Efficiency | 0.1577 | 0.15933 | 0.16104 | 0.16272 | 0.16445 | 0.1662 | 0.013204 | 0.013204 | 0.013204 | 0.013204 | 0.013204 | 0.013204 | 0.013204
Scenario 4: Reference ZEAS Phase In | SCG | Com | HVAC | Com - Health | Gas Energy (MMTherm/year) | Energy Efficiency | 2.1129 | 2.1348 | 2.1576 | 2.1803 | 2.2034 | 2.2268 | 2.1577 | 2.181 | 2.2044 | 2.2272 | 2.2494 | 2.2723 | 2.2963
Scenario 4: Reference ZEAS Phase In | SCG | Com | HVAC | Com - Lodging | Electric Demand (MW) | Energy Efficiency | 0.01064 | 0.010782 | 0.010926 | 0.011072 | 0.01122 | 0.011371 | 0.0013727 | 0.0013727 | 0.0013727 | 0.0013727 | 0.0013727 | 0.0013727 | 0.0013727
Scenario 4: Reference ZEAS Phase In | SCG | Com | HVAC | Com - Lodging | Electric Energy (GWh/year) | Energy Efficiency | 0.053133 | 0.053841 | 0.054561 | 0.055286 | 0.056027 | 0.056783 | 0.0068545 | 0.0068545 | 0.0068545 | 0.0068545 | 0.0068545 | 0.0068545 | 0.0068545
Scenario 4: Reference ZEAS Phase In | SCG | Com | HVAC | Com - Lodging | Gas Energy (MMTherm/year) | Energy Efficiency | 1.1175 | 1.1324 | 1.1475 | 1.1628 | 1.1784 | 1.1943 | 1.18 | 1.1961 | 0.21953 | 0.24387 | 0.26826 | 0.29266 | 0.31708
Scenario 4: Reference ZEAS Phase In | SCG | Com | HVAC | Com - Office (Large) | Electric Demand (MW) | Energy Efficiency | 0.13774 | 0.13901 | 0.14027 | 0.14156 | 0.14291 | 0.14433 | 0.032124 | 0.032124 | 0.032124 | 0.032124 | 0.032124 | 0.032124 | 0.032124
Scenario 4: Reference ZEAS Phase In | SCG | Com | HVAC | Com - Office (Large) | Electric Energy (GWh/year) | Energy Efficiency | 0.68779 | 0.69413 | 0.70046 | 0.70689 | 0.71363 | 0.7207 | 0.16041 | 0.16041 | 0.16041 | 0.16041 | 0.16041 | 0.16041 | 0.16041
Scenario 4: Reference ZEAS Phase In | SCG | Com | HVAC | Com - Office (Large) | Gas Energy (MMTherm/year) | Energy Efficiency | 0.41479 | 0.41873 | 0.42267 | 0.42667 | 0.43085 | 0.43523 | 0.097555 | 0.097669 | 0.09778 | 0.097888 | 0.097995 | 0.0981 | 0.098202
Scenario 4: Reference ZEAS Phase In | SCG | Com | HVAC | Com - Office (Small) | Electric Demand (MW) | Energy Efficiency | 0.12839 | 0.16722 | 0.20606 | 0.24498 | 0.23199 | 0.60602 | 0.56911 | 0.60469 | 0.64029 | 0.67588 | 0.71147 | 0.74704 | 0.7826
Scenario 4: Reference ZEAS Phase In | SCG | Com | HVAC | Com - Office (Small) | Electric Energy (GWh/year) | Energy Efficiency | 0.52435 | 0.58205 | 0.63979 | 0.69769 | 0.63005 | 1.215 | 0.90395 | 0.95453 | 1.0052 | 1.0558 | 1.1064 | 1.157 | 1.2075
Scenario 4: Reference ZEAS Phase In | SCG | Com | HVAC | Com - Office (Small) | Gas Energy (MMTherm/year) | Energy Efficiency | 0.27694 | 0.28122 | 0.28554 | 0.28989 | 0.25037 | 0.31469 | 0.098747 | 0.10077 | 0.1028 | 0.10483 | 0.10686 | 0.10889 | 0.11092
Scenario 4: Reference ZEAS Phase In | SCG | Com | HVAC | Com - Other | Electric Demand (MW) | Energy Efficiency | 9.9634 | 10.7605 | 11.5768 | 12.4108 | 12.3882 | 14.1288 | 15.0183 | 15.9241 | 8.2409 | 9.229 | 10.2317 | 11.2464 | 12.2753
Scenario 4: Reference ZEAS Phase In | SCG | Com | HVAC | Com - Other | Electric Energy (GWh/year) | Energy Efficiency | 10.3038 | 11.4429 | 12.6086 | 13.7988 | 13.7916 | 16.2489 | 17.5163 | 18.8062 | 11.9979 | 13.3759 | 14.7744 | 16.1895 | 17.6247
Scenario 4: Reference ZEAS Phase In | SCG | Com | HVAC | Com - Other | Gas Energy (MMTherm/year) | Energy Efficiency | 0.97719 | 1.0454 | 1.1152 | 1.1866 | 1.1838 | 1.3337 | 1.4099 | 1.4875 | 0.77842 | 0.86347 | 0.94977 | 1.0371 | 1.1257
Scenario 4: Reference ZEAS Phase In | SCG | Com | HVAC | Com - Restaurant | Electric Demand (MW) | Energy Efficiency | 0.060028 | 0.12605 | 0.19333 | 0.26201 | 0.33237 | 0.40371 | 0.47574 | 0.54872 | 0.62254 | 0.69699 | 0.77217 | 0.84791 | 0.92429
Scenario 4: Reference ZEAS Phase In | SCG | Com | HVAC | Com - Restaurant | Electric Energy (GWh/year) | Energy Efficiency | 0.081408 | 0.12323 | 0.16586 | 0.20939 | 0.254 | 0.29924 | 0.34492 | 0.39121 | 0.43804 | 0.48527 | 0.53298 | 0.58105 | 0.62953
Scenario 4: Reference ZEAS Phase In | SCG | Com | HVAC | Com - Restaurant | Gas Energy (MMTherm/year) | Energy Efficiency | 4.3839 | 4.4562 | 4.531 | 4.6085 | 4.689 | 4.7715 | 4.8555 | 4.9414 | 5.029 | 5.118 | 5.2084 | 5.3001 | 5.3932
Scenario 4: Reference ZEAS Phase In | SCG | Com | HVAC | Com - Retail | Electric Demand (MW) | Energy Efficiency | 0.18806 | 0.3447 | 0.50236 | 0.66201 | 0.66167 | 1.0105 | 1.14 | 1.3091 | 1.4798 | 1.6519 | 1.8257 | 2.0007 | 2.1771
Scenario 4: Reference ZEAS Phase In | SCG | Com | HVAC | Com - Retail | Electric Energy (GWh/year) | Energy Efficiency | 0.38195 | 0.51562 | 0.65021 | 0.78653 | 0.78395 | 1.084 | 1.0402 | 1.1831 | 1.3274 | 1.4728 | 1.6197 | 1.7676 | 1.9167
Scenario 4: Reference ZEAS Phase In | SCG | Com | HVAC | Com - Retail | Gas Energy (MMTherm/year) | Energy Efficiency | 0.12816 | 0.13291 | 0.13771 | 0.14259 | 0.14131 | 0.15316 | 0.046024 | 0.050082 | 0.05418 | 0.058312 | 0.062486 | 0.066689 | 0.070926
Scenario 4: Reference ZEAS Phase In | SCG | Com | HVAC | Com - School | Electric Demand (MW) | Energy Efficiency | 0.19088 | 0.3265 | 0.46105 | 0.59439 | 0.72485 | 0.85428 | 0.93499 | 1.06 | 1.1837 | 1.3065 | 1.4283 | 1.5496 | 1.67
Scenario 4: Reference ZEAS Phase In | SCG | Com | HVAC | Com - School | Electric Energy (GWh/year) | Energy Efficiency | 0.40157 | 0.50733 | 0.61234 | 0.7165 | 0.81843 | 0.91965 | 0.78628 | 0.88185 | 0.97643 | 1.0704 | 1.1635 | 1.2563 | 1.3484
Scenario 4: Reference ZEAS Phase In | SCG | Com | HVAC | Com - School | Gas Energy (MMTherm/year) | Energy Efficiency | 0.2062 | 0.24388 | 0.28131 | 0.31846 | 0.35482 | 0.39095 | 0.28605 | 0.31952 | 0.35265 | 0.38557 | 0.41818 | 0.4507 | 0.48294
Scenario 4: Reference ZEAS Phase In | SCG | Com | HVAC | Com - Warehouse | Gas Energy (MMTherm/year) | Energy Efficiency | 6.9037e-06 | 1.4071e-05 | 2.1402e-05 | 2.9011e-05 | 3.7019e-05 | 4.537e-05 | 5.3994e-05 | 6.2917e-05 | 7.2058e-05 | 8.1407e-05 | 9.0977e-05 | 0.00010071 | 0.00011064
Scenario 4: Reference ZEAS Phase In | SCG | Com | WaterHeat | Com - College | Electric Demand (MW) | Energy Efficiency | 0.00091766 | 0.00070085 | 0.00070853 | 0.00071669 | 0.00072495 | 0.0007337 | -0.00036659 | -0.00036659 | -0.00036659 | -0.00036659 | -0.00036659 | -0.00036659 | -0.00036659
Scenario 4: Reference ZEAS Phase In | SCG | Com | WaterHeat | Com - College | Electric Energy (GWh/year) | Energy Efficiency | 0.0037403 | 0.0028836 | 0.0029147 | 0.0029477 | 0.0029812 | 0.0030167 | -0.0014419 | -0.0014419 | -0.0014419 | -0.0014419 | -0.0014419 | -0.0014419 | -0.0014419
Scenario 4: Reference ZEAS Phase In | SCG | Com | WaterHeat | Com - College | Gas Energy (MMTherm/year) | Energy Efficiency | 2.1096 | 2.1097 | 2.1016 | 2.1799 | 2.1716 | 2.1634 | 1.9543 | 1.9446 | 1.8187 | 1.8097 | 1.8008 | 1.7919 | 1.783
Scenario 4: Reference ZEAS Phase In | SCG | Com | WaterHeat | Com - Grocery | Electric Demand (MW) | Energy Efficiency | 0.00020446 | 0.00020573 | 0.00020703 | 0.0002084 | 0.00020984 | 0.00021136 | 1.8901e-05 | 1.8901e-05 | 1.8901e-05 | 1.8901e-05 | 1.8901e-05 | 1.8901e-05 | 1.8901e-05
Scenario 4: Reference ZEAS Phase In | SCG | Com | WaterHeat | Com - Grocery | Electric Energy (GWh/year) | Energy Efficiency | 0.0011117 | 0.0011187 | 0.0011258 | 0.0011332 | 0.001141 | 0.0011493 | 0.00010277 | 0.00010277 | 0.00010277 | 0.00010277 | 0.00010277 | 0.00010277 | 0.00010277
Scenario 4: Reference ZEAS Phase In | SCG | Com | WaterHeat | Com - Grocery | Gas Energy (MMTherm/year) | Energy Efficiency | 2.1922 | 2.1733 | 2.1546 | 2.136 | 2.1177 | 2.0996 | 2.0345 | 2.0163 | 1.9981 | 1.9803 | 1.9626 | 1.9451 | 1.9278
Scenario 4: Reference ZEAS Phase In | SCG | Com | WaterHeat | Com - Health | Electric Demand (MW) | Energy Efficiency | 0.0013196 | 0.001012 | 0.0010297 | 0.0010472 | 0.0010652 | 0.0010833 | -0.00050553 | -0.00050553 | -0.00050553 | -0.00050553 | -0.00050553 | -0.00050553 | -0.00050553
Scenario 4: Reference ZEAS Phase In | SCG | Com | WaterHeat | Com - Health | Electric Energy (GWh/year) | Energy Efficiency | 0.010754 | 0.0080806 | 0.0082265 | 0.0083712 | 0.0085193 | 0.0086686 | -0.0044398 | -0.0044398 | -0.0044398 | -0.0044398 | -0.0044398 | -0.0044398 | -0.0044398
Scenario 4: Reference ZEAS Phase In | SCG | Com | WaterHeat | Com - Health | Gas Energy (MMTherm/year) | Energy Efficiency | 5.0021 | 15.4906 | 15.4474 | 15.4043 | 15.3615 | 15.3189 | 14.6831 | 14.6549 | 2.4385 | 2.4307 | 2.4483 | 2.4404 | 2.4326
Scenario 4: Reference ZEAS Phase In | SCG | Com | WaterHeat | Com - Lodging | Electric Demand (MW) | Energy Efficiency | 0.0089799 | 0.0086385 | 0.0087665 | 0.0088955 | 0.0090271 | 0.0091616 | 0.00028563 | 0.00028563 | 0.00028563 | 0.00028563 | 0.00028563 | 0.00028563 | 0.00028563
Scenario 4: Reference ZEAS Phase In | SCG | Com | WaterHeat | Com - Lodging | Electric Energy (GWh/year) | Energy Efficiency | 0.073932 | 0.07112 | 0.072174 | 0.073236 | 0.074319 | 0.075427 | 0.0023491 | 0.0023491 | 0.0023491 | 0.0023491 | 0.0023491 | 0.0023491 | 0.0023491
Scenario 4: Reference ZEAS Phase In | SCG | Com | WaterHeat | Com - Lodging | Gas Energy (MMTherm/year) | Energy Efficiency | 8.272 | 8.3113 | 8.3202 | 8.3298 | 8.3407 | 8.353 | 5.0417 | 5.0049 | 2.6908 | 2.6731 | 2.6556 | 2.6382 | 2.6252
Scenario 4: Reference ZEAS Phase In | SCG | Com | WaterHeat | Com - Office (Large) | Electric Demand (MW) | Energy Efficiency | 0.00037482 | 0.00028284 | 0.00028719 | 0.00029162 | 0.00029625 | 0.00030113 | -8.45e-05 | -8.45e-05 | -8.45e-05 | -8.45e-05 | -8.45e-05 | -8.45e-05 | -8.45e-05
Scenario 4: Reference ZEAS Phase In | SCG | Com | WaterHeat | Com - Office (Large) | Electric Energy (GWh/year) | Energy Efficiency | 0.0076835 | 0.0058011 | 0.0058904 | 0.0059811 | 0.0060761 | 0.0061759 | -0.0017263 | -0.0017263 | -0.0017263 | -0.0017263 | -0.0017263 | -0.0017263 | -0.0017263
Scenario 4: Reference ZEAS Phase In | SCG | Com | WaterHeat | Com - Office (Large) | Gas Energy (MMTherm/year) | Energy Efficiency | 7.0702 | 6.8805 | 6.6788 | 6.4838 | 6.2953 | 6.1133 | 5.5791 | 5.4044 | 5.1733 | 5.0116 | 4.8551 | 4.7036 | 4.557
Scenario 4: Reference ZEAS Phase In | SCG | Com | WaterHeat | Com - Office (Small) | Electric Demand (MW) | Energy Efficiency | -2.1419e-06 | -4.2873e-06 | -4.2873e-06 | -4.2873e-06 | -4.2873e-06 | -4.2873e-06 | -4.2873e-06 | -4.2873e-06 | -4.2873e-06 | -4.2873e-06 | -4.2873e-06 | -4.2873e-06 | -4.2873e-06
Scenario 4: Reference ZEAS Phase In | SCG | Com | WaterHeat | Com - Office (Small) | Electric Energy (GWh/year) | Energy Efficiency | -0.00026074 | -0.00052191 | -0.00052191 | -0.00052191 | -0.00052191 | -0.00052191 | -0.00052191 | -0.00052191 | -0.00052191 | -0.00052191 | -0.00052191 | -0.00052191 | -0.00052191
Scenario 4: Reference ZEAS Phase In | SCG | Com | WaterHeat | Com - Office (Small) | Gas Energy (MMTherm/year) | Energy Efficiency | 2.1804 | 2.1605 | 2.1383 | 2.1163 | 1.7975 | 1.779 | 1.7607 | 1.7427 | 1.7247 | 1.707 | 1.6895 | 1.6721 | 1.655
Scenario 4: Reference ZEAS Phase In | SCG | Com | WaterHeat | Com - Other | Electric Demand (MW) | Energy Efficiency | -0.00051445 | -0.0029366 | -0.0029185 | -0.0028998 | -0.0029108 | -0.0028604 | -0.0046438 | -0.0046438 | -0.0046438 | -0.0046438 | -0.0046438 | -0.0046438 | -0.0046438
Scenario 4: Reference ZEAS Phase In | SCG | Com | WaterHeat | Com - Other | Electric Energy (GWh/year) | Energy Efficiency | -0.0033498 | -0.019442 | -0.019322 | -0.019196 | -0.01927 | -0.018933 | -0.030847 | -0.030847 | -0.030847 | -0.030847 | -0.030847 | -0.030847 | -0.030847
Scenario 4: Reference ZEAS Phase In | SCG | Com | WaterHeat | Com - Other | Gas Energy (MMTherm/year) | Energy Efficiency | 11.1249 | 11.203 | 11.1381 | 11.074 | 11.0008 | 10.9477 | 10.3791 | 10.3111 | 10.0346 | 9.969 | 9.9038 | 9.8391 | 9.7748
Scenario 4: Reference ZEAS Phase In | SCG | Com | WaterHeat | Com - Refrig. Warehouse | Electric Demand (MW) | Energy Efficiency | -8.7122e-06 | -1.0095e-05 | -1.0594e-05 | -9.9992e-06 | -9.9524e-06 | -9.9051e-06 | -1.3654e-05 | -1.3654e-05 | -1.3654e-05 | -1.3654e-05 | -1.3654e-05 | -1.3654e-05 | -1.3654e-05
Scenario 4: Reference ZEAS Phase In | SCG | Com | WaterHeat | Com - Refrig. Warehouse | Electric Energy (GWh/year) | Energy Efficiency | -0.00010603 | -0.00012292 | -0.00012905 | -0.00012174 | -0.00012117 | -0.00012059 | -0.00016666 | -0.00016666 | -0.00016666 | -0.00016666 | -0.00016666 | -0.00016666 | -0.00016666
Scenario 4: Reference ZEAS Phase In | SCG | Com | WaterHeat | Com - Refrig. Warehouse | Gas Energy (MMTherm/year) | Energy Efficiency | 0.29639 | 0.29504 | 0.26111 | 0.26009 | 0.25878 | 0.25748 | 0.2541 | 0.25278 | 0.25147 | 0.25017 | 0.24888 | 0.24761 | 0.24633
Scenario 4: Reference ZEAS Phase In | SCG | Com | WaterHeat | Com - Restaurant | Electric Demand (MW) | Energy Efficiency | -0.0024 | -0.0053262 | -0.0053199 | -0.0053134 | -0.0053065 | -0.0052995 | -0.0057486 | -0.0057486 | -0.0057486 | -0.0057486 | -0.0057486 | -0.0057486 | -0.0057486
Scenario 4: Reference ZEAS Phase In | SCG | Com | WaterHeat | Com - Restaurant | Electric Energy (GWh/year) | Energy Efficiency | -0.012607 | -0.028049 | -0.028015 | -0.02798 | -0.027943 | -0.027905 | -0.03033 | -0.03033 | -0.03033 | -0.03033 | -0.03033 | -0.03033 | -0.03033
Scenario 4: Reference ZEAS Phase In | SCG | Com | WaterHeat | Com - Restaurant | Gas Energy (MMTherm/year) | Energy Efficiency | 1.605 | 1.7426 | 1.7335 | 1.7246 | 1.7159 | 1.7074 | 1.5888 | 1.5788 | 1.5689 | 1.5591 | 1.5494 | 1.5398 | 1.5303
Scenario 4: Reference ZEAS Phase In | SCG | Com | WaterHeat | Com - Retail | Electric Demand (MW) | Energy Efficiency | -8.7185e-05 | -0.00017568 | -0.00017568 | -0.00017568 | -0.00017568 | -0.00017568 | -0.00017568 | -0.00017568 | -0.00017568 | -0.00017568 | -0.00017568 | -0.00017568 | -0.00017568
Scenario 4: Reference ZEAS Phase In | SCG | Com | WaterHeat | Com - Retail | Electric Energy (GWh/year) | Energy Efficiency | -0.00056898 | -0.0011465 | -0.0011465 | -0.0011465 | -0.0011465 | -0.0011465 | -0.0011465 | -0.0011465 | -0.0011465 | -0.0011465 | -0.0011465 | -0.0011465 | -0.0011465
Scenario 4: Reference ZEAS Phase In | SCG | Com | WaterHeat | Com - Retail | Gas Energy (MMTherm/year) | Energy Efficiency | 8.3568 | 8.2931 | 8.2245 | 8.1565 | 8.0697 | 8.003 | 7.9368 | 7.8711 | 7.7019 | 7.6382 | 7.575 | 7.5124 | 7.4503
Scenario 4: Reference ZEAS Phase In | SCG | Com | WaterHeat | Com - School | Electric Demand (MW) | Energy Efficiency | 2.1809e-05 | -0.00022186 | -0.00021928 | -0.00021664 | -0.00021403 | -0.00021135 | -0.00044337 | -0.00044337 | -0.00044337 | -0.00044337 | -0.00044337 | -0.00044337 | -0.00044337
Scenario 4: Reference ZEAS Phase In | SCG | Com | WaterHeat | Com - School | Electric Energy (GWh/year) | Energy Efficiency | 0.00032044 | -0.0034636 | -0.0034238 | -0.0033828 | -0.0033425 | -0.0033011 | -0.0068885 | -0.0068885 | -0.0068885 | -0.0068885 | -0.0068885 | -0.0068885 | -0.0068885
Scenario 4: Reference ZEAS Phase In | SCG | Com | WaterHeat | Com - School | Gas Energy (MMTherm/year) | Energy Efficiency | 2.8853 | 2.8632 | 2.8024 | 2.7431 | 2.6853 | 2.629 | 2.4134 | 2.3682 | 2.3019 | 2.2492 | 2.1977 | 2.1475 | 2.0985
Scenario 4: Reference ZEAS Phase In | SCG | Com | WaterHeat | Com - Warehouse | Electric Demand (MW) | Energy Efficiency | 2.5731e-05 | 2.4941e-05 | 2.5119e-05 | 2.5308e-05 | 2.5513e-05 | 2.5732e-05 | -1.3602e-07 | -1.3602e-07 | -1.3602e-07 | -1.3602e-07 | -1.3602e-07 | -1.3602e-07 | -1.3602e-07
Scenario 4: Reference ZEAS Phase In | SCG | Com | WaterHeat | Com - Warehouse | Electric Energy (GWh/year) | Energy Efficiency | 0.00078954 | 0.00076541 | 0.00077087 | 0.00077667 | 0.00078296 | 0.00078967 | -3.9987e-06 | -3.9987e-06 | -3.9987e-06 | -3.9987e-06 | -3.9987e-06 | -3.9987e-06 | -3.9987e-06
Scenario 4: Reference ZEAS Phase In | SCG | Com | WaterHeat | Com - Warehouse | Gas Energy (MMTherm/year) | Energy Efficiency | 8.8688 | 8.8341 | 8.7993 | 8.7646 | 8.7301 | 8.6958 | 8.6259 | 8.5915 | 8.4045 | 8.371 | 8.3376 | 8.3044 | 8.2713
Scenario 4: Reference ZEAS Phase In | SCG | Res | BldgEnv | Res - Multi Family | Electric Demand (MW) | Energy Efficiency | 0 | 0 | 0 | 0 | 0 | 0 | 0 | 0 | 0.12217 | 0.12197 | 0.12176 | 0.12156 | 0.12136
Scenario 4: Reference ZEAS Phase In | SCG | Res | BldgEnv | Res - Multi Family | Electric Energy (GWh/year) | Energy Efficiency | 0 | 0 | 0 | 0 | 0 | 0 | 0 | 0 | 0.18757 | 0.18726 | 0.18694 | 0.18663 | 0.18632
Scenario 4: Reference ZEAS Phase In | SCG | Res | BldgEnv | Res - Multi Family | Gas Energy (MMTherm/year) | Energy Efficiency | 0 | 0 | 0 | 0 | 0 | 0 | 0 | 0 | 0.058742 | 0.058643 | 0.058545 | 0.058448 | 0.05835
Scenario 4: Reference ZEAS Phase In | SCG | Res | BldgEnv | Res - Single Family | Electric Demand (MW) | Energy Efficiency | 0.32385 | 0.69863 | 1.0994 | 1.5003 | 1.8984 | 2.2802 | 3.7007 | 4.0332 | 2.9716 | 2.9716 | 2.9716 | 2.9716 | 2.9716
Scenario 4: Reference ZEAS Phase In | SCG | Res | BldgEnv | Res - Single Family | Electric Energy (GWh/year) | Energy Efficiency | -0.090258 | -0.19471 | -0.30641 | -0.41815 | -0.5291 | -0.63549 | 0.45907 | 0.36561 | -0.82819 | -0.82819 | -0.82819 | -0.82819 | -0.82819
Scenario 4: Reference ZEAS Phase In | SCG | Res | BldgEnv | Res - Single Family | Gas Energy (MMTherm/year) | Energy Efficiency | 0.075623 | 0.16314 | 0.25673 | 0.35035 | 0.44331 | 0.53245 | 0.91427 | 0.9919 | 0.6939 | 0.6939 | 0.6939 | 0.6939 | 0.6939
Scenario 4: Reference ZEAS Phase In | SCG | Res | HVAC | Res - Multi Family | Electric Demand (MW) | Energy Efficiency | -0.00041913 | -0.00042405 | -0.00042904 | -0.00043391 | -0.00043861 | -0.00044306 | -3.3128e-05 | -3.3128e-05 | -3.3128e-05 | -3.3128e-05 | -3.3128e-05 | -3.3128e-05 | -3.3128e-05
Scenario 4: Reference ZEAS Phase In | SCG | Res | HVAC | Res - Multi Family | Electric Energy (GWh/year) | Energy Efficiency | -3.9542e-08 | -4.0006e-08 | -4.0477e-08 | -4.0936e-08 | -4.1379e-08 | -4.18e-08 | -3.1253e-09 | -3.1253e-09 | -3.1253e-09 | -3.1253e-09 | -3.1253e-09 | 0.00061944 | 0.0012085
Scenario 4: Reference ZEAS Phase In | SCG | Res | HVAC | Res - Multi Family | Gas Energy (MMTherm/year) | Energy Efficiency | 9.8951e-05 | 0.00010011 | 0.00010129 | 0.00010244 | 0.00010355 | 0.0001046 | 7.8209e-06 | 7.8209e-06 | 7.8209e-06 | 7.8209e-06 | 7.8209e-06 | 4.7673e-05 | 8.557e-05
Scenario 4: Reference ZEAS Phase In | SCG | Res | HVAC | Res - Single Family | Electric Demand (MW) | Energy Efficiency | 0.2151 | 0.21715 | 0.21934 | 0.22154 | 0.0086356 | 0.0086356 | 0.0086356 | 0.0086356 | 0.0086356 | 0.0086356 | 0.0086356 | 0.0086356 | 0.0086356
Scenario 4: Reference ZEAS Phase In | SCG | Res | HVAC | Res - Single Family | Electric Energy (GWh/year) | Energy Efficiency | 9.6484 | 9.7401 | 9.8386 | 9.9371 | 0.38735 | 0.38735 | 0.38735 | 0.38735 | 0.38735 | 0.38735 | 0.38735 | 0.39966 | 0.41124
Scenario 4: Reference ZEAS Phase In | SCG | Res | HVAC | Res - Single Family | Gas Energy (MMTherm/year) | Energy Efficiency | 1.1368 | 1.1476 | 1.1592 | 1.1708 | 0.045639 | 0.045639 | 0.045639 | 0.045639 | 0.045639 | 0.045639 | 0.045639 | 0.046313 | 0.046948
Scenario 4: Reference ZEAS Phase In | SCG | Res | WaterHeat | Res - Multi Family | Electric Demand (MW) | Energy Efficiency | -0.0026798 | -0.0052927 | -0.0052927 | -0.0052927 | -0.0052927 | -0.0052927 | -0.0052927 | -0.0052927 | -0.0052927 | -0.0052927 | -0.0052927 | -0.0052927 | -0.0052927
Scenario 4: Reference ZEAS Phase In | SCG | Res | WaterHeat | Res - Multi Family | Electric Energy (GWh/year) | Energy Efficiency | -0.0138 | -0.027256 | -0.027256 | -0.027256 | -0.027256 | -0.027256 | -0.027256 | -0.027256 | -0.027256 | -0.027256 | -0.027256 | -0.027256 | -0.027256
Scenario 4: Reference ZEAS Phase In | SCG | Res | WaterHeat | Res - Multi Family | Gas Energy (MMTherm/year) | Energy Efficiency | 3.665 | 3.8226 | 3.886 | 3.9479 | 4.0079 | 4.0648 | 4.1188 | 4.1697 | 4.2176 | 4.2624 | 4.3044 | 4.3441 | 4.3815
Scenario 4: Reference ZEAS Phase In | SCG | Res | WaterHeat | Res - Single Family | Electric Demand (MW) | Energy Efficiency | -0.013 | -0.028045 | -0.028045 | -0.028045 | -0.028045 | -0.028045 | -0.028045 | -0.028045 | -0.028045 | -0.028045 | -0.028045 | -0.028045 | -0.028045
Scenario 4: Reference ZEAS Phase In | SCG | Res | WaterHeat | Res - Single Family | Electric Energy (GWh/year) | Energy Efficiency | -0.073939 | -0.15951 | -0.15951 | -0.15951 | -0.15951 | -0.15951 | -0.15951 | -0.15951 | -0.15951 | -0.15951 | -0.15951 | -0.15951 | -0.15951
Scenario 4: Reference ZEAS Phase In | SCG | Res | WaterHeat | Res - Single Family | Gas Energy (MMTherm/year) | Energy Efficiency | 16.3553 | 17.3031 | 17.5826 | 17.8623 | 18.1399 | 18.4058 | 18.6548 | 18.8858 | 19.1 | 19.2993 | 19.4852 | 19.6593 | 19.8225
Scenario 4: Reference ZEAS Phase In | SDG&E | Com | AppPlug | Com - Health | Gas Energy (MMTherm/year) | Energy Efficiency | 2.2077 | 2.2965 | 6.6181 | 6.6909 | 6.7609 | 6.8269 | 6.8806 | 6.9327 | 6.9862 | 7.0456 | 7.1135 | 7.1718 | 7.2247
Scenario 4: Reference ZEAS Phase In | SDG&E | Com | AppPlug | Com - Lodging | Gas Energy (MMTherm/year) | Energy Efficiency | 0.10169 | 0.19782 | 6.4414 | 6.4817 | 6.5172 | 6.5513 | 6.5829 | 6.6123 | 6.6407 | 6.6676 | 6.6924 | 6.7153 | 6.7372
Scenario 4: Reference ZEAS Phase In | SDG&E | Com | AppPlug | Com - Other | Gas Energy (MMTherm/year) | Energy Efficiency | 0.0014244 | 0.0028704 | 0.0043388 | 0.005831 | 0.007329 | 0.0088509 | 0.010395 | 0.011958 | 0.013534 | 0.015128 | 0.016734 | 0.018354 | 0.019993
Scenario 4: Reference ZEAS Phase In | SDG&E | Com | BldgEnv | Com - College | Electric Demand (MW) | Energy Efficiency | 0.011991 | 0.012021 | 0.012051 | 0.012083 | 0.012113 | 0.012145 | 0.01218 | 0.012214 | 0.01225 | 0.012288 | 0.012326 | 0.01237 | 0.012416
Scenario 4: Reference ZEAS Phase In | SDG&E | Com | BldgEnv | Com - College | Electric Energy (GWh/year) | Energy Efficiency | 0.0040969 | 0.0041073 | 0.0041174 | 0.0041282 | 0.0041387 | 0.0041497 | 0.0041613 | 0.0041733 | 0.0041855 | 0.0041983 | 0.0042113 | 0.0042264 | 0.004242
Scenario 4: Reference ZEAS Phase In | SDG&E | Com | BldgEnv | Com - College | Gas Energy (MMTherm/year) | Energy Efficiency | 0.0094879 | 0.0094676 | 0.0094472 | 0.0094276 | 0.0094078 | 0.0093887 | 0.0093702 | 0.0093522 | 0.0093346 | 0.0093176 | 0.0093009 | 0.0092863 | 0.0092722
Scenario 4: Reference ZEAS Phase In | SDG&E | Com | BldgEnv | Com - Grocery | Electric Demand (MW) | Energy Efficiency | 0.0071834 | 0.0072445 | 0.0073071 | 0.0073722 | 0.0074381 | 0.0075067 | 0.0075782 | 0.007652 | 0.007727 | 0.0078041 | 0.0078826 | 0.0079629 | 0.0080453
Scenario 4: Reference ZEAS Phase In | SDG&E | Com | BldgEnv | Com - Grocery | Electric Energy (GWh/year) | Energy Efficiency | 0.0024543 | 0.0024752 | 0.0024966 | 0.0025188 | 0.0025413 | 0.0025648 | 0.0025892 | 0.0026144 | 0.0026401 | 0.0026664 | 0.0026932 | 0.0027206 | 0.0027488
Scenario 4: Reference ZEAS Phase In | SDG&E | Com | BldgEnv | Com - Grocery | Gas Energy (MMTherm/year) | Energy Efficiency | 0.005836 | 0.0058164 | 0.0057976 | 0.0057797 | 0.0057624 | 0.0057461 | 0.0057309 | 0.0057166 | 0.0057029 | 0.0056901 | 0.0056779 | 0.0056665 | 0.005656
Scenario 4: Reference ZEAS Phase In | SDG&E | Com | BldgEnv | Com - Health | Electric Demand (MW) | Energy Efficiency | 0.0090831 | 0.0092202 | 0.0093532 | 0.0094875 | 0.0096166 | 0.0097388 | 0.0098396 | 0.0099375 | 0.010038 | 0.010148 | 0.010274 | 0.010383 | 0.010482
Scenario 4: Reference ZEAS Phase In | SDG&E | Com | BldgEnv | Com - Health | Electric Energy (GWh/year) | Energy Efficiency | 0.0043632 | 0.0044291 | 0.004493 | 0.0045574 | 0.0046195 | 0.0046782 | 0.0047266 | 0.0047736 | 0.0048218 | 0.004875 | 0.0049353 | 0.0049875 | 0.0050351
Scenario 4: Reference ZEAS Phase In | SDG&E | Com | BldgEnv | Com - Health | Gas Energy (MMTherm/year) | Energy Efficiency | 0.013859 | 0.013881 | 0.013902 | 0.013923 | 0.013942 | 0.013958 | 0.013966 | 0.013973 | 0.013981 | 0.013993 | 0.014011 | 0.014023 | 0.014031
Scenario 4: Reference ZEAS Phase In | SDG&E | Com | BldgEnv | Com - Lodging | Electric Demand (MW) | Energy Efficiency | 0.019249 | 0.019257 | 0.019259 | 0.01926 | 0.019253 | 0.019245 | 0.019232 | 0.019217 | 0.0013284 | 0.019182 | 0.01916 | 0.019135 | 0.01911
Scenario 4: Reference ZEAS Phase In | SDG&E | Com | BldgEnv | Com - Lodging | Electric Energy (GWh/year) | Energy Efficiency | 0.012578 | 0.012584 | 0.012585 | 0.012585 | 0.012581 | 0.012575 | 0.012567 | 0.012557 | 0.00086804 | 0.012534 | 0.01252 | 0.012504 | 0.012487
Scenario 4: Reference ZEAS Phase In | SDG&E | Com | BldgEnv | Com - Lodging | Gas Energy (MMTherm/year) | Energy Efficiency | 0.0071276 | 0.0071013 | 0.007074 | 0.0070468 | 0.0070183 | 0.0069897 | 0.0069606 | 0.0069311 | 0.00025519 | 0.0068719 | 0.0068419 | 0.0068115 | 0.0067811
Scenario 4: Reference ZEAS Phase In | SDG&E | Com | BldgEnv | Com - Office (Large) | Electric Demand (MW) | Energy Efficiency | 0.023943 | 0.023902 | 0.023868 | 0.023842 | 0.023819 | 0.02381 | 0.023818 | 0.023838 | 0.0059744 | 0.023884 | 0.023912 | 0.023946 | 0.023985
Scenario 4: Reference ZEAS Phase In | SDG&E | Com | BldgEnv | Com - Office (Large) | Electric Energy (GWh/year) | Energy Efficiency | 0.0081805 | 0.0081665 | 0.0081549 | 0.008146 | 0.008138 | 0.008135 | 0.0081379 | 0.0081447 | 0.0020412 | 0.0081603 | 0.00817 | 0.0081814 | 0.0081949
Scenario 4: Reference ZEAS Phase In | SDG&E | Com | BldgEnv | Com - Office (Large) | Gas Energy (MMTherm/year) | Energy Efficiency | 0.008437 | 0.0082557 | 0.008081 | 0.0079126 | 0.00775 | 0.0075942 | 0.0074456 | 0.0073032 | 0.00073606 | 0.0070328 | 0.0069049 | 0.0067819 | 0.0066637
Scenario 4: Reference ZEAS Phase In | SDG&E | Com | BldgEnv | Com - Office (Small) | Electric Demand (MW) | Energy Efficiency | 0.00015768 | 0.00031491 | 0.00047168 | 0.00062805 | 0.014202 | 0.014219 | 0.014238 | 0.014257 | 0.0014047 | 0.0143 | 0.014322 | 0.014346 | 0.01437
Scenario 4: Reference ZEAS Phase In | SDG&E | Com | BldgEnv | Com - Office (Small) | Electric Energy (GWh/year) | Energy Efficiency | 5.3875e-05 | 0.0001076 | 0.00016116 | 0.00021458 | 0.0048522 | 0.0048581 | 0.0048645 | 0.0048713 | 0.00047995 | 0.0048858 | 0.0048935 | 0.0049015 | 0.0049099
Scenario 4: Reference ZEAS Phase In | SDG&E | Com | BldgEnv | Com - Office (Small) | Gas Energy (MMTherm/year) | Energy Efficiency | 1.9427e-05 | 3.8798e-05 | 5.8113e-05 | 7.7378e-05 | 0.0049203 | 0.0048898 | 0.0048597 | 0.0048302 | 0.00017307 | 0.0047724 | 0.0047442 | 0.0047164 | 0.004689
Scenario 4: Reference ZEAS Phase In | SDG&E | Com | BldgEnv | Com - Other | Electric Demand (MW) | Energy Efficiency | 0.018887 | 0.018929 | 0.018975 | 0.019024 | 0.019075 | 0.01913 | 0.019188 | 0.019249 | 0.001594 | 0.019379 | 0.019448 | 0.019519 | 0.019593
Scenario 4: Reference ZEAS Phase In | SDG&E | Com | BldgEnv | Com - Other | Electric Energy (GWh/year) | Energy Efficiency | 0.0064562 | 0.0064706 | 0.0064863 | 0.0065032 | 0.0065206 | 0.0065393 | 0.0065591 | 0.00658 | 0.00054487 | 0.0066245 | 0.006648 | 0.0066723 | 0.0066977
Scenario 4: Reference ZEAS Phase In | SDG&E | Com | BldgEnv | Com - Other | Gas Energy (MMTherm/year) | Energy Efficiency | 0.0067502 | 0.0067252 | 0.0067007 | 0.006677 | 0.0066536 | 0.0066309 | 0.0066088 | 0.0065873 | 0.00019638 | 0.0065458 | 0.0065258 | 0.0065064 | 0.0064875
Scenario 4: Reference ZEAS Phase In | SDG&E | Com | BldgEnv | Com - Refrig. Warehouse | Electric Demand (MW) | Energy Efficiency | 1.1599e-06 | 2.4404e-06 | 3.8357e-06 | 5.2463e-06 | 6.7251e-06 | 8.2839e-06 | 9.9516e-06 | 0.00056075 | 1.3618e-05 | 0.00055892 | 0.0005582 | 0.00055764 | 0.0005572
Scenario 4: Reference ZEAS Phase In | SDG&E | Com | BldgEnv | Com - Refrig. Warehouse | Electric Energy (GWh/year) | Energy Efficiency | 3.963e-07 | 8.3381e-07 | 1.3105e-06 | 1.7925e-06 | 2.2977e-06 | 2.8303e-06 | 3.4001e-06 | 0.00019159 | 4.6528e-06 | 0.00019096 | 0.00019072 | 0.00019053 | 0.00019038
Scenario 4: Reference ZEAS Phase In | SDG&E | Com | BldgEnv | Com - Refrig. Warehouse | Gas Energy (MMTherm/year) | Energy Efficiency | 1.429e-07 | 3.0067e-07 | 4.7257e-07 | 6.4636e-07 | 8.2855e-07 | 1.0206e-06 | 1.2261e-06 | 0.00019882 | 1.6778e-06 | 0.00019724 | 0.00019648 | 0.00019575 | 0.00019503
Scenario 4: Reference ZEAS Phase In | SDG&E | Com | BldgEnv | Com - Restaurant | Electric Demand (MW) | Energy Efficiency | 5.5344e-05 | 0.00011106 | 0.00016803 | 0.00022627 | 0.00028583 | 0.00034632 | 0.00040805 | 0.0063811 | 0.00053445 | 0.0064056 | 0.0064197 | 0.0064351 | 0.0064516
Scenario 4: Reference ZEAS Phase In | SDG&E | Com | BldgEnv | Com - Restaurant | Electric Energy (GWh/year) | Energy Efficiency | 1.8909e-05 | 3.7944e-05 | 5.7412e-05 | 7.731e-05 | 9.7658e-05 | 0.00011833 | 0.00013942 | 0.0021802 | 0.0001826 | 0.0021886 | 0.0021934 | 0.0021986 | 0.0022043
Scenario 4: Reference ZEAS Phase In | SDG&E | Com | BldgEnv | Com - Restaurant | Gas Energy (MMTherm/year) | Energy Efficiency | 6.8186e-06 | 1.3682e-05 | 2.0702e-05 | 2.7878e-05 | 3.5215e-05 | 4.2668e-05 | 5.0273e-05 | 0.0021827 | 6.5846e-05 | 0.0021614 | 0.002151 | 0.002141 | 0.0021312
Scenario 4: Reference ZEAS Phase In | SDG&E | Com | BldgEnv | Com - Retail | Electric Demand (MW) | Energy Efficiency | 0.035341 | 0.035296 | 0.035259 | 0.035231 | 0.035208 | 0.035194 | 0.035188 | 0.03519 | 0.035199 | 0.035215 | 0.035237 | 0.035266 | 0.035303
Scenario 4: Reference ZEAS Phase In | SDG&E | Com | BldgEnv | Com - Retail | Electric Energy (GWh/year) | Energy Efficiency | 0.012075 | 0.012059 | 0.012047 | 0.012037 | 0.012029 | 0.012025 | 0.012023 | 0.012023 | 0.012026 | 0.012032 | 0.012039 | 0.012049 | 0.012062
Scenario 4: Reference ZEAS Phase In | SDG&E | Com | BldgEnv | Com - Retail | Gas Energy (MMTherm/year) | Energy Efficiency | 0.028384 | 0.028209 | 0.028037 | 0.027869 | 0.027703 | 0.02754 | 0.027381 | 0.027225 | 0.027072 | 0.026922 | 0.026775 | 0.026631 | 0.02649
Scenario 4: Reference ZEAS Phase In | SDG&E | Com | BldgEnv | Com - School | Electric Demand (MW) | Energy Efficiency | 0.00019994 | 0.00039856 | 0.00059591 | 0.012507 | 0.012419 | 0.012337 | 0.01226 | 0.012188 | 0.0017593 | 0.012063 | 0.012009 | 0.01196 | 0.011917
Scenario 4: Reference ZEAS Phase In | SDG&E | Com | BldgEnv | Com - School | Electric Energy (GWh/year) | Energy Efficiency | 6.8312e-05 | 0.00013617 | 0.0002036 | 0.0042733 | 0.0042432 | 0.004215 | 0.0041887 | 0.0041643 | 0.00060109 | 0.0041214 | 0.004103 | 0.0040864 | 0.0040717
Scenario 4: Reference ZEAS Phase In | SDG&E | Com | BldgEnv | Com - School | Gas Energy (MMTherm/year) | Energy Efficiency | 2.4633e-05 | 4.9104e-05 | 7.3417e-05 | 0.0043092 | 0.0042313 | 0.0041557 | 0.0040823 | 0.0040112 | 0.00021675 | 0.0038756 | 0.0038111 | 0.0037486 | 0.0036882
Scenario 4: Reference ZEAS Phase In | SDG&E | Com | BldgEnv | Com - Warehouse | Electric Demand (MW) | Energy Efficiency | 0.021433 | 0.021469 | 0.021508 | 0.021552 | 0.021597 | 0.021646 | 0.021698 | 0.021752 | 0.0011655 | 0.021868 | 0.02193 | 0.021993 | 0.02206
Scenario 4: Reference ZEAS Phase In | SDG&E | Com | BldgEnv | Com - Warehouse | Electric Energy (GWh/year) | Energy Efficiency | 0.014005 | 0.014029 | 0.014055 | 0.014083 | 0.014113 | 0.014145 | 0.014178 | 0.014214 | 0.00076162 | 0.01429 | 0.01433 | 0.014372 | 0.014415
Scenario 4: Reference ZEAS Phase In | SDG&E | Com | BldgEnv | Com - Warehouse | Gas Energy (MMTherm/year) | Energy Efficiency | 0.012874 | 0.012848 | 0.012822 | 0.012798 | 0.012774 | 0.012751 | 0.012728 | 0.012707 | 0.0002408 | 0.012665 | 0.012646 | 0.012626 | 0.012608
Scenario 4: Reference ZEAS Phase In | SDG&E | Com | ComRefrig | Com - College | Electric Demand (MW) | Energy Efficiency | 0.00094197 | 0.00093723 | 0.00093251 | 0.00092782 | 0.00092315 | 0.0009185 | 0.00091388 | 0.00090928 | 0.00090471 | 0.00090015 | 0.00089562 | 0.00089112 | 0.00088663
Scenario 4: Reference ZEAS Phase In | SDG&E | Com | ComRefrig | Com - College | Electric Energy (GWh/year) | Energy Efficiency | 0.0068 | 0.0067658 | 0.0067317 | 0.0066979 | 0.0066642 | 0.0066306 | 0.0065973 | 0.0065641 | 0.006531 | 0.0064982 | 0.0064655 | 0.0064329 | 0.0064005
Scenario 4: Reference ZEAS Phase In | SDG&E | Com | ComRefrig | Com - Grocery | Electric Demand (MW) | Energy Efficiency | 1.3839 | 1.3714 | 1.359 | 1.3467 | 1.3345 | 1.3224 | 1.3104 | 1.2985 | 1.2868 | 1.2751 | 1.2636 | 1.2521 | 1.2408
Scenario 4: Reference ZEAS Phase In | SDG&E | Com | ComRefrig | Com - Grocery | Electric Energy (GWh/year) | Energy Efficiency | 9.9905 | 9.9 | 9.8104 | 9.7215 | 9.6335 | 9.5462 | 9.4598 | 9.3741 | 9.2892 | 9.2051 | 9.1217 | 9.0391 | 8.9572
Scenario 4: Reference ZEAS Phase In | SDG&E | Com | ComRefrig | Com - Refrig. Warehouse | Electric Demand (MW) | Energy Efficiency | 0.00031009 | 0.00030847 | 0.00030685 | 0.00030525 | 0.00030366 | 0.00030207 | 0.00030049 | 0.00029892 | 0.00029736 | 0.00029581 | 0.00029426 | 0.00029273 | 0.0002912
Scenario 4: Reference ZEAS Phase In | SDG&E | Com | ComRefrig | Com - Refrig. Warehouse | Electric Energy (GWh/year) | Energy Efficiency | 0.0022385 | 0.0022268 | 0.0022152 | 0.0022036 | 0.0021921 | 0.0021806 | 0.0021692 | 0.0021579 | 0.0021466 | 0.0021354 | 0.0021243 | 0.0021132 | 0.0021021
Scenario 4: Reference ZEAS Phase In | SDG&E | Com | ComRefrig | Com - Restaurant | Electric Demand (MW) | Energy Efficiency | 0.052534 | 0.052073 | 0.051616 | 0.051163 | 0.050713 | 0.050268 | 0.049827 | 0.049389 | 0.048956 | 0.048526 | 0.0481 | 0.047678 | 0.047259
Scenario 4: Reference ZEAS Phase In | SDG&E | Com | ComRefrig | Com - Restaurant | Electric Energy (GWh/year) | Energy Efficiency | 0.37924 | 0.37591 | 0.37261 | 0.36934 | 0.3661 | 0.36288 | 0.3597 | 0.35654 | 0.35341 | 0.35031 | 0.34723 | 0.34418 | 0.34116
Scenario 4: Reference ZEAS Phase In | SDG&E | Com | ComRefrig | Com - Retail | Electric Demand (MW) | Energy Efficiency | 0.56596 | 0.56127 | 0.55662 | 0.55201 | 0.54744 | 0.5429 | 0.53841 | 0.53395 | 0.52953 | 0.52514 | 0.52079 | 0.51648 | 0.5122
Scenario 4: Reference ZEAS Phase In | SDG&E | Com | ComRefrig | Com - Retail | Electric Energy (GWh/year) | Energy Efficiency | 4.0856 | 4.0518 | 4.0182 | 3.9849 | 3.9519 | 3.9192 | 3.8867 | 3.8545 | 3.8226 | 3.791 | 3.7596 | 3.7284 | 3.6975
Scenario 4: Reference ZEAS Phase In | SDG&E | Com | ComRefrig | Com - School | Electric Demand (MW) | Energy Efficiency | 0.0012923 | 0.001261 | 0.0012305 | 0.0012007 | 0.0011716 | 0.0011432 | 0.0011155 | 0.0010885 | 0.0010621 | 0.0010364 | 0.0010112 | 0.00098675 | 0.00096284
Scenario 4: Reference ZEAS Phase In | SDG&E | Com | ComRefrig | Com - School | Electric Energy (GWh/year) | Energy Efficiency | 0.0093292 | 0.0091032 | 0.0088826 | 0.0086674 | 0.0084574 | 0.0082525 | 0.0080526 | 0.0078575 | 0.0076671 | 0.0074814 | 0.0073001 | 0.0071233 | 0.0069507
Scenario 4: Reference ZEAS Phase In | SDG&E | Com | FoodServ | Com - College | Electric Demand (MW) | Energy Efficiency | 0.043114 | 0.045768 | 0.048395 | 0.051075 | 0.057412 | 0.06014 | 0.062917 | 0.065714 | 0.068535 | 0.071394 | 0.074264 | 0.077333 | 0.08043
Scenario 4: Reference ZEAS Phase In | SDG&E | Com | FoodServ | Com - College | Electric Demand (MW) | Fuel Substitution | -0.23207 | -0.23091 | -0.22974 | -0.22859 | -0.22744 | -0.22629 | -0.22515 | -0.22402 | -0.22289 | -0.22177 | -0.22066 | -0.21954 | -0.21844
Scenario 4: Reference ZEAS Phase In | SDG&E | Com | FoodServ | Com - College | Electric Energy (GWh/year) | Energy Efficiency | 0.21431 | 0.22735 | 0.24025 | 0.25342 | 0.28277 | 0.29615 | 0.30977 | 0.32349 | 0.33732 | 0.35134 | 0.36542 | 0.38047 | 0.39566
Scenario 4: Reference ZEAS Phase In | SDG&E | Com | FoodServ | Com - College | Electric Energy (GWh/year) | Fuel Substitution | -2.4647 | -2.4523 | -2.44 | -2.4277 | -2.4155 | -2.4033 | -2.3912 | -2.3792 | -2.3672 | -2.3553 | -2.3435 | -2.3317 | -2.3199
Scenario 4: Reference ZEAS Phase In | SDG&E | Com | FoodServ | Com - College | Gas Energy (MMTherm/year) | Energy Efficiency | 0.025065 | 0.026386 | 0.027694 | 0.029029 | 0.030341 | 0.031678 | 0.033039 | 0.034409 | 0.035792 | 0.037194 | 0.038601 | 0.040106 | 0.041625
Scenario 4: Reference ZEAS Phase In | SDG&E | Com | FoodServ | Com - College | Gas Energy (MMTherm/year) | Fuel Substitution | 0.25608 | 0.25479 | 0.25351 | 0.25223 | 0.25096 | 0.2497 | 0.24844 | 0.24719 | 0.24595 | 0.24471 | 0.24348 | 0.24225 | 0.24103
Scenario 4: Reference ZEAS Phase In | SDG&E | Com | FoodServ | Com - Grocery | Electric Demand (MW) | Energy Efficiency | 0.30984 | 0.3202 | 0.33069 | 0.34141 | 0.3791 | 0.39039 | 0.40195 | 0.41372 | 0.42559 | 0.43765 | 0.44983 | 0.46217 | 0.47471
Scenario 4: Reference ZEAS Phase In | SDG&E | Com | FoodServ | Com - Grocery | Electric Demand (MW) | Fuel Substitution | -1.5565 | -1.5425 | -1.5285 | -1.5146 | -1.5009 | -1.4873 | -1.4739 | -1.4605 | -1.4473 | -1.4342 | -1.4212 | -1.4083 | -1.3956
Scenario 4: Reference ZEAS Phase In | SDG&E | Com | FoodServ | Com - Grocery | Electric Energy (GWh/year) | Energy Efficiency | 1.5408 | 1.5917 | 1.6433 | 1.696 | 1.8684 | 1.9238 | 1.9805 | 2.0383 | 2.0965 | 2.1557 | 2.2155 | 2.276 | 2.3375
Scenario 4: Reference ZEAS Phase In | SDG&E | Com | FoodServ | Com - Grocery | Electric Energy (GWh/year) | Fuel Substitution | -28.1431 | -27.8882 | -27.6356 | -27.3854 | -27.1374 | -26.8916 | -26.6481 | -26.4067 | -26.1676 | -25.9306 | -25.6958 | -25.4631 | -25.2325
Scenario 4: Reference ZEAS Phase In | SDG&E | Com | FoodServ | Com - Grocery | Gas Energy (MMTherm/year) | Energy Efficiency | 0.13842 | 0.1483 | 0.15828 | 0.16845 | 0.17863 | 0.18903 | 0.19963 | 0.21041 | 0.22125 | 0.23223 | 0.2433 | 0.25449 | 0.26583
Scenario 4: Reference ZEAS Phase In | SDG&E | Com | FoodServ | Com - Grocery | Gas Energy (MMTherm/year) | Fuel Substitution | 2.925 | 2.8985 | 2.8723 | 2.8463 | 2.8205 | 2.795 | 2.7696 | 2.7446 | 2.7197 | 2.6951 | 2.6707 | 2.6465 | 2.6225
Scenario 4: Reference ZEAS Phase In | SDG&E | Com | FoodServ | Com - Health | Electric Demand (MW) | Energy Efficiency | 0.095166 | 0.10497 | 0.11453 | 0.12416 | 0.13899 | 0.14797 | 0.15563 | 0.16312 | 0.17075 | 0.179 | 0.18816 | 0.19628 | 0.20382
Scenario 4: Reference ZEAS Phase In | SDG&E | Com | FoodServ | Com - Health | Electric Demand (MW) | Fuel Substitution | -0.66337 | -0.66114 | -0.65893 | -0.65671 | -0.65451 | -0.65231 | -0.65013 | -0.64794 | -0.64577 | -0.6436 | -0.64144 | -0.63929 | -0.63714
Scenario 4: Reference ZEAS Phase In | SDG&E | Com | FoodServ | Com - Health | Electric Energy (GWh/year) | Energy Efficiency | 0.48393 | 0.53231 | 0.57944 | 0.62691 | 0.6973 | 0.74155 | 0.7793 | 0.81618 | 0.85377 | 0.89441 | 0.93954 | 0.97956 | 1.0167
Scenario 4: Reference ZEAS Phase In | SDG&E | Com | FoodServ | Com - Health | Electric Energy (GWh/year) | Fuel Substitution | -8.3322 | -8.3042 | -8.2763 | -8.2486 | -8.2209 | -8.1933 | -8.1658 | -8.1384 | -8.1111 | -8.0839 | -8.0567 | -8.0297 | -8.0027
Scenario 4: Reference ZEAS Phase In | SDG&E | Com | FoodServ | Com - Health | Gas Energy (MMTherm/year) | Energy Efficiency | 0.053578 | 0.05887 | 0.064025 | 0.069217 | 0.074239 | 0.079034 | 0.083125 | 0.087121 | 0.091195 | 0.095599 | 0.10049 | 0.10482 | 0.10885
Scenario 4: Reference ZEAS Phase In | SDG&E | Com | FoodServ | Com - Health | Gas Energy (MMTherm/year) | Fuel Substitution | 0.8887 | 0.88572 | 0.88275 | 0.87978 | 0.87683 | 0.87389 | 0.87096 | 0.86803 | 0.86512 | 0.86222 | 0.85932 | 0.85644 | 0.85357
Scenario 4: Reference ZEAS Phase In | SDG&E | Com | FoodServ | Com - Lodging | Electric Demand (MW) | Energy Efficiency | 0.20846 | 0.21562 | 0.22235 | 0.229 | 0.23797 | 0.24402 | 0.24982 | 0.2554 | 0.26085 | 0.26616 | 0.27125 | 0.27613 | 0.2809
Scenario 4: Reference ZEAS Phase In | SDG&E | Com | FoodServ | Com - Lodging | Electric Demand (MW) | Fuel Substitution | -0.79331 | -0.78687 | -0.78048 | -0.77414 | -0.76785 | -0.76162 | -0.75543 | -0.7493 | -0.74321 | -0.73718 | -0.73119 | -0.72525 | -0.71936
Scenario 4: Reference ZEAS Phase In | SDG&E | Com | FoodServ | Com - Lodging | Electric Energy (GWh/year) | Energy Efficiency | 1.1979 | 1.2348 | 1.2696 | 1.3038 | 1.348 | 1.3791 | 1.4089 | 1.4375 | 1.4655 | 1.4927 | 1.5188 | 1.5438 | 1.5682
Scenario 4: Reference ZEAS Phase In | SDG&E | Com | FoodServ | Com - Lodging | Electric Energy (GWh/year) | Fuel Substitution | -9.8349 | -9.755 | -9.6758 | -9.5972 | -9.5193 | -9.442 | -9.3653 | -9.2893 | -9.2138 | -9.139 | -9.0648 | -8.9912 | -8.9182
Scenario 4: Reference ZEAS Phase In | SDG&E | Com | FoodServ | Com - Lodging | Gas Energy (MMTherm/year) | Energy Efficiency | 0.047051 | 0.051127 | 0.054989 | 0.0588 | 0.062374 | 0.065867 | 0.069232 | 0.072478 | 0.075662 | 0.078767 | 0.081757 | 0.084643 | 0.087468
Scenario 4: Reference ZEAS Phase In | SDG&E | Com | FoodServ | Com - Lodging | Gas Energy (MMTherm/year) | Fuel Substitution | 1.0196 | 1.0113 | 1.0031 | 0.99493 | 0.98685 | 0.97883 | 0.97088 | 0.963 | 0.95518 | 0.94742 | 0.93973 | 0.9321 | 0.92453
Scenario 4: Reference ZEAS Phase In | SDG&E | Com | FoodServ | Com - Office (Large) | Electric Demand (MW) | Energy Efficiency | 0.0028914 | 0.0029227 | 0.0029539 | 0.0029853 | 0.003016 | 0.0030481 | 0.003082 | 0.0031169 | 0.0031508 | 0.0031846 | 0.0032179 | 0.0032513 | 0.0032847
Scenario 4: Reference ZEAS Phase In | SDG&E | Com | FoodServ | Com - Office (Large) | Electric Energy (GWh/year) | Energy Efficiency | 0.025361 | 0.025635 | 0.025909 | 0.026185 | 0.026454 | 0.026735 | 0.027033 | 0.027339 | 0.027636 | 0.027932 | 0.028225 | 0.028517 | 0.028811
Scenario 4: Reference ZEAS Phase In | SDG&E | Com | FoodServ | Com - Office (Small) | Electric Demand (MW) | Energy Efficiency | 0.0017634 | 0.0017723 | 0.0017814 | 0.0017905 | 0.0017997 | 0.0018091 | 0.0018186 | 0.0018283 | 0.001838 | 0.0018479 | 0.0018578 | 0.0018678 | 0.0018779
Scenario 4: Reference ZEAS Phase In | SDG&E | Com | FoodServ | Com - Office (Small) | Electric Energy (GWh/year) | Energy Efficiency | 0.015467 | 0.015545 | 0.015625 | 0.015705 | 0.015786 | 0.015868 | 0.015952 | 0.016036 | 0.016122 | 0.016208 | 0.016295 | 0.016383 | 0.016472
Scenario 4: Reference ZEAS Phase In | SDG&E | Com | FoodServ | Com - Other | Electric Demand (MW) | Energy Efficiency | 0.63764 | 0.65165 | 0.66597 | 0.68062 | 0.71402 | 0.72938 | 0.74506 | 0.76099 | 0.77714 | 0.79353 | 0.81011 | 0.82691 | 0.84397
Scenario 4: Reference ZEAS Phase In | SDG&E | Com | FoodServ | Com - Other | Electric Demand (MW) | Fuel Substitution | -4.2504 | -4.2214 | -4.1925 | -4.1638 | -4.1353 | -4.107 | -4.0789 | -4.051 | -4.0233 | -3.9958 | -3.9684 | -3.9413 | -3.9143
Scenario 4: Reference ZEAS Phase In | SDG&E | Com | FoodServ | Com - Other | Electric Energy (GWh/year) | Energy Efficiency | 3.3103 | 3.3814 | 3.4541 | 3.5284 | 3.686 | 3.7637 | 3.8431 | 3.9238 | 4.0056 | 4.0887 | 4.1727 | 4.2578 | 4.3443
Scenario 4: Reference ZEAS Phase In | SDG&E | Com | FoodServ | Com - Other | Electric Energy (GWh/year) | Fuel Substitution | -24.8856 | -24.7153 | -24.5462 | -24.3783 | -24.2115 | -24.0458 | -23.8813 | -23.7179 | -23.5556 | -23.3945 | -23.2344 | -23.0754 | -22.9175
Scenario 4: Reference ZEAS Phase In | SDG&E | Com | FoodServ | Com - Other | Gas Energy (MMTherm/year) | Energy Efficiency | 0.22167 | 0.23381 | 0.24617 | 0.25877 | 0.27142 | 0.28432 | 0.29743 | 0.31072 | 0.32415 | 0.33775 | 0.35148 | 0.36535 | 0.37941
Scenario 4: Reference ZEAS Phase In | SDG&E | Com | FoodServ | Com - Other | Gas Energy (MMTherm/year) | Fuel Substitution | 2.3903 | 2.374 | 2.3577 | 2.3416 | 2.3256 | 2.3096 | 2.2938 | 2.2781 | 2.2626 | 2.2471 | 2.2317 | 2.2164 | 2.2013
Scenario 4: Reference ZEAS Phase In | SDG&E | Com | FoodServ | Com - Restaurant | Electric Demand (MW) | Energy Efficiency | 1.1723 | 1.194 | 1.2164 | 1.2396 | 1.3012 | 1.3262 | 1.3519 | 1.3784 | 1.4054 | 1.4328 | 1.4609 | 1.4894 | 1.5185
Scenario 4: Reference ZEAS Phase In | SDG&E | Com | FoodServ | Com - Restaurant | Electric Demand (MW) | Fuel Substitution | -9.4551 | -9.3721 | -9.2898 | -9.2083 | -9.1274 | -9.0473 | -8.9678 | -8.8891 | -8.8111 | -8.7337 | -8.657 | -8.581 | -8.5057
Scenario 4: Reference ZEAS Phase In | SDG&E | Com | FoodServ | Com - Restaurant | Electric Energy (GWh/year) | Energy Efficiency | 6.2845 | 6.3932 | 6.5061 | 6.6232 | 6.9109 | 7.0366 | 7.1664 | 7.3 | 7.4362 | 7.5749 | 7.7165 | 7.8608 | 8.0077
Scenario 4: Reference ZEAS Phase In | SDG&E | Com | FoodServ | Com - Restaurant | Electric Energy (GWh/year) | Fuel Substitution | -91.3129 | -90.5112 | -89.7165 | -88.9288 | -88.1481 | -87.3741 | -86.607 | -85.8466 | -85.0929 | -84.3458 | -83.6053 | -82.8713 | -82.1437
Scenario 4: Reference ZEAS Phase In | SDG&E | Com | FoodServ | Com - Restaurant | Gas Energy (MMTherm/year) | Energy Efficiency | 0.43463 | 0.45862 | 0.48327 | 0.50857 | 0.53456 | 0.56104 | 0.58816 | 0.61586 | 0.64395 | 0.67242 | 0.70132 | 0.73064 | 0.76033
Scenario 4: Reference ZEAS Phase In | SDG&E | Com | FoodServ | Com - Restaurant | Gas Energy (MMTherm/year) | Fuel Substitution | 9.1731 | 9.0925 | 9.0127 | 8.9336 | 8.8551 | 8.7774 | 8.7003 | 8.6239 | 8.5482 | 8.4732 | 8.3988 | 8.325 | 8.2519
Scenario 4: Reference ZEAS Phase In | SDG&E | Com | FoodServ | Com - Retail | Electric Demand (MW) | Energy Efficiency | 0.0049543 | 0.0064283 | 0.0079412 | 0.0094924 | 0.011058 | 0.012664 | 0.014308 | 0.015985 | 0.01769 | 0.019426 | 0.021186 | 0.022976 | 0.024799
Scenario 4: Reference ZEAS Phase In | SDG&E | Com | FoodServ | Com - Retail | Electric Energy (GWh/year) | Energy Efficiency | 0.03794 | 0.045227 | 0.05271 | 0.060386 | 0.068135 | 0.076085 | 0.084231 | 0.092542 | 0.101 | 0.1096 | 0.11833 | 0.12721 | 0.13626
Scenario 4: Reference ZEAS Phase In | SDG&E | Com | FoodServ | Com - Retail | Gas Energy (MMTherm/year) | Energy Efficiency | 0.0001231 | 0.00024902 | 0.00037818 | 0.00051053 | 0.00064407 | 0.00078094 | 0.00092103 | 0.0010639 | 0.001209 | 0.0013567 | 0.0015065 | 0.0016586 | 0.0018136
Scenario 4: Reference ZEAS Phase In | SDG&E | Com | FoodServ | Com - School | Electric Demand (MW) | Energy Efficiency | 0.18928 | 0.19865 | 0.20803 | 0.21743 | 0.22936 | 0.23888 | 0.24841 | 0.25796 | 0.26758 | 0.27724 | 0.28697 | 0.29677 | 0.30661
Scenario 4: Reference ZEAS Phase In | SDG&E | Com | FoodServ | Com - School | Electric Demand (MW) | Fuel Substitution | -0.25213 | -0.24602 | -0.24006 | -0.23424 | -0.22857 | -0.22303 | -0.21763 | -0.21236 | -0.20721 | -0.20219 | -0.19729 | -0.19251 | -0.18785
Scenario 4: Reference ZEAS Phase In | SDG&E | Com | FoodServ | Com - School | Electric Energy (GWh/year) | Energy Efficiency | 0.97009 | 1.0166 | 1.0631 | 1.1098 | 1.1677 | 1.215 | 1.2623 | 1.3097 | 1.3575 | 1.4056 | 1.4539 | 1.5026 | 1.5516
Scenario 4: Reference ZEAS Phase In | SDG&E | Com | FoodServ | Com - School | Electric Energy (GWh/year) | Fuel Substitution | -3.0922 | -3.0173 | -2.9442 | -2.8728 | -2.8032 | -2.7353 | -2.669 | -2.6044 | -2.5413 | -2.4797 | -2.4196 | -2.361 | -2.3038
Scenario 4: Reference ZEAS Phase In | SDG&E | Com | FoodServ | Com - School | Gas Energy (MMTherm/year) | Energy Efficiency | 0.05625 | 0.060081 | 0.063908 | 0.067734 | 0.071577 | 0.075415 | 0.079249 | 0.083086 | 0.086937 | 0.0908 | 0.09468 | 0.098576 | 0.10248
Scenario 4: Reference ZEAS Phase In | SDG&E | Com | FoodServ | Com - School | Gas Energy (MMTherm/year) | Fuel Substitution | 0.32448 | 0.31662 | 0.30895 | 0.30146 | 0.29416 | 0.28703 | 0.28008 | 0.27329 | 0.26667 | 0.26021 | 0.2539 | 0.24775 | 0.24175
Scenario 4: Reference ZEAS Phase In | SDG&E | Com | HVAC | Com - College | Electric Demand (MW) | Energy Efficiency | 0.23661 | 0.24854 | 0.25554 | 0.055592 | 0.063663 | 0.071868 | 0.2794 | 0.28671 | 0.092148 | 0.10065 | 0.10919 | 0.11827 | 0.12744
Scenario 4: Reference ZEAS Phase In | SDG&E | Com | HVAC | Com - College | Electric Energy (GWh/year) | Energy Efficiency | 0.97554 | 1.0119 | 1.0131 | 0.12431 | 0.13002 | 0.13584 | 0.98374 | 0.98486 | 0.11813 | 0.12378 | 0.12945 | 0.1355 | 0.14161
Scenario 4: Reference ZEAS Phase In | SDG&E | Com | HVAC | Com - College | Electric Energy (GWh/year) | Fuel Substitution | 0.024324 | 0.024202 | 0.02408 | 0.033908 | 0 | 0 | 0 | 0 | 0 | 0 | 0 | 0 | 0
Scenario 4: Reference ZEAS Phase In | SDG&E | Com | HVAC | Com - College | Gas Energy (MMTherm/year) | Energy Efficiency | 0.00015388 | 0.019985 | 0.020974 | 0.022608 | 0.023598 | 0.024606 | 0.0064265 | 0.0072299 | 0.0086468 | 0.0094631 | 0.010282 | 0.011154 | 0.012032
Scenario 4: Reference ZEAS Phase In | SDG&E | Com | HVAC | Com - College | Gas Energy (MMTherm/year) | Fuel Substitution | 0.0058899 | 0.0058603 | 0.0058308 | 0.0058015 | 0 | 0 | 0 | 0 | 0 | 0 | 0 | 0 | 0
Scenario 4: Reference ZEAS Phase In | SDG&E | Com | HVAC | Com - Grocery | Electric Demand (MW) | Energy Efficiency | 1.5762 | 1.5899 | 1.6039 | 1.6185 | 1.6332 | 1.6486 | 1.6645 | 1.681 | 0.47762 | 0.48055 | 0.48353 | 0.48658 | 0.25389
Scenario 4: Reference ZEAS Phase In | SDG&E | Com | HVAC | Com - Grocery | Electric Energy (GWh/year) | Energy Efficiency | 7.8434 | 7.9346 | 8.0277 | 8.124 | 8.221 | 8.3216 | 8.4257 | 8.5327 | 2.4793 | 2.5181 | 2.5574 | 2.5971 | 1.5559
Scenario 4: Reference ZEAS Phase In | SDG&E | Com | HVAC | Com - Grocery | Electric Energy (GWh/year) | Fuel Substitution | -3.5825 | -3.5501 | -3.5179 | -3.4861 | 0 | 0 | 0 | 0 | 0 | 0 | 0 | 0 | 0
Scenario 4: Reference ZEAS Phase In | SDG&E | Com | HVAC | Com - Grocery | Gas Energy (MMTherm/year) | Energy Efficiency | -0.015009 | -0.010885 | -0.0067301 | -0.0025141 | 0.0017034 | 0.0059911 | 0.010349 | 0.014762 | 0.03638 | 0.041058 | 0.045769 | 0.05052 | 0.056063
Scenario 4: Reference ZEAS Phase In | SDG&E | Com | HVAC | Com - Grocery | Gas Energy (MMTherm/year) | Fuel Substitution | 0.49728 | 0.49277 | 0.48831 | 0.48389 | 0 | 0 | 0 | 0 | 0 | 0 | 0 | 0 | 0
Scenario 4: Reference ZEAS Phase In | SDG&E | Com | HVAC | Com - Health | Electric Demand (MW) | Energy Efficiency | 1.2447 | 1.2625 | 1.2796 | 1.304 | 1.3207 | 1.3365 | 1.3425 | 1.3551 | 1.2997 | 1.3511 | 1.3667 | 1.3802 | 1.3926
Scenario 4: Reference ZEAS Phase In | SDG&E | Com | HVAC | Com - Health | Electric Energy (GWh/year) | Energy Efficiency | 7.8525 | 9.9082 | 10.0535 | 10.2516 | 10.7462 | 10.8794 | 10.9383 | 11.0442 | 8.5798 | 8.996 | 9.138 | 9.2617 | 11.2058
Scenario 4: Reference ZEAS Phase In | SDG&E | Com | HVAC | Com - Health | Electric Energy (GWh/year) | Fuel Substitution | 0.27396 | 0.27304 | 0.27213 | 0.27121 | 0 | 0 | 0 | 0 | 0 | 0 | 0 | 0 | 0
Scenario 4: Reference ZEAS Phase In | SDG&E | Com | HVAC | Com - Health | Gas Energy (MMTherm/year) | Energy Efficiency | 0.055523 | 0.48072 | 0.4908 | 0.52853 | 0.60828 | 0.61782 | 0.59857 | 0.60591 | 0.1414 | 0.15089 | 0.16177 | 0.17144 | 0.57886
Scenario 4: Reference ZEAS Phase In | SDG&E | Com | HVAC | Com - Health | Gas Energy (MMTherm/year) | Fuel Substitution | 0.031306 | 0.031201 | 0.031096 | 0.030992 | 0 | 0 | 0 | 0 | 0 | 0 | 0 | 0 | 0
Scenario 4: Reference ZEAS Phase In | SDG&E | Com | HVAC | Com - Lodging | Electric Demand (MW) | Energy Efficiency | 1.0293 | 1.039 | 1.0479 | 1.0566 | 1.0644 | 1.0719 | 1.0756 | 1.0822 | 0.67535 | 0.67941 | 0.68321 | 0.68679 | 0.69025
Scenario 4: Reference ZEAS Phase In | SDG&E | Com | HVAC | Com - Lodging | Electric Energy (GWh/year) | Energy Efficiency | 7.8677 | 7.9418 | 8.0096 | 8.0764 | 8.1362 | 8.1939 | 8.2237 | 8.2744 | 3.8177 | 3.8831 | 3.9457 | 4.0057 | 4.0643
Scenario 4: Reference ZEAS Phase In | SDG&E | Com | HVAC | Com - Lodging | Electric Energy (GWh/year) | Fuel Substitution | -0.51996 | -0.51574 | -0.51155 | -0.5074 | 0 | 0 | 0 | 0 | 0 | 0 | 0 | 0 | 0
Scenario 4: Reference ZEAS Phase In | SDG&E | Com | HVAC | Com - Lodging | Gas Energy (MMTherm/year) | Energy Efficiency | 0.43505 | 0.4397 | 0.44398 | 0.44818 | 0.45198 | 0.45565 | 0.44606 | 0.44922 | 0.096292 | 0.10213 | 0.10777 | 0.11321 | 0.11855
Scenario 4: Reference ZEAS Phase In | SDG&E | Com | HVAC | Com - Lodging | Gas Energy (MMTherm/year) | Fuel Substitution | 0.11 | 0.1091 | 0.10822 | 0.10734 | 0 | 0 | 0 | 0 | 0 | 0 | 0 | 0 | 0
Scenario 4: Reference ZEAS Phase In | SDG&E | Com | HVAC | Com - Office (Large) | Electric Demand (MW) | Energy Efficiency | 0.023886 | 0.024145 | 0.024402 | 0.024662 | 0.024916 | 0.025181 | 0.010661 | 0.010733 | 0.010803 | 0.010872 | 0.010941 | 0.011009 | 0.011078
Scenario 4: Reference ZEAS Phase In | SDG&E | Com | HVAC | Com - Office (Large) | Electric Energy (GWh/year) | Energy Efficiency | 0.145 | 0.14656 | 0.14813 | 0.1497 | 0.15124 | 0.15285 | 0.047487 | 0.04767 | 0.047848 | 0.048026 | 0.048202 | 0.048377 | 0.048553
Scenario 4: Reference ZEAS Phase In | SDG&E | Com | HVAC | Com - Office (Large) | Gas Energy (MMTherm/year) | Energy Efficiency | 0.069469 | 0.070221 | 0.070971 | 0.071725 | 0.072463 | 0.073233 | 0.016737 | 0.016737 | 0.016737 | 0.016737 | 0.016737 | 0.016737 | 0.016737
Scenario 4: Reference ZEAS Phase In | SDG&E | Com | HVAC | Com - Office (Small) | Electric Demand (MW) | Energy Efficiency | 0.032985 | 0.041672 | 0.050336 | 0.058979 | 0.06759 | 0.076193 | 0.084794 | 0.093376 | 0.10194 | 0.11048 | 0.11899 | 0.12748 | 0.13596
Scenario 4: Reference ZEAS Phase In | SDG&E | Com | HVAC | Com - Office (Small) | Electric Energy (GWh/year) | Energy Efficiency | 0.058957 | 0.064208 | 0.069447 | 0.074676 | 0.079889 | 0.0851 | 0.090314 | 0.095519 | 0.10072 | 0.1059 | 0.11107 | 0.11623 | 0.12139
Scenario 4: Reference ZEAS Phase In | SDG&E | Com | HVAC | Com - Office (Small) | Gas Energy (MMTherm/year) | Energy Efficiency | 0.00056979 | 0.0011379 | 0.0017044 | 0.0022695 | 0.0028322 | 0.0033944 | 0.0039562 | 0.0045167 | 0.0050759 | 0.0056332 | 0.0061889 | 0.006743 | 0.007296
Scenario 4: Reference ZEAS Phase In | SDG&E | Com | HVAC | Com - Other | Electric Demand (MW) | Energy Efficiency | 1.0686 | 1.241 | 1.3662 | 1.4936 | 1.6216 | 1.7518 | 1.884 | 2.0179 | 1.3845 | 1.5088 | 2.3457 | 2.4842 | 2.6244
Scenario 4: Reference ZEAS Phase In | SDG&E | Com | HVAC | Com - Other | Electric Energy (GWh/year) | Energy Efficiency | 3.2399 | 3.4922 | 3.661 | 3.833 | 4.006 | 4.1821 | 4.3614 | 4.543 | 2.1842 | 2.3288 | 4.9016 | 5.09 | 5.2808
Scenario 4: Reference ZEAS Phase In | SDG&E | Com | HVAC | Com - Other | Electric Energy (GWh/year) | Fuel Substitution | -1.8026 | -1.7903 | -1.7781 | -1.7446 | 0 | 0 | 0 | 0 | 0 | 0 | 0 | 0 | 0
Scenario 4: Reference ZEAS Phase In | SDG&E | Com | HVAC | Com - Other | Gas Energy (MMTherm/year) | Energy Efficiency | 0.083659 | 0.10203 | 0.12069 | 0.13966 | 0.15872 | 0.17809 | 0.19775 | 0.21765 | 0.18639 | 0.20586 | 0.27617 | 0.29684 | 0.31775
Scenario 4: Reference ZEAS Phase In | SDG&E | Com | HVAC | Com - Other | Gas Energy (MMTherm/year) | Fuel Substitution | 0.34967 | 0.34728 | 0.3449 | 0.34254 | 0 | 0 | 0 | 0 | 0 | 0 | 0 | 0 | 0
Scenario 4: Reference ZEAS Phase In | SDG&E | Com | HVAC | Com - Restaurant | Electric Demand (MW) | Energy Efficiency | 0.010263 | 0.01657 | 0.023022 | 0.029617 | 0.036363 | 0.043216 | 0.050209 | 0.057331 | 0.064532 | 0.071818 | 0.079194 | 0.08666 | 0.094207
Scenario 4: Reference ZEAS Phase In | SDG&E | Com | HVAC | Com - Restaurant | Electric Energy (GWh/year) | Energy Efficiency | 0.033886 | 0.055872 | 0.078361 | 0.10135 | 0.12486 | 0.14875 | 0.17313 | 0.19795 | 0.22305 | 0.24844 | 0.27415 | 0.30017 | 0.32647
Scenario 4: Reference ZEAS Phase In | SDG&E | Com | HVAC | Com - Restaurant | Electric Energy (GWh/year) | Fuel Substitution | 0.0043487 | 0.0043105 | 0.031363 | 0.031088 | 0 | 0 | 0 | 0 | 0 | 0 | 0 | 0 | 0
Scenario 4: Reference ZEAS Phase In | SDG&E | Com | HVAC | Com - Restaurant | Gas Energy (MMTherm/year) | Energy Efficiency | 0.69684 | 0.70243 | 0.70834 | 0.71456 | 0.72111 | 0.7279 | 0.735 | 0.74239 | 0.74997 | 0.75776 | 0.76576 | 0.77397 | 0.78238
Scenario 4: Reference ZEAS Phase In | SDG&E | Com | HVAC | Com - Restaurant | Gas Energy (MMTherm/year) | Fuel Substitution | 0.0010001 | 0.00099133 | 0.0045904 | 0.0045501 | 0 | 0 | 0 | 0 | 0 | 0 | 0 | 0 | 0
Scenario 4: Reference ZEAS Phase In | SDG&E | Com | HVAC | Com - Retail | Electric Demand (MW) | Energy Efficiency | 2.7175 | 2.7503 | 2.7847 | 2.8207 | 2.8574 | 2.8957 | 2.9299 | 2.9712 | 0.48886 | 0.5123 | 0.53606 | 0.5602 | 0.5848
Scenario 4: Reference ZEAS Phase In | SDG&E | Com | HVAC | Com - Retail | Electric Energy (GWh/year) | Energy Efficiency | 9.7285 | 9.7857 | 9.8472 | 9.9127 | 9.9802 | 10.052 | 10.0871 | 10.1663 | 1.1761 | 1.1897 | 1.2036 | 1.2177 | 1.232
Scenario 4: Reference ZEAS Phase In | SDG&E | Com | HVAC | Com - Retail | Electric Energy (GWh/year) | Fuel Substitution | 0.27932 | 0.27701 | 0.27471 | 0.27244 | 0 | 0 | 0 | 0 | 0 | 0 | 0 | 0 | 0
Scenario 4: Reference ZEAS Phase In | SDG&E | Com | HVAC | Com - Retail | Gas Energy (MMTherm/year) | Energy Efficiency | 0.068165 | 0.068867 | 0.069605 | 0.070381 | 0.071172 | 0.072001 | 0.051039 | 0.051776 | 0.010368 | 0.010802 | 0.011242 | 0.011689 | 0.012144
Scenario 4: Reference ZEAS Phase In | SDG&E | Com | HVAC | Com - Retail | Gas Energy (MMTherm/year) | Fuel Substitution | 0.014609 | 0.014488 | 0.014368 | 0.014249 | 0 | 0 | 0 | 0 | 0 | 0 | 0 | 0 | 0
Scenario 4: Reference ZEAS Phase In | SDG&E | Com | HVAC | Com - School | Electric Demand (MW) | Energy Efficiency | 0.22386 | 0.24164 | 0.2594 | 0.27713 | 0.29493 | 0.32189 | 0.33078 | 0.34851 | 0.20935 | 0.23096 | 0.25255 | 0.2741 | 0.2956
Scenario 4: Reference ZEAS Phase In | SDG&E | Com | HVAC | Com - School | Electric Energy (GWh/year) | Energy Efficiency | 1.1977 | 1.2369 | 1.2764 | 1.316 | 1.3562 | 1.4631 | 1.4398 | 1.4806 | 0.60739 | 0.67117 | 0.73485 | 0.79844 | 0.86187
Scenario 4: Reference ZEAS Phase In | SDG&E | Com | HVAC | Com - School | Electric Energy (GWh/year) | Fuel Substitution | 0.0027076 | 0.002642 | 0.002578 | 0.0025155 | 0 | 0 | 0 | 0 | 0 | 0 | 0 | 0 | 0
Scenario 4: Reference ZEAS Phase In | SDG&E | Com | HVAC | Com - School | Gas Energy (MMTherm/year) | Energy Efficiency | 0.0094845 | 0.020103 | 0.030654 | 0.041137 | 0.051597 | 0.097613 | 0.073768 | 0.084042 | 0.095259 | 0.10546 | 0.11564 | 0.1258 | 0.13594
Scenario 4: Reference ZEAS Phase In | SDG&E | Com | HVAC | Com - School | Gas Energy (MMTherm/year) | Fuel Substitution | 0.010345 | 0.010094 | 0.0098496 | 0.009611 | 0 | 0 | 0 | 0 | 0 | 0 | 0 | 0 | 0
Scenario 4: Reference ZEAS Phase In | SDG&E | Com | HVAC | Com - Warehouse | Electric Demand (MW) | Energy Efficiency | 0.00087096 | 0.00087842 | 0.00088608 | 0.00089413 | 0.00090232 | 0.00091082 | 0.00091953 | 0.00092846 | 0.00093761 | 0.00094699 | 0.00095654 | 0.00096626 | 0.00014297
Scenario 4: Reference ZEAS Phase In | SDG&E | Com | HVAC | Com - Warehouse | Electric Energy (GWh/year) | Energy Efficiency | 0.0026668 | 0.0026896 | 0.0027131 | 0.0027378 | 0.0027628 | 0.0027889 | 0.0028155 | 0.0028429 | 0.0028709 | 0.0028996 | 0.0029289 | 0.0029586 | 0.00043777
Scenario 4: Reference ZEAS Phase In | SDG&E | Com | HVAC | Com - Warehouse | Electric Energy (GWh/year) | Fuel Substitution | -0.34165 | -0.34029 | -0.33811 | -0.33676 | 0 | 0 | 0 | 0 | 0 | 0 | 0 | 0 | 0
Scenario 4: Reference ZEAS Phase In | SDG&E | Com | HVAC | Com - Warehouse | Gas Energy (MMTherm/year) | Fuel Substitution | 0.056742 | 0.056516 | 0.05629 | 0.056066 | 0 | 0 | 0 | 0 | 0 | 0 | 0 | 0 | 0
Scenario 4: Reference ZEAS Phase In | SDG&E | Com | Lighting | Com - College | Electric Demand (MW) | Energy Efficiency | 0 | 0.25883 | 0.2618 | 0.26485 | 0.26785 | 0.27091 | 0.27406 | 0.27724 | 0.030293 | 0.030293 | 0.030293 | 0.030293 | 0.030293
Scenario 4: Reference ZEAS Phase In | SDG&E | Com | Lighting | Com - College | Electric Energy (GWh/year) | Energy Efficiency | 0 | 1.009 | 1.0205 | 1.0324 | 1.0441 | 1.0561 | 1.0683 | 1.0807 | 0.11809 | 0.11809 | 0.11809 | 0.11809 | 0.11809
Scenario 4: Reference ZEAS Phase In | SDG&E | Com | Lighting | Com - College | Gas Energy (MMTherm/year) | Energy Efficiency | 0 | -0.0045312 | -0.0045831 | -0.0046366 | -0.004689 | -0.0047427 | -0.0047978 | -0.0048535 | -0.00053032 | -0.00053032 | -0.00053032 | -0.00053032 | -0.00053032
Scenario 4: Reference ZEAS Phase In | SDG&E | Com | Lighting | Com - Grocery | Electric Demand (MW) | Energy Efficiency | 0.16744 | 0.16889 | 0.17038 | 0.17193 | 0.1735 | 0.17513 | 0.17682 | 0.17858 | 0.18036 | 0.18218 | 0.18405 | 0.18595 | 0.1879
Scenario 4: Reference ZEAS Phase In | SDG&E | Com | Lighting | Com - Grocery | Electric Energy (GWh/year) | Energy Efficiency | 0.96177 | 0.97011 | 0.97866 | 0.98756 | 0.99655 | 1.0059 | 1.0157 | 1.0257 | 1.036 | 1.0465 | 1.0572 | 1.0681 | 1.0793
Scenario 4: Reference ZEAS Phase In | SDG&E | Com | Lighting | Com - Grocery | Gas Energy (MMTherm/year) | Energy Efficiency | -0.011472 | -0.011571 | -0.011673 | -0.011779 | -0.011887 | -0.011998 | -0.012115 | -0.012235 | -0.012357 | -0.012482 | -0.012609 | -0.01274 | -0.012874
Scenario 4: Reference ZEAS Phase In | SDG&E | Com | Lighting | Com - Health | Electric Demand (MW) | Energy Efficiency | 0.35028 | 0.35682 | 0.36318 | 0.3696 | 0.37578 | 0.38164 | 0.38651 | 0.39125 | 0.3961 | 0.40142 | 0.40743 | 0.41266 | 0.41746
Scenario 4: Reference ZEAS Phase In | SDG&E | Com | Lighting | Com - Health | Electric Energy (GWh/year) | Energy Efficiency | 2.1469 | 2.1871 | 2.226 | 2.2654 | 2.3032 | 2.3392 | 2.369 | 2.3981 | 2.4278 | 2.4604 | 2.4972 | 2.5293 | 2.5587
Scenario 4: Reference ZEAS Phase In | SDG&E | Com | Lighting | Com - Health | Gas Energy (MMTherm/year) | Energy Efficiency | -0.01186 | -0.012081 | -0.012297 | -0.012514 | -0.012723 | -0.012921 | -0.013086 | -0.013247 | -0.013411 | -0.013591 | -0.013795 | -0.013972 | -0.014134
Scenario 4: Reference ZEAS Phase In | SDG&E | Com | Lighting | Com - Office (Large) | Electric Demand (MW) | Energy Efficiency | 0.3583 | 0.36217 | 0.36604 | 0.36993 | 0.37374 | 0.37771 | 0.38192 | 0.38624 | 0.39044 | 0.39462 | 0.39876 | 0.40289 | 0.40703
Scenario 4: Reference ZEAS Phase In | SDG&E | Com | Lighting | Com - Office (Large) | Electric Energy (GWh/year) | Energy Efficiency | 2.636 | 2.6645 | 2.693 | 2.7216 | 2.7496 | 2.7789 | 2.8098 | 2.8416 | 2.8725 | 2.9033 | 2.9337 | 2.9641 | 2.9946
Scenario 4: Reference ZEAS Phase In | SDG&E | Com | Lighting | Com - Office (Large) | Gas Energy (MMTherm/year) | Energy Efficiency | -0.0026136 | -0.0026419 | -0.0026701 | -0.0026985 | -0.0027263 | -0.0027552 | -0.002786 | -0.0028175 | -0.0028481 | -0.0028786 | -0.0029088 | -0.0029389 | -0.0029691
Scenario 4: Reference ZEAS Phase In | SDG&E | Com | Lighting | Com - Refrig. Warehouse | Electric Demand (MW) | Energy Efficiency | 0.00049932 | 0.00049973 | 0.00050042 | 0.00050117 | 0.00050208 | 0.0005032 | 0.00050458 | 0.00050622 | 0.00050817 | 0.00051037 | 0.00051287 | 0.0005157 | 0.00051882
Scenario 4: Reference ZEAS Phase In | SDG&E | Com | Lighting | Com - Refrig. Warehouse | Electric Energy (GWh/year) | Energy Efficiency | 0.0044341 | 0.0044378 | 0.0044439 | 0.0044505 | 0.0044586 | 0.0044686 | 0.0044809 | 0.0044954 | 0.0045127 | 0.0045322 | 0.0045545 | 0.0045796 | 0.0046073
Scenario 4: Reference ZEAS Phase In | SDG&E | Com | Lighting | Com - Restaurant | Electric Demand (MW) | Energy Efficiency | 0.11699 | 0.1176 | 0.11826 | 0.11896 | 0.11971 | 0.12049 | 0.12132 | 0.12219 | 0.12309 | 0.12402 | 0.12498 | 0.12597 | 0.12699
Scenario 4: Reference ZEAS Phase In | SDG&E | Com | Lighting | Com - Restaurant | Electric Energy (GWh/year) | Energy Efficiency | 0.73153 | 0.73535 | 0.73945 | 0.74384 | 0.74853 | 0.75343 | 0.75862 | 0.76406 | 0.76969 | 0.7755 | 0.78151 | 0.78771 | 0.79409
Scenario 4: Reference ZEAS Phase In | SDG&E | Com | Lighting | Com - Restaurant | Gas Energy (MMTherm/year) | Energy Efficiency | -0.0022394 | -0.002251 | -0.0022636 | -0.002277 | -0.0022914 | -0.0023064 | -0.0023223 | -0.002339 | -0.0023562 | -0.002374 | -0.0023923 | -0.0024113 | -0.0024309
Scenario 4: Reference ZEAS Phase In | SDG&E | Com | Lighting | Com - Retail | Electric Demand (MW) | Energy Efficiency | 0.78921 | 0.79307 | 0.79725 | 0.80173 | 0.80637 | 0.81134 | 0.81662 | 0.82217 | 0.82797 | 0.83402 | 0.84029 | 0.84681 | 0.85361
Scenario 4: Reference ZEAS Phase In | SDG&E | Com | Lighting | Com - Retail | Electric Energy (GWh/year) | Energy Efficiency | 4.9164 | 4.9405 | 4.9665 | 4.9944 | 5.0233 | 5.0542 | 5.0871 | 5.1217 | 5.1578 | 5.1955 | 5.2346 | 5.2752 | 5.3176
Scenario 4: Reference ZEAS Phase In | SDG&E | Com | Lighting | Com - Retail | Gas Energy (MMTherm/year) | Energy Efficiency | -0.0073798 | -0.0074159 | -0.0074549 | -0.0074969 | -0.0075402 | -0.0075867 | -0.007636 | -0.007688 | -0.0077422 | -0.0077988 | -0.0078574 | -0.0079184 | -0.007982
Scenario 4: Reference ZEAS Phase In | SDG&E | Com | Lighting | Com - Warehouse | Electric Demand (MW) | Energy Efficiency | 0.017983 | 0.018137 | 0.018295 | 0.018461 | 0.01863 | 0.018806 | 0.018986 | 0.01917 | 0.0018977 | 0.0018977 | 0.0018977 | 0.0018977 | 0.0018977
Scenario 4: Reference ZEAS Phase In | SDG&E | Com | Lighting | Com - Warehouse | Electric Energy (GWh/year) | Energy Efficiency | 0.14924 | 0.15052 | 0.15183 | 0.15321 | 0.15461 | 0.15607 | 0.15756 | 0.15909 | 0.015749 | 0.015749 | 0.015749 | 0.015749 | 0.015749
Scenario 4: Reference ZEAS Phase In | SDG&E | Com | Lighting | Com - Warehouse | Gas Energy (MMTherm/year) | Energy Efficiency | -0.00049853 | -0.0005028 | -0.00050719 | -0.00051179 | -0.00051648 | -0.00052135 | -0.00052633 | -0.00053144 | -5.2609e-05 | -5.2609e-05 | -5.2609e-05 | -5.2609e-05 | -5.2609e-05
Scenario 4: Reference ZEAS Phase In | SDG&E | Com | WaterHeat | Com - College | Electric Demand (MW) | Energy Efficiency | 0.23718 | 0.23985 | 0.24255 | 0.24534 | 0.24807 | 0.25087 | 0.25346 | 0.25636 | 0.25929 | 0.26228 | 0.26529 | 0.26857 | 0.27189
Scenario 4: Reference ZEAS Phase In | SDG&E | Com | WaterHeat | Com - College | Electric Demand (MW) | Fuel Substitution | 0 | 0 | 0.82656 | 1.6448 | 2.4548 | 2.4424 | 2.4301 | 2.4179 | 2.4057 | 2.3936 | 2.3816 | 2.3696 | 2.3577
Scenario 4: Reference ZEAS Phase In | SDG&E | Com | WaterHeat | Com - College | Electric Energy (GWh/year) | Energy Efficiency | 0.89957 | 0.90969 | 0.91996 | 0.93053 | 0.94088 | 0.95149 | 0.96131 | 0.97229 | 0.98341 | 0.99475 | 1.0062 | 1.0186 | 1.0312
Scenario 4: Reference ZEAS Phase In | SDG&E | Com | WaterHeat | Com - College | Electric Energy (GWh/year) | Fuel Substitution | -12.4335 | -12.3709 | -5.7053 | 1.4447 | 8.523 | 8.4801 | 10.1839 | 10.1326 | 10.0816 | 10.0309 | 9.9804 | 9.9302 | 9.8802
Scenario 4: Reference ZEAS Phase In | SDG&E | Com | WaterHeat | Com - College | Gas Energy (MMTherm/year) | Energy Efficiency | 0.49682 | 0.4977 | 0.49603 | 0.4944 | 0.49276 | 0.49114 | 0.44182 | 0.43965 | 0.010132 | 0.010133 | 0.42979 | 0.42768 | 0.42558
Scenario 4: Reference ZEAS Phase In | SDG&E | Com | WaterHeat | Com - College | Gas Energy (MMTherm/year) | Fuel Substitution | 1.4678 | 1.4605 | 1.0923 | 0.66447 | 0.24091 | 0.2397 | 0 | 0 | 0 | 0 | 0 | 0 | 0
Scenario 4: Reference ZEAS Phase In | SDG&E | Com | WaterHeat | Com - Grocery | Electric Demand (MW) | Energy Efficiency | 0.61673 | 0.62208 | 0.62756 | 0.63327 | 0.63903 | 0.64504 | 0.65124 | 0.6577 | 0.66425 | 0.67099 | 0.67785 | 0.68485 | 0.69205
Scenario 4: Reference ZEAS Phase In | SDG&E | Com | WaterHeat | Com - Grocery | Electric Energy (GWh/year) | Energy Efficiency | 3.2388 | 3.2669 | 3.2957 | 3.3257 | 3.3559 | 3.3875 | 3.4201 | 3.454 | 3.4884 | 3.5238 | 3.5598 | 3.5966 | 3.6344
Scenario 4: Reference ZEAS Phase In | SDG&E | Com | WaterHeat | Com - Grocery | Electric Energy (GWh/year) | Fuel Substitution | -0.57205 | -0.56687 | -0.56174 | -0.55665 | -0.55161 | -0.54661 | 0 | 0 | 0 | 0 | 0 | 0 | 0
Scenario 4: Reference ZEAS Phase In | SDG&E | Com | WaterHeat | Com - Grocery | Gas Energy (MMTherm/year) | Energy Efficiency | 0.476 | 0.47192 | 0.46789 | 0.46389 | 0.45994 | 0.45603 | 0.44202 | 0.43808 | 0.003904 | 0.003932 | 0.42358 | 0.4198 | 0.41607
Scenario 4: Reference ZEAS Phase In | SDG&E | Com | WaterHeat | Com - Grocery | Gas Energy (MMTherm/year) | Fuel Substitution | 0.077504 | 0.076802 | 0.076106 | 0.075417 | 0.074734 | 0.074057 | 0 | 0 | 0 | 0 | 0 | 0 | 0
Scenario 4: Reference ZEAS Phase In | SDG&E | Com | WaterHeat | Com - Health | Electric Demand (MW) | Energy Efficiency | 0.71536 | 0.72862 | 0.74161 | 0.75472 | 0.76734 | 0.77931 | 0.78885 | 0.79853 | 0.80843 | 0.8193 | 0.83156 | 0.84224 | 0.85203
Scenario 4: Reference ZEAS Phase In | SDG&E | Com | WaterHeat | Com - Health | Electric Demand (MW) | Fuel Substitution | 0 | 0 | 1.0333 | 2.0597 | 3.0791 | 3.0688 | 3.0585 | 3.0483 | 3.038 | 3.0278 | 3.0177 | 3.0075 | 2.9974
Scenario 4: Reference ZEAS Phase In | SDG&E | Com | WaterHeat | Com - Health | Electric Energy (GWh/year) | Energy Efficiency | 5.943 | 6.0531 | 6.161 | 6.2699 | 6.3748 | 6.4742 | 6.5536 | 6.634 | 6.7163 | 6.8065 | 6.9085 | 6.9972 | 7.0785
Scenario 4: Reference ZEAS Phase In | SDG&E | Com | WaterHeat | Com - Health | Electric Energy (GWh/year) | Fuel Substitution | -34.6747 | -34.5583 | -16.7453 | 2.3975 | 21.412 | 21.3402 | 27.9955 | 27.9015 | 27.8079 | 27.7146 | 27.6216 | 27.5289 | 27.4365
Scenario 4: Reference ZEAS Phase In | SDG&E | Com | WaterHeat | Com - Health | Gas Energy (MMTherm/year) | Energy Efficiency | 0.74412 | 0.75312 | 0.75384 | 0.75459 | 0.75525 | 0.75579 | 0.61194 | 0.61001 | 0.036073 | 0.036079 | 0.5996 | 0.59771 | 0.59583
Scenario 4: Reference ZEAS Phase In | SDG&E | Com | WaterHeat | Com - Health | Gas Energy (MMTherm/year) | Fuel Substitution | 4.1489 | 4.135 | 3.1728 | 2.0502 | 0.93517 | 0.93203 | 0 | 0 | 0 | 0 | 0 | 0 | 0
Scenario 4: Reference ZEAS Phase In | SDG&E | Com | WaterHeat | Com - Lodging | Electric Demand (MW) | Energy Efficiency | 0.1637 | 0.16528 | 0.16684 | 0.16838 | 0.16976 | 0.1711 | 0.16932 | 0.17048 | 0.16954 | 0.17065 | 0.17168 | 0.17265 | 0.17359
Scenario 4: Reference ZEAS Phase In | SDG&E | Com | WaterHeat | Com - Lodging | Electric Demand (MW) | Fuel Substitution | 0 | 0 | 1.2405 | 2.4609 | 3.6614 | 3.6317 | 3.6022 | 3.5729 | 3.5439 | 3.5151 | 3.4866 | 3.4583 | 3.4302
Scenario 4: Reference ZEAS Phase In | SDG&E | Com | WaterHeat | Com - Lodging | Electric Energy (GWh/year) | Energy Efficiency | 1.3255 | 1.3383 | 1.351 | 1.3634 | 1.3746 | 1.3855 | 1.3713 | 1.3808 | 1.3744 | 1.3834 | 1.3917 | 1.3996 | 1.4072
Scenario 4: Reference ZEAS Phase In | SDG&E | Com | WaterHeat | Com - Lodging | Electric Energy (GWh/year) | Fuel Substitution | -43.6313 | -43.2769 | -21.903 | 0.86888 | 23.2723 | 23.0833 | 32.1423 | 31.8813 | 31.6224 | 31.3656 | 31.1109 | 30.8582 | 30.6076
Scenario 4: Reference ZEAS Phase In | SDG&E | Com | WaterHeat | Com - Lodging | Gas Energy (MMTherm/year) | Energy Efficiency | 2.7404 | 2.7479 | 2.7464 | 2.7448 | 2.7423 | 2.7395 | 1.6446 | 1.6324 | 0.13882 | 0.13882 | 0.73505 | 0.73021 | 0.72541
Scenario 4: Reference ZEAS Phase In | SDG&E | Com | WaterHeat | Com - Lodging | Gas Energy (MMTherm/year) | Fuel Substitution | 5.1198 | 5.0782 | 3.9185 | 2.5815 | 1.266 | 1.2557 | 0 | 0 | 0 | 0 | 0 | 0 | 0
Scenario 4: Reference ZEAS Phase In | SDG&E | Com | WaterHeat | Com - Office (Large) | Electric Demand (MW) | Energy Efficiency | 0.10764 | 0.10879 | 0.10995 | 0.11112 | 0.11227 | 0.11346 | 0.11465 | 0.11594 | 0.11721 | 0.11846 | 0.1197 | 0.12094 | 0.12219
Scenario 4: Reference ZEAS Phase In | SDG&E | Com | WaterHeat | Com - Office (Large) | Electric Demand (MW) | Fuel Substitution | 0 | 0 | 0.081143 | 0.15707 | 0.22804 | 0.22072 | 0.21363 | 0.20677 | 0.20013 | 0.1937 | 0.18748 | 0.18146 | 0.17563
Scenario 4: Reference ZEAS Phase In | SDG&E | Com | WaterHeat | Com - Office (Large) | Electric Energy (GWh/year) | Energy Efficiency | 1.943 | 1.9636 | 1.9846 | 2.0057 | 2.0264 | 2.0479 | 2.0692 | 2.0926 | 2.1154 | 2.1381 | 2.1605 | 2.1829 | 2.2053
Scenario 4: Reference ZEAS Phase In | SDG&E | Com | WaterHeat | Com - Office (Large) | Electric Energy (GWh/year) | Fuel Substitution | -5.5652 | -5.3865 | -2.1275 | 1.1776 | 4.2727 | 4.1354 | 4.2703 | 4.1332 | 4.0004 | 3.8719 | 3.7476 | 3.6272 | 3.5107
Scenario 4: Reference ZEAS Phase In | SDG&E | Com | WaterHeat | Com - Office (Large) | Gas Energy (MMTherm/year) | Energy Efficiency | 1.3432 | 1.307 | 1.2688 | 1.2319 | 1.1962 | 1.1617 | 1.0601 | 1.0269 | 0.026652 | 0.026652 | 0.93187 | 0.90279 | 0.87465
Scenario 4: Reference ZEAS Phase In | SDG&E | Com | WaterHeat | Com - Office (Large) | Gas Energy (MMTherm/year) | Fuel Substitution | 0.65053 | 0.62963 | 0.4402 | 0.23338 | 0.0394 | 0.038135 | 0 | 0 | 0 | 0 | 0 | 0 | 0
Scenario 4: Reference ZEAS Phase In | SDG&E | Com | WaterHeat | Com - Office (Small) | Electric Demand (MW) | Energy Efficiency | 0.010119 | 0.01017 | 0.010222 | 0.010274 | 0.010327 | 0.010381 | 0.010436 | 0.010491 | 0.010547 | 0.010603 | 0.01066 | 0.010718 | 0.010776
Scenario 4: Reference ZEAS Phase In | SDG&E | Com | WaterHeat | Com - Office (Small) | Electric Demand (MW) | Fuel Substitution | 0 | 0 | 0.0082095 | 0.01625 | 0.024124 | 0.023875 | 0.023629 | 0.023386 | 0.023145 | 0.022907 | 0.022671 | 0.022437 | 0.022206
Scenario 4: Reference ZEAS Phase In | SDG&E | Com | WaterHeat | Com - Office (Small) | Electric Energy (GWh/year) | Energy Efficiency | 1.0805 | 1.0859 | 1.0914 | 1.097 | 1.1026 | 1.1084 | 1.1142 | 1.1201 | 1.1261 | 1.1321 | 1.1382 | 1.1443 | 1.1506
Scenario 4: Reference ZEAS Phase In | SDG&E | Com | WaterHeat | Com - Office (Small) | Electric Energy (GWh/year) | Fuel Substitution | -3.252 | -3.2185 | -1.3219 | 0.69223 | 2.665 | 2.6376 | 2.7893 | 2.7605 | 2.7321 | 2.704 | 2.6761 | 2.6485 | 2.6213
Scenario 4: Reference ZEAS Phase In | SDG&E | Com | WaterHeat | Com - Office (Small) | Gas Energy (MMTherm/year) | Energy Efficiency | 0.78771 | 0.7803 | 0.77774 | 0.76975 | 0.76183 | 0.754 | 0.74625 | 0.73858 | 0.0013846 | 0.0013846 | 0.711 | 0.70369 | 0.69646
Scenario 4: Reference ZEAS Phase In | SDG&E | Com | WaterHeat | Com - Office (Small) | Gas Energy (MMTherm/year) | Fuel Substitution | 0.37631 | 0.37244 | 0.26622 | 0.14427 | 0.024804 | 0.024549 | 0 | 0 | 0 | 0 | 0 | 0 | 0
Scenario 4: Reference ZEAS Phase In | SDG&E | Com | WaterHeat | Com - Other | Electric Demand (MW) | Energy Efficiency | 4.5285 | 4.5873 | 4.6481 | 4.7106 | 4.7737 | 4.8384 | 4.9044 | 4.9721 | 5.0408 | 5.1108 | 5.1818 | 5.2538 | 5.3272
Scenario 4: Reference ZEAS Phase In | SDG&E | Com | WaterHeat | Com - Other | Electric Demand (MW) | Fuel Substitution | 0 | 0 | 4.2619 | 8.4654 | 12.6113 | 12.525 | 12.4393 | 12.3542 | 12.2696 | 12.1857 | 12.1023 | 12.0195 | 11.9373
Scenario 4: Reference ZEAS Phase In | SDG&E | Com | WaterHeat | Com - Other | Electric Energy (GWh/year) | Energy Efficiency | 29.2251 | 29.6044 | 29.9969 | 30.4002 | 30.8073 | 31.2251 | 31.6513 | 32.0879 | 32.5315 | 32.9831 | 33.441 | 33.9061 | 34.3796
Scenario 4: Reference ZEAS Phase In | SDG&E | Com | WaterHeat | Com - Other | Electric Energy (GWh/year) | Fuel Substitution | -117.4336 | -116.6301 | -57.1638 | 6.4536 | 69.2032 | 68.7297 | 88.6454 | 88.0389 | 87.4365 | 86.8383 | 86.2441 | 85.654 | 85.068
Scenario 4: Reference ZEAS Phase In | SDG&E | Com | WaterHeat | Com - Other | Gas Energy (MMTherm/year) | Energy Efficiency | 1.7975 | 1.8131 | 1.8031 | 1.7931 | 1.7832 | 1.7735 | 1.6759 | 1.665 | 0.068754 | 0.068842 | 1.5886 | 1.5783 | 1.5681
Scenario 4: Reference ZEAS Phase In | SDG&E | Com | WaterHeat | Com - Other | Gas Energy (MMTherm/year) | Fuel Substitution | 13.5487 | 13.456 | 10.2013 | 6.4363 | 2.7222 | 2.7036 | 0 | 0 | 0 | 0 | 0 | 0 | 0
Scenario 4: Reference ZEAS Phase In | SDG&E | Com | WaterHeat | Com - Refrig. Warehouse | Electric Demand (MW) | Energy Efficiency | 0.0038748 | 0.003878 | 0.0038834 | 0.0038891 | 0.0038962 | 0.0039049 | 0.0039154 | 0.0039281 | 0.0039433 | 0.0039603 | 0.0039798 | 0.0040017 | 0.0040259
Scenario 4: Reference ZEAS Phase In | SDG&E | Com | WaterHeat | Com - Refrig. Warehouse | Electric Demand (MW) | Fuel Substitution | 0 | 0 | 0.0008583 | 0.0017076 | 0.0025481 | 0.0025348 | 0.0025215 | 0.0025083 | 0.0024952 | 0.0024822 | 0.0024692 | 0.0024563 | 0.0024435
Scenario 4: Reference ZEAS Phase In | SDG&E | Com | WaterHeat | Com - Refrig. Warehouse | Electric Energy (GWh/year) | Energy Efficiency | 0.044549 | 0.044585 | 0.044647 | 0.044713 | 0.044795 | 0.044894 | 0.045015 | 0.045161 | 0.045335 | 0.045531 | 0.045755 | 0.046007 | 0.046285
Scenario 4: Reference ZEAS Phase In | SDG&E | Com | WaterHeat | Com - Refrig. Warehouse | Electric Energy (GWh/year) | Fuel Substitution | -0.040867 | -0.040654 | -0.020295 | 0.0014794 | 0.023027 | 0.022906 | 0.031959 | 0.031792 | 0.031626 | 0.031461 | 0.031297 | 0.031133 | 0.030971
Scenario 4: Reference ZEAS Phase In | SDG&E | Com | WaterHeat | Com - Refrig. Warehouse | Gas Energy (MMTherm/year) | Energy Efficiency | 0.00012918 | 0.00013179 | 0.00013197 | 0.00013215 | 0.00013239 | 0.00013267 | 9.7201e-06 | 0.014888 | 9.7201e-06 | 9.7201e-06 | 0.014656 | 0.01458 | 0.014504
Scenario 4: Reference ZEAS Phase In | SDG&E | Com | WaterHeat | Com - Refrig. Warehouse | Gas Energy (MMTherm/year) | Fuel Substitution | 0.0049772 | 0.0049512 | 0.0038459 | 0.0025624 | 0.0012923 | 0.0012855 | 0 | 0 | 0 | 0 | 0 | 0 | 0
Scenario 4: Reference ZEAS Phase In | SDG&E | Com | WaterHeat | Com - Restaurant | Electric Demand (MW) | Energy Efficiency | 1.5773 | 1.5852 | 1.5941 | 1.6035 | 1.6136 | 1.6242 | 1.6353 | 1.6471 | 1.6592 | 1.6717 | 1.6847 | 1.6981 | 1.7118
Scenario 4: Reference ZEAS Phase In | SDG&E | Com | WaterHeat | Com - Restaurant | Electric Demand (MW) | Fuel Substitution | 0 | 0 | 4.5162 | 8.9532 | 13.3119 | 13.195 | 13.0791 | 12.9643 | 12.8505 | 12.7377 | 12.6258 | 12.515 | 12.4051
Scenario 4: Reference ZEAS Phase In | SDG&E | Com | WaterHeat | Com - Restaurant | Electric Energy (GWh/year) | Energy Efficiency | 8.0951 | 8.1357 | 8.1812 | 8.2297 | 8.2816 | 8.3359 | 8.3929 | 8.4531 | 8.5154 | 8.5797 | 8.6462 | 8.7148 | 8.7854
Scenario 4: Reference ZEAS Phase In | SDG&E | Com | WaterHeat | Com - Restaurant | Electric Energy (GWh/year) | Fuel Substitution | -76.3499 | -75.6795 | -27.8928 | 22.8207 | 72.6458 | 72.008 | 74.2166 | 73.565 | 72.9191 | 72.2789 | 71.6443 | 71.0153 | 70.3918
Scenario 4: Reference ZEAS Phase In | SDG&E | Com | WaterHeat | Com - Restaurant | Gas Energy (MMTherm/year) | Energy Efficiency | 0.045576 | 0.061401 | 0.061569 | 0.061749 | 0.061941 | 0.062143 | 0.042263 | 0.26747 | 0.042398 | 0.042468 | 0.2618 | 0.25995 | 0.25812
Scenario 4: Reference ZEAS Phase In | SDG&E | Com | WaterHeat | Com - Restaurant | Gas Energy (MMTherm/year) | Fuel Substitution | 9.2926 | 9.211 | 6.5361 | 3.4537 | 0.42496 | 0.42123 | 0 | 0 | 0 | 0 | 0 | 0 | 0
Scenario 4: Reference ZEAS Phase In | SDG&E | Com | WaterHeat | Com - Retail | Electric Demand (MW) | Energy Efficiency | 0.3731 | 0.37464 | 0.37634 | 0.37818 | 0.38008 | 0.38214 | 0.38433 | 0.38666 | 0.36996 | 0.37267 | 0.37547 | 0.37838 | 0.38142
Scenario 4: Reference ZEAS Phase In | SDG&E | Com | WaterHeat | Com - Retail | Electric Demand (MW) | Fuel Substitution | 0 | 0 | 0.17624 | 0.34955 | 0.51999 | 0.51568 | 0.51141 | 0.50718 | 0.50298 | 0.49881 | 0.49468 | 0.49058 | 0.48652
Scenario 4: Reference ZEAS Phase In | SDG&E | Com | WaterHeat | Com - Retail | Electric Energy (GWh/year) | Energy Efficiency | 2.2693 | 2.2795 | 2.2906 | 2.3026 | 2.315 | 2.3284 | 2.3426 | 2.3576 | 2.3129 | 2.3298 | 2.3473 | 2.3655 | 2.3845
Scenario 4: Reference ZEAS Phase In | SDG&E | Com | WaterHeat | Com - Retail | Electric Energy (GWh/year) | Fuel Substitution | -3.8546 | -3.8227 | -1.4522 | 1.0755 | 3.5614 | 3.5319 | 3.5334 | 3.5042 | 3.4752 | 3.4464 | 3.4178 | 3.3895 | 3.3614
Scenario 4: Reference ZEAS Phase In | SDG&E | Com | WaterHeat | Com - Retail | Gas Energy (MMTherm/year) | Energy Efficiency | 1.5815 | 1.5692 | 1.5562 | 1.5433 | 1.5305 | 1.5179 | 1.5053 | 1.4929 | 0.0014247 | 0.0014247 | 1.4549 | 1.4429 | 1.4309
Scenario 4: Reference ZEAS Phase In | SDG&E | Com | WaterHeat | Com - Retail | Gas Energy (MMTherm/year) | Fuel Substitution | 0.43943 | 0.43579 | 0.30457 | 0.15316 | 0.004232 | 0.0041969 | 0 | 0 | 0 | 0 | 0 | 0 | 0
Scenario 4: Reference ZEAS Phase In | SDG&E | Com | WaterHeat | Com - School | Electric Demand (MW) | Energy Efficiency | 0.13403 | 0.13581 | 0.13769 | 0.13962 | 0.14161 | 0.14364 | 0.14565 | 0.14775 | 0.14992 | 0.15213 | 0.1544 | 0.15672 | 0.15909
Scenario 4: Reference ZEAS Phase In | SDG&E | Com | WaterHeat | Com - School | Electric Demand (MW) | Fuel Substitution | 0 | 0 | 0.31559 | 0.61589 | 0.90146 | 0.87962 | 0.85831 | 0.83751 | 0.81722 | 0.79742 | 0.7781 | 0.75925 | 0.74086
Scenario 4: Reference ZEAS Phase In | SDG&E | Com | WaterHeat | Com - School | Electric Energy (GWh/year) | Energy Efficiency | 1.8198 | 1.844 | 1.8695 | 1.8957 | 1.9227 | 1.9503 | 1.9775 | 2.0061 | 2.0355 | 2.0655 | 2.0963 | 2.1278 | 2.16
Scenario 4: Reference ZEAS Phase In | SDG&E | Com | WaterHeat | Com - School | Electric Energy (GWh/year) | Fuel Substitution | -15.9644 | -15.5776 | -6.2106 | 3.4419 | 12.6303 | 12.3243 | 12.9151 | 12.6022 | 12.2969 | 11.999 | 11.7083 | 11.4246 | 11.1478
Scenario 4: Reference ZEAS Phase In | SDG&E | Com | WaterHeat | Com - School | Gas Energy (MMTherm/year) | Energy Efficiency | 0.66068 | 0.65582 | 0.64208 | 0.62869 | 0.61567 | 0.60299 | 0.55367 | 0.54098 | 0.029304 | 0.029323 | 0.50317 | 0.49171 | 0.48053
Scenario 4: Reference ZEAS Phase In | SDG&E | Com | WaterHeat | Com - School | Gas Energy (MMTherm/year) | Fuel Substitution | 1.912 | 1.8657 | 1.3168 | 0.70677 | 0.1255 | 0.12246 | 0 | 0 | 0 | 0 | 0 | 0 | 0
Scenario 4: Reference ZEAS Phase In | SDG&E | Com | WaterHeat | Com - Warehouse | Electric Demand (MW) | Energy Efficiency | 0.034039 | 0.03407 | 0.034104 | 0.034145 | 0.034188 | 0.034237 | 0.034285 | 0.03434 | 0.014305 | 0.014448 | 0.014594 | 0.014742 | 0.014894
Scenario 4: Reference ZEAS Phase In | SDG&E | Com | WaterHeat | Com - Warehouse | Electric Demand (MW) | Fuel Substitution | 0 | 0 | 0.0024714 | 0.004923 | 0.0073551 | 0.0073258 | 0.0072965 | 0.0072675 | 0.0072385 | 0.0072096 | 0.0071809 | 0.0071523 | 0.0071238
Scenario 4: Reference ZEAS Phase In | SDG&E | Com | WaterHeat | Com - Warehouse | Electric Energy (GWh/year) | Energy Efficiency | 0.41737 | 0.42011 | 0.42295 | 0.42594 | 0.42899 | 0.43217 | 0.43532 | 0.43867 | 0.37859 | 0.38238 | 0.38623 | 0.39016 | 0.39418
Scenario 4: Reference ZEAS Phase In | SDG&E | Com | WaterHeat | Com - Warehouse | Electric Energy (GWh/year) | Fuel Substitution | -0.30867 | -0.30744 | -0.16669 | -0.015245 | 0.13499 | 0.13446 | 0.21351 | 0.21265 | 0.21181 | 0.21096 | 0.21012 | 0.20928 | 0.20845
Scenario 4: Reference ZEAS Phase In | SDG&E | Com | WaterHeat | Com - Warehouse | Gas Energy (MMTherm/year) | Energy Efficiency | 1.1994 | 1.1947 | 1.19 | 1.1854 | 1.1807 | 1.1761 | 1.1666 | 1.1619 | 0.00046648 | 0.00046648 | 1.1289 | 1.1244 | 1.1199
Scenario 4: Reference ZEAS Phase In | SDG&E | Com | WaterHeat | Com - Warehouse | Gas Energy (MMTherm/year) | Fuel Substitution | 0.036309 | 0.036164 | 0.028441 | 0.019447 | 0.010524 | 0.010482 | 0 | 0 | 0 | 0 | 0 | 0 | 0
Scenario 4: Reference ZEAS Phase In | SDG&E | Res | AppPlug | Res - Multi Family | Electric Demand (MW) | Energy Efficiency | 0.037417 | 0.037956 | 0.038478 | 0.73927 | 0.74912 | 0.75851 | 0.76744 | 0.7758 | 0.78356 | 0.79074 | 0.7974 | 0.80364 | 0.80952
Scenario 4: Reference ZEAS Phase In | SDG&E | Res | AppPlug | Res - Multi Family | Electric Energy (GWh/year) | Energy Efficiency | 0.2657 | 0.26953 | 0.27323 | 5.2496 | 5.3195 | 5.3862 | 5.4496 | 5.509 | 5.5641 | 5.6151 | 5.6624 | 5.7067 | 5.7484
Scenario 4: Reference ZEAS Phase In | SDG&E | Res | AppPlug | Res - Multi Family | Electric Energy (GWh/year) | Fuel Substitution | -11.5726 | -11.5533 | -11.534 | -11.5147 | -11.4955 | -11.4763 | 0 | 0 | 0 | 0 | 0 | 0 | 0
Scenario 4: Reference ZEAS Phase In | SDG&E | Res | AppPlug | Res - Multi Family | Gas Energy (MMTherm/year) | Energy Efficiency | 0.025528 | 0.025896 | 0.026252 | 0.50438 | 0.5111 | 0.51751 | 0.5236 | 0.5293 | 0.5346 | 0.5395 | 0.54404 | 0.5483 | 0.55231
Scenario 4: Reference ZEAS Phase In | SDG&E | Res | AppPlug | Res - Multi Family | Gas Energy (MMTherm/year) | Fuel Substitution | 2.4528 | 2.4487 | 2.4446 | 2.4405 | 2.4365 | 2.4324 | 0 | 0 | 0 | 0 | 0 | 0 | 0
Scenario 4: Reference ZEAS Phase In | SDG&E | Res | AppPlug | Res - Single Family | Electric Demand (MW) | Energy Efficiency | 0 | 0 | 0 | 0 | 0 | 0.019352 | 0.01948 | 0.019597 | 0.019705 | 0.019804 | 0.019896 | 0.019981 | 0.02006
Scenario 4: Reference ZEAS Phase In | SDG&E | Res | AppPlug | Res - Single Family | Electric Energy (GWh/year) | Energy Efficiency | 0 | 0 | 0 | 0 | 0 | 0.12322 | 0.12403 | 0.12478 | 0.12546 | 0.1261 | 0.12668 | 0.12722 | 0.12772
Scenario 4: Reference ZEAS Phase In | SDG&E | Res | AppPlug | Res - Single Family | Electric Energy (GWh/year) | Fuel Substitution | -19.6897 | -19.6794 | -19.669 | -19.6587 | -19.6484 | -19.6381 | 0 | 0 | 0 | 0 | 0 | 0 | 0
Scenario 4: Reference ZEAS Phase In | SDG&E | Res | AppPlug | Res - Single Family | Gas Energy (MMTherm/year) | Energy Efficiency | 0.0012296 | 0.0026842 | 0.0042321 | 0.0057633 | 0.0071333 | 0.031632 | 0.031786 | 0.031927 | 0.032056 | 0.032175 | 0.032284 | 0.032386 | 0.032482
Scenario 4: Reference ZEAS Phase In | SDG&E | Res | AppPlug | Res - Single Family | Gas Energy (MMTherm/year) | Fuel Substitution | 4.1772 | 4.175 | 4.1728 | 4.1706 | 4.1685 | 4.1663 | 0 | 0 | 0 | 0 | 0 | 0 | 0
Scenario 4: Reference ZEAS Phase In | SDG&E | Res | BldgEnv | Res - Multi Family | Electric Demand (MW) | Energy Efficiency | 0 | 0 | 0 | 0.029005 | 0.028956 | 0.23374 | 0.23335 | 0.23296 | 0.23257 | 0.23219 | 0.2318 | 0.23141 | 0.23102
Scenario 4: Reference ZEAS Phase In | SDG&E | Res | BldgEnv | Res - Multi Family | Electric Energy (GWh/year) | Energy Efficiency | 0 | 0 | 0 | 0.13608 | 0.13585 | 0.45506 | 0.4543 | 0.45354 | 0.45279 | 0.45203 | 0.45127 | 0.45052 | 0.44977
Scenario 4: Reference ZEAS Phase In | SDG&E | Res | BldgEnv | Res - Multi Family | Gas Energy (MMTherm/year) | Energy Efficiency | 0 | 0 | 0 | 0.049002 | 0.04892 | 0.24638 | 0.24597 | 0.24556 | 0.24515 | 0.24474 | 0.24433 | 0.24392 | 0.24352
Scenario 4: Reference ZEAS Phase In | SDG&E | Res | BldgEnv | Res - Single Family | Electric Demand (MW) | Energy Efficiency | 5.0387 | 5.0637 | 5.0905 | 5.1169 | 5.1403 | 5.1621 | 5.1823 | 5.2007 | 0.41649 | 0.41638 | 0.41626 | 0.41615 | 0.41604
Scenario 4: Reference ZEAS Phase In | SDG&E | Res | BldgEnv | Res - Single Family | Electric Energy (GWh/year) | Energy Efficiency | 9.2186 | 9.1889 | 9.1576 | 9.1266 | 9.0984 | 9.0716 | 9.0463 | 9.0225 | 1.4518 | 1.451 | 1.4501 | 1.4492 | 1.4484
Scenario 4: Reference ZEAS Phase In | SDG&E | Res | BldgEnv | Res - Single Family | Gas Energy (MMTherm/year) | Energy Efficiency | 2.4456 | 2.4507 | 2.4561 | 2.4615 | 2.4662 | 2.4705 | 2.4744 | 2.478 | 0.36085 | 0.36068 | 0.36052 | 0.36035 | 0.36019
Scenario 4: Reference ZEAS Phase In | SDG&E | Res | HVAC | Res - Multi Family | Electric Demand (MW) | Energy Efficiency | 7.3159 | 7.3037 | 7.2915 | 7.2793 | 7.2672 | 7.255 | 7.2429 | 7.2308 | 7.2187 | 7.2067 | 7.1947 | 7.1826 | 7.1707
Scenario 4: Reference ZEAS Phase In | SDG&E | Res | HVAC | Res - Multi Family | Electric Energy (GWh/year) | Energy Efficiency | 5.6837 | 5.6742 | 5.6647 | 5.6552 | 5.651 | 5.6466 | 5.642 | 5.6372 | 5.632 | 5.6266 | 5.621 | 5.6152 | 5.6093
Scenario 4: Reference ZEAS Phase In | SDG&E | Res | HVAC | Res - Multi Family | Electric Energy (GWh/year) | Fuel Substitution | -1.2924 | -1.2833 | -1.1769 | -1.175 | 0 | 0 | 0 | 0 | 0 | 0 | 0 | 0 | 0
Scenario 4: Reference ZEAS Phase In | SDG&E | Res | HVAC | Res - Multi Family | Gas Energy (MMTherm/year) | Energy Efficiency | 0 | 0 | 0 | 0 | 0.00067988 | 0.0013324 | 0.0019559 | 0.002545 | 0.003097 | 0.0036132 | 0.0040972 | 0.0045558 | 0.0049919
Scenario 4: Reference ZEAS Phase In | SDG&E | Res | HVAC | Res - Multi Family | Gas Energy (MMTherm/year) | Fuel Substitution | 0.93623 | 0.93711 | 0.93555 | 0.93399 | 0 | 0 | 0 | 0 | 0 | 0 | 0 | 0 | 0
Scenario 4: Reference ZEAS Phase In | SDG&E | Res | HVAC | Res - Single Family | Electric Demand (MW) | Energy Efficiency | 71.7652 | 72.0474 | 72.3502 | 72.6493 | 72.7396 | 72.8451 | 72.9409 | 73.0268 | 54.4713 | 54.4437 | 54.4161 | 54.3885 | 54.3609
Scenario 4: Reference ZEAS Phase In | SDG&E | Res | HVAC | Res - Single Family | Electric Demand (MW) | Fuel Substitution | 0 | 0 | 0 | 0 | 0.066842 | 0.066807 | 0.066772 | 0.066737 | 0 | 0 | 0 | 0 | 0
Scenario 4: Reference ZEAS Phase In | SDG&E | Res | HVAC | Res - Single Family | Electric Energy (GWh/year) | Energy Efficiency | 35.4458 | 35.6927 | 35.9567 | 36.2175 | 33.8356 | 33.9181 | 33.9937 | 34.0625 | 21.6998 | 21.6923 | 21.6846 | 21.6767 | 21.6687
Scenario 4: Reference ZEAS Phase In | SDG&E | Res | HVAC | Res - Single Family | Electric Energy (GWh/year) | Fuel Substitution | -63.0907 | -63.0576 | -63.0166 | -62.9251 | 0.067949 | 0.067914 | 0.067878 | 0.067842 | 0 | 0 | 0 | 0 | 0
Scenario 4: Reference ZEAS Phase In | SDG&E | Res | HVAC | Res - Single Family | Gas Energy (MMTherm/year) | Energy Efficiency | 0.13431 | 0.13709 | 0.14004 | 0.14297 | -0.058426 | -0.058375 | -0.058324 | -0.058275 | 0.011766 | 0.012173 | 0.012551 | 0.012906 | 0.013239
Scenario 4: Reference ZEAS Phase In | SDG&E | Res | HVAC | Res - Single Family | Gas Energy (MMTherm/year) | Fuel Substitution | 20.1745 | 20.1639 | 20.1533 | 20.1427 | 0 | 0 | 0 | 0 | 0 | 0 | 0 | 0 | 0
Scenario 4: Reference ZEAS Phase In | SDG&E | Res | WaterHeat | Res - Multi Family | Electric Demand (MW) | Energy Efficiency | 5.129 | 5.2028 | 5.2749 | 5.3463 | 5.4123 | 5.4753 | 5.5352 | 5.5913 | 5.6434 | 5.6916 | 5.7362 | 5.7781 | 5.8176
Scenario 4: Reference ZEAS Phase In | SDG&E | Res | WaterHeat | Res - Multi Family | Electric Demand (MW) | Fuel Substitution | 0 | 0 | 4.0447 | 8.0759 | 12.0936 | 12.0734 | 12.0532 | 12.0331 | 12.013 | 11.9929 | 11.9729 | 11.9529 | 11.9329
Scenario 4: Reference ZEAS Phase In | SDG&E | Res | WaterHeat | Res - Multi Family | Electric Energy (GWh/year) | Energy Efficiency | 25.2601 | 25.6245 | 25.9812 | 26.334 | 26.6604 | 26.9719 | 27.2679 | 27.5453 | 27.8028 | 28.041 | 28.2618 | 28.469 | 28.664
Scenario 4: Reference ZEAS Phase In | SDG&E | Res | WaterHeat | Res - Multi Family | Electric Energy (GWh/year) | Fuel Substitution | -5068.4911 | -5060.0273 | -5015.7244 | -4961.0543 | -4906.5528 | -4898.3594 | 66.6102 | 66.4989 | 66.3879 | 66.277 | 66.1664 | 66.0559 | 65.9456
Scenario 4: Reference ZEAS Phase In | SDG&E | Res | WaterHeat | Res - Multi Family | Gas Energy (MMTherm/year) | Energy Efficiency | 1.1294 | 1.1815 | 1.2052 | 1.2286 | 1.2502 | 1.271 | 1.2907 | 1.3093 | 1.3265 | 1.3426 | 1.3575 | 1.3715 | 1.3848
Scenario 4: Reference ZEAS Phase In | SDG&E | Res | WaterHeat | Res - Multi Family | Gas Energy (MMTherm/year) | Fuel Substitution | 369.6767 | 369.0594 | 366.1958 | 361.5968 | 357.0122 | 356.416 | 0 | 0 | 0 | 0 | 0 | 0 | 0
Scenario 4: Reference ZEAS Phase In | SDG&E | Res | WaterHeat | Res - Single Family | Electric Demand (MW) | Energy Efficiency | 3.6057 | 3.6331 | 3.6648 | 3.6962 | 3.7241 | 3.7501 | 3.7743 | 3.7965 | 3.8169 | 3.8356 | 3.8529 | 3.8689 | 3.884
Scenario 4: Reference ZEAS Phase In | SDG&E | Res | WaterHeat | Res - Single Family | Electric Demand (MW) | Fuel Substitution | 0 | 0 | 22.6997 | 45.3755 | 68.0275 | 67.9918 | 67.9561 | 67.9205 | 67.8848 | 67.8492 | 67.8136 | 67.778 | 67.7424
Scenario 4: Reference ZEAS Phase In | SDG&E | Res | WaterHeat | Res - Single Family | Electric Energy (GWh/year) | Energy Efficiency | 18.5719 | 18.713 | 18.8778 | 19.0406 | 19.1853 | 19.3206 | 19.446 | 19.5613 | 19.6671 | 19.7643 | 19.854 | 19.9374 | 20.0153
Scenario 4: Reference ZEAS Phase In | SDG&E | Res | WaterHeat | Res - Single Family | Electric Energy (GWh/year) | Fuel Substitution | -465.1878 | -464.9436 | -208.6867 | 96.913 | 402.192 | 401.9809 | 401.7699 | 401.559 | 401.3482 | 401.1376 | 400.927 | 400.7166 | 400.5063
Scenario 4: Reference ZEAS Phase In | SDG&E | Res | WaterHeat | Res - Single Family | Gas Energy (MMTherm/year) | Energy Efficiency | 3.6924 | 3.8514 | 3.9082 | 3.9644 | 4.0145 | 4.0614 | 4.1049 | 4.1451 | 4.182 | 4.2161 | 4.2475 | 4.2769 | 4.3045
Scenario 4: Reference ZEAS Phase In | SDG&E | Res | WaterHeat | Res - Single Family | Gas Energy (MMTherm/year) | Fuel Substitution | 71.1265 | 71.0891 | 52.4248 | 26.1986 | 0 | 0 | 0 | 0 | 0 | 0 | 0 | 0 | 0

## Incr. Achievable Pot. Detail (hidden)
Scenario | Utility | Sector | End Use | Building Type | Savings Type | Measure Type | 2025 | 2026 | 2027 | 2028 | 2029 | 2030 | 2031 | 2032 | 2033 | 2034 | 2035 | 2036 | 2037
2023 PG Study Reference Scenario | PG&E | Ag | HVAC | Ag - Irrigated Agriculture, vineyards, forestry and greenhouses | Gas Energy (MMTherm/year) | Energy Efficiency | 0.0085459 | 0.0094611 | 0.01041 | 0.011375 | 0.012335 | 0.013264 | 0.014129 | 0.014905 | 0.015558 | 0.016058 | 0.036538
2023 PG Study Reference Scenario | PG&E | Ag | Lighting | Ag - Irrigated Agriculture, vineyards, forestry and greenhouses | Electric Demand (MW) | Energy Efficiency | 1.2436 | 1.1331 | 0.96334 | 0.76594 | 0.57318 | 0.40788 | 0.2834 | 0.19127 | 0.12646 | 0.082448 | 0.05327
2023 PG Study Reference Scenario | PG&E | Ag | Lighting | Ag - Irrigated Agriculture, vineyards, forestry and greenhouses | Electric Energy (GWh/year) | Energy Efficiency | 7.5928 | 7.231 | 6.4062 | 5.2914 | 4.1009 | 3.0123 | 2.093 | 1.4126 | 0.93393 | 0.6089 | 0.39341
2023 PG Study Reference Scenario | PG&E | Ag | MachDr | Ag - Dairies, fishing, hunting | Electric Demand (MW) | Energy Efficiency | 0.70415 | 0.47686 | 0.29735 | 0.10527 | 0 | 0.097412 | 0.08622 | 0.047764 | 0.026192 | 0 | 0
2023 PG Study Reference Scenario | PG&E | Ag | MachDr | Ag - Dairies, fishing, hunting | Electric Energy (GWh/year) | Energy Efficiency | 1.2324 | 0.83458 | 0.5204 | 0.18424 | 0 | 0.17049 | 0.1509 | 0.083594 | 0.04584 | 0 | 0
2023 PG Study Reference Scenario | PG&E | Ag | MachDr | Ag - Water pumping | Electric Demand (MW) | Energy Efficiency | 2.1541 | 1.3166 | 0.76035 | 0.42391 | 0.23138 | 0.12486 | 0.066991 | 0.035884 | 0.019202 | 0.010273 | 0.0054997
2023 PG Study Reference Scenario | PG&E | Ag | MachDr | Ag - Water pumping | Electric Energy (GWh/year) | Energy Efficiency | 3.7699 | 2.3042 | 1.3307 | 0.74191 | 0.40496 | 0.21852 | 0.11725 | 0.062802 | 0.033606 | 0.017979 | 0.0096252
2023 PG Study Reference Scenario | PG&E | Ag | ProcHeat | Ag - Dairies, fishing, hunting | Gas Energy (MMTherm/year) | Energy Efficiency | 6.5521e-07 | 7.6891e-08 | 8.9961e-09 | 1.049e-09 | 1.2189e-10 | 1.4113e-11 | 1.6263e-12 | 1.8843e-13 | 2.1934e-14 | 2.5618e-15 | 2.8572e-16
2023 PG Study Reference Scenario | PG&E | Ag | ProcHeat | Ag - Irrigated Agriculture, vineyards, forestry and greenhouses | Gas Energy (MMTherm/year) | Energy Efficiency | 0.041037 | 0.026035 | 0.01519 | 0.0088024 | 0.0050528 | 0.0028782 | 0.0015976 | 0.00089806 | 0.00050301 | 0.0002809 | 0.00015649
2023 PG Study Reference Scenario | PG&E | Ag | WholeBlg | Ag - Dairies, fishing, hunting | Electric Demand (MW) | Energy Efficiency | 0.08953 | 0.089787 | 0.090793 | 0.092972 | 0.097401 | 0.10556 | 0.10394 | 0.10243 | 0.10091 | 0.099414 | 0.097922
2023 PG Study Reference Scenario | PG&E | Ag | WholeBlg | Ag - Dairies, fishing, hunting | Electric Energy (GWh/year) | Energy Efficiency | 0.45981 | 0.46114 | 0.4663 | 0.47749 | 0.50024 | 0.54216 | 0.53385 | 0.52609 | 0.51827 | 0.51058 | 0.50292
2023 PG Study Reference Scenario | PG&E | Ag | WholeBlg | Ag - Dairies, fishing, hunting | Gas Energy (MMTherm/year) | Energy Efficiency | 0.019228 | 0.018843 | 0.018476 | 0.018131 | 0.017819 | 0.017555 | 0.017193 | 0.016838 | 0.016491 | 0.016151 | 0.015819
2023 PG Study Reference Scenario | PG&E | Ag | WholeBlg | Ag - Irrigated Agriculture, vineyards, forestry and greenhouses | Electric Demand (MW) | Energy Efficiency | 1.0286 | 1.172 | 1.3875 | 1.7224 | 2.2579 | 3.1359 | 3.1862 | 3.2386 | 3.2928 | 3.3466 | 3.4002
2023 PG Study Reference Scenario | PG&E | Ag | WholeBlg | Ag - Irrigated Agriculture, vineyards, forestry and greenhouses | Electric Energy (GWh/year) | Energy Efficiency | 5.2826 | 6.0195 | 7.1258 | 8.8462 | 11.5963 | 16.1054 | 16.3641 | 16.6331 | 16.9114 | 17.188 | 17.4629
2023 PG Study Reference Scenario | PG&E | Ag | WholeBlg | Ag - Irrigated Agriculture, vineyards, forestry and greenhouses | Gas Energy (MMTherm/year) | Energy Efficiency | 0.15707 | 0.15378 | 0.15055 | 0.14738 | 0.14429 | 0.14126 | 0.13829 | 0.13539 | 0.13255 | 0.12976 | 0.12704
2023 PG Study Reference Scenario | PG&E | Ag | WholeBlg | Ag - Water pumping | Electric Demand (MW) | Energy Efficiency | 0.32193 | 0.33908 | 0.36612 | 0.40893 | 0.47831 | 0.59285 | 0.59408 | 0.59502 | 0.59554 | 0.59587 | 0.59579
2023 PG Study Reference Scenario | PG&E | Ag | WholeBlg | Ag - Water pumping | Electric Energy (GWh/year) | Energy Efficiency | 1.6534 | 1.7415 | 1.8803 | 2.1002 | 2.4566 | 3.0448 | 3.0511 | 3.056 | 3.0586 | 3.0603 | 3.0599
2023 PG Study Reference Scenario | PG&E | Ag | WholeBlg | Ag - Water pumping | Gas Energy (MMTherm/year) | Energy Efficiency | 0.0080671 | 0.0078977 | 0.0077318 | 0.0075695 | 0.0074105 | 0.0072549 | 0.0071025 | 0.0069534 | 0.0068074 | 0.0066644 | 0.0065245
2023 PG Study Reference Scenario | PG&E | Com | AppPlug | Com - College | Electric Demand (MW) | Energy Efficiency | 0.00018597 | 0.00017752 | 0.00016808 | 0.000164 | 0.00010364 | 9.7325e-05 | 1.7946e-05 | 9.3871e-05 | 9.6881e-05 | 9.713e-05 | 9.7523e-05
2023 PG Study Reference Scenario | PG&E | Com | AppPlug | Com - College | Electric Energy (GWh/year) | Energy Efficiency | 0.0048872 | 0.0046652 | 0.0044171 | 0.0043099 | 0.0027237 | 0.0025577 | 0.00047163 | 0.0024669 | 0.002546 | 0.0025526 | 0.0025629
2023 PG Study Reference Scenario | PG&E | Com | AppPlug | Com - College | Gas Energy (MMTherm/year) | Energy Efficiency | 0 | 0 | 0 | 0 | 0 | 0 | 0 | 0 | 0 | 0 | 0
2023 PG Study Reference Scenario | PG&E | Com | AppPlug | Com - Grocery | Electric Demand (MW) | Energy Efficiency | 1.1001e-05 | 8.9867e-06 | 7.5086e-06 | 6.1558e-06 | 4.8809e-06 | 4.269e-06 | 5.7024e-07 | 3.1277e-06 | 2.6525e-06 | 2.4696e-06 | 2.3666e-06
2023 PG Study Reference Scenario | PG&E | Com | AppPlug | Com - Grocery | Electric Energy (GWh/year) | Energy Efficiency | 0.00028911 | 0.00023617 | 0.00019732 | 0.00016177 | 0.00012827 | 0.00011219 | 1.4986e-05 | 8.2196e-05 | 6.9707e-05 | 6.4902e-05 | 6.2194e-05
2023 PG Study Reference Scenario | PG&E | Com | AppPlug | Com - Health | Electric Demand (MW) | Energy Efficiency | 0.00018323 | 0.00017337 | 0.00017379 | 0.0001729 | 0.00017696 | 0.00017975 | 3.3964e-05 | 0.00018443 | 0.00018523 | 0.00018415 | 0.00017909
2023 PG Study Reference Scenario | PG&E | Com | AppPlug | Com - Health | Electric Energy (GWh/year) | Energy Efficiency | 0.017688 | 0.018542 | 0.02052 | 0.022136 | 0.024299 | 0.026299 | 0.02451 | 0.030195 | 0.067151 | 0.069293 | 0.070662
2023 PG Study Reference Scenario | PG&E | Com | AppPlug | Com - Health | Gas Energy (MMTherm/year) | Energy Efficiency | 0.033384 | 0.03627 | 0.04137 | 0.045623 | 0.050956 | 0.055951 | 0.061248 | 0.065737 | 0.16152 | 0.16715 | 0.17105
2023 PG Study Reference Scenario | PG&E | Com | AppPlug | Com - Lodging | Electric Demand (MW) | Energy Efficiency | 4.9022e-05 | 4.8752e-05 | 4.9019e-05 | 4.9338e-05 | 5.0589e-05 | 5.1482e-05 | 9.9871e-06 | 5.3252e-05 | 5.4052e-05 | 5.5147e-05 | 5.6161e-05
2023 PG Study Reference Scenario | PG&E | Com | AppPlug | Com - Lodging | Electric Energy (GWh/year) | Energy Efficiency | 0.023145 | 0.025465 | 0.027934 | 0.030175 | 0.032854 | 0.035279 | 0.036614 | 0.040154 | 0.060251 | 0.062945 | 0.065603
2023 PG Study Reference Scenario | PG&E | Com | AppPlug | Com - Lodging | Gas Energy (MMTherm/year) | Energy Efficiency | 0.057817 | 0.063907 | 0.070354 | 0.076191 | 0.083113 | 0.089393 | 0.09573 | 0.10201 | 0.15411 | 0.16108 | 0.16795
2023 PG Study Reference Scenario | PG&E | Com | AppPlug | Com - Office (Large) | Electric Demand (MW) | Energy Efficiency | 0.0017905 | 0.0017504 | 0.0017675 | 0.0017796 | 0.0018246 | 0.0018655 | 0.00035328 | 0.0019403 | 0.0019518 | 0.0019987 | 0.0020371
2023 PG Study Reference Scenario | PG&E | Com | AppPlug | Com - Office (Large) | Electric Energy (GWh/year) | Energy Efficiency | 0.047054 | 0.046001 | 0.046449 | 0.046768 | 0.047951 | 0.049026 | 0.0092843 | 0.050992 | 0.051292 | 0.052527 | 0.053536
2023 PG Study Reference Scenario | PG&E | Com | AppPlug | Com - Office (Large) | Gas Energy (MMTherm/year) | Energy Efficiency | 0 | 0 | 0 | 0 | 0 | 0 | 0 | 0 | 0 | 0 | 0
2023 PG Study Reference Scenario | PG&E | Com | AppPlug | Com - Office (Small) | Electric Demand (MW) | Energy Efficiency | 0.00052988 | 0.00051862 | 0.00051674 | 0.00051815 | 0.0005223 | 0.00053213 | 0.0001009 | 0.00055126 | 0.00056096 | 0.00057289 | 0.00058562
2023 PG Study Reference Scenario | PG&E | Com | AppPlug | Com - Office (Small) | Electric Energy (GWh/year) | Energy Efficiency | 0.013925 | 0.013629 | 0.01358 | 0.013617 | 0.013726 | 0.013984 | 0.0026516 | 0.014487 | 0.014742 | 0.015055 | 0.01539
2023 PG Study Reference Scenario | PG&E | Com | AppPlug | Com - Office (Small) | Gas Energy (MMTherm/year) | Energy Efficiency | 0 | 0 | 0 | 0 | 0 | 0 | 0 | 0 | 0 | 0 | 0
2023 PG Study Reference Scenario | PG&E | Com | AppPlug | Com - Other | Electric Demand (MW) | Energy Efficiency | 0.00020104 | 0.00019247 | 0.00018818 | 0.00018526 | 0.00018296 | 0.00018485 | 3.4798e-05 | 0.00018921 | 0.00018958 | 0.00019203 | 0.00019507
2023 PG Study Reference Scenario | PG&E | Com | AppPlug | Com - Other | Electric Energy (GWh/year) | Energy Efficiency | 0.0052833 | 0.0050581 | 0.0049454 | 0.0048687 | 0.0048081 | 0.0048579 | 0.0009145 | 0.0049724 | 0.0049821 | 0.0050465 | 0.0051264
2023 PG Study Reference Scenario | PG&E | Com | AppPlug | Com - Other | Gas Energy (MMTherm/year) | Energy Efficiency | 0.0010753 | 0.0011229 | 0.0011808 | 0.0012324 | 0.0012727 | 0.0013344 | 0.0013949 | 0.0014452 | 0.0014828 | 0.0015298 | 0.0015783
2023 PG Study Reference Scenario | PG&E | Com | AppPlug | Com - Refrig. Warehouse | Electric Demand (MW) | Energy Efficiency | 1.4906e-05 | 1.5071e-05 | 1.5362e-05 | 1.5678e-05 | 1.6103e-05 | 1.666e-05 | 2.1586e-06 | 1.1407e-05 | 1.1567e-05 | 1.1752e-05 | 1.1927e-05
2023 PG Study Reference Scenario | PG&E | Com | AppPlug | Com - Refrig. Warehouse | Electric Energy (GWh/year) | Energy Efficiency | 0.00097361 | 0.0010136 | 0.001059 | 0.0011032 | 0.0011529 | 0.0012104 | 5.6729e-05 | 0.00029977 | 0.00030398 | 0.00030884 | 0.00031344
2023 PG Study Reference Scenario | PG&E | Com | AppPlug | Com - Restaurant | Electric Demand (MW) | Energy Efficiency | 0 | 0 | 0 | 0 | 0 | 0 | 0 | 0 | 0 | 0 | 0
2023 PG Study Reference Scenario | PG&E | Com | AppPlug | Com - Restaurant | Electric Energy (GWh/year) | Energy Efficiency | 0 | 0 | 0 | 0 | 0 | 0 | 0 | 0 | 0 | 0 | 0
2023 PG Study Reference Scenario | PG&E | Com | AppPlug | Com - Retail | Electric Demand (MW) | Energy Efficiency | 3.8682e-05 | 3.0988e-05 | 2.5592e-05 | 2.0811e-05 | 1.6511e-05 | 1.4636e-05 | 1.9913e-06 | 1.1095e-05 | 9.645e-06 | 9.1037e-06 | 8.843e-06
2023 PG Study Reference Scenario | PG&E | Com | AppPlug | Com - Retail | Electric Energy (GWh/year) | Energy Efficiency | 0.0010166 | 0.00081437 | 0.00067255 | 0.0005469 | 0.00043391 | 0.00038462 | 5.2332e-05 | 0.00029159 | 0.00025347 | 0.00023925 | 0.00023239
2023 PG Study Reference Scenario | PG&E | Com | AppPlug | Com - Retail | Gas Energy (MMTherm/year) | Energy Efficiency | 0 | 0 | 0 | 0 | 0 | 0 | 0 | 0 | 0 | 0 | 0
2023 PG Study Reference Scenario | PG&E | Com | AppPlug | Com - School | Electric Demand (MW) | Energy Efficiency | 9.0658e-05 | 8.9541e-05 | 8.9408e-05 | 8.9782e-05 | 8.9832e-05 | 9.119e-05 | 1.7648e-05 | 9.4329e-05 | 9.6137e-05 | 9.83e-05 | 0.00010065
2023 PG Study Reference Scenario | PG&E | Com | AppPlug | Com - School | Electric Energy (GWh/year) | Energy Efficiency | 0.0023825 | 0.0023531 | 0.0023497 | 0.0023595 | 0.0023608 | 0.0023965 | 0.00046378 | 0.002479 | 0.0025265 | 0.0025833 | 0.0026451
2023 PG Study Reference Scenario | PG&E | Com | AppPlug | Com - School | Gas Energy (MMTherm/year) | Energy Efficiency | 0 | 0 | 0 | 0 | 0 | 0 | 0 | 0 | 0 | 0 | 0
2023 PG Study Reference Scenario | PG&E | Com | AppPlug | Com - Warehouse | Electric Demand (MW) | Energy Efficiency | 0.00011715 | 0.00011226 | 7.7021e-05 | 7.2327e-05 | 6.8883e-05 | 6.6784e-05 | 1.2234e-05 | 6.4622e-05 | 6.4258e-05 | 6.4907e-05 | 6.5265e-05
2023 PG Study Reference Scenario | PG&E | Com | AppPlug | Com - Warehouse | Electric Energy (GWh/year) | Energy Efficiency | 0.0030787 | 0.0029501 | 0.0020241 | 0.0019007 | 0.0018103 | 0.0017551 | 0.00032152 | 0.0016983 | 0.0016887 | 0.0017057 | 0.0017152
2023 PG Study Reference Scenario | PG&E | Com | AppPlug | Com - Warehouse | Gas Energy (MMTherm/year) | Energy Efficiency | 0 | 0 | 0 | 0 | 0 | 0 | 0 | 0 | 0 | 0 | 0
2023 PG Study Reference Scenario | PG&E | Com | BROs | Com - College | Electric Demand (MW) | Energy Efficiency | 0.043317 | 0.047447 | 0.051501 | 0.055712 | 0.060379 | 0.065517 | 0.071522 | 0.077875 | 0.11308 | 0.053816 | 0.063419
2023 PG Study Reference Scenario | PG&E | Com | BROs | Com - College | Electric Energy (GWh/year) | Energy Efficiency | 0.40331 | 0.44225 | 0.48146 | 0.52257 | 0.56824 | 0.6187 | 0.67737 | 0.74006 | 1.1143 | 0.46644 | 0.56317
2023 PG Study Reference Scenario | PG&E | Com | BROs | Com - College | Gas Energy (MMTherm/year) | Energy Efficiency | 0.053252 | 0.057879 | 0.062784 | 0.068238 | 0.074409 | 0.081289 | 0.089075 | 0.097703 | 0.16549 | 0.038161 | 0.052696
2023 PG Study Reference Scenario | PG&E | Com | BROs | Com - Grocery | Electric Demand (MW) | Energy Efficiency | 0.78001 | 0.87445 | 0.96583 | 1.0614 | 1.1685 | 1.2866 | 1.4216 | 1.5664 | 1.7684 | 1.8506 | 2.0492
2023 PG Study Reference Scenario | PG&E | Com | BROs | Com - Grocery | Electric Energy (GWh/year) | Energy Efficiency | 6.4369 | 7.2305 | 8.0132 | 8.8358 | 9.7596 | 10.7808 | 11.947 | 13.2057 | 15.0486 | 15.5679 | 17.3087
2023 PG Study Reference Scenario | PG&E | Com | BROs | Com - Grocery | Gas Energy (MMTherm/year) | Energy Efficiency | 0.058515 | 0.063807 | 0.068952 | 0.074582 | 0.08094 | 0.087823 | 0.095666 | 0.10411 | 0.13656 | 0.092343 | 0.10489
2023 PG Study Reference Scenario | PG&E | Com | BROs | Com - Health | Electric Demand (MW) | Energy Efficiency | 0.37248 | 0.41416 | 0.45413 | 0.49551 | 0.54165 | 0.59216 | 0.65026 | 0.71186 | 0.83825 | 0.77643 | 0.86073
2023 PG Study Reference Scenario | PG&E | Com | BROs | Com - Health | Electric Energy (GWh/year) | Energy Efficiency | 3.1883 | 3.5458 | 3.8958 | 4.2598 | 4.6664 | 5.1127 | 5.6252 | 6.172 | 7.4071 | 6.5936 | 7.3512
2023 PG Study Reference Scenario | PG&E | Com | BROs | Com - Health | Gas Energy (MMTherm/year) | Energy Efficiency | 0.17049 | 0.18871 | 0.20812 | 0.22981 | 0.25443 | 0.28168 | 0.31263 | 0.34707 | 0.58364 | 0.15544 | 0.21149
2023 PG Study Reference Scenario | PG&E | Com | BROs | Com - Lodging | Electric Demand (MW) | Energy Efficiency | 0.11711 | 0.13172 | 0.14683 | 0.16281 | 0.18092 | 0.20112 | 0.22447 | 0.24993 | 0.30584 | 0.27251 | 0.30884
2023 PG Study Reference Scenario | PG&E | Com | BROs | Com - Lodging | Electric Energy (GWh/year) | Energy Efficiency | 1.0806 | 1.2224 | 1.3708 | 1.5278 | 1.7048 | 1.9018 | 2.128 | 2.3745 | 2.9458 | 2.5477 | 2.8977
2023 PG Study Reference Scenario | PG&E | Com | BROs | Com - Lodging | Gas Energy (MMTherm/year) | Energy Efficiency | 0.092711 | 0.10222 | 0.11231 | 0.1235 | 0.13622 | 0.15025 | 0.1661 | 0.18364 | 0.27359 | 0.12841 | 0.15569
2023 PG Study Reference Scenario | PG&E | Com | BROs | Com - Office (Large) | Electric Demand (MW) | Energy Efficiency | 0.91945 | 1.0088 | 1.09 | 1.1714 | 1.2616 | 1.3601 | 1.4753 | 1.5944 | 1.8835 | 1.6489 | 1.8102
2023 PG Study Reference Scenario | PG&E | Com | BROs | Com - Office (Large) | Electric Energy (GWh/year) | Energy Efficiency | 7.8264 | 8.5844 | 9.2908 | 10.0042 | 10.796 | 11.6633 | 12.6754 | 13.7304 | 16.6032 | 13.7977 | 15.2515
2023 PG Study Reference Scenario | PG&E | Com | BROs | Com - Office (Large) | Gas Energy (MMTherm/year) | Energy Efficiency | 0.24032 | 0.26258 | 0.28522 | 0.3102 | 0.33853 | 0.36967 | 0.40527 | 0.44411 | 0.64054 | 0.32732 | 0.38736
2023 PG Study Reference Scenario | PG&E | Com | BROs | Com - Office (Small) | Electric Demand (MW) | Energy Efficiency | 0.1606 | 0.17967 | 0.19813 | 0.2173 | 0.23879 | 0.26253 | 0.29006 | 0.31944 | 0.35748 | 0.38088 | 0.42083
2023 PG Study Reference Scenario | PG&E | Com | BROs | Com - Office (Small) | Electric Energy (GWh/year) | Energy Efficiency | 1.3335 | 1.4939 | 1.652 | 1.817 | 2.0023 | 2.2074 | 2.4451 | 2.7001 | 3.0421 | 3.2197 | 3.5689
2023 PG Study Reference Scenario | PG&E | Com | BROs | Com - Office (Small) | Gas Energy (MMTherm/year) | Energy Efficiency | 0.03741 | 0.041098 | 0.044871 | 0.049011 | 0.053716 | 0.05879 | 0.064555 | 0.070824 | 0.083161 | 0.07821 | 0.087065
2023 PG Study Reference Scenario | PG&E | Com | BROs | Com - Other | Electric Demand (MW) | Energy Efficiency | 0.15583 | 0.17755 | 0.20152 | 0.22712 | 0.25624 | 0.2889 | 0.32624 | 0.3676 | 0.42697 | 0.44844 | 0.50723
2023 PG Study Reference Scenario | PG&E | Com | BROs | Com - Other | Electric Energy (GWh/year) | Energy Efficiency | 1.5587 | 1.7914 | 2.0461 | 2.3159 | 2.6196 | 2.957 | 3.3391 | 3.7589 | 4.3659 | 4.5556 | 5.1389
2023 PG Study Reference Scenario | PG&E | Com | BROs | Com - Other | Gas Energy (MMTherm/year) | Energy Efficiency | 0.18691 | 0.20674 | 0.22857 | 0.25255 | 0.27976 | 0.309 | 0.34183 | 0.37796 | 0.44136 | 0.43206 | 0.48282
2023 PG Study Reference Scenario | PG&E | Com | BROs | Com - Refrig. Warehouse | Electric Demand (MW) | Energy Efficiency | 0.0053737 | 0.006116 | 0.0069602 | 0.0079197 | 0.0090106 | 0.010252 | 0.011663 | 0.013268 | 0.027447 | 0 | 0.0027635
2023 PG Study Reference Scenario | PG&E | Com | BROs | Com - Refrig. Warehouse | Electric Energy (GWh/year) | Energy Efficiency | 0.058097 | 0.066123 | 0.07525 | 0.085623 | 0.097417 | 0.11084 | 0.12609 | 0.14344 | 0.29674 | 0 | 0.029877
2023 PG Study Reference Scenario | PG&E | Com | BROs | Com - Refrig. Warehouse | Gas Energy (MMTherm/year) | Energy Efficiency | 0.00097911 | 0.0011143 | 0.0012682 | 0.0014431 | 0.001642 | 0.0018684 | 0.0021258 | 0.0024185 | 0.0050037 | 0 | 0.00050394
2023 PG Study Reference Scenario | PG&E | Com | BROs | Com - Restaurant | Electric Demand (MW) | Energy Efficiency | 0.24428 | 0.27685 | 0.31262 | 0.35059 | 0.39371 | 0.44184 | 0.49651 | 0.55692 | 0.6296 | 0.69678 | 0.78127
2023 PG Study Reference Scenario | PG&E | Com | BROs | Com - Restaurant | Electric Energy (GWh/year) | Energy Efficiency | 2.2016 | 2.4944 | 2.8159 | 3.1572 | 3.5448 | 3.9773 | 4.4687 | 5.0115 | 5.6731 | 6.2569 | 7.0165
2023 PG Study Reference Scenario | PG&E | Com | BROs | Com - Restaurant | Gas Energy (MMTherm/year) | Energy Efficiency | 0.016929 | 0.018917 | 0.021135 | 0.023608 | 0.026406 | 0.029476 | 0.03293 | 0.036782 | 0.058733 | 0.02169 | 0.027897
2023 PG Study Reference Scenario | PG&E | Com | BROs | Com - Retail | Electric Demand (MW) | Energy Efficiency | 0.41348 | 0.46394 | 0.51471 | 0.56698 | 0.62494 | 0.68874 | 0.76284 | 0.8412 | 0.94056 | 1.0037 | 1.1068
2023 PG Study Reference Scenario | PG&E | Com | BROs | Com - Retail | Electric Energy (GWh/year) | Energy Efficiency | 3.5775 | 4.0213 | 4.4732 | 4.9393 | 5.4563 | 6.0256 | 6.6855 | 7.3852 | 8.2975 | 8.8031 | 9.7265
2023 PG Study Reference Scenario | PG&E | Com | BROs | Com - Retail | Gas Energy (MMTherm/year) | Energy Efficiency | 0.061765 | 0.067506 | 0.073455 | 0.079933 | 0.087254 | 0.095223 | 0.10416 | 0.11382 | 0.13008 | 0.12945 | 0.14295
2023 PG Study Reference Scenario | PG&E | Com | BROs | Com - School | Electric Demand (MW) | Energy Efficiency | 0.097012 | 0.10697 | 0.11649 | 0.12625 | 0.13711 | 0.14914 | 0.16325 | 0.1781 | 0.22521 | 0.17001 | 0.19089
2023 PG Study Reference Scenario | PG&E | Com | BROs | Com - School | Electric Energy (GWh/year) | Energy Efficiency | 0.8512 | 0.93896 | 1.0248 | 1.1136 | 1.2125 | 1.3224 | 1.4508 | 1.5871 | 2.0699 | 1.4446 | 1.6397
2023 PG Study Reference Scenario | PG&E | Com | BROs | Com - School | Gas Energy (MMTherm/year) | Energy Efficiency | 0.17411 | 0.18743 | 0.20079 | 0.21529 | 0.23163 | 0.24949 | 0.26956 | 0.29111 | 0.38302 | 0.2484 | 0.28036
2023 PG Study Reference Scenario | PG&E | Com | BROs | Com - Warehouse | Electric Demand (MW) | Energy Efficiency | 0.00077963 | 0.00088696 | 0.001009 | 0.0011478 | 0.0013055 | 0.001485 | 0.001689 | 0.0019209 | 0.003973 | 0 | 0.00039986
2023 PG Study Reference Scenario | PG&E | Com | BROs | Com - Warehouse | Electric Energy (GWh/year) | Energy Efficiency | 0.008429 | 0.0095893 | 0.010909 | 0.012409 | 0.014115 | 0.016055 | 0.01826 | 0.020768 | 0.042953 | 0 | 0.0043231
2023 PG Study Reference Scenario | PG&E | Com | BROs | Com - Warehouse | Gas Energy (MMTherm/year) | Energy Efficiency | 0.00055215 | 0.00062793 | 0.00071407 | 0.00081197 | 0.00092324 | 0.0010498 | 0.0011936 | 0.0013571 | 0.002806 | 0 | 0.00028225
2023 PG Study Reference Scenario | PG&E | Com | BldgEnv | Com - College | Electric Demand (MW) | Energy Efficiency | 0.00058568 | 0.00054502 | 0.00048692 | 0.00046158 | 2.8696e-06 | 2.723e-06 | 2.5847e-06 | 2.4537e-06 | 2.3214e-06 | 2.1964e-06 | 2.0803e-06
2023 PG Study Reference Scenario | PG&E | Com | BldgEnv | Com - College | Electric Energy (GWh/year) | Energy Efficiency | 0.00021708 | 0.00020092 | 0.00017798 | 0.00016797 | 1.0952e-06 | 1.0398e-06 | 9.8726e-07 | 9.3747e-07 | 8.8731e-07 | 8.399e-07 | 7.9574e-07
2023 PG Study Reference Scenario | PG&E | Com | BldgEnv | Com - College | Gas Energy (MMTherm/year) | Energy Efficiency | 5.1995e-05 | 4.8443e-05 | 4.336e-05 | 4.1142e-05 | 2.5343e-07 | 2.4046e-07 | 2.2823e-07 | 2.1664e-07 | 2.0494e-07 | 1.9389e-07 | 1.8362e-07
2023 PG Study Reference Scenario | PG&E | Com | BldgEnv | Com - Grocery | Electric Demand (MW) | Energy Efficiency | 3.577e-05 | 1.6454e-05 | 1.561e-05 | 1.4806e-05 | 1.4043e-05 | 1.3319e-05 | 1.2637e-05 | 1.1991e-05 | 1.1263e-05 | 1.0581e-05 | 9.9681e-06
2023 PG Study Reference Scenario | PG&E | Com | BldgEnv | Com - Grocery | Electric Energy (GWh/year) | Energy Efficiency | 1.0012e-05 | 6.2359e-06 | 5.918e-06 | 5.6157e-06 | 5.3285e-06 | 5.056e-06 | 4.7985e-06 | 4.5546e-06 | 4.2815e-06 | 4.0254e-06 | 3.7946e-06
2023 PG Study Reference Scenario | PG&E | Com | BldgEnv | Com - Grocery | Gas Energy (MMTherm/year) | Energy Efficiency | 3.3488e-06 | 1.4555e-06 | 1.3807e-06 | 1.3095e-06 | 1.2419e-06 | 1.1778e-06 | 1.1174e-06 | 1.0602e-06 | 9.9563e-07 | 9.3518e-07 | 8.8089e-07
2023 PG Study Reference Scenario | PG&E | Com | BldgEnv | Com - Health | Electric Demand (MW) | Energy Efficiency | 0.0010771 | 0.0010516 | 0.0010892 | 0.0010989 | 0.0011317 | 0.0011439 | 0.001154 | 0.001149 | 0.0011352 | 0.0011083 | 0.0010572
2023 PG Study Reference Scenario | PG&E | Com | BldgEnv | Com - Health | Electric Energy (GWh/year) | Energy Efficiency | 0.00055459 | 0.00054151 | 0.00056092 | 0.00056592 | 0.00058277 | 0.000589 | 0.00059416 | 0.00059152 | 0.00058441 | 0.00057057 | 0.00054427
2023 PG Study Reference Scenario | PG&E | Com | BldgEnv | Com - Health | Gas Energy (MMTherm/year) | Energy Efficiency | 0.00024643 | 0.00024059 | 0.0002492 | 0.0002514 | 0.00025891 | 0.00026171 | 0.00026404 | 0.00026289 | 0.00025973 | 0.00025358 | 0.00024189
2023 PG Study Reference Scenario | PG&E | Com | BldgEnv | Com - Lodging | Electric Demand (MW) | Energy Efficiency | 0.0014972 | 0.0014916 | 0.0014914 | 0.0014823 | 0.001495 | 0.0014895 | 0.0014846 | 0.0014781 | 0.0014679 | 0.0014632 | 0.0014557
2023 PG Study Reference Scenario | PG&E | Com | BldgEnv | Com - Lodging | Electric Energy (GWh/year) | Energy Efficiency | 0.0010098 | 0.001006 | 0.0010058 | 0.00099973 | 0.0010083 | 0.0010046 | 0.0010013 | 0.00099692 | 0.00099003 | 0.00098679 | 0.00098171
2023 PG Study Reference Scenario | PG&E | Com | BldgEnv | Com - Lodging | Gas Energy (MMTherm/year) | Energy Efficiency | 0.00059629 | 0.00059407 | 0.00059397 | 0.00059037 | 0.00059542 | 0.00059325 | 0.00059128 | 0.00058871 | 0.00058464 | 0.00058274 | 0.00057976
2023 PG Study Reference Scenario | PG&E | Com | BldgEnv | Com - Office (Large) | Electric Demand (MW) | Energy Efficiency | 0.004587 | 0.0045641 | 0.0046597 | 0.0046871 | 0.0047693 | 0.0048062 | 0.004858 | 0.0048312 | 0.004765 | 0.0047807 | 0.0047704
2023 PG Study Reference Scenario | PG&E | Com | BldgEnv | Com - Office (Large) | Electric Energy (GWh/year) | Energy Efficiency | 0.0017546 | 0.0017459 | 0.0017825 | 0.001793 | 0.0018245 | 0.0018386 | 0.0018585 | 0.0018482 | 0.0018229 | 0.0018289 | 0.001825
2023 PG Study Reference Scenario | PG&E | Com | BldgEnv | Com - Office (Large) | Gas Energy (MMTherm/year) | Energy Efficiency | 0.00040488 | 0.00040285 | 0.00041129 | 0.0004137 | 0.00042096 | 0.00042421 | 0.00042879 | 0.00042642 | 0.00042057 | 0.00042196 | 0.00042105
2023 PG Study Reference Scenario | PG&E | Com | BldgEnv | Com - Office (Small) | Electric Demand (MW) | Energy Efficiency | 0.0013659 | 0.0013656 | 0.0013758 | 0.0013803 | 0.0013807 | 0.0013879 | 0.0013906 | 0.0013919 | 0.0013904 | 0.0013914 | 0.0013926
2023 PG Study Reference Scenario | PG&E | Com | BldgEnv | Com - Office (Small) | Electric Energy (GWh/year) | Energy Efficiency | 0.00052248 | 0.00052237 | 0.00052629 | 0.000528 | 0.00052818 | 0.00053093 | 0.00053197 | 0.00053249 | 0.00053191 | 0.00053229 | 0.00053277
2023 PG Study Reference Scenario | PG&E | Com | BldgEnv | Com - Office (Small) | Gas Energy (MMTherm/year) | Energy Efficiency | 0.00012058 | 0.00012055 | 0.00012145 | 0.00012184 | 0.00012188 | 0.00012251 | 0.00012275 | 0.00012287 | 0.00012274 | 0.00012282 | 0.00012293
2023 PG Study Reference Scenario | PG&E | Com | BldgEnv | Com - Other | Electric Demand (MW) | Energy Efficiency | 0.0014001 | 0.0013959 | 0.0014046 | 0.0014034 | 0.0013909 | 0.0014011 | 0.0014102 | 0.0014082 | 0.0013891 | 0.0013836 | 0.0013801
2023 PG Study Reference Scenario | PG&E | Com | BldgEnv | Com - Other | Electric Energy (GWh/year) | Energy Efficiency | 0.00053885 | 0.00053724 | 0.0005406 | 0.00054016 | 0.00053536 | 0.0005393 | 0.0005428 | 0.00054207 | 0.00053472 | 0.00053262 | 0.00053128
2023 PG Study Reference Scenario | PG&E | Com | BldgEnv | Com - Other | Gas Energy (MMTherm/year) | Energy Efficiency | 0.00012359 | 0.00012322 | 0.00012398 | 0.00012388 | 0.00012278 | 0.00012368 | 0.00012448 | 0.00012431 | 0.00012262 | 0.00012213 | 0.00012182
2023 PG Study Reference Scenario | PG&E | Com | BldgEnv | Com - Refrig. Warehouse | Electric Demand (MW) | Energy Efficiency | 0.00047278 | 0.00046989 | 0.00046845 | 0.00046553 | 0.00046424 | 0.00046541 | 0.00046439 | 0.00046382 | 0.00046048 | 0.00045779 | 0.00045456
2023 PG Study Reference Scenario | PG&E | Com | BldgEnv | Com - Refrig. Warehouse | Electric Energy (GWh/year) | Energy Efficiency | 0.00018103 | 0.00017993 | 0.00017938 | 0.00017826 | 0.00017777 | 0.00017822 | 0.00017783 | 0.00017761 | 0.00017633 | 0.0001753 | 0.00017407
2023 PG Study Reference Scenario | PG&E | Com | BldgEnv | Com - Refrig. Warehouse | Gas Energy (MMTherm/year) | Energy Efficiency | 4.2047e-05 | 4.1791e-05 | 4.1665e-05 | 4.1405e-05 | 4.1292e-05 | 4.1396e-05 | 4.1305e-05 | 4.1254e-05 | 4.0957e-05 | 4.0719e-05 | 4.0432e-05
2023 PG Study Reference Scenario | PG&E | Com | BldgEnv | Com - Restaurant | Electric Demand (MW) | Energy Efficiency | 9.1724e-06 | 8.7082e-06 | 8.2664e-06 | 7.8458e-06 | 7.4462e-06 | 7.0672e-06 | 6.7093e-06 | 6.3703e-06 | 6.0391e-06 | 5.7255e-06 | 5.4307e-06
2023 PG Study Reference Scenario | PG&E | Com | BldgEnv | Com - Restaurant | Electric Energy (GWh/year) | Energy Efficiency | 3.4777e-06 | 3.3028e-06 | 3.1363e-06 | 2.978e-06 | 2.8276e-06 | 2.6848e-06 | 2.5496e-06 | 2.4214e-06 | 2.2962e-06 | 2.1776e-06 | 2.066e-06
2023 PG Study Reference Scenario | PG&E | Com | BldgEnv | Com - Restaurant | Gas Energy (MMTherm/year) | Energy Efficiency | 8.1131e-07 | 7.702e-07 | 7.3105e-07 | 6.9379e-07 | 6.5839e-07 | 6.2482e-07 | 5.9314e-07 | 5.6314e-07 | 5.3382e-07 | 5.0607e-07 | 4.7999e-07
2023 PG Study Reference Scenario | PG&E | Com | BldgEnv | Com - Retail | Electric Demand (MW) | Energy Efficiency | 2.9406e-05 | 2.7937e-05 | 2.6542e-05 | 2.5215e-05 | 2.3955e-05 | 2.2757e-05 | 2.162e-05 | 2.054e-05 | 1.8515e-05 | 1.6596e-05 | 1.5028e-05
2023 PG Study Reference Scenario | PG&E | Com | BldgEnv | Com - Retail | Electric Energy (GWh/year) | Energy Efficiency | 1.124e-05 | 1.0679e-05 | 1.0145e-05 | 9.6383e-06 | 9.1564e-06 | 8.6986e-06 | 8.2639e-06 | 7.8511e-06 | 7.0682e-06 | 6.3279e-06 | 5.7251e-06
2023 PG Study Reference Scenario | PG&E | Com | BldgEnv | Com - Retail | Gas Energy (MMTherm/year) | Energy Efficiency | 2.5963e-06 | 2.4666e-06 | 2.3434e-06 | 2.2263e-06 | 2.115e-06 | 2.0093e-06 | 1.9089e-06 | 1.8135e-06 | 1.6351e-06 | 1.4661e-06 | 1.3279e-06
2023 PG Study Reference Scenario | PG&E | Com | BldgEnv | Com - School | Electric Demand (MW) | Energy Efficiency | 0.0017055 | 0.0017129 | 0.0017207 | 0.0017223 | 0.0017043 | 0.0017037 | 0.0016996 | 0.001704 | 0.0017028 | 0.001706 | 0.0017106
2023 PG Study Reference Scenario | PG&E | Com | BldgEnv | Com - School | Electric Energy (GWh/year) | Energy Efficiency | 0.00065241 | 0.00065526 | 0.00065826 | 0.00065889 | 0.00065201 | 0.00065175 | 0.00065019 | 0.0006519 | 0.00065144 | 0.00065267 | 0.00065445
2023 PG Study Reference Scenario | PG&E | Com | BldgEnv | Com - School | Gas Energy (MMTherm/year) | Energy Efficiency | 0.00015055 | 0.0001512 | 0.0001519 | 0.00015204 | 0.00015045 | 0.00015039 | 0.00015003 | 0.00015042 | 0.00015031 | 0.00015059 | 0.000151
2023 PG Study Reference Scenario | PG&E | Com | BldgEnv | Com - Warehouse | Electric Demand (MW) | Energy Efficiency | 0.0040024 | 0.0036261 | 0.00035187 | 0.00019204 | 6.7299e-05 | 4.0184e-05 | 3.8167e-05 | 3.627e-05 | 3.2942e-05 | 2.9771e-05 | 2.7141e-05
2023 PG Study Reference Scenario | PG&E | Com | BldgEnv | Com - Warehouse | Electric Energy (GWh/year) | Energy Efficiency | 0.0026195 | 0.0023561 | 0.00012477 | 7.5034e-05 | 3.6083e-05 | 2.7017e-05 | 2.5667e-05 | 2.4394e-05 | 2.2172e-05 | 2.0053e-05 | 1.8292e-05
2023 PG Study Reference Scenario | PG&E | Com | BldgEnv | Com - Warehouse | Gas Energy (MMTherm/year) | Energy Efficiency | 0.0016037 | 0.0014553 | 0.0001559 | 8.4114e-05 | 2.8107e-05 | 1.6017e-05 | 1.5213e-05 | 1.4456e-05 | 1.3127e-05 | 1.1862e-05 | 1.0812e-05
2023 PG Study Reference Scenario | PG&E | Com | ComRefrig | Com - College | Electric Demand (MW) | Energy Efficiency | 0.0014126 | 0.00062912 | 0.00014574 | 8.8527e-07 | 1.7297e-07 | 0 | 0 | 0 | 0 | 0 | 0
2023 PG Study Reference Scenario | PG&E | Com | ComRefrig | Com - College | Electric Energy (GWh/year) | Energy Efficiency | 0.010695 | 0.0047692 | 0.0011055 | 6.74e-06 | 1.3169e-06 | 0 | 0 | 0 | 0 | 0 | 0
2023 PG Study Reference Scenario | PG&E | Com | ComRefrig | Com - College | Gas Energy (MMTherm/year) | Energy Efficiency | 0 | 0 | 0 | 0 | 0 | 0 | 0 | 0 | 0 | 0 | 0
2023 PG Study Reference Scenario | PG&E | Com | ComRefrig | Com - Grocery | Electric Demand (MW) | Energy Efficiency | 0.46975 | 0.28532 | 0.1476 | 0.060059 | 0.026047 | 0.012218 | 0.0036913 | 3.0414e-05 | 1.2948e-05 | 1.6902e-06 | 0
2023 PG Study Reference Scenario | PG&E | Com | ComRefrig | Com - Grocery | Electric Energy (GWh/year) | Energy Efficiency | 3.4836 | 2.1238 | 1.1046 | 0.45397 | 0.19756 | 0.092676 | 0.027999 | 0.00023155 | 9.8579e-05 | 1.2868e-05 | 0
2023 PG Study Reference Scenario | PG&E | Com | ComRefrig | Com - Grocery | Gas Energy (MMTherm/year) | Energy Efficiency | 0 | 0 | 0 | 0 | 0 | 0 | 0 | 0 | 0 | 0 | 0
2023 PG Study Reference Scenario | PG&E | Com | ComRefrig | Com - Lodging | Electric Demand (MW) | Energy Efficiency | 0.0020908 | 0.0011059 | 0.00037945 | 1.422e-06 | 3.7007e-07 | 0 | 0 | 0 | 0 | 0 | 0
2023 PG Study Reference Scenario | PG&E | Com | ComRefrig | Com - Lodging | Electric Energy (GWh/year) | Energy Efficiency | 0.015858 | 0.0083885 | 0.0028781 | 1.0826e-05 | 2.8175e-06 | 0 | 0 | 0 | 0 | 0 | 0
2023 PG Study Reference Scenario | PG&E | Com | ComRefrig | Com - Other | Electric Demand (MW) | Energy Efficiency | 0.0031855 | 0.002252 | 0.0013315 | 0.00063301 | 0.00019155 | 1.2896e-06 | 4.9666e-07 | 0 | 0 | 0 | 0
2023 PG Study Reference Scenario | PG&E | Com | ComRefrig | Com - Other | Electric Energy (GWh/year) | Energy Efficiency | 0.024162 | 0.017081 | 0.010099 | 0.0048014 | 0.001453 | 9.8186e-06 | 3.7813e-06 | 0 | 0 | 0 | 0
2023 PG Study Reference Scenario | PG&E | Com | ComRefrig | Com - Refrig. Warehouse | Electric Demand (MW) | Energy Efficiency | 0.020154 | 0.012899 | 0.0066414 | 0.0023689 | 9.6137e-06 | 3.1085e-06 | 0 | 0 | 0 | 0 | 0
2023 PG Study Reference Scenario | PG&E | Com | ComRefrig | Com - Refrig. Warehouse | Electric Energy (GWh/year) | Energy Efficiency | 0.1528 | 0.097819 | 0.050375 | 0.017968 | 7.3194e-05 | 2.3667e-05 | 0 | 0 | 0 | 0 | 0
2023 PG Study Reference Scenario | PG&E | Com | ComRefrig | Com - Refrig. Warehouse | Gas Energy (MMTherm/year) | Energy Efficiency | 0 | 0 | 0 | 0 | 0 | 0 | 0 | 0 | 0 | 0 | 0
2023 PG Study Reference Scenario | PG&E | Com | ComRefrig | Com - Restaurant | Electric Demand (MW) | Energy Efficiency | 0.022552 | 0.010132 | 0.0033705 | 1.5902e-05 | 5.6124e-06 | 0 | 0 | 0 | 0 | 0 | 0
2023 PG Study Reference Scenario | PG&E | Com | ComRefrig | Com - Restaurant | Electric Energy (GWh/year) | Energy Efficiency | 0.17036 | 0.076853 | 0.025566 | 0.00012107 | 4.273e-05 | 0 | 0 | 0 | 0 | 0 | 0
2023 PG Study Reference Scenario | PG&E | Com | ComRefrig | Com - Restaurant | Gas Energy (MMTherm/year) | Energy Efficiency | 0 | 0 | 0 | 0 | 0 | 0 | 0 | 0 | 0 | 0 | 0
2023 PG Study Reference Scenario | PG&E | Com | ComRefrig | Com - Retail | Electric Demand (MW) | Energy Efficiency | 0.2083 | 0.12032 | 0.056226 | 0.017206 | 0.006276 | 0.0009062 | 1.9869e-05 | 7.6611e-06 | 5.4765e-08 | 0 | 0
2023 PG Study Reference Scenario | PG&E | Com | ComRefrig | Com - Retail | Electric Energy (GWh/year) | Energy Efficiency | 1.5486 | 0.89763 | 0.42158 | 0.13079 | 0.047604 | 0.0068745 | 0.00015127 | 5.8328e-05 | 4.1695e-07 | 0 | 0
2023 PG Study Reference Scenario | PG&E | Com | ComRefrig | Com - Retail | Gas Energy (MMTherm/year) | Energy Efficiency | 0 | 0 | 0 | 0 | 0 | 0 | 0 | 0 | 0 | 0 | 0
2023 PG Study Reference Scenario | PG&E | Com | ComRefrig | Com - School | Electric Demand (MW) | Energy Efficiency | 0.00321 | 0.0016322 | 0.00058848 | 2.2668e-06 | 7.4331e-07 | 0 | 0 | 0 | 0 | 0 | 0
2023 PG Study Reference Scenario | PG&E | Com | ComRefrig | Com - School | Electric Energy (GWh/year) | Energy Efficiency | 0.024321 | 0.012381 | 0.0044636 | 1.7258e-05 | 5.6592e-06 | 0 | 0 | 0 | 0 | 0 | 0
2023 PG Study Reference Scenario | PG&E | Com | ComRefrig | Com - School | Gas Energy (MMTherm/year) | Energy Efficiency | 0 | 0 | 0 | 0 | 0 | 0 | 0 | 0 | 0 | 0 | 0
2023 PG Study Reference Scenario | PG&E | Com | Data Center | Com - Office (Large) | Electric Demand (MW) | Energy Efficiency | 0.040285 | 0.039908 | 0.038314 | 0.038146 | 0.038059 | 0.037636 | 0.037151 | 0.036223 | 0.035047 | 0.034162 | 0.03313
2023 PG Study Reference Scenario | PG&E | Com | Data Center | Com - Office (Large) | Electric Energy (GWh/year) | Energy Efficiency | 0.099003 | 0.098331 | 0.09636 | 0.09578 | 0.095368 | 0.094091 | 0.092633 | 0.090053 | 0.086839 | 0.084337 | 0.081465
2023 PG Study Reference Scenario | PG&E | Com | Data Center | Com - Other | Electric Demand (MW) | Energy Efficiency | 0.022843 | 0.022537 | 0.022197 | 0.021684 | 0.021001 | 0.020535 | 0.020099 | 0.019519 | 0.018771 | 0.018071 | 0.017358
2023 PG Study Reference Scenario | PG&E | Com | Data Center | Com - Other | Electric Energy (GWh/year) | Energy Efficiency | 0.056487 | 0.055983 | 0.055382 | 0.054333 | 0.052832 | 0.051668 | 0.050424 | 0.048807 | 0.046761 | 0.044827 | 0.042855
2023 PG Study Reference Scenario | PG&E | Com | FoodServ | Com - College | Electric Demand (MW) | Energy Efficiency | 0.0022421 | 0.0023881 | 0.0025118 | 0.0026543 | 0.00244 | 0.0025014 | 0.0026213 | 0.0027219 | 0.0028531 | 0.0029625 | 0.0030684
2023 PG Study Reference Scenario | PG&E | Com | FoodServ | Com - College | Electric Demand (MW) | Fuel Substitution | -1.4249e-05 | -1.2493e-05 | -1.095e-05 | -1.876e-05 | -3.3008e-05 | -4.8132e-05 | -6.3348e-05 | -7.8582e-05 | -9.3795e-05 | -0.00010899 | -0.00012415
2023 PG Study Reference Scenario | PG&E | Com | FoodServ | Com - College | Electric Energy (GWh/year) | Energy Efficiency | 0.01158 | 0.01229 | 0.012866 | 0.013567 | 0.011978 | 0.012261 | 0.012859 | 0.013329 | 0.014007 | 0.014547 | 0.01507
2023 PG Study Reference Scenario | PG&E | Com | FoodServ | Com - College | Electric Energy (GWh/year) | Fuel Substitution | -0.00035453 | -0.00034509 | -0.00037089 | -0.00042887 | -0.000506 | -0.00058418 | -0.00076498 | -0.000988 | -0.0012175 | -0.001448 | -0.0016788
2023 PG Study Reference Scenario | PG&E | Com | FoodServ | Com - College | Gas Energy (MMTherm/year) | Energy Efficiency | 0.0023052 | 0.0024684 | 0.0026294 | 0.0028143 | 0.0026498 | 0.0027628 | 0.0029349 | 0.0030547 | 0.0031927 | 0.0033091 | 0.0034211
2023 PG Study Reference Scenario | PG&E | Com | FoodServ | Com - College | Gas Energy (MMTherm/year) | Fuel Substitution | 3.4969e-05 | 3.4006e-05 | 3.6755e-05 | 4.2995e-05 | 5.2441e-05 | 6.2175e-05 | 8.1225e-05 | 0.00010411 | 0.00012757 | 0.00015113 | 0.00017469
2023 PG Study Reference Scenario | PG&E | Com | FoodServ | Com - Grocery | Electric Demand (MW) | Energy Efficiency | 0.009583 | 0.010163 | 0.010783 | 0.011352 | 0.011867 | 0.012161 | 0.012764 | 0.013393 | 0.013899 | 0.014445 | 0.014981
2023 PG Study Reference Scenario | PG&E | Com | FoodServ | Com - Grocery | Electric Demand (MW) | Fuel Substitution | -7.6097e-05 | -6.9684e-05 | -6.207e-05 | -5.5426e-05 | -9.0277e-05 | -0.00015267 | -0.0002196 | -0.0002871 | -0.00035476 | -0.00042243 | -0.00048998
2023 PG Study Reference Scenario | PG&E | Com | FoodServ | Com - Grocery | Electric Energy (GWh/year) | Energy Efficiency | 0.044106 | 0.046574 | 0.049271 | 0.051714 | 0.053884 | 0.055237 | 0.057904 | 0.060724 | 0.062939 | 0.065398 | 0.067825
2023 PG Study Reference Scenario | PG&E | Com | FoodServ | Com - Grocery | Electric Energy (GWh/year) | Fuel Substitution | -0.0020111 | -0.0018833 | -0.0024832 | -0.0033021 | -0.0042854 | -0.0053636 | -0.006456 | -0.007649 | -0.0091563 | -0.010739 | -0.01233
2023 PG Study Reference Scenario | PG&E | Com | FoodServ | Com - Grocery | Gas Energy (MMTherm/year) | Energy Efficiency | 0.011675 | 0.012402 | 0.01364 | 0.014898 | 0.015835 | 0.016802 | 0.017598 | 0.018453 | 0.019311 | 0.020096 | 0.020867
2023 PG Study Reference Scenario | PG&E | Com | FoodServ | Com - Grocery | Gas Energy (MMTherm/year) | Fuel Substitution | 0.0002024 | 0.00018889 | 0.00025238 | 0.00033895 | 0.00044134 | 0.00055856 | 0.0006781 | 0.00080694 | 0.00096435 | 0.0011286 | 0.0012937
2023 PG Study Reference Scenario | PG&E | Com | FoodServ | Com - Health | Electric Demand (MW) | Energy Efficiency | 0.0038124 | 0.0040997 | 0.0044612 | 0.0047908 | 0.0051528 | 0.0054288 | 0.0058116 | 0.0061276 | 0.0064231 | 0.0066921 | 0.0069122
2023 PG Study Reference Scenario | PG&E | Com | FoodServ | Com - Health | Electric Demand (MW) | Fuel Substitution | -5.8281e-05 | -5.3192e-05 | -4.7057e-05 | -4.6635e-05 | -7.4279e-05 | -0.00012113 | -0.0001712 | -0.00022255 | -0.00027495 | -0.00032829 | -0.00038251
2023 PG Study Reference Scenario | PG&E | Com | FoodServ | Com - Health | Electric Energy (GWh/year) | Energy Efficiency | 0.019975 | 0.02139 | 0.023323 | 0.025044 | 0.026997 | 0.028528 | 0.03055 | 0.0322 | 0.033723 | 0.03507 | 0.036077
2023 PG Study Reference Scenario | PG&E | Com | FoodServ | Com - Health | Electric Energy (GWh/year) | Fuel Substitution | -0.00091343 | -0.00085974 | -0.0010576 | -0.0012955 | -0.0016333 | -0.0020339 | -0.0024472 | -0.0030473 | -0.0037401 | -0.0044656 | -0.0052078
2023 PG Study Reference Scenario | PG&E | Com | FoodServ | Com - Health | Gas Energy (MMTherm/year) | Energy Efficiency | 0.0062938 | 0.0067968 | 0.0075579 | 0.0082699 | 0.0090067 | 0.0096444 | 0.01025 | 0.010871 | 0.011428 | 0.011923 | 0.012349
2023 PG Study Reference Scenario | PG&E | Com | FoodServ | Com - Health | Gas Energy (MMTherm/year) | Fuel Substitution | 9.627e-05 | 9.0173e-05 | 0.00011062 | 0.00013481 | 0.00017214 | 0.00021956 | 0.00026886 | 0.00033541 | 0.00041063 | 0.00048905 | 0.00056922
2023 PG Study Reference Scenario | PG&E | Com | FoodServ | Com - Lodging | Electric Demand (MW) | Energy Efficiency | 0.004883 | 0.0052342 | 0.0055911 | 0.005932 | 0.0063442 | 0.0067381 | 0.007148 | 0.0075006 | 0.007842 | 0.0081957 | 0.0085418
2023 PG Study Reference Scenario | PG&E | Com | FoodServ | Com - Lodging | Electric Demand (MW) | Fuel Substitution | -2.643e-05 | -2.2992e-05 | -2.5059e-05 | -4.6858e-05 | -7.9567e-05 | -0.00011404 | -0.00014919 | -0.00018493 | -0.00022121 | -0.00025805 | -0.00029544
2023 PG Study Reference Scenario | PG&E | Com | FoodServ | Com - Lodging | Electric Energy (GWh/year) | Energy Efficiency | 0.025816 | 0.027645 | 0.029518 | 0.031299 | 0.033481 | 0.035554 | 0.037702 | 0.039569 | 0.041375 | 0.043266 | 0.045116
2023 PG Study Reference Scenario | PG&E | Com | FoodServ | Com - Lodging | Electric Energy (GWh/year) | Fuel Substitution | -0.0004838 | -0.00054139 | -0.0008 | -0.0011245 | -0.0014873 | -0.0018915 | -0.0024168 | -0.0029706 | -0.0035359 | -0.004112 | -0.0046981
2023 PG Study Reference Scenario | PG&E | Com | FoodServ | Com - Lodging | Gas Energy (MMTherm/year) | Energy Efficiency | 0.0058649 | 0.0063748 | 0.006989 | 0.0075663 | 0.0081009 | 0.0086012 | 0.0091304 | 0.0095967 | 0.010053 | 0.010525 | 0.010991
2023 PG Study Reference Scenario | PG&E | Com | FoodServ | Com - Lodging | Gas Energy (MMTherm/year) | Fuel Substitution | 5.005e-05 | 5.6037e-05 | 8.2883e-05 | 0.00011714 | 0.00015736 | 0.00020175 | 0.00025727 | 0.00031552 | 0.00037495 | 0.00043549 | 0.00049708
2023 PG Study Reference Scenario | PG&E | Com | FoodServ | Com - Other | Electric Demand (MW) | Energy Efficiency | 0.023671 | 0.025495 | 0.027354 | 0.029139 | 0.030832 | 0.032498 | 0.034974 | 0.036832 | 0.038408 | 0.040032 | 0.041638
2023 PG Study Reference Scenario | PG&E | Com | FoodServ | Com - Other | Electric Demand (MW) | Fuel Substitution | -0.00014916 | -0.00013496 | -0.00011824 | -0.00017074 | -0.00034201 | -0.00053926 | -0.00074206 | -0.00094723 | -0.0011544 | -0.0013634 | -0.0015743
2023 PG Study Reference Scenario | PG&E | Com | FoodServ | Com - Other | Electric Energy (GWh/year) | Energy Efficiency | 0.11178 | 0.12033 | 0.12908 | 0.13747 | 0.14541 | 0.1534 | 0.16519 | 0.17397 | 0.18138 | 0.18904 | 0.19663
2023 PG Study Reference Scenario | PG&E | Com | FoodServ | Com - Other | Electric Energy (GWh/year) | Fuel Substitution | -0.0019452 | -0.001821 | -0.0019415 | -0.0023927 | -0.003336 | -0.0043624 | -0.0054043 | -0.0068377 | -0.0084222 | -0.010054 | -0.011704
2023 PG Study Reference Scenario | PG&E | Com | FoodServ | Com - Other | Gas Energy (MMTherm/year) | Energy Efficiency | 0.015139 | 0.016364 | 0.017756 | 0.019156 | 0.020536 | 0.021871 | 0.023266 | 0.024585 | 0.025695 | 0.026785 | 0.027861
2023 PG Study Reference Scenario | PG&E | Com | FoodServ | Com - Other | Gas Energy (MMTherm/year) | Fuel Substitution | 0.0001897 | 0.0001772 | 0.00019074 | 0.00023472 | 0.00032596 | 0.00042943 | 0.00053506 | 0.00067633 | 0.00083142 | 0.00099091 | 0.0011522
2023 PG Study Reference Scenario | PG&E | Com | FoodServ | Com - Restaurant | Electric Demand (MW) | Energy Efficiency | 0.024663 | 0.025541 | 0.026601 | 0.027676 | 0.028733 | 0.029698 | 0.031547 | 0.032722 | 0.033826 | 0.034964 | 0.036003
2023 PG Study Reference Scenario | PG&E | Com | FoodServ | Com - Restaurant | Electric Demand (MW) | Fuel Substitution | -0.00023225 | -0.00020773 | -0.00017952 | -0.00027346 | -0.00052244 | -0.00080486 | -0.0010887 | -0.0013708 | -0.0016506 | -0.0019278 | -0.0022023
2023 PG Study Reference Scenario | PG&E | Com | FoodServ | Com - Restaurant | Electric Energy (GWh/year) | Energy Efficiency | 0.12133 | 0.12454 | 0.12895 | 0.13354 | 0.13811 | 0.1425 | 0.15127 | 0.1567 | 0.16186 | 0.16732 | 0.17226
2023 PG Study Reference Scenario | PG&E | Com | FoodServ | Com - Restaurant | Electric Energy (GWh/year) | Fuel Substitution | -0.0037591 | -0.0034704 | -0.0054167 | -0.0077432 | -0.01071 | -0.01378 | -0.016838 | -0.020484 | -0.024237 | -0.027985 | -0.03171
2023 PG Study Reference Scenario | PG&E | Com | FoodServ | Com - Restaurant | Gas Energy (MMTherm/year) | Energy Efficiency | 0.030376 | 0.031783 | 0.034662 | 0.037408 | 0.039472 | 0.041278 | 0.043282 | 0.045217 | 0.046902 | 0.048602 | 0.050188
2023 PG Study Reference Scenario | PG&E | Com | FoodServ | Com - Restaurant | Gas Energy (MMTherm/year) | Fuel Substitution | 0.00038112 | 0.00035099 | 0.00055726 | 0.00079561 | 0.001102 | 0.0014247 | 0.0017467 | 0.0021219 | 0.0025065 | 0.0028903 | 0.0032717
2023 PG Study Reference Scenario | PG&E | Com | FoodServ | Com - School | Electric Demand (MW) | Energy Efficiency | 0.011843 | 0.012775 | 0.013701 | 0.014605 | 0.015444 | 0.016499 | 0.017508 | 0.018418 | 0.019299 | 0.020189 | 0.02108
2023 PG Study Reference Scenario | PG&E | Com | FoodServ | Com - School | Electric Demand (MW) | Fuel Substitution | -2.6493e-05 | -2.3571e-05 | -2.0171e-05 | -2.5511e-05 | -4.874e-05 | -7.4696e-05 | -0.0001012 | -0.00012807 | -0.00015526 | -0.00018275 | -0.00021052
2023 PG Study Reference Scenario | PG&E | Com | FoodServ | Com - School | Electric Energy (GWh/year) | Energy Efficiency | 0.056577 | 0.060999 | 0.065403 | 0.069703 | 0.073664 | 0.078729 | 0.083555 | 0.087919 | 0.092146 | 0.096429 | 0.10073
2023 PG Study Reference Scenario | PG&E | Com | FoodServ | Com - School | Electric Energy (GWh/year) | Fuel Substitution | -0.00065399 | -0.00062511 | -0.00066973 | -0.00074299 | -0.00087094 | -0.0010048 | -0.0012721 | -0.0016683 | -0.0020915 | -0.0025222 | -0.0029589
2023 PG Study Reference Scenario | PG&E | Com | FoodServ | Com - School | Gas Energy (MMTherm/year) | Energy Efficiency | 0.005584 | 0.0060373 | 0.0065343 | 0.0070139 | 0.0074706 | 0.0079491 | 0.0084573 | 0.0089231 | 0.0093361 | 0.0097509 | 0.010165
2023 PG Study Reference Scenario | PG&E | Com | FoodServ | Com - School | Gas Energy (MMTherm/year) | Fuel Substitution | 6.4608e-05 | 6.1613e-05 | 6.6423e-05 | 7.3638e-05 | 8.9346e-05 | 0.00010617 | 0.00013518 | 0.00017596 | 0.00021923 | 0.00026325 | 0.00030785
2023 PG Study Reference Scenario | PG&E | Com | HVAC | Com - College | Electric Demand (MW) | Energy Efficiency | 0.13162 | 0.12561 | 0.11422 | 0.11098 | 0.060085 | 0.058313 | 0.059021 | 0.059399 | 0.059491 | 0.059339 | 0.059374
2023 PG Study Reference Scenario | PG&E | Com | HVAC | Com - College | Electric Demand (MW) | Fuel Substitution | -0.00054911 | -0.00058323 | -0.00061291 | -0.0006377 | -0.00065729 | 0 | 0 | 0 | 0 | 0 | 0
2023 PG Study Reference Scenario | PG&E | Com | HVAC | Com - College | Electric Energy (GWh/year) | Energy Efficiency | 0.35041 | 0.32871 | 0.29396 | 0.28332 | 0.19259 | 0.18579 | 0.18758 | 0.18835 | 0.18831 | 0.18754 | 0.18732
2023 PG Study Reference Scenario | PG&E | Com | HVAC | Com - College | Electric Energy (GWh/year) | Fuel Substitution | -0.010934 | -0.011486 | -0.011897 | -0.012357 | -0.012643 | 0 | 0 | 0 | 0 | 0 | 0
2023 PG Study Reference Scenario | PG&E | Com | HVAC | Com - College | Gas Energy (MMTherm/year) | Energy Efficiency | 0.019888 | 0.019857 | 0.019348 | 0.019211 | 0.010943 | 0.0030848 | 0.0031292 | 0.0031553 | 0.0031646 | 0.0031601 | 0.0031669
2023 PG Study Reference Scenario | PG&E | Com | HVAC | Com - College | Gas Energy (MMTherm/year) | Fuel Substitution | 0.0015753 | 0.0017131 | 0.0018382 | 0.0019112 | 0.0020222 | 0 | 0 | 0 | 0 | 0 | 0
2023 PG Study Reference Scenario | PG&E | Com | HVAC | Com - Grocery | Electric Demand (MW) | Energy Efficiency | 0.072698 | 0.070459 | 0.06927 | 0.069293 | 0.071383 | 0.073252 | 0.074661 | 0.075652 | 0.076254 | 0.076525 | 0.076639
2023 PG Study Reference Scenario | PG&E | Com | HVAC | Com - Grocery | Electric Demand (MW) | Fuel Substitution | -0.00088523 | -0.00095046 | -0.0010094 | -0.0010611 | -0.0011049 | 1.6241e-07 | 1.6921e-07 | 1.7391e-07 | 1.7653e-07 | 1.7748e-07 | 1.7721e-07
2023 PG Study Reference Scenario | PG&E | Com | HVAC | Com - Grocery | Electric Energy (GWh/year) | Energy Efficiency | 0.18114 | 0.18874 | 0.19658 | 0.20371 | 0.21047 | 0.21592 | 0.2202 | 0.22307 | 0.22463 | 0.22539 | 0.22581
2023 PG Study Reference Scenario | PG&E | Com | HVAC | Com - Grocery | Electric Energy (GWh/year) | Fuel Substitution | -0.10051 | -0.10764 | -0.11404 | -0.1196 | -0.12427 | 5.0117e-06 | 5.2213e-06 | 5.3664e-06 | 5.4472e-06 | 5.4767e-06 | 5.4683e-06
2023 PG Study Reference Scenario | PG&E | Com | HVAC | Com - Grocery | Gas Energy (MMTherm/year) | Energy Efficiency | 0.0037318 | 0.0037844 | 0.003924 | 0.0040573 | 0.0041948 | 0.0043076 | 0.004425 | 0.0044843 | 0.0044898 | 0.0045067 | 0.0045405
2023 PG Study Reference Scenario | PG&E | Com | HVAC | Com - Grocery | Gas Energy (MMTherm/year) | Fuel Substitution | 0.013878 | 0.014869 | 0.015762 | 0.016542 | 0.017203 | 1.3274e-09 | 1.3829e-09 | 1.4214e-09 | 1.4428e-09 | 1.4506e-09 | 1.4484e-09
2023 PG Study Reference Scenario | PG&E | Com | HVAC | Com - Health | Electric Demand (MW) | Energy Efficiency | 0.19701 | 0.18709 | 0.18171 | 0.17716 | 0.17388 | 0.16721 | 0.16544 | 0.16417 | 0.16002 | 0.16044 | 0.16122
2023 PG Study Reference Scenario | PG&E | Com | HVAC | Com - Health | Electric Demand (MW) | Fuel Substitution | -0.0011613 | -0.0012512 | -0.0013333 | -0.0014061 | -0.0014687 | 2.0838e-07 | 2.1968e-07 | 2.2806e-07 | 2.3335e-07 | 2.3607e-07 | 2.3686e-07
2023 PG Study Reference Scenario | PG&E | Com | HVAC | Com - Health | Electric Energy (GWh/year) | Energy Efficiency | 1.0662 | 1.0395 | 1.0275 | 1.0117 | 0.9972 | 0.96674 | 0.95045 | 0.93312 | 0.89305 | 0.88022 | 0.86433
2023 PG Study Reference Scenario | PG&E | Com | HVAC | Com - Health | Electric Energy (GWh/year) | Fuel Substitution | -0.029948 | -0.032176 | -0.034186 | -0.035944 | -0.037428 | 5.0119e-06 | 5.2836e-06 | 5.4853e-06 | 5.6125e-06 | 5.6778e-06 | 5.6969e-06
2023 PG Study Reference Scenario | PG&E | Com | HVAC | Com - Health | Gas Energy (MMTherm/year) | Energy Efficiency | 0.08162 | 0.084365 | 0.0876 | 0.089913 | 0.092035 | 0.082299 | 0.082872 | 0.082617 | 0.081731 | 0.079903 | 0.077265
2023 PG Study Reference Scenario | PG&E | Com | HVAC | Com - Health | Gas Energy (MMTherm/year) | Fuel Substitution | 0.0053248 | 0.0057248 | 0.006089 | 0.0064117 | 0.0066896 | 6.6396e-13 | 6.9996e-13 | 7.2668e-13 | 7.4352e-13 | 7.5218e-13 | 7.5471e-13
2023 PG Study Reference Scenario | PG&E | Com | HVAC | Com - Lodging | Electric Demand (MW) | Energy Efficiency | 0.078121 | 0.083278 | 0.08609 | 0.088551 | 0.092788 | 0.095022 | 0.098374 | 0.1012 | 0.1034 | 0.10543 | 0.10746
2023 PG Study Reference Scenario | PG&E | Com | HVAC | Com - Lodging | Electric Demand (MW) | Fuel Substitution | -0.00042918 | -0.00045714 | -0.00048156 | -0.00050204 | -0.00051839 | 7.88e-08 | 8.0187e-08 | 8.0774e-08 | 0 | 7.9807e-08 | 7.8661e-08
2023 PG Study Reference Scenario | PG&E | Com | HVAC | Com - Lodging | Electric Energy (GWh/year) | Energy Efficiency | 0.64751 | 0.60404 | 0.59696 | 0.58871 | 0.58599 | 0.57332 | 0.56229 | 0.54801 | 0.4012 | 0.45925 | 0.49633
2023 PG Study Reference Scenario | PG&E | Com | HVAC | Com - Lodging | Electric Energy (GWh/year) | Fuel Substitution | -0.027039 | -0.028676 | -0.030078 | -0.031223 | -0.032102 | 1.8865e-06 | 1.9197e-06 | 1.9338e-06 | 0 | 1.9106e-06 | 1.8832e-06
2023 PG Study Reference Scenario | PG&E | Com | HVAC | Com - Lodging | Gas Energy (MMTherm/year) | Energy Efficiency | 0.043095 | 0.04336 | 0.043161 | 0.042294 | 0.041141 | 0.03497 | 0.033007 | 0.030831 | 0.014824 | 0.020721 | 0.023913
2023 PG Study Reference Scenario | PG&E | Com | HVAC | Com - Lodging | Gas Energy (MMTherm/year) | Fuel Substitution | 0.0042036 | 0.0044597 | 0.0046803 | 0.0048622 | 0.0050042 | 2.5108e-13 | 2.555e-13 | 2.5737e-13 | 0 | 2.5429e-13 | 2.5063e-13
2023 PG Study Reference Scenario | PG&E | Com | HVAC | Com - Office (Large) | Electric Demand (MW) | Energy Efficiency | 0.38733 | 0.27091 | 0.28418 | 0.29989 | 0.31586 | 0.3091 | 0.32135 | 0.33078 | 0.33793 | 0.34504 | 0.3524
2023 PG Study Reference Scenario | PG&E | Com | HVAC | Com - Office (Large) | Electric Demand (MW) | Fuel Substitution | -2.349e-07 | -2.527e-07 | -2.0961e-06 | -2.2022e-06 | -2.2905e-06 | 0 | 0 | 0 | 0 | 0 | 0
2023 PG Study Reference Scenario | PG&E | Com | HVAC | Com - Office (Large) | Electric Energy (GWh/year) | Energy Efficiency | 1.6164 | 0.91625 | 0.9595 | 1.0091 | 1.0588 | 1.031 | 1.0686 | 1.1903 | 1.2089 | 1.1368 | 1.1581
2023 PG Study Reference Scenario | PG&E | Com | HVAC | Com - Office (Large) | Electric Energy (GWh/year) | Fuel Substitution | -3.0806e-06 | -3.3133e-06 | -3.0334e-05 | -3.1869e-05 | -3.3142e-05 | 0 | 0 | 0 | 0 | 0 | 0
2023 PG Study Reference Scenario | PG&E | Com | HVAC | Com - Office (Large) | Gas Energy (MMTherm/year) | Energy Efficiency | 0.070123 | 0.072766 | 0.075079 | 0.07665 | 0.078081 | 0.022249 | 0.022992 | 0.027058 | 0.027352 | 0.024233 | 0.024633
2023 PG Study Reference Scenario | PG&E | Com | HVAC | Com - Office (Large) | Gas Energy (MMTherm/year) | Fuel Substitution | 9.0462e-07 | 9.7205e-07 | 3.5884e-06 | 3.7718e-06 | 3.9258e-06 | 0 | 0 | 0 | 0 | 0 | 0
2023 PG Study Reference Scenario | PG&E | Com | HVAC | Com - Office (Small) | Electric Demand (MW) | Energy Efficiency | 0.15415 | 0.14064 | 0.13587 | 0.14109 | 0.14606 | 0.13932 | 0.14315 | 0.14638 | 0.14895 | 0.15113 | 0.15352
2023 PG Study Reference Scenario | PG&E | Com | HVAC | Com - Office (Small) | Electric Demand (MW) | Fuel Substitution | -9.418e-05 | -0.00010117 | -0.00042221 | -0.00044304 | -0.00046034 | 0 | 0 | 0 | 0 | 0 | 0
2023 PG Study Reference Scenario | PG&E | Com | HVAC | Com - Office (Small) | Electric Energy (GWh/year) | Energy Efficiency | 0.34751 | 0.34884 | 0.35176 | 0.36566 | 0.37982 | 0.35411 | 0.36498 | 0.37417 | 0.3816 | 0.38787 | 0.39474
2023 PG Study Reference Scenario | PG&E | Com | HVAC | Com - Office (Small) | Electric Energy (GWh/year) | Fuel Substitution | -0.00049904 | -0.00053573 | -0.0037157 | -0.0036841 | -0.0038236 | 0 | 0 | 0 | 0 | 0 | 0
2023 PG Study Reference Scenario | PG&E | Com | HVAC | Com - Office (Small) | Gas Energy (MMTherm/year) | Energy Efficiency | 0.038338 | 0.039038 | 0.039791 | 0.040456 | 0.040839 | 0.0095124 | 0.0097347 | 0.0099185 | 0.010061 | 0.010182 | 0.010317
2023 PG Study Reference Scenario | PG&E | Com | HVAC | Com - Office (Small) | Gas Energy (MMTherm/year) | Fuel Substitution | 0.00012252 | 0.00013153 | 0.00048937 | 0.00054702 | 0.00056855 | 0 | 0 | 0 | 0 | 0 | 0
2023 PG Study Reference Scenario | PG&E | Com | HVAC | Com - Other | Electric Demand (MW) | Energy Efficiency | 1.7279 | 1.2026 | 0.86812 | 0.78461 | 0.78774 | 0.80182 | 0.81366 | 0.81863 | 0.81392 | 0.81037 | 0.80757
2023 PG Study Reference Scenario | PG&E | Com | HVAC | Com - Other | Electric Demand (MW) | Fuel Substitution | -0.0042175 | -0.0045122 | -0.0047744 | -0.005 | -0.0051864 | 0 | 0 | 0 | 0 | 0 | 0
2023 PG Study Reference Scenario | PG&E | Com | HVAC | Com - Other | Electric Energy (GWh/year) | Energy Efficiency | 2.3377 | 1.7345 | 1.3552 | 1.2638 | 1.2744 | 1.3029 | 1.3269 | 1.3402 | 1.3388 | 1.338 | 1.3384
2023 PG Study Reference Scenario | PG&E | Com | HVAC | Com - Other | Electric Energy (GWh/year) | Fuel Substitution | -0.16015 | -0.17092 | -0.18043 | -0.18854 | -0.19516 | 0 | 0 | 0 | 0 | 0 | 0
2023 PG Study Reference Scenario | PG&E | Com | HVAC | Com - Other | Gas Energy (MMTherm/year) | Energy Efficiency | 0.21665 | 0.14966 | 0.10658 | 0.09867 | 0.098792 | 0.10023 | 0.10143 | 0.10175 | 0.10081 | 0.1 | 0.099279
2023 PG Study Reference Scenario | PG&E | Com | HVAC | Com - Other | Gas Energy (MMTherm/year) | Fuel Substitution | 0.025074 | 0.02677 | 0.028274 | 0.029566 | 0.030633 | 0 | 0 | 0 | 0 | 0 | 0
2023 PG Study Reference Scenario | PG&E | Com | HVAC | Com - Refrig. Warehouse | Electric Demand (MW) | Energy Efficiency | 0.00034858 | 5.1682e-05 | 5.5549e-05 | 5.8907e-05 | 6.2118e-05 | 6.5319e-05 | 6.7869e-05 | 7.0141e-05 | 7.166e-05 | 7.2939e-05 | 7.3848e-05
2023 PG Study Reference Scenario | PG&E | Com | HVAC | Com - Refrig. Warehouse | Electric Energy (GWh/year) | Energy Efficiency | 0.0012602 | 0.00020352 | 0.00021874 | 0.00023196 | 0.00024461 | 0.00025721 | 0.00026726 | 0.0002762 | 0.00028218 | 0.00028722 | 0.0002908
2023 PG Study Reference Scenario | PG&E | Com | HVAC | Com - Refrig. Warehouse | Gas Energy (MMTherm/year) | Energy Efficiency | 4.5859e-07 | 0 | 0 | 0 | 0 | 0 | 0 | 0 | 0 | 0 | 0
2023 PG Study Reference Scenario | PG&E | Com | HVAC | Com - Restaurant | Electric Demand (MW) | Energy Efficiency | 0.031699 | 0.03155 | 0.033047 | 0.034286 | 0.035269 | 0.035998 | 0.036494 | 0.036778 | 0.03687 | 0.036799 | 0.036767
2023 PG Study Reference Scenario | PG&E | Com | HVAC | Com - Restaurant | Electric Demand (MW) | Fuel Substitution | -0.00042272 | -0.00045041 | -0.00047392 | -0.00049336 | -0.00050848 | 0 | 0 | 0 | 0 | 0 | 0
2023 PG Study Reference Scenario | PG&E | Com | HVAC | Com - Restaurant | Electric Energy (GWh/year) | Energy Efficiency | 0.097195 | 0.095514 | 0.099888 | 0.10351 | 0.10638 | 0.10847 | 0.10988 | 0.11066 | 0.11088 | 0.11061 | 0.11045
2023 PG Study Reference Scenario | PG&E | Com | HVAC | Com - Restaurant | Electric Energy (GWh/year) | Fuel Substitution | -0.0037815 | -0.0039378 | -0.0058005 | -0.0060355 | -0.0079482 | 0 | 0 | 0 | 0 | 0 | 0
2023 PG Study Reference Scenario | PG&E | Com | HVAC | Com - Restaurant | Gas Energy (MMTherm/year) | Energy Efficiency | 0.055177 | 0.057484 | 0.059703 | 0.061378 | 0.062363 | 0.062708 | 0.062596 | 0.061867 | 0.060704 | 0.05924 | 0.057489
2023 PG Study Reference Scenario | PG&E | Com | HVAC | Com - Restaurant | Gas Energy (MMTherm/year) | Fuel Substitution | 0.00073913 | 0.00082545 | 0.0010674 | 0.0011125 | 0.0013673 | 0 | 0 | 0 | 0 | 0 | 0
2023 PG Study Reference Scenario | PG&E | Com | HVAC | Com - Retail | Electric Demand (MW) | Energy Efficiency | 0.26329 | 0.19919 | 0.16011 | 0.15332 | 0.14984 | 0.14931 | 0.15198 | 0.15379 | 0.13356 | 0.13275 | 0.13179
2023 PG Study Reference Scenario | PG&E | Com | HVAC | Com - Retail | Electric Demand (MW) | Fuel Substitution | -0.00097468 | -0.0010492 | -0.0011171 | -0.0011773 | -0.001229 | 0 | 0 | 0 | 0 | 0 | 0
2023 PG Study Reference Scenario | PG&E | Com | HVAC | Com - Retail | Electric Energy (GWh/year) | Energy Efficiency | 1.3804 | 1.2619 | 1.1425 | 1.0355 | 0.90555 | 0.79394 | 0.70934 | 0.63684 | 0.40417 | 0.40158 | 0.39856
2023 PG Study Reference Scenario | PG&E | Com | HVAC | Com - Retail | Electric Energy (GWh/year) | Fuel Substitution | -0.022457 | -0.024018 | -0.025378 | -0.026512 | -0.027403 | 0 | 0 | 0 | 0 | 0 | 0
2023 PG Study Reference Scenario | PG&E | Com | HVAC | Com - Retail | Gas Energy (MMTherm/year) | Energy Efficiency | 0.062207 | 0.054679 | 0.047737 | 0.042029 | 0.03701 | 0.023735 | 0.019769 | 0.016406 | 0.0075054 | 0.0074515 | 0.0073906
2023 PG Study Reference Scenario | PG&E | Com | HVAC | Com - Retail | Gas Energy (MMTherm/year) | Fuel Substitution | 0.0041537 | 0.0044437 | 0.0046997 | 0.0049175 | 0.0050946 | 0 | 0 | 0 | 0 | 0 | 0
2023 PG Study Reference Scenario | PG&E | Com | HVAC | Com - School | Electric Demand (MW) | Energy Efficiency | 0.17257 | 0.17459 | 0.16929 | 0.17028 | 0.17569 | 0.17296 | 0.17859 | 0.18363 | 0.18765 | 0.19139 | 0.19545
2023 PG Study Reference Scenario | PG&E | Com | HVAC | Com - School | Electric Demand (MW) | Fuel Substitution | -0.0011977 | -0.0012748 | -0.0013425 | -0.0013997 | -0.0014456 | 0 | 0 | 0 | 0 | 0 | 0
2023 PG Study Reference Scenario | PG&E | Com | HVAC | Com - School | Electric Energy (GWh/year) | Energy Efficiency | 0.69436 | 0.68469 | 0.64513 | 0.63935 | 0.65204 | 0.64016 | 0.65682 | 0.67216 | 0.68393 | 0.6951 | 0.70728
2023 PG Study Reference Scenario | PG&E | Com | HVAC | Com - School | Electric Energy (GWh/year) | Fuel Substitution | -0.025155 | -0.026761 | -0.028151 | -0.029308 | -0.030266 | 0 | 0 | 0 | 0 | 0 | 0
2023 PG Study Reference Scenario | PG&E | Com | HVAC | Com - School | Gas Energy (MMTherm/year) | Energy Efficiency | 0.054266 | 0.056108 | 0.057715 | 0.0587 | 0.058943 | 0.033288 | 0.033639 | 0.034029 | 0.034271 | 0.034533 | 0.034832
2023 PG Study Reference Scenario | PG&E | Com | HVAC | Com - School | Gas Energy (MMTherm/year) | Fuel Substitution | 0.0034639 | 0.0036862 | 0.0038792 | 0.0040404 | 0.0042689 | 0 | 0 | 0 | 0 | 0 | 0
2023 PG Study Reference Scenario | PG&E | Com | HVAC | Com - Warehouse | Electric Demand (MW) | Energy Efficiency | 0.039914 | 0.042049 | 0.035671 | 0.035376 | 0.035162 | 0.035838 | 0.036321 | 0.036589 | 0.036643 | 0.03654 | 0.036436
2023 PG Study Reference Scenario | PG&E | Com | HVAC | Com - Warehouse | Electric Demand (MW) | Fuel Substitution | -0.00031126 | -0.00032986 | -0.00034574 | -0.00035866 | -0.00036852 | 0 | 0 | 0 | 0 | 0 | 0
2023 PG Study Reference Scenario | PG&E | Com | HVAC | Com - Warehouse | Electric Energy (GWh/year) | Energy Efficiency | 0.12157 | 0.12797 | 0.10863 | 0.1075 | 0.10529 | 0.10722 | 0.10862 | 0.10938 | 0.10949 | 0.10915 | 0.10881
2023 PG Study Reference Scenario | PG&E | Com | HVAC | Com - Warehouse | Electric Energy (GWh/year) | Fuel Substitution | -0.016127 | -0.01703 | -0.017787 | -0.018389 | -0.018832 | 0 | 0 | 0 | 0 | 0 | 0
2023 PG Study Reference Scenario | PG&E | Com | HVAC | Com - Warehouse | Gas Energy (MMTherm/year) | Energy Efficiency | 0.0021277 | 0.0022418 | 0.0019173 | 0.0019695 | 0.0020078 | 0.0020436 | 0.0020691 | 0.0020824 | 0.0020838 | 0.0020762 | 0.002069
2023 PG Study Reference Scenario | PG&E | Com | HVAC | Com - Warehouse | Gas Energy (MMTherm/year) | Fuel Substitution | 0.0023157 | 0.0024458 | 0.0025556 | 0.0026434 | 0.0027091 | 0 | 0 | 0 | 0 | 0 | 0
2023 PG Study Reference Scenario | PG&E | Com | Lighting | Com - College | Electric Demand (MW) | Energy Efficiency | 0.00021284 | 0.00016282 | 0.00016742 | 0.00015333 | 0.00013672 | 0.00012933 | 0.00012963 | 0.00013013 | 0.00013139 | 0.00013159 | 0.00013143
2023 PG Study Reference Scenario | PG&E | Com | Lighting | Com - College | Electric Energy (GWh/year) | Energy Efficiency | 0.0007853 | 0.00060072 | 0.00061771 | 0.00056573 | 0.00050444 | 0.00047717 | 0.00047827 | 0.0004801 | 0.00048478 | 0.00048551 | 0.00048493
2023 PG Study Reference Scenario | PG&E | Com | Lighting | Com - College | Gas Energy (MMTherm/year) | Energy Efficiency | -8.0874e-06 | -6.1865e-06 | -6.3615e-06 | -5.8262e-06 | -5.195e-06 | -4.9141e-06 | -4.9255e-06 | -4.9444e-06 | -4.9926e-06 | -5.0001e-06 | -4.9941e-06
2023 PG Study Reference Scenario | PG&E | Com | Lighting | Com - Grocery | Electric Demand (MW) | Energy Efficiency | 0.0042882 | 0.0043215 | 0.0043612 | 0.0043771 | 0.0043707 | 0.0044023 | 0.0044065 | 0.0044178 | 0.0044119 | 0.0044208 | 0.004427
2023 PG Study Reference Scenario | PG&E | Com | Lighting | Com - Grocery | Electric Energy (GWh/year) | Energy Efficiency | 0.02372 | 0.023904 | 0.024124 | 0.024212 | 0.024177 | 0.024351 | 0.024374 | 0.024437 | 0.024404 | 0.024454 | 0.024488
2023 PG Study Reference Scenario | PG&E | Com | Lighting | Com - Grocery | Gas Energy (MMTherm/year) | Energy Efficiency | -0.00026023 | -0.00026225 | -0.00026466 | -0.00026562 | -0.00026524 | -0.00026715 | -0.00026741 | -0.0002681 | -0.00026774 | -0.00026828 | -0.00026865
2023 PG Study Reference Scenario | PG&E | Com | Lighting | Com - Health | Electric Demand (MW) | Energy Efficiency | 0.0033666 | 0.0034718 | 0.0036112 | 0.0037203 | 0.0038396 | 0.0039349 | 0.0040215 | 0.0040881 | 0.0041407 | 0.004175 | 0.0041804
2023 PG Study Reference Scenario | PG&E | Com | Lighting | Com - Health | Electric Energy (GWh/year) | Energy Efficiency | 0.020038 | 0.020664 | 0.021494 | 0.022144 | 0.022854 | 0.023421 | 0.023936 | 0.024333 | 0.024646 | 0.02485 | 0.024882
2023 PG Study Reference Scenario | PG&E | Com | Lighting | Com - Health | Gas Energy (MMTherm/year) | Energy Efficiency | -0.00020515 | -0.00021156 | -0.00022006 | -0.00022671 | -0.00023398 | -0.00023979 | -0.00024506 | -0.00024912 | -0.00025232 | -0.00025441 | -0.00025474
2023 PG Study Reference Scenario | PG&E | Com | Lighting | Com - Lodging | Electric Demand (MW) | Energy Efficiency | 2.8042e-05 | 2.9564e-05 | 9.4614e-06 | 0 | 0 | 0 | 0 | 0 | 0 | 0 | 0
2023 PG Study Reference Scenario | PG&E | Com | Lighting | Com - Lodging | Electric Energy (GWh/year) | Energy Efficiency | 0.00016304 | 0.00017189 | 5.5011e-05 | 0 | 0 | 0 | 0 | 0 | 0 | 0 | 0
2023 PG Study Reference Scenario | PG&E | Com | Lighting | Com - Lodging | Gas Energy (MMTherm/year) | Energy Efficiency | -1.8203e-06 | -1.9191e-06 | -6.1418e-07 | 0 | 0 | 0 | 0 | 0 | 0 | 0 | 0
2023 PG Study Reference Scenario | PG&E | Com | Lighting | Com - Office (Large) | Electric Demand (MW) | Energy Efficiency | 0.00058269 | 0.00060307 | 0.00062469 | 0.00063895 | 0.00047971 | 0.00041974 | 0.0004306 | 0.00043813 | 0.00044328 | 0.00044919 | 0.00045337
2023 PG Study Reference Scenario | PG&E | Com | Lighting | Com - Office (Large) | Electric Energy (GWh/year) | Energy Efficiency | 0.0041312 | 0.0042757 | 0.0044289 | 0.0045301 | 0.0034011 | 0.0029759 | 0.0030529 | 0.0031063 | 0.0031428 | 0.0031847 | 0.0032143
2023 PG Study Reference Scenario | PG&E | Com | Lighting | Com - Office (Large) | Gas Energy (MMTherm/year) | Energy Efficiency | -1.8853e-05 | -1.9513e-05 | -2.0212e-05 | -2.0674e-05 | -1.5521e-05 | -1.3581e-05 | -1.3932e-05 | -1.4176e-05 | -1.4343e-05 | -1.4534e-05 | -1.4669e-05
2023 PG Study Reference Scenario | PG&E | Com | Lighting | Com - Office (Small) | Electric Demand (MW) | Energy Efficiency | 0.00013089 | 0.00013925 | 6.7984e-05 | 4.5121e-05 | 4.6574e-05 | 4.7893e-05 | 4.8988e-05 | 4.99e-05 | 5.0624e-05 | 5.1232e-05 | 5.172e-05
2023 PG Study Reference Scenario | PG&E | Com | Lighting | Com - Office (Small) | Electric Energy (GWh/year) | Energy Efficiency | 0.00071465 | 0.00076033 | 0.00037119 | 0.00024636 | 0.00025429 | 0.00026149 | 0.00026747 | 0.00027245 | 0.00027641 | 0.00027973 | 0.00028239
2023 PG Study Reference Scenario | PG&E | Com | Lighting | Com - Office (Small) | Gas Energy (MMTherm/year) | Energy Efficiency | -3.2472e-06 | -3.4547e-06 | -1.6866e-06 | -1.1194e-06 | -1.1554e-06 | -1.1881e-06 | -1.2153e-06 | -1.2379e-06 | -1.2559e-06 | -1.271e-06 | -1.2831e-06
2023 PG Study Reference Scenario | PG&E | Com | Lighting | Com - Other | Electric Demand (MW) | Energy Efficiency | 0 | 0 | 0 | 0 | 0 | 0 | 0 | 0 | 0 | 0 | 0
2023 PG Study Reference Scenario | PG&E | Com | Lighting | Com - Other | Electric Energy (GWh/year) | Energy Efficiency | 0 | 0 | 0 | 0 | 0 | 0 | 0 | 0 | 0 | 0 | 0
2023 PG Study Reference Scenario | PG&E | Com | Lighting | Com - Other | Gas Energy (MMTherm/year) | Energy Efficiency | 0 | 0 | 0 | 0 | 0 | 0 | 0 | 0 | 0 | 0 | 0
2023 PG Study Reference Scenario | PG&E | Com | Lighting | Com - Refrig. Warehouse | Electric Demand (MW) | Energy Efficiency | 0.00024068 | 0.00025018 | 0.00025887 | 0.00026629 | 0.00027314 | 0.0002797 | 0.00028503 | 0.00028978 | 0.00029322 | 0.00029633 | 0.00029898
2023 PG Study Reference Scenario | PG&E | Com | Lighting | Com - Refrig. Warehouse | Electric Energy (GWh/year) | Energy Efficiency | 0.0021447 | 0.0022293 | 0.0023066 | 0.0023726 | 0.0024335 | 0.0024918 | 0.0025393 | 0.0025814 | 0.002612 | 0.0026396 | 0.0026633
2023 PG Study Reference Scenario | PG&E | Com | Lighting | Com - Refrig. Warehouse | Gas Energy (MMTherm/year) | Energy Efficiency | -2.1239e-09 | -2.213e-09 | -2.2952e-09 | -2.3665e-09 | -2.4329e-09 | -2.4968e-09 | -2.5498e-09 | -2.5972e-09 | -2.6326e-09 | -2.6636e-09 | -2.6885e-09
2023 PG Study Reference Scenario | PG&E | Com | Lighting | Com - Restaurant | Electric Demand (MW) | Energy Efficiency | 0.008914 | 0.0089191 | 0.0089459 | 0.0089596 | 0.0089564 | 0.0089425 | 0.0089644 | 0.0089468 | 0.0089206 | 0.0089019 | 0.0088607
2023 PG Study Reference Scenario | PG&E | Com | Lighting | Com - Restaurant | Electric Energy (GWh/year) | Energy Efficiency | 0.044376 | 0.044401 | 0.044534 | 0.044603 | 0.044587 | 0.044518 | 0.044627 | 0.044539 | 0.044409 | 0.044316 | 0.04411
2023 PG Study Reference Scenario | PG&E | Com | Lighting | Com - Restaurant | Gas Energy (MMTherm/year) | Energy Efficiency | -0.00038087 | -0.00038109 | -0.00038223 | -0.00038282 | -0.00038268 | -0.00038209 | -0.00038302 | -0.00038227 | -0.00038115 | -0.00038035 | -0.00037859
2023 PG Study Reference Scenario | PG&E | Com | Lighting | Com - Retail | Electric Demand (MW) | Energy Efficiency | 0 | 0 | 0 | 0 | 0 | 0 | 0 | 0 | 0.003318 | 0.0034133 | 0.0033952
2023 PG Study Reference Scenario | PG&E | Com | Lighting | Com - Retail | Electric Energy (GWh/year) | Energy Efficiency | 0 | 0 | 0 | 0 | 0 | 0 | 0 | 0 | 0.019607 | 0.020171 | 0.020064
2023 PG Study Reference Scenario | PG&E | Com | Lighting | Com - Retail | Gas Energy (MMTherm/year) | Energy Efficiency | 0 | 0 | 0 | 0 | 0 | 0 | 0 | 0 | -0.00010623 | -0.00010929 | -0.00010871
2023 PG Study Reference Scenario | PG&E | Com | Lighting | Com - School | Electric Demand (MW) | Energy Efficiency | 9.5271e-05 | 0.00010036 | 5.9986e-05 | 4.4067e-05 | 4.5354e-05 | 1.2104e-05 | 0 | 0 | 0 | 0 | 0
2023 PG Study Reference Scenario | PG&E | Com | Lighting | Com - School | Electric Energy (GWh/year) | Energy Efficiency | 0.0005695 | 0.00059989 | 0.00035857 | 0.00026342 | 0.00027111 | 7.2353e-05 | 0 | 0 | 0 | 0 | 0
2023 PG Study Reference Scenario | PG&E | Com | Lighting | Com - School | Gas Energy (MMTherm/year) | Energy Efficiency | -6.4619e-06 | -6.8067e-06 | -4.0686e-06 | -2.9889e-06 | -3.0762e-06 | -8.2097e-07 | 0 | 0 | 0 | 0 | 0
2023 PG Study Reference Scenario | PG&E | Com | Lighting | Com - Warehouse | Electric Demand (MW) | Energy Efficiency | 0.00015035 | 0.00015617 | 0.00014477 | 0.00013902 | 0.00013876 | 0.00014034 | 0.00014126 | 0.00014243 | 0.00014291 | 0.0001434 | 0.00014335
2023 PG Study Reference Scenario | PG&E | Com | Lighting | Com - Warehouse | Electric Energy (GWh/year) | Energy Efficiency | 0.0011997 | 0.0012461 | 0.0011552 | 0.0011092 | 0.0011072 | 0.0011198 | 0.0011271 | 0.0011365 | 0.0011403 | 0.0011442 | 0.0011438
2023 PG Study Reference Scenario | PG&E | Com | Lighting | Com - Warehouse | Gas Energy (MMTherm/year) | Energy Efficiency | -7.8653e-06 | -8.1696e-06 | -7.5736e-06 | -7.2724e-06 | -7.2592e-06 | -7.3417e-06 | -7.3897e-06 | -7.4513e-06 | -7.4762e-06 | -7.5016e-06 | -7.4991e-06
2023 PG Study Reference Scenario | PG&E | Com | WaterHeat | Com - College | Electric Demand (MW) | Energy Efficiency | 0.023116 | 0.021932 | 0.020764 | 0.019905 | 0.016251 | 0.015606 | 0.015044 | 0.01454 | 0.014056 | 0.013619 | 0.013228
2023 PG Study Reference Scenario | PG&E | Com | WaterHeat | Com - College | Electric Demand (MW) | Fuel Substitution | -0.0014961 | -0.00158 | -0.0016347 | -0.0016855 | -0.0014822 | 0.0023388 | 0.0026433 | 0.0030017 | 0.003444 | 0.0037539 | 0.003925
2023 PG Study Reference Scenario | PG&E | Com | WaterHeat | Com - College | Electric Energy (GWh/year) | Energy Efficiency | 0.18976 | 0.18003 | 0.17042 | 0.16337 | 0.13344 | 0.12813 | 0.12352 | 0.11937 | 0.1154 | 0.11181 | 0.1086
2023 PG Study Reference Scenario | PG&E | Com | WaterHeat | Com - College | Electric Energy (GWh/year) | Fuel Substitution | -0.035078 | -0.036365 | -0.0372 | -0.037956 | -0.034953 | 0.019203 | 0.021702 | 0.024644 | 0.028275 | 0.030819 | 0.032224
2023 PG Study Reference Scenario | PG&E | Com | WaterHeat | Com - College | Gas Energy (MMTherm/year) | Energy Efficiency | 0.010197 | 0.0098066 | 0.0093457 | 0.0090286 | 0.0066164 | 0.00012319 | 0.00012255 | 0.00012136 | 0.00011954 | 0.00011745 | 0.00011614
2023 PG Study Reference Scenario | PG&E | Com | WaterHeat | Com - College | Gas Energy (MMTherm/year) | Fuel Substitution | 0.0023702 | 0.0024326 | 0.0024729 | 0.0025081 | 0.0023688 | 0 | 0 | 0 | 0 | 0 | 0
2023 PG Study Reference Scenario | PG&E | Com | WaterHeat | Com - Grocery | Electric Demand (MW) | Energy Efficiency | 0.091644 | 0.086515 | 0.082435 | 0.078868 | 0.075732 | 0.072962 | 0.070507 | 0.068321 | 0.066209 | 0.064317 | 0.062655
2023 PG Study Reference Scenario | PG&E | Com | WaterHeat | Com - Grocery | Electric Demand (MW) | Fuel Substitution | -0.0016777 | -0.001779 | -0.0018675 | -0.0019363 | -0.0019871 | 0.0039712 | 0.0043606 | 0.0047482 | 0.0053242 | 0.0057558 | 0.0060042
2023 PG Study Reference Scenario | PG&E | Com | WaterHeat | Com - Grocery | Electric Energy (GWh/year) | Energy Efficiency | 0.4844 | 0.45734 | 0.43577 | 0.41691 | 0.40034 | 0.38569 | 0.37271 | 0.36116 | 0.34999 | 0.33999 | 0.3312
2023 PG Study Reference Scenario | PG&E | Com | WaterHeat | Com - Grocery | Electric Energy (GWh/year) | Fuel Substitution | -0.030427 | -0.031438 | -0.032311 | -0.032982 | -0.033468 | 0.020992 | 0.02305 | 0.025099 | 0.028144 | 0.030425 | 0.031738
2023 PG Study Reference Scenario | PG&E | Com | WaterHeat | Com - Grocery | Gas Energy (MMTherm/year) | Energy Efficiency | 0.0033494 | 0.0031727 | 0.0030304 | 0.0029236 | 0.0028225 | 0.0016866 | 0.0016677 | 0.0016605 | 0.0014858 | 0.001372 | 0.0013384
2023 PG Study Reference Scenario | PG&E | Com | WaterHeat | Com - Grocery | Gas Energy (MMTherm/year) | Fuel Substitution | 0.0022186 | 0.0022673 | 0.0023091 | 0.0023407 | 0.0023631 | 0 | 0 | 0 | 0 | 0 | 0
2023 PG Study Reference Scenario | PG&E | Com | WaterHeat | Com - Health | Electric Demand (MW) | Energy Efficiency | 0.15048 | 0.14478 | 0.1412 | 0.13772 | 0.1353 | 0.13288 | 0.13091 | 0.12899 | 0.12702 | 0.12503 | 0.1228
2023 PG Study Reference Scenario | PG&E | Com | WaterHeat | Com - Health | Electric Demand (MW) | Fuel Substitution | -0.0036552 | -0.0039341 | -0.0042101 | -0.004433 | -0.0046367 | 0.0077821 | 0.0086307 | 0.0096556 | 0.011015 | 0.012019 | 0.012634
2023 PG Study Reference Scenario | PG&E | Com | WaterHeat | Com - Health | Electric Energy (GWh/year) | Energy Efficiency | 1.2594 | 1.2118 | 1.1818 | 1.1527 | 1.1324 | 1.1122 | 1.0957 | 1.0796 | 1.0632 | 1.0465 | 1.0278
2023 PG Study Reference Scenario | PG&E | Com | WaterHeat | Com - Health | Electric Energy (GWh/year) | Fuel Substitution | -0.094533 | -0.0991 | -0.10358 | -0.10723 | -0.11055 | 0.065131 | 0.072233 | 0.080812 | 0.092192 | 0.10059 | 0.10574
2023 PG Study Reference Scenario | PG&E | Com | WaterHeat | Com - Health | Gas Energy (MMTherm/year) | Energy Efficiency | 0.029046 | 0.028347 | 0.028154 | 0.027723 | 0.027484 | 0.00050648 | 0.00050918 | 0.00051044 | 0.00047019 | 0.00043568 | 0.00041769
2023 PG Study Reference Scenario | PG&E | Com | WaterHeat | Com - Health | Gas Energy (MMTherm/year) | Fuel Substitution | 0.006719 | 0.0069537 | 0.0071819 | 0.0073693 | 0.0075391 | 0 | 0 | 0 | 0 | 0 | 0
2023 PG Study Reference Scenario | PG&E | Com | WaterHeat | Com - Lodging | Electric Demand (MW) | Energy Efficiency | 0.031143 | 0.030141 | 0.029333 | 0.028608 | 0.028125 | 0.027073 | 0.026674 | 0.026335 | 0.02582 | 0.025351 | 0.024983
2023 PG Study Reference Scenario | PG&E | Com | WaterHeat | Com - Lodging | Electric Demand (MW) | Fuel Substitution | -0.0043842 | -0.0047325 | -0.0050392 | -0.0052924 | -0.0055272 | 0.0071887 | 0.0079069 | 0.0090958 | 0.010239 | 0.011015 | 0.011439
2023 PG Study Reference Scenario | PG&E | Com | WaterHeat | Com - Lodging | Electric Energy (GWh/year) | Energy Efficiency | 0.25371 | 0.24555 | 0.23897 | 0.23306 | 0.22912 | 0.22065 | 0.2174 | 0.21464 | 0.21044 | 0.20662 | 0.20363
2023 PG Study Reference Scenario | PG&E | Com | WaterHeat | Com - Lodging | Electric Energy (GWh/year) | Fuel Substitution | -0.12231 | -0.12907 | -0.13496 | -0.13975 | -0.14402 | 0.058588 | 0.064441 | 0.07413 | 0.083448 | 0.089776 | 0.093229
2023 PG Study Reference Scenario | PG&E | Com | WaterHeat | Com - Lodging | Gas Energy (MMTherm/year) | Energy Efficiency | 0.21836 | 0.21529 | 0.21253 | 0.20866 | 0.20633 | 0.00043319 | 0.00043483 | 0.00043644 | 0.00040579 | 0.00037638 | 0.00036058
2023 PG Study Reference Scenario | PG&E | Com | WaterHeat | Com - Lodging | Gas Energy (MMTherm/year) | Fuel Substitution | 0.0095271 | 0.0099771 | 0.010364 | 0.010676 | 0.010943 | 0 | 0 | 0 | 0 | 0 | 0
2023 PG Study Reference Scenario | PG&E | Com | WaterHeat | Com - Office (Large) | Electric Demand (MW) | Energy Efficiency | 0.031746 | 0.030702 | 0.029992 | 0.029324 | 0.028852 | 0.028391 | 0.028062 | 0.027692 | 0.027305 | 0.027083 | 0.026875
2023 PG Study Reference Scenario | PG&E | Com | WaterHeat | Com - Office (Large) | Electric Demand (MW) | Fuel Substitution | -0.00048458 | -0.00052241 | -0.00055803 | -0.00058711 | -0.00061315 | 0.00085357 | 0.00094587 | 0.0010749 | 0.0012234 | 0.0013305 | 0.001394
2023 PG Study Reference Scenario | PG&E | Com | WaterHeat | Com - Office (Large) | Electric Energy (GWh/year) | Energy Efficiency | 0.58056 | 0.56148 | 0.54849 | 0.53628 | 0.52764 | 0.51918 | 0.51315 | 0.50639 | 0.49932 | 0.49525 | 0.49145
2023 PG Study Reference Scenario | PG&E | Com | WaterHeat | Com - Office (Large) | Electric Energy (GWh/year) | Fuel Substitution | -0.026132 | -0.027463 | -0.028709 | -0.029726 | -0.03063 | 0.015608 | 0.017296 | 0.019656 | 0.02237 | 0.02433 | 0.02549
2023 PG Study Reference Scenario | PG&E | Com | WaterHeat | Com - Office (Large) | Gas Energy (MMTherm/year) | Energy Efficiency | 0.023193 | 0.02275 | 0.022509 | 0.022173 | 0.021935 | 0 | 0 | 0 | 0 | 0 | 0
2023 PG Study Reference Scenario | PG&E | Com | WaterHeat | Com - Office (Large) | Gas Energy (MMTherm/year) | Fuel Substitution | 0.0018085 | 0.0018755 | 0.0019377 | 0.0019885 | 0.0020333 | 0 | 0 | 0 | 0 | 0 | 0
2023 PG Study Reference Scenario | PG&E | Com | WaterHeat | Com - Office (Small) | Electric Demand (MW) | Energy Efficiency | 0.0013602 | 0.0013146 | 0.0012786 | 0.0012475 | 0.0012208 | 0.0011999 | 0.0011818 | 0.0011666 | 0.0011515 | 0.0011389 | 0.001129
2023 PG Study Reference Scenario | PG&E | Com | WaterHeat | Com - Office (Small) | Electric Demand (MW) | Fuel Substitution | -2.1903e-05 | -2.3586e-05 | -2.5073e-05 | -2.6314e-05 | -2.7325e-05 | 3.2212e-05 | 3.6613e-05 | 4.2339e-05 | 4.8958e-05 | 5.3755e-05 | 5.6593e-05
2023 PG Study Reference Scenario | PG&E | Com | WaterHeat | Com - Office (Small) | Electric Energy (GWh/year) | Energy Efficiency | 0.14868 | 0.14369 | 0.13976 | 0.13637 | 0.13345 | 0.13116 | 0.12918 | 0.12752 | 0.12586 | 0.12449 | 0.12341
2023 PG Study Reference Scenario | PG&E | Com | WaterHeat | Com - Office (Small) | Electric Energy (GWh/year) | Fuel Substitution | -0.006651 | -0.0070021 | -0.0073117 | -0.0075692 | -0.0077783 | 0.0035207 | 0.0040018 | 0.0046278 | 0.0053512 | 0.0058756 | 0.0061857
2023 PG Study Reference Scenario | PG&E | Com | WaterHeat | Com - Office (Small) | Gas Energy (MMTherm/year) | Fuel Substitution | 0.00044351 | 0.00046092 | 0.00047624 | 0.00048894 | 0.00049921 | 0 | 0 | 0 | 0 | 0 | 0
2023 PG Study Reference Scenario | PG&E | Com | WaterHeat | Com - Other | Electric Demand (MW) | Energy Efficiency | 1.044 | 1.0031 | 0.96968 | 0.94023 | 0.91369 | 0.8934 | 0.87612 | 0.86017 | 0.84109 | 0.82539 | 0.81272
2023 PG Study Reference Scenario | PG&E | Com | WaterHeat | Com - Other | Electric Demand (MW) | Fuel Substitution | -0.018498 | -0.01989 | -0.021102 | -0.022088 | -0.022853 | 0.033262 | 0.036691 | 0.040996 | 0.046355 | 0.050163 | 0.052348
2023 PG Study Reference Scenario | PG&E | Com | WaterHeat | Com - Other | Electric Energy (GWh/year) | Energy Efficiency | 6.7828 | 6.5165 | 6.2997 | 6.1084 | 5.936 | 5.8042 | 5.6919 | 5.5883 | 5.4644 | 5.3624 | 5.2801
2023 PG Study Reference Scenario | PG&E | Com | WaterHeat | Com - Other | Electric Energy (GWh/year) | Fuel Substitution | -0.36779 | -0.38487 | -0.39965 | -0.41157 | -0.42069 | 0.21606 | 0.23834 | 0.26631 | 0.30113 | 0.32586 | 0.34006
2023 PG Study Reference Scenario | PG&E | Com | WaterHeat | Com - Other | Gas Energy (MMTherm/year) | Energy Efficiency | 0.026459 | 0.025994 | 0.026099 | 0.026208 | 0.025863 | 0.0073883 | 0.0074039 | 0.0074034 | 0.0067235 | 0.0061595 | 0.0058864
2023 PG Study Reference Scenario | PG&E | Com | WaterHeat | Com - Other | Gas Energy (MMTherm/year) | Fuel Substitution | 0.025232 | 0.02605 | 0.026754 | 0.027315 | 0.027739 | 0 | 0 | 0 | 0 | 0 | 0
2023 PG Study Reference Scenario | PG&E | Com | WaterHeat | Com - Refrig. Warehouse | Electric Demand (MW) | Energy Efficiency | 0.007188 | 0.006974 | 0.0068012 | 0.0066516 | 0.0065331 | 0.0064452 | 0.0063664 | 0.0063045 | 0.0062338 | 0.006175 | 0.0061267
2023 PG Study Reference Scenario | PG&E | Com | WaterHeat | Com - Refrig. Warehouse | Electric Energy (GWh/year) | Energy Efficiency | 0.083212 | 0.080735 | 0.078735 | 0.077002 | 0.075631 | 0.074613 | 0.073701 | 0.072985 | 0.072166 | 0.071485 | 0.070927
2023 PG Study Reference Scenario | PG&E | Com | WaterHeat | Com - Refrig. Warehouse | Electric Energy (GWh/year) | Fuel Substitution | -0.0005692 | -0.00059189 | -0.00061052 | -0.00062462 | -0.00063531 | 0 | 0 | 0 | 0 | 0 | 0
2023 PG Study Reference Scenario | PG&E | Com | WaterHeat | Com - Refrig. Warehouse | Gas Energy (MMTherm/year) | Energy Efficiency | 0.00024484 | 0.00024112 | 0.0002378 | 0.00023423 | 0.00023111 | 0 | 0 | 0 | 0 | 0 | 0
2023 PG Study Reference Scenario | PG&E | Com | WaterHeat | Com - Refrig. Warehouse | Gas Energy (MMTherm/year) | Fuel Substitution | 6.0424e-05 | 6.2833e-05 | 6.481e-05 | 6.6307e-05 | 6.7442e-05 | 0 | 0 | 0 | 0 | 0 | 0
2023 PG Study Reference Scenario | PG&E | Com | WaterHeat | Com - Restaurant | Electric Demand (MW) | Energy Efficiency | 0.20351 | 0.19189 | 0.18176 | 0.17286 | 0.165 | 0.15802 | 0.1518 | 0.14622 | 0.14103 | 0.13633 | 0.1321
2023 PG Study Reference Scenario | PG&E | Com | WaterHeat | Com - Restaurant | Electric Demand (MW) | Fuel Substitution | -0.01066 | -0.01124 | -0.01168 | -0.011992 | -0.012192 | 0.020148 | 0.022578 | 0.024968 | 0.028382 | 0.030736 | 0.031995
2023 PG Study Reference Scenario | PG&E | Com | WaterHeat | Com - Restaurant | Electric Energy (GWh/year) | Energy Efficiency | 1.0436 | 0.98406 | 0.93207 | 0.88643 | 0.84613 | 0.81032 | 0.77841 | 0.7498 | 0.72319 | 0.69908 | 0.67737
2023 PG Study Reference Scenario | PG&E | Com | WaterHeat | Com - Restaurant | Electric Energy (GWh/year) | Fuel Substitution | -0.16359 | -0.16872 | -0.17251 | -0.17508 | -0.17657 | 0.10331 | 0.11577 | 0.12803 | 0.14553 | 0.1576 | 0.16405
2023 PG Study Reference Scenario | PG&E | Com | WaterHeat | Com - Restaurant | Gas Energy (MMTherm/year) | Energy Efficiency | 0.0099837 | 0.009565 | 0.0092953 | 0.0090681 | 0.0088548 | 0.0069491 | 0.0068662 | 0.0067791 | 0.006664 | 0.006564 | 0.0064773
2023 PG Study Reference Scenario | PG&E | Com | WaterHeat | Com - Restaurant | Gas Energy (MMTherm/year) | Fuel Substitution | 0.011768 | 0.012001 | 0.012167 | 0.012271 | 0.012321 | 0 | 0 | 0 | 0 | 0 | 0
2023 PG Study Reference Scenario | PG&E | Com | WaterHeat | Com - Retail | Electric Demand (MW) | Energy Efficiency | 0.055404 | 0.052464 | 0.049908 | 0.047674 | 0.045711 | 0.04398 | 0.042448 | 0.041086 | 0.039637 | 0.038338 | 0.037228
2023 PG Study Reference Scenario | PG&E | Com | WaterHeat | Com - Retail | Electric Demand (MW) | Fuel Substitution | -0.00060785 | -0.00064974 | -0.00068352 | -0.00070955 | -0.00072857 | 0.0011563 | 0.0012451 | 0.0013387 | 0.0014659 | 0.0015513 | 0.0015963
2023 PG Study Reference Scenario | PG&E | Com | WaterHeat | Com - Retail | Electric Energy (GWh/year) | Energy Efficiency | 0.34904 | 0.33052 | 0.31442 | 0.30034 | 0.28797 | 0.27707 | 0.26742 | 0.25884 | 0.24971 | 0.24153 | 0.23454
2023 PG Study Reference Scenario | PG&E | Com | WaterHeat | Com - Retail | Electric Energy (GWh/year) | Fuel Substitution | -0.012462 | -0.012945 | -0.013328 | -0.013614 | -0.013813 | 0.0072844 | 0.007844 | 0.0084336 | 0.0092349 | 0.0097729 | 0.010056
2023 PG Study Reference Scenario | PG&E | Com | WaterHeat | Com - Retail | Gas Energy (MMTherm/year) | Energy Efficiency | 0.00099252 | 0 | 0 | 0 | 0 | 0 | 0 | 0 | 0 | 0 | 0
2023 PG Study Reference Scenario | PG&E | Com | WaterHeat | Com - Retail | Gas Energy (MMTherm/year) | Fuel Substitution | 0.00088955 | 0.00091212 | 0.00092952 | 0.00094198 | 0.00095001 | 0 | 0 | 0 | 0 | 0 | 0
2023 PG Study Reference Scenario | PG&E | Com | WaterHeat | Com - School | Electric Demand (MW) | Energy Efficiency | -7.0778e-05 | -6.8475e-05 | -6.6561e-05 | -6.4909e-05 | -6.3336e-05 | -6.215e-05 | -6.1123e-05 | -6.0341e-05 | -5.9515e-05 | -5.8834e-05 | -5.8315e-05
2023 PG Study Reference Scenario | PG&E | Com | WaterHeat | Com - School | Electric Demand (MW) | Fuel Substitution | 3.327e-06 | 3.5802e-06 | 3.7982e-06 | 3.9789e-06 | 4.1164e-06 | -4.8534e-06 | -5.5339e-06 | -6.4657e-06 | -7.4841e-06 | -8.214e-06 | -8.6387e-06
2023 PG Study Reference Scenario | PG&E | Com | WaterHeat | Com - School | Electric Energy (GWh/year) | Energy Efficiency | 0.57357 | 0.55491 | 0.53941 | 0.52602 | 0.51327 | 0.50338 | 0.49507 | 0.48873 | 0.48204 | 0.47653 | 0.47232
2023 PG Study Reference Scenario | PG&E | Com | WaterHeat | Com - School | Electric Energy (GWh/year) | Fuel Substitution | -0.073951 | -0.077812 | -0.081124 | -0.083853 | -0.085917 | 0.039481 | 0.045016 | 0.052593 | 0.060877 | 0.066815 | 0.070271
2023 PG Study Reference Scenario | PG&E | Com | WaterHeat | Com - School | Gas Energy (MMTherm/year) | Energy Efficiency | 0.01563 | 0.01541 | 0.015216 | 0.015003 | 0.014717 | 0.0022945 | 0.0023077 | 0.002323 | 0.0023029 | 0.0022861 | 0.002286
2023 PG Study Reference Scenario | PG&E | Com | WaterHeat | Com - School | Gas Energy (MMTherm/year) | Fuel Substitution | 0.0050297 | 0.005223 | 0.0053881 | 0.0055232 | 0.0056247 | 0 | 0 | 0 | 0 | 0 | 0
2023 PG Study Reference Scenario | PG&E | Com | WaterHeat | Com - Warehouse | Electric Demand (MW) | Energy Efficiency | 0.003206 | 0.0030262 | 0.0023305 | 0.0021929 | 0.0020739 | 0.0019858 | 0.0019125 | 0.0018465 | 0.0017794 | 0.0017188 | 0.0016655
2023 PG Study Reference Scenario | PG&E | Com | WaterHeat | Com - Warehouse | Electric Demand (MW) | Fuel Substitution | -1.1116e-05 | -1.1657e-05 | -9.8098e-06 | -9.9129e-06 | -9.9396e-06 | 1.8067e-05 | 1.9686e-05 | 2.1892e-05 | 2.4492e-05 | 2.6233e-05 | 2.7118e-05
2023 PG Study Reference Scenario | PG&E | Com | WaterHeat | Com - Warehouse | Electric Energy (GWh/year) | Energy Efficiency | 0.086371 | 0.081518 | 0.062748 | 0.05907 | 0.055889 | 0.053519 | 0.051541 | 0.049762 | 0.047955 | 0.046321 | 0.044885
2023 PG Study Reference Scenario | PG&E | Com | WaterHeat | Com - Warehouse | Electric Energy (GWh/year) | Fuel Substitution | -0.00089648 | -0.00092387 | -0.00083338 | -0.00083717 | -0.00083659 | 0.00048697 | 0.0005306 | 0.00059004 | 0.00066011 | 0.00070701 | 0.00073086
2023 PG Study Reference Scenario | PG&E | Com | WaterHeat | Com - Warehouse | Gas Energy (MMTherm/year) | Energy Efficiency | 0.0013198 | 0.0012607 | 0.00092256 | 0.00086387 | 0.00081335 | 0 | 0 | 0 | 0 | 0 | 0
2023 PG Study Reference Scenario | PG&E | Com | WaterHeat | Com - Warehouse | Gas Energy (MMTherm/year) | Fuel Substitution | 6.1049e-05 | 6.2364e-05 | 5.8212e-05 | 5.8302e-05 | 5.8157e-05 | 0 | 0 | 0 | 0 | 0 | 0
2023 PG Study Reference Scenario | PG&E | Com | WholeBlg | Com - College | Electric Demand (MW) | Energy Efficiency | 0.055807 | 0.049405 | 0.051239 | 0.10315 | 0.06015 | 0.06011 | 0.060486 | 0.059607 | 0.059695 | 0.059324 | 0.058541
2023 PG Study Reference Scenario | PG&E | Com | WholeBlg | Com - College | Electric Energy (GWh/year) | Energy Efficiency | 0.56166 | 0.49724 | 0.51569 | 1.0382 | 0.60545 | 0.60505 | 0.60883 | 0.59998 | 0.60087 | 0.59713 | 0.58925
2023 PG Study Reference Scenario | PG&E | Com | WholeBlg | Com - College | Gas Energy (MMTherm/year) | Energy Efficiency | 0.025798 | 0.022838 | 0.023686 | 0.051236 | 0.02988 | 0.029862 | 0.03005 | 0.029612 | 0.029657 | 0.029473 | 0.029084
2023 PG Study Reference Scenario | PG&E | Com | WholeBlg | Com - Grocery | Electric Demand (MW) | Energy Efficiency | 0.075135 | 0.068638 | 0.076597 | 0.083248 | 0.050043 | 0.052776 | 0.054615 | 0.056068 | 0.05654 | 0.056982 | 0.05744
2023 PG Study Reference Scenario | PG&E | Com | WholeBlg | Com - Grocery | Electric Energy (GWh/year) | Energy Efficiency | 0.98226 | 0.89733 | 1.0014 | 1.0883 | 0.65423 | 0.68996 | 0.714 | 0.733 | 0.73917 | 0.74495 | 0.75093
2023 PG Study Reference Scenario | PG&E | Com | WholeBlg | Com - Grocery | Gas Energy (MMTherm/year) | Energy Efficiency | 0.020607 | 0.018824 | 0.021004 | 0.022826 | 0.013721 | 0.014469 | 0.014973 | 0.015371 | 0.0155 | 0.015621 | 0.015746
2023 PG Study Reference Scenario | PG&E | Com | WholeBlg | Com - Lodging | Electric Demand (MW) | Energy Efficiency | 0 | 0 | 0 | 0 | 0 | 0 | 0 | 0 | 0 | 0 | 2.1779e-05
2023 PG Study Reference Scenario | PG&E | Com | WholeBlg | Com - Lodging | Electric Energy (GWh/year) | Energy Efficiency | 0 | 0 | 0 | 0 | 0 | 0 | 0 | 0 | 0 | 0 | 0.00011765
2023 PG Study Reference Scenario | PG&E | Com | WholeBlg | Com - Lodging | Gas Energy (MMTherm/year) | Energy Efficiency | 0 | 0 | 0 | 0 | 0 | 0 | 0 | 0 | 0 | 0 | 1.9605e-05
2023 PG Study Reference Scenario | PG&E | Com | WholeBlg | Com - Restaurant | Electric Demand (MW) | Energy Efficiency | 0.27378 | 0.23583 | 0.24736 | 0.25582 | 0.14951 | 0.15025 | 0.1512 | 0.1507 | 0.14945 | 0.14842 | 0.14703
2023 PG Study Reference Scenario | PG&E | Com | WholeBlg | Com - Restaurant | Electric Energy (GWh/year) | Energy Efficiency | 1.2763 | 1.0994 | 1.1532 | 1.1926 | 0.697 | 0.70042 | 0.70486 | 0.70253 | 0.6967 | 0.69192 | 0.68541
2023 PG Study Reference Scenario | PG&E | Com | WholeBlg | Com - Restaurant | Gas Energy (MMTherm/year) | Energy Efficiency | 0.11238 | 0.096808 | 0.10154 | 0.10501 | 0.061375 | 0.061678 | 0.062068 | 0.061863 | 0.061351 | 0.06093 | 0.060357
2023 PG Study Reference Scenario | PG&E | Com | WholeBlg | Com - Retail | Electric Demand (MW) | Energy Efficiency | 0.71494 | 0.63731 | 0.69378 | 0.73722 | 0.43567 | 0.45291 | 0.46424 | 0.47322 | 0.4758 | 0.47857 | 0.48208
2023 PG Study Reference Scenario | PG&E | Com | WholeBlg | Com - Retail | Electric Energy (GWh/year) | Energy Efficiency | 2.7642 | 2.464 | 2.6823 | 2.8503 | 1.6844 | 1.7511 | 1.7949 | 1.8296 | 1.8396 | 1.8503 | 1.8639
2023 PG Study Reference Scenario | PG&E | Com | WholeBlg | Com - Retail | Gas Energy (MMTherm/year) | Energy Efficiency | 0.052996 | 0.04724 | 0.051425 | 0.054645 | 0.032293 | 0.033571 | 0.034411 | 0.035076 | 0.035267 | 0.035473 | 0.035733
2023 PG Study Reference Scenario | PG&E | Com | WholeBlg | Com - School | Electric Demand (MW) | Energy Efficiency | 0 | 0 | 0 | 0 | 0 | 0 | 0 | 0 | 0 | 0 | 0.00036326
2023 PG Study Reference Scenario | PG&E | Com | WholeBlg | Com - School | Electric Energy (GWh/year) | Energy Efficiency | 0 | 0 | 0 | 0 | 0 | 0 | 0 | 0 | 0 | 0 | 0.00079643
2023 PG Study Reference Scenario | PG&E | Com | WholeBlg | Com - School | Gas Energy (MMTherm/year) | Energy Efficiency | 0 | 0 | 0 | 0 | 0 | 0 | 0 | 0 | 0 | 0 | 4.8109e-05
2023 PG Study Reference Scenario | PG&E | Com | WholeBlg | Com - Warehouse | Electric Demand (MW) | Energy Efficiency | 0.15582 | 0.28348 | 0.29797 | 0.30902 | 0.18221 | 0.18544 | 0.1857 | 0.18442 | 0.18216 | 0.17999 | 0.17701
2023 PG Study Reference Scenario | PG&E | Com | WholeBlg | Com - Warehouse | Electric Energy (GWh/year) | Energy Efficiency | 0.60498 | 1.1005 | 1.1568 | 1.1997 | 0.70739 | 0.71991 | 0.72095 | 0.71596 | 0.70719 | 0.69876 | 0.68719
2023 PG Study Reference Scenario | PG&E | Com | WholeBlg | Com - Warehouse | Gas Energy (MMTherm/year) | Energy Efficiency | 0.037719 | 0.066055 | 0.069436 | 0.07201 | 0.042459 | 0.04321 | 0.043272 | 0.042973 | 0.042447 | 0.041941 | 0.041247
2023 PG Study Reference Scenario | PG&E | Ind | BROs | Ind - All Other Industrial | Electric Demand (MW) | Energy Efficiency | 0.016363 | 0.017678 | 0.018978 | 0.020253 | 0.021554 | 0.022874 | 0.024218 | 0.025562 | 0.026906 | 0.028254 | 0.029603
2023 PG Study Reference Scenario | PG&E | Ind | BROs | Ind - All Other Industrial | Electric Energy (GWh/year) | Energy Efficiency | 0.084038 | 0.090792 | 0.09747 | 0.10402 | 0.1107 | 0.11748 | 0.12438 | 0.13129 | 0.13819 | 0.14511 | 0.15204
2023 PG Study Reference Scenario | PG&E | Ind | BROs | Ind - All Other Industrial | Gas Energy (MMTherm/year) | Energy Efficiency | 0.0015218 | 0.0016587 | 0.0017913 | 0.0019247 | 0.0020604 | 0.0021978 | 0.0023399 | 0.0024855 | 0.0026347 | 0.0027869 | 0.0029431
2023 PG Study Reference Scenario | PG&E | Ind | BROs | Ind - Chemicals | Electric Demand (MW) | Energy Efficiency | 0.20593 | 0.22158 | 0.23725 | 0.25256 | 0.26808 | 0.28368 | 0.29934 | 0.31484 | 0.33015 | 0.34534 | 0.36039
2023 PG Study Reference Scenario | PG&E | Ind | BROs | Ind - Chemicals | Electric Energy (GWh/year) | Energy Efficiency | 1.0576 | 1.138 | 1.2185 | 1.2971 | 1.3768 | 1.4569 | 1.5374 | 1.617 | 1.6956 | 1.7737 | 1.8509
2023 PG Study Reference Scenario | PG&E | Ind | BROs | Ind - Chemicals | Gas Energy (MMTherm/year) | Energy Efficiency | 0.37293 | 0.4082 | 0.44311 | 0.47865 | 0.51518 | 0.55174 | 0.58953 | 0.62782 | 0.66684 | 0.70669 | 0.74766
2023 PG Study Reference Scenario | PG&E | Ind | BROs | Ind - Electronics | Electric Demand (MW) | Energy Efficiency | 0.14542 | 0.15819 | 0.17114 | 0.18421 | 0.19784 | 0.21185 | 0.22644 | 0.24136 | 0.25653 | 0.272 | 0.28773
2023 PG Study Reference Scenario | PG&E | Ind | BROs | Ind - Electronics | Electric Energy (GWh/year) | Energy Efficiency | 0.74685 | 0.81246 | 0.87896 | 0.94607 | 1.0161 | 1.088 | 1.163 | 1.2396 | 1.3175 | 1.397 | 1.4778
2023 PG Study Reference Scenario | PG&E | Ind | BROs | Ind - Electronics | Gas Energy (MMTherm/year) | Energy Efficiency | 0.01785 | 0.019447 | 0.021054 | 0.022702 | 0.024398 | 0.02612 | 0.02794 | 0.029799 | 0.031712 | 0.033674 | 0.035693
2023 PG Study Reference Scenario | PG&E | Ind | BROs | Ind - Fabricated Metals | Electric Demand (MW) | Energy Efficiency | 0.061258 | 0.065973 | 0.070678 | 0.0753 | 0.079974 | 0.084674 | 0.089452 | 0.094199 | 0.098895 | 0.10355 | 0.10815
2023 PG Study Reference Scenario | PG&E | Ind | BROs | Ind - Fabricated Metals | Electric Energy (GWh/year) | Energy Efficiency | 0.31461 | 0.33883 | 0.363 | 0.38673 | 0.41074 | 0.43488 | 0.45942 | 0.4838 | 0.50791 | 0.53184 | 0.55547
2023 PG Study Reference Scenario | PG&E | Ind | BROs | Ind - Fabricated Metals | Gas Energy (MMTherm/year) | Energy Efficiency | 0.015394 | 0.016651 | 0.017892 | 0.019138 | 0.020383 | 0.021618 | 0.0229 | 0.024177 | 0.025458 | 0.02674 | 0.028023
2023 PG Study Reference Scenario | PG&E | Ind | BROs | Ind - Food | Electric Demand (MW) | Energy Efficiency | 0.48156 | 0.51787 | 0.55374 | 0.5884 | 0.62307 | 0.65759 | 0.6941 | 0.72829 | 0.76217 | 0.79564 | 0.82852
2023 PG Study Reference Scenario | PG&E | Ind | BROs | Ind - Food | Electric Energy (GWh/year) | Energy Efficiency | 2.4732 | 2.6597 | 2.844 | 3.0219 | 3.2 | 3.3773 | 3.5648 | 3.7404 | 3.9144 | 4.0863 | 4.2552
2023 PG Study Reference Scenario | PG&E | Ind | BROs | Ind - Food | Gas Energy (MMTherm/year) | Energy Efficiency | 0.50841 | 0.54734 | 0.58526 | 0.6225 | 0.65913 | 0.69501 | 0.73173 | 0.76758 | 0.8035 | 0.83916 | 0.8745
2023 PG Study Reference Scenario | PG&E | Ind | BROs | Ind - Industrial Machinery | Electric Demand (MW) | Energy Efficiency | 0.028421 | 0.030716 | 0.033029 | 0.035286 | 0.037515 | 0.039738 | 0.042006 | 0.044268 | 0.046526 | 0.048765 | 0.050989
2023 PG Study Reference Scenario | PG&E | Ind | BROs | Ind - Industrial Machinery | Electric Energy (GWh/year) | Energy Efficiency | 0.14597 | 0.15775 | 0.16963 | 0.18122 | 0.19267 | 0.20409 | 0.21574 | 0.22736 | 0.23895 | 0.25045 | 0.26187
2023 PG Study Reference Scenario | PG&E | Ind | BROs | Ind - Industrial Machinery | Gas Energy (MMTherm/year) | Energy Efficiency | 0.0026306 | 0.0028467 | 0.0030623 | 0.0032763 | 0.0034856 | 0.0036917 | 0.0039045 | 0.0041167 | 0.0043303 | 0.0045434 | 0.0047572
2023 PG Study Reference Scenario | PG&E | Ind | BROs | Ind - Lumber & Furniture | Electric Demand (MW) | Energy Efficiency | 0.021834 | 0.023587 | 0.025283 | 0.026926 | 0.028585 | 0.030244 | 0.031975 | 0.033657 | 0.03533 | 0.036992 | 0.038631
2023 PG Study Reference Scenario | PG&E | Ind | BROs | Ind - Lumber & Furniture | Electric Energy (GWh/year) | Energy Efficiency | 0.11214 | 0.12114 | 0.12985 | 0.13829 | 0.14681 | 0.15533 | 0.16422 | 0.17286 | 0.18145 | 0.18999 | 0.19841
2023 PG Study Reference Scenario | PG&E | Ind | BROs | Ind - Lumber & Furniture | Gas Energy (MMTherm/year) | Energy Efficiency | 0.0017956 | 0.00197 | 0.00213 | 0.002287 | 0.0024437 | 0.0025972 | 0.002756 | 0.0029188 | 0.0030854 | 0.0032525 | 0.0034195
2023 PG Study Reference Scenario | PG&E | Ind | BROs | Ind - Paper | Electric Demand (MW) | Energy Efficiency | 0.045285 | 0.049693 | 0.053612 | 0.05693 | 0.060102 | 0.063193 | 0.066467 | 0.069704 | 0.072965 | 0.076242 | 0.07953
2023 PG Study Reference Scenario | PG&E | Ind | BROs | Ind - Paper | Electric Energy (GWh/year) | Energy Efficiency | 0.23258 | 0.25522 | 0.27535 | 0.29239 | 0.30868 | 0.32455 | 0.34137 | 0.35799 | 0.37474 | 0.39157 | 0.40846
2023 PG Study Reference Scenario | PG&E | Ind | BROs | Ind - Paper | Gas Energy (MMTherm/year) | Energy Efficiency | 0.022983 | 0.025217 | 0.027236 | 0.029035 | 0.03076 | 0.032439 | 0.034185 | 0.03595 | 0.037737 | 0.039537 | 0.041355
2023 PG Study Reference Scenario | PG&E | Ind | BROs | Ind - Petroleum | Electric Demand (MW) | Energy Efficiency | 0.62039 | 0.66156 | 0.70229 | 0.7419 | 0.78286 | 0.82536 | 0.86855 | 0.9112 | 0.95292 | 0.99413 | 1.0345
2023 PG Study Reference Scenario | PG&E | Ind | BROs | Ind - Petroleum | Electric Energy (GWh/year) | Energy Efficiency | 3.1862 | 3.3977 | 3.6069 | 3.8103 | 4.0207 | 4.2389 | 4.4608 | 4.6798 | 4.8941 | 5.1057 | 5.3132
2023 PG Study Reference Scenario | PG&E | Ind | BROs | Ind - Petroleum | Gas Energy (MMTherm/year) | Energy Efficiency | 1.1566 | 1.2418 | 1.3261 | 1.4093 | 1.4918 | 1.5732 | 1.6566 | 1.7378 | 1.8183 | 1.8981 | 1.9772
2023 PG Study Reference Scenario | PG&E | Ind | BROs | Ind - Plastics | Electric Demand (MW) | Energy Efficiency | 0.068574 | 0.07356 | 0.078553 | 0.083405 | 0.088299 | 0.093214 | 0.098138 | 0.10299 | 0.10775 | 0.11246 | 0.11709
2023 PG Study Reference Scenario | PG&E | Ind | BROs | Ind - Plastics | Electric Energy (GWh/year) | Energy Efficiency | 0.35219 | 0.3778 | 0.40344 | 0.42836 | 0.45349 | 0.47874 | 0.50402 | 0.52893 | 0.55341 | 0.57758 | 0.60134
2023 PG Study Reference Scenario | PG&E | Ind | BROs | Ind - Plastics | Gas Energy (MMTherm/year) | Energy Efficiency | 0.0073343 | 0.0081515 | 0.0089428 | 0.0097441 | 0.010579 | 0.011426 | 0.012313 | 0.013242 | 0.014207 | 0.015208 | 0.016245
2023 PG Study Reference Scenario | PG&E | Ind | BROs | Ind - Primary Metals | Electric Demand (MW) | Energy Efficiency | 0.010185 | 0.010926 | 0.01167 | 0.012396 | 0.013129 | 0.013863 | 0.014601 | 0.015325 | 0.016035 | 0.016737 | 0.017426
2023 PG Study Reference Scenario | PG&E | Ind | BROs | Ind - Primary Metals | Electric Energy (GWh/year) | Energy Efficiency | 0.052308 | 0.056114 | 0.059937 | 0.063667 | 0.067427 | 0.0712 | 0.074989 | 0.078707 | 0.082356 | 0.085958 | 0.089499
2023 PG Study Reference Scenario | PG&E | Ind | BROs | Ind - Primary Metals | Gas Energy (MMTherm/year) | Energy Efficiency | 0.023054 | 0.025005 | 0.026992 | 0.029062 | 0.031123 | 0.033131 | 0.035177 | 0.037196 | 0.039195 | 0.041188 | 0.043195
2023 PG Study Reference Scenario | PG&E | Ind | BROs | Ind - Printing & Publishing | Electric Demand (MW) | Energy Efficiency | 0.025151 | 0.026935 | 0.028702 | 0.030404 | 0.032116 | 0.033828 | 0.035542 | 0.037228 | 0.038884 | 0.040521 | 0.042131
2023 PG Study Reference Scenario | PG&E | Ind | BROs | Ind - Printing & Publishing | Electric Energy (GWh/year) | Energy Efficiency | 0.12917 | 0.13834 | 0.14741 | 0.15615 | 0.16494 | 0.17374 | 0.18254 | 0.1912 | 0.19971 | 0.20811 | 0.21638
2023 PG Study Reference Scenario | PG&E | Ind | BROs | Ind - Printing & Publishing | Gas Energy (MMTherm/year) | Energy Efficiency | 0.0045998 | 0.0049442 | 0.0052709 | 0.0055861 | 0.0058946 | 0.0061947 | 0.0064999 | 0.0067974 | 0.0070926 | 0.0073849 | 0.0076745
2023 PG Study Reference Scenario | PG&E | Ind | BROs | Ind - Stone-Glass-Clay | Electric Demand (MW) | Energy Efficiency | 0.18959 | 0.20607 | 0.22174 | 0.23691 | 0.25256 | 0.26861 | 0.28571 | 0.3029 | 0.32042 | 0.33817 | 0.35613
2023 PG Study Reference Scenario | PG&E | Ind | BROs | Ind - Stone-Glass-Clay | Electric Energy (GWh/year) | Energy Efficiency | 0.9737 | 1.0583 | 1.1388 | 1.2168 | 1.2971 | 1.3795 | 1.4674 | 1.5556 | 1.6456 | 1.7368 | 1.829
2023 PG Study Reference Scenario | PG&E | Ind | BROs | Ind - Stone-Glass-Clay | Gas Energy (MMTherm/year) | Energy Efficiency | 0.22881 | 0.2495 | 0.26904 | 0.28831 | 0.30794 | 0.32787 | 0.34904 | 0.37075 | 0.3931 | 0.41589 | 0.43917
2023 PG Study Reference Scenario | PG&E | Ind | BROs | Ind - Textiles | Electric Demand (MW) | Energy Efficiency | 0.00064805 | 0.00068626 | 0.00073057 | 0.0007753 | 0.0008195 | 0.00086324 | 0.00090479 | 0.00094711 | 0.00098839 | 0.0010288 | 0.0010682
2023 PG Study Reference Scenario | PG&E | Ind | BROs | Ind - Textiles | Electric Energy (GWh/year) | Energy Efficiency | 0.0033283 | 0.0035245 | 0.0037521 | 0.0039818 | 0.0042089 | 0.0044335 | 0.0046469 | 0.0048643 | 0.0050763 | 0.005284 | 0.0054864
2023 PG Study Reference Scenario | PG&E | Ind | BROs | Ind - Textiles | Gas Energy (MMTherm/year) | Energy Efficiency | 0.00016734 | 0.00017938 | 0.00019151 | 0.00020352 | 0.00021522 | 0.00022659 | 0.00023798 | 0.0002492 | 0.00026028 | 0.00027125 | 0.00028212
2023 PG Study Reference Scenario | PG&E | Ind | BROs | Ind - Transportation Equipment | Electric Demand (MW) | Energy Efficiency | 0.032403 | 0.034917 | 0.037698 | 0.040463 | 0.043124 | 0.045749 | 0.048466 | 0.051189 | 0.053956 | 0.056763 | 0.05955
2023 PG Study Reference Scenario | PG&E | Ind | BROs | Ind - Transportation Equipment | Electric Energy (GWh/year) | Energy Efficiency | 0.16642 | 0.17933 | 0.19361 | 0.20781 | 0.22148 | 0.23496 | 0.24892 | 0.2629 | 0.27711 | 0.29153 | 0.30584
2023 PG Study Reference Scenario | PG&E | Ind | BROs | Ind - Transportation Equipment | Gas Energy (MMTherm/year) | Energy Efficiency | 0.0082925 | 0.0089228 | 0.0095715 | 0.010218 | 0.010848 | 0.011467 | 0.012105 | 0.012734 | 0.013367 | 0.014001 | 0.014633
2023 PG Study Reference Scenario | PG&E | Ind | HVAC | Ind - All Other Industrial | Gas Energy (MMTherm/year) | Energy Efficiency | 0 | 0 | 0 | 0 | 0 | 0.0059225 | 0.0056999 | 0.0053063 | 0.004767 | 0.0041407 | 0.0034883
2023 PG Study Reference Scenario | PG&E | Ind | HVAC | Ind - Chemicals | Gas Energy (MMTherm/year) | Energy Efficiency | 0 | 0 | 0 | 0 | 0 | 0.011262 | 0.010793 | 0.010005 | 0.008951 | 0.0077455 | 0.0065028
2023 PG Study Reference Scenario | PG&E | Ind | HVAC | Ind - Electronics | Electric Demand (MW) | Energy Efficiency | 6.1955 | 5.2859 | 4.2697 | 3.2881 | 2.4324 | 1.4173 | 1.2221 | 0.84115 | 0.47012 | 0.31819 | 0.21419
2023 PG Study Reference Scenario | PG&E | Ind | HVAC | Ind - Electronics | Electric Energy (GWh/year) | Energy Efficiency | 6.9893 | 5.9632 | 4.8167 | 3.7094 | 2.744 | 1.5989 | 1.3787 | 0.94892 | 0.53035 | 0.35896 | 0.24163
2023 PG Study Reference Scenario | PG&E | Ind | HVAC | Ind - Electronics | Gas Energy (MMTherm/year) | Energy Efficiency | 0 | 0 | 0 | 0 | 0 | 0.026667 | 0.025693 | 0.023945 | 0.021534 | 0.018723 | 0.015787
2023 PG Study Reference Scenario | PG&E | Ind | HVAC | Ind - Fabricated Metals | Gas Energy (MMTherm/year) | Energy Efficiency | 0 | 0 | 0 | 0 | 0 | 0.0091758 | 0.0088204 | 0.0082017 | 0.0073597 | 0.006386 | 0.0053747
2023 PG Study Reference Scenario | PG&E | Ind | HVAC | Ind - Food | Gas Energy (MMTherm/year) | Energy Efficiency | 0 | 0 | 0 | 0 | 0 | 0.015118 | 0.013945 | 0.012911 | 0.011309 | 0.0094707 | 0.0076879
2023 PG Study Reference Scenario | PG&E | Ind | HVAC | Ind - Industrial Machinery | Gas Energy (MMTherm/year) | Energy Efficiency | 0 | 0 | 0 | 0 | 0 | 0.0076133 | 0.0072925 | 0.0067572 | 0.006043 | 0.0052271 | 0.0043869
2023 PG Study Reference Scenario | PG&E | Ind | HVAC | Ind - Lumber & Furniture | Gas Energy (MMTherm/year) | Energy Efficiency | 0 | 0 | 0 | 0 | 0 | 0.00056844 | 0.00055236 | 0.0005192 | 0.00047081 | 0.00041255 | 0.00035029
2023 PG Study Reference Scenario | PG&E | Ind | HVAC | Ind - Paper | Gas Energy (MMTherm/year) | Energy Efficiency | 0 | 0 | 0 | 0 | 0 | 0.0017506 | 0.0017422 | 0.0016977 | 0.0015941 | 0.001443 | 0.0012493
2023 PG Study Reference Scenario | PG&E | Ind | HVAC | Ind - Petroleum | Gas Energy (MMTherm/year) | Energy Efficiency | 0 | 0 | 0 | 0 | 0 | 0.0046815 | 0.0043651 | 0.0040224 | 0.0035452 | 0.002987 | 0.0024225
2023 PG Study Reference Scenario | PG&E | Ind | HVAC | Ind - Plastics | Gas Energy (MMTherm/year) | Energy Efficiency | 0 | 0 | 0 | 0 | 0 | 0.0053163 | 0.0051844 | 0.0048908 | 0.0044506 | 0.0039128 | 0.0033323
2023 PG Study Reference Scenario | PG&E | Ind | HVAC | Ind - Primary Metals | Gas Energy (MMTherm/year) | Energy Efficiency | 0 | 0 | 0 | 0 | 0 | 0.0027213 | 0.002643 | 0.0024831 | 0.0022506 | 0.0019712 | 0.0016731
2023 PG Study Reference Scenario | PG&E | Ind | HVAC | Ind - Printing & Publishing | Gas Energy (MMTherm/year) | Energy Efficiency | 0 | 0 | 0 | 0 | 0 | 0.002203 | 0.0020349 | 0.0018505 | 0.0016153 | 0.0013594 | 0.0010852
2023 PG Study Reference Scenario | PG&E | Ind | HVAC | Ind - Stone-Glass-Clay | Gas Energy (MMTherm/year) | Energy Efficiency | 0 | 0 | 0 | 0 | 0 | 0.013485 | 0.013075 | 0.012264 | 0.011098 | 0.0097055 | 0.0082262
2023 PG Study Reference Scenario | PG&E | Ind | HVAC | Ind - Textiles | Gas Energy (MMTherm/year) | Energy Efficiency | 0 | 0 | 0 | 0 | 0 | 3.6479e-05 | 3.4118e-05 | 3.0684e-05 | 2.6786e-05 | 2.2349e-05 | 1.7805e-05
2023 PG Study Reference Scenario | PG&E | Ind | HVAC | Ind - Transportation Equipment | Gas Energy (MMTherm/year) | Energy Efficiency | 0 | 0 | 0 | 0 | 0 | 0.0078823 | 0.007526 | 0.0071338 | 0.0065147 | 0.0056475 | 0.0047778
2023 PG Study Reference Scenario | PG&E | Ind | Lighting | Ind - All Other Industrial | Electric Demand (MW) | Energy Efficiency | 0.00064611 | 0.00043505 | 0.00026994 | 0.00016477 | 9.5529e-05 | 5.4315e-05 | 3.0587e-05 | 1.7121e-05 | 9.5504e-06 | 5.3176e-06 | 2.9582e-06
2023 PG Study Reference Scenario | PG&E | Ind | Lighting | Ind - All Other Industrial | Electric Energy (GWh/year) | Energy Efficiency | 0.058362 | 0.040902 | 0.026311 | 0.016589 | 0.0099001 | 0.0057749 | 0.003252 | 0.0018203 | 0.0010154 | 0.00056537 | 0.00031452
2023 PG Study Reference Scenario | PG&E | Ind | Lighting | Ind - Chemicals | Electric Demand (MW) | Energy Efficiency | 4.6258e-05 | 3.5511e-05 | 2.0213e-06 | 1.7297e-05 | 1.6494e-05 | 1.5377e-05 | 0 | 0 | 0 | 0 | 0
2023 PG Study Reference Scenario | PG&E | Ind | Lighting | Ind - Chemicals | Electric Energy (GWh/year) | Energy Efficiency | 0.019022 | 0.015219 | 0.00089901 | 0.0079543 | 0.0078141 | 0.0074792 | 0 | 0 | 0 | 0 | 0
2023 PG Study Reference Scenario | PG&E | Ind | Lighting | Ind - Electronics | Electric Demand (MW) | Energy Efficiency | 0.0014686 | 0.00094598 | 0.0005742 | 0.00033506 | 0.00019077 | 0.00010704 | 5.9697e-05 | 3.3143e-05 | 1.8355e-05 | 1.0151e-05 | 5.6106e-06
2023 PG Study Reference Scenario | PG&E | Ind | Lighting | Ind - Electronics | Electric Energy (GWh/year) | Energy Efficiency | 0.23266 | 0.1561 | 0.098289 | 0.059274 | 0.034754 | 0.020015 | 0.011162 | 0.006197 | 0.0034319 | 0.0018981 | 0.001049
2023 PG Study Reference Scenario | PG&E | Ind | Lighting | Ind - Fabricated Metals | Electric Demand (MW) | Energy Efficiency | 0.00017722 | 0.00011183 | 3.2038e-05 | 4.517e-05 | 3.9897e-05 | 4.0894e-05 | 2.3355e-05 | 0 | 0 | 0 | 0
2023 PG Study Reference Scenario | PG&E | Ind | Lighting | Ind - Fabricated Metals | Electric Energy (GWh/year) | Energy Efficiency | 0.031377 | 0.020624 | 0.00613 | 0.0089324 | 0.0081257 | 0.0085485 | 0.0048821 | 0 | 0 | 0 | 0
2023 PG Study Reference Scenario | PG&E | Ind | Lighting | Ind - Food | Electric Demand (MW) | Energy Efficiency | 0.00098025 | 0.00056926 | 9.5987e-05 | 8.8086e-05 | 3.9276e-05 | 0.00049004 | 0 | 0 | 0 | 0 | 0
2023 PG Study Reference Scenario | PG&E | Ind | Lighting | Ind - Food | Electric Energy (GWh/year) | Energy Efficiency | 0.2266 | 0.13711 | 0.023988 | 0.022755 | 0.010451 | 0.13385 | 0 | 0 | 0 | 0 | 0
2023 PG Study Reference Scenario | PG&E | Ind | Lighting | Ind - Industrial Machinery | Electric Demand (MW) | Energy Efficiency | 0.0010692 | 0.00072689 | 0.00045974 | 0.00027633 | 0.00016016 | 9.1662e-05 | 5.1666e-05 | 2.8935e-05 | 1.6145e-05 | 0 | 0
2023 PG Study Reference Scenario | PG&E | Ind | Lighting | Ind - Industrial Machinery | Electric Energy (GWh/year) | Energy Efficiency | 0.096578 | 0.068341 | 0.044811 | 0.02782 | 0.016598 | 0.0097456 | 0.0054932 | 0.0030764 | 0.0017166 | 0 | 0
2023 PG Study Reference Scenario | PG&E | Ind | Lighting | Ind - Lumber & Furniture | Electric Demand (MW) | Energy Efficiency | 0.00092234 | 0.00065564 | 0.00027425 | 0.00022015 | 0.0001391 | 0.00019529 | 7.0881e-05 | 1.1688e-05 | 0 | 0 | 0
2023 PG Study Reference Scenario | PG&E | Ind | Lighting | Ind - Lumber & Furniture | Electric Energy (GWh/year) | Energy Efficiency | 0.091609 | 0.06779 | 0.0294 | 0.024381 | 0.015858 | 0.022844 | 0.0082912 | 0.0013671 | 0 | 0 | 0
2023 PG Study Reference Scenario | PG&E | Ind | Lighting | Ind - Paper | Electric Demand (MW) | Energy Efficiency | 3.2768e-05 | 2.132e-05 | 0 | 0 | 0 | 0 | 0 | 0 | 0 | 0 | 0
2023 PG Study Reference Scenario | PG&E | Ind | Lighting | Ind - Paper | Electric Energy (GWh/year) | Energy Efficiency | 0.01172 | 0.0079466 | 0 | 0 | 0 | 0 | 0 | 0 | 0 | 0 | 0
2023 PG Study Reference Scenario | PG&E | Ind | Lighting | Ind - Petroleum | Electric Demand (MW) | Energy Efficiency | 3.8602e-05 | 2.1672e-05 | 1.1299e-06 | 2.4044e-05 | 3.8493e-05 | 3.5162e-05 | 1.4697e-05 | 0 | 0 | 0 | 0
2023 PG Study Reference Scenario | PG&E | Ind | Lighting | Ind - Petroleum | Electric Energy (GWh/year) | Energy Efficiency | 0.027936 | 0.016348 | 0.00088466 | 0.019466 | 0.03211 | 0.030115 | 0.012587 | 0 | 0 | 0 | 0
2023 PG Study Reference Scenario | PG&E | Ind | Lighting | Ind - Plastics | Electric Demand (MW) | Energy Efficiency | 0.00019743 | 0.00013661 | 3.8823e-05 | 4.5511e-05 | 4.0627e-05 | 3.1598e-05 | 0 | 0 | 0 | 0 | 0
2023 PG Study Reference Scenario | PG&E | Ind | Lighting | Ind - Plastics | Electric Energy (GWh/year) | Energy Efficiency | 0.036123 | 0.026037 | 0.0076768 | 0.0093012 | 0.0085514 | 0.0068264 | 0 | 0 | 0 | 0 | 0
2023 PG Study Reference Scenario | PG&E | Ind | Lighting | Ind - Primary Metals | Electric Demand (MW) | Energy Efficiency | 5.5403e-06 | 3.8645e-06 | 9.7961e-07 | 1.309e-06 | 1.1379e-06 | 1.0856e-06 | 0 | 0 | 0 | 0 | 0
2023 PG Study Reference Scenario | PG&E | Ind | Lighting | Ind - Primary Metals | Electric Energy (GWh/year) | Energy Efficiency | 0.0026874 | 0.0019537 | 0.000514 | 0.00071017 | 0.00063601 | 0.00062297 | 0 | 0 | 0 | 0 | 0
2023 PG Study Reference Scenario | PG&E | Ind | Lighting | Ind - Printing & Publishing | Electric Demand (MW) | Energy Efficiency | 0.00024207 | 0.0001555 | 4.9166e-05 | 4.5709e-05 | 3.5452e-05 | 2.8779e-05 | 0 | 0 | 0 | 0 | 0
2023 PG Study Reference Scenario | PG&E | Ind | Lighting | Ind - Printing & Publishing | Electric Energy (GWh/year) | Energy Efficiency | 0.034462 | 0.023055 | 0.0075612 | 0.0072642 | 0.0058019 | 0.0048334 | 0 | 0 | 0 | 0 | 0
2023 PG Study Reference Scenario | PG&E | Ind | Lighting | Ind - Stone-Glass-Clay | Electric Demand (MW) | Energy Efficiency | 0.0002263 | 0.00014804 | 9.0711e-05 | 5.3178e-05 | 3.032e-05 | 1.7005e-05 | 9.4696e-06 | 5.2458e-06 | 2.8974e-06 | 1.5978e-06 | 8.8036e-07
2023 PG Study Reference Scenario | PG&E | Ind | Lighting | Ind - Stone-Glass-Clay | Electric Energy (GWh/year) | Energy Efficiency | 0.059591 | 0.040619 | 0.025826 | 0.015651 | 0.0091924 | 0.0052923 | 0.0029471 | 0.0016326 | 0.00090173 | 0.00049726 | 0.00027399
2023 PG Study Reference Scenario | PG&E | Ind | Lighting | Ind - Textiles | Electric Demand (MW) | Energy Efficiency | 6.5217e-06 | 2.7939e-05 | 2.1177e-05 | 1.2091e-05 | 6.0741e-06 | 0 | 0 | 0 | 0 | 0 | 0
2023 PG Study Reference Scenario | PG&E | Ind | Lighting | Ind - Textiles | Electric Energy (GWh/year) | Energy Efficiency | 0.00065698 | 0.00293 | 0.0023027 | 0.0013581 | 0.00070241 | 0 | 0 | 0 | 0 | 0 | 0
2023 PG Study Reference Scenario | PG&E | Ind | Lighting | Ind - Transportation Equipment | Electric Demand (MW) | Energy Efficiency | 0.00026535 | 0.00019137 | 0.00012471 | 7.6416e-05 | 4.4913e-05 | 2.5717e-05 | 1.4527e-05 | 8.1352e-06 | 4.5335e-06 | 2.5196e-06 | 1.3984e-06
2023 PG Study Reference Scenario | PG&E | Ind | Lighting | Ind - Transportation Equipment | Electric Energy (GWh/year) | Energy Efficiency | 0.030096 | 0.022599 | 0.015272 | 0.0096684 | 0.0058507 | 0.0034375 | 0.0019418 | 0.0010874 | 0.00060599 | 0.0003368 | 0.00018693
2023 PG Study Reference Scenario | PG&E | Ind | MachDr | Ind - Chemicals | Electric Demand (MW) | Energy Efficiency | 0.93958 | 0.68811 | 0 | 0 | 0 | 0 | 0 | 0 | 0 | 0 | 0
2023 PG Study Reference Scenario | PG&E | Ind | MachDr | Ind - Chemicals | Electric Energy (GWh/year) | Energy Efficiency | 1.3603 | 1.001 | 0 | 0 | 0 | 0 | 0 | 0 | 0 | 0 | 0
2023 PG Study Reference Scenario | PG&E | Ind | MachDr | Ind - Food | Electric Demand (MW) | Energy Efficiency | 1.742 | 0.92783 | 0 | 0 | 0 | 1.2782 | 0 | 0 | 0 | 0 | 0
2023 PG Study Reference Scenario | PG&E | Ind | MachDr | Ind - Food | Electric Energy (GWh/year) | Energy Efficiency | 4.6302 | 2.4662 | 0 | 0 | 0 | 3.3975 | 0 | 0 | 0 | 0 | 0
2023 PG Study Reference Scenario | PG&E | Ind | MachDr | Ind - Lumber & Furniture | Electric Demand (MW) | Energy Efficiency | 0 | 0 | 0 | 0 | 0 | 0 | 0 | 0 | 0 | 0 | 0
2023 PG Study Reference Scenario | PG&E | Ind | MachDr | Ind - Lumber & Furniture | Electric Energy (GWh/year) | Energy Efficiency | 0 | 0 | 0 | 0 | 0 | 0 | 0 | 0 | 0 | 0 | 0
2023 PG Study Reference Scenario | PG&E | Ind | MachDr | Ind - Paper | Electric Demand (MW) | Energy Efficiency | 0 | 0 | 0 | 0 | 0 | 0 | 0 | 0 | 0 | 0 | 0
2023 PG Study Reference Scenario | PG&E | Ind | MachDr | Ind - Paper | Electric Energy (GWh/year) | Energy Efficiency | 0 | 0 | 0 | 0 | 0 | 0 | 0 | 0 | 0 | 0 | 0
2023 PG Study Reference Scenario | PG&E | Ind | ProcHeat | Ind - All Other Industrial | Gas Energy (MMTherm/year) | Energy Efficiency | 0.012611 | 0.0096055 | 0.006861 | 0.0046596 | 0.00305 | 0.0019462 | 0.001221 | 0.00075783 | 0.00046715 | 0.00028674 | 0.00017554
2023 PG Study Reference Scenario | PG&E | Ind | ProcHeat | Ind - Chemicals | Gas Energy (MMTherm/year) | Energy Efficiency | 0.6094 | 0.4557 | 0.32069 | 0.21538 | 0.13987 | 0.088778 | 0.055506 | 0.034373 | 0.021158 | 0.012975 | 0.0079382
2023 PG Study Reference Scenario | PG&E | Ind | ProcHeat | Ind - Electronics | Gas Energy (MMTherm/year) | Energy Efficiency | 0.097222 | 0.073944 | 0.052755 | 0.035798 | 0.023418 | 0.014938 | 0.0093703 | 0.0058153 | 0.0035847 | 0.0022004 | 0.0013472
2023 PG Study Reference Scenario | PG&E | Ind | ProcHeat | Ind - Fabricated Metals | Gas Energy (MMTherm/year) | Energy Efficiency | 0.044786 | 0.034016 | 0.024241 | 0.016435 | 0.010744 | 0.0068503 | 0.0042956 | 0.0026653 | 0.0016426 | 0.0010082 | 0.00061716
2023 PG Study Reference Scenario | PG&E | Ind | ProcHeat | Ind - Food | Gas Energy (MMTherm/year) | Energy Efficiency | 0.67476 | 0.43622 | 0.25184 | 0.11736 | 0.022357 | 0.10064 | 0 | 0.0094265 | 0 | 0 | 0
2023 PG Study Reference Scenario | PG&E | Ind | ProcHeat | Ind - Industrial Machinery | Gas Energy (MMTherm/year) | Energy Efficiency | 0.016909 | 0.01272 | 0.0089939 | 0.0060619 | 0.0036817 | 0.0026066 | 0.0016332 | 0.0010129 | 0.00062403 | 0.00038291 | 0.00023437
2023 PG Study Reference Scenario | PG&E | Ind | ProcHeat | Ind - Lumber & Furniture | Gas Energy (MMTherm/year) | Energy Efficiency | 0.0058854 | 0.0047592 | 0.0035756 | 0.0025257 | 0.0017011 | 0.001107 | 0.00070355 | 0.0004403 | 0.00027284 | 0.00016802 | 0.00010307
2023 PG Study Reference Scenario | PG&E | Ind | ProcHeat | Ind - Paper | Gas Energy (MMTherm/year) | Energy Efficiency | 0.053448 | 0.043518 | 0.029328 | 0.011262 | 0.0017298 | 0.011046 | 0.010108 | 0.0098662 | 0.0083113 | 0.0064212 | 0.0040231
2023 PG Study Reference Scenario | PG&E | Ind | ProcHeat | Ind - Petroleum | Gas Energy (MMTherm/year) | Energy Efficiency | 1.3058 | 0.9796 | 0.6531 | 0.39837 | 0.18962 | 0.33321 | 0.012985 | 0 | 0 | 0 | 0
2023 PG Study Reference Scenario | PG&E | Ind | ProcHeat | Ind - Plastics | Gas Energy (MMTherm/year) | Energy Efficiency | 0.023181 | 0.018628 | 0.013919 | 0.0097892 | 0.0065717 | 0.0042666 | 0.0027076 | 0.0016928 | 0.0010483 | 0.00064527 | 0.00039573
2023 PG Study Reference Scenario | PG&E | Ind | ProcHeat | Ind - Primary Metals | Gas Energy (MMTherm/year) | Energy Efficiency | 0.065085 | 0.050732 | 0.036936 | 0.025455 | 0.016837 | 0.010821 | 0.0068214 | 0.0042468 | 0.002623 | 0.0016121 | 0.00098775
2023 PG Study Reference Scenario | PG&E | Ind | ProcHeat | Ind - Printing & Publishing | Gas Energy (MMTherm/year) | Energy Efficiency | 0.016822 | 0.010227 | 0.0052934 | 0.002478 | 0.00023452 | 0.0016099 | 0 | 0 | 0 | 0 | 0
2023 PG Study Reference Scenario | PG&E | Ind | ProcHeat | Ind - Stone-Glass-Clay | Gas Energy (MMTherm/year) | Energy Efficiency | 0.402 | 0.31373 | 0.22865 | 0.15771 | 0.10439 | 0.067122 | 0.042327 | 0.026359 | 0.016284 | 0.01001 | 0.006134
2023 PG Study Reference Scenario | PG&E | Ind | ProcHeat | Ind - Textiles | Gas Energy (MMTherm/year) | Energy Efficiency | 0.0019643 | 0.0016163 | 0.0011408 | 0.00060336 | 0.00018436 | 0.0001742 | 1.5727e-05 | 0 | 0 | 0 | 0
2023 PG Study Reference Scenario | PG&E | Ind | ProcHeat | Ind - Transportation Equipment | Gas Energy (MMTherm/year) | Energy Efficiency | 0.040147 | 0.034008 | 0.025004 | 0.013548 | 0.0056517 | 0.0097956 | 0.0035577 | 0.0034583 | 0.0027896 | 0.0009553 | 0.00045201
2023 PG Study Reference Scenario | PG&E | Ind | ProcRefrig | Ind - All Other Industrial | Electric Demand (MW) | Energy Efficiency | 0.012469 | 0.011174 | 0.0097545 | 0.0083838 | 0.0070419 | 0.0058127 | 0.004729 | 0.0038118 | 0.0030455 | 0.002416 | 0.0019076
2023 PG Study Reference Scenario | PG&E | Ind | ProcRefrig | Ind - All Other Industrial | Electric Energy (GWh/year) | Energy Efficiency | 0.014067 | 0.012606 | 0.011004 | 0.009458 | 0.0079441 | 0.0065574 | 0.0053349 | 0.0043002 | 0.0034357 | 0.0027256 | 0.002152
2023 PG Study Reference Scenario | PG&E | Ind | ProcRefrig | Ind - Chemicals | Electric Demand (MW) | Energy Efficiency | 0.011103 | 0.010387 | 0.0072309 | 0.0078204 | 0.0073594 | 0.0068588 | 0.0044542 | 0.0018865 | 0.00061742 | 0 | 0
2023 PG Study Reference Scenario | PG&E | Ind | ProcRefrig | Ind - Chemicals | Electric Energy (GWh/year) | Energy Efficiency | 0.012525 | 0.011718 | 0.0081574 | 0.0088223 | 0.0083023 | 0.0077376 | 0.0050249 | 0.0021282 | 0.00069653 | 0 | 0
2023 PG Study Reference Scenario | PG&E | Ind | ProcRefrig | Ind - Electronics | Electric Demand (MW) | Energy Efficiency | 0.35452 | 0.32045 | 0.2826 | 0.24401 | 0.20624 | 0.17116 | 0.13988 | 0.11317 | 0.090691 | 0.072124 | 0.057057
2023 PG Study Reference Scenario | PG&E | Ind | ProcRefrig | Ind - Electronics | Electric Energy (GWh/year) | Energy Efficiency | 0.39994 | 0.36151 | 0.31881 | 0.27528 | 0.23267 | 0.19309 | 0.1578 | 0.12767 | 0.10231 | 0.081365 | 0.064367
2023 PG Study Reference Scenario | PG&E | Ind | ProcRefrig | Ind - Fabricated Metals | Electric Demand (MW) | Energy Efficiency | 0.0074585 | 0.0066644 | 0.0054171 | 0.0049445 | 0.0043378 | 0.0038436 | 0.0031512 | 0.0022414 | 0.0015244 | 0.00078423 | 0.00056244
2023 PG Study Reference Scenario | PG&E | Ind | ProcRefrig | Ind - Fabricated Metals | Electric Energy (GWh/year) | Energy Efficiency | 0.0084141 | 0.0075182 | 0.0061112 | 0.005578 | 0.0048936 | 0.0043361 | 0.0035549 | 0.0025286 | 0.0017197 | 0.00088471 | 0.0006345
2023 PG Study Reference Scenario | PG&E | Ind | ProcRefrig | Ind - Food | Electric Demand (MW) | Energy Efficiency | 3.0624 | 2.5213 | 1.5699 | 1.3289 | 1.0183 | 1.9418 | 0.1797 | 0.024661 | 0.015701 | 0.0062044 | 0.0027085
2023 PG Study Reference Scenario | PG&E | Ind | ProcRefrig | Ind - Food | Electric Energy (GWh/year) | Energy Efficiency | 3.4547 | 2.8443 | 1.771 | 1.4991 | 1.1488 | 2.1906 | 0.20272 | 0.027821 | 0.017713 | 0.0069993 | 0.0030555
2023 PG Study Reference Scenario | PG&E | Ind | ProcRefrig | Ind - Industrial Machinery | Electric Demand (MW) | Energy Efficiency | 0.013396 | 0.011888 | 0.010308 | 0.0087671 | 0.0073102 | 0.0060008 | 0.004858 | 0.0038999 | 0.0031055 | 0.0023278 | 0.0018255
2023 PG Study Reference Scenario | PG&E | Ind | ProcRefrig | Ind - Industrial Machinery | Electric Energy (GWh/year) | Energy Efficiency | 0.015112 | 0.013411 | 0.011629 | 0.0098904 | 0.0082468 | 0.0067697 | 0.0054804 | 0.0043995 | 0.0035034 | 0.002626 | 0.0020594
2023 PG Study Reference Scenario | PG&E | Ind | ProcRefrig | Ind - Lumber & Furniture | Electric Demand (MW) | Energy Efficiency | 0.0016461 | 0.0014898 | 0.0012017 | 0.0010742 | 0.00091409 | 0.00085526 | 0.00066737 | 0.0005165 | 0.00037776 | 0.00022993 | 0.00017191
2023 PG Study Reference Scenario | PG&E | Ind | ProcRefrig | Ind - Lumber & Furniture | Electric Energy (GWh/year) | Energy Efficiency | 0.001857 | 0.0016806 | 0.0013557 | 0.0012118 | 0.0010312 | 0.00096484 | 0.00075288 | 0.00058268 | 0.00042616 | 0.00025939 | 0.00019394
2023 PG Study Reference Scenario | PG&E | Ind | ProcRefrig | Ind - Paper | Electric Demand (MW) | Energy Efficiency | 0.0028083 | 0.0025438 | 0.0016798 | 0.0011138 | 0.0007504 | 0.0010848 | 0.00080833 | 0.00074066 | 0.00065596 | 0.00057222 | 0.00042688
2023 PG Study Reference Scenario | PG&E | Ind | ProcRefrig | Ind - Paper | Electric Energy (GWh/year) | Energy Efficiency | 0.0031681 | 0.0028697 | 0.001895 | 0.0012565 | 0.00084655 | 0.0012237 | 0.00091189 | 0.00083556 | 0.00074 | 0.00064553 | 0.00048158
2023 PG Study Reference Scenario | PG&E | Ind | ProcRefrig | Ind - Plastics | Electric Demand (MW) | Energy Efficiency | 0.044268 | 0.039976 | 0.031821 | 0.028562 | 0.024922 | 0.021183 | 0.01529 | 0.0098922 | 0.0063551 | 0.0026651 | 0.001193
2023 PG Study Reference Scenario | PG&E | Ind | ProcRefrig | Ind - Plastics | Electric Energy (GWh/year) | Energy Efficiency | 0.04994 | 0.045098 | 0.035898 | 0.032222 | 0.028116 | 0.023897 | 0.017249 | 0.01116 | 0.0071693 | 0.0030066 | 0.0013459
2023 PG Study Reference Scenario | PG&E | Ind | ProcRefrig | Ind - Primary Metals | Electric Demand (MW) | Energy Efficiency | 0.0010919 | 0.00099485 | 0.00081973 | 0.00073089 | 0.00063147 | 0.00054329 | 0.00039064 | 0.00026013 | 0.00017371 | 8.8827e-05 | 5.108e-05
2023 PG Study Reference Scenario | PG&E | Ind | ProcRefrig | Ind - Primary Metals | Electric Energy (GWh/year) | Energy Efficiency | 0.0012317 | 0.0011223 | 0.00092476 | 0.00082454 | 0.00071238 | 0.0006129 | 0.00044069 | 0.00029346 | 0.00019597 | 0.00010021 | 5.7625e-05
2023 PG Study Reference Scenario | PG&E | Ind | ProcRefrig | Ind - Printing & Publishing | Electric Demand (MW) | Energy Efficiency | 0.058001 | 0.051329 | 0.040899 | 0.036083 | 0.030897 | 0.026184 | 0.019405 | 0.013441 | 0.0094587 | 0.0054075 | 0.0030141
2023 PG Study Reference Scenario | PG&E | Ind | ProcRefrig | Ind - Printing & Publishing | Electric Energy (GWh/year) | Energy Efficiency | 0.065433 | 0.057905 | 0.046139 | 0.040706 | 0.034856 | 0.029539 | 0.021891 | 0.015163 | 0.010671 | 0.0061003 | 0.0034003
2023 PG Study Reference Scenario | PG&E | Ind | ProcRefrig | Ind - Stone-Glass-Clay | Electric Energy (GWh/year) | Energy Efficiency | 0.0010635 | 0.00096212 | 0.00084916 | 0.00073373 | 0.00062054 | 0.00051525 | 0.00042128 | 0.00034097 | 0.00027333 | 0.00021742 | 0.00017204
2023 PG Study Reference Scenario | PG&E | Ind | ProcRefrig | Ind - Textiles | Electric Demand (MW) | Energy Efficiency | 0.00015499 | 0.00019779 | 0.00017963 | 0.00015039 | 0.0001228 | 7.2797e-05 | 7.3187e-05 | 4.5789e-05 | 2.6478e-05 | 7.2743e-06 | 0
2023 PG Study Reference Scenario | PG&E | Ind | ProcRefrig | Ind - Textiles | Electric Energy (GWh/year) | Energy Efficiency | 0.00017485 | 0.00022314 | 0.00020264 | 0.00016966 | 0.00013853 | 8.2124e-05 | 8.2564e-05 | 5.1656e-05 | 2.987e-05 | 8.2063e-06 | 0
2023 PG Study Reference Scenario | PG&E | Ind | ProcRefrig | Ind - Transportation Equipment | Electric Demand (MW) | Energy Efficiency | 0.0074832 | 0.0067528 | 0.0059093 | 0.0050668 | 0.0042563 | 0.0035137 | 0.0028589 | 0.0023046 | 0.0018413 | 0.0014608 | 0.0011534
2023 PG Study Reference Scenario | PG&E | Ind | ProcRefrig | Ind - Transportation Equipment | Electric Energy (GWh/year) | Energy Efficiency | 0.0084419 | 0.007618 | 0.0066664 | 0.005716 | 0.0048016 | 0.0039639 | 0.0032252 | 0.0025998 | 0.0020773 | 0.001648 | 0.0013012
2023 PG Study Reference Scenario | PG&E | Ind | WholeBlg | Ind - All Other Industrial | Electric Demand (MW) | Energy Efficiency | 0.026503 | 0.027862 | 0.030088 | 0.033703 | 0.039711 | 0.049727 | 0.049454 | 0.049173 | 0.048888 | 0.048606 | 0.048324
2023 PG Study Reference Scenario | PG&E | Ind | WholeBlg | Ind - All Other Industrial | Electric Energy (GWh/year) | Energy Efficiency | 0.13612 | 0.1431 | 0.15453 | 0.1731 | 0.20395 | 0.25539 | 0.25399 | 0.25255 | 0.25108 | 0.24964 | 0.24819
2023 PG Study Reference Scenario | PG&E | Ind | WholeBlg | Ind - All Other Industrial | Gas Energy (MMTherm/year) | Energy Efficiency | 0.0025247 | 0.0027215 | 0.0030183 | 0.0034904 | 0.0042564 | 0.0055187 | 0.0055264 | 0.0055375 | 0.0055518 | 0.0055678 | 0.0055867
2023 PG Study Reference Scenario | PG&E | Ind | WholeBlg | Ind - Chemicals | Electric Demand (MW) | Energy Efficiency | 0.12192 | 0.12123 | 0.1216 | 0.12344 | 0.12804 | 0.13707 | 0.1348 | 0.13252 | 0.13023 | 0.12796 | 0.12572
2023 PG Study Reference Scenario | PG&E | Ind | WholeBlg | Ind - Chemicals | Electric Energy (GWh/year) | Energy Efficiency | 0.62617 | 0.62263 | 0.62455 | 0.63399 | 0.6576 | 0.70398 | 0.69232 | 0.68062 | 0.66883 | 0.65721 | 0.64566
2023 PG Study Reference Scenario | PG&E | Ind | WholeBlg | Ind - Chemicals | Gas Energy (MMTherm/year) | Energy Efficiency | 0.18392 | 0.20899 | 0.24673 | 0.30582 | 0.40066 | 0.55541 | 0.55973 | 0.56384 | 0.56797 | 0.57219 | 0.57672
2023 PG Study Reference Scenario | PG&E | Ind | WholeBlg | Ind - Electronics | Electric Demand (MW) | Energy Efficiency | 0.25038 | 0.2579 | 0.27058 | 0.29158 | 0.32714 | 0.38682 | 0.38711 | 0.38745 | 0.38773 | 0.388 | 0.38823
2023 PG Study Reference Scenario | PG&E | Ind | WholeBlg | Ind - Electronics | Electric Energy (GWh/year) | Energy Efficiency | 1.2859 | 1.3245 | 1.3897 | 1.4975 | 1.6801 | 1.9866 | 1.9882 | 1.9899 | 1.9914 | 1.9927 | 1.9939
2023 PG Study Reference Scenario | PG&E | Ind | WholeBlg | Ind - Electronics | Gas Energy (MMTherm/year) | Energy Efficiency | 0.016239 | 0.017382 | 0.019164 | 0.022019 | 0.026657 | 0.034294 | 0.034486 | 0.034678 | 0.034886 | 0.035104 | 0.035336
2023 PG Study Reference Scenario | PG&E | Ind | WholeBlg | Ind - Fabricated Metals | Electric Demand (MW) | Energy Efficiency | 0.039376 | 0.039538 | 0.040197 | 0.041603 | 0.044331 | 0.049238 | 0.048574 | 0.047905 | 0.047225 | 0.046545 | 0.045858
2023 PG Study Reference Scenario | PG&E | Ind | WholeBlg | Ind - Fabricated Metals | Electric Energy (GWh/year) | Energy Efficiency | 0.20223 | 0.20306 | 0.20645 | 0.21367 | 0.22768 | 0.25288 | 0.24947 | 0.24603 | 0.24254 | 0.23905 | 0.23552
2023 PG Study Reference Scenario | PG&E | Ind | WholeBlg | Ind - Fabricated Metals | Gas Energy (MMTherm/year) | Energy Efficiency | 0.012233 | 0.014203 | 0.017212 | 0.021918 | 0.029409 | 0.041587 | 0.041603 | 0.041597 | 0.04159 | 0.041577 | 0.041559
2023 PG Study Reference Scenario | PG&E | Ind | WholeBlg | Ind - Food | Electric Demand (MW) | Energy Efficiency | 0.27089 | 0.27219 | 0.27703 | 0.2872 | 0.30695 | 0.34252 | 0.33775 | 0.33203 | 0.32642 | 0.32088 | 0.31534
2023 PG Study Reference Scenario | PG&E | Ind | WholeBlg | Ind - Food | Electric Energy (GWh/year) | Energy Efficiency | 1.3913 | 1.3979 | 1.4228 | 1.475 | 1.5765 | 1.7592 | 1.7346 | 1.7053 | 1.6765 | 1.648 | 1.6195
2023 PG Study Reference Scenario | PG&E | Ind | WholeBlg | Ind - Food | Gas Energy (MMTherm/year) | Energy Efficiency | 0.26717 | 0.29858 | 0.3472 | 0.42372 | 0.54607 | 0.74525 | 0.74005 | 0.73432 | 0.72899 | 0.72375 | 0.71854
2023 PG Study Reference Scenario | PG&E | Ind | WholeBlg | Ind - Industrial Machinery | Electric Demand (MW) | Energy Efficiency | 0.042786 | 0.044069 | 0.046367 | 0.050183 | 0.056586 | 0.067399 | 0.066765 | 0.066131 | 0.065498 | 0.064849 | 0.064195
2023 PG Study Reference Scenario | PG&E | Ind | WholeBlg | Ind - Industrial Machinery | Electric Energy (GWh/year) | Energy Efficiency | 0.21975 | 0.22633 | 0.23813 | 0.25773 | 0.29062 | 0.34616 | 0.3429 | 0.33964 | 0.33639 | 0.33306 | 0.3297
2023 PG Study Reference Scenario | PG&E | Ind | WholeBlg | Ind - Industrial Machinery | Gas Energy (MMTherm/year) | Energy Efficiency | 0.0046061 | 0.0049949 | 0.0056075 | 0.0065798 | 0.0081381 | 0.01069 | 0.010645 | 0.010597 | 0.010552 | 0.010506 | 0.010461
2023 PG Study Reference Scenario | PG&E | Ind | WholeBlg | Ind - Lumber & Furniture | Electric Demand (MW) | Energy Efficiency | 0.030987 | 0.031121 | 0.031528 | 0.032429 | 0.034259 | 0.03761 | 0.037109 | 0.03656 | 0.036016 | 0.035473 | 0.034925
2023 PG Study Reference Scenario | PG&E | Ind | WholeBlg | Ind - Lumber & Furniture | Electric Energy (GWh/year) | Energy Efficiency | 0.15915 | 0.15983 | 0.16193 | 0.16655 | 0.17595 | 0.19316 | 0.19059 | 0.18777 | 0.18497 | 0.18219 | 0.17937
2023 PG Study Reference Scenario | PG&E | Ind | WholeBlg | Ind - Lumber & Furniture | Gas Energy (MMTherm/year) | Energy Efficiency | 0.0023034 | 0.0024309 | 0.0026043 | 0.0028796 | 0.0033301 | 0.0040735 | 0.0040554 | 0.0040412 | 0.0040303 | 0.0040178 | 0.0040036
2023 PG Study Reference Scenario | PG&E | Ind | WholeBlg | Ind - Paper | Electric Demand (MW) | Energy Efficiency | 0.021588 | 0.021808 | 0.021919 | 0.022013 | 0.022434 | 0.02345 | 0.022965 | 0.022488 | 0.022039 | 0.021611 | 0.021201
2023 PG Study Reference Scenario | PG&E | Ind | WholeBlg | Ind - Paper | Electric Energy (GWh/year) | Energy Efficiency | 0.11087 | 0.112 | 0.11258 | 0.11306 | 0.11522 | 0.12044 | 0.11795 | 0.1155 | 0.11319 | 0.11099 | 0.10888
2023 PG Study Reference Scenario | PG&E | Ind | WholeBlg | Ind - Paper | Gas Energy (MMTherm/year) | Energy Efficiency | 0.0079851 | 0.0082959 | 0.0086901 | 0.0092753 | 0.010266 | 0.011956 | 0.011797 | 0.011649 | 0.011513 | 0.011384 | 0.011263
2023 PG Study Reference Scenario | PG&E | Ind | WholeBlg | Ind - Petroleum | Electric Demand (MW) | Energy Efficiency | 0.22298 | 0.21674 | 0.21119 | 0.2063 | 0.20305 | 0.20196 | 0.19728 | 0.19267 | 0.18805 | 0.18352 | 0.17903
2023 PG Study Reference Scenario | PG&E | Ind | WholeBlg | Ind - Petroleum | Electric Energy (GWh/year) | Energy Efficiency | 1.1452 | 1.1132 | 1.0847 | 1.0595 | 1.0428 | 1.0372 | 1.0132 | 0.98952 | 0.9658 | 0.94253 | 0.91948
2023 PG Study Reference Scenario | PG&E | Ind | WholeBlg | Ind - Petroleum | Gas Energy (MMTherm/year) | Energy Efficiency | 0.37003 | 0.3713 | 0.37755 | 0.3917 | 0.41877 | 0.46739 | 0.45979 | 0.45192 | 0.44423 | 0.43669 | 0.42932
2023 PG Study Reference Scenario | PG&E | Ind | WholeBlg | Ind - Plastics | Electric Demand (MW) | Energy Efficiency | 0.040889 | 0.040862 | 0.041363 | 0.042596 | 0.045143 | 0.049844 | 0.048995 | 0.048145 | 0.047293 | 0.046452 | 0.045615
2023 PG Study Reference Scenario | PG&E | Ind | WholeBlg | Ind - Plastics | Electric Energy (GWh/year) | Energy Efficiency | 0.21 | 0.20986 | 0.21243 | 0.21877 | 0.23185 | 0.25599 | 0.25163 | 0.24727 | 0.24289 | 0.23857 | 0.23427
2023 PG Study Reference Scenario | PG&E | Ind | WholeBlg | Ind - Plastics | Gas Energy (MMTherm/year) | Energy Efficiency | 0.0044471 | 0.0049381 | 0.0056334 | 0.0067039 | 0.0084245 | 0.011237 | 0.011397 | 0.011571 | 0.01175 | 0.011933 | 0.01212
2023 PG Study Reference Scenario | PG&E | Ind | WholeBlg | Ind - Primary Metals | Electric Demand (MW) | Energy Efficiency | 0.0090792 | 0.0088926 | 0.0087402 | 0.0086179 | 0.0085644 | 0.008613 | 0.0084253 | 0.0082368 | 0.0080484 | 0.0078629 | 0.0076793
2023 PG Study Reference Scenario | PG&E | Ind | WholeBlg | Ind - Primary Metals | Electric Energy (GWh/year) | Energy Efficiency | 0.04663 | 0.045672 | 0.044889 | 0.044261 | 0.043986 | 0.044235 | 0.043272 | 0.042303 | 0.041335 | 0.040383 | 0.03944
2023 PG Study Reference Scenario | PG&E | Ind | WholeBlg | Ind - Primary Metals | Gas Energy (MMTherm/year) | Energy Efficiency | 0.012269 | 0.013747 | 0.016051 | 0.019715 | 0.025555 | 0.035035 | 0.035078 | 0.035078 | 0.035048 | 0.035004 | 0.034965
2023 PG Study Reference Scenario | PG&E | Ind | WholeBlg | Ind - Printing & Publishing | Electric Demand (MW) | Energy Efficiency | 0.021677 | 0.021477 | 0.021476 | 0.021746 | 0.022524 | 0.02412 | 0.023625 | 0.023135 | 0.022652 | 0.022181 | 0.021717
2023 PG Study Reference Scenario | PG&E | Ind | WholeBlg | Ind - Printing & Publishing | Electric Energy (GWh/year) | Energy Efficiency | 0.11133 | 0.11031 | 0.1103 | 0.11169 | 0.11568 | 0.12388 | 0.12133 | 0.11882 | 0.11634 | 0.11392 | 0.11154
2023 PG Study Reference Scenario | PG&E | Ind | WholeBlg | Ind - Printing & Publishing | Gas Energy (MMTherm/year) | Energy Efficiency | 0.0021168 | 0.0021175 | 0.0021366 | 0.0021915 | 0.0023081 | 0.0025267 | 0.0024748 | 0.0024229 | 0.002373 | 0.0023248 | 0.0022781
2023 PG Study Reference Scenario | PG&E | Ind | WholeBlg | Ind - Stone-Glass-Clay | Electric Demand (MW) | Energy Efficiency | 0.085654 | 0.086097 | 0.086891 | 0.08867 | 0.092583 | 0.099941 | 0.099093 | 0.098209 | 0.097376 | 0.096559 | 0.095748
2023 PG Study Reference Scenario | PG&E | Ind | WholeBlg | Ind - Stone-Glass-Clay | Electric Energy (GWh/year) | Energy Efficiency | 0.43991 | 0.44219 | 0.44626 | 0.4554 | 0.4755 | 0.51329 | 0.50893 | 0.50439 | 0.50011 | 0.49592 | 0.49175
2023 PG Study Reference Scenario | PG&E | Ind | WholeBlg | Ind - Stone-Glass-Clay | Gas Energy (MMTherm/year) | Energy Efficiency | 0.075871 | 0.076949 | 0.078466 | 0.081277 | 0.08649 | 0.095698 | 0.095088 | 0.094542 | 0.09408 | 0.09364 | 0.09323
2023 PG Study Reference Scenario | PG&E | Ind | WholeBlg | Ind - Textiles | Electric Demand (MW) | Energy Efficiency | 0.0014264 | 0.0014076 | 0.0014211 | 0.0014636 | 0.0015501 | 0.0017098 | 0.0016733 | 0.0016402 | 0.0016072 | 0.0015745 | 0.001542
2023 PG Study Reference Scenario | PG&E | Ind | WholeBlg | Ind - Textiles | Electric Energy (GWh/year) | Energy Efficiency | 0.0073258 | 0.0072293 | 0.0072985 | 0.007517 | 0.007961 | 0.0087812 | 0.0085939 | 0.0084241 | 0.0082542 | 0.0080865 | 0.0079196
2023 PG Study Reference Scenario | PG&E | Ind | WholeBlg | Ind - Textiles | Gas Energy (MMTherm/year) | Energy Efficiency | 0.00023325 | 0.00024098 | 0.00025555 | 0.00028055 | 0.00032233 | 0.00039227 | 0.00038661 | 0.00038101 | 0.0003755 | 0.00037017 | 0.00036497
2023 PG Study Reference Scenario | PG&E | Ind | WholeBlg | Ind - Transportation Equipment | Electric Demand (MW) | Energy Efficiency | 0.033289 | 0.033293 | 0.033887 | 0.035004 | 0.036936 | 0.040378 | 0.039906 | 0.039435 | 0.038993 | 0.038575 | 0.038138
2023 PG Study Reference Scenario | PG&E | Ind | WholeBlg | Ind - Transportation Equipment | Electric Energy (GWh/year) | Energy Efficiency | 0.17097 | 0.17099 | 0.17404 | 0.17977 | 0.1897 | 0.20738 | 0.20495 | 0.20253 | 0.20026 | 0.19811 | 0.19587
2023 PG Study Reference Scenario | PG&E | Ind | WholeBlg | Ind - Transportation Equipment | Gas Energy (MMTherm/year) | Energy Efficiency | 0.0062808 | 0.0064084 | 0.0066803 | 0.0071595 | 0.0079682 | 0.0093405 | 0.0092339 | 0.0091236 | 0.0090186 | 0.0089175 | 0.0088172
2023 PG Study Reference Scenario | PG&E | Res | AppPlug | Res - Multi Family | Electric Demand (MW) | Energy Efficiency | 0 | 0 | 0 | 0.0030717 | 0.0039407 | 0.004118 | 0.0040378 | 0.0042488 | 0.0041523 | 0.004219 | 0.0042585
2023 PG Study Reference Scenario | PG&E | Res | AppPlug | Res - Multi Family | Electric Energy (GWh/year) | Energy Efficiency | 0 | 0 | 0 | 0.02157 | 0.027673 | 0.028918 | 0.028355 | 0.029837 | 0.029159 | 0.029627 | 0.029905
2023 PG Study Reference Scenario | PG&E | Res | AppPlug | Res - Multi Family | Electric Energy (GWh/year) | Fuel Substitution | -6.5459e-05 | -7.3508e-05 | -8.2206e-05 | -9.1595e-05 | -0.00010175 | -0.00011274 | -0.00012461 | -0.0001374 | -0.00015117 | -0.00016598 | -0.00018189
2023 PG Study Reference Scenario | PG&E | Res | AppPlug | Res - Multi Family | Gas Energy (MMTherm/year) | Energy Efficiency | 0 | 0 | 0 | 0.002794 | 0.0035845 | 0.0037457 | 0.0036728 | 0.0038647 | 0.0037769 | 0.0038376 | 0.0038736
2023 PG Study Reference Scenario | PG&E | Res | AppPlug | Res - Multi Family | Gas Energy (MMTherm/year) | Fuel Substitution | 1.229e-05 | 1.3801e-05 | 1.5434e-05 | 1.7197e-05 | 1.9103e-05 | 2.1168e-05 | 2.3396e-05 | 2.5798e-05 | 2.8383e-05 | 3.1162e-05 | 3.415e-05
2023 PG Study Reference Scenario | PG&E | Res | AppPlug | Res - Single Family | Electric Energy (GWh/year) | Fuel Substitution | -0.0006782 | -0.00076225 | -0.00085229 | -0.00094892 | -0.0010529 | -0.0011652 | -0.001286 | -0.0014161 | -0.0015561 | -0.0017068 | -0.0018689
2023 PG Study Reference Scenario | PG&E | Res | AppPlug | Res - Single Family | Gas Energy (MMTherm/year) | Fuel Substitution | 0.00012769 | 0.00014352 | 0.00016047 | 0.00017866 | 0.00019825 | 0.00021938 | 0.00024213 | 0.00026662 | 0.00029299 | 0.00032136 | 0.00035188
2023 PG Study Reference Scenario | PG&E | Res | BROs | Low Income - Multi Family LI | Electric Demand (MW) | Energy Efficiency | 3.6907 | 3.8039 | 3.929 | 4.0529 | 4.1816 | 4.3308 | 4.4673 | 4.6029 | 4.6953 | 4.8371 | 4.9921
2023 PG Study Reference Scenario | PG&E | Res | BROs | Low Income - Multi Family LI | Electric Energy (GWh/year) | Energy Efficiency | 23.7753 | 24.4951 | 25.2741 | 26.0684 | 26.8977 | 27.8434 | 28.7345 | 29.6291 | 30.3643 | 31.3221 | 32.3801
2023 PG Study Reference Scenario | PG&E | Res | BROs | Low Income - Multi Family LI | Gas Energy (MMTherm/year) | Energy Efficiency | 0.7497 | 0.76169 | 0.7754 | 0.78941 | 0.80444 | 0.82131 | 0.83903 | 0.85774 | 0.87404 | 0.89509 | 0.91792
2023 PG Study Reference Scenario | PG&E | Res | BROs | Low Income - Single Family LI | Electric Demand (MW) | Energy Efficiency | 5.7642 | 5.9311 | 6.1141 | 6.2956 | 6.4832 | 6.6992 | 6.8959 | 7.0901 | 7.2294 | 7.4381 | 7.6662
2023 PG Study Reference Scenario | PG&E | Res | BROs | Low Income - Single Family LI | Electric Energy (GWh/year) | Energy Efficiency | 37.3283 | 38.4061 | 39.5655 | 40.7492 | 41.9814 | 43.3781 | 44.6911 | 46.0038 | 47.1359 | 48.5844 | 50.1848
2023 PG Study Reference Scenario | PG&E | Res | BROs | Low Income - Single Family LI | Gas Energy (MMTherm/year) | Energy Efficiency | 1.1923 | 1.2105 | 1.2312 | 1.2524 | 1.2751 | 1.3004 | 1.3271 | 1.3554 | 1.381 | 1.4135 | 1.4488
2023 PG Study Reference Scenario | PG&E | Res | BROs | Res - Multi Family | Electric Demand (MW) | Energy Efficiency | 5.191 | 5.3509 | 5.5276 | 5.7028 | 5.8847 | 6.0956 | 6.2886 | 6.4806 | 6.6107 | 6.8103 | 7.0286
2023 PG Study Reference Scenario | PG&E | Res | BROs | Res - Multi Family | Electric Energy (GWh/year) | Energy Efficiency | 33.4402 | 34.4571 | 35.5577 | 36.6802 | 37.8523 | 39.1895 | 40.45 | 41.7159 | 42.751 | 44.0995 | 45.5892
2023 PG Study Reference Scenario | PG&E | Res | BROs | Res - Multi Family | Gas Energy (MMTherm/year) | Energy Efficiency | 1.4427 | 1.4658 | 1.4923 | 1.5194 | 1.5484 | 1.5811 | 1.6153 | 1.6515 | 1.6828 | 1.7234 | 1.7673
2023 PG Study Reference Scenario | PG&E | Res | BROs | Res - Single Family | Electric Demand (MW) | Energy Efficiency | 16.5934 | 17.0759 | 17.6053 | 18.1303 | 18.6732 | 19.2987 | 19.8682 | 20.4309 | 20.8323 | 21.4338 | 22.0912
2023 PG Study Reference Scenario | PG&E | Res | BROs | Res - Single Family | Electric Energy (GWh/year) | Energy Efficiency | 107.4574 | 110.574 | 113.9275 | 117.3517 | 120.9173 | 124.9605 | 128.7629 | 132.5656 | 135.828 | 140.002 | 144.6138
2023 PG Study Reference Scenario | PG&E | Res | BROs | Res - Single Family | Gas Energy (MMTherm/year) | Energy Efficiency | 4.801 | 4.8744 | 4.9581 | 5.0439 | 5.1357 | 5.2381 | 5.3462 | 5.4604 | 5.5635 | 5.6947 | 5.837
2023 PG Study Reference Scenario | PG&E | Res | BldgEnv | Res - Single Family | Electric Demand (MW) | Energy Efficiency | 0 | 0 | 0.0018198 | 0.001929 | 0.0020775 | 0.0021967 | 0.001586 | 0.0021046 | 0.0017864 | 0 | 0
2023 PG Study Reference Scenario | PG&E | Res | BldgEnv | Res - Single Family | Electric Energy (GWh/year) | Energy Efficiency | 0 | 0 | 0.00061872 | 0.0013881 | 0.0014939 | 0.0015779 | 0.0011318 | 0.0015118 | 0.0012756 | 0 | 0
2023 PG Study Reference Scenario | PG&E | Res | BldgEnv | Res - Single Family | Gas Energy (MMTherm/year) | Energy Efficiency | 0 | 0 | 0.00023839 | 0.00069713 | 0.00075018 | 0.00079219 | 0.00056741 | 0.00075899 | 0.00063959 | 0 | 0
2023 PG Study Reference Scenario | PG&E | Res | HVAC | Res - Multi Family | Electric Demand (MW) | Energy Efficiency | 0.39242 | 0.38129 | 0.3735 | 0.36672 | 0.27813 | 0.25821 | 0.24295 | 0.24684 | 0.23544 | 0.23463 | 0.23339
2023 PG Study Reference Scenario | PG&E | Res | HVAC | Res - Multi Family | Electric Demand (MW) | Fuel Substitution | -0.0063424 | -0.0063387 | -0.0063365 | -0.0063347 | -0.0063309 | 0 | 0 | 0 | 0 | 0 | 0
2023 PG Study Reference Scenario | PG&E | Res | HVAC | Res - Multi Family | Electric Energy (GWh/year) | Energy Efficiency | 0.46939 | 0.45607 | 0.44676 | 0.43866 | 0.33236 | 0.30908 | 0.29081 | 0.29547 | 0.28183 | 0.28086 | 0.27937
2023 PG Study Reference Scenario | PG&E | Res | HVAC | Res - Multi Family | Electric Energy (GWh/year) | Fuel Substitution | -0.15859 | -0.15805 | -0.15769 | -0.15727 | -0.21422 | 0 | 0 | 0 | 0 | 0 | 0
2023 PG Study Reference Scenario | PG&E | Res | HVAC | Res - Multi Family | Gas Energy (MMTherm/year) | Energy Efficiency | 0 | 4.2012e-07 | 1.1843e-06 | 1.3989e-06 | 0.00015186 | 0 | 0 | 0 | 0 | 0 | 0
2023 PG Study Reference Scenario | PG&E | Res | HVAC | Res - Multi Family | Gas Energy (MMTherm/year) | Fuel Substitution | 0.022238 | 0.022158 | 0.022101 | 0.022039 | 0.030561 | 0 | 0 | 0 | 0 | 0 | 0
2023 PG Study Reference Scenario | PG&E | Res | HVAC | Res - Single Family | Electric Demand (MW) | Energy Efficiency | 1.4395 | 1.3947 | 1.3548 | 1.3199 | 1.2938 | 1.2679 | 1.1857 | 1.2009 | 0.834 | 0.78156 | 0.76958
2023 PG Study Reference Scenario | PG&E | Res | HVAC | Res - Single Family | Electric Demand (MW) | Fuel Substitution | -0.087072 | -0.086091 | -0.085949 | -0.085818 | -0.085617 | 0 | 0 | 0 | 0 | 0 | 0
2023 PG Study Reference Scenario | PG&E | Res | HVAC | Res - Single Family | Electric Energy (GWh/year) | Energy Efficiency | 1.7667 | 1.7119 | 1.663 | 1.6203 | 1.5883 | 1.7307 | 1.5769 | 1.6293 | 1.1339 | 1.071 | 1.056
2023 PG Study Reference Scenario | PG&E | Res | HVAC | Res - Single Family | Electric Energy (GWh/year) | Fuel Substitution | -7.1071 | -7.0367 | -7.0156 | -7.0123 | -7.0126 | 0 | 0 | 0 | 0 | 0 | 0
2023 PG Study Reference Scenario | PG&E | Res | HVAC | Res - Single Family | Gas Energy (MMTherm/year) | Energy Efficiency | 0.00015227 | 0.00015223 | 0.00015173 | 0.00015091 | 0.0001509 | 0.033227 | 0.023086 | 0.029504 | 0.03396 | 0.034989 | 0.034839
2023 PG Study Reference Scenario | PG&E | Res | HVAC | Res - Single Family | Gas Energy (MMTherm/year) | Fuel Substitution | 1.0472 | 1.0369 | 1.034 | 1.0336 | 1.0338 | 0 | 0 | 0 | 0 | 0 | 0
2023 PG Study Reference Scenario | PG&E | Res | Lighting | Res - Multi Family | Electric Demand (MW) | Energy Efficiency | 0.00034266 | 0.00033886 | 0.00033702 | 0.00033475 | 0.00033243 | 0.00033198 | 0.00030917 | 0.00031638 | 0.00029806 | 0.00029648 | 0.00029445
2023 PG Study Reference Scenario | PG&E | Res | Lighting | Res - Multi Family | Electric Energy (GWh/year) | Energy Efficiency | 0.0045189 | 0.0044688 | 0.0044445 | 0.0044146 | 0.0043839 | 0.004378 | 0.0040772 | 0.0041723 | 0.0039307 | 0.0039099 | 0.0038831
2023 PG Study Reference Scenario | PG&E | Res | Lighting | Res - Single Family | Electric Demand (MW) | Energy Efficiency | 0.0055527 | 0.0055018 | 0.0054525 | 0.0054001 | 0.0053698 | 0.00533 | 0.004967 | 0.005089 | 0.004894 | 0.0048627 | 0.0048234
2023 PG Study Reference Scenario | PG&E | Res | Lighting | Res - Single Family | Electric Energy (GWh/year) | Energy Efficiency | 0.074381 | 0.073699 | 0.073038 | 0.072336 | 0.071931 | 0.071398 | 0.066535 | 0.068169 | 0.065558 | 0.065138 | 0.064611
2023 PG Study Reference Scenario | PG&E | Res | WaterHeat | Res - Multi Family | Electric Demand (MW) | Energy Efficiency | 0.0021432 | 0.0020983 | 0.0021318 | 0.0021514 | 0.0021583 | 0.0028264 | 0.0021251 | 0.0024923 | 0.0019332 | 0.0019745 | 0.00199
2023 PG Study Reference Scenario | PG&E | Res | WaterHeat | Res - Multi Family | Electric Demand (MW) | Fuel Substitution | -0.00012016 | -0.0001423 | -0.00016717 | -0.00019375 | -0.00022621 | 0 | 0 | 0 | 0 | 0 | 0
2023 PG Study Reference Scenario | PG&E | Res | WaterHeat | Res - Multi Family | Electric Energy (GWh/year) | Energy Efficiency | 0.010222 | 0.0099785 | 0.010121 | 0.010195 | 0.010203 | 0.013962 | 0.010498 | 0.012312 | 0.0095499 | 0.0097536 | 0.0098305
2023 PG Study Reference Scenario | PG&E | Res | WaterHeat | Res - Multi Family | Electric Energy (GWh/year) | Fuel Substitution | -0.072721 | -0.085005 | -0.095553 | -0.10482 | -0.11339 | 0 | 0 | 0 | 0 | 0 | 0
2023 PG Study Reference Scenario | PG&E | Res | WaterHeat | Res - Multi Family | Gas Energy (MMTherm/year) | Energy Efficiency | 0.015984 | 0.016842 | 0.027273 | 0.028381 | 0.037135 | 0.017749 | 0.013511 | 0.015626 | 0.012917 | 0.013154 | 0.013269
2023 PG Study Reference Scenario | PG&E | Res | WaterHeat | Res - Multi Family | Gas Energy (MMTherm/year) | Fuel Substitution | 0.049373 | 0.057624 | 0.064666 | 0.070818 | 0.076424 | 0 | 0 | 0 | 0 | 0 | 0
2023 PG Study Reference Scenario | PG&E | Res | WaterHeat | Res - Single Family | Electric Demand (MW) | Energy Efficiency | 7.7493e-05 | -0.00012476 | -0.00028844 | -0.00044069 | -0.00054175 | 0.0027201 | 0.0019629 | 0.0024082 | 0.002046 | 0.0020885 | 0.0021003
2023 PG Study Reference Scenario | PG&E | Res | WaterHeat | Res - Single Family | Electric Demand (MW) | Fuel Substitution | -0.00070371 | -0.00090124 | -0.0011042 | -0.0013129 | -0.0015363 | 0.0032446 | 0.0084366 | 0.01009 | 0 | 0 | 0
2023 PG Study Reference Scenario | PG&E | Res | WaterHeat | Res - Single Family | Electric Energy (GWh/year) | Energy Efficiency | -0.0059888 | -0.0075866 | -0.008935 | -0.01018 | -0.011167 | 0.013397 | 0.0096678 | 0.011861 | 0.010077 | 0.010286 | 0.010345
2023 PG Study Reference Scenario | PG&E | Res | WaterHeat | Res - Single Family | Electric Energy (GWh/year) | Fuel Substitution | -0.01426 | -0.019039 | -0.023942 | -0.028969 | -0.034238 | 0.022272 | 0.057368 | 0.068608 | 0 | 0 | 0
2023 PG Study Reference Scenario | PG&E | Res | WaterHeat | Res - Single Family | Gas Energy (MMTherm/year) | Energy Efficiency | 0.12969 | 0.14189 | 0.15288 | 0.2111 | 0.2459 | 0.074198 | 0.055366 | 0.065816 | 0.057077 | 0.058107 | 0.058571
2023 PG Study Reference Scenario | PG&E | Res | WaterHeat | Res - Single Family | Gas Energy (MMTherm/year) | Fuel Substitution | 0.0012277 | 0.0016729 | 0.0021294 | 0.0025969 | 0.0030829 | 0 | 0 | 0 | 0 | 0 | 0
2023 PG Study Reference Scenario | PG&E | Res | WholeBlg | Res - Multi Family | Electric Demand (MW) | Energy Efficiency | 4.4358e-05 | 4.8027e-05 | 5.2208e-05 | 0.023412 | 0.025693 | 0.037403 | 0.030462 | 0.036505 | 0.030109 | 0.03158 | 0.033024
2023 PG Study Reference Scenario | PG&E | Res | WholeBlg | Res - Multi Family | Electric Energy (GWh/year) | Energy Efficiency | 8.5783e-05 | 9.2878e-05 | 0.00010096 | 0.033152 | 0.036382 | 0.067638 | 0.055061 | 0.065937 | 0.05436 | 0.056993 | 0.05957
2023 PG Study Reference Scenario | PG&E | Res | WholeBlg | Res - Multi Family | Gas Energy (MMTherm/year) | Energy Efficiency | 1.0369e-05 | 1.1227e-05 | 1.2204e-05 | 0.0026756 | 0.0029362 | 0.0055392 | 0.0045091 | 0.0053996 | 0.0044517 | 0.0046672 | 0.0048781
2023 PG Study Reference Scenario | PG&E | Res | WholeBlg | Res - Single Family | Electric Demand (MW) | Energy Efficiency | 0.29311 | 0.32087 | 0.35363 | 0.38719 | 0.42969 | 0.46943 | 0.37285 | 0.46522 | 0.43076 | 0.45808 | 0.48581
2023 PG Study Reference Scenario | PG&E | Res | WholeBlg | Res - Single Family | Electric Energy (GWh/year) | Energy Efficiency | 1.1361 | 1.2437 | 1.3706 | 1.5006 | 1.6653 | 1.8193 | 1.445 | 1.8029 | 1.6693 | 1.7752 | 1.8826
2023 PG Study Reference Scenario | PG&E | Res | WholeBlg | Res - Single Family | Gas Energy (MMTherm/year) | Energy Efficiency | 0.11788 | 0.12904 | 0.14221 | 0.1557 | 0.17279 | 0.18876 | 0.14993 | 0.18706 | 0.1732 | 0.18419 | 0.19533
2023 PG Study Reference Scenario | SCE | Ag | Lighting | Ag - Irrigated Agriculture, vineyards, forestry and greenhouses | Electric Demand (MW) | Energy Efficiency | 0.32188 | 0.21222 | 0.1226 | 0.06443 | 0.031911 | 0.015303 | 0.0073289 | 0.0034845 | 0.0016513 | 0.00078135 | 0.00036959
2023 PG Study Reference Scenario | SCE | Ag | Lighting | Ag - Irrigated Agriculture, vineyards, forestry and greenhouses | Electric Energy (GWh/year) | Energy Efficiency | 1.9652 | 1.3543 | 0.8153 | 0.44511 | 0.22831 | 0.11301 | 0.054126 | 0.025734 | 0.012195 | 0.0057705 | 0.0027296
2023 PG Study Reference Scenario | SCE | Ag | MachDr | Ag - Dairies, fishing, hunting | Electric Demand (MW) | Energy Efficiency | 0.075129 | 0 | 0 | 0 | 0 | 0 | 0 | 0 | 0 | 0 | 0
2023 PG Study Reference Scenario | SCE | Ag | MachDr | Ag - Dairies, fishing, hunting | Electric Energy (GWh/year) | Energy Efficiency | 0.13149 | 0 | 0 | 0 | 0 | 0 | 0 | 0 | 0 | 0 | 0
2023 PG Study Reference Scenario | SCE | Ag | MachDr | Ag - Water pumping | Electric Demand (MW) | Energy Efficiency | 1.2244 | 0.43092 | 0.13899 | 0.043534 | 0.013495 | 0.0041756 | 0.0012934 | 0.00040208 | 0.00012535 | 3.9164e-05 | 1.2268e-05
2023 PG Study Reference Scenario | SCE | Ag | MachDr | Ag - Water pumping | Electric Energy (GWh/year) | Energy Efficiency | 2.1429 | 0.75417 | 0.24326 | 0.076191 | 0.023617 | 0.0073079 | 0.0022637 | 0.0007037 | 0.00021938 | 6.8542e-05 | 2.1471e-05
2023 PG Study Reference Scenario | SCE | Ag | WholeBlg | Ag - Dairies, fishing, hunting | Electric Demand (MW) | Energy Efficiency | 0.07445 | 0.074152 | 0.074547 | 0.076004 | 0.079285 | 0.085619 | 0.083879 | 0.082221 | 0.080657 | 0.079147 | 0.077667
2023 PG Study Reference Scenario | SCE | Ag | WholeBlg | Ag - Dairies, fishing, hunting | Electric Energy (GWh/year) | Energy Efficiency | 0.38237 | 0.38084 | 0.38287 | 0.39035 | 0.4072 | 0.43973 | 0.43079 | 0.42228 | 0.41424 | 0.40649 | 0.39889
2023 PG Study Reference Scenario | SCE | Ag | WholeBlg | Ag - Irrigated Agriculture, vineyards, forestry and greenhouses | Electric Demand (MW) | Energy Efficiency | 0.24847 | 0.28083 | 0.32941 | 0.40688 | 0.53164 | 0.73702 | 0.74998 | 0.76289 | 0.7749 | 0.78621 | 0.7975
2023 PG Study Reference Scenario | SCE | Ag | WholeBlg | Ag - Irrigated Agriculture, vineyards, forestry and greenhouses | Electric Energy (GWh/year) | Energy Efficiency | 1.2761 | 1.4423 | 1.6918 | 2.0897 | 2.7305 | 3.7853 | 3.8518 | 3.9181 | 3.9798 | 4.0379 | 4.0959
2023 PG Study Reference Scenario | SCE | Ag | WholeBlg | Ag - Water pumping | Electric Demand (MW) | Energy Efficiency | 0.34274 | 0.35762 | 0.38268 | 0.4238 | 0.49195 | 0.60562 | 0.60061 | 0.59602 | 0.59175 | 0.58769 | 0.58365
2023 PG Study Reference Scenario | SCE | Ag | WholeBlg | Ag - Water pumping | Electric Energy (GWh/year) | Energy Efficiency | 1.7603 | 1.8367 | 1.9654 | 2.1766 | 2.5266 | 3.1104 | 3.0847 | 3.0611 | 3.0392 | 3.0183 | 2.9976
2023 PG Study Reference Scenario | SCE | Com | AppPlug | Com - Refrig. Warehouse | Electric Demand (MW) | Energy Efficiency | 0 | 0 | 0 | 0 | 0 | 0 | 0 | 0 | 0 | 0 | 0
2023 PG Study Reference Scenario | SCE | Com | AppPlug | Com - Refrig. Warehouse | Electric Energy (GWh/year) | Energy Efficiency | 0 | 0 | 0 | 0 | 0 | 0 | 0 | 0 | 0 | 0 | 0
2023 PG Study Reference Scenario | SCE | Com | BROs | Com - College | Electric Demand (MW) | Energy Efficiency | 0.085062 | 0.092498 | 0.10008 | 0.10839 | 0.11768 | 0.12789 | 0.13968 | 0.1522 | 0.19534 | 0.14098 | 0.15866
2023 PG Study Reference Scenario | SCE | Com | BROs | Com - College | Electric Energy (GWh/year) | Energy Efficiency | 0.76894 | 0.83638 | 0.90655 | 0.98372 | 1.07 | 1.1651 | 1.2746 | 1.3916 | 1.8379 | 1.2284 | 1.3965
2023 PG Study Reference Scenario | SCE | Com | BROs | Com - Grocery | Electric Demand (MW) | Energy Efficiency | 0.66843 | 0.74102 | 0.81481 | 0.89548 | 0.98712 | 1.088 | 1.2014 | 1.3241 | 1.5145 | 1.5404 | 1.7093
2023 PG Study Reference Scenario | SCE | Com | BROs | Com - Grocery | Electric Energy (GWh/year) | Energy Efficiency | 5.5368 | 6.151 | 6.7872 | 7.4848 | 8.2785 | 9.1549 | 10.1394 | 11.2114 | 12.9846 | 12.9587 | 14.4474
2023 PG Study Reference Scenario | SCE | Com | BROs | Com - Health | Electric Demand (MW) | Energy Efficiency | 0.27919 | 0.30731 | 0.33559 | 0.36653 | 0.4014 | 0.43951 | 0.48349 | 0.5302 | 0.63846 | 0.56157 | 0.62607
2023 PG Study Reference Scenario | SCE | Com | BROs | Com - Health | Electric Energy (GWh/year) | Energy Efficiency | 2.4055 | 2.6496 | 2.9002 | 3.175 | 3.4852 | 3.8252 | 4.2169 | 4.6356 | 5.7107 | 4.7762 | 5.3622
2023 PG Study Reference Scenario | SCE | Com | BROs | Com - Lodging | Electric Demand (MW) | Energy Efficiency | 0.26422 | 0.29458 | 0.32659 | 0.36254 | 0.40341 | 0.44872 | 0.50113 | 0.55812 | 0.65825 | 0.64357 | 0.72352
2023 PG Study Reference Scenario | SCE | Com | BROs | Com - Lodging | Electric Energy (GWh/year) | Energy Efficiency | 2.4102 | 2.7048 | 3.0188 | 3.3698 | 3.7667 | 4.2053 | 4.7093 | 5.2568 | 6.26 | 6.0108 | 6.7733
2023 PG Study Reference Scenario | SCE | Com | BROs | Com - Office (Large) | Electric Demand (MW) | Energy Efficiency | 0.82357 | 0.89216 | 0.95634 | 1.0251 | 1.1018 | 1.1846 | 1.281 | 1.3804 | 1.6543 | 1.3811 | 1.5151
2023 PG Study Reference Scenario | SCE | Com | BROs | Com - Office (Large) | Electric Energy (GWh/year) | Energy Efficiency | 6.978 | 7.564 | 8.1289 | 8.7363 | 9.4161 | 10.1527 | 11.0065 | 11.8966 | 14.6575 | 11.4914 | 12.7171
2023 PG Study Reference Scenario | SCE | Com | BROs | Com - Office (Small) | Electric Demand (MW) | Energy Efficiency | 0.15994 | 0.17623 | 0.19249 | 0.21022 | 0.23022 | 0.25206 | 0.27714 | 0.30377 | 0.33864 | 0.35899 | 0.39456
2023 PG Study Reference Scenario | SCE | Com | BROs | Com - Office (Small) | Electric Energy (GWh/year) | Energy Efficiency | 1.322 | 1.4593 | 1.5991 | 1.7518 | 1.9245 | 2.1135 | 2.3303 | 2.5618 | 2.8765 | 3.0284 | 3.34
2023 PG Study Reference Scenario | SCE | Com | BROs | Com - Other | Electric Demand (MW) | Energy Efficiency | 0.22354 | 0.25107 | 0.28225 | 0.31728 | 0.3572 | 0.40168 | 0.45324 | 0.5098 | 0.59251 | 0.61849 | 0.69785
2023 PG Study Reference Scenario | SCE | Com | BROs | Com - Other | Electric Energy (GWh/year) | Energy Efficiency | 2.2158 | 2.5088 | 2.8368 | 3.2014 | 3.6129 | 4.0672 | 4.5893 | 5.1576 | 5.9982 | 6.2144 | 6.9956
2023 PG Study Reference Scenario | SCE | Com | BROs | Com - Refrig. Warehouse | Electric Demand (MW) | Energy Efficiency | 0.0042068 | 0.0047756 | 0.0054191 | 0.0061468 | 0.0069709 | 0.0079049 | 0.0089643 | 0.010165 | 0.020966 | 0 | 0.0020996
2023 PG Study Reference Scenario | SCE | Com | BROs | Com - Refrig. Warehouse | Electric Energy (GWh/year) | Energy Efficiency | 0.045482 | 0.051632 | 0.058589 | 0.066456 | 0.075365 | 0.085463 | 0.096916 | 0.1099 | 0.22667 | 0 | 0.0227
2023 PG Study Reference Scenario | SCE | Com | BROs | Com - Restaurant | Electric Demand (MW) | Energy Efficiency | 0.43049 | 0.48624 | 0.55009 | 0.6224 | 0.70552 | 0.79873 | 0.90436 | 1.0225 | 1.1703 | 1.2876 | 1.4554
2023 PG Study Reference Scenario | SCE | Com | BROs | Com - Restaurant | Electric Energy (GWh/year) | Energy Efficiency | 3.876 | 4.3775 | 4.9518 | 5.6022 | 6.3499 | 7.1883 | 8.1385 | 9.2015 | 10.5549 | 11.5521 | 13.0626
2023 PG Study Reference Scenario | SCE | Com | BROs | Com - Retail | Electric Demand (MW) | Energy Efficiency | 0.67802 | 0.75526 | 0.83686 | 0.92531 | 1.0246 | 1.1332 | 1.2586 | 1.3924 | 1.5637 | 1.6703 | 1.8464
2023 PG Study Reference Scenario | SCE | Com | BROs | Com - Retail | Electric Energy (GWh/year) | Energy Efficiency | 5.8515 | 6.5319 | 7.2586 | 8.0469 | 8.9319 | 9.9006 | 11.0172 | 12.2108 | 13.7843 | 14.6341 | 16.2103
2023 PG Study Reference Scenario | SCE | Com | BROs | Com - School | Electric Demand (MW) | Energy Efficiency | 0.16149 | 0.17576 | 0.18977 | 0.2052 | 0.22243 | 0.24115 | 0.26289 | 0.28575 | 0.34879 | 0.28639 | 0.31764
2023 PG Study Reference Scenario | SCE | Com | BROs | Com - School | Electric Energy (GWh/year) | Energy Efficiency | 1.4072 | 1.5324 | 1.6584 | 1.7973 | 1.9527 | 2.1222 | 2.3183 | 2.5262 | 3.1648 | 2.4439 | 2.7331
2023 PG Study Reference Scenario | SCE | Com | BROs | Com - Warehouse | Electric Demand (MW) | Energy Efficiency | 0.00098477 | 0.0011128 | 0.0012577 | 0.0014217 | 0.0016077 | 0.0018185 | 0.0020573 | 0.0023278 | 0.0047911 | 0 | 0.00047779
2023 PG Study Reference Scenario | SCE | Com | BROs | Com - Warehouse | Electric Energy (GWh/year) | Energy Efficiency | 0.010647 | 0.012031 | 0.013598 | 0.015371 | 0.017382 | 0.019661 | 0.022242 | 0.025167 | 0.051798 | 0 | 0.0051656
2023 PG Study Reference Scenario | SCE | Com | BldgEnv | Com - Grocery | Electric Demand (MW) | Energy Efficiency | 2.3683e-05 | 2.257e-05 | 2.144e-05 | 2.0256e-05 | 1.8876e-05 | 1.4785e-05 | 1.177e-06 | 1.1154e-06 | 1.0295e-06 | 0 | 0
2023 PG Study Reference Scenario | SCE | Com | BldgEnv | Com - Grocery | Electric Energy (GWh/year) | Energy Efficiency | 1.0102e-05 | 9.6269e-06 | 9.1442e-06 | 8.6388e-06 | 8.0494e-06 | 6.2909e-06 | 5.019e-07 | 4.756e-07 | 4.3882e-07 | 0 | 0
2023 PG Study Reference Scenario | SCE | Com | BldgEnv | Com - Grocery | Gas Energy (MMTherm/year) | Energy Efficiency | 2.1365e-05 | 2.0356e-05 | 1.9332e-05 | 1.826e-05 | 1.7009e-05 | 1.3219e-05 | 1.0605e-06 | 1.0048e-06 | 9.2619e-07 | 0 | 0
2023 PG Study Reference Scenario | SCE | Com | BldgEnv | Com - Health | Electric Demand (MW) | Energy Efficiency | 9.4763e-05 | 9.6527e-05 | 9.9358e-05 | 9.9392e-05 | 0.00010121 | 0.00010171 | 0.00010366 | 0.00010336 | 0.0001024 | 0 | 0
2023 PG Study Reference Scenario | SCE | Com | BldgEnv | Com - Health | Electric Energy (GWh/year) | Energy Efficiency | 5.6567e-05 | 5.762e-05 | 5.931e-05 | 5.9331e-05 | 6.0416e-05 | 6.0714e-05 | 6.1876e-05 | 6.1702e-05 | 6.113e-05 | 0 | 0
2023 PG Study Reference Scenario | SCE | Com | BldgEnv | Com - Health | Gas Energy (MMTherm/year) | Energy Efficiency | 9.6656e-05 | 9.8456e-05 | 0.00010134 | 0.00010138 | 0.00010323 | 0.00010374 | 0.00010573 | 0.00010543 | 0.00010446 | 0 | 0
2023 PG Study Reference Scenario | SCE | Com | BldgEnv | Com - Lodging | Electric Demand (MW) | Energy Efficiency | 1.5558e-05 | 0.00031729 | 0.00031768 | 0.00030762 | 0.00028778 | 0.00025966 | 0.00022586 | 0.00018967 | 3.1574e-05 | 0 | 0
2023 PG Study Reference Scenario | SCE | Com | BldgEnv | Com - Lodging | Electric Energy (GWh/year) | Energy Efficiency | 1.2581e-05 | 0.00019531 | 0.00019595 | 0.00019025 | 0.00017869 | 0.00016213 | 0.00014212 | 0.00012067 | 2.5541e-05 | 0 | 0
2023 PG Study Reference Scenario | SCE | Com | BldgEnv | Com - Lodging | Gas Energy (MMTherm/year) | Energy Efficiency | 8.0972e-06 | 0.0002283 | 0.00022817 | 0.00022043 | 0.00020548 | 0.00018447 | 0.00015932 | 0.00013243 | 1.6424e-05 | 0 | 0
2023 PG Study Reference Scenario | SCE | Com | BldgEnv | Com - Office (Large) | Electric Demand (MW) | Energy Efficiency | 0.0011684 | 0.0011959 | 0.00026015 | 0.00026497 | 0.00027518 | 0.00028505 | 0.00028932 | 0.00029431 | 0.00029551 | 0 | 0
2023 PG Study Reference Scenario | SCE | Com | BldgEnv | Com - Office (Large) | Electric Energy (GWh/year) | Energy Efficiency | 0.00051288 | 0.00052495 | 0.00011081 | 0.00011286 | 0.0001172 | 0.00012141 | 0.00012323 | 0.00012535 | 0.00012587 | 0 | 0
2023 PG Study Reference Scenario | SCE | Com | BldgEnv | Com - Office (Large) | Gas Energy (MMTherm/year) | Energy Efficiency | 0.00042709 | 0.00043714 | 0.00011024 | 0.00011229 | 0.00011661 | 0.00012079 | 0.0001226 | 0.00012472 | 0.00012523 | 0 | 0
2023 PG Study Reference Scenario | SCE | Com | BldgEnv | Com - Other | Electric Demand (MW) | Energy Efficiency | 0.00019131 | 0.00019593 | 0.00020012 | 0.00020263 | 0.00018262 | 0.00018697 | 0.00019209 | 0.00019566 | 0.00019726 | 0 | 0
2023 PG Study Reference Scenario | SCE | Com | BldgEnv | Com - Other | Electric Energy (GWh/year) | Energy Efficiency | 8.1542e-05 | 8.3509e-05 | 8.5291e-05 | 8.6356e-05 | 7.7818e-05 | 7.9673e-05 | 8.1854e-05 | 8.3375e-05 | 8.4056e-05 | 0 | 0
2023 PG Study Reference Scenario | SCE | Com | BldgEnv | Com - Other | Gas Energy (MMTherm/year) | Energy Efficiency | 0.00017184 | 0.00017597 | 0.00017971 | 0.00018193 | 0.00016389 | 0.0001678 | 0.00017239 | 0.00017559 | 0.00017702 | 0 | 0
2023 PG Study Reference Scenario | SCE | Com | BldgEnv | Com - Refrig. Warehouse | Electric Demand (MW) | Energy Efficiency | 2.6262e-06 | 2.6717e-06 | 2.6785e-06 | 2.6723e-06 | 2.6931e-06 | 2.7227e-06 | 2.7629e-06 | 2.7828e-06 | 2.8151e-06 | 0 | 0
2023 PG Study Reference Scenario | SCE | Com | BldgEnv | Com - Refrig. Warehouse | Electric Energy (GWh/year) | Energy Efficiency | 1.5873e-06 | 1.6148e-06 | 1.6189e-06 | 1.6151e-06 | 1.6277e-06 | 1.6456e-06 | 1.6699e-06 | 1.6819e-06 | 1.7014e-06 | 0 | 0
2023 PG Study Reference Scenario | SCE | Com | BldgEnv | Com - Refrig. Warehouse | Gas Energy (MMTherm/year) | Energy Efficiency | 1.9199e-06 | 1.9531e-06 | 1.958e-06 | 1.9536e-06 | 1.9688e-06 | 1.9904e-06 | 2.0198e-06 | 2.0343e-06 | 2.0579e-06 | 0 | 0
2023 PG Study Reference Scenario | SCE | Com | BldgEnv | Com - Retail | Electric Demand (MW) | Energy Efficiency | 0.00089704 | 0.035429 | 0.027528 | 0.019593 | 0.012191 | 0.0056623 | 0.00036468 | 0.0002403 | 0.00018468 | 0 | 0
2023 PG Study Reference Scenario | SCE | Com | BldgEnv | Com - Retail | Electric Energy (GWh/year) | Energy Efficiency | 0.00039587 | 0.015558 | 0.01209 | 0.0086064 | 0.0053569 | 0.0024903 | 0.00016132 | 0.00010628 | 8.1674e-05 | 0 | 0
2023 PG Study Reference Scenario | SCE | Com | BldgEnv | Com - Retail | Gas Energy (MMTherm/year) | Energy Efficiency | 0.00011249 | 0.0059452 | 0.0045913 | 0.0032376 | 0.0019807 | 0.00087814 | 3.826e-05 | 2.552e-05 | 1.9746e-05 | 0 | 0
2023 PG Study Reference Scenario | SCE | Com | BldgEnv | Com - Warehouse | Electric Demand (MW) | Energy Efficiency | 0.00029962 | 0.00087163 | 0.00058284 | 0.00033389 | 0.00030799 | 0.00031397 | 0.00031768 | 0.00032165 | 0.00032327 | 0 | 0
2023 PG Study Reference Scenario | SCE | Com | BldgEnv | Com - Warehouse | Electric Energy (GWh/year) | Energy Efficiency | 0.00023701 | 0.00058418 | 0.00041058 | 0.00026101 | 0.00024365 | 0.00024838 | 0.00025132 | 0.00025447 | 0.00025575 | 0 | 0
2023 PG Study Reference Scenario | SCE | Com | BldgEnv | Com - Warehouse | Gas Energy (MMTherm/year) | Energy Efficiency | 0.00023053 | 0.00064899 | 0.00043807 | 0.00025626 | 0.00023698 | 0.00024158 | 0.00024443 | 0.00024749 | 0.00024873 | 0 | 0
2023 PG Study Reference Scenario | SCE | Com | ComRefrig | Com - College | Electric Demand (MW) | Energy Efficiency | 0.00024302 | 0.00020009 | 0.00014617 | 9.2242e-05 | 4.6484e-05 | 1.2214e-05 | 0 | 0 | 0 | 0 | 0
2023 PG Study Reference Scenario | SCE | Com | ComRefrig | Com - College | Electric Energy (GWh/year) | Energy Efficiency | 0.0019082 | 0.0015707 | 0.0011472 | 0.00072366 | 0.0003644 | 9.5363e-05 | 0 | 0 | 0 | 0 | 0
2023 PG Study Reference Scenario | SCE | Com | ComRefrig | Com - Grocery | Electric Demand (MW) | Energy Efficiency | 0.55984 | 0.57801 | 0.55093 | 0.48044 | 0.38127 | 0.27467 | 0.17882 | 0.10313 | 0.048741 | 0.012172 | 0
2023 PG Study Reference Scenario | SCE | Com | ComRefrig | Com - Grocery | Electric Energy (GWh/year) | Energy Efficiency | 4.3961 | 4.539 | 4.327 | 3.7743 | 2.9964 | 2.1598 | 1.407 | 0.81229 | 0.38457 | 0.096815 | 0
2023 PG Study Reference Scenario | SCE | Com | ComRefrig | Com - Lodging | Electric Demand (MW) | Energy Efficiency | 0 | 0 | 0 | 0 | 0 | 0 | 0 | 0 | 0 | 0 | 0
2023 PG Study Reference Scenario | SCE | Com | ComRefrig | Com - Lodging | Electric Energy (GWh/year) | Energy Efficiency | 0 | 0 | 0 | 0 | 0 | 0 | 0 | 0 | 0 | 0 | 0
2023 PG Study Reference Scenario | SCE | Com | ComRefrig | Com - Other | Electric Demand (MW) | Energy Efficiency | 0 | 0 | 0 | 0 | 0 | 0 | 0 | 0 | 0 | 0 | 0
2023 PG Study Reference Scenario | SCE | Com | ComRefrig | Com - Other | Electric Energy (GWh/year) | Energy Efficiency | 0 | 0 | 0 | 0 | 0 | 0 | 0 | 0 | 0 | 0 | 0
2023 PG Study Reference Scenario | SCE | Com | ComRefrig | Com - Refrig. Warehouse | Electric Demand (MW) | Energy Efficiency | 0.00049921 | 0.0004435 | 0.00035506 | 0.00025319 | 0.00015733 | 7.9578e-05 | 2.3117e-05 | 0 | 0 | 0 | 0
2023 PG Study Reference Scenario | SCE | Com | ComRefrig | Com - Refrig. Warehouse | Electric Energy (GWh/year) | Energy Efficiency | 0.00392 | 0.0034822 | 0.0027877 | 0.0019879 | 0.0012354 | 0.00062485 | 0.00018144 | 0 | 0 | 0 | 0
2023 PG Study Reference Scenario | SCE | Com | ComRefrig | Com - Restaurant | Electric Demand (MW) | Energy Efficiency | 0.022207 | 0.018004 | 0.012863 | 0.007862 | 0.0037425 | 0.00074725 | 0 | 0 | 0 | 0 | 0
2023 PG Study Reference Scenario | SCE | Com | ComRefrig | Com - Restaurant | Electric Energy (GWh/year) | Energy Efficiency | 0.17437 | 0.14136 | 0.10101 | 0.06175 | 0.029402 | 0.0058756 | 0 | 0 | 0 | 0 | 0
2023 PG Study Reference Scenario | SCE | Com | ComRefrig | Com - Retail | Electric Demand (MW) | Energy Efficiency | 0.25801 | 0.26139 | 0.24353 | 0.20685 | 0.15936 | 0.11099 | 0.069225 | 0.037287 | 0.014904 | 0.00065063 | 0
2023 PG Study Reference Scenario | SCE | Com | ComRefrig | Com - Retail | Electric Energy (GWh/year) | Energy Efficiency | 2.026 | 2.0526 | 1.9126 | 1.625 | 1.2525 | 0.87277 | 0.54477 | 0.29377 | 0.11774 | 0.005519 | 0
2023 PG Study Reference Scenario | SCE | Com | ComRefrig | Com - School | Electric Demand (MW) | Energy Efficiency | 0.00060405 | 0.0004923 | 0.0003528 | 0.00021695 | 0.00010611 | 2.678e-05 | 0 | 0 | 0 | 0 | 0
2023 PG Study Reference Scenario | SCE | Com | ComRefrig | Com - School | Electric Energy (GWh/year) | Energy Efficiency | 0.0047439 | 0.003867 | 0.0027722 | 0.0017056 | 0.00083506 | 0.00021159 | 0 | 0 | 0 | 0 | 0
2023 PG Study Reference Scenario | SCE | Com | Data Center | Com - Office (Large) | Electric Demand (MW) | Energy Efficiency | 0.057027 | 0.052616 | 0.047719 | 0.042857 | 0.038681 | 0.034972 | 0.031471 | 0.02865 | 0.026174 | 0.024056 | 0.022594
2023 PG Study Reference Scenario | SCE | Com | Data Center | Com - Office (Large) | Electric Energy (GWh/year) | Energy Efficiency | 0.14019 | 0.12869 | 0.11594 | 0.10327 | 0.09228 | 0.0825 | 0.073343 | 0.065929 | 0.05946 | 0.053953 | 0.0501
2023 PG Study Reference Scenario | SCE | Com | Data Center | Com - Other | Electric Demand (MW) | Energy Efficiency | 0.049551 | 0.046623 | 0.043299 | 0.039793 | 0.036385 | 0.033239 | 0.030596 | 0.028252 | 0.026168 | 0.024607 | 0.023465
2023 PG Study Reference Scenario | SCE | Com | Data Center | Com - Other | Electric Energy (GWh/year) | Energy Efficiency | 0.1213 | 0.11359 | 0.10485 | 0.095649 | 0.086701 | 0.078438 | 0.071453 | 0.065273 | 0.059807 | 0.055673 | 0.05262
2023 PG Study Reference Scenario | SCE | Com | FoodServ | Com - College | Electric Demand (MW) | Energy Efficiency | 0 | 0.0037879 | 0.0054472 | 0.0058382 | 0.0061752 | 0.0065387 | 0.0068784 | 0.0071718 | 0.0074407 | 0.007672 | 0.0078885
2023 PG Study Reference Scenario | SCE | Com | FoodServ | Com - College | Electric Demand (MW) | Fuel Substitution | -0.0025275 | -0.0028483 | -0.0031586 | -0.0034568 | -0.0037418 | -0.0040135 | -0.0042716 | -0.0045155 | -0.004744 | -0.0049566 | -0.005153
2023 PG Study Reference Scenario | SCE | Com | FoodServ | Com - College | Electric Energy (GWh/year) | Energy Efficiency | 0 | 0.016563 | 0.023819 | 0.025528 | 0.027002 | 0.028591 | 0.030077 | 0.03136 | 0.032535 | 0.033547 | 0.034494
2023 PG Study Reference Scenario | SCE | Com | FoodServ | Com - College | Electric Energy (GWh/year) | Fuel Substitution | -0.032661 | -0.03725 | -0.041684 | -0.045944 | -0.050014 | -0.053895 | -0.057592 | -0.061094 | -0.064389 | -0.067474 | -0.071565
2023 PG Study Reference Scenario | SCE | Com | FoodServ | Com - College | Gas Energy (MMTherm/year) | Energy Efficiency | 0 | 0 | 0 | 0 | 0 | 0 | 0 | 0 | 0 | 0 | 0
2023 PG Study Reference Scenario | SCE | Com | FoodServ | Com - College | Gas Energy (MMTherm/year) | Fuel Substitution | 0.0033962 | 0.0038656 | 0.0043189 | 0.0047538 | 0.0051689 | 0.0055642 | 0.0059402 | 0.0062958 | 0.0066298 | 0.0069418 | 0.0073421
2023 PG Study Reference Scenario | SCE | Com | FoodServ | Com - Grocery | Electric Demand (MW) | Energy Efficiency | 0 | 0.031145 | 0.038509 | 0.040676 | 0.042714 | 0.044408 | 0.045711 | 0.046982 | 0.047987 | 0.048681 | 0.049316
2023 PG Study Reference Scenario | SCE | Com | FoodServ | Com - Grocery | Electric Demand (MW) | Fuel Substitution | -0.013979 | -0.015824 | -0.017622 | -0.019364 | -0.021043 | -0.022659 | -0.02421 | -0.025689 | -0.027092 | -0.028414 | -0.02965
2023 PG Study Reference Scenario | SCE | Com | FoodServ | Com - Grocery | Electric Energy (GWh/year) | Energy Efficiency | 0 | 0.13618 | 0.16839 | 0.17786 | 0.18677 | 0.19418 | 0.19988 | 0.20544 | 0.20983 | 0.21286 | 0.21564
2023 PG Study Reference Scenario | SCE | Com | FoodServ | Com - Grocery | Electric Energy (GWh/year) | Fuel Substitution | -0.32944 | -0.37243 | -0.41436 | -0.45498 | -0.49414 | -0.53185 | -0.56813 | -0.60282 | -0.63574 | -0.6668 | -0.69651
2023 PG Study Reference Scenario | SCE | Com | FoodServ | Com - Grocery | Gas Energy (MMTherm/year) | Energy Efficiency | 0 | 0 | 0 | 0 | 0 | 0 | 0 | 0 | 0 | 0 | 0
2023 PG Study Reference Scenario | SCE | Com | FoodServ | Com - Grocery | Gas Energy (MMTherm/year) | Fuel Substitution | 0.034481 | 0.038944 | 0.043295 | 0.047509 | 0.051569 | 0.055478 | 0.059236 | 0.062828 | 0.066234 | 0.069446 | 0.072507
2023 PG Study Reference Scenario | SCE | Com | FoodServ | Com - Health | Electric Demand (MW) | Energy Efficiency | 0 | 0.0062752 | 0.0084169 | 0.0090103 | 0.0096228 | 0.010181 | 0.01075 | 0.011236 | 0.011686 | 0.012049 | 0.01236
2023 PG Study Reference Scenario | SCE | Com | FoodServ | Com - Health | Electric Demand (MW) | Fuel Substitution | -0.0068715 | -0.0078161 | -0.00874 | -0.0096383 | -0.010507 | -0.011346 | -0.012153 | -0.012927 | -0.013663 | -0.014361 | -0.015016
2023 PG Study Reference Scenario | SCE | Com | FoodServ | Com - Health | Electric Energy (GWh/year) | Energy Efficiency | 0 | 0.027439 | 0.036804 | 0.039399 | 0.042077 | 0.044517 | 0.047007 | 0.049131 | 0.0511 | 0.052688 | 0.054044
2023 PG Study Reference Scenario | SCE | Com | FoodServ | Com - Health | Electric Energy (GWh/year) | Fuel Substitution | -0.092708 | -0.10579 | -0.11862 | -0.13115 | -0.14331 | -0.1551 | -0.16653 | -0.17755 | -0.1881 | -0.19817 | -0.20866
2023 PG Study Reference Scenario | SCE | Com | FoodServ | Com - Health | Gas Energy (MMTherm/year) | Energy Efficiency | 0 | 0 | 0 | 0 | 0 | 0 | 0 | 0 | 0 | 0 | 0
2023 PG Study Reference Scenario | SCE | Com | FoodServ | Com - Health | Gas Energy (MMTherm/year) | Fuel Substitution | 0.010098 | 0.011507 | 0.01289 | 0.014237 | 0.015544 | 0.01681 | 0.018035 | 0.019214 | 0.020342 | 0.021416 | 0.022519
2023 PG Study Reference Scenario | SCE | Com | FoodServ | Com - Lodging | Electric Demand (MW) | Energy Efficiency | 0 | 0.0058613 | 0.0090316 | 0.0096675 | 0.010306 | 0.010919 | 0.011488 | 0.012029 | 0.012539 | 0.013006 | 0.013445
2023 PG Study Reference Scenario | SCE | Com | FoodServ | Com - Lodging | Electric Demand (MW) | Fuel Substitution | -0.005429 | -0.0061384 | -0.0068306 | -0.0075024 | -0.0081507 | -0.0087749 | -0.009374 | -0.0099457 | -0.010487 | -0.010997 | -0.011474
2023 PG Study Reference Scenario | SCE | Com | FoodServ | Com - Lodging | Electric Energy (GWh/year) | Energy Efficiency | 0 | 0.025629 | 0.039492 | 0.042272 | 0.045063 | 0.047743 | 0.050233 | 0.052598 | 0.054828 | 0.056872 | 0.058788
2023 PG Study Reference Scenario | SCE | Com | FoodServ | Com - Lodging | Electric Energy (GWh/year) | Fuel Substitution | -0.086832 | -0.098101 | -0.10909 | -0.11973 | -0.12999 | -0.13985 | -0.14933 | -0.15837 | -0.16694 | -0.17499 | -0.18317
2023 PG Study Reference Scenario | SCE | Com | FoodServ | Com - Lodging | Gas Energy (MMTherm/year) | Energy Efficiency | 0 | 0 | 0 | 0 | 0 | 0 | 0 | 0 | 0 | 0 | 0
2023 PG Study Reference Scenario | SCE | Com | FoodServ | Com - Lodging | Gas Energy (MMTherm/year) | Fuel Substitution | 0.0091741 | 0.010356 | 0.011508 | 0.012622 | 0.013695 | 0.014726 | 0.015715 | 0.016658 | 0.017548 | 0.018385 | 0.019225
2023 PG Study Reference Scenario | SCE | Com | FoodServ | Com - Other | Electric Demand (MW) | Energy Efficiency | 0 | 0.048893 | 0.068296 | 0.073182 | 0.077876 | 0.08235 | 0.08672 | 0.090731 | 0.094307 | 0.097753 | 0.10095
2023 PG Study Reference Scenario | SCE | Com | FoodServ | Com - Other | Electric Demand (MW) | Fuel Substitution | -0.04466 | -0.050569 | -0.056381 | -0.06207 | -0.067613 | -0.073004 | -0.078234 | -0.083283 | -0.08812 | -0.09273 | -0.097091
2023 PG Study Reference Scenario | SCE | Com | FoodServ | Com - Other | Electric Energy (GWh/year) | Energy Efficiency | 0 | 0.21379 | 0.29863 | 0.32 | 0.34052 | 0.36008 | 0.37919 | 0.39673 | 0.41237 | 0.42744 | 0.44142
2023 PG Study Reference Scenario | SCE | Com | FoodServ | Com - Other | Electric Energy (GWh/year) | Fuel Substitution | -0.31756 | -0.36136 | -0.40427 | -0.44608 | -0.48663 | -0.52591 | -0.56388 | -0.6004 | -0.6353 | -0.66846 | -0.70636
2023 PG Study Reference Scenario | SCE | Com | FoodServ | Com - Other | Gas Energy (MMTherm/year) | Energy Efficiency | 0 | 0 | 0 | 0 | 0 | 0 | 0 | 0 | 0 | 0 | 0
2023 PG Study Reference Scenario | SCE | Com | FoodServ | Com - Other | Gas Energy (MMTherm/year) | Fuel Substitution | 0.031099 | 0.035365 | 0.039541 | 0.043607 | 0.047547 | 0.051359 | 0.055041 | 0.05858 | 0.061956 | 0.065162 | 0.068781
2023 PG Study Reference Scenario | SCE | Com | FoodServ | Com - Restaurant | Electric Demand (MW) | Energy Efficiency | 0 | 0.077249 | 0.11453 | 0.12289 | 0.13117 | 0.13874 | 0.14574 | 0.15255 | 0.15889 | 0.16467 | 0.17007
2023 PG Study Reference Scenario | SCE | Com | FoodServ | Com - Restaurant | Electric Demand (MW) | Fuel Substitution | -0.10307 | -0.1165 | -0.12967 | -0.14252 | -0.15501 | -0.16712 | -0.17882 | -0.19007 | -0.20081 | -0.21099 | -0.22058
2023 PG Study Reference Scenario | SCE | Com | FoodServ | Com - Restaurant | Electric Energy (GWh/year) | Energy Efficiency | 0 | 0.33778 | 0.50081 | 0.53737 | 0.57356 | 0.60667 | 0.63726 | 0.66703 | 0.69479 | 0.72003 | 0.74364
2023 PG Study Reference Scenario | SCE | Com | FoodServ | Com - Restaurant | Electric Energy (GWh/year) | Fuel Substitution | -1.3744 | -1.5491 | -1.7197 | -1.8853 | -2.0452 | -2.1995 | -2.3479 | -2.49 | -2.6247 | -2.7517 | -2.88
2023 PG Study Reference Scenario | SCE | Com | FoodServ | Com - Restaurant | Gas Energy (MMTherm/year) | Energy Efficiency | 0 | 0 | 0 | 0 | 0 | 0 | 0 | 0 | 0 | 0 | 0
2023 PG Study Reference Scenario | SCE | Com | FoodServ | Com - Restaurant | Gas Energy (MMTherm/year) | Fuel Substitution | 0.14109 | 0.15892 | 0.17633 | 0.19321 | 0.20949 | 0.22519 | 0.24028 | 0.25471 | 0.26838 | 0.28124 | 0.29412
2023 PG Study Reference Scenario | SCE | Com | FoodServ | Com - School | Electric Demand (MW) | Energy Efficiency | 0 | 0.021523 | 0.030383 | 0.032442 | 0.034355 | 0.036212 | 0.037894 | 0.03951 | 0.041015 | 0.042412 | 0.043645
2023 PG Study Reference Scenario | SCE | Com | FoodServ | Com - School | Electric Demand (MW) | Fuel Substitution | -0.0040456 | -0.0045704 | -0.0050777 | -0.0055649 | -0.00603 | -0.0064727 | -0.0068926 | -0.0072885 | -0.0076588 | -0.0080028 | -0.0083199
2023 PG Study Reference Scenario | SCE | Com | FoodServ | Com - School | Electric Energy (GWh/year) | Energy Efficiency | 0 | 0.094113 | 0.13285 | 0.14186 | 0.15022 | 0.15834 | 0.1657 | 0.17276 | 0.17934 | 0.18545 | 0.19085
2023 PG Study Reference Scenario | SCE | Com | FoodServ | Com - School | Electric Energy (GWh/year) | Fuel Substitution | -0.054231 | -0.062058 | -0.06963 | -0.076906 | -0.083862 | -0.090497 | -0.096817 | -0.1028 | -0.10844 | -0.11371 | -0.11911
2023 PG Study Reference Scenario | SCE | Com | FoodServ | Com - School | Gas Energy (MMTherm/year) | Energy Efficiency | 0 | 0 | 0 | 0 | 0 | 0 | 0 | 0 | 0 | 0 | 0
2023 PG Study Reference Scenario | SCE | Com | FoodServ | Com - School | Gas Energy (MMTherm/year) | Fuel Substitution | 0.0056523 | 0.0064542 | 0.0072293 | 0.0079735 | 0.0086843 | 0.0093615 | 0.010006 | 0.010615 | 0.011187 | 0.011722 | 0.012263
2023 PG Study Reference Scenario | SCE | Com | HVAC | Com - College | Electric Demand (MW) | Energy Efficiency | 0.044283 | 0.04436 | 0.045217 | 0.046167 | 0.045938 | 0.046824 | 0.04744 | 0.047331 | 0.047117 | 0.046524 | 0.046121
2023 PG Study Reference Scenario | SCE | Com | HVAC | Com - College | Electric Demand (MW) | Fuel Substitution | -6.2147e-05 | -6.4716e-05 | -6.6559e-05 | -0.0057735 | -0.0058834 | 0 | 0 | 0 | 0 | 0 | 0
2023 PG Study Reference Scenario | SCE | Com | HVAC | Com - College | Electric Energy (GWh/year) | Energy Efficiency | 0.078449 | 0.078255 | 0.079226 | 0.080364 | 0.079822 | 0.080921 | 0.081655 | 0.081367 | 0.080941 | 0.079991 | 0.079338
2023 PG Study Reference Scenario | SCE | Com | HVAC | Com - College | Electric Energy (GWh/year) | Fuel Substitution | 0.000989 | 0.0026883 | 0.041177 | 0.029761 | 0.030335 | 0 | 0 | 0 | 0 | 0 | 0
2023 PG Study Reference Scenario | SCE | Com | HVAC | Com - College | Gas Energy (MMTherm/year) | Energy Efficiency | 0.0027595 | 0.0027685 | 0.0028293 | 0.002896 | 0.0028829 | 0.0029444 | 0.0029875 | 0.0029814 | 0.0029682 | 0.0029286 | 0.0029017
2023 PG Study Reference Scenario | SCE | Com | HVAC | Com - College | Gas Energy (MMTherm/year) | Fuel Substitution | 0.0030722 | 0.0036726 | 0.0064195 | 0.008939 | 0.0090893 | 0 | 0 | 0 | 0 | 0 | 0
2023 PG Study Reference Scenario | SCE | Com | HVAC | Com - Grocery | Electric Demand (MW) | Energy Efficiency | 0.001805 | 0.001772 | 0.0017356 | 0.0016966 | 0.0016614 | 0.0016132 | 0.0015523 | 0.0015063 | 0.0014556 | 0.0013995 | 0.0013556
2023 PG Study Reference Scenario | SCE | Com | HVAC | Com - Grocery | Electric Demand (MW) | Fuel Substitution | -0.10678 | -0.11219 | -0.11642 | -0.11946 | -0.12138 | 0.019651 | 0.020418 | 0.020898 | 0.021086 | 0.021047 | 0.020855
2023 PG Study Reference Scenario | SCE | Com | HVAC | Com - Grocery | Electric Energy (GWh/year) | Energy Efficiency | 0.0060378 | 0.0059239 | 0.0057997 | 0.0056682 | 0.0055496 | 0.0053919 | 0.0051962 | 0.0050482 | 0.0048866 | 0.0047095 | 0.0045707
2023 PG Study Reference Scenario | SCE | Com | HVAC | Com - Grocery | Electric Energy (GWh/year) | Fuel Substitution | -6.239 | -6.5309 | -6.7522 | -6.9041 | -6.9913 | 0.29503 | 0.30655 | 0.31375 | 0.31656 | 0.31599 | 0.3131
2023 PG Study Reference Scenario | SCE | Com | HVAC | Com - Grocery | Gas Energy (MMTherm/year) | Energy Efficiency | 0 | 0 | 0 | 0 | 0 | 0 | 0 | 0 | 0 | 0 | 0
2023 PG Study Reference Scenario | SCE | Com | HVAC | Com - Grocery | Gas Energy (MMTherm/year) | Fuel Substitution | 0.94545 | 0.99084 | 1.026 | 1.051 | 1.0667 | 2.0398e-07 | 2.1032e-07 | 2.1386e-07 | 2.1479e-07 | 2.1379e-07 | 2.115e-07
2023 PG Study Reference Scenario | SCE | Com | HVAC | Com - Health | Electric Demand (MW) | Energy Efficiency | 0.0092471 | 0.0093042 | 0.0094209 | 0.0094105 | 0.0094981 | 0.0095318 | 0.0096441 | 0.0096575 | 0.0096681 | 0.0095929 | 0.0094992
2023 PG Study Reference Scenario | SCE | Com | HVAC | Com - Health | Electric Demand (MW) | Fuel Substitution | -0.011605 | -0.012322 | -0.012943 | -0.013465 | -0.013887 | 2.25e-05 | 2.3416e-05 | 2.4008e-05 | 2.4284e-05 | 2.4318e-05 | 2.4186e-05
2023 PG Study Reference Scenario | SCE | Com | HVAC | Com - Health | Electric Energy (GWh/year) | Energy Efficiency | 0.094939 | 0.094913 | 0.095418 | 0.094785 | 0.095043 | 0.094852 | 0.095368 | 0.095073 | 0.094798 | 0.093862 | 0.09283
2023 PG Study Reference Scenario | SCE | Com | HVAC | Com - Health | Electric Energy (GWh/year) | Fuel Substitution | 0.5334 | 0.56394 | 0.58966 | 0.61068 | 0.62723 | 0.00054116 | 0.00056319 | 0.00057744 | 0.00058407 | 0.00058488 | 0.00058172
2023 PG Study Reference Scenario | SCE | Com | HVAC | Com - Health | Gas Energy (MMTherm/year) | Energy Efficiency | 0 | 0 | 0 | 0 | 0 | 0 | 0 | 0 | 0 | 0 | 0
2023 PG Study Reference Scenario | SCE | Com | HVAC | Com - Health | Gas Energy (MMTherm/year) | Fuel Substitution | 0.051417 | 0.054418 | 0.056963 | 0.059054 | 0.060707 | 7.1691e-11 | 7.461e-11 | 7.6497e-11 | 7.7375e-11 | 7.7482e-11 | 7.7065e-11
2023 PG Study Reference Scenario | SCE | Com | HVAC | Com - Lodging | Electric Demand (MW) | Energy Efficiency | 0.009024 | 0.0092665 | 0.0094929 | 0.009761 | 0.010062 | 0.010313 | 0.01056 | 0.010787 | 0.010732 | 0.01033 | 0.010443
2023 PG Study Reference Scenario | SCE | Com | HVAC | Com - Lodging | Electric Demand (MW) | Fuel Substitution | -0.040812 | -0.042588 | -0.043864 | -0.044649 | -0.044984 | 9.6697e-06 | 9.7388e-06 | 9.7117e-06 | 9.6e-06 | 9.4285e-06 | 9.2196e-06
2023 PG Study Reference Scenario | SCE | Com | HVAC | Com - Lodging | Electric Energy (GWh/year) | Energy Efficiency | 0.068075 | 0.068788 | 0.069769 | 0.070485 | 0.071419 | 0.072048 | 0.072787 | 0.073462 | 0.072758 | 0.072093 | 0.072367
2023 PG Study Reference Scenario | SCE | Com | HVAC | Com - Lodging | Electric Energy (GWh/year) | Fuel Substitution | -0.84616 | -0.87746 | -0.89832 | -0.90917 | -0.91096 | 0.0002315 | 0.00023315 | 0.0002325 | 0.00022983 | 0.00022572 | 0.00022072
2023 PG Study Reference Scenario | SCE | Com | HVAC | Com - Lodging | Gas Energy (MMTherm/year) | Energy Efficiency | 7.7042e-05 | 7.9292e-05 | 7.538e-05 | 8.0749e-05 | 8.6013e-05 | 9.0884e-05 | 9.5169e-05 | 9.8992e-05 | 3.333e-05 | 0 | 0
2023 PG Study Reference Scenario | SCE | Com | HVAC | Com - Lodging | Gas Energy (MMTherm/year) | Fuel Substitution | 0.14036 | 0.14579 | 0.14961 | 0.1519 | 0.15279 | 3.081e-11 | 3.1031e-11 | 3.0944e-11 | 3.0588e-11 | 3.0042e-11 | 2.9376e-11
2023 PG Study Reference Scenario | SCE | Com | HVAC | Com - Office (Large) | Electric Demand (MW) | Energy Efficiency | 0.0076041 | 0.0077219 | 0.014455 | 0.014411 | 0.014426 | 0.014189 | 0.013075 | 0.013395 | 0.013587 | 0.0085459 | 0.008605
2023 PG Study Reference Scenario | SCE | Com | HVAC | Com - Office (Large) | Electric Demand (MW) | Fuel Substitution | -4.2425e-05 | -4.4841e-05 | -4.6864e-05 | -4.8492e-05 | -4.9736e-05 | 0 | 0 | 0 | 0 | 0 | 0
2023 PG Study Reference Scenario | SCE | Com | HVAC | Com - Office (Large) | Electric Energy (GWh/year) | Energy Efficiency | 0.029615 | 0.030027 | 0.039592 | 0.039757 | 0.040206 | 0.040304 | 0.038987 | 0.039693 | 0.040082 | 0.033088 | 0.033292
2023 PG Study Reference Scenario | SCE | Com | HVAC | Com - Office (Large) | Electric Energy (GWh/year) | Fuel Substitution | -0.00055611 | -0.00058765 | -0.00061407 | -0.00063532 | -0.00065158 | 0 | 0 | 0 | 0 | 0 | 0
2023 PG Study Reference Scenario | SCE | Com | HVAC | Com - Office (Large) | Gas Energy (MMTherm/year) | Energy Efficiency | 3.4178e-06 | 3.3847e-06 | 0.00046007 | 0.0004188 | 0.00036744 | 0.00028412 | 0.00010856 | 0.0001128 | 0.00011578 | 0 | 0
2023 PG Study Reference Scenario | SCE | Com | HVAC | Com - Office (Large) | Gas Energy (MMTherm/year) | Fuel Substitution | 0.00016259 | 0.00017156 | 0.00017902 | 0.00018497 | 0.00018947 | 0 | 0 | 0 | 0 | 0 | 0
2023 PG Study Reference Scenario | SCE | Com | HVAC | Com - Office (Small) | Electric Demand (MW) | Energy Efficiency | 0.027092 | 0.02871 | 0.029207 | 0.029591 | 0.030035 | 0.030363 | 0.030533 | 0.030713 | 0.03085 | 0.030877 | 0.030923
2023 PG Study Reference Scenario | SCE | Com | HVAC | Com - Office (Small) | Electric Demand (MW) | Fuel Substitution | -8.9593e-05 | -9.3709e-05 | -9.6847e-05 | -9.9012e-05 | -0.00010025 | 0 | 0 | 0 | 0 | 0 | 0
2023 PG Study Reference Scenario | SCE | Com | HVAC | Com - Office (Small) | Electric Energy (GWh/year) | Energy Efficiency | 0.049101 | 0.051956 | 0.052733 | 0.053331 | 0.054033 | 0.054551 | 0.054816 | 0.055103 | 0.055322 | 0.055363 | 0.055437
2023 PG Study Reference Scenario | SCE | Com | HVAC | Com - Office (Small) | Electric Energy (GWh/year) | Fuel Substitution | -0.005456 | -0.005702 | -0.0058858 | -0.0060094 | -0.0060772 | 0 | 0 | 0 | 0 | 0 | 0
2023 PG Study Reference Scenario | SCE | Com | HVAC | Com - Office (Small) | Gas Energy (MMTherm/year) | Energy Efficiency | 0.0014418 | 0.0014692 | 0.0014908 | 0.0015069 | 0.0015263 | 0.0015391 | 0.0015434 | 0.0015485 | 0.0015516 | 0.0015486 | 0.0015469
2023 PG Study Reference Scenario | SCE | Com | HVAC | Com - Office (Small) | Gas Energy (MMTherm/year) | Fuel Substitution | 0.00065362 | 0.00068352 | 0.0007061 | 0.00072158 | 0.0007305 | 0 | 0 | 0 | 0 | 0 | 0
2023 PG Study Reference Scenario | SCE | Com | HVAC | Com - Other | Electric Demand (MW) | Energy Efficiency | 0.65999 | 0.67687 | 0.69187 | 0.7035 | 0.71366 | 0.72208 | 0.73393 | 0.74015 | 0.73943 | 0.73996 | 0.74067
2023 PG Study Reference Scenario | SCE | Com | HVAC | Com - Other | Electric Demand (MW) | Fuel Substitution | -0.057602 | -0.060769 | -0.063397 | -0.065483 | -0.067017 | 0 | 0 | 0 | 0 | 0 | 0
2023 PG Study Reference Scenario | SCE | Com | HVAC | Com - Other | Electric Energy (GWh/year) | Energy Efficiency | 0.96744 | 0.99168 | 1.0137 | 1.0306 | 1.0452 | 1.0567 | 1.0742 | 1.0834 | 1.0816 | 1.0815 | 1.0818
2023 PG Study Reference Scenario | SCE | Com | HVAC | Com - Other | Electric Energy (GWh/year) | Fuel Substitution | -0.0011188 | -0.0012963 | -0.0012936 | -0.0010601 | 0.40338 | 0 | 0 | 0 | 0 | 0 | 0
2023 PG Study Reference Scenario | SCE | Com | HVAC | Com - Other | Gas Energy (MMTherm/year) | Energy Efficiency | 0.051818 | 0.053148 | 0.054324 | 0.055238 | 0.056039 | 0.056711 | 0.05764 | 0.058129 | 0.058083 | 0.058045 | 0.058001
2023 PG Study Reference Scenario | SCE | Com | HVAC | Com - Other | Gas Energy (MMTherm/year) | Fuel Substitution | 0.15637 | 0.1646 | 0.17133 | 0.17659 | 0.22426 | 0 | 0 | 0 | 0 | 0 | 0
2023 PG Study Reference Scenario | SCE | Com | HVAC | Com - Refrig. Warehouse | Electric Demand (MW) | Energy Efficiency | 3.2046e-05 | 3.4995e-05 | 3.7417e-05 | 3.9579e-05 | 4.2075e-05 | 4.4644e-05 | 4.7318e-05 | 4.9532e-05 | 5.1877e-05 | 5.4055e-05 | 5.5791e-05
2023 PG Study Reference Scenario | SCE | Com | HVAC | Com - Refrig. Warehouse | Electric Energy (GWh/year) | Energy Efficiency | 0.00010452 | 0.00011414 | 0.00012204 | 0.00012909 | 0.00013724 | 0.00014562 | 0.00015434 | 0.00016156 | 0.00016921 | 0.00017631 | 0.00018197
2023 PG Study Reference Scenario | SCE | Com | HVAC | Com - Restaurant | Electric Demand (MW) | Energy Efficiency | 0.055143 | 0.05677 | 0.058301 | 0.059636 | 0.061127 | 0.061839 | 0.062127 | 0.062619 | 0.062953 | 0.063013 | 0.063126
2023 PG Study Reference Scenario | SCE | Com | HVAC | Com - Restaurant | Electric Demand (MW) | Fuel Substitution | -8.3721e-05 | -8.7215e-05 | -8.9731e-05 | -0.0076952 | -0.0078465 | 1.4782e-05 | 1.5197e-05 | 1.5393e-05 | 1.5381e-05 | 1.5218e-05 | 1.4955e-05
2023 PG Study Reference Scenario | SCE | Com | HVAC | Com - Restaurant | Electric Energy (GWh/year) | Energy Efficiency | 0.052317 | 0.053914 | 0.055454 | 0.056845 | 0.058387 | 0.059253 | 0.059741 | 0.060403 | 0.060911 | 0.061152 | 0.061425
2023 PG Study Reference Scenario | SCE | Com | HVAC | Com - Restaurant | Electric Energy (GWh/year) | Fuel Substitution | 0.0032263 | 0.064161 | 0.069252 | 0.058618 | 0.059748 | 0.000324 | 0.0003331 | 0.00033738 | 0.00033713 | 0.00033354 | 0.00032779
2023 PG Study Reference Scenario | SCE | Com | HVAC | Com - Restaurant | Gas Energy (MMTherm/year) | Energy Efficiency | 0.0039182 | 0.0040242 | 0.0041226 | 0.0042062 | 0.0043007 | 0.0043393 | 0.0043482 | 0.0043722 | 0.0043858 | 0.0043799 | 0.0043787
2023 PG Study Reference Scenario | SCE | Com | HVAC | Com - Restaurant | Gas Energy (MMTherm/year) | Fuel Substitution | 0.0042614 | 0.0076916 | 0.00856 | 0.011785 | 0.011985 | 4.71e-11 | 4.8423e-11 | 4.9045e-11 | 4.9009e-11 | 4.8488e-11 | 4.7651e-11
2023 PG Study Reference Scenario | SCE | Com | HVAC | Com - Retail | Electric Demand (MW) | Energy Efficiency | 0.24264 | 0.25315 | 0.26217 | 0.26987 | 0.27681 | 0.28026 | 0.28084 | 0.28239 | 0.027879 | 0.012501 | 0.0087889
2023 PG Study Reference Scenario | SCE | Com | HVAC | Com - Retail | Electric Demand (MW) | Fuel Substitution | -0.0023127 | -0.0024732 | -0.016916 | -0.017739 | -0.018421 | 4.2889e-05 | 4.32e-05 | 4.3161e-05 | 0 | 0 | 0
2023 PG Study Reference Scenario | SCE | Com | HVAC | Com - Retail | Electric Energy (GWh/year) | Energy Efficiency | 0.61709 | 0.65988 | 0.69854 | 0.73338 | 0.76495 | 0.7887 | 0.80521 | 0.82068 | 0.055823 | 0.021343 | 0.018116
2023 PG Study Reference Scenario | SCE | Com | HVAC | Com - Retail | Electric Energy (GWh/year) | Fuel Substitution | 0.77928 | 0.81629 | 0.83724 | 0.76461 | 0.78044 | 0.00085737 | 0.0008636 | 0.00086282 | 0 | 0 | 0
2023 PG Study Reference Scenario | SCE | Com | HVAC | Com - Retail | Gas Energy (MMTherm/year) | Energy Efficiency | 0.0054846 | 0.0057195 | 0.005922 | 0.0060949 | 0.0062503 | 0.0063288 | 0.0063442 | 0.0063798 | 0.0005552 | 0.00023877 | 0.00015362
2023 PG Study Reference Scenario | SCE | Com | HVAC | Com - Retail | Gas Energy (MMTherm/year) | Fuel Substitution | 0.036915 | 0.038712 | 0.044708 | 0.059954 | 0.060868 | 1.3666e-10 | 1.3765e-10 | 1.3752e-10 | 0 | 0 | 0
2023 PG Study Reference Scenario | SCE | Com | HVAC | Com - School | Electric Demand (MW) | Energy Efficiency | 0.071347 | 0.072409 | 0.073546 | 0.074225 | 0.074286 | 0.074583 | 0.0744 | 0.074512 | 0.074487 | 0.074522 | 0.074275
2023 PG Study Reference Scenario | SCE | Com | HVAC | Com - School | Electric Demand (MW) | Fuel Substitution | -0.00014667 | -0.00015302 | -0.00015767 | -0.00016066 | -0.00016209 | 0 | 0 | 0 | 0 | 0 | 0
2023 PG Study Reference Scenario | SCE | Com | HVAC | Com - School | Electric Energy (GWh/year) | Energy Efficiency | 0.063492 | 0.06433 | 0.065658 | 0.06637 | 0.066435 | 0.066147 | 0.066387 | 0.066684 | 0.066 | 0.065801 | 0.06557
2023 PG Study Reference Scenario | SCE | Com | HVAC | Com - School | Electric Energy (GWh/year) | Fuel Substitution | -0.01698 | -0.017679 | -0.018183 | -0.0185 | -0.018643 | 0 | 0 | 0 | 0 | 0 | 0
2023 PG Study Reference Scenario | SCE | Com | HVAC | Com - School | Gas Energy (MMTherm/year) | Energy Efficiency | 0.0040913 | 0.0041545 | 0.0042182 | 0.0042571 | 0.0042608 | 0.0042833 | 0.0042694 | 0.0042744 | 0.0042791 | 0.0042825 | 0.0042676
2023 PG Study Reference Scenario | SCE | Com | HVAC | Com - School | Gas Energy (MMTherm/year) | Fuel Substitution | 0.0020402 | 0.0021251 | 0.0021868 | 0.0022262 | 0.002245 | 0 | 0 | 0 | 0 | 0 | 0
2023 PG Study Reference Scenario | SCE | Com | HVAC | Com - Warehouse | Electric Demand (MW) | Energy Efficiency | 0.0015972 | 0.0016845 | 0.0017892 | 0.0018807 | 0.0019751 | 0.0020558 | 0.002124 | 0.0021903 | 0.0019875 | 0.0019328 | 0.0019604
2023 PG Study Reference Scenario | SCE | Com | HVAC | Com - Warehouse | Electric Demand (MW) | Fuel Substitution | -0.042377 | -0.043967 | -0.045037 | -0.045613 | -0.04574 | 0 | 0 | 0 | 0 | 0 | 0
2023 PG Study Reference Scenario | SCE | Com | HVAC | Com - Warehouse | Electric Energy (GWh/year) | Energy Efficiency | 0.0066975 | 0.006987 | 0.0074366 | 0.0077889 | 0.008117 | 0.0083954 | 0.0086288 | 0.0088563 | 0.0077846 | 0.0074508 | 0.0075292
2023 PG Study Reference Scenario | SCE | Com | HVAC | Com - Warehouse | Electric Energy (GWh/year) | Fuel Substitution | -0.83094 | -0.85821 | -0.87536 | -0.88301 | -0.88211 | 0 | 0 | 0 | 0 | 0 | 0
2023 PG Study Reference Scenario | SCE | Com | HVAC | Com - Warehouse | Gas Energy (MMTherm/year) | Energy Efficiency | 6.1583e-05 | 6.7018e-05 | 7.2126e-05 | 7.6981e-05 | 8.1726e-05 | 8.5942e-05 | 8.9611e-05 | 9.2887e-05 | 2.3744e-05 | 0 | 0
2023 PG Study Reference Scenario | SCE | Com | HVAC | Com - Warehouse | Gas Energy (MMTherm/year) | Fuel Substitution | 0.13218 | 0.13667 | 0.13963 | 0.14114 | 0.14135 | 0 | 0 | 0 | 0 | 0 | 0
2023 PG Study Reference Scenario | SCE | Com | Lighting | Com - College | Electric Demand (MW) | Energy Efficiency | 8.5539e-05 | 9.3066e-05 | 0.00010112 | 0.00023554 | 0.00030723 | 0.00018606 | 0.00027386 | 0.00034932 | 0.00021206 | 0.00015335 | 0.00015968
2023 PG Study Reference Scenario | SCE | Com | Lighting | Com - College | Electric Energy (GWh/year) | Energy Efficiency | 0.00031936 | 0.00034746 | 0.00037753 | 0.00087939 | 0.001147 | 0.00069466 | 0.0010224 | 0.0013042 | 0.00079171 | 0.00057253 | 0.00059617
2023 PG Study Reference Scenario | SCE | Com | Lighting | Com - College | Gas Energy (MMTherm/year) | Energy Efficiency | -2.0826e-06 | -2.2659e-06 | -2.462e-06 | -5.7348e-06 | -7.48e-06 | -4.5301e-06 | -6.6676e-06 | -8.505e-06 | -5.1629e-06 | -3.7336e-06 | -3.8878e-06
2023 PG Study Reference Scenario | SCE | Com | Lighting | Com - Grocery | Electric Demand (MW) | Energy Efficiency | 0.0055562 | 0.006355 | 0.0067809 | 0.0071807 | 0.0075721 | 0.0079053 | 0.0081698 | 0.0084494 | 0.0086885 | 0.0088765 | 0.0090722
2023 PG Study Reference Scenario | SCE | Com | Lighting | Com - Grocery | Electric Energy (GWh/year) | Energy Efficiency | 0.031247 | 0.035727 | 0.038119 | 0.040364 | 0.042562 | 0.044432 | 0.045917 | 0.047486 | 0.048827 | 0.049882 | 0.050979
2023 PG Study Reference Scenario | SCE | Com | Lighting | Com - Grocery | Gas Energy (MMTherm/year) | Energy Efficiency | -0.00033537 | -0.00038308 | -0.00040867 | -0.00043267 | -0.00045616 | -0.00047615 | -0.00049199 | -0.00050873 | -0.00052304 | -0.00053427 | -0.00054596
2023 PG Study Reference Scenario | SCE | Com | Lighting | Com - Health | Electric Demand (MW) | Energy Efficiency | 0.0022545 | 0.0040857 | 0.0051249 | 0.0055517 | 0.0060125 | 0.006449 | 0.0069154 | 0.0073343 | 0.0077452 | 0.0081048 | 0.0084408
2023 PG Study Reference Scenario | SCE | Com | Lighting | Com - Health | Electric Energy (GWh/year) | Energy Efficiency | 0.013424 | 0.024172 | 0.030279 | 0.032796 | 0.035512 | 0.038085 | 0.040833 | 0.043301 | 0.04572 | 0.047837 | 0.049815
2023 PG Study Reference Scenario | SCE | Com | Lighting | Com - Health | Gas Energy (MMTherm/year) | Energy Efficiency | -8.8001e-05 | -0.00015837 | -0.00019836 | -0.00021484 | -0.00023263 | -0.00024948 | -0.00026748 | -0.00028364 | -0.00029949 | -0.00031335 | -0.0003263
2023 PG Study Reference Scenario | SCE | Com | Lighting | Com - Lodging | Electric Demand (MW) | Energy Efficiency | 4.034e-05 | 4.417e-05 | 4.8083e-05 | 5.1885e-05 | 5.581e-05 | 5.9707e-05 | 6.347e-05 | 6.7183e-05 | 7.0827e-05 | 7.4331e-05 | 7.7774e-05
2023 PG Study Reference Scenario | SCE | Com | Lighting | Com - Lodging | Electric Energy (GWh/year) | Energy Efficiency | 0.00025323 | 0.00027727 | 0.00030183 | 0.0003257 | 0.00035034 | 0.0003748 | 0.00039842 | 0.00042173 | 0.00044461 | 0.0004666 | 0.00048821
2023 PG Study Reference Scenario | SCE | Com | Lighting | Com - Lodging | Gas Energy (MMTherm/year) | Energy Efficiency | -1.2263e-06 | -1.3428e-06 | -1.4617e-06 | -1.5773e-06 | -1.6966e-06 | -1.8151e-06 | -1.9295e-06 | -2.0424e-06 | -2.1531e-06 | -2.2597e-06 | -2.3643e-06
2023 PG Study Reference Scenario | SCE | Com | Lighting | Com - Office (Large) | Electric Demand (MW) | Energy Efficiency | 0.00014773 | 0.00019629 | 0.00022273 | 0.00023976 | 0.00025774 | 0.0002756 | 0.00029211 | 0.00030849 | 0.00032366 | 0.00033771 | 0.00035193
2023 PG Study Reference Scenario | SCE | Com | Lighting | Com - Office (Large) | Electric Energy (GWh/year) | Energy Efficiency | 0.0011045 | 0.0014676 | 0.0016653 | 0.0017926 | 0.001927 | 0.0020606 | 0.002184 | 0.0023065 | 0.0024199 | 0.0025249 | 0.0026312
2023 PG Study Reference Scenario | SCE | Com | Lighting | Com - Office (Large) | Gas Energy (MMTherm/year) | Energy Efficiency | -2.0377e-06 | -2.7075e-06 | -3.0721e-06 | -3.307e-06 | -3.5551e-06 | -3.8014e-06 | -4.0291e-06 | -4.255e-06 | -4.4642e-06 | -4.6581e-06 | -4.8542e-06
2023 PG Study Reference Scenario | SCE | Com | Lighting | Com - Office (Small) | Electric Demand (MW) | Energy Efficiency | 2.2796e-05 | 2.4961e-05 | 2.7116e-05 | 2.9251e-05 | 3.1397e-05 | 3.3498e-05 | 3.553e-05 | 3.7531e-05 | 3.9476e-05 | 4.1336e-05 | 4.3144e-05
2023 PG Study Reference Scenario | SCE | Com | Lighting | Com - Office (Small) | Electric Energy (GWh/year) | Energy Efficiency | 0.00012963 | 0.00014194 | 0.0001542 | 0.00016633 | 0.00017854 | 0.00019049 | 0.00020204 | 0.00021342 | 0.00022448 | 0.00023506 | 0.00024534
2023 PG Study Reference Scenario | SCE | Com | Lighting | Com - Office (Small) | Gas Energy (MMTherm/year) | Energy Efficiency | -2.569e-07 | -2.813e-07 | -3.0559e-07 | -3.2964e-07 | -3.5383e-07 | -3.7751e-07 | -4.0041e-07 | -4.2296e-07 | -4.4487e-07 | -4.6584e-07 | -4.8621e-07
2023 PG Study Reference Scenario | SCE | Com | Lighting | Com - Other | Electric Demand (MW) | Energy Efficiency | 0 | 2.5986e-06 | 3.6484e-06 | 3.9472e-06 | 4.2443e-06 | 4.5381e-06 | 4.8349e-06 | 5.1202e-06 | 1.2282e-06 | 0 | 4.5509e-06
2023 PG Study Reference Scenario | SCE | Com | Lighting | Com - Other | Electric Energy (GWh/year) | Energy Efficiency | 0 | 1.2048e-05 | 1.6916e-05 | 1.8301e-05 | 1.9679e-05 | 2.1041e-05 | 2.2416e-05 | 2.3739e-05 | 5.6945e-06 | 0 | 2.11e-05
2023 PG Study Reference Scenario | SCE | Com | Lighting | Com - Other | Gas Energy (MMTherm/year) | Energy Efficiency | 0 | -7.6527e-08 | -1.0745e-07 | -1.1624e-07 | -1.2499e-07 | -1.3365e-07 | -1.4239e-07 | -1.5079e-07 | -3.6171e-08 | 0 | -1.3402e-07
2023 PG Study Reference Scenario | SCE | Com | Lighting | Com - Refrig. Warehouse | Electric Demand (MW) | Energy Efficiency | 0.00017494 | 0.00018828 | 0.00020035 | 0.00021164 | 0.00022316 | 0.00023449 | 0.0002457 | 0.00025596 | 0.00026616 | 0.00027592 | 0.0002848
2023 PG Study Reference Scenario | SCE | Com | Lighting | Com - Refrig. Warehouse | Electric Energy (GWh/year) | Energy Efficiency | 0.0016201 | 0.0017436 | 0.0018553 | 0.0019599 | 0.0020665 | 0.0021713 | 0.0022751 | 0.00237 | 0.0024643 | 0.0025546 | 0.0026367
2023 PG Study Reference Scenario | SCE | Com | Lighting | Com - Refrig. Warehouse | Gas Energy (MMTherm/year) | Energy Efficiency | -1.0489e-09 | -1.1303e-09 | -1.2047e-09 | -1.2752e-09 | -1.3477e-09 | -1.4196e-09 | -1.4915e-09 | -1.5581e-09 | -1.6247e-09 | -1.6889e-09 | -1.7482e-09
2023 PG Study Reference Scenario | SCE | Com | Lighting | Com - Restaurant | Electric Demand (MW) | Energy Efficiency | 0.01702 | 0.018401 | 0.019762 | 0.021086 | 0.02241 | 0.023615 | 0.024732 | 0.025841 | 0.026886 | 0.027853 | 0.028785
2023 PG Study Reference Scenario | SCE | Com | Lighting | Com - Restaurant | Electric Energy (GWh/year) | Energy Efficiency | 0.087468 | 0.094568 | 0.10156 | 0.10836 | 0.11517 | 0.12136 | 0.1271 | 0.1328 | 0.13818 | 0.14314 | 0.14793
2023 PG Study Reference Scenario | SCE | Com | Lighting | Com - Restaurant | Gas Energy (MMTherm/year) | Energy Efficiency | -0.00041977 | -0.00045385 | -0.00048742 | -0.00052006 | -0.00055273 | -0.00058244 | -0.00060999 | -0.00063734 | -0.00066313 | -0.00068697 | -0.00070996
2023 PG Study Reference Scenario | SCE | Com | Lighting | Com - Retail | Electric Demand (MW) | Energy Efficiency | 0 | 0 | 6.7923e-05 | 8.4186e-05 | 8.9191e-05 | 9.3645e-05 | 9.7553e-05 | 0.00023309 | 0.0048757 | 0.0054715 | 0.007802
2023 PG Study Reference Scenario | SCE | Com | Lighting | Com - Retail | Electric Energy (GWh/year) | Energy Efficiency | 0 | 0 | 0.00040932 | 0.00050733 | 0.00053749 | 0.00056433 | 0.00058788 | 0.0014047 | 0.029382 | 0.032973 | 0.047017
2023 PG Study Reference Scenario | SCE | Com | Lighting | Com - Retail | Gas Energy (MMTherm/year) | Energy Efficiency | 0 | 0 | -9.8861e-07 | -1.2253e-06 | -1.2982e-06 | -1.363e-06 | -1.4199e-06 | -3.3926e-06 | -7.0966e-05 | -7.9638e-05 | -0.00011356
2023 PG Study Reference Scenario | SCE | Com | Lighting | Com - School | Electric Demand (MW) | Energy Efficiency | 5.358e-05 | 5.8546e-05 | 6.3542e-05 | 6.8449e-05 | 7.3187e-05 | 7.7958e-05 | 8.2492e-05 | 8.7025e-05 | 9.1445e-05 | 9.5753e-05 | 9.9822e-05
2023 PG Study Reference Scenario | SCE | Com | Lighting | Com - School | Electric Energy (GWh/year) | Energy Efficiency | 0.00034513 | 0.00037712 | 0.0004093 | 0.00044091 | 0.00047143 | 0.00050216 | 0.00053136 | 0.00056057 | 0.00058903 | 0.00061679 | 0.00064299
2023 PG Study Reference Scenario | SCE | Com | Lighting | Com - School | Gas Energy (MMTherm/year) | Energy Efficiency | -2.203e-06 | -2.4072e-06 | -2.6126e-06 | -2.8143e-06 | -3.0091e-06 | -3.2053e-06 | -3.3917e-06 | -3.5781e-06 | -3.7598e-06 | -3.937e-06 | -4.1042e-06
2023 PG Study Reference Scenario | SCE | Com | Lighting | Com - Warehouse | Electric Demand (MW) | Energy Efficiency | 0.00011184 | 0.00012206 | 0.00013202 | 0.00014199 | 0.00015239 | 0.00016238 | 0.00017199 | 0.00018154 | 0.00019056 | 0.0001992 | 0.00020762
2023 PG Study Reference Scenario | SCE | Com | Lighting | Com - Warehouse | Electric Energy (GWh/year) | Energy Efficiency | 0.00089078 | 0.00097224 | 0.0010516 | 0.001131 | 0.0012138 | 0.0012934 | 0.0013699 | 0.001446 | 0.0015178 | 0.0015866 | 0.0016537
2023 PG Study Reference Scenario | SCE | Com | Lighting | Com - Warehouse | Gas Energy (MMTherm/year) | Energy Efficiency | -4.7109e-06 | -5.1417e-06 | -5.5612e-06 | -5.9811e-06 | -6.419e-06 | -6.84e-06 | -7.2446e-06 | -7.6469e-06 | -8.027e-06 | -8.3909e-06 | -8.7455e-06
2023 PG Study Reference Scenario | SCE | Com | WaterHeat | Com - College | Electric Demand (MW) | Energy Efficiency | 0.051753 | 0.049469 | 0.047765 | 0.046395 | 0.044977 | 0.044062 | 0.043267 | 0.042446 | 0.041663 | 0.040891 | 0.040281
2023 PG Study Reference Scenario | SCE | Com | WaterHeat | Com - College | Electric Energy (GWh/year) | Energy Efficiency | 0.21192 | 0.20257 | 0.19559 | 0.18998 | 0.18417 | 0.18043 | 0.17717 | 0.17381 | 0.1706 | 0.16744 | 0.16494
2023 PG Study Reference Scenario | SCE | Com | WaterHeat | Com - Grocery | Electric Demand (MW) | Energy Efficiency | 0.13354 | 0.1258 | 0.11905 | 0.11311 | 0.10797 | 0.10311 | 0.098438 | 0.094544 | 0.090705 | 0.087048 | 0.083989
2023 PG Study Reference Scenario | SCE | Com | WaterHeat | Com - Grocery | Electric Energy (GWh/year) | Energy Efficiency | 0.75314 | 0.70954 | 0.67149 | 0.63795 | 0.60898 | 0.58155 | 0.55515 | 0.53317 | 0.51148 | 0.49081 | 0.47353
2023 PG Study Reference Scenario | SCE | Com | WaterHeat | Com - Health | Electric Demand (MW) | Energy Efficiency | 0.14237 | 0.13678 | 0.13249 | 0.12818 | 0.12511 | 0.12224 | 0.1203 | 0.11817 | 0.11623 | 0.11407 | 0.1121
2023 PG Study Reference Scenario | SCE | Com | WaterHeat | Com - Health | Electric Energy (GWh/year) | Energy Efficiency | 1.2588 | 1.2093 | 1.1714 | 1.1334 | 1.1061 | 1.0808 | 1.0636 | 1.0448 | 1.0276 | 1.0086 | 0.99111
2023 PG Study Reference Scenario | SCE | Com | WaterHeat | Com - Lodging | Electric Demand (MW) | Energy Efficiency | 0.031122 | 0.029865 | 0.028866 | 0.027985 | 0.027316 | 0.026761 | 0.026264 | 0.025853 | 0.025336 | 0.024827 | 0.024444
2023 PG Study Reference Scenario | SCE | Com | WaterHeat | Com - Lodging | Electric Energy (GWh/year) | Energy Efficiency | 0.26816 | 0.25733 | 0.24872 | 0.24113 | 0.23537 | 0.23058 | 0.2263 | 0.22276 | 0.21831 | 0.21392 | 0.21063
2023 PG Study Reference Scenario | SCE | Com | WaterHeat | Com - Lodging | Electric Energy (GWh/year) | Fuel Substitution | -0.00034682 | -0.026692 | -0.17477 | -0.19586 | -0.21768 | 0 | 0 | 0 | 0 | 0 | 0
2023 PG Study Reference Scenario | SCE | Com | WaterHeat | Com - Lodging | Gas Energy (MMTherm/year) | Fuel Substitution | 4.3507e-05 | 0.0035928 | 0.023097 | 0.025885 | 0.028768 | 0 | 0 | 0 | 0 | 0 | 0
2023 PG Study Reference Scenario | SCE | Com | WaterHeat | Com - Office (Large) | Electric Demand (MW) | Energy Efficiency | 0 | 0.0056966 | 0.026279 | 0.02928 | 0.028541 | 0.02792 | 0.027299 | 0.026787 | 0.026266 | 0.025769 | 0.0254
2023 PG Study Reference Scenario | SCE | Com | WaterHeat | Com - Office (Large) | Electric Energy (GWh/year) | Energy Efficiency | 0 | 0.10462 | 0.50249 | 0.56083 | 0.54669 | 0.53479 | 0.5229 | 0.51309 | 0.50311 | 0.49361 | 0.48652
2023 PG Study Reference Scenario | SCE | Com | WaterHeat | Com - Office (Small) | Electric Demand (MW) | Energy Efficiency | 0 | 0.00024099 | 0.0011068 | 0.0012706 | 0.0012391 | 0.0012114 | 0.0011865 | 0.0011653 | 0.0011451 | 0.0011267 | 0.0011118
2023 PG Study Reference Scenario | SCE | Com | WaterHeat | Com - Office (Small) | Electric Energy (GWh/year) | Energy Efficiency | 0 | 0.026076 | 0.12699 | 0.14624 | 0.14262 | 0.13943 | 0.13656 | 0.13413 | 0.1318 | 0.12968 | 0.12797
2023 PG Study Reference Scenario | SCE | Com | WaterHeat | Com - Other | Electric Demand (MW) | Energy Efficiency | 1.5419 | 1.4787 | 1.4265 | 1.3828 | 1.3465 | 1.3162 | 1.293 | 1.2721 | 1.2483 | 1.2291 | 1.2142
2023 PG Study Reference Scenario | SCE | Com | WaterHeat | Com - Other | Electric Energy (GWh/year) | Energy Efficiency | 10.5518 | 10.119 | 9.7624 | 9.463 | 9.2146 | 9.0075 | 8.8482 | 8.7058 | 8.5426 | 8.411 | 8.3096
2023 PG Study Reference Scenario | SCE | Com | WaterHeat | Com - Refrig. Warehouse | Electric Demand (MW) | Energy Efficiency | 0.004777 | 0.0045735 | 0.0043899 | 0.0042308 | 0.0041069 | 0.004007 | 0.0039288 | 0.0038581 | 0.0037993 | 0.0037506 | 0.0037078
2023 PG Study Reference Scenario | SCE | Com | WaterHeat | Com - Refrig. Warehouse | Electric Energy (GWh/year) | Energy Efficiency | 0.058381 | 0.055895 | 0.053651 | 0.051706 | 0.050191 | 0.048971 | 0.048015 | 0.047151 | 0.046432 | 0.045837 | 0.045314
2023 PG Study Reference Scenario | SCE | Com | WaterHeat | Com - Restaurant | Electric Demand (MW) | Energy Efficiency | 0.097338 | 0.4446 | 0.52855 | 0.51502 | 0.50441 | 0.49423 | 0.48498 | 0.47784 | 0.47128 | 0.46527 | 0.46058
2023 PG Study Reference Scenario | SCE | Com | WaterHeat | Com - Restaurant | Electric Energy (GWh/year) | Energy Efficiency | 0.5058 | 2.4202 | 2.886 | 2.8122 | 2.7543 | 2.6987 | 2.6482 | 2.6092 | 2.5734 | 2.5406 | 2.515
2023 PG Study Reference Scenario | SCE | Com | WaterHeat | Com - Retail | Electric Demand (MW) | Energy Efficiency | 0.088259 | 0.082842 | 0.078102 | 0.073936 | 0.070307 | 0.066894 | 0.063704 | 0.061024 | 0.058203 | 0.055619 | 0.053487
2023 PG Study Reference Scenario | SCE | Com | WaterHeat | Com - Retail | Electric Energy (GWh/year) | Energy Efficiency | 0.58982 | 0.55362 | 0.52193 | 0.49408 | 0.46982 | 0.44699 | 0.42563 | 0.40769 | 0.38881 | 0.37151 | 0.35724
2023 PG Study Reference Scenario | SCE | Com | WaterHeat | Com - Retail | Electric Energy (GWh/year) | Fuel Substitution | -0.0017567 | -0.0019907 | -0.0022382 | -0.0024972 | -0.0027655 | 0 | 0 | 0 | 0 | 0 | 0
2023 PG Study Reference Scenario | SCE | Com | WaterHeat | Com - Retail | Gas Energy (MMTherm/year) | Fuel Substitution | 0.00023109 | 0.00026186 | 0.00029443 | 0.0003285 | 0.00036379 | 0 | 0 | 0 | 0 | 0 | 0
2023 PG Study Reference Scenario | SCE | Com | WaterHeat | Com - School | Electric Demand (MW) | Energy Efficiency | 0 | 0 | -3.2919e-06 | 0.0063414 | 0.0078858 | 0.0076971 | 0.029383 | 0.035402 | 0.0084141 | -2.6621e-06 | 0.0052542
2023 PG Study Reference Scenario | SCE | Com | WaterHeat | Com - School | Electric Energy (GWh/year) | Energy Efficiency | 0 | 0 | 0.0061152 | 0.09477 | 0.11579 | 0.11301 | 0.43539 | 0.52488 | 0.12475 | 0.0049453 | 0.078765
2023 PG Study Reference Scenario | SCE | Com | WaterHeat | Com - Warehouse | Electric Demand (MW) | Energy Efficiency | 0.005158 | 0.0049368 | 0.0047462 | 0.004589 | 0.0044714 | 0.0043659 | 0.0042717 | 0.0041954 | 0.0041131 | 0.0040375 | 0.0039765
2023 PG Study Reference Scenario | SCE | Com | WaterHeat | Com - Warehouse | Electric Energy (GWh/year) | Energy Efficiency | 0.14605 | 0.13978 | 0.13438 | 0.12994 | 0.1266 | 0.12362 | 0.12095 | 0.11879 | 0.11646 | 0.11432 | 0.11259
2023 PG Study Reference Scenario | SCE | Com | WholeBlg | Com - Grocery | Electric Demand (MW) | Energy Efficiency | 0.055849 | 0.053894 | 0.063116 | 0.073295 | 0.048907 | 0.055764 | 0.061648 | 0.068041 | 0.074174 | 0.079129 | 0.08384
2023 PG Study Reference Scenario | SCE | Com | WholeBlg | Com - Grocery | Electric Energy (GWh/year) | Energy Efficiency | 0.75303 | 0.72666 | 0.851 | 0.98826 | 0.65942 | 0.75187 | 0.83121 | 0.91742 | 1.0001 | 1.0669 | 1.1304
2023 PG Study Reference Scenario | SCE | Com | WholeBlg | Com - Grocery | Gas Energy (MMTherm/year) | Energy Efficiency | 0.010838 | 0.010459 | 0.012249 | 0.014224 | 0.0094909 | 0.010821 | 0.011963 | 0.013203 | 0.014393 | 0.015354 | 0.016268
2023 PG Study Reference Scenario | SCE | Com | WholeBlg | Com - Retail | Electric Demand (MW) | Energy Efficiency | 0.69005 | 0.65736 | 0.75756 | 0.86335 | 0.562 | 0.62532 | 0.67885 | 0.73287 | 0.78056 | 0.81862 | 0.85298
2023 PG Study Reference Scenario | SCE | Com | WholeBlg | Com - Retail | Electric Energy (GWh/year) | Energy Efficiency | 2.9531 | 2.8132 | 3.242 | 3.6947 | 2.4051 | 2.6761 | 2.9052 | 3.1364 | 3.3404 | 3.5033 | 3.6504
2023 PG Study Reference Scenario | SCE | Com | WholeBlg | Com - Retail | Gas Energy (MMTherm/year) | Energy Efficiency | 0.026744 | 0.025477 | 0.029359 | 0.033455 | 0.021774 | 0.024223 | 0.026293 | 0.028381 | 0.030224 | 0.031693 | 0.033019
2023 PG Study Reference Scenario | SCE | Ind | BROs | Ind - All Other Industrial | Electric Demand (MW) | Energy Efficiency | 0.036572 | 0.039421 | 0.042322 | 0.045061 | 0.047829 | 0.050628 | 0.053628 | 0.056454 | 0.059282 | 0.062114 | 0.064954
2023 PG Study Reference Scenario | SCE | Ind | BROs | Ind - All Other Industrial | Electric Energy (GWh/year) | Energy Efficiency | 0.18783 | 0.20246 | 0.21736 | 0.23143 | 0.24564 | 0.26002 | 0.27543 | 0.28994 | 0.30447 | 0.31901 | 0.33359
2023 PG Study Reference Scenario | SCE | Ind | BROs | Ind - Chemicals | Electric Demand (MW) | Energy Efficiency | 0.24816 | 0.26744 | 0.28737 | 0.30617 | 0.32497 | 0.34368 | 0.36285 | 0.38127 | 0.39955 | 0.41773 | 0.4358
2023 PG Study Reference Scenario | SCE | Ind | BROs | Ind - Chemicals | Electric Energy (GWh/year) | Energy Efficiency | 1.2745 | 1.3736 | 1.4759 | 1.5724 | 1.669 | 1.7651 | 1.8635 | 1.9582 | 2.0521 | 2.1454 | 2.2382
2023 PG Study Reference Scenario | SCE | Ind | BROs | Ind - Electronics | Electric Demand (MW) | Energy Efficiency | 0.05399 | 0.059377 | 0.065042 | 0.070691 | 0.076615 | 0.082747 | 0.089596 | 0.096314 | 0.10327 | 0.11045 | 0.11787
2023 PG Study Reference Scenario | SCE | Ind | BROs | Ind - Electronics | Electric Energy (GWh/year) | Energy Efficiency | 0.27729 | 0.30495 | 0.33405 | 0.36306 | 0.39349 | 0.42498 | 0.46015 | 0.49466 | 0.53037 | 0.56725 | 0.60537
2023 PG Study Reference Scenario | SCE | Ind | BROs | Ind - Fabricated Metals | Electric Demand (MW) | Energy Efficiency | 0.17208 | 0.18586 | 0.20009 | 0.21362 | 0.22718 | 0.24075 | 0.25502 | 0.26869 | 0.28229 | 0.29582 | 0.30927
2023 PG Study Reference Scenario | SCE | Ind | BROs | Ind - Fabricated Metals | Electric Energy (GWh/year) | Energy Efficiency | 0.88377 | 0.95458 | 1.0276 | 1.0971 | 1.1668 | 1.2364 | 1.3098 | 1.38 | 1.4498 | 1.5193 | 1.5884
2023 PG Study Reference Scenario | SCE | Ind | BROs | Ind - Food | Electric Demand (MW) | Energy Efficiency | 0.36701 | 0.39522 | 0.42398 | 0.4507 | 0.47694 | 0.50272 | 0.52902 | 0.55405 | 0.57899 | 0.60363 | 0.62789
2023 PG Study Reference Scenario | SCE | Ind | BROs | Ind - Food | Electric Energy (GWh/year) | Energy Efficiency | 1.8849 | 2.0298 | 2.1775 | 2.3147 | 2.4495 | 2.5819 | 2.717 | 2.8455 | 2.9736 | 3.1002 | 3.2248
2023 PG Study Reference Scenario | SCE | Ind | BROs | Ind - Industrial Machinery | Electric Demand (MW) | Energy Efficiency | 0.026529 | 0.028676 | 0.03091 | 0.033022 | 0.035098 | 0.03717 | 0.039399 | 0.041512 | 0.043631 | 0.04574 | 0.047846
2023 PG Study Reference Scenario | SCE | Ind | BROs | Ind - Industrial Machinery | Electric Energy (GWh/year) | Energy Efficiency | 0.13625 | 0.14728 | 0.15875 | 0.1696 | 0.18026 | 0.1909 | 0.20235 | 0.2132 | 0.22409 | 0.23491 | 0.24573
2023 PG Study Reference Scenario | SCE | Ind | BROs | Ind - Lumber & Furniture | Electric Demand (MW) | Energy Efficiency | 0.014425 | 0.015603 | 0.016767 | 0.017862 | 0.01896 | 0.020067 | 0.021264 | 0.022404 | 0.023548 | 0.024692 | 0.025836
2023 PG Study Reference Scenario | SCE | Ind | BROs | Ind - Lumber & Furniture | Electric Energy (GWh/year) | Energy Efficiency | 0.074085 | 0.080137 | 0.086111 | 0.091739 | 0.097377 | 0.10306 | 0.10921 | 0.11507 | 0.12094 | 0.12681 | 0.13269
2023 PG Study Reference Scenario | SCE | Ind | BROs | Ind - Paper | Electric Demand (MW) | Energy Efficiency | 0.18512 | 0.20084 | 0.21447 | 0.22479 | 0.23431 | 0.24351 | 0.25364 | 0.26314 | 0.27268 | 0.28215 | 0.29154
2023 PG Study Reference Scenario | SCE | Ind | BROs | Ind - Paper | Electric Energy (GWh/year) | Energy Efficiency | 0.95074 | 1.0315 | 1.1015 | 1.1545 | 1.2034 | 1.2506 | 1.3027 | 1.3514 | 1.4004 | 1.4491 | 1.4973
2023 PG Study Reference Scenario | SCE | Ind | BROs | Ind - Petroleum | Electric Demand (MW) | Energy Efficiency | 0.67412 | 0.71898 | 0.76504 | 0.808 | 0.85186 | 0.89697 | 0.94336 | 0.98812 | 1.0321 | 1.0755 | 1.1182
2023 PG Study Reference Scenario | SCE | Ind | BROs | Ind - Petroleum | Electric Energy (GWh/year) | Energy Efficiency | 3.4622 | 3.6926 | 3.9292 | 4.1498 | 4.3751 | 4.6068 | 4.845 | 5.0749 | 5.3006 | 5.5236 | 5.743
2023 PG Study Reference Scenario | SCE | Ind | BROs | Ind - Plastics | Electric Demand (MW) | Energy Efficiency | 0.21127 | 0.22691 | 0.24311 | 0.25829 | 0.27337 | 0.28836 | 0.30331 | 0.31796 | 0.33241 | 0.3467 | 0.3608
2023 PG Study Reference Scenario | SCE | Ind | BROs | Ind - Plastics | Electric Energy (GWh/year) | Energy Efficiency | 1.0851 | 1.1654 | 1.2486 | 1.3265 | 1.404 | 1.481 | 1.5578 | 1.633 | 1.7072 | 1.7806 | 1.853
2023 PG Study Reference Scenario | SCE | Ind | BROs | Ind - Primary Metals | Electric Demand (MW) | Energy Efficiency | 0.058116 | 0.062426 | 0.066908 | 0.071126 | 0.075322 | 0.079494 | 0.08367 | 0.087748 | 0.091767 | 0.095742 | 0.099667
2023 PG Study Reference Scenario | SCE | Ind | BROs | Ind - Primary Metals | Electric Energy (GWh/year) | Energy Efficiency | 0.29848 | 0.32061 | 0.34363 | 0.36529 | 0.38685 | 0.40827 | 0.42972 | 0.45066 | 0.47131 | 0.49172 | 0.51188
2023 PG Study Reference Scenario | SCE | Ind | BROs | Ind - Printing & Publishing | Electric Demand (MW) | Energy Efficiency | 0.029258 | 0.031452 | 0.033708 | 0.035813 | 0.037901 | 0.039972 | 0.042057 | 0.04408 | 0.046077 | 0.048051 | 0.049998
2023 PG Study Reference Scenario | SCE | Ind | BROs | Ind - Printing & Publishing | Electric Energy (GWh/year) | Energy Efficiency | 0.15027 | 0.16153 | 0.17312 | 0.18393 | 0.19465 | 0.20529 | 0.216 | 0.22639 | 0.23665 | 0.24678 | 0.25679
2023 PG Study Reference Scenario | SCE | Ind | BROs | Ind - Stone-Glass-Clay | Electric Demand (MW) | Energy Efficiency | 0.29205 | 0.31911 | 0.34598 | 0.37128 | 0.39696 | 0.4231 | 0.45219 | 0.47993 | 0.50826 | 0.53698 | 0.5661
2023 PG Study Reference Scenario | SCE | Ind | BROs | Ind - Stone-Glass-Clay | Electric Energy (GWh/year) | Energy Efficiency | 1.4999 | 1.6389 | 1.7769 | 1.9068 | 2.0388 | 2.173 | 2.3224 | 2.4649 | 2.6103 | 2.7578 | 2.9074
2023 PG Study Reference Scenario | SCE | Ind | BROs | Ind - Textiles | Electric Demand (MW) | Energy Efficiency | 0.007286 | 0.0077703 | 0.0083187 | 0.0088445 | 0.0093613 | 0.0098698 | 0.010409 | 0.010903 | 0.01139 | 0.01187 | 0.012343
2023 PG Study Reference Scenario | SCE | Ind | BROs | Ind - Textiles | Electric Energy (GWh/year) | Energy Efficiency | 0.03742 | 0.039907 | 0.042724 | 0.045425 | 0.048078 | 0.05069 | 0.053461 | 0.055996 | 0.058496 | 0.060964 | 0.06339
2023 PG Study Reference Scenario | SCE | Ind | BROs | Ind - Transportation Equipment | Electric Demand (MW) | Energy Efficiency | 0.13266 | 0.14245 | 0.15361 | 0.16437 | 0.17469 | 0.18493 | 0.19655 | 0.20712 | 0.2179 | 0.22886 | 0.23979
2023 PG Study Reference Scenario | SCE | Ind | BROs | Ind - Transportation Equipment | Electric Energy (GWh/year) | Energy Efficiency | 0.68134 | 0.73158 | 0.78894 | 0.84418 | 0.89721 | 0.94976 | 1.0095 | 1.0638 | 1.1191 | 1.1754 | 1.2315
2023 PG Study Reference Scenario | SCE | Ind | HVAC | Ind - Electronics | Electric Demand (MW) | Energy Efficiency | 0.87818 | 0.7453 | 0.60252 | 0.46756 | 0.35011 | 0.25503 | 0.18193 | 0.12802 | 0.089184 | 0.061678 | 0.042491
2023 PG Study Reference Scenario | SCE | Ind | HVAC | Ind - Electronics | Electric Energy (GWh/year) | Energy Efficiency | 0.99069 | 0.84079 | 0.67972 | 0.52746 | 0.39497 | 0.28771 | 0.20524 | 0.14442 | 0.10061 | 0.06958 | 0.047935
2023 PG Study Reference Scenario | SCE | Ind | Lighting | Ind - All Other Industrial | Electric Demand (MW) | Energy Efficiency | 0.001465 | 0.00096903 | 0.00018786 | 0.00024293 | 0.00027873 | 0.00030275 | 0.00011118 | 6.9238e-05 | 5.8992e-05 | 6.5183e-05 | 3.6132e-05
2023 PG Study Reference Scenario | SCE | Ind | Lighting | Ind - All Other Industrial | Electric Energy (GWh/year) | Energy Efficiency | 0.13233 | 0.091107 | 0.018311 | 0.024458 | 0.028886 | 0.032188 | 0.01182 | 0.0073615 | 0.0062721 | 0.0069303 | 0.0038415
2023 PG Study Reference Scenario | SCE | Ind | Lighting | Ind - Chemicals | Electric Demand (MW) | Energy Efficiency | 0.00012229 | 7.5323e-05 | 2.2312e-06 | 4.5735e-06 | 0 | 3.6108e-05 | 0 | 0 | 0 | 0 | 0
2023 PG Study Reference Scenario | SCE | Ind | Lighting | Ind - Chemicals | Electric Energy (GWh/year) | Energy Efficiency | 0.050289 | 0.03228 | 0.00099238 | 0.0021032 | 0 | 0.017562 | 0 | 0 | 0 | 0 | 0
2023 PG Study Reference Scenario | SCE | Ind | Lighting | Ind - Electronics | Electric Demand (MW) | Energy Efficiency | 0.00041919 | 0.00025618 | 0.00014993 | 8.541e-05 | 4.7875e-05 | 2.6589e-05 | 1.4725e-05 | 8.1318e-06 | 4.4838e-06 | 2.4702e-06 | 1.3603e-06
2023 PG Study Reference Scenario | SCE | Ind | Lighting | Ind - Electronics | Electric Energy (GWh/year) | Energy Efficiency | 0.066411 | 0.042274 | 0.025664 | 0.015109 | 0.0087219 | 0.0049715 | 0.0027532 | 0.0015205 | 0.00083837 | 0.00046188 | 0.00025435
2023 PG Study Reference Scenario | SCE | Ind | Lighting | Ind - Fabricated Metals | Electric Demand (MW) | Energy Efficiency | 0.00050415 | 0.00031347 | 0.00018549 | 0.00010636 | 5.983e-05 | 3.329e-05 | 1.8451e-05 | 1.0192e-05 | 5.6193e-06 | 0 | 0
2023 PG Study Reference Scenario | SCE | Ind | Lighting | Ind - Fabricated Metals | Electric Energy (GWh/year) | Energy Efficiency | 0.089261 | 0.057815 | 0.035491 | 0.021032 | 0.012185 | 0.0069588 | 0.003857 | 0.0021305 | 0.0011747 | 0 | 0
2023 PG Study Reference Scenario | SCE | Ind | Lighting | Ind - Food | Electric Demand (MW) | Energy Efficiency | 0.00068275 | 0.0004973 | 0 | 0 | 0 | 0 | 0 | 0 | 0 | 0 | 0
2023 PG Study Reference Scenario | SCE | Ind | Lighting | Ind - Food | Electric Energy (GWh/year) | Energy Efficiency | 0.15783 | 0.11977 | 0 | 0 | 0 | 0 | 0 | 0 | 0 | 0 | 0
2023 PG Study Reference Scenario | SCE | Ind | Lighting | Ind - Industrial Machinery | Electric Demand (MW) | Energy Efficiency | 0.00091948 | 0.00059039 | 0.00035768 | 0.00018863 | 9.4672e-05 | 8.5763e-05 | 4.7981e-05 | 2.6691e-05 | 1.4801e-05 | 8.1936e-06 | 4.5316e-06
2023 PG Study Reference Scenario | SCE | Ind | Lighting | Ind - Industrial Machinery | Electric Energy (GWh/year) | Energy Efficiency | 0.083055 | 0.055508 | 0.034863 | 0.018991 | 0.0098113 | 0.0091184 | 0.0051014 | 0.0028379 | 0.0015737 | 0.00087115 | 0.00048181
2023 PG Study Reference Scenario | SCE | Ind | Lighting | Ind - Lumber & Furniture | Electric Demand (MW) | Energy Efficiency | 0.00039906 | 0.00025663 | 5.1906e-05 | 4.1135e-05 | 6.0216e-05 | 9.0367e-05 | 5.1538e-05 | 2.8977e-05 | 1.616e-05 | 8.9709e-06 | 4.9675e-06
2023 PG Study Reference Scenario | SCE | Ind | Lighting | Ind - Lumber & Furniture | Electric Energy (GWh/year) | Energy Efficiency | 0.039636 | 0.026535 | 0.0055645 | 0.0045555 | 0.0068652 | 0.01057 | 0.0060286 | 0.0033895 | 0.0018903 | 0.0010494 | 0.00058107
2023 PG Study Reference Scenario | SCE | Ind | Lighting | Ind - Paper | Electric Demand (MW) | Energy Efficiency | 0.0001062 | 0 | 0 | 0 | 0 | 0 | 0 | 0 | 0 | 0 | 0
2023 PG Study Reference Scenario | SCE | Ind | Lighting | Ind - Paper | Electric Energy (GWh/year) | Energy Efficiency | 0.037985 | 0 | 0 | 0 | 0 | 0 | 0 | 0 | 0 | 0 | 0
2023 PG Study Reference Scenario | SCE | Ind | Lighting | Ind - Petroleum | Electric Demand (MW) | Energy Efficiency | 1.292e-05 | 2.8921e-05 | 0 | 0 | 1.7213e-05 | 3.1301e-05 | 0 | 0 | 0 | 0 | 0
2023 PG Study Reference Scenario | SCE | Ind | Lighting | Ind - Petroleum | Electric Energy (GWh/year) | Energy Efficiency | 0.0093501 | 0.021816 | 0 | 0 | 0.014358 | 0.026809 | 0 | 0 | 0 | 0 | 0
2023 PG Study Reference Scenario | SCE | Ind | Lighting | Ind - Plastics | Electric Demand (MW) | Energy Efficiency | 0.00049418 | 0.00052091 | 0 | 0 | 0 | 0 | 0 | 0 | 0 | 0 | 0
2023 PG Study Reference Scenario | SCE | Ind | Lighting | Ind - Plastics | Electric Energy (GWh/year) | Energy Efficiency | 0.090418 | 0.099285 | 0 | 0 | 0 | 0 | 0 | 0 | 0 | 0 | 0
2023 PG Study Reference Scenario | SCE | Ind | Lighting | Ind - Primary Metals | Electric Demand (MW) | Energy Efficiency | 2.5155e-05 | 2.8908e-05 | 0 | 0 | 0 | 0 | 0 | 0 | 0 | 0 | 0
2023 PG Study Reference Scenario | SCE | Ind | Lighting | Ind - Primary Metals | Electric Energy (GWh/year) | Energy Efficiency | 0.012202 | 0.014614 | 0 | 0 | 0 | 0 | 0 | 0 | 0 | 0 | 0
2023 PG Study Reference Scenario | SCE | Ind | Lighting | Ind - Printing & Publishing | Electric Demand (MW) | Energy Efficiency | 0.00028418 | 0.00024162 | 1.1132e-05 | 0 | 0 | 1.1744e-05 | 0 | 0 | 0 | 0 | 0
2023 PG Study Reference Scenario | SCE | Ind | Lighting | Ind - Printing & Publishing | Electric Energy (GWh/year) | Energy Efficiency | 0.040456 | 0.035825 | 0.001712 | 0 | 0 | 0.0019725 | 0 | 0 | 0 | 0 | 0
2023 PG Study Reference Scenario | SCE | Ind | Lighting | Ind - Stone-Glass-Clay | Electric Demand (MW) | Energy Efficiency | 0.0003113 | 0.00020239 | 0.00012337 | 7.2027e-05 | 4.0932e-05 | 2.2894e-05 | 1.272e-05 | 7.0316e-06 | 3.8759e-06 | 2.1331e-06 | 1.173e-06
2023 PG Study Reference Scenario | SCE | Ind | Lighting | Ind - Stone-Glass-Clay | Electric Energy (GWh/year) | Energy Efficiency | 0.081974 | 0.055531 | 0.035126 | 0.021199 | 0.012409 | 0.0071251 | 0.0039588 | 0.0021884 | 0.0012063 | 0.00066386 | 0.00036505
2023 PG Study Reference Scenario | SCE | Ind | Lighting | Ind - Textiles | Electric Demand (MW) | Energy Efficiency | 0.00011754 | 0.00033354 | 0.00013166 | 4.345e-05 | 0 | 0.00015017 | 0 | 0 | 0 | 0 | 0
2023 PG Study Reference Scenario | SCE | Ind | Lighting | Ind - Textiles | Electric Energy (GWh/year) | Energy Efficiency | 0.01184 | 0.034978 | 0.014317 | 0.0048807 | 0 | 0.017818 | 0 | 0 | 0 | 0 | 0
2023 PG Study Reference Scenario | SCE | Ind | Lighting | Ind - Transportation Equipment | Electric Demand (MW) | Energy Efficiency | 0.0010614 | 0.0014531 | 0.00093966 | 0.0005188 | 0.00012486 | 0.00030187 | 0.00017169 | 9.6342e-05 | 5.3645e-05 | 2.9741e-05 | 1.645e-05
2023 PG Study Reference Scenario | SCE | Ind | Lighting | Ind - Transportation Equipment | Electric Energy (GWh/year) | Energy Efficiency | 0.12038 | 0.1716 | 0.11507 | 0.06564 | 0.016265 | 0.040351 | 0.02295 | 0.012878 | 0.0071706 | 0.0039754 | 0.0021988
2023 PG Study Reference Scenario | SCE | Ind | MachDr | Ind - Chemicals | Electric Demand (MW) | Energy Efficiency | 0 | 0 | 0 | 0 | 0 | 0 | 0 | 0 | 0 | 0 | 0
2023 PG Study Reference Scenario | SCE | Ind | MachDr | Ind - Chemicals | Electric Energy (GWh/year) | Energy Efficiency | 0 | 0 | 0 | 0 | 0 | 0 | 0 | 0 | 0 | 0 | 0
2023 PG Study Reference Scenario | SCE | Ind | MachDr | Ind - Food | Electric Demand (MW) | Energy Efficiency | 0 | 0.14405 | 0 | 0 | 0 | 0 | 0 | 0 | 0 | 0 | 0
2023 PG Study Reference Scenario | SCE | Ind | MachDr | Ind - Food | Electric Energy (GWh/year) | Energy Efficiency | 0 | 0.3829 | 0 | 0 | 0 | 0 | 0 | 0 | 0 | 0 | 0
2023 PG Study Reference Scenario | SCE | Ind | MachDr | Ind - Lumber & Furniture | Electric Demand (MW) | Energy Efficiency | 0 | 0 | 0 | 0 | 0 | 0 | 0 | 0 | 0 | 0 | 0
2023 PG Study Reference Scenario | SCE | Ind | MachDr | Ind - Lumber & Furniture | Electric Energy (GWh/year) | Energy Efficiency | 0 | 0 | 0 | 0 | 0 | 0 | 0 | 0 | 0 | 0 | 0
2023 PG Study Reference Scenario | SCE | Ind | MachDr | Ind - Paper | Electric Demand (MW) | Energy Efficiency | 0 | 0 | 0 | 0 | 0 | 0 | 0 | 0 | 0 | 0 | 0
2023 PG Study Reference Scenario | SCE | Ind | MachDr | Ind - Paper | Electric Energy (GWh/year) | Energy Efficiency | 0 | 0 | 0 | 0 | 0 | 0 | 0 | 0 | 0 | 0 | 0
2023 PG Study Reference Scenario | SCE | Ind | ProcRefrig | Ind - All Other Industrial | Electric Demand (MW) | Energy Efficiency | 0.016367 | 0.017546 | 0.018239 | 0.019271 | 0.020162 | 0.020892 | 0.021097 | 0.021156 | 0.020996 | 0.020611 | 0.019935
2023 PG Study Reference Scenario | SCE | Ind | ProcRefrig | Ind - All Other Industrial | Electric Energy (GWh/year) | Energy Efficiency | 0.018464 | 0.019794 | 0.020575 | 0.02174 | 0.022745 | 0.023569 | 0.0238 | 0.023867 | 0.023686 | 0.023252 | 0.02249
2023 PG Study Reference Scenario | SCE | Ind | ProcRefrig | Ind - Chemicals | Electric Demand (MW) | Energy Efficiency | 0.032646 | 0.034918 | 0.036361 | 0.038122 | 0.039282 | 0.040991 | 0.039852 | 0.039259 | 0.038249 | 0.03673 | 0.034871
2023 PG Study Reference Scenario | SCE | Ind | ProcRefrig | Ind - Chemicals | Electric Energy (GWh/year) | Energy Efficiency | 0.036829 | 0.039392 | 0.04102 | 0.043006 | 0.044315 | 0.046243 | 0.044958 | 0.044289 | 0.043149 | 0.041436 | 0.039339
2023 PG Study Reference Scenario | SCE | Ind | ProcRefrig | Ind - Electronics | Electric Demand (MW) | Energy Efficiency | 0.075867 | 0.081351 | 0.086428 | 0.091124 | 0.09488 | 0.097557 | 0.098955 | 0.099251 | 0.098373 | 0.096261 | 0.093085
2023 PG Study Reference Scenario | SCE | Ind | ProcRefrig | Ind - Electronics | Electric Energy (GWh/year) | Energy Efficiency | 0.085587 | 0.091774 | 0.097502 | 0.1028 | 0.10704 | 0.11006 | 0.11163 | 0.11197 | 0.11098 | 0.10859 | 0.10501
2023 PG Study Reference Scenario | SCE | Ind | ProcRefrig | Ind - Fabricated Metals | Electric Demand (MW) | Energy Efficiency | 0.014742 | 0.01579 | 0.016755 | 0.017643 | 0.018345 | 0.018835 | 0.019076 | 0.019104 | 0.018905 | 0.018315 | 0.017652
2023 PG Study Reference Scenario | SCE | Ind | ProcRefrig | Ind - Fabricated Metals | Electric Energy (GWh/year) | Energy Efficiency | 0.01663 | 0.017813 | 0.018902 | 0.019903 | 0.020695 | 0.021248 | 0.02152 | 0.021552 | 0.021327 | 0.020661 | 0.019913
2023 PG Study Reference Scenario | SCE | Ind | ProcRefrig | Ind - Food | Electric Demand (MW) | Energy Efficiency | 1.8006 | 1.8887 | 1.8925 | 1.8332 | 1.7122 | 1.7264 | 1.3494 | 1.2201 | 1.023 | 0.79858 | 0.62673
2023 PG Study Reference Scenario | SCE | Ind | ProcRefrig | Ind - Food | Electric Energy (GWh/year) | Energy Efficiency | 2.0313 | 2.1307 | 2.1349 | 2.0681 | 1.9316 | 1.9476 | 1.5223 | 1.3764 | 1.1541 | 0.9009 | 0.70703
2023 PG Study Reference Scenario | SCE | Ind | ProcRefrig | Ind - Industrial Machinery | Electric Demand (MW) | Energy Efficiency | 0.0085995 | 0.0091948 | 0.0097385 | 0.010218 | 0.010587 | 0.010872 | 0.010986 | 0.010976 | 0.010836 | 0.010561 | 0.010173
2023 PG Study Reference Scenario | SCE | Ind | ProcRefrig | Ind - Industrial Machinery | Electric Energy (GWh/year) | Energy Efficiency | 0.0097013 | 0.010373 | 0.010986 | 0.011527 | 0.011944 | 0.012265 | 0.012393 | 0.012382 | 0.012224 | 0.011914 | 0.011476
2023 PG Study Reference Scenario | SCE | Ind | ProcRefrig | Ind - Lumber & Furniture | Electric Demand (MW) | Energy Efficiency | 0.00058475 | 0.00062647 | 0.00065371 | 0.00068712 | 0.00071719 | 0.00074401 | 0.00075412 | 0.00075582 | 0.00074857 | 0.00073195 | 0.00070727
2023 PG Study Reference Scenario | SCE | Ind | ProcRefrig | Ind - Lumber & Furniture | Electric Energy (GWh/year) | Energy Efficiency | 0.00065967 | 0.00070674 | 0.00073746 | 0.00077516 | 0.00080908 | 0.00083933 | 0.00085074 | 0.00085265 | 0.00084448 | 0.00082573 | 0.00079789
2023 PG Study Reference Scenario | SCE | Ind | ProcRefrig | Ind - Paper | Electric Demand (MW) | Energy Efficiency | 0.005628 | 0.0057839 | 0.004996 | 0.0046944 | 0.0044701 | 0.0048132 | 0.0043257 | 0.004168 | 0.0039172 | 0.0036324 | 0.0031862
2023 PG Study Reference Scenario | SCE | Ind | ProcRefrig | Ind - Paper | Electric Energy (GWh/year) | Energy Efficiency | 0.006349 | 0.0065249 | 0.0056361 | 0.0052959 | 0.0050428 | 0.0054299 | 0.0048799 | 0.004702 | 0.0044191 | 0.0040978 | 0.0035944
2023 PG Study Reference Scenario | SCE | Ind | ProcRefrig | Ind - Plastics | Electric Demand (MW) | Energy Efficiency | 0.09423 | 0.10229 | 0.10413 | 0.10817 | 0.11084 | 0.11237 | 0.11053 | 0.10782 | 0.10384 | 0.098202 | 0.091937
2023 PG Study Reference Scenario | SCE | Ind | ProcRefrig | Ind - Plastics | Electric Energy (GWh/year) | Energy Efficiency | 0.1063 | 0.1154 | 0.11747 | 0.12203 | 0.12505 | 0.12677 | 0.12469 | 0.12164 | 0.11715 | 0.11078 | 0.10372
2023 PG Study Reference Scenario | SCE | Ind | ProcRefrig | Ind - Primary Metals | Electric Demand (MW) | Energy Efficiency | 0.0017914 | 0.0019931 | 0.0020165 | 0.0021132 | 0.0021844 | 0.0022491 | 0.0022038 | 0.00215 | 0.0020726 | 0.0019559 | 0.0018304
2023 PG Study Reference Scenario | SCE | Ind | ProcRefrig | Ind - Primary Metals | Electric Energy (GWh/year) | Energy Efficiency | 0.0020209 | 0.0022484 | 0.0022749 | 0.0023839 | 0.0024643 | 0.0025373 | 0.0024862 | 0.0024255 | 0.0023381 | 0.0022065 | 0.0020649
2023 PG Study Reference Scenario | SCE | Ind | ProcRefrig | Ind - Printing & Publishing | Electric Demand (MW) | Energy Efficiency | 0.040449 | 0.044009 | 0.04531 | 0.04746 | 0.049064 | 0.050568 | 0.050052 | 0.049457 | 0.048246 | 0.046251 | 0.043865
2023 PG Study Reference Scenario | SCE | Ind | ProcRefrig | Ind - Printing & Publishing | Electric Energy (GWh/year) | Energy Efficiency | 0.045631 | 0.049648 | 0.051115 | 0.053541 | 0.055351 | 0.057047 | 0.056465 | 0.055794 | 0.054428 | 0.052177 | 0.049485
2023 PG Study Reference Scenario | SCE | Ind | ProcRefrig | Ind - Stone-Glass-Clay | Electric Energy (GWh/year) | Energy Efficiency | 0.00080034 | 0.00085718 | 0.00090953 | 0.00095763 | 0.00099565 | 0.0010222 | 0.0010352 | 0.0010366 | 0.0010257 | 0.001002 | 0.00096738
2023 PG Study Reference Scenario | SCE | Ind | ProcRefrig | Ind - Textiles | Electric Demand (MW) | Energy Efficiency | 0.0012036 | 0.0013705 | 0.0014271 | 0.0014898 | 0.001534 | 0.0016541 | 0.0015586 | 0.0015345 | 0.0014906 | 0.0014159 | 0.001334
2023 PG Study Reference Scenario | SCE | Ind | ProcRefrig | Ind - Textiles | Electric Energy (GWh/year) | Energy Efficiency | 0.0013578 | 0.0015461 | 0.00161 | 0.0016807 | 0.0017305 | 0.001866 | 0.0017583 | 0.0017311 | 0.0016816 | 0.0015973 | 0.0015049
2023 PG Study Reference Scenario | SCE | Ind | ProcRefrig | Ind - Transportation Equipment | Electric Demand (MW) | Energy Efficiency | 0.030894 | 0.034152 | 0.036276 | 0.038135 | 0.039296 | 0.040848 | 0.041429 | 0.041548 | 0.041176 | 0.040289 | 0.038955
2023 PG Study Reference Scenario | SCE | Ind | ProcRefrig | Ind - Transportation Equipment | Electric Energy (GWh/year) | Energy Efficiency | 0.034852 | 0.038528 | 0.040924 | 0.043021 | 0.04433 | 0.046082 | 0.046737 | 0.046872 | 0.046452 | 0.04545 | 0.043946
2023 PG Study Reference Scenario | SCE | Ind | WholeBlg | Ind - All Other Industrial | Electric Demand (MW) | Energy Efficiency | 0.050888 | 0.050996 | 0.051743 | 0.053209 | 0.056203 | 0.061728 | 0.061021 | 0.060125 | 0.059251 | 0.0584 | 0.057574
2023 PG Study Reference Scenario | SCE | Ind | WholeBlg | Ind - All Other Industrial | Electric Energy (GWh/year) | Energy Efficiency | 0.26135 | 0.26191 | 0.26575 | 0.27328 | 0.28865 | 0.31703 | 0.3134 | 0.3088 | 0.30431 | 0.29994 | 0.29569
2023 PG Study Reference Scenario | SCE | Ind | WholeBlg | Ind - Chemicals | Electric Demand (MW) | Energy Efficiency | 0.14692 | 0.14632 | 0.14729 | 0.14965 | 0.15521 | 0.16606 | 0.1634 | 0.16048 | 0.15761 | 0.15478 | 0.15202
2023 PG Study Reference Scenario | SCE | Ind | WholeBlg | Ind - Chemicals | Electric Energy (GWh/year) | Energy Efficiency | 0.75459 | 0.75149 | 0.75649 | 0.76857 | 0.79716 | 0.85288 | 0.83921 | 0.82423 | 0.80944 | 0.79496 | 0.78076
2023 PG Study Reference Scenario | SCE | Ind | WholeBlg | Ind - Electronics | Electric Demand (MW) | Energy Efficiency | 0.09296 | 0.096801 | 0.10283 | 0.11189 | 0.12668 | 0.15109 | 0.15317 | 0.15462 | 0.15608 | 0.15755 | 0.15904
2023 PG Study Reference Scenario | SCE | Ind | WholeBlg | Ind - Electronics | Electric Energy (GWh/year) | Energy Efficiency | 0.47743 | 0.49716 | 0.52815 | 0.57467 | 0.65063 | 0.77598 | 0.78666 | 0.79409 | 0.80161 | 0.80917 | 0.81681
2023 PG Study Reference Scenario | SCE | Ind | WholeBlg | Ind - Fabricated Metals | Electric Demand (MW) | Energy Efficiency | 0.11061 | 0.11139 | 0.1138 | 0.11803 | 0.12593 | 0.13999 | 0.13848 | 0.13664 | 0.1348 | 0.13297 | 0.13113
2023 PG Study Reference Scenario | SCE | Ind | WholeBlg | Ind - Fabricated Metals | Electric Energy (GWh/year) | Energy Efficiency | 0.56808 | 0.57208 | 0.58445 | 0.60617 | 0.64677 | 0.719 | 0.71122 | 0.70178 | 0.69232 | 0.6829 | 0.67349
2023 PG Study Reference Scenario | SCE | Ind | WholeBlg | Ind - Food | Electric Demand (MW) | Energy Efficiency | 0.20645 | 0.20772 | 0.21211 | 0.21999 | 0.23496 | 0.26185 | 0.25742 | 0.25259 | 0.24797 | 0.24344 | 0.23897
2023 PG Study Reference Scenario | SCE | Ind | WholeBlg | Ind - Food | Electric Energy (GWh/year) | Energy Efficiency | 1.0603 | 1.0668 | 1.0894 | 1.1298 | 1.2067 | 1.3448 | 1.3221 | 1.2973 | 1.2735 | 1.2503 | 1.2273
2023 PG Study Reference Scenario | SCE | Ind | WholeBlg | Ind - Industrial Machinery | Electric Demand (MW) | Energy Efficiency | 0.039938 | 0.041142 | 0.043392 | 0.046964 | 0.05294 | 0.063044 | 0.062623 | 0.062014 | 0.061423 | 0.060826 | 0.060237
2023 PG Study Reference Scenario | SCE | Ind | WholeBlg | Ind - Industrial Machinery | Electric Energy (GWh/year) | Energy Efficiency | 0.20512 | 0.2113 | 0.22286 | 0.2412 | 0.2719 | 0.32378 | 0.32162 | 0.3185 | 0.31546 | 0.3124 | 0.30937
2023 PG Study Reference Scenario | SCE | Ind | WholeBlg | Ind - Lumber & Furniture | Electric Demand (MW) | Energy Efficiency | 0.020472 | 0.020587 | 0.020908 | 0.021513 | 0.022724 | 0.024955 | 0.024678 | 0.024337 | 0.024005 | 0.023678 | 0.023358
2023 PG Study Reference Scenario | SCE | Ind | WholeBlg | Ind - Lumber & Furniture | Electric Energy (GWh/year) | Energy Efficiency | 0.10514 | 0.10573 | 0.10738 | 0.11049 | 0.11671 | 0.12816 | 0.12674 | 0.12499 | 0.12329 | 0.12161 | 0.11996
2023 PG Study Reference Scenario | SCE | Ind | WholeBlg | Ind - Paper | Electric Demand (MW) | Energy Efficiency | 0.088248 | 0.088139 | 0.087685 | 0.086921 | 0.08746 | 0.090362 | 0.087635 | 0.084895 | 0.082361 | 0.079974 | 0.077717
2023 PG Study Reference Scenario | SCE | Ind | WholeBlg | Ind - Paper | Electric Energy (GWh/year) | Energy Efficiency | 0.45323 | 0.45267 | 0.45034 | 0.44642 | 0.44918 | 0.46409 | 0.45008 | 0.43601 | 0.42299 | 0.41074 | 0.39915
2023 PG Study Reference Scenario | SCE | Ind | WholeBlg | Ind - Petroleum | Electric Demand (MW) | Energy Efficiency | 0.2423 | 0.23555 | 0.23006 | 0.22468 | 0.22095 | 0.21948 | 0.21427 | 0.20893 | 0.20367 | 0.19854 | 0.19351
2023 PG Study Reference Scenario | SCE | Ind | WholeBlg | Ind - Petroleum | Electric Energy (GWh/year) | Energy Efficiency | 1.2444 | 1.2098 | 1.1816 | 1.1539 | 1.1348 | 1.1272 | 1.1005 | 1.0731 | 1.046 | 1.0197 | 0.99387
2023 PG Study Reference Scenario | SCE | Ind | WholeBlg | Ind - Plastics | Electric Demand (MW) | Energy Efficiency | 0.12598 | 0.12604 | 0.12801 | 0.13191 | 0.13976 | 0.15419 | 0.15143 | 0.14864 | 0.1459 | 0.14321 | 0.14056
2023 PG Study Reference Scenario | SCE | Ind | WholeBlg | Ind - Plastics | Electric Energy (GWh/year) | Energy Efficiency | 0.647 | 0.64735 | 0.65746 | 0.67748 | 0.71781 | 0.79193 | 0.77771 | 0.7634 | 0.7493 | 0.73549 | 0.72192
2023 PG Study Reference Scenario | SCE | Ind | WholeBlg | Ind - Primary Metals | Electric Demand (MW) | Energy Efficiency | 0.051808 | 0.050809 | 0.05011 | 0.049446 | 0.049136 | 0.049388 | 0.048281 | 0.047162 | 0.046059 | 0.044979 | 0.043921
2023 PG Study Reference Scenario | SCE | Ind | WholeBlg | Ind - Primary Metals | Electric Energy (GWh/year) | Energy Efficiency | 0.26608 | 0.26095 | 0.25736 | 0.25395 | 0.25235 | 0.25365 | 0.24797 | 0.24222 | 0.23655 | 0.23101 | 0.22557
2023 PG Study Reference Scenario | SCE | Ind | WholeBlg | Ind - Printing & Publishing | Electric Demand (MW) | Energy Efficiency | 0.025217 | 0.025079 | 0.025222 | 0.025615 | 0.026581 | 0.028501 | 0.027956 | 0.027394 | 0.026842 | 0.026302 | 0.025772
2023 PG Study Reference Scenario | SCE | Ind | WholeBlg | Ind - Printing & Publishing | Electric Energy (GWh/year) | Energy Efficiency | 0.12951 | 0.1288 | 0.12954 | 0.13155 | 0.13652 | 0.14638 | 0.14358 | 0.14069 | 0.13786 | 0.13509 | 0.13236
2023 PG Study Reference Scenario | SCE | Ind | WholeBlg | Ind - Stone-Glass-Clay | Electric Demand (MW) | Energy Efficiency | 0.13195 | 0.13333 | 0.13558 | 0.13896 | 0.14552 | 0.15742 | 0.15683 | 0.15561 | 0.15446 | 0.15332 | 0.1522
2023 PG Study Reference Scenario | SCE | Ind | WholeBlg | Ind - Stone-Glass-Clay | Electric Energy (GWh/year) | Energy Efficiency | 0.67766 | 0.68476 | 0.6963 | 0.71367 | 0.74736 | 0.8085 | 0.80547 | 0.79918 | 0.7933 | 0.78746 | 0.78168
2023 PG Study Reference Scenario | SCE | Ind | WholeBlg | Ind - Textiles | Electric Demand (MW) | Energy Efficiency | 0.016037 | 0.015938 | 0.016181 | 0.016697 | 0.017707 | 0.019549 | 0.019251 | 0.018882 | 0.01852 | 0.018166 | 0.017817
2023 PG Study Reference Scenario | SCE | Ind | WholeBlg | Ind - Textiles | Electric Energy (GWh/year) | Energy Efficiency | 0.082363 | 0.081856 | 0.083105 | 0.085753 | 0.09094 | 0.1004 | 0.098869 | 0.096975 | 0.095116 | 0.093298 | 0.091504
2023 PG Study Reference Scenario | SCE | Ind | WholeBlg | Ind - Transportation Equipment | Electric Demand (MW) | Energy Efficiency | 0.13629 | 0.13582 | 0.13808 | 0.14219 | 0.14963 | 0.16321 | 0.16183 | 0.15956 | 0.15748 | 0.15553 | 0.15357
2023 PG Study Reference Scenario | SCE | Ind | WholeBlg | Ind - Transportation Equipment | Electric Energy (GWh/year) | Energy Efficiency | 0.69997 | 0.69754 | 0.70918 | 0.73028 | 0.76849 | 0.83825 | 0.83117 | 0.81951 | 0.80878 | 0.79878 | 0.7887
2023 PG Study Reference Scenario | SCE | Res | AppPlug | Res - Multi Family | Electric Energy (GWh/year) | Fuel Substitution | 0 | 0 | 0 | 0 | 0 | 0 | 0 | 0 | 0 | -0.0015774 | -0.0016744
2023 PG Study Reference Scenario | SCE | Res | AppPlug | Res - Multi Family | Gas Energy (MMTherm/year) | Fuel Substitution | 0 | 0 | 0 | 0 | 0 | 0 | 0 | 0 | 0 | 0.00029426 | 0.00031238
2023 PG Study Reference Scenario | SCE | Res | BROs | Low Income - Multi Family LI | Electric Demand (MW) | Energy Efficiency | 6.0269 | 6.2627 | 6.4251 | 6.5714 | 6.715 | 6.8745 | 7.0148 | 7.1478 | 7.239 | 7.3902 | 7.5561
2023 PG Study Reference Scenario | SCE | Res | BROs | Low Income - Multi Family LI | Electric Energy (GWh/year) | Energy Efficiency | 26.8914 | 28.0259 | 28.8835 | 29.6937 | 30.5155 | 31.4313 | 32.2938 | 33.1555 | 33.8899 | 34.9141 | 36.0541
2023 PG Study Reference Scenario | SCE | Res | BROs | Low Income - Single Family LI | Electric Demand (MW) | Energy Efficiency | 8.0108 | 8.3408 | 8.5741 | 8.7868 | 8.9965 | 9.2282 | 9.4351 | 9.633 | 9.7557 | 9.959 | 10.1819
2023 PG Study Reference Scenario | SCE | Res | BROs | Low Income - Single Family LI | Electric Energy (GWh/year) | Energy Efficiency | 35.7452 | 37.3275 | 38.5459 | 39.7066 | 40.8866 | 42.196 | 43.4402 | 44.6879 | 45.6776 | 47.0561 | 48.5904
2023 PG Study Reference Scenario | SCE | Res | BROs | Res - Multi Family | Electric Demand (MW) | Energy Efficiency | 5.9271 | 6.1563 | 6.3133 | 6.4542 | 6.5924 | 6.7461 | 6.8808 | 7.0083 | 7.0977 | 7.246 | 7.4086
2023 PG Study Reference Scenario | SCE | Res | BROs | Res - Multi Family | Electric Energy (GWh/year) | Energy Efficiency | 26.4461 | 27.55 | 28.3807 | 29.1642 | 29.9585 | 30.8444 | 31.6772 | 32.5085 | 33.2286 | 34.2328 | 35.3505
2023 PG Study Reference Scenario | SCE | Res | BROs | Res - Single Family | Electric Demand (MW) | Energy Efficiency | 21.4611 | 22.3356 | 22.9504 | 23.5096 | 24.0605 | 24.6694 | 25.2117 | 25.7295 | 26.0574 | 26.6002 | 27.1956
2023 PG Study Reference Scenario | SCE | Res | BROs | Res - Single Family | Electric Energy (GWh/year) | Energy Efficiency | 95.7623 | 99.9584 | 103.1767 | 106.2375 | 109.3476 | 112.8016 | 116.0776 | 119.3604 | 122.0039 | 125.6857 | 129.7838
2023 PG Study Reference Scenario | SCE | Res | BldgEnv | Res - Single Family | Electric Demand (MW) | Energy Efficiency | 0 | 0 | 0 | 0 | 0 | 0 | 0 | 0 | 0 | 0 | 0
2023 PG Study Reference Scenario | SCE | Res | BldgEnv | Res - Single Family | Electric Energy (GWh/year) | Energy Efficiency | 0.00053046 | 0.000722 | 0.00069677 | 0.00067771 | 0.00067353 | 0.00059241 | 0.00053718 | 0.0003127 | 0.0003688 | 0 | 0
2023 PG Study Reference Scenario | SCE | Res | BldgEnv | Res - Single Family | Gas Energy (MMTherm/year) | Energy Efficiency | 0.00020238 | 0.00027546 | 0.00026583 | 0.00025856 | 0.00025697 | 0.00022602 | 0.00020495 | 0.0001193 | 0.00014071 | 0 | 0
2023 PG Study Reference Scenario | SCE | Res | HVAC | Res - Multi Family | Electric Demand (MW) | Energy Efficiency | 0.36562 | 0.37075 | 0.37025 | 0.36643 | 0.3613 | 0.35379 | 0.34555 | 0.33364 | 0.33648 | 0.32995 | 0.3241
2023 PG Study Reference Scenario | SCE | Res | HVAC | Res - Multi Family | Electric Demand (MW) | Fuel Substitution | -0.0066386 | -0.0068823 | -0.0070575 | -0.0071796 | -0.0072578 | 0 | 0 | 0 | 0 | 0 | 0
2023 PG Study Reference Scenario | SCE | Res | HVAC | Res - Multi Family | Electric Energy (GWh/year) | Energy Efficiency | 0.47658 | 0.48327 | 0.48263 | 0.47765 | 0.47096 | 0.46117 | 0.45043 | 0.43491 | 0.43861 | 0.4301 | 0.42247
2023 PG Study Reference Scenario | SCE | Res | HVAC | Res - Multi Family | Electric Energy (GWh/year) | Fuel Substitution | -0.10304 | -0.11482 | -0.15495 | -0.15712 | -0.15827 | 0 | 0 | 0 | 0 | 0 | 0
2023 PG Study Reference Scenario | SCE | Res | HVAC | Res - Multi Family | Gas Energy (MMTherm/year) | Fuel Substitution | 0.018534 | 0.020454 | 0.027782 | 0.028169 | 0.028377 | 0 | 0 | 0 | 0 | 0 | 0
2023 PG Study Reference Scenario | SCE | Res | HVAC | Res - Single Family | Electric Demand (MW) | Energy Efficiency | 1.4613 | 1.4698 | 1.4407 | 1.4009 | 1.36 | 1.3103 | 1.2636 | 1.2044 | 1.0931 | 1.0505 | 1.0144
2023 PG Study Reference Scenario | SCE | Res | HVAC | Res - Single Family | Electric Demand (MW) | Fuel Substitution | -0.13076 | -0.13526 | -0.13856 | -0.14082 | -0.14218 | 0 | 0 | 0 | 0 | 0 | 0
2023 PG Study Reference Scenario | SCE | Res | HVAC | Res - Single Family | Electric Energy (GWh/year) | Energy Efficiency | 1.9478 | 1.964 | 1.9236 | 1.8704 | 1.8153 | 1.7467 | 1.683 | 1.5991 | 1.4292 | 1.3729 | 1.3246
2023 PG Study Reference Scenario | SCE | Res | HVAC | Res - Single Family | Electric Energy (GWh/year) | Fuel Substitution | -3.9298 | -4.0586 | -4.1525 | -4.2518 | -4.3615 | 0 | 0 | 0 | 0 | 0 | 0
2023 PG Study Reference Scenario | SCE | Res | HVAC | Res - Single Family | Gas Energy (MMTherm/year) | Fuel Substitution | 0.7364 | 0.76037 | 0.77809 | 0.79409 | 0.80882 | 0 | 0 | 0 | 0 | 0 | 0
2023 PG Study Reference Scenario | SCE | Res | Lighting | Res - Multi Family | Electric Demand (MW) | Energy Efficiency | 0.0037039 | 0.0037799 | 0.0038162 | 0.003833 | 0.0038475 | 0.0038253 | 0.0038004 | 0.0037063 | 0.0038372 | 0.0038046 | 0.0037656
2023 PG Study Reference Scenario | SCE | Res | Lighting | Res - Multi Family | Electric Energy (GWh/year) | Energy Efficiency | 0.024102 | 0.024597 | 0.024835 | 0.024946 | 0.025045 | 0.024876 | 0.024743 | 0.024139 | 0.025005 | 0.024801 | 0.024528
2023 PG Study Reference Scenario | SCE | Res | Lighting | Res - Multi Family | Gas Energy (MMTherm/year) | Energy Efficiency | -0.00021747 | -0.00022193 | -0.00022405 | -0.00022501 | -0.00022582 | -0.00022479 | -0.00022299 | -0.00021737 | -0.0002249 | -0.00022289 | -0.00022082
2023 PG Study Reference Scenario | SCE | Res | Lighting | Res - Single Family | Electric Demand (MW) | Energy Efficiency | 0.048597 | 0.050069 | 0.050092 | 0.049908 | 0.049639 | 0.046029 | 0.047797 | 0.046378 | 0.045945 | 0.045188 | 0.041678
2023 PG Study Reference Scenario | SCE | Res | Lighting | Res - Single Family | Electric Energy (GWh/year) | Energy Efficiency | 0.36735 | 0.37849 | 0.37864 | 0.37726 | 0.37528 | 0.33589 | 0.36032 | 0.3508 | 0.34769 | 0.34212 | 0.30419
2023 PG Study Reference Scenario | SCE | Res | Lighting | Res - Single Family | Gas Energy (MMTherm/year) | Energy Efficiency | -0.003613 | -0.003722 | -0.0037242 | -0.0037103 | -0.0036895 | -0.0036292 | -0.0035703 | -0.0034439 | -0.0034089 | -0.00335 | -0.0032853
2023 PG Study Reference Scenario | SCE | Res | WaterHeat | Res - Multi Family | Electric Demand (MW) | Energy Efficiency | 0.12998 | 0.1182 | 0.10198 | 0.083686 | 0.0014651 | 0.0014694 | 0.0014623 | 0.0012982 | 0.0017447 | 0.0017542 | 0.0017638
2023 PG Study Reference Scenario | SCE | Res | WaterHeat | Res - Multi Family | Electric Demand (MW) | Fuel Substitution | -0.0027054 | -0.0027928 | -0.0028468 | -0.0028835 | -0.0029192 | 0 | 0 | 0 | 0 | 0 | 0
2023 PG Study Reference Scenario | SCE | Res | WaterHeat | Res - Multi Family | Electric Energy (GWh/year) | Energy Efficiency | 0.64134 | 0.58323 | 0.5032 | 0.41292 | 0.007217 | 0.0072377 | 0.0072028 | 0.0063949 | 0.0085939 | 0.0086409 | 0.0086883
2023 PG Study Reference Scenario | SCE | Res | WaterHeat | Res - Multi Family | Electric Energy (GWh/year) | Fuel Substitution | -0.34659 | -0.36926 | -0.3863 | -0.39968 | -0.41223 | 0 | 0 | 0 | 0 | 0 | 0
2023 PG Study Reference Scenario | SCE | Res | WaterHeat | Res - Multi Family | Gas Energy (MMTherm/year) | Fuel Substitution | 0.21074 | 0.22544 | 0.23646 | 0.24506 | 0.25302 | 0 | 0 | 0 | 0 | 0 | 0
2023 PG Study Reference Scenario | SCE | Res | WaterHeat | Res - Single Family | Electric Demand (MW) | Energy Efficiency | 0.68293 | 0.6418 | 0.5928 | 0.54841 | 0.44749 | 0.41412 | 0.38525 | 0.35352 | 0.012339 | 0.00018109 | 0.00016841
2023 PG Study Reference Scenario | SCE | Res | WaterHeat | Res - Single Family | Electric Demand (MW) | Fuel Substitution | -0.020051 | -0.019751 | -0.019976 | -0.020095 | -0.020198 | 0.023732 | 0.030465 | 0.039824 | 0 | 0 | 0
2023 PG Study Reference Scenario | SCE | Res | WaterHeat | Res - Single Family | Electric Energy (GWh/year) | Energy Efficiency | 3.4533 | 3.246 | 2.9982 | 2.7739 | 2.3023 | 2.1306 | 1.982 | 1.8187 | 0.063571 | 0.0008932 | 0.00083064
2023 PG Study Reference Scenario | SCE | Res | WaterHeat | Res - Single Family | Electric Energy (GWh/year) | Fuel Substitution | -0.36609 | -0.36593 | -0.37008 | -0.37221 | -0.3744 | 0.12216 | 0.15681 | 0.205 | 0 | 0 | 0
2023 PG Study Reference Scenario | SCE | Res | WaterHeat | Res - Single Family | Gas Energy (MMTherm/year) | Fuel Substitution | 0.035055 | 0.035238 | 0.03564 | 0.035845 | 0.036067 | 0 | 0 | 0 | 0 | 0 | 0
2023 PG Study Reference Scenario | SCE | Res | WholeBlg | Res - Single Family | Electric Demand (MW) | Energy Efficiency | 1.5001 | 1.7431 | 1.953 | 2.1711 | 2.4328 | 2.6142 | 2.7821 | 2.6711 | 2.7704 | 2.9003 | 3.0195
2023 PG Study Reference Scenario | SCE | Res | WholeBlg | Res - Single Family | Electric Energy (GWh/year) | Energy Efficiency | 5.8299 | 6.7746 | 7.5905 | 8.4382 | 9.4552 | 10.1605 | 10.8129 | 10.3819 | 10.7676 | 11.2727 | 11.7359
2023 PG Study Reference Scenario | SCE | Res | WholeBlg | Res - Single Family | Gas Energy (MMTherm/year) | Energy Efficiency | 0.36509 | 0.42429 | 0.47547 | 0.52859 | 0.59228 | 0.63645 | 0.67733 | 0.65036 | 0.67453 | 0.70615 | 0.73514
2023 PG Study Reference Scenario | SCG | Ag | HVAC | Ag - Irrigated Agriculture, vineyards, forestry and greenhouses | Gas Energy (MMTherm/year) | Energy Efficiency | 0.092309 | 0.091998 | 0.089641 | 0.085441 | 0.079599 | 0.072598 | 0.064864 | 0.056894 | 0.049072 | 0.041701 | 0.034982
2023 PG Study Reference Scenario | SCG | Ag | ProcHeat | Ag - Dairies, fishing, hunting | Gas Energy (MMTherm/year) | Energy Efficiency | 1.9049e-05 | 3.0612e-06 | 4.9086e-07 | 7.8828e-08 | 1.2575e-08 | 2.0078e-09 | 3.193e-10 | 5.1193e-11 | 8.2755e-12 | 1.3487e-12 | 2.216e-13
2023 PG Study Reference Scenario | SCG | Ag | ProcHeat | Ag - Irrigated Agriculture, vineyards, forestry and greenhouses | Gas Energy (MMTherm/year) | Energy Efficiency | 0.032536 | 0.032406 | 0.031377 | 0.032675 | 0.031487 | 0.031169 | 0.029319 | 0.02819 | 0.026978 | 0.025703 | 0.024385
2023 PG Study Reference Scenario | SCG | Ag | WholeBlg | Ag - Dairies, fishing, hunting | Gas Energy (MMTherm/year) | Energy Efficiency | 0.052598 | 0.051546 | 0.050541 | 0.049599 | 0.048744 | 0.048021 | 0.047031 | 0.046061 | 0.045112 | 0.044182 | 0.043272
2023 PG Study Reference Scenario | SCG | Ag | WholeBlg | Ag - Irrigated Agriculture, vineyards, forestry and greenhouses | Gas Energy (MMTherm/year) | Energy Efficiency | 0.22502 | 0.22029 | 0.21566 | 0.21114 | 0.2067 | 0.20236 | 0.19811 | 0.19395 | 0.18988 | 0.18589 | 0.18199
2023 PG Study Reference Scenario | SCG | Ag | WholeBlg | Ag - Water pumping | Gas Energy (MMTherm/year) | Energy Efficiency | 0.073902 | 0.07235 | 0.070831 | 0.069343 | 0.067887 | 0.066462 | 0.065066 | 0.0637 | 0.062362 | 0.061052 | 0.05977
2023 PG Study Reference Scenario | SCG | Com | AppPlug | Com - Health | Electric Energy (GWh/year) | Energy Efficiency | 0.077466 | 0.090462 | 0.10542 | 0.10765 | 0.10976 | 0.57643 | 0.60301 | 0.62034 | 0.63059 | 0.63046 | 0.62153
2023 PG Study Reference Scenario | SCG | Com | AppPlug | Com - Health | Gas Energy (MMTherm/year) | Energy Efficiency | 0.18127 | 0.21168 | 0.24667 | 0.2519 | 0.25683 | 1.3488 | 1.4111 | 1.4516 | 1.4756 | 1.4753 | 1.4544
2023 PG Study Reference Scenario | SCG | Com | AppPlug | Com - Lodging | Electric Energy (GWh/year) | Energy Efficiency | 0.13938 | 0.15791 | 0.17774 | 0.19065 | 0.19064 | 0.44174 | 0.4474 | 0.44948 | 0.44764 | 0.44126 | 0.43104
2023 PG Study Reference Scenario | SCG | Com | AppPlug | Com - Lodging | Gas Energy (MMTherm/year) | Energy Efficiency | 0.32965 | 0.37308 | 0.41953 | 0.44977 | 0.44979 | 1.0374 | 1.0506 | 1.0564 | 1.0513 | 1.0363 | 1.0123
2023 PG Study Reference Scenario | SCG | Com | AppPlug | Com - Other | Gas Energy (MMTherm/year) | Energy Efficiency | 0.0050979 | 0.0052544 | 0.0053969 | 0.0055128 | 0.005606 | 0.0056952 | 0.0058003 | 0.018674 | 0.016037 | 0.013572 | 0.011362
2023 PG Study Reference Scenario | SCG | Com | BROs | Com - College | Gas Energy (MMTherm/year) | Energy Efficiency | 0.055008 | 0.05908 | 0.063648 | 0.068689 | 0.07445 | 0.080986 | 0.088327 | 0.096384 | 0.10541 | 0.11534 | 0.1925
2023 PG Study Reference Scenario | SCG | Com | BROs | Com - Grocery | Gas Energy (MMTherm/year) | Energy Efficiency | 0.029407 | 0.031853 | 0.03461 | 0.037593 | 0.041005 | 0.044732 | 0.048872 | 0.053409 | 0.058478 | 0.063853 | 0.095104
2023 PG Study Reference Scenario | SCG | Com | BROs | Com - Health | Gas Energy (MMTherm/year) | Energy Efficiency | 0.09197 | 0.10124 | 0.11171 | 0.12335 | 0.13662 | 0.15147 | 0.16821 | 0.18689 | 0.20794 | 0.23114 | 0.41385
2023 PG Study Reference Scenario | SCG | Com | BROs | Com - Lodging | Gas Energy (MMTherm/year) | Energy Efficiency | 0.092854 | 0.10326 | 0.11495 | 0.12799 | 0.14292 | 0.15956 | 0.17831 | 0.19915 | 0.22263 | 0.24828 | 0.39755
2023 PG Study Reference Scenario | SCG | Com | BROs | Com - Office (Large) | Gas Energy (MMTherm/year) | Energy Efficiency | 0.16683 | 0.18031 | 0.19549 | 0.21209 | 0.23104 | 0.25235 | 0.27631 | 0.30273 | 0.33233 | 0.3654 | 0.63128
2023 PG Study Reference Scenario | SCG | Com | BROs | Com - Office (Small) | Gas Energy (MMTherm/year) | Energy Efficiency | 0.016878 | 0.018217 | 0.019712 | 0.021318 | 0.023172 | 0.025148 | 0.027324 | 0.029665 | 0.032263 | 0.034956 | 0.03955
2023 PG Study Reference Scenario | SCG | Com | BROs | Com - Other | Gas Energy (MMTherm/year) | Energy Efficiency | 0.0095863 | 0.01086 | 0.012305 | 0.013944 | 0.015802 | 0.017909 | 0.0203 | 0.023012 | 0.026086 | 0.029571 | 0.060972
2023 PG Study Reference Scenario | SCG | Com | BROs | Com - Refrig. Warehouse | Gas Energy (MMTherm/year) | Energy Efficiency | 0.00086473 | 0.00098069 | 0.0011119 | 0.0012602 | 0.0014281 | 0.0016183 | 0.0018339 | 0.0020782 | 0.0023552 | 0.0026693 | 0.0055027
2023 PG Study Reference Scenario | SCG | Com | BROs | Com - Restaurant | Gas Energy (MMTherm/year) | Energy Efficiency | 0.1138 | 0.12708 | 0.14192 | 0.1585 | 0.17765 | 0.19853 | 0.22195 | 0.24778 | 0.27683 | 0.30734 | 0.39304
2023 PG Study Reference Scenario | SCG | Com | BROs | Com - Retail | Gas Energy (MMTherm/year) | Energy Efficiency | 0.020877 | 0.022542 | 0.024405 | 0.026404 | 0.028713 | 0.03118 | 0.0339 | 0.036833 | 0.040092 | 0.043406 | 0.04959
2023 PG Study Reference Scenario | SCG | Com | BROs | Com - School | Gas Energy (MMTherm/year) | Energy Efficiency | 0.061275 | 0.06542 | 0.070043 | 0.07504 | 0.080775 | 0.087114 | 0.094111 | 0.10166 | 0.11004 | 0.11897 | 0.16421
2023 PG Study Reference Scenario | SCG | Com | BROs | Com - Warehouse | Gas Energy (MMTherm/year) | Energy Efficiency | 0.1457 | 0.16159 | 0.17922 | 0.1988 | 0.22148 | 0.24586 | 0.27306 | 0.30279 | 0.33605 | 0.37019 | 0.40958
2023 PG Study Reference Scenario | SCG | Com | BldgEnv | Com - College | Electric Demand (MW) | Energy Efficiency | 0.00077111 | 0.00076884 | 0.00075809 | 0.00073839 | 0.00070785 | 0.00067095 | 0.00062619 | 0.00057292 | 0.00051344 | 0.00044811 | 0.00038556
2023 PG Study Reference Scenario | SCG | Com | BldgEnv | Com - College | Electric Energy (GWh/year) | Energy Efficiency | 0.0002634 | 0.00026262 | 0.00025894 | 0.00025221 | 0.00024177 | 0.00022916 | 0.00021386 | 0.00019566 | 0.00017534 | 0.00015302 | 0.00013112
2023 PG Study Reference Scenario | SCG | Com | BldgEnv | Com - College | Gas Energy (MMTherm/year) | Energy Efficiency | 0.00065389 | 0.00064947 | 0.00063583 | 0.00061306 | 0.00058092 | 0.00054121 | 0.00049398 | 0.00043964 | 0.0003796 | 0.00031456 | 0.00024688
2023 PG Study Reference Scenario | SCG | Com | BldgEnv | Com - Grocery | Electric Demand (MW) | Energy Efficiency | 0.001349 | 0.0013902 | 0.0014196 | 0.0014375 | 0.0014445 | 0.0014406 | 0.0014232 | 0.001416 | 0.0013569 | 0.0013064 | 0.0012761
2023 PG Study Reference Scenario | SCG | Com | BldgEnv | Com - Grocery | Electric Energy (GWh/year) | Energy Efficiency | 0.00046076 | 0.00047486 | 0.0004849 | 0.00049102 | 0.00049342 | 0.00049208 | 0.0004861 | 0.00048192 | 0.00046348 | 0.0004462 | 0.00043333
2023 PG Study Reference Scenario | SCG | Com | BldgEnv | Com - Grocery | Gas Energy (MMTherm/year) | Energy Efficiency | 0.00093077 | 0.00096313 | 0.00098605 | 0.00099948 | 0.0010035 | 0.00099798 | 0.00098254 | 0.00096099 | 0.00092477 | 0.00088255 | 0.00083652
2023 PG Study Reference Scenario | SCG | Com | BldgEnv | Com - Health | Electric Demand (MW) | Energy Efficiency | 0.00066858 | 0.00087455 | 0.00092378 | 0.00096821 | 0.0010151 | 0.0010582 | 0.0011037 | 0.0011424 | 0.0011742 | 0.0012001 | 0.0012242
2023 PG Study Reference Scenario | SCG | Com | BldgEnv | Com - Health | Electric Energy (GWh/year) | Energy Efficiency | 0.00031901 | 0.00041777 | 0.00044123 | 0.0004624 | 0.00048473 | 0.00050529 | 0.00052696 | 0.00054541 | 0.00056052 | 0.00057283 | 0.00058427
2023 PG Study Reference Scenario | SCG | Com | BldgEnv | Com - Health | Gas Energy (MMTherm/year) | Energy Efficiency | 0.00029589 | 0.00043645 | 0.00046886 | 0.00049973 | 0.00053068 | 0.00056016 | 0.00058953 | 0.00061651 | 0.00064176 | 0.00066467 | 0.00068587
2023 PG Study Reference Scenario | SCG | Com | BldgEnv | Com - Lodging | Electric Demand (MW) | Energy Efficiency | 2.7238e-05 | 2.8239e-05 | 2.9268e-05 | 3.0294e-05 | 3.1358e-05 | 3.2445e-05 | 3.3536e-05 | 3.4641e-05 | 6.3126e-06 | 6.5318e-06 | 3.4505e-05
2023 PG Study Reference Scenario | SCG | Com | BldgEnv | Com - Lodging | Electric Energy (GWh/year) | Energy Efficiency | 1.7578e-05 | 1.8224e-05 | 1.8887e-05 | 1.9548e-05 | 2.0234e-05 | 2.0935e-05 | 2.1638e-05 | 2.235e-05 | 3.8319e-06 | 3.9688e-06 | 2.2241e-05
2023 PG Study Reference Scenario | SCG | Com | BldgEnv | Com - Lodging | Gas Energy (MMTherm/year) | Energy Efficiency | 9.6163e-06 | 9.9561e-06 | 1.0302e-05 | 1.0649e-05 | 1.1005e-05 | 1.1367e-05 | 1.1734e-05 | 1.2105e-05 | 1.5311e-06 | 1.5759e-06 | 1.1939e-05
2023 PG Study Reference Scenario | SCG | Com | BldgEnv | Com - Office (Large) | Electric Demand (MW) | Energy Efficiency | 0.0013299 | 0.0013126 | 0.0012906 | 0.0012665 | 0.0012409 | 0.0013992 | 0.00085884 | 0.00071735 | 0.000743 | 0.00076421 | 0.00079191
2023 PG Study Reference Scenario | SCG | Com | BldgEnv | Com - Office (Large) | Electric Energy (GWh/year) | Energy Efficiency | 0.00045373 | 0.00044781 | 0.00044032 | 0.00043211 | 0.00042335 | 0.00047695 | 0.00029309 | 0.00024473 | 0.00025348 | 0.00026071 | 0.00027017
2023 PG Study Reference Scenario | SCG | Com | BldgEnv | Com - Office (Large) | Gas Energy (MMTherm/year) | Energy Efficiency | 0.00017511 | 0.00017287 | 0.00017002 | 0.00016684 | 0.00016327 | 0.00023097 | 0.00010475 | 9.5456e-05 | 9.884e-05 | 0.00010164 | 0.00010536
2023 PG Study Reference Scenario | SCG | Com | BldgEnv | Com - Office (Small) | Electric Demand (MW) | Energy Efficiency | 0.0002504 | 0.00025454 | 0.00025855 | 0.00026284 | 0.00026726 | 0.00027199 | 0.00027639 | 0.00028085 | 0.00028483 | 0.00028845 | 0.00065788
2023 PG Study Reference Scenario | SCG | Com | BldgEnv | Com - Office (Small) | Electric Energy (GWh/year) | Energy Efficiency | 8.5432e-05 | 8.6843e-05 | 8.821e-05 | 8.9675e-05 | 9.1182e-05 | 9.2794e-05 | 9.4297e-05 | 9.5818e-05 | 9.7177e-05 | 9.8411e-05 | 0.00022301
2023 PG Study Reference Scenario | SCG | Com | BldgEnv | Com - Office (Small) | Gas Energy (MMTherm/year) | Energy Efficiency | 3.2804e-05 | 3.3372e-05 | 3.3924e-05 | 3.4512e-05 | 3.5117e-05 | 3.5763e-05 | 3.6366e-05 | 3.6976e-05 | 3.7505e-05 | 3.7986e-05 | 0.00016583
2023 PG Study Reference Scenario | SCG | Com | BldgEnv | Com - Other | Electric Demand (MW) | Energy Efficiency | 0.0023801 | 0.002422 | 0.0024393 | 0.0024312 | 0.0023983 | 0.0023424 | 0.0022967 | 0.0021953 | 0.0020417 | 0.0019016 | 0.0017812
2023 PG Study Reference Scenario | SCG | Com | BldgEnv | Com - Other | Electric Energy (GWh/year) | Energy Efficiency | 0.00081337 | 0.00082769 | 0.00083359 | 0.00083083 | 0.00081958 | 0.00080045 | 0.00078216 | 0.00074763 | 0.00069765 | 0.00064976 | 0.00060564
2023 PG Study Reference Scenario | SCG | Com | BldgEnv | Com - Other | Gas Energy (MMTherm/year) | Energy Efficiency | 0.001667 | 0.0016951 | 0.001703 | 0.0016904 | 0.0016578 | 0.0016061 | 0.0015411 | 0.0014535 | 0.0013449 | 0.0012265 | 0.0011005
2023 PG Study Reference Scenario | SCG | Com | BldgEnv | Com - Refrig. Warehouse | Electric Demand (MW) | Energy Efficiency | 2.8703e-05 | 3.0362e-05 | 3.1726e-05 | 3.2983e-05 | 3.4543e-05 | 3.6197e-05 | 3.8017e-05 | 3.9623e-05 | 4.1431e-05 | 4.3243e-05 | 8.8024e-05
2023 PG Study Reference Scenario | SCG | Com | BldgEnv | Com - Refrig. Warehouse | Electric Energy (GWh/year) | Energy Efficiency | 9.9995e-06 | 1.0581e-05 | 1.1061e-05 | 1.1504e-05 | 1.2052e-05 | 1.2631e-05 | 1.3267e-05 | 1.3829e-05 | 1.446e-05 | 1.5092e-05 | 3.0405e-05
2023 PG Study Reference Scenario | SCG | Com | BldgEnv | Com - Refrig. Warehouse | Gas Energy (MMTherm/year) | Energy Efficiency | 6.176e-06 | 6.5451e-06 | 6.8556e-06 | 7.1439e-06 | 7.4908e-06 | 7.8556e-06 | 8.253e-06 | 8.6084e-06 | 9.004e-06 | 9.4004e-06 | 2.5271e-05
2023 PG Study Reference Scenario | SCG | Com | BldgEnv | Com - Restaurant | Electric Demand (MW) | Energy Efficiency | 0.00019187 | 0.00020607 | 0.00022043 | 0.00023473 | 0.00024991 | 0.00026333 | 0.0002756 | 0.00028866 | 0.00030124 | 0.00031284 | 0.00032466
2023 PG Study Reference Scenario | SCG | Com | BldgEnv | Com - Restaurant | Electric Energy (GWh/year) | Energy Efficiency | 6.5537e-05 | 7.0388e-05 | 7.5293e-05 | 8.0178e-05 | 8.5361e-05 | 8.9946e-05 | 9.4141e-05 | 9.86e-05 | 0.0001029 | 0.00010686 | 0.0001109
2023 PG Study Reference Scenario | SCG | Com | BldgEnv | Com - Restaurant | Gas Energy (MMTherm/year) | Energy Efficiency | 5.2421e-05 | 5.6284e-05 | 6.0188e-05 | 6.4084e-05 | 6.8228e-05 | 7.1898e-05 | 7.5258e-05 | 7.8832e-05 | 8.2275e-05 | 8.5448e-05 | 8.8684e-05
2023 PG Study Reference Scenario | SCG | Com | BldgEnv | Com - Retail | Electric Demand (MW) | Energy Efficiency | 0.016091 | 0.016846 | 0.017473 | 0.017965 | 0.018329 | 0.018554 | 0.018632 | 0.01857 | 0.004901 | 0.0047783 | 0.0047434
2023 PG Study Reference Scenario | SCG | Com | BldgEnv | Com - Retail | Electric Energy (GWh/year) | Energy Efficiency | 0.005491 | 0.0057485 | 0.0059626 | 0.0061308 | 0.0062549 | 0.0063318 | 0.0063583 | 0.0063374 | 0.0016743 | 0.0016324 | 0.001611
2023 PG Study Reference Scenario | SCG | Com | BldgEnv | Com - Retail | Gas Energy (MMTherm/year) | Energy Efficiency | 0.0072914 | 0.0076358 | 0.007922 | 0.0081461 | 0.0083109 | 0.0084119 | 0.0084455 | 0.0084149 | 0.0062238 | 0.0060587 | 0.0058744
2023 PG Study Reference Scenario | SCG | Com | BldgEnv | Com - School | Electric Demand (MW) | Energy Efficiency | 0.0002361 | 0.000181 | 0.00019311 | 0.00020491 | 0.00021318 | 0.00022477 | 0.00023424 | 0.00024373 | 0.00025371 | 0.00026468 | 0.00027455
2023 PG Study Reference Scenario | SCG | Com | BldgEnv | Com - School | Electric Energy (GWh/year) | Energy Efficiency | 8.0581e-05 | 6.1749e-05 | 6.588e-05 | 6.9906e-05 | 7.2728e-05 | 7.6683e-05 | 7.9913e-05 | 8.315e-05 | 8.6556e-05 | 9.0298e-05 | 9.3664e-05
2023 PG Study Reference Scenario | SCG | Com | BldgEnv | Com - School | Gas Energy (MMTherm/year) | Energy Efficiency | 2.7748e-05 | 2.4028e-05 | 2.5644e-05 | 2.722e-05 | 2.8326e-05 | 2.9873e-05 | 3.1138e-05 | 3.2406e-05 | 3.3738e-05 | 3.5203e-05 | 3.653e-05
2023 PG Study Reference Scenario | SCG | Com | BldgEnv | Com - Warehouse | Electric Demand (MW) | Energy Efficiency | 0.0020538 | 0.0020873 | 0.0020986 | 0.002092 | 0.0020669 | 0.0020287 | 0.0019723 | 0.001902 | 0.00078211 | 0.00078662 | 0.0015099
2023 PG Study Reference Scenario | SCG | Com | BldgEnv | Com - Warehouse | Electric Energy (GWh/year) | Energy Efficiency | 0.0013197 | 0.0013413 | 0.0013488 | 0.0013448 | 0.0013297 | 0.0013057 | 0.0012699 | 0.0012254 | 0.00049536 | 0.00050021 | 0.00097479
2023 PG Study Reference Scenario | SCG | Com | BldgEnv | Com - Warehouse | Gas Energy (MMTherm/year) | Energy Efficiency | 0.0010343 | 0.0010453 | 0.0010443 | 0.0010324 | 0.0010081 | 0.00097606 | 0.00093399 | 0.00088341 | 0.00020217 | 0.0001995 | 0.0006298
2023 PG Study Reference Scenario | SCG | Com | FoodServ | Com - College | Electric Demand (MW) | Energy Efficiency | 0.000324 | 0.00033156 | 0.00033892 | 0.00034526 | 0.00034846 | 0.00035248 | 0.00035536 | 0.000356 | 0.00035597 | 0.0013796 | 0.0019116
2023 PG Study Reference Scenario | SCG | Com | FoodServ | Com - College | Electric Energy (GWh/year) | Energy Efficiency | 0.0018882 | 0.0019331 | 0.0019769 | 0.0020146 | 0.0020341 | 0.0020583 | 0.0020757 | 0.0020801 | 0.0020805 | 0.0069702 | 0.0095107
2023 PG Study Reference Scenario | SCG | Com | FoodServ | Com - College | Gas Energy (MMTherm/year) | Energy Efficiency | 0.013691 | 0.014233 | 0.01477 | 0.015266 | 0.01563 | 0.016024 | 0.016365 | 0.016601 | 0.016798 | 0.017134 | 0.01731
2023 PG Study Reference Scenario | SCG | Com | FoodServ | Com - Grocery | Electric Demand (MW) | Energy Efficiency | 0.0021042 | 0.0021674 | 0.0022166 | 0.0022563 | 0.0022907 | 0.0023205 | 0.0023363 | 0.0023519 | 0.0023629 | 0.009926 | 0.012814
2023 PG Study Reference Scenario | SCG | Com | FoodServ | Com - Grocery | Electric Energy (GWh/year) | Energy Efficiency | 0.012269 | 0.012642 | 0.012935 | 0.013171 | 0.013377 | 0.013556 | 0.013652 | 0.013747 | 0.013815 | 0.049955 | 0.063756
2023 PG Study Reference Scenario | SCG | Com | FoodServ | Com - Grocery | Gas Energy (MMTherm/year) | Energy Efficiency | 0.12883 | 0.13631 | 0.1431 | 0.14936 | 0.15529 | 0.1609 | 0.16559 | 0.17013 | 0.17423 | 0.17917 | 0.18291
2023 PG Study Reference Scenario | SCG | Com | FoodServ | Com - Health | Electric Demand (MW) | Energy Efficiency | 0.00047125 | 0.00048796 | 0.00050359 | 0.00051249 | 0.00052264 | 0.0005293 | 0.00053812 | 0.00054176 | 0.00054415 | 0.0029804 | 0.0038226
2023 PG Study Reference Scenario | SCG | Com | FoodServ | Com - Health | Electric Energy (GWh/year) | Energy Efficiency | 0.002765 | 0.0028646 | 0.0029579 | 0.0030118 | 0.0030729 | 0.0031135 | 0.0031666 | 0.0031893 | 0.0032045 | 0.014843 | 0.018863
2023 PG Study Reference Scenario | SCG | Com | FoodServ | Com - Health | Gas Energy (MMTherm/year) | Energy Efficiency | 0.03852 | 0.040722 | 0.042864 | 0.044498 | 0.046222 | 0.047659 | 0.049254 | 0.050399 | 0.0514 | 0.0525 | 0.053033
2023 PG Study Reference Scenario | SCG | Com | FoodServ | Com - Lodging | Electric Demand (MW) | Energy Efficiency | 0.0011625 | 0.0011957 | 0.0012254 | 0.0012469 | 0.0012669 | 0.0012836 | 0.0012949 | 0.0013029 | 0.0013083 | 0.0049856 | 0.0074011
2023 PG Study Reference Scenario | SCG | Com | FoodServ | Com - Lodging | Electric Energy (GWh/year) | Energy Efficiency | 0.0066665 | 0.0068572 | 0.007028 | 0.0071523 | 0.0072673 | 0.0073638 | 0.0074289 | 0.0074751 | 0.0075067 | 0.025077 | 0.03662
2023 PG Study Reference Scenario | SCG | Com | FoodServ | Com - Lodging | Gas Energy (MMTherm/year) | Energy Efficiency | 0.038931 | 0.041116 | 0.043217 | 0.045071 | 0.046872 | 0.048558 | 0.05004 | 0.051375 | 0.052579 | 0.054366 | 0.055784
2023 PG Study Reference Scenario | SCG | Com | FoodServ | Com - Other | Electric Demand (MW) | Energy Efficiency | 0.0086538 | 0.0089292 | 0.0091627 | 0.0093528 | 0.0095046 | 0.0096307 | 0.0097442 | 0.00982 | 0.0098551 | 0.045321 | 0.062903
2023 PG Study Reference Scenario | SCG | Com | FoodServ | Com - Other | Electric Energy (GWh/year) | Energy Efficiency | 0.050167 | 0.051779 | 0.053149 | 0.054267 | 0.055163 | 0.055908 | 0.05658 | 0.057032 | 0.057247 | 0.22673 | 0.31077
2023 PG Study Reference Scenario | SCG | Com | FoodServ | Com - Other | Gas Energy (MMTherm/year) | Energy Efficiency | 0.10808 | 0.11349 | 0.11846 | 0.12292 | 0.1269 | 0.13054 | 0.13396 | 0.13684 | 0.13911 | 0.14844 | 0.15366
2023 PG Study Reference Scenario | SCG | Com | FoodServ | Com - Restaurant | Electric Demand (MW) | Energy Efficiency | 0.029726 | 0.030661 | 0.031461 | 0.03213 | 0.03273 | 0.033144 | 0.033422 | 0.033667 | 0.033837 | 0.10145 | 0.1443
2023 PG Study Reference Scenario | SCG | Com | FoodServ | Com - Restaurant | Electric Energy (GWh/year) | Energy Efficiency | 0.17111 | 0.17652 | 0.18115 | 0.18503 | 0.18851 | 0.19093 | 0.19255 | 0.19398 | 0.19498 | 0.5181 | 0.7229
2023 PG Study Reference Scenario | SCG | Com | FoodServ | Com - Restaurant | Gas Energy (MMTherm/year) | Energy Efficiency | 0.56199 | 0.59568 | 0.62745 | 0.65714 | 0.68562 | 0.71057 | 0.73261 | 0.75352 | 0.77231 | 0.80233 | 0.82559
2023 PG Study Reference Scenario | SCG | Com | FoodServ | Com - School | Electric Demand (MW) | Energy Efficiency | 0.000763 | 0.00078353 | 0.00080132 | 0.00081531 | 0.00082192 | 0.00083023 | 0.0008339 | 0.00083593 | 0.0008372 | 0.008806 | 0.012835
2023 PG Study Reference Scenario | SCG | Com | FoodServ | Com - School | Electric Energy (GWh/year) | Energy Efficiency | 0.0045014 | 0.0046257 | 0.0047339 | 0.0048197 | 0.0048618 | 0.0049137 | 0.0049381 | 0.0049524 | 0.0049621 | 0.043036 | 0.062286
2023 PG Study Reference Scenario | SCG | Com | FoodServ | Com - School | Gas Energy (MMTherm/year) | Energy Efficiency | 0.026993 | 0.028142 | 0.029205 | 0.030137 | 0.030806 | 0.031525 | 0.032067 | 0.032532 | 0.032949 | 0.03496 | 0.036051
2023 PG Study Reference Scenario | SCG | Com | HVAC | Com - College | Electric Demand (MW) | Energy Efficiency | 0.068211 | 0.067963 | 0.068494 | 0.069151 | 0.068583 | 0.065526 | 0.065954 | 0.065523 | 0.065078 | 0.064179 | 0.063517
2023 PG Study Reference Scenario | SCG | Com | HVAC | Com - College | Electric Energy (GWh/year) | Energy Efficiency | 0.094161 | 0.093907 | 0.094526 | 0.09523 | 0.094355 | 0.076729 | 0.077229 | 0.076724 | 0.076203 | 0.075148 | 0.074372
2023 PG Study Reference Scenario | SCG | Com | HVAC | Com - College | Gas Energy (MMTherm/year) | Energy Efficiency | 0.015466 | 0.015479 | 0.015513 | 0.015508 | 0.015308 | 0.0043165 | 0.0043447 | 0.0043163 | 0.004287 | 0.0042277 | 0.004184
2023 PG Study Reference Scenario | SCG | Com | HVAC | Com - Grocery | Gas Energy (MMTherm/year) | Energy Efficiency | 0.0054189 | 0.0055829 | 0.0056977 | 0.0057996 | 0.0059248 | 0.0060681 | 0.0061188 | 0.0063378 | 0.0063059 | 0.0063342 | 0.0063861
2023 PG Study Reference Scenario | SCG | Com | HVAC | Com - Health | Electric Demand (MW) | Energy Efficiency | 0.0033628 | 0.0034089 | 0.0034391 | 0.0060022 | 0.0048066 | 0.00013949 | 0 | 0 | 0 | 0 | 0
2023 PG Study Reference Scenario | SCG | Com | HVAC | Com - Health | Electric Energy (GWh/year) | Energy Efficiency | 0.016868 | 0.017099 | 0.01725 | 0.019235 | 0.018196 | 0.00011359 | 0 | 0 | 0 | 0 | 0
2023 PG Study Reference Scenario | SCG | Com | HVAC | Com - Health | Gas Energy (MMTherm/year) | Energy Efficiency | 0.12085 | 0.14191 | 0.14442 | 0.14464 | 0.14348 | 0.13021 | 0.12655 | 0.121 | 0.11433 | 0.10642 | 0.097976
2023 PG Study Reference Scenario | SCG | Com | HVAC | Com - Lodging | Electric Demand (MW) | Energy Efficiency | 0.0016064 | 0.0016195 | 0.0016233 | 0.0016131 | 0.0016003 | 0 | 0 | 0 | 0 | 0 | 0
2023 PG Study Reference Scenario | SCG | Com | HVAC | Com - Lodging | Electric Energy (GWh/year) | Energy Efficiency | 0.0080576 | 0.0081231 | 0.0081424 | 0.008091 | 0.0080268 | 0 | 0 | 0 | 0 | 0 | 0
2023 PG Study Reference Scenario | SCG | Com | HVAC | Com - Lodging | Gas Energy (MMTherm/year) | Energy Efficiency | 0.063676 | 0.062075 | 0.059591 | 0.056163 | 0.052213 | 0.04309 | 0.042543 | 0.037232 | 0.015921 | 0.015793 | 0.015688
2023 PG Study Reference Scenario | SCG | Com | HVAC | Com - Office (Large) | Electric Demand (MW) | Energy Efficiency | 0.020374 | 0.020488 | 0.020407 | 0.02023 | 0.020065 | 0 | 0 | 0 | 0 | 0 | 0
2023 PG Study Reference Scenario | SCG | Com | HVAC | Com - Office (Large) | Electric Energy (GWh/year) | Energy Efficiency | 0.10219 | 0.10276 | 0.10236 | 0.10147 | 0.10064 | 0 | 0 | 0 | 0 | 0 | 0
2023 PG Study Reference Scenario | SCG | Com | HVAC | Com - Office (Large) | Gas Energy (MMTherm/year) | Energy Efficiency | 0.061523 | 0.061867 | 0.061624 | 0.061089 | 0.060638 | 5.034e-05 | 5.0705e-05 | 5.1069e-05 | 5.0879e-05 | 5.0332e-05 | 5.0242e-05
2023 PG Study Reference Scenario | SCG | Com | HVAC | Com - Office (Small) | Electric Demand (MW) | Energy Efficiency | 0.044748 | 0.045152 | 0.045301 | 0.045369 | 0.045352 | 0.035183 | 0.035187 | 0.035179 | 0.035132 | 0.034997 | 0.034904
2023 PG Study Reference Scenario | SCG | Com | HVAC | Com - Office (Small) | Electric Energy (GWh/year) | Energy Efficiency | 0.10096 | 0.10183 | 0.10203 | 0.1019 | 0.10149 | 0.050101 | 0.050107 | 0.050095 | 0.050028 | 0.049836 | 0.049703
2023 PG Study Reference Scenario | SCG | Com | HVAC | Com - Office (Small) | Gas Energy (MMTherm/year) | Energy Efficiency | 0.033284 | 0.033554 | 0.033551 | 0.033371 | 0.033053 | 0.0020285 | 0.0020287 | 0.0020283 | 0.0020256 | 0.0020177 | 0.0020123
2023 PG Study Reference Scenario | SCG | Com | HVAC | Com - Other | Electric Demand (MW) | Energy Efficiency | 0.96111 | 0.97555 | 0.9885 | 0.99805 | 1.0051 | 1.013 | 1.025 | 1.0308 | 1.0286 | 1.0271 | 1.0267
2023 PG Study Reference Scenario | SCG | Com | HVAC | Com - Other | Electric Energy (GWh/year) | Energy Efficiency | 1.3357 | 1.3557 | 1.3737 | 1.387 | 1.3968 | 1.4078 | 1.4244 | 1.4325 | 1.4295 | 1.4274 | 1.4268
2023 PG Study Reference Scenario | SCG | Com | HVAC | Com - Other | Gas Energy (MMTherm/year) | Energy Efficiency | 0.068834 | 0.069856 | 0.070765 | 0.071426 | 0.071905 | 0.072435 | 0.080501 | 0.08239 | 0.08222 | 0.082097 | 0.082053
2023 PG Study Reference Scenario | SCG | Com | HVAC | Com - Restaurant | Electric Demand (MW) | Energy Efficiency | 0.083397 | 0.084486 | 0.085425 | 0.086186 | 0.087163 | 0.087417 | 0.087268 | 0.087389 | 0.087387 | 0.08711 | 0.086949
2023 PG Study Reference Scenario | SCG | Com | HVAC | Com - Restaurant | Electric Energy (GWh/year) | Energy Efficiency | 0.052114 | 0.052793 | 0.053381 | 0.053859 | 0.054477 | 0.054629 | 0.054535 | 0.054618 | 0.05462 | 0.054446 | 0.05435
2023 PG Study Reference Scenario | SCG | Com | HVAC | Com - Restaurant | Gas Energy (MMTherm/year) | Energy Efficiency | 0.21416 | 0.22567 | 0.23434 | 0.24124 | 0.2448 | 0.24994 | 0.24859 | 0.24616 | 0.24256 | 0.23808 | 0.23348
2023 PG Study Reference Scenario | SCG | Com | HVAC | Com - Retail | Electric Demand (MW) | Energy Efficiency | 0.0042881 | 0.0043296 | 0.0043316 | 0.0043882 | 0.14211 | 0.13937 | 0.13962 | 0.14058 | 0.1411 | 0.13734 | 0.13325
2023 PG Study Reference Scenario | SCG | Com | HVAC | Com - Retail | Electric Energy (GWh/year) | Energy Efficiency | 0.02305 | 0.02328 | 0.023302 | 0.022183 | 0.12955 | 0.10892 | 0.10911 | 0.10987 | 0.11027 | 0.10733 | 0.10414
2023 PG Study Reference Scenario | SCG | Com | HVAC | Com - Retail | Gas Energy (MMTherm/year) | Energy Efficiency | 0.053588 | 0.043357 | 0.035287 | 0.029135 | 0.028287 | 0.013507 | 0.013437 | 0.013441 | 0.013406 | 0.0032292 | 0.0031326
2023 PG Study Reference Scenario | SCG | Com | HVAC | Com - School | Electric Demand (MW) | Energy Efficiency | 0.11568 | 0.11629 | 0.11713 | 0.11757 | 0.11594 | 0.10736 | 0.10669 | 0.10611 | 0.10585 | 0.106 | 0.10572
2023 PG Study Reference Scenario | SCG | Com | HVAC | Com - School | Electric Energy (GWh/year) | Energy Efficiency | 0.12795 | 0.12861 | 0.12922 | 0.12927 | 0.12733 | 0.082733 | 0.082213 | 0.081769 | 0.08157 | 0.081686 | 0.081467
2023 PG Study Reference Scenario | SCG | Com | HVAC | Com - School | Gas Energy (MMTherm/year) | Energy Efficiency | 0.053157 | 0.053434 | 0.053627 | 0.053564 | 0.052745 | 0.025902 | 0.025723 | 0.02557 | 0.025512 | 0.025561 | 0.025504
2023 PG Study Reference Scenario | SCG | Com | HVAC | Com - Warehouse | Gas Energy (MMTherm/year) | Energy Efficiency | 0 | 0 | 5.755e-06 | 5.8981e-06 | 1.6856e-06 | 1.7189e-06 | 1.7384e-06 | 1.7856e-06 | 1.7997e-06 | 1.8118e-06 | 1.8316e-06
2023 PG Study Reference Scenario | SCG | Com | WaterHeat | Com - College | Electric Demand (MW) | Energy Efficiency | 6.0904e-05 | 6.235e-05 | 6.3642e-05 | 6.46e-05 | 6.4747e-05 | 0 | 0 | 0 | 0 | 0 | 0
2023 PG Study Reference Scenario | SCG | Com | WaterHeat | Com - College | Electric Energy (GWh/year) | Energy Efficiency | 0.00024666 | 0.00025252 | 0.00025775 | 0.00026163 | 0.00026223 | 0 | 0 | 0 | 0 | 0 | 0
2023 PG Study Reference Scenario | SCG | Com | WaterHeat | Com - College | Gas Energy (MMTherm/year) | Energy Efficiency | 0.011205 | 0.055773 | 0.055307 | 0.053633 | 0.050731 | 0.035165 | 0.030672 | 0.02582 | 0.020831 | 0.016075 | 0.011745
2023 PG Study Reference Scenario | SCG | Com | WaterHeat | Com - Grocery | Electric Demand (MW) | Energy Efficiency | 8.4959e-06 | 8.7567e-06 | 8.9358e-06 | 9.0554e-06 | 9.1393e-06 | 0 | 0 | 0 | 0 | 0 | 0
2023 PG Study Reference Scenario | SCG | Com | WaterHeat | Com - Grocery | Electric Energy (GWh/year) | Energy Efficiency | 0.018918 | 0.017057 | 0.014567 | 0.011766 | 0.0089699 | 0.0063696 | 0.0042005 | 0.0024542 | 0.0010132 | 0.00010386 | 0
2023 PG Study Reference Scenario | SCG | Com | WaterHeat | Com - Grocery | Gas Energy (MMTherm/year) | Energy Efficiency | 0.10454 | 0.10025 | 0.091993 | 0.080735 | 0.067851 | 0.052515 | 0.040303 | 0.029714 | 0.019218 | 0.011972 | 0.0077212
2023 PG Study Reference Scenario | SCG | Com | WaterHeat | Com - Health | Electric Demand (MW) | Energy Efficiency | 7.0092e-05 | 7.2623e-05 | 7.484e-05 | 7.5698e-05 | 7.6704e-05 | 0 | 0 | 0 | 0 | 0 | 0
2023 PG Study Reference Scenario | SCG | Com | WaterHeat | Com - Health | Electric Energy (GWh/year) | Energy Efficiency | 0.00057802 | 0.0005989 | 0.00061719 | 0.00062426 | 0.00063255 | 0 | 0 | 0 | 0 | 0 | 0
2023 PG Study Reference Scenario | SCG | Com | WaterHeat | Com - Health | Gas Energy (MMTherm/year) | Energy Efficiency | 0.12499 | 0.12634 | 0.12376 | 0.11713 | 0.10781 | 0.068192 | 0.056457 | 0.045275 | 0.033125 | 0.023765 | 0.017226
2023 PG Study Reference Scenario | SCG | Com | WaterHeat | Com - Lodging | Electric Demand (MW) | Energy Efficiency | 0.00059344 | 0.00061142 | 0.00062609 | 0.00063463 | 0.00064123 | 0 | 0 | 0 | 0 | 0 | 0
2023 PG Study Reference Scenario | SCG | Com | WaterHeat | Com - Lodging | Electric Energy (GWh/year) | Energy Efficiency | 0.012104 | 0.010314 | 0.0085556 | 0.0069799 | 0.0057042 | 0 | 0 | 0 | 0 | 0 | 0
2023 PG Study Reference Scenario | SCG | Com | WaterHeat | Com - Lodging | Gas Energy (MMTherm/year) | Energy Efficiency | 0.30257 | 0.29971 | 0.29285 | 0.28237 | 0.27121 | 0.022721 | 0.018561 | 0.036386 | 0.0017894 | 0.00041847 | 0.00039447
2023 PG Study Reference Scenario | SCG | Com | WaterHeat | Com - Office (Large) | Electric Demand (MW) | Energy Efficiency | 2.778e-05 | 2.8531e-05 | 2.8995e-05 | 2.9296e-05 | 2.9585e-05 | 0 | 0 | 0 | 0 | 0 | 0
2023 PG Study Reference Scenario | SCG | Com | WaterHeat | Com - Office (Large) | Electric Energy (GWh/year) | Energy Efficiency | 0.024441 | 0.02212 | 0.019004 | 0.015482 | 0.011942 | 0.0080765 | 0.0052798 | 0.003008 | 0.0011711 | 0 | 0
2023 PG Study Reference Scenario | SCG | Com | WaterHeat | Com - Office (Large) | Gas Energy (MMTherm/year) | Energy Efficiency | 0.3943 | 0.38393 | 0.35845 | 0.32068 | 0.27524 | 0.1998 | 0.15333 | 0.11182 | 0.072343 | 0.043644 | 0.024577
2023 PG Study Reference Scenario | SCG | Com | WaterHeat | Com - Office (Small) | Electric Energy (GWh/year) | Energy Efficiency | 0.0042525 | 0.0042249 | 0.0040732 | 0.0038038 | 0.0034352 | 0.0029948 | 0.0025144 | 0.0020255 | 0.0015549 | 0.0011223 | 0.00073965
2023 PG Study Reference Scenario | SCG | Com | WaterHeat | Com - Office (Small) | Gas Energy (MMTherm/year) | Energy Efficiency | 0.088235 | 0.083262 | 0.074692 | 0.063584 | 0.05132 | 0.039224 | 0.028281 | 0.019027 | 0.010993 | 0.0053828 | 0.0016565
2023 PG Study Reference Scenario | SCG | Com | WaterHeat | Com - Other | Electric Demand (MW) | Energy Efficiency | 8.7529e-05 | 9.0427e-05 | 9.2664e-05 | 9.4223e-05 | 9.5188e-05 | 0 | 0 | 0 | 0 | 0 | 0
2023 PG Study Reference Scenario | SCG | Com | WaterHeat | Com - Other | Electric Energy (GWh/year) | Energy Efficiency | 0.036605 | 0.031389 | 0.025287 | 0.019052 | 0.013296 | 0.0077463 | 0.0038076 | 0.00080019 | 0 | 0 | 0
2023 PG Study Reference Scenario | SCG | Com | WaterHeat | Com - Other | Gas Energy (MMTherm/year) | Energy Efficiency | 0.43474 | 0.41187 | 0.37291 | 0.32268 | 0.26736 | 0.18427 | 0.13498 | 0.093377 | 0.056832 | 0.031935 | 0.015995
2023 PG Study Reference Scenario | SCG | Com | WaterHeat | Com - Refrig. Warehouse | Electric Demand (MW) | Energy Efficiency | 2.4578e-07 | 2.5235e-07 | 2.5601e-07 | 2.5769e-07 | 2.59e-07 | 0 | 0 | 0 | 0 | 0 | 0
2023 PG Study Reference Scenario | SCG | Com | WaterHeat | Com - Refrig. Warehouse | Electric Energy (GWh/year) | Energy Efficiency | 0.00077085 | 0.00075959 | 0.00072718 | 0.00067504 | 0.00060637 | 0.00052249 | 0.00043499 | 0.00034584 | 0.00025955 | 0.00017954 | 0.00010802
2023 PG Study Reference Scenario | SCG | Com | WaterHeat | Com - Refrig. Warehouse | Gas Energy (MMTherm/year) | Energy Efficiency | 0.011463 | 0.010222 | 0.0086242 | 0.0070829 | 0.0057422 | 0.0044637 | 0.0034958 | 0.0026633 | 0.001937 | 0.0013192 | 0.0008
2023 PG Study Reference Scenario | SCG | Com | WaterHeat | Com - Restaurant | Electric Demand (MW) | Energy Efficiency | 3.0111e-05 | 3.1098e-05 | 3.1861e-05 | 3.241e-05 | 3.2828e-05 | 0 | 0 | 0 | 0 | 0 | 0
2023 PG Study Reference Scenario | SCG | Com | WaterHeat | Com - Restaurant | Electric Energy (GWh/year) | Energy Efficiency | 0.00016253 | 0.00019169 | 0.0001932 | 0.0095235 | 0.007717 | 0.0057004 | 0.0039445 | 0.0023547 | 0.00097823 | 0 | 0
2023 PG Study Reference Scenario | SCG | Com | WaterHeat | Com - Restaurant | Gas Energy (MMTherm/year) | Energy Efficiency | 0.028267 | 0.028714 | 0.029014 | 0.067603 | 0.065578 | 0.054611 | 0.050841 | 0.046626 | 0.042093 | 0.037713 | 0.034098
2023 PG Study Reference Scenario | SCG | Com | WaterHeat | Com - Retail | Electric Energy (GWh/year) | Energy Efficiency | 0.023957 | 0.021649 | 0.018541 | 0.01502 | 0.011477 | 0.0082182 | 0.0054223 | 0.0031519 | 0.0012977 | 7.0784e-05 | 0
2023 PG Study Reference Scenario | SCG | Com | WaterHeat | Com - Retail | Gas Energy (MMTherm/year) | Energy Efficiency | 0.43138 | 0.41682 | 0.38501 | 0.33944 | 0.28554 | 0.22922 | 0.17558 | 0.12802 | 0.064635 | 0.038636 | 0.021749
2023 PG Study Reference Scenario | SCG | Com | WaterHeat | Com - School | Electric Demand (MW) | Energy Efficiency | 1.8518e-05 | 1.9024e-05 | 1.9416e-05 | 1.9663e-05 | 1.9663e-05 | 0 | 0 | 0 | 0 | 0 | 0
2023 PG Study Reference Scenario | SCG | Com | WaterHeat | Com - School | Electric Energy (GWh/year) | Energy Efficiency | 0.011496 | 0.010987 | 0.010135 | 0.0090006 | 0.0076692 | 0.0059398 | 0.0045151 | 0.003169 | 0.0019559 | 0.00090593 | 2.8655e-05
2023 PG Study Reference Scenario | SCG | Com | WaterHeat | Com - School | Gas Energy (MMTherm/year) | Energy Efficiency | 0.15084 | 0.14129 | 0.12627 | 0.10765 | 0.087597 | 0.054728 | 0.037689 | 0.023565 | 0.011892 | 0.0039751 | 0.0023673
2023 PG Study Reference Scenario | SCG | Com | WaterHeat | Com - Warehouse | Electric Demand (MW) | Energy Efficiency | 1.3111e-06 | 1.3495e-06 | 1.3733e-06 | 1.3891e-06 | 1.3995e-06 | 0 | 0 | 0 | 0 | 0 | 0
2023 PG Study Reference Scenario | SCG | Com | WaterHeat | Com - Warehouse | Electric Energy (GWh/year) | Energy Efficiency | 0.014013 | 0.0089913 | 0.0044458 | 0.00069467 | 4.2915e-05 | 0 | 0 | 0 | 0 | 0 | 0
2023 PG Study Reference Scenario | SCG | Com | WaterHeat | Com - Warehouse | Gas Energy (MMTherm/year) | Energy Efficiency | 0.23038 | 0.20486 | 0.17133 | 0.13366 | 0.097329 | 0.0623 | 0.034136 | 0.011718 | 0 | 0 | 0
2023 PG Study Reference Scenario | SCG | Com | WholeBlg | Com - College | Electric Demand (MW) | Energy Efficiency | 0 | 0 | 0 | 0 | 0 | 0 | 0 | 0 | 0 | 0 | 0.00021442
2023 PG Study Reference Scenario | SCG | Com | WholeBlg | Com - College | Electric Energy (GWh/year) | Energy Efficiency | 0 | 0 | 0 | 0 | 0 | 0 | 0 | 0 | 0 | 0 | 0.0019833
2023 PG Study Reference Scenario | SCG | Com | WholeBlg | Com - College | Gas Energy (MMTherm/year) | Energy Efficiency | 0 | 0 | 0 | 0 | 0 | 0 | 0 | 0 | 0 | 0 | 0.00015863
2023 PG Study Reference Scenario | SCG | Com | WholeBlg | Com - Restaurant | Electric Demand (MW) | Energy Efficiency | 0.0029791 | 0.0024204 | 0.0024277 | 0.002433 | 0.0014051 | 0.0014032 | 0.0013952 | 0.0013914 | 0.0013867 | 0.0013787 | 0.0013726
2023 PG Study Reference Scenario | SCG | Com | WholeBlg | Com - Restaurant | Electric Energy (GWh/year) | Energy Efficiency | 0.015998 | 0.012998 | 0.013037 | 0.013066 | 0.0075458 | 0.0075353 | 0.0074927 | 0.0074719 | 0.007447 | 0.0074038 | 0.0073711
2023 PG Study Reference Scenario | SCG | Com | WholeBlg | Com - Restaurant | Gas Energy (MMTherm/year) | Energy Efficiency | 0.0021054 | 0.0017105 | 0.0017157 | 0.0017194 | 0.00099302 | 0.00099164 | 0.00098603 | 0.0009833 | 0.00098001 | 0.00097433 | 0.00097003
2023 PG Study Reference Scenario | SCG | Com | WholeBlg | Com - Retail | Electric Demand (MW) | Energy Efficiency | 0 | 0 | 0.0048359 | 0.0048533 | 0.0028107 | 0.002843 | 0.0028505 | 0.0028744 | 0.0028914 | 0.0028982 | 0.0029135
2023 PG Study Reference Scenario | SCG | Com | WholeBlg | Com - Retail | Electric Energy (GWh/year) | Energy Efficiency | 0 | 0 | 0.020669 | 0.020743 | 0.012013 | 0.012151 | 0.012183 | 0.012285 | 0.012358 | 0.012387 | 0.012453
2023 PG Study Reference Scenario | SCG | Com | WholeBlg | Com - Retail | Gas Energy (MMTherm/year) | Energy Efficiency | 0 | 0 | 0.0010469 | 0.0010507 | 0.00060848 | 0.00061545 | 0.00061708 | 0.00062225 | 0.00062593 | 0.00062742 | 0.00063072
2023 PG Study Reference Scenario | SCG | Com | WholeBlg | Com - Warehouse | Electric Demand (MW) | Energy Efficiency | 0 | 0 | 0 | 0.0016716 | 0.00095921 | 0.00095551 | 0.00094701 | 0.00093783 | 0.00092534 | 0.00091261 | 0.00090127
2023 PG Study Reference Scenario | SCG | Com | WholeBlg | Com - Warehouse | Electric Energy (GWh/year) | Energy Efficiency | 0 | 0 | 0 | 0.0066779 | 0.003832 | 0.0038172 | 0.0037833 | 0.0037466 | 0.0036967 | 0.0036459 | 0.0036006
2023 PG Study Reference Scenario | SCG | Com | WholeBlg | Com - Warehouse | Gas Energy (MMTherm/year) | Energy Efficiency | 0 | 0 | 0 | 0.00069513 | 0.00039889 | 0.00039735 | 0.00039381 | 0.00039 | 0.0003848 | 0.00037951 | 0.00037479
2023 PG Study Reference Scenario | SCG | Ind | BROs | Ind - All Other Industrial | Gas Energy (MMTherm/year) | Energy Efficiency | 0.0062759 | 0.0068157 | 0.0073408 | 0.0078604 | 0.0084057 | 0.0089613 | 0.0095731 | 0.010166 | 0.010774 | 0.011395 | 0.012034
2023 PG Study Reference Scenario | SCG | Ind | BROs | Ind - Chemicals | Gas Energy (MMTherm/year) | Energy Efficiency | 0.2736 | 0.29981 | 0.32588 | 0.35203 | 0.37955 | 0.40705 | 0.43617 | 0.46502 | 0.49449 | 0.52468 | 0.55582
2023 PG Study Reference Scenario | SCG | Ind | BROs | Ind - Electronics | Gas Energy (MMTherm/year) | Energy Efficiency | 0.0067252 | 0.0074506 | 0.0081994 | 0.0089776 | 0.009817 | 0.010689 | 0.011665 | 0.012662 | 0.013713 | 0.014819 | 0.015983
2023 PG Study Reference Scenario | SCG | Ind | BROs | Ind - Fabricated Metals | Gas Energy (MMTherm/year) | Energy Efficiency | 0.073848 | 0.080139 | 0.086431 | 0.092671 | 0.099081 | 0.10546 | 0.11217 | 0.11883 | 0.12553 | 0.13228 | 0.13908
2023 PG Study Reference Scenario | SCG | Ind | BROs | Ind - Food | Gas Energy (MMTherm/year) | Energy Efficiency | 0.37391 | 0.40272 | 0.43109 | 0.45841 | 0.48594 | 0.51275 | 0.53994 | 0.56667 | 0.59352 | 0.62026 | 0.64684
2023 PG Study Reference Scenario | SCG | Ind | BROs | Ind - Industrial Machinery | Gas Energy (MMTherm/year) | Energy Efficiency | 0.0023538 | 0.0025501 | 0.0027484 | 0.002943 | 0.0031391 | 0.0033333 | 0.0035375 | 0.0037396 | 0.0039441 | 0.0041494 | 0.0043567
2023 PG Study Reference Scenario | SCG | Ind | BROs | Ind - Lumber & Furniture | Gas Energy (MMTherm/year) | Energy Efficiency | 0.0013412 | 0.001469 | 0.0015879 | 0.0017042 | 0.0018239 | 0.0019438 | 0.0020726 | 0.0022032 | 0.0023375 | 0.0024736 | 0.0026119
2023 PG Study Reference Scenario | SCG | Ind | BROs | Ind - Paper | Gas Energy (MMTherm/year) | Energy Efficiency | 0.075164 | 0.082443 | 0.088947 | 0.09456 | 0.10008 | 0.10545 | 0.11106 | 0.11672 | 0.12248 | 0.12827 | 0.13409
2023 PG Study Reference Scenario | SCG | Ind | BROs | Ind - Petroleum | Gas Energy (MMTherm/year) | Energy Efficiency | 1.3072 | 1.4061 | 1.5053 | 1.602 | 1.7007 | 1.7981 | 1.8968 | 1.9944 | 2.0918 | 2.1888 | 2.2856
2023 PG Study Reference Scenario | SCG | Ind | BROs | Ind - Plastics | Gas Energy (MMTherm/year) | Energy Efficiency | 0.013194 | 0.014533 | 0.015821 | 0.017097 | 0.018454 | 0.019835 | 0.02134 | 0.022854 | 0.024418 | 0.026032 | 0.027701
2023 PG Study Reference Scenario | SCG | Ind | BROs | Ind - Primary Metals | Gas Energy (MMTherm/year) | Energy Efficiency | 0.084013 | 0.091149 | 0.098516 | 0.10615 | 0.11406 | 0.12195 | 0.13021 | 0.13834 | 0.14642 | 0.15456 | 0.16282
2023 PG Study Reference Scenario | SCG | Ind | BROs | Ind - Printing & Publishing | Gas Energy (MMTherm/year) | Energy Efficiency | 0.0050931 | 0.0055018 | 0.005883 | 0.0062398 | 0.0065994 | 0.0069485 | 0.0073094 | 0.0076581 | 0.0080058 | 0.0083512 | 0.0086939
2023 PG Study Reference Scenario | SCG | Ind | BROs | Ind - Stone-Glass-Clay | Gas Energy (MMTherm/year) | Energy Efficiency | 0.1174 | 0.12895 | 0.13986 | 0.15043 | 0.16156 | 0.17295 | 0.18527 | 0.19795 | 0.21114 | 0.22473 | 0.23875
2023 PG Study Reference Scenario | SCG | Ind | BROs | Ind - Textiles | Gas Energy (MMTherm/year) | Energy Efficiency | 0.011817 | 0.012741 | 0.013629 | 0.014474 | 0.015321 | 0.016141 | 0.016977 | 0.017788 | 0.018589 | 0.019386 | 0.020175
2023 PG Study Reference Scenario | SCG | Ind | BROs | Ind - Transportation Equipment | Gas Energy (MMTherm/year) | Energy Efficiency | 0.016279 | 0.017522 | 0.018818 | 0.020093 | 0.021374 | 0.022636 | 0.023943 | 0.025235 | 0.02654 | 0.027856 | 0.029174
2023 PG Study Reference Scenario | SCG | Ind | ProcHeat | Ind - All Other Industrial | Gas Energy (MMTherm/year) | Energy Efficiency | 0.053657 | 0.060191 | 0.052913 | 0.043282 | 0.033131 | 0.023992 | 0.016626 | 0.011157 | 0.0073194 | 0.0047284 | 0.0030238
2023 PG Study Reference Scenario | SCG | Ind | ProcHeat | Ind - Chemicals | Gas Energy (MMTherm/year) | Energy Efficiency | 0.56749 | 0.54256 | 0.47778 | 0.3916 | 0.30035 | 0.21785 | 0.15113 | 0.10146 | 0.066545 | 0.042961 | 0.027446
2023 PG Study Reference Scenario | SCG | Ind | ProcHeat | Ind - Electronics | Gas Energy (MMTherm/year) | Energy Efficiency | 0.042056 | 0.045791 | 0.040686 | 0.033629 | 0.025983 | 0.018963 | 0.013222 | 0.0089142 | 0.005868 | 0.0038003 | 0.0024348
2023 PG Study Reference Scenario | SCG | Ind | ProcHeat | Ind - Fabricated Metals | Gas Energy (MMTherm/year) | Energy Efficiency | 0.26076 | 0.2632 | 0.23498 | 0.19508 | 0.15128 | 0.11072 | 0.077346 | 0.052206 | 0.034384 | 0.02227 | 0.014265
2023 PG Study Reference Scenario | SCG | Ind | ProcHeat | Ind - Food | Gas Energy (MMTherm/year) | Energy Efficiency | 0.63637 | 0.62551 | 0.47604 | 0.38977 | 0.23654 | 0.20283 | 0.10235 | 0.085433 | 0.050195 | 0.023823 | 0.0069191
2023 PG Study Reference Scenario | SCG | Ind | ProcHeat | Ind - Industrial Machinery | Gas Energy (MMTherm/year) | Energy Efficiency | 0.023598 | 0.024715 | 0.022237 | 0.018597 | 0.014516 | 0.010681 | 0.0074921 | 0.0050716 | 0.0033468 | 0.0021704 | 0.0013913
2023 PG Study Reference Scenario | SCG | Ind | ProcHeat | Ind - Lumber & Furniture | Gas Energy (MMTherm/year) | Energy Efficiency | 0.0026727 | 0.0030225 | 0.0028274 | 0.0024575 | 0.0019874 | 0.001507 | 0.0010825 | 0.0007459 | 0.00049845 | 0.00032604 | 0.00021022
2023 PG Study Reference Scenario | SCG | Ind | ProcHeat | Ind - Paper | Gas Energy (MMTherm/year) | Energy Efficiency | 0.17219 | 0.17205 | 0.12421 | 0.090435 | 0.051995 | 0.064253 | 0.053388 | 0.048695 | 0.038021 | 0.030121 | 0.019479
2023 PG Study Reference Scenario | SCG | Ind | ProcHeat | Ind - Petroleum | Gas Energy (MMTherm/year) | Energy Efficiency | 2.1844 | 2.3101 | 1.8852 | 1.6568 | 1.1754 | 0.96696 | 0.58546 | 0.37095 | 0.22543 | 0.13103 | 0.066382
2023 PG Study Reference Scenario | SCG | Ind | ProcHeat | Ind - Plastics | Gas Energy (MMTherm/year) | Energy Efficiency | 0.045449 | 0.050494 | 0.044744 | 0.036878 | 0.028416 | 0.020688 | 0.014394 | 0.0096873 | 0.0063673 | 0.0041184 | 0.0026357
2023 PG Study Reference Scenario | SCG | Ind | ProcHeat | Ind - Primary Metals | Gas Energy (MMTherm/year) | Energy Efficiency | 0.29134 | 0.29396 | 0.26843 | 0.22784 | 0.18029 | 0.13422 | 0.095038 | 0.064802 | 0.042994 | 0.027993 | 0.017997
2023 PG Study Reference Scenario | SCG | Ind | ProcHeat | Ind - Printing & Publishing | Gas Energy (MMTherm/year) | Energy Efficiency | 0.021578 | 0.022318 | 0.018382 | 0.015849 | 0.011107 | 0.010255 | 0.0053416 | 0.0036626 | 0.0022487 | 0.0011744 | 0.00036386
2023 PG Study Reference Scenario | SCG | Ind | ProcHeat | Ind - Stone-Glass-Clay | Gas Energy (MMTherm/year) | Energy Efficiency | 0.14585 | 0.15766 | 0.13898 | 0.11404 | 0.087575 | 0.063617 | 0.044213 | 0.02975 | 0.019563 | 0.012666 | 0.0081162
2023 PG Study Reference Scenario | SCG | Ind | ProcHeat | Ind - Textiles | Gas Energy (MMTherm/year) | Energy Efficiency | 0.17545 | 0.16802 | 0.13248 | 0.10909 | 0.068048 | 0.060448 | 0.026375 | 0.012219 | 0.0075156 | 0.0013126 | 0
2023 PG Study Reference Scenario | SCG | Ind | ProcHeat | Ind - Transportation Equipment | Gas Energy (MMTherm/year) | Energy Efficiency | 0.062673 | 0.0759 | 0.073012 | 0.065327 | 0.053406 | 0.042445 | 0.031163 | 0.021843 | 0.014786 | 0.0097634 | 0.0063383
2023 PG Study Reference Scenario | SCG | Ind | WholeBlg | Ind - All Other Industrial | Gas Energy (MMTherm/year) | Energy Efficiency | 0.010412 | 0.011183 | 0.012369 | 0.014255 | 0.017365 | 0.022502 | 0.02261 | 0.02265 | 0.022703 | 0.022766 | 0.022844
2023 PG Study Reference Scenario | SCG | Ind | WholeBlg | Ind - Chemicals | Gas Energy (MMTherm/year) | Energy Efficiency | 0.13493 | 0.1535 | 0.18146 | 0.22492 | 0.29518 | 0.40976 | 0.41413 | 0.41764 | 0.42117 | 0.42482 | 0.42874
2023 PG Study Reference Scenario | SCG | Ind | WholeBlg | Ind - Electronics | Gas Energy (MMTherm/year) | Energy Efficiency | 0.0061184 | 0.0066595 | 0.0074634 | 0.0087075 | 0.010726 | 0.014034 | 0.014398 | 0.014735 | 0.015086 | 0.015448 | 0.015823
2023 PG Study Reference Scenario | SCG | Ind | WholeBlg | Ind - Fabricated Metals | Gas Energy (MMTherm/year) | Energy Efficiency | 0.058683 | 0.06836 | 0.083149 | 0.10613 | 0.14296 | 0.20289 | 0.20379 | 0.20445 | 0.20508 | 0.20569 | 0.20627
2023 PG Study Reference Scenario | SCG | Ind | WholeBlg | Ind - Food | Gas Energy (MMTherm/year) | Energy Efficiency | 0.19649 | 0.21969 | 0.25574 | 0.31203 | 0.40259 | 0.54982 | 0.54607 | 0.54211 | 0.53849 | 0.53495 | 0.53148
2023 PG Study Reference Scenario | SCG | Ind | WholeBlg | Ind - Industrial Machinery | Gas Energy (MMTherm/year) | Energy Efficiency | 0.0041215 | 0.0044745 | 0.0050327 | 0.0059103 | 0.0073291 | 0.0096527 | 0.0096441 | 0.0096259 | 0.0096109 | 0.0095947 | 0.0095802
2023 PG Study Reference Scenario | SCG | Ind | WholeBlg | Ind - Lumber & Furniture | Gas Energy (MMTherm/year) | Energy Efficiency | 0.0017205 | 0.0018127 | 0.0019415 | 0.0021458 | 0.0024854 | 0.0030487 | 0.0030497 | 0.0030505 | 0.0030533 | 0.0030557 | 0.0030581
2023 PG Study Reference Scenario | SCG | Ind | WholeBlg | Ind - Paper | Gas Energy (MMTherm/year) | Energy Efficiency | 0.026115 | 0.027122 | 0.02838 | 0.030207 | 0.033401 | 0.038867 | 0.038324 | 0.037823 | 0.037367 | 0.036934 | 0.036521
2023 PG Study Reference Scenario | SCG | Ind | WholeBlg | Ind - Petroleum | Gas Energy (MMTherm/year) | Energy Efficiency | 0.41823 | 0.42042 | 0.42858 | 0.44526 | 0.47742 | 0.53421 | 0.52646 | 0.51867 | 0.51104 | 0.50358 | 0.49629
2023 PG Study Reference Scenario | SCG | Ind | WholeBlg | Ind - Plastics | Gas Energy (MMTherm/year) | Energy Efficiency | 0.008 | 0.0088036 | 0.0099662 | 0.011762 | 0.014695 | 0.019506 | 0.019754 | 0.01997 | 0.020194 | 0.020426 | 0.020666
2023 PG Study Reference Scenario | SCG | Ind | WholeBlg | Ind - Primary Metals | Gas Energy (MMTherm/year) | Energy Efficiency | 0.044709 | 0.050111 | 0.058583 | 0.072014 | 0.093658 | 0.12896 | 0.12984 | 0.13046 | 0.13092 | 0.13135 | 0.1318
2023 PG Study Reference Scenario | SCG | Ind | WholeBlg | Ind - Printing & Publishing | Gas Energy (MMTherm/year) | Energy Efficiency | 0.0023438 | 0.0023563 | 0.0023847 | 0.002448 | 0.002584 | 0.0028342 | 0.002783 | 0.0027297 | 0.0026785 | 0.002629 | 0.0025808
2023 PG Study Reference Scenario | SCG | Ind | WholeBlg | Ind - Stone-Glass-Clay | Gas Energy (MMTherm/year) | Energy Efficiency | 0.038928 | 0.039769 | 0.04079 | 0.042409 | 0.045376 | 0.050482 | 0.050472 | 0.050478 | 0.050531 | 0.050599 | 0.050684
2023 PG Study Reference Scenario | SCG | Ind | WholeBlg | Ind - Textiles | Gas Energy (MMTherm/year) | Energy Efficiency | 0.016472 | 0.017116 | 0.018186 | 0.019953 | 0.022947 | 0.027943 | 0.027579 | 0.027196 | 0.026818 | 0.026455 | 0.0261
2023 PG Study Reference Scenario | SCG | Ind | WholeBlg | Ind - Transportation Equipment | Gas Energy (MMTherm/year) | Energy Efficiency | 0.01233 | 0.012584 | 0.013133 | 0.014078 | 0.015699 | 0.018438 | 0.018264 | 0.01808 | 0.017907 | 0.017742 | 0.017579
2023 PG Study Reference Scenario | SCG | Res | BROs | Low Income - Multi Family LI | Gas Energy (MMTherm/year) | Energy Efficiency | 0.79996 | 0.81182 | 0.82631 | 0.84094 | 0.85778 | 0.87815 | 0.89993 | 0.92386 | 0.94337 | 0.97199 | 1.0031
2023 PG Study Reference Scenario | SCG | Res | BROs | Low Income - Single Family LI | Gas Energy (MMTherm/year) | Energy Efficiency | 0.83289 | 0.84531 | 0.86038 | 0.87579 | 0.89353 | 0.91482 | 0.93766 | 0.96274 | 0.9838 | 1.0137 | 1.0461
2023 PG Study Reference Scenario | SCG | Res | BROs | Res - Multi Family | Gas Energy (MMTherm/year) | Energy Efficiency | 0.8617 | 0.87446 | 0.89004 | 0.90575 | 0.92385 | 0.94573 | 0.96917 | 0.99491 | 1.0159 | 1.0467 | 1.0802
2023 PG Study Reference Scenario | SCG | Res | BROs | Res - Single Family | Gas Energy (MMTherm/year) | Energy Efficiency | 2.5461 | 2.584 | 2.63 | 2.677 | 2.7311 | 2.796 | 2.8657 | 2.9423 | 3.0067 | 3.0979 | 3.197
2023 PG Study Reference Scenario | SCG | Res | BldgEnv | Res - Multi Family | Electric Demand (MW) | Energy Efficiency | 0 | 0 | 0 | 0 | 0 | 0 | 0 | 0 | 0.014826 | 0.014432 | 0.0554
2023 PG Study Reference Scenario | SCG | Res | BldgEnv | Res - Multi Family | Electric Energy (GWh/year) | Energy Efficiency | 0 | 0 | 0 | 0 | 0 | 0 | 0 | 0 | 0.0036641 | 0.0035668 | -0.031923
2023 PG Study Reference Scenario | SCG | Res | BldgEnv | Res - Multi Family | Gas Energy (MMTherm/year) | Energy Efficiency | 0 | 0 | 0 | 0 | 0 | 0 | 0 | 0 | 0.0019204 | 0.0018694 | 0.018532
2023 PG Study Reference Scenario | SCG | Res | BldgEnv | Res - Single Family | Electric Demand (MW) | Energy Efficiency | 0.007598 | 0.0044819 | 0.0041908 | 0.0039518 | 0.003699 | 0.0032305 | 0.003547 | 0.0012542 | 0.0034339 | 0 | 0.15346
2023 PG Study Reference Scenario | SCG | Res | BldgEnv | Res - Single Family | Electric Energy (GWh/year) | Energy Efficiency | 0.0014347 | 0.00037727 | 0.00026077 | 0.00015821 | 4.8801e-05 | -0.0001314 | -6.2174e-05 | -0.00082895 | -0.00013748 | 0 | -0.13082
2023 PG Study Reference Scenario | SCG | Res | BldgEnv | Res - Single Family | Gas Energy (MMTherm/year) | Energy Efficiency | 0.0013615 | 0.00088821 | 0.00085245 | 0.00082471 | 0.0007956 | 0.00073629 | 0.00078886 | 0.00047117 | 0.00078214 | 0 | 0.061887
2023 PG Study Reference Scenario | SCG | Res | HVAC | Res - Multi Family | Electric Demand (MW) | Energy Efficiency | -1.0197e-05 | -1.641e-06 | 6.3912e-06 | 1.3022e-05 | 1.8285e-05 | 0 | 0 | 0 | 0 | 0 | 0
2023 PG Study Reference Scenario | SCG | Res | HVAC | Res - Multi Family | Electric Energy (GWh/year) | Energy Efficiency | -0.0018231 | -0.0018345 | -0.0017042 | -0.0016899 | -0.0016798 | 0.00010732 | 0.00011799 | 8.503e-05 | 0.0001177 | 0.00010618 | 0.00010494
2023 PG Study Reference Scenario | SCG | Res | HVAC | Res - Multi Family | Gas Energy (MMTherm/year) | Energy Efficiency | 0.00043314 | 0.00044097 | 0.00046968 | 0.00046957 | 0.0004698 | 2.6425e-05 | 2.9053e-05 | 2.0937e-05 | 2.8983e-05 | 2.6144e-05 | 2.5841e-05
2023 PG Study Reference Scenario | SCG | Res | HVAC | Res - Single Family | Electric Demand (MW) | Energy Efficiency | 0.010395 | 0.0098666 | 0.0099833 | 0.010046 | 0.010046 | 0 | 0 | 0 | 0 | 0 | 0
2023 PG Study Reference Scenario | SCG | Res | HVAC | Res - Single Family | Electric Energy (GWh/year) | Energy Efficiency | 0.013877 | 0.013162 | 0.01332 | 0.013406 | 0.013409 | 0 | 0 | 0 | 0 | 0 | 0.0025659
2023 PG Study Reference Scenario | SCG | Res | HVAC | Res - Single Family | Gas Energy (MMTherm/year) | Energy Efficiency | 0.00070599 | 0.00066803 | 0.00067646 | 0.00068112 | 0.00068158 | 0 | 0 | 0 | 0 | 0 | 0.0049736
2023 PG Study Reference Scenario | SCG | Res | WaterHeat | Res - Multi Family | Electric Demand (MW) | Energy Efficiency | -0.0046244 | -0.0045767 | -0.0044884 | -0.0043937 | -0.0042619 | 0 | 0 | 0 | 0 | 0 | 0
2023 PG Study Reference Scenario | SCG | Res | WaterHeat | Res - Multi Family | Electric Energy (GWh/year) | Energy Efficiency | -0.023822 | -0.023574 | -0.023118 | -0.02263 | -0.021949 | 0 | 0 | 0 | 0 | 0 | 0
2023 PG Study Reference Scenario | SCG | Res | WaterHeat | Res - Multi Family | Gas Energy (MMTherm/year) | Energy Efficiency | 0.37982 | 0.40303 | 0.38792 | 0.37082 | 0.35133 | 0.22084 | 0.2074 | 0.23206 | 0.2169 | 0.19719 | 0.17868
2023 PG Study Reference Scenario | SCG | Res | WaterHeat | Res - Single Family | Electric Demand (MW) | Energy Efficiency | -0.035854 | -0.03317 | -0.031772 | -0.030412 | -0.028846 | 0 | 0 | 0 | 0 | 0 | 0
2023 PG Study Reference Scenario | SCG | Res | WaterHeat | Res - Single Family | Electric Energy (GWh/year) | Energy Efficiency | -0.20379 | -0.18858 | -0.18065 | -0.17294 | -0.16404 | 0 | 0 | 0 | 0 | 0 | 0
2023 PG Study Reference Scenario | SCG | Res | WaterHeat | Res - Single Family | Gas Energy (MMTherm/year) | Energy Efficiency | 1.5177 | 1.3869 | 1.4346 | 1.3502 | 1.2624 | 0.11937 | 0.11254 | 1.25 | 1.2286 | 1.1483 | 1.0806
2023 PG Study Reference Scenario | SCG | Res | WholeBlg | Res - Multi Family | Electric Demand (MW) | Energy Efficiency | 0.0039747 | 0.0044814 | 0.0047825 | 0.0050863 | 0.005424 | 0.0056379 | 0.0062702 | 0.0056294 | 0.0065591 | 0.0067412 | 0.0068948
2023 PG Study Reference Scenario | SCG | Res | WholeBlg | Res - Multi Family | Electric Energy (GWh/year) | Energy Efficiency | 0.0076866 | 0.0086665 | 0.0092487 | 0.0098363 | 0.010489 | 0.010903 | 0.012126 | 0.010887 | 0.012684 | 0.013037 | 0.013334
2023 PG Study Reference Scenario | SCG | Res | WholeBlg | Res - Multi Family | Gas Energy (MMTherm/year) | Energy Efficiency | 0.00092913 | 0.0010476 | 0.001118 | 0.001189 | 0.0012679 | 0.0013179 | 0.0014657 | 0.0013159 | 0.0015333 | 0.0015758 | 0.0016117
2023 PG Study Reference Scenario | SCG | Res | WholeBlg | Res - Single Family | Electric Demand (MW) | Energy Efficiency | 2.4758 | 2.8074 | 3.0695 | 3.3272 | 3.592 | 3.777 | 4.1973 | 3.7909 | 4.3989 | 4.5569 | 4.697
2023 PG Study Reference Scenario | SCG | Res | WholeBlg | Res - Single Family | Electric Energy (GWh/year) | Energy Efficiency | 9.6286 | 10.9198 | 11.9406 | 12.943 | 13.9731 | 14.6922 | 16.3263 | 14.7446 | 17.1083 | 17.7216 | 18.2653
2023 PG Study Reference Scenario | SCG | Res | WholeBlg | Res - Single Family | Gas Energy (MMTherm/year) | Energy Efficiency | 0.59155 | 0.67105 | 0.7339 | 0.7955 | 0.85871 | 0.90278 | 1.0031 | 0.90578 | 1.0508 | 1.0883 | 1.1216
2023 PG Study Reference Scenario | SDG&E | Ag | HVAC | Ag - Irrigated Agriculture, vineyards, forestry and greenhouses | Gas Energy (MMTherm/year) | Energy Efficiency | 0.0011404 | 0.0025964 | 0.0025574 | 0.0024633 | 0.0023181 | 0.0021342 | 0.0019231 | 0.0016996 | 0.0014756 | 0.0012608 | 0.0010624
2023 PG Study Reference Scenario | SDG&E | Ag | Lighting | Ag - Irrigated Agriculture, vineyards, forestry and greenhouses | Electric Demand (MW) | Energy Efficiency | 0.0078886 | 0.0081023 | 0.008258 | 0.0083525 | 0.0083766 | 0.0083282 | 0.0083322 | 0.0082489 | 0.0080804 | 0.0078323 | 0.0075135
2023 PG Study Reference Scenario | SDG&E | Ag | Lighting | Ag - Irrigated Agriculture, vineyards, forestry and greenhouses | Electric Energy (GWh/year) | Energy Efficiency | 0.048164 | 0.051707 | 0.054915 | 0.057702 | 0.059931 | 0.061506 | 0.061536 | 0.060921 | 0.059676 | 0.057843 | 0.055489
2023 PG Study Reference Scenario | SDG&E | Ag | MachDr | Ag - Dairies, fishing, hunting | Electric Demand (MW) | Energy Efficiency | 0.00069592 | 0.00070191 | 0.00070747 | 0.00071337 | 0.00071875 | 0.00072365 | 0.000728 | 0.00073202 | 0.0007357 | 0.00073897 | 0.0007413
2023 PG Study Reference Scenario | SDG&E | Ag | MachDr | Ag - Dairies, fishing, hunting | Electric Energy (GWh/year) | Energy Efficiency | 0.001218 | 0.0012284 | 0.0012382 | 0.0012485 | 0.0012579 | 0.0012665 | 0.0012741 | 0.0012811 | 0.0012876 | 0.0012933 | 0.0012974
2023 PG Study Reference Scenario | SDG&E | Ag | MachDr | Ag - Water pumping | Electric Demand (MW) | Energy Efficiency | 0.061537 | 0.062069 | 0.062566 | 0.063078 | 0.063548 | 0.063977 | 0.06436 | 0.064713 | 0.065034 | 0.065321 | 0.065576
2023 PG Study Reference Scenario | SDG&E | Ag | MachDr | Ag - Water pumping | Electric Energy (GWh/year) | Energy Efficiency | 0.1077 | 0.10863 | 0.1095 | 0.1104 | 0.11122 | 0.11197 | 0.11264 | 0.11326 | 0.11382 | 0.11432 | 0.11477
2023 PG Study Reference Scenario | SDG&E | Ag | ProcHeat | Ag - Dairies, fishing, hunting | Gas Energy (MMTherm/year) | Energy Efficiency | 4.6838e-05 | 4.4123e-05 | 3.8968e-05 | 3.2359e-05 | 2.5353e-05 | 1.8927e-05 | 1.3564e-05 | 9.4428e-06 | 6.4379e-06 | 4.3264e-06 | 2.8795e-06
2023 PG Study Reference Scenario | SDG&E | Ag | ProcHeat | Ag - Irrigated Agriculture, vineyards, forestry and greenhouses | Gas Energy (MMTherm/year) | Energy Efficiency | 0.00022381 | 0.0002354 | 0.00024405 | 0.00026529 | 0.00027512 | 0.00029049 | 0.00029575 | 0.00030634 | 0.00031651 | 0.00032617 | 0.00033523
2023 PG Study Reference Scenario | SDG&E | Ag | WholeBlg | Ag - Dairies, fishing, hunting | Electric Demand (MW) | Energy Efficiency | 0.00098456 | 0.00099046 | 0.0010047 | 0.0010342 | 0.0010898 | 0.0011886 | 0.0011769 | 0.0011658 | 0.0011551 | 0.0011444 | 0.001134
2023 PG Study Reference Scenario | SDG&E | Ag | WholeBlg | Ag - Dairies, fishing, hunting | Electric Energy (GWh/year) | Energy Efficiency | 0.0050566 | 0.0050869 | 0.0051599 | 0.0053118 | 0.0055968 | 0.0061046 | 0.0060444 | 0.0059875 | 0.0059323 | 0.0058776 | 0.0058242
2023 PG Study Reference Scenario | SDG&E | Ag | WholeBlg | Ag - Dairies, fishing, hunting | Gas Energy (MMTherm/year) | Energy Efficiency | 0.00020164 | 0.0001976 | 0.00019375 | 0.00019014 | 0.00018686 | 0.00018409 | 0.00018029 | 0.00017658 | 0.00017294 | 0.00016937 | 0.00016588
2023 PG Study Reference Scenario | SDG&E | Ag | WholeBlg | Ag - Irrigated Agriculture, vineyards, forestry and greenhouses | Electric Demand (MW) | Energy Efficiency | 0.016362 | 0.018659 | 0.02215 | 0.027509 | 0.036128 | 0.050329 | 0.051384 | 0.052484 | 0.053585 | 0.054764 | 0.055949
2023 PG Study Reference Scenario | SDG&E | Ag | WholeBlg | Ag - Irrigated Agriculture, vineyards, forestry and greenhouses | Electric Energy (GWh/year) | Energy Efficiency | 0.084033 | 0.095832 | 0.11376 | 0.14129 | 0.18555 | 0.25848 | 0.2639 | 0.26955 | 0.27521 | 0.28126 | 0.28735
2023 PG Study Reference Scenario | SDG&E | Ag | WholeBlg | Ag - Irrigated Agriculture, vineyards, forestry and greenhouses | Gas Energy (MMTherm/year) | Energy Efficiency | 0.01454 | 0.014235 | 0.013936 | 0.013643 | 0.013357 | 0.013076 | 0.012802 | 0.012533 | 0.01227 | 0.012012 | 0.01176
2023 PG Study Reference Scenario | SDG&E | Ag | WholeBlg | Ag - Water pumping | Electric Demand (MW) | Energy Efficiency | 0.031455 | 0.032949 | 0.035366 | 0.039304 | 0.0458 | 0.056627 | 0.056407 | 0.056195 | 0.056011 | 0.055832 | 0.055634
2023 PG Study Reference Scenario | SDG&E | Ag | WholeBlg | Ag - Water pumping | Electric Energy (GWh/year) | Energy Efficiency | 0.16155 | 0.16922 | 0.18164 | 0.20186 | 0.23522 | 0.29083 | 0.2897 | 0.28861 | 0.28766 | 0.28675 | 0.28573
2023 PG Study Reference Scenario | SDG&E | Ag | WholeBlg | Ag - Water pumping | Gas Energy (MMTherm/year) | Energy Efficiency | 0.0041646 | 0.0040772 | 0.0039915 | 0.0039077 | 0.0038257 | 0.0037453 | 0.0036667 | 0.0035897 | 0.0035143 | 0.0034405 | 0.0033682
2023 PG Study Reference Scenario | SDG&E | Com | AppPlug | Com - College | Electric Demand (MW) | Energy Efficiency | 0.00017839 | 0.00017977 | 0.00018099 | 0.00018521 | 0.00018451 | 0.00018744 | 0.00019023 | 0.00019126 | 0.00019115 | 0.00018426 | 0.00018441
2023 PG Study Reference Scenario | SDG&E | Com | AppPlug | Com - College | Electric Energy (GWh/year) | Energy Efficiency | 0.0046881 | 0.0047244 | 0.0047565 | 0.0048673 | 0.0048489 | 0.0049259 | 0.0049993 | 0.0050264 | 0.0050234 | 0.0048423 | 0.0048462
2023 PG Study Reference Scenario | SDG&E | Com | AppPlug | Com - Grocery | Electric Demand (MW) | Energy Efficiency | 4.9437e-06 | 3.6324e-06 | 3.2135e-06 | 2.9707e-06 | 2.4538e-06 | 2.6671e-06 | 2.4846e-06 | 2.3549e-06 | 2.2163e-06 | 2.3004e-06 | 2.2019e-06
2023 PG Study Reference Scenario | SDG&E | Com | AppPlug | Com - Grocery | Electric Energy (GWh/year) | Energy Efficiency | 0.00012992 | 9.5459e-05 | 8.4451e-05 | 7.8069e-05 | 6.4486e-05 | 7.0092e-05 | 6.5295e-05 | 6.1888e-05 | 5.8244e-05 | 6.0454e-05 | 5.7866e-05
2023 PG Study Reference Scenario | SDG&E | Com | AppPlug | Com - Health | Electric Demand (MW) | Energy Efficiency | 0.00019858 | 0.00019337 | 0.00018857 | 0.00018896 | 0.00018028 | 0.00016873 | 0.00013554 | 0.00012858 | 0.00012894 | 0.00014047 | 0.00015909
2023 PG Study Reference Scenario | SDG&E | Com | AppPlug | Com - Health | Electric Energy (GWh/year) | Energy Efficiency | 0.038755 | 0.041656 | 0.043639 | 0.043177 | 0.040694 | 0.037714 | 0.029946 | 0.028289 | 0.028317 | 0.030844 | 0.034934
2023 PG Study Reference Scenario | SDG&E | Com | AppPlug | Com - Health | Gas Energy (MMTherm/year) | Energy Efficiency | 0.079816 | 0.087045 | 0.092066 | 0.090942 | 0.085576 | 0.079206 | 0.062794 | 0.059286 | 0.05933 | 0.064622 | 0.073193
2023 PG Study Reference Scenario | SDG&E | Com | AppPlug | Com - Lodging | Electric Demand (MW) | Energy Efficiency | 4.6979e-05 | 4.5766e-05 | 4.4649e-05 | 4.4699e-05 | 4.3027e-05 | 4.2461e-05 | 4.1459e-05 | 4.0407e-05 | 3.9506e-05 | 3.8702e-05 | 3.7494e-05
2023 PG Study Reference Scenario | SDG&E | Com | AppPlug | Com - Lodging | Electric Energy (GWh/year) | Energy Efficiency | 0.046337 | 0.049713 | 0.052983 | 0.052471 | 0.049799 | 0.048643 | 0.04711 | 0.045689 | 0.044677 | 0.043548 | 0.042027
2023 PG Study Reference Scenario | SDG&E | Com | AppPlug | Com - Lodging | Gas Energy (MMTherm/year) | Energy Efficiency | 0.10734 | 0.11545 | 0.12331 | 0.12208 | 0.11678 | 0.11407 | 0.11047 | 0.10714 | 0.10477 | 0.10212 | 0.098552
2023 PG Study Reference Scenario | SDG&E | Com | AppPlug | Com - Office (Large) | Electric Demand (MW) | Energy Efficiency | 0.0011544 | 0.0011535 | 0.0011585 | 0.0011608 | 0.0011446 | 0.0011676 | 0.0011848 | 0.0011823 | 0.0011612 | 0.0011563 | 0.0011458
2023 PG Study Reference Scenario | SDG&E | Com | AppPlug | Com - Office (Large) | Electric Energy (GWh/year) | Energy Efficiency | 0.030337 | 0.030315 | 0.030446 | 0.030507 | 0.030081 | 0.030685 | 0.031137 | 0.03107 | 0.030517 | 0.030388 | 0.030112
2023 PG Study Reference Scenario | SDG&E | Com | AppPlug | Com - Office (Small) | Electric Demand (MW) | Energy Efficiency | 0.00048042 | 0.00048034 | 0.00048153 | 0.00048279 | 0.00048298 | 0.00048427 | 0.00048497 | 0.00048472 | 0.00048367 | 0.00048288 | 0.00048165
2023 PG Study Reference Scenario | SDG&E | Com | AppPlug | Com - Office (Small) | Electric Energy (GWh/year) | Energy Efficiency | 0.012625 | 0.012623 | 0.012655 | 0.012688 | 0.012693 | 0.012727 | 0.012745 | 0.012738 | 0.012711 | 0.01269 | 0.012658
2023 PG Study Reference Scenario | SDG&E | Com | AppPlug | Com - Other | Electric Demand (MW) | Energy Efficiency | 0.00018938 | 0.00019346 | 0.00019781 | 0.00020185 | 0.00020315 | 0.00020636 | 0.00020866 | 0.00021009 | 0.00021125 | 0.00021253 | 0.00021299
2023 PG Study Reference Scenario | SDG&E | Com | AppPlug | Com - Other | Electric Energy (GWh/year) | Energy Efficiency | 0.0049769 | 0.0050841 | 0.0051985 | 0.0053047 | 0.0053388 | 0.005423 | 0.0054835 | 0.0055212 | 0.0055515 | 0.0055852 | 0.0055974
2023 PG Study Reference Scenario | SDG&E | Com | AppPlug | Com - Other | Gas Energy (MMTherm/year) | Energy Efficiency | 0 | 0 | 0 | 0.0011216 | 0.001148 | 0.0011828 | 0.0012098 | 0.0012294 | 0.0012454 | 0.0012607 | 0.0012697
2023 PG Study Reference Scenario | SDG&E | Com | AppPlug | Com - Refrig. Warehouse | Electric Demand (MW) | Energy Efficiency | 5.8659e-07 | 5.9656e-07 | 6.0537e-07 | 6.0859e-07 | 6.2244e-07 | 6.3211e-07 | 6.4886e-07 | 6.6295e-07 | 6.8325e-07 | 6.989e-07 | 7.1634e-07
2023 PG Study Reference Scenario | SDG&E | Com | AppPlug | Com - Refrig. Warehouse | Electric Energy (GWh/year) | Energy Efficiency | 3.5298e-05 | 3.7293e-05 | 3.9033e-05 | 4.0246e-05 | 4.2071e-05 | 4.3498e-05 | 4.5331e-05 | 4.6892e-05 | 4.8827e-05 | 5.0364e-05 | 5.2132e-05
2023 PG Study Reference Scenario | SDG&E | Com | AppPlug | Com - Retail | Electric Demand (MW) | Energy Efficiency | 1.479e-05 | 1.1573e-05 | 1.0444e-05 | 9.392e-06 | 7.802e-06 | 8.0534e-06 | 7.4752e-06 | 7.0296e-06 | 6.8862e-06 | 6.8838e-06 | 6.6331e-06
2023 PG Study Reference Scenario | SDG&E | Com | AppPlug | Com - Retail | Electric Energy (GWh/year) | Energy Efficiency | 0.00038869 | 0.00030414 | 0.00027446 | 0.00024682 | 0.00020504 | 0.00021164 | 0.00019645 | 0.00018474 | 0.00018097 | 0.00018091 | 0.00017432
2023 PG Study Reference Scenario | SDG&E | Com | AppPlug | Com - School | Electric Demand (MW) | Energy Efficiency | 6.4934e-05 | 6.6297e-05 | 6.7548e-05 | 6.8667e-05 | 6.9977e-05 | 7.0705e-05 | 7.1372e-05 | 7.2047e-05 | 7.269e-05 | 7.2844e-05 | 7.3419e-05
2023 PG Study Reference Scenario | SDG&E | Com | AppPlug | Com - School | Electric Energy (GWh/year) | Energy Efficiency | 0.0017065 | 0.0017423 | 0.0017752 | 0.0018046 | 0.001839 | 0.0018581 | 0.0018757 | 0.0018934 | 0.0019103 | 0.0019144 | 0.0019295
2023 PG Study Reference Scenario | SDG&E | Com | AppPlug | Com - Warehouse | Electric Demand (MW) | Energy Efficiency | 7.4731e-05 | 7.5766e-05 | 7.6708e-05 | 7.767e-05 | 7.7528e-05 | 7.7899e-05 | 7.7197e-05 | 7.7148e-05 | 7.6966e-05 | 7.6706e-05 | 7.6076e-05
2023 PG Study Reference Scenario | SDG&E | Com | AppPlug | Com - Warehouse | Electric Energy (GWh/year) | Energy Efficiency | 0.0019639 | 0.0019911 | 0.0020159 | 0.0020412 | 0.0020374 | 0.0020472 | 0.0020287 | 0.0020274 | 0.0020227 | 0.0020158 | 0.0019993
2023 PG Study Reference Scenario | SDG&E | Com | BROs | Com - College | Electric Demand (MW) | Energy Efficiency | 0.026683 | 0.029061 | 0.03143 | 0.034023 | 0.03692 | 0.040078 | 0.043719 | 0.047589 | 0.059735 | 0.045625 | 0.050951
2023 PG Study Reference Scenario | SDG&E | Com | BROs | Com - College | Electric Energy (GWh/year) | Energy Efficiency | 0.23896 | 0.26019 | 0.28182 | 0.30554 | 0.33208 | 0.36107 | 0.39441 | 0.43009 | 0.55464 | 0.39491 | 0.44485
2023 PG Study Reference Scenario | SDG&E | Com | BROs | Com - College | Gas Energy (MMTherm/year) | Energy Efficiency | 0.017463 | 0.019048 | 0.02074 | 0.02263 | 0.024774 | 0.027161 | 0.029878 | 0.032881 | 0.055729 | 0.013057 | 0.017988
2023 PG Study Reference Scenario | SDG&E | Com | BROs | Com - Grocery | Electric Demand (MW) | Energy Efficiency | 0.17314 | 0.19301 | 0.21319 | 0.23559 | 0.26098 | 0.28918 | 0.32106 | 0.356 | 0.4089 | 0.41955 | 0.46768
2023 PG Study Reference Scenario | SDG&E | Com | BROs | Com - Grocery | Electric Energy (GWh/year) | Energy Efficiency | 1.4339 | 1.6017 | 1.7754 | 1.9685 | 2.1879 | 2.4322 | 2.7085 | 3.0127 | 3.5021 | 3.5294 | 3.9526
2023 PG Study Reference Scenario | SDG&E | Com | BROs | Com - Grocery | Gas Energy (MMTherm/year) | Energy Efficiency | 0.0092942 | 0.010242 | 0.011204 | 0.01227 | 0.013476 | 0.014792 | 0.01628 | 0.017895 | 0.025805 | 0.013226 | 0.015655
2023 PG Study Reference Scenario | SDG&E | Com | BROs | Com - Health | Electric Demand (MW) | Energy Efficiency | 0.083592 | 0.092052 | 0.10044 | 0.10962 | 0.11984 | 0.13096 | 0.14361 | 0.15704 | 0.18952 | 0.16424 | 0.18302
2023 PG Study Reference Scenario | SDG&E | Com | BROs | Com - Health | Electric Energy (GWh/year) | Energy Efficiency | 0.71874 | 0.79205 | 0.86635 | 0.94777 | 1.0388 | 1.1379 | 1.2506 | 1.371 | 1.6947 | 1.3917 | 1.5624
2023 PG Study Reference Scenario | SDG&E | Com | BROs | Com - Health | Gas Energy (MMTherm/year) | Energy Efficiency | 0.030848 | 0.034358 | 0.038115 | 0.042309 | 0.047043 | 0.052242 | 0.057986 | 0.064327 | 0.10826 | 0.028433 | 0.038791
2023 PG Study Reference Scenario | SDG&E | Com | BROs | Com - Lodging | Electric Demand (MW) | Energy Efficiency | 0.12135 | 0.13241 | 0.14414 | 0.1572 | 0.17183 | 0.1879 | 0.20635 | 0.22629 | 0.26595 | 0.24895 | 0.27621
2023 PG Study Reference Scenario | SDG&E | Com | BROs | Com - Lodging | Electric Energy (GWh/year) | Energy Efficiency | 1.1324 | 1.2401 | 1.3556 | 1.4836 | 1.6264 | 1.7828 | 1.9611 | 2.1537 | 2.5561 | 2.3428 | 2.6047
2023 PG Study Reference Scenario | SDG&E | Com | BROs | Com - Lodging | Gas Energy (MMTherm/year) | Energy Efficiency | 0.042654 | 0.047452 | 0.052628 | 0.058393 | 0.064881 | 0.072052 | 0.080121 | 0.08898 | 0.14252 | 0.049652 | 0.06365
2023 PG Study Reference Scenario | SDG&E | Com | BROs | Com - Office (Large) | Electric Demand (MW) | Energy Efficiency | 0.3336 | 0.35668 | 0.37878 | 0.40234 | 0.42833 | 0.45617 | 0.48863 | 0.52219 | 0.60857 | 0.52953 | 0.57312
2023 PG Study Reference Scenario | SDG&E | Com | BROs | Com - Office (Large) | Electric Energy (GWh/year) | Energy Efficiency | 2.9735 | 3.1742 | 3.3713 | 3.5818 | 3.8144 | 4.0642 | 4.3546 | 4.657 | 5.5253 | 4.6022 | 5.0019
2023 PG Study Reference Scenario | SDG&E | Com | BROs | Com - Office (Large) | Gas Energy (MMTherm/year) | Energy Efficiency | 0.064385 | 0.070833 | 0.077592 | 0.085089 | 0.093551 | 0.10295 | 0.11365 | 0.12537 | 0.2041 | 0.06249 | 0.081351
2023 PG Study Reference Scenario | SDG&E | Com | BROs | Com - Office (Small) | Electric Demand (MW) | Energy Efficiency | 0.089781 | 0.097607 | 0.10541 | 0.11398 | 0.12364 | 0.13417 | 0.14633 | 0.15932 | 0.17593 | 0.18708 | 0.20424
2023 PG Study Reference Scenario | SDG&E | Com | BROs | Com - Office (Small) | Electric Energy (GWh/year) | Energy Efficiency | 0.76627 | 0.8326 | 0.90007 | 0.97421 | 1.0579 | 1.1495 | 1.2549 | 1.3681 | 1.5174 | 1.6045 | 1.755
2023 PG Study Reference Scenario | SDG&E | Com | BROs | Com - Office (Small) | Gas Energy (MMTherm/year) | Energy Efficiency | 0.0033143 | 0.0036287 | 0.003942 | 0.0042844 | 0.004673 | 0.0050846 | 0.0055406 | 0.0060272 | 0.0067971 | 0.0068164 | 0.0074523
2023 PG Study Reference Scenario | SDG&E | Com | BROs | Com - Other | Electric Demand (MW) | Energy Efficiency | 0.03077 | 0.034746 | 0.039271 | 0.044367 | 0.050175 | 0.056675 | 0.064253 | 0.072641 | 0.085946 | 0.087382 | 0.099192
2023 PG Study Reference Scenario | SDG&E | Com | BROs | Com - Other | Electric Energy (GWh/year) | Energy Efficiency | 0.31568 | 0.36024 | 0.41025 | 0.46588 | 0.5285 | 0.59781 | 0.67775 | 0.76534 | 0.90475 | 0.91435 | 1.0344
2023 PG Study Reference Scenario | SDG&E | Com | BROs | Com - Other | Gas Energy (MMTherm/year) | Energy Efficiency | 0.016988 | 0.018883 | 0.02099 | 0.02332 | 0.025972 | 0.02886 | 0.032108 | 0.035646 | 0.042692 | 0.0396 | 0.044454
2023 PG Study Reference Scenario | SDG&E | Com | BROs | Com - Refrig. Warehouse | Electric Demand (MW) | Energy Efficiency | 0.00032999 | 0.00037106 | 0.00041728 | 0.00046927 | 0.00052782 | 0.00059377 | 0.00066812 | 0.00075194 | 0.0015397 | 0 | 0.00015208
2023 PG Study Reference Scenario | SDG&E | Com | BROs | Com - Refrig. Warehouse | Electric Energy (GWh/year) | Energy Efficiency | 0.0035677 | 0.0040117 | 0.0045114 | 0.0050734 | 0.0057065 | 0.0064195 | 0.0072233 | 0.0081295 | 0.016646 | 0 | 0.0016442
2023 PG Study Reference Scenario | SDG&E | Com | BROs | Com - Refrig. Warehouse | Gas Energy (MMTherm/year) | Energy Efficiency | 4.2651e-05 | 4.7959e-05 | 5.3933e-05 | 6.0651e-05 | 6.822e-05 | 7.6743e-05 | 8.6353e-05 | 9.7186e-05 | 0.000199 | 0 | 1.9656e-05
2023 PG Study Reference Scenario | SDG&E | Com | BROs | Com - Restaurant | Electric Demand (MW) | Energy Efficiency | 0.097134 | 0.10802 | 0.12045 | 0.13449 | 0.15058 | 0.16862 | 0.18909 | 0.21205 | 0.2405 | 0.26375 | 0.29603
2023 PG Study Reference Scenario | SDG&E | Com | BROs | Com - Restaurant | Electric Energy (GWh/year) | Energy Efficiency | 0.88717 | 0.9854 | 1.0976 | 1.2242 | 1.3694 | 1.5321 | 1.7166 | 1.9235 | 2.1839 | 2.3835 | 2.6744
2023 PG Study Reference Scenario | SDG&E | Com | BROs | Com - Restaurant | Gas Energy (MMTherm/year) | Energy Efficiency | 0.0040401 | 0.0045348 | 0.0050915 | 0.0057169 | 0.0064262 | 0.0072172 | 0.008106 | 0.0091028 | 0.016297 | 0.0030892 | 0.0047443
2023 PG Study Reference Scenario | SDG&E | Com | BROs | Com - Retail | Electric Demand (MW) | Energy Efficiency | 0.16659 | 0.18334 | 0.2009 | 0.21998 | 0.24128 | 0.2644 | 0.29134 | 0.32004 | 0.35697 | 0.37873 | 0.41567
2023 PG Study Reference Scenario | SDG&E | Com | BROs | Com - Retail | Electric Energy (GWh/year) | Energy Efficiency | 1.4673 | 1.6154 | 1.7722 | 1.9427 | 2.133 | 2.3397 | 2.5801 | 2.8368 | 3.177 | 3.3486 | 3.68
2023 PG Study Reference Scenario | SDG&E | Com | BROs | Com - Retail | Gas Energy (MMTherm/year) | Energy Efficiency | 0.004491 | 0.0049011 | 0.0053164 | 0.0057688 | 0.0062804 | 0.0068225 | 0.007422 | 0.0080595 | 0.0092122 | 0.008921 | 0.0097578
2023 PG Study Reference Scenario | SDG&E | Com | BROs | Com - School | Electric Demand (MW) | Energy Efficiency | 0.041371 | 0.045153 | 0.04888 | 0.052988 | 0.057595 | 0.062606 | 0.068514 | 0.074776 | 0.089824 | 0.078006 | 0.086444
2023 PG Study Reference Scenario | SDG&E | Com | BROs | Com - School | Electric Energy (GWh/year) | Energy Efficiency | 0.35821 | 0.39109 | 0.42423 | 0.46084 | 0.50195 | 0.5468 | 0.5995 | 0.65573 | 0.80585 | 0.66466 | 0.74162
2023 PG Study Reference Scenario | SDG&E | Com | BROs | Com - School | Gas Energy (MMTherm/year) | Energy Efficiency | 0.01067 | 0.01159 | 0.012533 | 0.013574 | 0.014759 | 0.016045 | 0.017493 | 0.01906 | 0.026353 | 0.015047 | 0.017367
2023 PG Study Reference Scenario | SDG&E | Com | BROs | Com - Warehouse | Electric Demand (MW) | Energy Efficiency | 0.00016999 | 0.00019256 | 0.00021815 | 0.00024717 | 0.00028001 | 0.00031726 | 0.00035945 | 0.00040725 | 0.00083924 | 0 | 8.3883e-05
2023 PG Study Reference Scenario | SDG&E | Com | BROs | Com - Warehouse | Electric Energy (GWh/year) | Energy Efficiency | 0.0018378 | 0.0020819 | 0.0023585 | 0.0026723 | 0.0030274 | 0.00343 | 0.0038862 | 0.004403 | 0.0090734 | 0 | 0.0009069
2023 PG Study Reference Scenario | SDG&E | Com | BROs | Com - Warehouse | Gas Energy (MMTherm/year) | Energy Efficiency | 4.8822e-05 | 5.5306e-05 | 6.2655e-05 | 7.0989e-05 | 8.0422e-05 | 9.1118e-05 | 0.00010324 | 0.00011697 | 0.00024104 | 0 | 2.4092e-05
2023 PG Study Reference Scenario | SDG&E | Com | BldgEnv | Com - College | Electric Demand (MW) | Energy Efficiency | 3.5488e-05 | 5.3408e-05 | 6.769e-05 | 7.3731e-05 | 7.1183e-05 | 7.1573e-05 | 7.2052e-05 | 7.1985e-05 | 7.1948e-05 | 6.5847e-05 | 6.5697e-05
2023 PG Study Reference Scenario | SDG&E | Com | BldgEnv | Com - College | Electric Energy (GWh/year) | Energy Efficiency | 1.5582e-05 | 2.3451e-05 | 2.9722e-05 | 3.2375e-05 | 3.1256e-05 | 3.1427e-05 | 3.1637e-05 | 3.1608e-05 | 3.1592e-05 | 2.8913e-05 | 2.8847e-05
2023 PG Study Reference Scenario | SDG&E | Com | BldgEnv | Com - College | Gas Energy (MMTherm/year) | Energy Efficiency | 1.1636e-05 | 1.7503e-05 | 2.2177e-05 | 2.4152e-05 | 2.3318e-05 | 2.3446e-05 | 2.3603e-05 | 2.3581e-05 | 2.3569e-05 | 1.9563e-05 | 1.9546e-05
2023 PG Study Reference Scenario | SDG&E | Com | BldgEnv | Com - Grocery | Electric Demand (MW) | Energy Efficiency | 9.6517e-06 | 5.2183e-06 | 4.9438e-06 | 5.0652e-06 | 3.6661e-06 | 5.3137e-06 | 4.942e-06 | 4.6998e-06 | 4.3306e-06 | 4.8401e-06 | 4.5137e-06
2023 PG Study Reference Scenario | SDG&E | Com | BldgEnv | Com - Grocery | Electric Energy (GWh/year) | Energy Efficiency | 4.238e-06 | 2.2913e-06 | 2.1708e-06 | 2.2241e-06 | 1.6098e-06 | 2.3332e-06 | 2.17e-06 | 2.0636e-06 | 1.9015e-06 | 2.1252e-06 | 1.9819e-06
2023 PG Study Reference Scenario | SDG&E | Com | BldgEnv | Com - Grocery | Gas Energy (MMTherm/year) | Energy Efficiency | 2.1628e-06 | 1.2518e-06 | 1.1906e-06 | 1.2093e-06 | 9.1639e-07 | 1.2456e-06 | 1.1577e-06 | 1.0967e-06 | 1.0083e-06 | 1.1014e-06 | 1.0258e-06
2023 PG Study Reference Scenario | SDG&E | Com | BldgEnv | Com - Health | Electric Demand (MW) | Energy Efficiency | 0.00012232 | 0.00011648 | 0.00011137 | 0.00010992 | 0.00010345 | 9.5794e-05 | 7.6255e-05 | 7.2003e-05 | 7.1939e-05 | 7.8093e-05 | 8.8141e-05
2023 PG Study Reference Scenario | SDG&E | Com | BldgEnv | Com - Health | Electric Energy (GWh/year) | Energy Efficiency | 7.5512e-05 | 7.1909e-05 | 6.8755e-05 | 6.7856e-05 | 6.3862e-05 | 5.9137e-05 | 4.7075e-05 | 4.445e-05 | 4.4411e-05 | 4.821e-05 | 5.4412e-05
2023 PG Study Reference Scenario | SDG&E | Com | BldgEnv | Com - Health | Gas Energy (MMTherm/year) | Energy Efficiency | 4.7046e-05 | 4.48e-05 | 4.2831e-05 | 4.2265e-05 | 3.9774e-05 | 3.683e-05 | 2.9319e-05 | 2.7683e-05 | 2.7649e-05 | 3e-05 | 3.3849e-05
2023 PG Study Reference Scenario | SDG&E | Com | BldgEnv | Com - Lodging | Electric Demand (MW) | Energy Efficiency | 5.9016e-05 | 8.5866e-05 | 0.00036593 | 0.00016635 | 0.00010482 | 0.00010237 | 9.9116e-05 | 9.6109e-05 | 9.3971e-05 | 9.1563e-05 | 8.8337e-05
2023 PG Study Reference Scenario | SDG&E | Com | BldgEnv | Com - Lodging | Electric Energy (GWh/year) | Energy Efficiency | 4.956e-05 | 7.2108e-05 | 0.0003073 | 0.0001397 | 8.8029e-05 | 8.5964e-05 | 8.3235e-05 | 8.071e-05 | 7.8914e-05 | 7.6892e-05 | 7.4183e-05
2023 PG Study Reference Scenario | SDG&E | Com | BldgEnv | Com - Lodging | Gas Energy (MMTherm/year) | Energy Efficiency | 1.3249e-05 | 1.9276e-05 | 0.00014815 | 5.0984e-05 | 2.3533e-05 | 2.2981e-05 | 2.2251e-05 | 2.1576e-05 | 2.1096e-05 | 2.0555e-05 | 1.983e-05
2023 PG Study Reference Scenario | SDG&E | Com | BldgEnv | Com - Office (Large) | Electric Demand (MW) | Energy Efficiency | 0.00023739 | 0.00023495 | 0.00023357 | 0.00023181 | 0.00022659 | 0.00022964 | 0.00023166 | 0.00022997 | 0.00022486 | 0.00022298 | 0.00022021
2023 PG Study Reference Scenario | SDG&E | Com | BldgEnv | Com - Office (Large) | Electric Energy (GWh/year) | Energy Efficiency | 0.00010424 | 0.00010317 | 0.00010256 | 0.00010178 | 9.9493e-05 | 0.00010083 | 0.00010172 | 0.00010098 | 9.8736e-05 | 9.7908e-05 | 9.6692e-05
2023 PG Study Reference Scenario | SDG&E | Com | BldgEnv | Com - Office (Large) | Gas Energy (MMTherm/year) | Energy Efficiency | 3.1583e-05 | 3.126e-05 | 3.1076e-05 | 3.0841e-05 | 3.0146e-05 | 3.0553e-05 | 3.0824e-05 | 3.0603e-05 | 2.9926e-05 | 2.9681e-05 | 2.9319e-05
2023 PG Study Reference Scenario | SDG&E | Com | BldgEnv | Com - Office (Small) | Electric Demand (MW) | Energy Efficiency | 9.9089e-05 | 9.8589e-05 | 9.8151e-05 | 9.7723e-05 | 9.7139e-05 | 9.6865e-05 | 9.6542e-05 | 9.6092e-05 | 9.5539e-05 | 9.5083e-05 | 9.4599e-05
2023 PG Study Reference Scenario | SDG&E | Com | BldgEnv | Com - Office (Small) | Electric Energy (GWh/year) | Energy Efficiency | 4.3509e-05 | 4.329e-05 | 4.3097e-05 | 4.2909e-05 | 4.2653e-05 | 4.2532e-05 | 4.2391e-05 | 4.2193e-05 | 4.195e-05 | 4.175e-05 | 4.1538e-05
2023 PG Study Reference Scenario | SDG&E | Com | BldgEnv | Com - Office (Small) | Gas Energy (MMTherm/year) | Energy Efficiency | 1.3167e-05 | 1.3101e-05 | 1.3043e-05 | 1.2986e-05 | 1.2909e-05 | 1.2872e-05 | 1.283e-05 | 1.2772e-05 | 1.27e-05 | 1.2641e-05 | 1.2578e-05
2023 PG Study Reference Scenario | SDG&E | Com | BldgEnv | Com - Other | Electric Demand (MW) | Energy Efficiency | 0.00012121 | 0.0001217 | 0.0001224 | 0.00012312 | 0.0001224 | 0.00012313 | 0.00012351 | 0.00012354 | 0.00012355 | 0.00012372 | 0.00012353
2023 PG Study Reference Scenario | SDG&E | Com | BldgEnv | Com - Other | Electric Energy (GWh/year) | Energy Efficiency | 5.3249e-05 | 5.3462e-05 | 5.3769e-05 | 5.4086e-05 | 5.3771e-05 | 5.409e-05 | 5.4258e-05 | 5.4271e-05 | 5.4276e-05 | 5.4351e-05 | 5.4268e-05
2023 PG Study Reference Scenario | SDG&E | Com | BldgEnv | Com - Other | Gas Energy (MMTherm/year) | Energy Efficiency | 1.6101e-05 | 1.6165e-05 | 1.6258e-05 | 1.6354e-05 | 1.6258e-05 | 1.6355e-05 | 1.6406e-05 | 1.6412e-05 | 1.6415e-05 | 1.644e-05 | 1.6418e-05
2023 PG Study Reference Scenario | SDG&E | Com | BldgEnv | Com - Refrig. Warehouse | Electric Demand (MW) | Energy Efficiency | 1.4003e-06 | 1.406e-06 | 1.4049e-06 | 1.3901e-06 | 1.4024e-06 | 1.4061e-06 | 1.4275e-06 | 1.4441e-06 | 1.4757e-06 | 1.4984e-06 | 1.5334e-06
2023 PG Study Reference Scenario | SDG&E | Com | BldgEnv | Com - Refrig. Warehouse | Electric Energy (GWh/year) | Energy Efficiency | 6.1484e-07 | 6.1738e-07 | 6.1687e-07 | 6.1037e-07 | 6.1577e-07 | 6.1741e-07 | 6.268e-07 | 6.341e-07 | 6.4797e-07 | 6.5794e-07 | 6.7332e-07
2023 PG Study Reference Scenario | SDG&E | Com | BldgEnv | Com - Refrig. Warehouse | Gas Energy (MMTherm/year) | Energy Efficiency | 1.8596e-07 | 1.8674e-07 | 1.8658e-07 | 1.8461e-07 | 1.8624e-07 | 1.8674e-07 | 1.8959e-07 | 1.9181e-07 | 1.9603e-07 | 1.9907e-07 | 2.0375e-07
2023 PG Study Reference Scenario | SDG&E | Com | BldgEnv | Com - Restaurant | Electric Demand (MW) | Energy Efficiency | 7.4028e-06 | 6.9494e-06 | 7.7123e-06 | 7.6761e-06 | 7.7515e-06 | 7.5487e-06 | 7.7831e-06 | 7.8993e-06 | 8.1415e-06 | 8.3989e-06 | 8.6382e-06
2023 PG Study Reference Scenario | SDG&E | Com | BldgEnv | Com - Restaurant | Electric Energy (GWh/year) | Energy Efficiency | 3.2505e-06 | 3.0514e-06 | 3.3864e-06 | 3.3705e-06 | 3.4036e-06 | 3.3145e-06 | 3.4175e-06 | 3.4685e-06 | 3.5749e-06 | 3.6879e-06 | 3.7929e-06
2023 PG Study Reference Scenario | SDG&E | Com | BldgEnv | Com - Restaurant | Gas Energy (MMTherm/year) | Energy Efficiency | 7.7919e-07 | 7.3178e-07 | 8.0755e-07 | 8.0253e-07 | 8.0886e-07 | 7.871e-07 | 8.0966e-07 | 8.2032e-07 | 8.4375e-07 | 8.6877e-07 | 8.9202e-07
2023 PG Study Reference Scenario | SDG&E | Com | BldgEnv | Com - Retail | Electric Demand (MW) | Energy Efficiency | 1.8142e-05 | 1.1833e-05 | 1.2497e-05 | 1.2165e-05 | 9.1456e-06 | 1.2043e-05 | 1.138e-05 | 1.0857e-05 | 1.1074e-05 | 1.1503e-05 | 1.0956e-05
2023 PG Study Reference Scenario | SDG&E | Com | BldgEnv | Com - Retail | Electric Energy (GWh/year) | Energy Efficiency | 7.9662e-06 | 5.1959e-06 | 5.4874e-06 | 5.3417e-06 | 4.0157e-06 | 5.288e-06 | 4.9969e-06 | 4.7672e-06 | 4.8626e-06 | 5.0506e-06 | 4.8105e-06
2023 PG Study Reference Scenario | SDG&E | Com | BldgEnv | Com - Retail | Gas Energy (MMTherm/year) | Energy Efficiency | 3.5006e-06 | 2.3883e-06 | 2.4867e-06 | 2.4132e-06 | 1.8741e-06 | 2.3624e-06 | 2.2336e-06 | 2.1298e-06 | 2.1423e-06 | 2.1929e-06 | 2.0788e-06
2023 PG Study Reference Scenario | SDG&E | Com | BldgEnv | Com - School | Electric Demand (MW) | Energy Efficiency | 9.9993e-05 | 0.0001001 | 0.0001001 | 0.00010015 | 0.00010075 | 0.0001007 | 0.00010077 | 0.000101 | 0.00010131 | 0.00010148 | 0.00010179
2023 PG Study Reference Scenario | SDG&E | Com | BldgEnv | Com - School | Electric Energy (GWh/year) | Energy Efficiency | 4.3906e-05 | 4.3951e-05 | 4.3954e-05 | 4.3977e-05 | 4.4238e-05 | 4.4218e-05 | 4.4246e-05 | 4.4346e-05 | 4.4485e-05 | 4.456e-05 | 4.4694e-05
2023 PG Study Reference Scenario | SDG&E | Com | BldgEnv | Com - School | Gas Energy (MMTherm/year) | Energy Efficiency | 1.3312e-05 | 1.3326e-05 | 1.3327e-05 | 1.3333e-05 | 1.3412e-05 | 1.3406e-05 | 1.3415e-05 | 1.3447e-05 | 1.349e-05 | 1.3515e-05 | 1.3557e-05
2023 PG Study Reference Scenario | SDG&E | Com | BldgEnv | Com - Warehouse | Electric Demand (MW) | Energy Efficiency | 0.00015709 | 0.00015563 | 0.00015435 | 0.00015365 | 0.00015124 | 0.00015043 | 0.00014887 | 0.00014732 | 0.00014578 | 0.00014418 | 0.0001421
2023 PG Study Reference Scenario | SDG&E | Com | BldgEnv | Com - Warehouse | Electric Energy (GWh/year) | Energy Efficiency | 0.00013192 | 0.0001307 | 0.00012962 | 0.00012903 | 0.00012701 | 0.00012633 | 0.00012501 | 0.00012372 | 0.00012243 | 0.00012108 | 0.00011934
2023 PG Study Reference Scenario | SDG&E | Com | BldgEnv | Com - Warehouse | Gas Energy (MMTherm/year) | Energy Efficiency | 3.4926e-05 | 3.4604e-05 | 3.4319e-05 | 3.4162e-05 | 3.3626e-05 | 3.3447e-05 | 3.3101e-05 | 3.2763e-05 | 3.2426e-05 | 3.208e-05 | 3.1629e-05
2023 PG Study Reference Scenario | SDG&E | Com | ComRefrig | Com - College | Electric Demand (MW) | Energy Efficiency | 0.00043682 | 0.00018069 | 3.2922e-05 | 4.827e-06 | 4.7533e-06 | 1.477e-06 | 0 | 0 | 0 | 0 | 0
2023 PG Study Reference Scenario | SDG&E | Com | ComRefrig | Com - College | Electric Energy (GWh/year) | Energy Efficiency | 0.003532 | 0.0014645 | 0.00026629 | 3.8476e-05 | 3.7888e-05 | 1.1773e-05 | 0 | 0 | 0 | 0 | 0
2023 PG Study Reference Scenario | SDG&E | Com | ComRefrig | Com - College | Gas Energy (MMTherm/year) | Energy Efficiency | -1.097e-07 | -1.1441e-07 | -1.1673e-07 | -1.1755e-07 | -1.1576e-07 | -3.5969e-08 | 0 | 0 | 0 | 0 | 0
2023 PG Study Reference Scenario | SDG&E | Com | ComRefrig | Com - Grocery | Electric Demand (MW) | Energy Efficiency | 0.191 | 0.11542 | 0.060063 | 0.025994 | 0.014641 | 0.0044955 | 0.0011747 | 0 | 0 | 0 | 0
2023 PG Study Reference Scenario | SDG&E | Com | ComRefrig | Com - Grocery | Electric Energy (GWh/year) | Energy Efficiency | 1.4868 | 0.90443 | 0.47528 | 0.20914 | 0.11809 | 0.036452 | 0.0095254 | 0 | 0 | 0 | 0
2023 PG Study Reference Scenario | SDG&E | Com | ComRefrig | Com - Grocery | Gas Energy (MMTherm/year) | Energy Efficiency | -0.00011113 | -0.00011426 | -0.00011495 | -0.00011344 | -0.00011016 | 0 | 0 | 0 | 0 | 0 | 0
2023 PG Study Reference Scenario | SDG&E | Com | ComRefrig | Com - Lodging | Electric Demand (MW) | Energy Efficiency | 0.0009163 | 0.00045153 | 0.00012585 | 0 | 0 | 0 | 0 | 0 | 0 | 0 | 0
2023 PG Study Reference Scenario | SDG&E | Com | ComRefrig | Com - Lodging | Electric Energy (GWh/year) | Energy Efficiency | 0.0074299 | 0.0036612 | 0.0010205 | 0 | 0 | 0 | 0 | 0 | 0 | 0 | 0
2023 PG Study Reference Scenario | SDG&E | Com | ComRefrig | Com - Other | Electric Demand (MW) | Energy Efficiency | 0.0009549 | 0.0006749 | 0.00038915 | 0.00017493 | 4.5201e-05 | 0 | 0 | 0 | 0 | 0 | 0
2023 PG Study Reference Scenario | SDG&E | Com | ComRefrig | Com - Other | Electric Energy (GWh/year) | Energy Efficiency | 0.0077429 | 0.0054725 | 0.0031554 | 0.0014184 | 0.00036651 | 0 | 0 | 0 | 0 | 0 | 0
2023 PG Study Reference Scenario | SDG&E | Com | ComRefrig | Com - Refrig. Warehouse | Electric Demand (MW) | Energy Efficiency | 0.00089776 | 0.00056059 | 0.00027359 | 8.4877e-05 | 1.1506e-06 | 1.9597e-07 | 0 | 0 | 0 | 0 | 0
2023 PG Study Reference Scenario | SDG&E | Com | ComRefrig | Com - Refrig. Warehouse | Electric Energy (GWh/year) | Energy Efficiency | 0.007274 | 0.0045441 | 0.0022183 | 0.00068807 | 9.1709e-06 | 1.562e-06 | 0 | 0 | 0 | 0 | 0
2023 PG Study Reference Scenario | SDG&E | Com | ComRefrig | Com - Refrig. Warehouse | Gas Energy (MMTherm/year) | Energy Efficiency | -2.7154e-08 | -2.8197e-08 | -2.8639e-08 | -2.8503e-08 | -2.8019e-08 | -4.7724e-09 | 0 | 0 | 0 | 0 | 0
2023 PG Study Reference Scenario | SDG&E | Com | ComRefrig | Com - Restaurant | Electric Demand (MW) | Energy Efficiency | 0.0091474 | 0.0040224 | 0.0012325 | 0.00016522 | 0.00015919 | 0 | 0 | 0 | 0 | 0 | 0
2023 PG Study Reference Scenario | SDG&E | Com | ComRefrig | Com - Restaurant | Electric Energy (GWh/year) | Energy Efficiency | 0.07371 | 0.032593 | 0.0099703 | 0.0013169 | 0.0012689 | 0 | 0 | 0 | 0 | 0 | 0
2023 PG Study Reference Scenario | SDG&E | Com | ComRefrig | Com - Restaurant | Gas Energy (MMTherm/year) | Energy Efficiency | -4.0362e-06 | -4.1172e-06 | -4.1094e-06 | -4.0236e-06 | -3.8768e-06 | 0 | 0 | 0 | 0 | 0 | 0
2023 PG Study Reference Scenario | SDG&E | Com | ComRefrig | Com - Retail | Electric Demand (MW) | Energy Efficiency | 0.078569 | 0.045135 | 0.021173 | 0.0078313 | 0.0039244 | 0.00018932 | 0 | 0 | 0 | 0 | 0
2023 PG Study Reference Scenario | SDG&E | Com | ComRefrig | Com - Retail | Electric Energy (GWh/year) | Energy Efficiency | 0.61456 | 0.35522 | 0.16815 | 0.063176 | 0.031572 | 0.0015351 | 0 | 0 | 0 | 0 | 0
2023 PG Study Reference Scenario | SDG&E | Com | ComRefrig | Com - Retail | Gas Energy (MMTherm/year) | Energy Efficiency | -4.4287e-05 | -4.5545e-05 | -4.5841e-05 | -4.5264e-05 | -4.3982e-05 | 0 | 0 | 0 | 0 | 0 | 0
2023 PG Study Reference Scenario | SDG&E | Com | ComRefrig | Com - School | Electric Demand (MW) | Energy Efficiency | 0.00096175 | 0.00047175 | 0.00015509 | 8.4816e-06 | 8.3868e-06 | 2.4476e-06 | 0 | 0 | 0 | 0 | 0
2023 PG Study Reference Scenario | SDG&E | Com | ComRefrig | Com - School | Electric Energy (GWh/year) | Energy Efficiency | 0.0077846 | 0.003824 | 0.0012564 | 6.7606e-05 | 6.6851e-05 | 1.9509e-05 | 0 | 0 | 0 | 0 | 0
2023 PG Study Reference Scenario | SDG&E | Com | ComRefrig | Com - School | Gas Energy (MMTherm/year) | Energy Efficiency | -1.9297e-07 | -2.0164e-07 | -2.0603e-07 | -2.0655e-07 | -2.0424e-07 | -5.9606e-08 | 0 | 0 | 0 | 0 | 0
2023 PG Study Reference Scenario | SDG&E | Com | Data Center | Com - Office (Large) | Electric Demand (MW) | Energy Efficiency | 0.0049411 | 0.0050006 | 0.0050722 | 0.0051347 | 0.0041653 | 0.0042748 | 0.0043681 | 0.004403 | 0.0043828 | 0.0044125 | 0.0044253
2023 PG Study Reference Scenario | SDG&E | Com | Data Center | Com - Office (Large) | Electric Energy (GWh/year) | Energy Efficiency | 0.011116 | 0.011236 | 0.011384 | 0.011512 | 0.0090053 | 0.0092366 | 0.0094321 | 0.0094948 | 0.0094323 | 0.0094852 | 0.0095007
2023 PG Study Reference Scenario | SDG&E | Com | Data Center | Com - Other | Electric Demand (MW) | Energy Efficiency | 0.0036178 | 0.0036901 | 0.0037654 | 0.0038395 | 0.0032834 | 0.0033436 | 0.0033952 | 0.0034381 | 0.00348 | 0.0035258 | 0.0035618
2023 PG Study Reference Scenario | SDG&E | Com | Data Center | Com - Other | Electric Energy (GWh/year) | Energy Efficiency | 0.0081675 | 0.0083237 | 0.0084871 | 0.0086479 | 0.0071998 | 0.0073267 | 0.0074347 | 0.0075234 | 0.0076104 | 0.0077071 | 0.0077819
2023 PG Study Reference Scenario | SDG&E | Com | FoodServ | Com - College | Electric Demand (MW) | Energy Efficiency | 0.00036091 | 0.00039725 | 0.00043398 | 0.00047543 | 0.00051108 | 0.00055209 | 0.00060393 | 0.00065661 | 0.00069683 | 0.00072344 | 0.00076166
2023 PG Study Reference Scenario | SDG&E | Com | FoodServ | Com - College | Electric Demand (MW) | Fuel Substitution | -1.5639e-05 | -1.5338e-05 | -1.4915e-05 | -1.4397e-05 | -1.3795e-05 | -1.6917e-05 | -2.2403e-05 | -2.8047e-05 | -3.6795e-05 | -5.0001e-05 | -6.2415e-05
2023 PG Study Reference Scenario | SDG&E | Com | FoodServ | Com - College | Electric Energy (GWh/year) | Energy Efficiency | 0.0021107 | 0.0023126 | 0.0025163 | 0.0027534 | 0.002949 | 0.0031839 | 0.0034729 | 0.0037616 | 0.0039909 | 0.0041223 | 0.0043392
2023 PG Study Reference Scenario | SDG&E | Com | FoodServ | Com - College | Electric Energy (GWh/year) | Fuel Substitution | -0.0003337 | -0.00033004 | -0.00032392 | -0.00032249 | -0.00036813 | -0.00042436 | -0.00048611 | -0.00054464 | -0.00060866 | -0.000683 | -0.00077446
2023 PG Study Reference Scenario | SDG&E | Com | FoodServ | Com - College | Gas Energy (MMTherm/year) | Energy Efficiency | 0.00028502 | 0.00031696 | 0.00035716 | 0.00040701 | 0.00044701 | 0.00049122 | 0.00053806 | 0.00058311 | 0.00062654 | 0.0006621 | 0.00070656
2023 PG Study Reference Scenario | SDG&E | Com | FoodServ | Com - College | Gas Energy (MMTherm/year) | Fuel Substitution | 3.3435e-05 | 3.3048e-05 | 3.2413e-05 | 3.2283e-05 | 3.7136e-05 | 4.2872e-05 | 4.903e-05 | 5.4814e-05 | 6.1874e-05 | 7.0956e-05 | 8.1449e-05
2023 PG Study Reference Scenario | SDG&E | Com | FoodServ | Com - Grocery | Electric Demand (MW) | Energy Efficiency | 0.0011968 | 0.0013137 | 0.0014683 | 0.0016268 | 0.0017655 | 0.0019383 | 0.0021405 | 0.0022898 | 0.0024264 | 0.0025723 | 0.0027012
2023 PG Study Reference Scenario | SDG&E | Com | FoodServ | Com - Grocery | Electric Demand (MW) | Fuel Substitution | -9.3482e-05 | -9.2915e-05 | -9.1637e-05 | -8.9786e-05 | -8.7463e-05 | -8.474e-05 | -8.1667e-05 | -0.00010041 | -0.00013111 | -0.00016321 | -0.00019238
2023 PG Study Reference Scenario | SDG&E | Com | FoodServ | Com - Grocery | Electric Energy (GWh/year) | Energy Efficiency | 0.0054997 | 0.0059784 | 0.006677 | 0.0073995 | 0.0080061 | 0.0088195 | 0.0097482 | 0.010424 | 0.011038 | 0.011715 | 0.012295
2023 PG Study Reference Scenario | SDG&E | Com | FoodServ | Com - Grocery | Electric Energy (GWh/year) | Fuel Substitution | -0.0023393 | -0.0023343 | -0.0023097 | -0.002273 | -0.0022399 | -0.0033165 | -0.0042951 | -0.0052772 | -0.0062335 | -0.0071312 | -0.0079626
2023 PG Study Reference Scenario | SDG&E | Com | FoodServ | Com - Grocery | Gas Energy (MMTherm/year) | Energy Efficiency | 0.0011545 | 0.001291 | 0.0015365 | 0.0017162 | 0.0018541 | 0.0022621 | 0.0026307 | 0.0029647 | 0.0032712 | 0.0035712 | 0.0038341
2023 PG Study Reference Scenario | SDG&E | Com | FoodServ | Com - Grocery | Gas Energy (MMTherm/year) | Fuel Substitution | 0.00023841 | 0.00023777 | 0.00023512 | 0.00023124 | 0.00022777 | 0.00034164 | 0.00044519 | 0.00054769 | 0.00064669 | 0.00073922 | 0.00082495
2023 PG Study Reference Scenario | SDG&E | Com | FoodServ | Com - Health | Electric Demand (MW) | Energy Efficiency | 0.00064783 | 0.00070477 | 0.00076275 | 0.00083271 | 0.00088285 | 0.00092487 | 0.00093637 | 0.00099826 | 0.0010626 | 0.0011597 | 0.0012816
2023 PG Study Reference Scenario | SDG&E | Com | FoodServ | Com - Health | Electric Demand (MW) | Fuel Substitution | -6.4311e-05 | -6.4285e-05 | -6.3768e-05 | -6.2849e-05 | -6.1589e-05 | -6.0009e-05 | -6.3068e-05 | -7.5225e-05 | -8.8125e-05 | -0.00010021 | -0.00013699
2023 PG Study Reference Scenario | SDG&E | Com | FoodServ | Com - Health | Electric Energy (GWh/year) | Energy Efficiency | 0.0040182 | 0.0043229 | 0.0046314 | 0.0050296 | 0.0052725 | 0.0054515 | 0.0053123 | 0.0056008 | 0.0059586 | 0.006574 | 0.007387
2023 PG Study Reference Scenario | SDG&E | Com | FoodServ | Com - Health | Electric Energy (GWh/year) | Fuel Substitution | -0.00092014 | -0.00092334 | -0.00091916 | -0.00090995 | -0.00097728 | -0.0012556 | -0.0015335 | -0.0018314 | -0.002116 | -0.0023831 | -0.0027112
2023 PG Study Reference Scenario | SDG&E | Com | FoodServ | Com - Health | Gas Energy (MMTherm/year) | Energy Efficiency | 0.00079489 | 0.00087808 | 0.00099651 | 0.0011514 | 0.0012418 | 0.0013645 | 0.0014227 | 0.0015464 | 0.0016825 | 0.0018511 | 0.0020647
2023 PG Study Reference Scenario | SDG&E | Com | FoodServ | Com - Health | Gas Energy (MMTherm/year) | Fuel Substitution | 9.8672e-05 | 9.8957e-05 | 9.845e-05 | 9.7396e-05 | 0.00010443 | 0.00013374 | 0.00016269 | 0.00019315 | 0.00022204 | 0.00024913 | 0.00028747
2023 PG Study Reference Scenario | SDG&E | Com | FoodServ | Com - Lodging | Electric Demand (MW) | Energy Efficiency | 0.00085263 | 0.00091976 | 0.00098792 | 0.0010697 | 0.0011309 | 0.001204 | 0.0013149 | 0.0014278 | 0.0014972 | 0.0015626 | 0.0016231
2023 PG Study Reference Scenario | SDG&E | Com | FoodServ | Com - Lodging | Electric Demand (MW) | Fuel Substitution | -4.068e-05 | -3.9732e-05 | -3.8457e-05 | -3.6924e-05 | -3.5163e-05 | -5.3942e-05 | -7.5124e-05 | -9.4789e-05 | -0.00012589 | -0.00016373 | -0.00019909
2023 PG Study Reference Scenario | SDG&E | Com | FoodServ | Com - Lodging | Electric Energy (GWh/year) | Energy Efficiency | 0.0049067 | 0.0052531 | 0.0056041 | 0.006048 | 0.0063509 | 0.0067381 | 0.0072961 | 0.0078625 | 0.0082273 | 0.0085664 | 0.0088668
2023 PG Study Reference Scenario | SDG&E | Com | FoodServ | Com - Lodging | Electric Energy (GWh/year) | Fuel Substitution | -0.00069118 | -0.00067837 | -0.00065976 | -0.00080552 | -0.0011875 | -0.0016204 | -0.0020319 | -0.0024115 | -0.0028025 | -0.0031957 | -0.0036419
2023 PG Study Reference Scenario | SDG&E | Com | FoodServ | Com - Lodging | Gas Energy (MMTherm/year) | Energy Efficiency | 0.0008423 | 0.00091545 | 0.0010478 | 0.0012648 | 0.0014118 | 0.0015684 | 0.0017227 | 0.0018691 | 0.0020096 | 0.0021462 | 0.0022739
2023 PG Study Reference Scenario | SDG&E | Com | FoodServ | Com - Lodging | Gas Energy (MMTherm/year) | Fuel Substitution | 7.253e-05 | 7.1153e-05 | 6.9166e-05 | 8.4557e-05 | 0.00012492 | 0.00016933 | 0.00021131 | 0.00024997 | 0.00029239 | 0.00033664 | 0.00038517
2023 PG Study Reference Scenario | SDG&E | Com | FoodServ | Com - Other | Electric Demand (MW) | Energy Efficiency | 0.003116 | 0.0034785 | 0.0038506 | 0.0042275 | 0.0045838 | 0.0049582 | 0.0055745 | 0.0062137 | 0.0065908 | 0.0069687 | 0.0073371
2023 PG Study Reference Scenario | SDG&E | Com | FoodServ | Com - Other | Electric Demand (MW) | Fuel Substitution | -0.00013717 | -0.00013506 | -0.00013181 | -0.00012763 | -0.00012267 | -0.00011702 | -0.00024812 | -0.00038769 | -0.0005243 | -0.00066544 | -0.00081499
2023 PG Study Reference Scenario | SDG&E | Com | FoodServ | Com - Other | Electric Energy (GWh/year) | Energy Efficiency | 0.015175 | 0.016924 | 0.018721 | 0.020541 | 0.022253 | 0.024063 | 0.027037 | 0.030121 | 0.031945 | 0.033775 | 0.035557
2023 PG Study Reference Scenario | SDG&E | Com | FoodServ | Com - Other | Electric Energy (GWh/year) | Fuel Substitution | -0.0016483 | -0.0016372 | -0.0016133 | -0.0015799 | -0.0017237 | -0.0019636 | -0.0027768 | -0.0036054 | -0.0044035 | -0.0051892 | -0.0059787
2023 PG Study Reference Scenario | SDG&E | Com | FoodServ | Com - Other | Gas Energy (MMTherm/year) | Energy Efficiency | 0.001649 | 0.0018939 | 0.0021724 | 0.0024526 | 0.0026945 | 0.0029671 | 0.0033257 | 0.0036853 | 0.003968 | 0.0042543 | 0.0045398
2023 PG Study Reference Scenario | SDG&E | Com | FoodServ | Com - Other | Gas Energy (MMTherm/year) | Fuel Substitution | 0.00016223 | 0.00016112 | 0.00015874 | 0.00015543 | 0.00017091 | 0.00019659 | 0.0002741 | 0.00035243 | 0.00042747 | 0.00050425 | 0.00058484
2023 PG Study Reference Scenario | SDG&E | Com | FoodServ | Com - Restaurant | Electric Demand (MW) | Energy Efficiency | 0.0030514 | 0.0034026 | 0.0038216 | 0.0041957 | 0.0045683 | 0.0049105 | 0.005577 | 0.0060055 | 0.0063459 | 0.0066776 | 0.0069995
2023 PG Study Reference Scenario | SDG&E | Com | FoodServ | Com - Restaurant | Electric Demand (MW) | Fuel Substitution | -0.00031741 | -0.0003115 | -0.00030311 | -0.00029277 | -0.00028089 | -0.0002677 | -0.00032838 | -0.00055348 | -0.00077112 | -0.00096996 | -0.001202
2023 PG Study Reference Scenario | SDG&E | Com | FoodServ | Com - Restaurant | Electric Energy (GWh/year) | Energy Efficiency | 0.014818 | 0.016476 | 0.018549 | 0.020354 | 0.022162 | 0.023801 | 0.027044 | 0.029134 | 0.030818 | 0.032469 | 0.034075
2023 PG Study Reference Scenario | SDG&E | Com | FoodServ | Com - Restaurant | Electric Energy (GWh/year) | Fuel Substitution | -0.0049978 | -0.0049274 | -0.0048146 | -0.0046766 | -0.0057642 | -0.0082755 | -0.01084 | -0.01389 | -0.016712 | -0.019293 | -0.021815
2023 PG Study Reference Scenario | SDG&E | Com | FoodServ | Com - Restaurant | Gas Energy (MMTherm/year) | Energy Efficiency | 0.0032463 | 0.0036961 | 0.0043925 | 0.0049399 | 0.0055987 | 0.0064952 | 0.0074547 | 0.0083112 | 0.009092 | 0.0098145 | 0.010525
2023 PG Study Reference Scenario | SDG&E | Com | FoodServ | Com - Restaurant | Gas Energy (MMTherm/year) | Fuel Substitution | 0.00051227 | 0.00050492 | 0.00049319 | 0.0004789 | 0.00059424 | 0.00086013 | 0.0011269 | 0.0014343 | 0.0017177 | 0.0019767 | 0.0022403
2023 PG Study Reference Scenario | SDG&E | Com | FoodServ | Com - School | Electric Demand (MW) | Energy Efficiency | 0.0014413 | 0.0016052 | 0.0017706 | 0.0019375 | 0.0021088 | 0.0022741 | 0.00251 | 0.0027617 | 0.0029338 | 0.0031038 | 0.0032747
2023 PG Study Reference Scenario | SDG&E | Com | FoodServ | Com - School | Electric Demand (MW) | Fuel Substitution | -2.6419e-05 | -2.6012e-05 | -2.5402e-05 | -2.463e-05 | -2.372e-05 | -2.4137e-05 | -2.9848e-05 | -3.752e-05 | -4.5045e-05 | -6.4226e-05 | -8.4082e-05
2023 PG Study Reference Scenario | SDG&E | Com | FoodServ | Com - School | Electric Energy (GWh/year) | Energy Efficiency | 0.0072147 | 0.0080218 | 0.0088355 | 0.0096571 | 0.010505 | 0.01132 | 0.012476 | 0.013713 | 0.014568 | 0.015413 | 0.016265
2023 PG Study Reference Scenario | SDG&E | Com | FoodServ | Com - School | Electric Energy (GWh/year) | Fuel Substitution | -0.0005675 | -0.00056307 | -0.00055445 | -0.00054276 | -0.00061026 | -0.00068372 | -0.00077217 | -0.00086245 | -0.00094668 | -0.0010605 | -0.0011721
2023 PG Study Reference Scenario | SDG&E | Com | FoodServ | Com - School | Gas Energy (MMTherm/year) | Energy Efficiency | 0.00054021 | 0.00061317 | 0.00069738 | 0.00078506 | 0.00086992 | 0.0009528 | 0.0010543 | 0.0011597 | 0.001242 | 0.0013319 | 0.0014208
2023 PG Study Reference Scenario | SDG&E | Com | FoodServ | Com - School | Gas Energy (MMTherm/year) | Fuel Substitution | 5.6859e-05 | 5.6382e-05 | 5.5483e-05 | 5.4276e-05 | 6.1452e-05 | 6.9177e-05 | 7.815e-05 | 8.709e-05 | 9.5388e-05 | 0.00010915 | 0.00012294
2023 PG Study Reference Scenario | SDG&E | Com | HVAC | Com - College | Electric Demand (MW) | Energy Efficiency | 0.031017 | 0.031526 | 0.030441 | 0.029735 | 0.028559 | 0.025737 | 0.025099 | 0.026039 | 0.02678 | 0.025917 | 0.026619
2023 PG Study Reference Scenario | SDG&E | Com | HVAC | Com - College | Electric Energy (GWh/year) | Energy Efficiency | 0.088068 | 0.087564 | 0.085132 | 0.083163 | 0.099374 | 0.086151 | 0.083248 | 0.086744 | 0.089534 | 0.088069 | 0.090805
2023 PG Study Reference Scenario | SDG&E | Com | HVAC | Com - College | Electric Energy (GWh/year) | Fuel Substitution | 0 | 0 | 0 | 5.9945e-06 | 6.4173e-06 | 0 | 0 | 0 | 0 | 0 | 0
2023 PG Study Reference Scenario | SDG&E | Com | HVAC | Com - College | Gas Energy (MMTherm/year) | Energy Efficiency | 0.0033085 | 0.0034854 | 0.0035455 | 0.0036362 | 0.0051088 | 0.0028347 | 0.0028894 | 0.0029172 | 0.0029426 | 0.0027346 | 0.0027479
2023 PG Study Reference Scenario | SDG&E | Com | HVAC | Com - College | Gas Energy (MMTherm/year) | Fuel Substitution | 0 | 0 | 0 | 1.7306e-06 | 1.8526e-06 | 0 | 0 | 0 | 0 | 0 | 0
2023 PG Study Reference Scenario | SDG&E | Com | HVAC | Com - Grocery | Electric Demand (MW) | Energy Efficiency | 0.015262 | 0.01574 | 0.016182 | 0.016548 | 0.016813 | 0.015282 | 0.015499 | 0.015787 | 0.016062 | 0.016535 | 0.017005
2023 PG Study Reference Scenario | SDG&E | Com | HVAC | Com - Grocery | Electric Demand (MW) | Fuel Substitution | -0.00059577 | -0.00065668 | -0.00071784 | -0.0007788 | -0.00083903 | 0.00016653 | 0.00017986 | 0.0001915 | 0.00020079 | 0.00020778 | 0.00021279
2023 PG Study Reference Scenario | SDG&E | Com | HVAC | Com - Grocery | Electric Energy (GWh/year) | Energy Efficiency | 0.045389 | 0.048365 | 0.052096 | 0.055781 | 0.058885 | 0.05713 | 0.059813 | 0.062337 | 0.064581 | 0.066943 | 0.068793
2023 PG Study Reference Scenario | SDG&E | Com | HVAC | Com - Grocery | Electric Energy (GWh/year) | Fuel Substitution | -0.04952 | -0.054489 | -0.059466 | -0.064411 | -0.06928 | 0.0027665 | 0.002988 | 0.0031813 | 0.0033357 | 0.0034518 | 0.0035351
2023 PG Study Reference Scenario | SDG&E | Com | HVAC | Com - Grocery | Gas Energy (MMTherm/year) | Energy Efficiency | 0.00044361 | 0.00037444 | 0.00038822 | 0.00040897 | 0.00039343 | 0.00044806 | 0.00045506 | 0.00046499 | 0.00047071 | 0.00049951 | 0.00050657
2023 PG Study Reference Scenario | SDG&E | Com | HVAC | Com - Grocery | Gas Energy (MMTherm/year) | Fuel Substitution | 0.0066248 | 0.007288 | 0.0079527 | 0.0086136 | 0.0092647 | 1.1978e-10 | 1.2937e-10 | 1.3773e-10 | 1.4441e-10 | 1.4944e-10 | 1.5304e-10
2023 PG Study Reference Scenario | SDG&E | Com | HVAC | Com - Health | Electric Demand (MW) | Energy Efficiency | 0.044206 | 0.046801 | 0.048445 | 0.048583 | 0.044613 | 0.041903 | 0.040127 | 0.039009 | 0.038047 | 0.037584 | 0.037575
2023 PG Study Reference Scenario | SDG&E | Com | HVAC | Com - Health | Electric Demand (MW) | Fuel Substitution | -7.3884e-05 | -8.1804e-05 | -8.9851e-05 | -9.7981e-05 | -0.00010607 | 1.4568e-05 | 1.5837e-05 | 1.6985e-05 | 1.7937e-05 | 1.8684e-05 | 1.9248e-05
2023 PG Study Reference Scenario | SDG&E | Com | HVAC | Com - Health | Electric Energy (GWh/year) | Energy Efficiency | 0.22702 | 0.23689 | 0.24405 | 0.24589 | 0.28709 | 0.27581 | 0.27093 | 0.26757 | 0.19329 | 0.2603 | 0.26909
2023 PG Study Reference Scenario | SDG&E | Com | HVAC | Com - Health | Electric Energy (GWh/year) | Fuel Substitution | 0.0019991 | 0.00221 | 0.0024241 | 0.0026398 | 0.004501 | 0.00018402 | 0.00020005 | 0.00021455 | 0.00022658 | 0.00023601 | 0.00024313
2023 PG Study Reference Scenario | SDG&E | Com | HVAC | Com - Health | Gas Energy (MMTherm/year) | Energy Efficiency | 0.011356 | 0.011288 | 0.011164 | 0.011253 | 0.023066 | 0.020119 | 0.020379 | 0.020686 | 0.0056621 | 0.020993 | 0.023224
2023 PG Study Reference Scenario | SDG&E | Com | HVAC | Com - Health | Gas Energy (MMTherm/year) | Fuel Substitution | 0.0001782 | 0.00019711 | 0.00021632 | 0.00023568 | 0.00032712 | 0 | 0 | 0 | 0 | 0 | 0
2023 PG Study Reference Scenario | SDG&E | Com | HVAC | Com - Lodging | Electric Demand (MW) | Energy Efficiency | 0.060634 | 0.059977 | 0.043903 | 0.036151 | 0.036895 | 0.033824 | 0.034267 | 0.032916 | 0.02067 | 0.021412 | 0.022063
2023 PG Study Reference Scenario | SDG&E | Com | HVAC | Com - Lodging | Electric Demand (MW) | Fuel Substitution | -0.00032366 | -0.0003545 | -0.00038485 | -0.00041438 | -0.00044277 | 0 | 0 | 0 | 0 | 0 | 0
2023 PG Study Reference Scenario | SDG&E | Com | HVAC | Com - Lodging | Electric Energy (GWh/year) | Energy Efficiency | 0.35712 | 0.35655 | 0.30627 | 0.28312 | 0.2806 | 0.23731 | 0.23691 | 0.22991 | 0.11334 | 0.11589 | 0.11772
2023 PG Study Reference Scenario | SDG&E | Com | HVAC | Com - Lodging | Electric Energy (GWh/year) | Fuel Substitution | -0.007383 | -0.0080616 | -0.0087286 | -0.0093768 | -0.0099986 | 0 | 0 | 0 | 0 | 0 | 0
2023 PG Study Reference Scenario | SDG&E | Com | HVAC | Com - Lodging | Gas Energy (MMTherm/year) | Energy Efficiency | 0.015222 | 0.015497 | 0.015682 | 0.015893 | 0.015791 | 0.013971 | 0.013701 | 0.013315 | 0.0042532 | 0.0042127 | 0.004127
2023 PG Study Reference Scenario | SDG&E | Com | HVAC | Com - Lodging | Gas Energy (MMTherm/year) | Fuel Substitution | 0.0012997 | 0.0014176 | 0.0015336 | 0.0016466 | 0.0017553 | 0 | 0 | 0 | 0 | 0 | 0
2023 PG Study Reference Scenario | SDG&E | Com | HVAC | Com - Office (Large) | Electric Demand (MW) | Energy Efficiency | 0.083274 | 0.085195 | 0.086005 | 0.083825 | 0.074473 | 0.051589 | 0.055226 | 0.056418 | 0.058288 | 0.060847 | 0.063529
2023 PG Study Reference Scenario | SDG&E | Com | HVAC | Com - Office (Large) | Electric Energy (GWh/year) | Energy Efficiency | 0.49227 | 0.4938 | 0.48603 | 0.46204 | 0.41064 | 0.20505 | 0.22606 | 0.22812 | 0.23668 | 0.24708 | 0.25797
2023 PG Study Reference Scenario | SDG&E | Com | HVAC | Com - Office (Large) | Gas Energy (MMTherm/year) | Energy Efficiency | 0.0094577 | 0.0098925 | 0.010263 | 0.010559 | 0.010744 | 0.0011684 | 0.0011869 | 0.0012096 | 0.0012388 | 0.0012929 | 0.0013431
2023 PG Study Reference Scenario | SDG&E | Com | HVAC | Com - Office (Small) | Electric Demand (MW) | Energy Efficiency | 0.050836 | 0.064956 | 0.060348 | 0.055508 | 0.048239 | 0.038321 | 0.035099 | 0.034371 | 0.035724 | 0.037066 | 0.038298
2023 PG Study Reference Scenario | SDG&E | Com | HVAC | Com - Office (Small) | Electric Energy (GWh/year) | Energy Efficiency | 0.11848 | 0.1354 | 0.13957 | 0.14338 | 0.13438 | 0.10726 | 0.10945 | 0.11314 | 0.11854 | 0.12388 | 0.12882
2023 PG Study Reference Scenario | SDG&E | Com | HVAC | Com - Office (Small) | Gas Energy (MMTherm/year) | Energy Efficiency | 0.010288 | 0.01106 | 0.011285 | 0.011435 | 0.011529 | 0.001207 | 0.0011209 | 0.0011006 | 0.0011324 | 0.0011619 | 0.0011883
2023 PG Study Reference Scenario | SDG&E | Com | HVAC | Com - Other | Electric Demand (MW) | Energy Efficiency | 0.15803 | 0.14598 | 0.14371 | 0.1468 | 0.14824 | 0.14969 | 0.15148 | 0.15239 | 0.15106 | 0.15179 | 0.15312
2023 PG Study Reference Scenario | SDG&E | Com | HVAC | Com - Other | Electric Demand (MW) | Fuel Substitution | -0.00024593 | -0.00027036 | -0.00029485 | -0.00031924 | -0.00034334 | 0 | 0 | 0 | 0 | 0 | 0
2023 PG Study Reference Scenario | SDG&E | Com | HVAC | Com - Other | Electric Energy (GWh/year) | Energy Efficiency | 0.26305 | 0.2239 | 0.21718 | 0.22796 | 0.23676 | 0.24122 | 0.24774 | 0.24908 | 0.24484 | 0.24841 | 0.25454
2023 PG Study Reference Scenario | SDG&E | Com | HVAC | Com - Other | Electric Energy (GWh/year) | Fuel Substitution | 0.00016489 | 0.00017998 | 0.0001948 | 0.00020914 | 0.00022275 | 0 | 0 | 0 | 0 | 0 | 0
2023 PG Study Reference Scenario | SDG&E | Com | HVAC | Com - Other | Gas Energy (MMTherm/year) | Energy Efficiency | 0.016714 | 0.01723 | 0.017668 | 0.018048 | 0.018171 | 0.018465 | 0.018684 | 0.018853 | 0.019007 | 0.019094 | 0.019105
2023 PG Study Reference Scenario | SDG&E | Com | HVAC | Com - Other | Gas Energy (MMTherm/year) | Fuel Substitution | 0.00067507 | 0.00074172 | 0.00080849 | 0.00087489 | 0.00094039 | 0 | 0 | 0 | 0 | 0 | 0
2023 PG Study Reference Scenario | SDG&E | Com | HVAC | Com - Refrig. Warehouse | Electric Demand (MW) | Energy Efficiency | 1.8574e-05 | 1.6979e-05 | 1.5351e-05 | 1.3889e-05 | 1.2777e-05 | 1.2382e-05 | 1.2778e-05 | 1.3085e-05 | 1.3305e-05 | 1.3409e-05 | 1.3411e-05
2023 PG Study Reference Scenario | SDG&E | Com | HVAC | Com - Refrig. Warehouse | Electric Energy (GWh/year) | Energy Efficiency | 9.2011e-05 | 9.6693e-05 | 0.00010117 | 0.00010535 | 0.00010944 | 0.00011326 | 0.00011688 | 0.00011969 | 0.0001217 | 0.00012265 | 0.00012267
2023 PG Study Reference Scenario | SDG&E | Com | HVAC | Com - Refrig. Warehouse | Gas Energy (MMTherm/year) | Energy Efficiency | 1.1932e-07 | 8.9785e-08 | 6.0114e-08 | 3.3209e-08 | 1.1361e-08 | 0 | 0 | 0 | 0 | 0 | 0
2023 PG Study Reference Scenario | SDG&E | Com | HVAC | Com - Restaurant | Electric Demand (MW) | Energy Efficiency | 0.010829 | 0.01057 | 0.010537 | 0.010453 | 0.0085589 | 0.0087864 | 0.0092976 | 0.009664 | 0.010073 | 0.01045 | 0.010786
2023 PG Study Reference Scenario | SDG&E | Com | HVAC | Com - Restaurant | Electric Energy (GWh/year) | Energy Efficiency | 0.031332 | 0.033149 | 0.035176 | 0.037007 | 0.031269 | 0.032272 | 0.034174 | 0.035615 | 0.037146 | 0.038545 | 0.039796
2023 PG Study Reference Scenario | SDG&E | Com | HVAC | Com - Restaurant | Electric Energy (GWh/year) | Fuel Substitution | 0 | 0 | 0 | 0 | 8.0949e-06 | 0 | 0 | 0 | 0 | 0 | 0
2023 PG Study Reference Scenario | SDG&E | Com | HVAC | Com - Restaurant | Gas Energy (MMTherm/year) | Energy Efficiency | 0.010065 | 0.0111 | 0.012216 | 0.013263 | 0.014287 | 0.015231 | 0.016144 | 0.016954 | 0.017665 | 0.018263 | 0.018738
2023 PG Study Reference Scenario | SDG&E | Com | HVAC | Com - Restaurant | Gas Energy (MMTherm/year) | Fuel Substitution | 0 | 0 | 0 | 0 | 1.8617e-06 | 0 | 0 | 0 | 0 | 0 | 0
2023 PG Study Reference Scenario | SDG&E | Com | HVAC | Com - Retail | Electric Demand (MW) | Energy Efficiency | 0.078293 | 0.076714 | 0.075666 | 0.074462 | 0.046513 | 0.044363 | 0.043005 | 0.042491 | 0.025696 | 0.026319 | 0.026888
2023 PG Study Reference Scenario | SDG&E | Com | HVAC | Com - Retail | Electric Demand (MW) | Fuel Substitution | 0 | 0 | 0 | -8.1676e-06 | -8.8783e-06 | 0 | 0 | 0 | 0 | 0 | 0
2023 PG Study Reference Scenario | SDG&E | Com | HVAC | Com - Retail | Electric Energy (GWh/year) | Energy Efficiency | 0.46295 | 0.48179 | 0.49815 | 0.50795 | 0.42706 | 0.417 | 0.40391 | 0.387 | 0.10379 | 0.10394 | 0.10632
2023 PG Study Reference Scenario | SDG&E | Com | HVAC | Com - Retail | Electric Energy (GWh/year) | Fuel Substitution | 0.0038484 | 0.0042136 | 0.0045791 | 0.0045898 | 0.0049214 | 0 | 0 | 0 | 0 | 0 | 0
2023 PG Study Reference Scenario | SDG&E | Com | HVAC | Com - Retail | Gas Energy (MMTherm/year) | Energy Efficiency | 0.0085179 | 0.008734 | 0.0088859 | 0.0088886 | 0.0087192 | 0.0067758 | 0.0063791 | 0.0058978 | 0.00063548 | 0.00060524 | 0.00061944
2023 PG Study Reference Scenario | SDG&E | Com | HVAC | Com - Retail | Gas Energy (MMTherm/year) | Fuel Substitution | 0.00019589 | 0.00021458 | 0.0002333 | 0.00030535 | 0.00032733 | 0 | 0 | 0 | 0 | 0 | 0
2023 PG Study Reference Scenario | SDG&E | Com | HVAC | Com - School | Electric Demand (MW) | Energy Efficiency | 0.058927 | 0.053773 | 0.054047 | 0.054115 | 0.054599 | 0.050837 | 0.052445 | 0.049525 | 0.049451 | 0.050851 | 0.052574
2023 PG Study Reference Scenario | SDG&E | Com | HVAC | Com - School | Electric Energy (GWh/year) | Energy Efficiency | 0.22285 | 0.20785 | 0.20873 | 0.20897 | 0.20981 | 0.1855 | 0.18926 | 0.17828 | 0.17886 | 0.1852 | 0.19201
2023 PG Study Reference Scenario | SDG&E | Com | HVAC | Com - School | Gas Energy (MMTherm/year) | Energy Efficiency | 0.012381 | 0.012815 | 0.013192 | 0.013514 | 0.013841 | 0.0078395 | 0.0079459 | 0.0080538 | 0.0081541 | 0.0082342 | 0.0083171
2023 PG Study Reference Scenario | SDG&E | Com | HVAC | Com - Warehouse | Electric Demand (MW) | Energy Efficiency | 0.014439 | 0.014522 | 0.010491 | 0.0091426 | 0.0097663 | 0.010179 | 0.010659 | 0.010769 | 0.0090128 | 0.0088935 | 0.0092549
2023 PG Study Reference Scenario | SDG&E | Com | HVAC | Com - Warehouse | Electric Demand (MW) | Fuel Substitution | -0.00014952 | -0.00016287 | -0.00017586 | -0.00018838 | -0.00020031 | 0 | 0 | 0 | 0 | 0 | 0
2023 PG Study Reference Scenario | SDG&E | Com | HVAC | Com - Warehouse | Electric Energy (GWh/year) | Energy Efficiency | 0.047316 | 0.051282 | 0.03963 | 0.035942 | 0.038356 | 0.040101 | 0.042033 | 0.042344 | 0.036145 | 0.035986 | 0.037444
2023 PG Study Reference Scenario | SDG&E | Com | HVAC | Com - Warehouse | Electric Energy (GWh/year) | Fuel Substitution | -0.0040921 | -0.0043726 | -0.0047106 | -0.005036 | -0.0053453 | 0 | 0 | 0 | 0 | 0 | 0
2023 PG Study Reference Scenario | SDG&E | Com | HVAC | Com - Warehouse | Gas Energy (MMTherm/year) | Energy Efficiency | 0.00012455 | 0.00012416 | 0.00013457 | 0.00014656 | 0.00015789 | 0.00016469 | 0.00017309 | 0.00018293 | 0.00019217 | 0.00020078 | 0.00020851
2023 PG Study Reference Scenario | SDG&E | Com | HVAC | Com - Warehouse | Gas Energy (MMTherm/year) | Fuel Substitution | 0.00057442 | 0.00064795 | 0.00069789 | 0.00074602 | 0.0007918 | 0 | 0 | 0 | 0 | 0 | 0
2023 PG Study Reference Scenario | SDG&E | Com | Lighting | Com - College | Electric Demand (MW) | Energy Efficiency | 0.00013422 | 0.00014307 | 0.00015154 | 0.0001607 | 0.00016808 | 0.00017637 | 0.00018439 | 0.00019157 | 0.00019835 | 0.00020186 | 0.00020754
2023 PG Study Reference Scenario | SDG&E | Com | Lighting | Com - College | Electric Energy (GWh/year) | Energy Efficiency | 0.00050608 | 0.00053944 | 0.00057136 | 0.0006059 | 0.00063371 | 0.00066497 | 0.00069522 | 0.00072228 | 0.00074785 | 0.00076107 | 0.00078249
2023 PG Study Reference Scenario | SDG&E | Com | Lighting | Com - College | Gas Energy (MMTherm/year) | Energy Efficiency | -2.519e-06 | -2.6851e-06 | -2.844e-06 | -3.0159e-06 | -3.1543e-06 | -3.3099e-06 | -3.4605e-06 | -3.5952e-06 | -3.7225e-06 | -3.7883e-06 | -3.8949e-06
2023 PG Study Reference Scenario | SDG&E | Com | Lighting | Com - Grocery | Electric Demand (MW) | Energy Efficiency | 0.0030808 | 0.0032117 | 0.0033803 | 0.00175 | 0.0017567 | 0.0018508 | 0.0019226 | 0.0019898 | 0.0020505 | 0.0021155 | 0.0021668
2023 PG Study Reference Scenario | SDG&E | Com | Lighting | Com - Grocery | Electric Energy (GWh/year) | Energy Efficiency | 0.017724 | 0.018477 | 0.019447 | 0.010137 | 0.010181 | 0.010725 | 0.011139 | 0.011528 | 0.011878 | 0.012254 | 0.01255
2023 PG Study Reference Scenario | SDG&E | Com | Lighting | Com - Grocery | Gas Energy (MMTherm/year) | Energy Efficiency | -0.00020885 | -0.00021773 | -0.00022916 | -0.00011709 | -0.00011745 | -0.00012378 | -0.00012861 | -0.00013315 | -0.00013725 | -0.00014164 | -0.00014512
2023 PG Study Reference Scenario | SDG&E | Com | Lighting | Com - Health | Electric Demand (MW) | Energy Efficiency | 0.0072943 | 0.0077307 | 0.0081423 | 0.0085983 | 0.008904 | 0.0091363 | 0.0090116 | 0.0092237 | 0.0095185 | 0.0099697 | 0.01053
2023 PG Study Reference Scenario | SDG&E | Com | Lighting | Com - Health | Electric Energy (GWh/year) | Energy Efficiency | 0.044603 | 0.047272 | 0.049789 | 0.052578 | 0.054448 | 0.055869 | 0.055107 | 0.056404 | 0.058207 | 0.060966 | 0.064391
2023 PG Study Reference Scenario | SDG&E | Com | Lighting | Com - Health | Gas Energy (MMTherm/year) | Energy Efficiency | -0.00024723 | -0.00026203 | -0.00027598 | -0.00029143 | -0.0003018 | -0.00030967 | -0.00030544 | -0.00031264 | -0.00032263 | -0.00033793 | -0.00035691
2023 PG Study Reference Scenario | SDG&E | Com | Lighting | Com - Lodging | Electric Demand (MW) | Energy Efficiency | 4.3349e-05 | 4.5643e-05 | 4.781e-05 | 5.0255e-05 | 5.1953e-05 | 3.6293e-05 | 3.0042e-05 | 3.1399e-05 | 3.2741e-05 | 3.397e-05 | 3.5022e-05
2023 PG Study Reference Scenario | SDG&E | Com | Lighting | Com - Lodging | Electric Energy (GWh/year) | Energy Efficiency | 0.00027677 | 0.00029142 | 0.00030525 | 0.00032086 | 0.0003317 | 0.00023172 | 0.00019181 | 0.00020047 | 0.00020904 | 0.00021688 | 0.0002236
2023 PG Study Reference Scenario | SDG&E | Com | Lighting | Com - Lodging | Gas Energy (MMTherm/year) | Energy Efficiency | -1.3048e-06 | -1.3739e-06 | -1.4391e-06 | -1.5127e-06 | -1.5638e-06 | -1.0925e-06 | -9.0428e-07 | -9.4515e-07 | -9.8553e-07 | -1.0225e-06 | -1.0542e-06
2023 PG Study Reference Scenario | SDG&E | Com | Lighting | Com - Office (Large) | Electric Demand (MW) | Energy Efficiency | 0.00016742 | 0.00017944 | 0.00019111 | 0.00020215 | 0.00021179 | 0.00022281 | 0.00023311 | 0.00024195 | 0.00024924 | 0.00025681 | 0.00026352
2023 PG Study Reference Scenario | SDG&E | Com | Lighting | Com - Office (Large) | Electric Energy (GWh/year) | Energy Efficiency | 0.0012521 | 0.001342 | 0.0014293 | 0.0015118 | 0.0015839 | 0.0016663 | 0.0017434 | 0.0018095 | 0.001864 | 0.0019206 | 0.0019708
2023 PG Study Reference Scenario | SDG&E | Com | Lighting | Com - Office (Large) | Gas Energy (MMTherm/year) | Energy Efficiency | -1.0188e-06 | -1.0919e-06 | -1.1629e-06 | -1.2301e-06 | -1.2888e-06 | -1.3558e-06 | -1.4186e-06 | -1.4723e-06 | -1.5167e-06 | -1.5627e-06 | -1.6036e-06
2023 PG Study Reference Scenario | SDG&E | Com | Lighting | Com - Office (Small) | Electric Demand (MW) | Energy Efficiency | 0.00034542 | 0.00036608 | 0.00038497 | 0.00040214 | 0.00041748 | 0.00043157 | 0.00044413 | 0.00045517 | 0.00046474 | 0.00047319 | 0.00048044
2023 PG Study Reference Scenario | SDG&E | Com | Lighting | Com - Office (Small) | Electric Energy (GWh/year) | Energy Efficiency | 0.0020303 | 0.0021517 | 0.0022627 | 0.0023636 | 0.0024538 | 0.0025366 | 0.0026105 | 0.0026753 | 0.0027316 | 0.0027813 | 0.0028239
2023 PG Study Reference Scenario | SDG&E | Com | Lighting | Com - Office (Small) | Gas Energy (MMTherm/year) | Energy Efficiency | -2.4215e-06 | -2.5662e-06 | -2.6987e-06 | -2.819e-06 | -2.9266e-06 | -3.0253e-06 | -3.1134e-06 | -3.1908e-06 | -3.2579e-06 | -3.3171e-06 | -3.3679e-06
2023 PG Study Reference Scenario | SDG&E | Com | Lighting | Com - Other | Electric Demand (MW) | Energy Efficiency | 1.8578e-06 | 2.0352e-06 | 2.2137e-06 | 2.392e-06 | 2.5608e-06 | 2.7352e-06 | 2.9047e-06 | 3.0681e-06 | 3.2262e-06 | 3.3801e-06 | 3.5249e-06
2023 PG Study Reference Scenario | SDG&E | Com | Lighting | Com - Other | Electric Energy (GWh/year) | Energy Efficiency | 8.544e-06 | 9.3598e-06 | 1.0181e-05 | 1.1001e-05 | 1.1777e-05 | 1.2579e-05 | 1.3359e-05 | 1.411e-05 | 1.4837e-05 | 1.5545e-05 | 1.6211e-05
2023 PG Study Reference Scenario | SDG&E | Com | Lighting | Com - Other | Gas Energy (MMTherm/year) | Energy Efficiency | -5.4745e-08 | -5.9972e-08 | -6.5234e-08 | -7.0488e-08 | -7.5461e-08 | -8.0602e-08 | -8.5596e-08 | -9.0409e-08 | -9.5069e-08 | -9.9603e-08 | -1.0387e-07
2023 PG Study Reference Scenario | SDG&E | Com | Lighting | Com - Refrig. Warehouse | Electric Demand (MW) | Energy Efficiency | 9.891e-06 | 1.0548e-05 | 1.1149e-05 | 1.168e-05 | 1.2212e-05 | 1.2686e-05 | 1.3152e-05 | 1.3574e-05 | 1.399e-05 | 1.4358e-05 | 1.4724e-05
2023 PG Study Reference Scenario | SDG&E | Com | Lighting | Com - Refrig. Warehouse | Electric Energy (GWh/year) | Energy Efficiency | 8.7735e-05 | 9.3556e-05 | 9.8881e-05 | 0.00010359 | 0.0001083 | 0.0001125 | 0.00011663 | 0.00012036 | 0.00012404 | 0.00012729 | 0.00013053
2023 PG Study Reference Scenario | SDG&E | Com | Lighting | Com - Restaurant | Electric Demand (MW) | Energy Efficiency | 0.0040028 | 0.0042226 | 0.004467 | 0.0046627 | 0.0048427 | 0.0049903 | 0.0051386 | 0.0052647 | 0.00538 | 0.0054818 | 0.0055698
2023 PG Study Reference Scenario | SDG&E | Com | Lighting | Com - Restaurant | Electric Energy (GWh/year) | Energy Efficiency | 0.022307 | 0.023531 | 0.024892 | 0.02598 | 0.026979 | 0.027799 | 0.028621 | 0.029319 | 0.029956 | 0.030519 | 0.031005
2023 PG Study Reference Scenario | SDG&E | Com | Lighting | Com - Restaurant | Gas Energy (MMTherm/year) | Energy Efficiency | -7.0633e-05 | -7.4511e-05 | -7.8821e-05 | -8.2268e-05 | -8.5438e-05 | -8.8037e-05 | -9.0645e-05 | -9.286e-05 | -9.4885e-05 | -9.6673e-05 | -9.8216e-05
2023 PG Study Reference Scenario | SDG&E | Com | Lighting | Com - Retail | Electric Demand (MW) | Energy Efficiency | 0.0030434 | 0.0032819 | 0.0035511 | 0.0038077 | 0.0040351 | 0.0042977 | 0.0045251 | 0.0047428 | 0.014172 | 0.014763 | 0.014966
2023 PG Study Reference Scenario | SDG&E | Com | Lighting | Com - Retail | Electric Energy (GWh/year) | Energy Efficiency | 0.018863 | 0.020344 | 0.022015 | 0.023609 | 0.025022 | 0.026653 | 0.028066 | 0.029419 | 0.088168 | 0.091847 | 0.093107
2023 PG Study Reference Scenario | SDG&E | Com | Lighting | Com - Retail | Gas Energy (MMTherm/year) | Energy Efficiency | -2.9652e-05 | -3.1944e-05 | -3.4531e-05 | -3.6992e-05 | -3.9168e-05 | -4.1681e-05 | -4.3851e-05 | -4.5926e-05 | -0.00013412 | -0.00013968 | -0.0001416
2023 PG Study Reference Scenario | SDG&E | Com | Lighting | Com - School | Electric Demand (MW) | Energy Efficiency | 3.3854e-05 | 2.261e-05 | 2.4524e-05 | 2.6428e-05 | 2.8355e-05 | 3.0204e-05 | 3.2024e-05 | 3.3814e-05 | 3.1693e-05 | 3.1568e-05 | 3.2977e-05
2023 PG Study Reference Scenario | SDG&E | Com | Lighting | Com - School | Electric Energy (GWh/year) | Energy Efficiency | 0.00022037 | 0.00014718 | 0.00015964 | 0.00017204 | 0.00018458 | 0.00019662 | 0.00020846 | 0.00022011 | 0.00020631 | 0.0002055 | 0.00021467
2023 PG Study Reference Scenario | SDG&E | Com | Lighting | Com - School | Gas Energy (MMTherm/year) | Energy Efficiency | -1.1282e-06 | -7.5353e-07 | -8.1732e-07 | -8.8077e-07 | -9.4498e-07 | -1.0066e-06 | -1.0673e-06 | -1.1269e-06 | -1.0562e-06 | -1.0521e-06 | -1.099e-06
2023 PG Study Reference Scenario | SDG&E | Com | Lighting | Com - Warehouse | Electric Demand (MW) | Energy Efficiency | 6.1371e-05 | 5.9169e-05 | 6.2715e-05 | 6.6152e-05 | 6.9134e-05 | 7.217e-05 | 7.4896e-05 | 7.7439e-05 | 5.8771e-05 | 4.949e-05 | 5.1317e-05
2023 PG Study Reference Scenario | SDG&E | Com | Lighting | Com - Warehouse | Electric Energy (GWh/year) | Energy Efficiency | 0.00048712 | 0.00046964 | 0.00049778 | 0.00052506 | 0.00054874 | 0.00057283 | 0.00059447 | 0.00061466 | 0.00046648 | 0.00039282 | 0.00040731
2023 PG Study Reference Scenario | SDG&E | Com | Lighting | Com - Warehouse | Gas Energy (MMTherm/year) | Energy Efficiency | -2.3116e-06 | -2.2286e-06 | -2.3622e-06 | -2.4916e-06 | -2.604e-06 | -2.7183e-06 | -2.821e-06 | -2.9168e-06 | -2.2137e-06 | -1.8641e-06 | -1.9329e-06
2023 PG Study Reference Scenario | SDG&E | Com | WaterHeat | Com - College | Electric Demand (MW) | Energy Efficiency | 0.0014039 | 0.0015221 | 0.0016427 | 0.0017734 | 0.0018976 | 0.0020313 | 0.0021725 | 0.002314 | 0.0024562 | 0.0025517 | 0.0026948
2023 PG Study Reference Scenario | SDG&E | Com | WaterHeat | Com - College | Electric Demand (MW) | Fuel Substitution | 0 | 0 | -0.0055136 | -0.011118 | -0.012703 | 0.048726 | 0.059183 | 0.06998 | 0.07954 | 0.087181 | 0.095462
2023 PG Study Reference Scenario | SDG&E | Com | WaterHeat | Com - College | Electric Energy (GWh/year) | Energy Efficiency | 0.0053148 | 0.0057624 | 0.0062189 | 0.0067139 | 0.0071838 | 0.0076898 | 0.0082241 | 0.00876 | 0.0092981 | 0.0096577 | 0.010199
2023 PG Study Reference Scenario | SDG&E | Com | WaterHeat | Com - College | Electric Energy (GWh/year) | Fuel Substitution | -0.012067 | -0.020639 | -0.065716 | -0.11115 | -0.12955 | 0.18446 | 0.22404 | 0.26492 | 0.30111 | 0.33003 | 0.36138
2023 PG Study Reference Scenario | SDG&E | Com | WaterHeat | Com - College | Gas Energy (MMTherm/year) | Energy Efficiency | 0.00034534 | 0.00038133 | 0.00041261 | 0.00044658 | 0.00047493 | 1.045e-05 | 1.0931e-05 | 1.1382e-05 | 1.171e-05 | 1.195e-05 | 1.2277e-05
2023 PG Study Reference Scenario | SDG&E | Com | WaterHeat | Com - College | Gas Energy (MMTherm/year) | Fuel Substitution | 0.0012759 | 0.0021824 | 0.0047417 | 0.0073022 | 0.0086133 | 0 | 0 | 0 | 0 | 0 | 0
2023 PG Study Reference Scenario | SDG&E | Com | WaterHeat | Com - Grocery | Electric Demand (MW) | Energy Efficiency | 0.0027461 | 0.0029086 | 0.0030932 | 0.0032796 | 0.003453 | 0.0036513 | 0.0038333 | 0.0040163 | 0.00419 | 0.0043736 | 0.0045506
2023 PG Study Reference Scenario | SDG&E | Com | WaterHeat | Com - Grocery | Electric Demand (MW) | Fuel Substitution | 0 | 0 | 0 | -0.0030023 | -0.0037754 | 0.037994 | 0.044489 | 0.051358 | 0.057529 | 0.062538 | 0.067259
2023 PG Study Reference Scenario | SDG&E | Com | WaterHeat | Com - Grocery | Electric Energy (GWh/year) | Energy Efficiency | 0.014395 | 0.015246 | 0.016214 | 0.017191 | 0.0181 | 0.019139 | 0.020093 | 0.021052 | 0.021963 | 0.022925 | 0.023853
2023 PG Study Reference Scenario | SDG&E | Com | WaterHeat | Com - Grocery | Electric Energy (GWh/year) | Fuel Substitution | -0.0068896 | -0.01772 | -0.027944 | -0.065348 | -0.081626 | 0.19916 | 0.2332 | 0.26921 | 0.30155 | 0.32781 | 0.35256
2023 PG Study Reference Scenario | SDG&E | Com | WaterHeat | Com - Grocery | Gas Energy (MMTherm/year) | Energy Efficiency | 0.00024748 | 0.00026844 | 0.00028228 | 0.00029638 | 0.00030694 | 0.00026199 | 0.00026793 | 0.00027338 | 0.00025543 | 0.00023759 | 0.00022574
2023 PG Study Reference Scenario | SDG&E | Com | WaterHeat | Com - Grocery | Gas Energy (MMTherm/year) | Fuel Substitution | 0.00071453 | 0.0018379 | 0.0028984 | 0.005146 | 0.0064142 | 0 | 0 | 0 | 0 | 0 | 0
2023 PG Study Reference Scenario | SDG&E | Com | WaterHeat | Com - Health | Electric Demand (MW) | Energy Efficiency | 0.0040881 | 0.0044184 | 0.0047558 | 0.0051258 | 0.0054596 | 0.0057783 | 0.0059745 | 0.0063114 | 0.0066903 | 0.0071542 | 0.0076936
2023 PG Study Reference Scenario | SDG&E | Com | WaterHeat | Com - Health | Electric Demand (MW) | Fuel Substitution | 0 | 0 | 0 | -0.0066374 | -0.01212 | 0.069561 | 0.081709 | 0.094609 | 0.10638 | 0.11617 | 0.12649
2023 PG Study Reference Scenario | SDG&E | Com | WaterHeat | Com - Health | Electric Energy (GWh/year) | Energy Efficiency | 0.033907 | 0.036646 | 0.039444 | 0.042514 | 0.045283 | 0.047926 | 0.049553 | 0.052348 | 0.05549 | 0.059339 | 0.063812
2023 PG Study Reference Scenario | SDG&E | Com | WaterHeat | Com - Health | Electric Energy (GWh/year) | Fuel Substitution | -0.026403 | -0.05435 | -0.081368 | -0.20312 | -0.3076 | 0.57695 | 0.67771 | 0.7847 | 0.88234 | 0.9635 | 1.0491
2023 PG Study Reference Scenario | SDG&E | Com | WaterHeat | Com - Health | Gas Energy (MMTherm/year) | Energy Efficiency | 0.00096081 | 0.0010437 | 0.0011207 | 0.0012115 | 0.0012765 | 5.2504e-05 | 5.3004e-05 | 5.43e-05 | 5.1919e-05 | 4.97e-05 | 4.879e-05
2023 PG Study Reference Scenario | SDG&E | Com | WaterHeat | Com - Health | Gas Energy (MMTherm/year) | Fuel Substitution | 0.0027927 | 0.0057488 | 0.0086066 | 0.015662 | 0.021903 | 0 | 0 | 0 | 0 | 0 | 0
2023 PG Study Reference Scenario | SDG&E | Com | WaterHeat | Com - Lodging | Electric Demand (MW) | Energy Efficiency | 0.00106 | 0.0011376 | 0.001216 | 0.0013026 | 0.0013797 | 0.0014342 | 0.0015162 | 0.0015991 | 0.0016725 | 0.0017429 | 0.0018137
2023 PG Study Reference Scenario | SDG&E | Com | WaterHeat | Com - Lodging | Electric Demand (MW) | Fuel Substitution | 0 | 0 | 0 | -0.011535 | -0.020174 | 0.091983 | 0.10632 | 0.12113 | 0.13344 | 0.14309 | 0.15437
2023 PG Study Reference Scenario | SDG&E | Com | WaterHeat | Com - Lodging | Electric Energy (GWh/year) | Energy Efficiency | 0.0085779 | 0.0092056 | 0.0098404 | 0.010541 | 0.011165 | 0.011609 | 0.012272 | 0.012943 | 0.013537 | 0.014107 | 0.01468
2023 PG Study Reference Scenario | SDG&E | Com | WaterHeat | Com - Lodging | Electric Energy (GWh/year) | Fuel Substitution | -0.072331 | -0.10766 | -0.14133 | -0.33769 | -0.61847 | 0.74451 | 0.86057 | 0.98044 | 1.0801 | 1.1582 | 1.2494
2023 PG Study Reference Scenario | SDG&E | Com | WaterHeat | Com - Lodging | Gas Energy (MMTherm/year) | Energy Efficiency | 0.0083085 | 0.0088568 | 0.0094027 | 0.010076 | 0.01056 | 5.5006e-05 | 5.697e-05 | 0.00049079 | 5.5656e-05 | 5.1644e-05 | 4.8673e-05
2023 PG Study Reference Scenario | SDG&E | Com | WaterHeat | Com - Lodging | Gas Energy (MMTherm/year) | Fuel Substitution | 0.0074945 | 0.011155 | 0.014643 | 0.025316 | 0.051089 | 0 | 0 | 0 | 0 | 0 | 0
2023 PG Study Reference Scenario | SDG&E | Com | WaterHeat | Com - Office (Large) | Electric Demand (MW) | Energy Efficiency | 0.00076319 | 0.0008254 | 0.00088916 | 0.0009538 | 0.0010172 | 0.0010866 | 0.0011581 | 0.0012285 | 0.0012961 | 0.0013676 | 0.0014398
2023 PG Study Reference Scenario | SDG&E | Com | WaterHeat | Com - Office (Large) | Electric Demand (MW) | Fuel Substitution | 0 | 0 | -0.00058017 | -0.0011397 | -0.0013305 | 0.007369 | 0.0086138 | 0.0099221 | 0.0111 | 0.01206 | 0.013109
2023 PG Study Reference Scenario | SDG&E | Com | WaterHeat | Com - Office (Large) | Electric Energy (GWh/year) | Energy Efficiency | 0.013751 | 0.014872 | 0.01602 | 0.017185 | 0.018328 | 0.019576 | 0.020865 | 0.022132 | 0.02335 | 0.024637 | 0.025938
2023 PG Study Reference Scenario | SDG&E | Com | WaterHeat | Com - Office (Large) | Electric Energy (GWh/year) | Fuel Substitution | -0.0062944 | -0.013166 | -0.038207 | -0.062315 | -0.074453 | 0.13276 | 0.15518 | 0.17875 | 0.19998 | 0.21726 | 0.23617
2023 PG Study Reference Scenario | SDG&E | Com | WaterHeat | Com - Office (Large) | Gas Energy (MMTherm/year) | Energy Efficiency | 0.00059592 | 0.00065422 | 0.00071389 | 0.00077297 | 0.00082673 | 0 | 0 | 0 | 0 | 0 | 0
2023 PG Study Reference Scenario | SDG&E | Com | WaterHeat | Com - Office (Large) | Gas Energy (MMTherm/year) | Fuel Substitution | 0.00066769 | 0.0013966 | 0.0029442 | 0.0044321 | 0.0053551 | 0 | 0 | 0 | 0 | 0 | 0
2023 PG Study Reference Scenario | SDG&E | Com | WaterHeat | Com - Office (Small) | Electric Demand (MW) | Energy Efficiency | 5.2221e-05 | 5.6388e-05 | 6.0615e-05 | 6.4906e-05 | 6.9252e-05 | 7.3705e-05 | 7.8237e-05 | 8.2843e-05 | 8.7364e-05 | 9.1954e-05 | 9.666e-05
2023 PG Study Reference Scenario | SDG&E | Com | WaterHeat | Com - Office (Small) | Electric Demand (MW) | Fuel Substitution | 0 | 0 | -4.0712e-05 | -7.8806e-05 | -9.3201e-05 | 0.00045663 | 0.00055227 | 0.00065094 | 0.00073807 | 0.00080765 | 0.00087979
2023 PG Study Reference Scenario | SDG&E | Com | WaterHeat | Com - Office (Small) | Electric Energy (GWh/year) | Energy Efficiency | 0.0055692 | 0.0060136 | 0.0064645 | 0.0069221 | 0.0073855 | 0.0078605 | 0.0083439 | 0.0088351 | 0.0093172 | 0.0098067 | 0.010309
2023 PG Study Reference Scenario | SDG&E | Com | WaterHeat | Com - Office (Small) | Electric Energy (GWh/year) | Fuel Substitution | -0.0017471 | -0.0042388 | -0.014347 | -0.023847 | -0.028767 | 0.048699 | 0.058898 | 0.069422 | 0.078713 | 0.086134 | 0.093828
2023 PG Study Reference Scenario | SDG&E | Com | WaterHeat | Com - Office (Small) | Gas Energy (MMTherm/year) | Fuel Substitution | 0.00018401 | 0.00044644 | 0.0010537 | 0.0016264 | 0.001983 | 0 | 0 | 0 | 0 | 0 | 0
2023 PG Study Reference Scenario | SDG&E | Com | WaterHeat | Com - Other | Electric Demand (MW) | Energy Efficiency | 0.025996 | 0.028273 | 0.030616 | 0.033025 | 0.035419 | 0.037957 | 0.04055 | 0.043196 | 0.045767 | 0.048393 | 0.051098
2023 PG Study Reference Scenario | SDG&E | Com | WaterHeat | Com - Other | Electric Demand (MW) | Fuel Substitution | 0 | 0 | 0 | -0.034105 | -0.063234 | 0.27905 | 0.32766 | 0.37882 | 0.42453 | 0.4617 | 0.50345
2023 PG Study Reference Scenario | SDG&E | Com | WaterHeat | Com - Other | Electric Energy (GWh/year) | Energy Efficiency | 0.16747 | 0.18214 | 0.19723 | 0.21275 | 0.22817 | 0.24452 | 0.26123 | 0.27827 | 0.29484 | 0.31175 | 0.32918
2023 PG Study Reference Scenario | SDG&E | Com | WaterHeat | Com - Other | Electric Energy (GWh/year) | Fuel Substitution | -0.11828 | -0.20981 | -0.29707 | -0.77315 | -1.1894 | 1.7977 | 2.1108 | 2.4404 | 2.7349 | 2.9743 | 3.2433
2023 PG Study Reference Scenario | SDG&E | Com | WaterHeat | Com - Other | Gas Energy (MMTherm/year) | Energy Efficiency | 0.0010661 | 0.0012594 | 0.0013601 | 0.0014593 | 0.0015515 | 0.00078611 | 0.00081793 | 0.00084534 | 0.00080315 | 0.00075125 | 0.00071528
2023 PG Study Reference Scenario | SDG&E | Com | WaterHeat | Com - Other | Gas Energy (MMTherm/year) | Fuel Substitution | 0.012195 | 0.021632 | 0.030628 | 0.057061 | 0.080631 | 0 | 0 | 0 | 0 | 0 | 0
2023 PG Study Reference Scenario | SDG&E | Com | WaterHeat | Com - Refrig. Warehouse | Electric Demand (MW) | Energy Efficiency | 1.773e-05 | 1.9078e-05 | 2.0424e-05 | 2.1758e-05 | 2.3155e-05 | 2.4555e-05 | 2.6017e-05 | 2.75e-05 | 2.9004e-05 | 3.0517e-05 | 3.2114e-05
2023 PG Study Reference Scenario | SDG&E | Com | WaterHeat | Com - Refrig. Warehouse | Electric Energy (GWh/year) | Energy Efficiency | 0.00020356 | 0.00021902 | 0.00023449 | 0.0002498 | 0.00026584 | 0.00028191 | 0.0002987 | 0.00031571 | 0.00033299 | 0.00035035 | 0.00036869
2023 PG Study Reference Scenario | SDG&E | Com | WaterHeat | Com - Refrig. Warehouse | Electric Energy (GWh/year) | Fuel Substitution | -5.075e-05 | -8.4299e-05 | -0.00011604 | -0.00014595 | -0.00017489 | 0 | 0 | 0 | 0 | 0 | 0
2023 PG Study Reference Scenario | SDG&E | Com | WaterHeat | Com - Refrig. Warehouse | Gas Energy (MMTherm/year) | Energy Efficiency | 5.2856e-07 | 5.8506e-07 | 6.3995e-07 | 6.9231e-07 | 7.4876e-07 | 0 | 0 | 0 | 0 | 0 | 0
2023 PG Study Reference Scenario | SDG&E | Com | WaterHeat | Com - Refrig. Warehouse | Gas Energy (MMTherm/year) | Fuel Substitution | 5.4186e-06 | 9.0007e-06 | 1.239e-05 | 1.5583e-05 | 1.8673e-05 | 0 | 0 | 0 | 0 | 0 | 0
2023 PG Study Reference Scenario | SDG&E | Com | WaterHeat | Com - Restaurant | Electric Demand (MW) | Energy Efficiency | 0.006861 | 0.007292 | 0.007757 | 0.0081918 | 0.0086274 | 0.0090477 | 0.009486 | 0.009919 | 0.010348 | 0.010778 | 0.011212
2023 PG Study Reference Scenario | SDG&E | Com | WaterHeat | Com - Restaurant | Electric Demand (MW) | Fuel Substitution | 0 | 0 | -0.017391 | -0.025031 | -0.030307 | 0.21729 | 0.26188 | 0.30715 | 0.34633 | 0.37677 | 0.40505
2023 PG Study Reference Scenario | SDG&E | Com | WaterHeat | Com - Restaurant | Electric Energy (GWh/year) | Energy Efficiency | 0.035172 | 0.037381 | 0.039765 | 0.041994 | 0.044226 | 0.046381 | 0.048627 | 0.050847 | 0.053044 | 0.055249 | 0.057473
2023 PG Study Reference Scenario | SDG&E | Com | WaterHeat | Com - Restaurant | Electric Energy (GWh/year) | Fuel Substitution | -0.045922 | -0.10001 | -0.30341 | -0.41772 | -0.50889 | 1.1139 | 1.3425 | 1.5746 | 1.7754 | 1.9315 | 2.0764
2023 PG Study Reference Scenario | SDG&E | Com | WaterHeat | Com - Restaurant | Gas Energy (MMTherm/year) | Energy Efficiency | 7.6544e-05 | 8.3921e-05 | 0.00060651 | 0.00067663 | 0.00071479 | 0.00063143 | 0.00065438 | 0.00067462 | 0.00069037 | 0.00070499 | 0.00071961
2023 PG Study Reference Scenario | SDG&E | Com | WaterHeat | Com - Restaurant | Gas Energy (MMTherm/year) | Fuel Substitution | 0.0050591 | 0.011017 | 0.023605 | 0.031885 | 0.03895 | 0 | 0 | 0 | 0 | 0 | 0
2023 PG Study Reference Scenario | SDG&E | Com | WaterHeat | Com - Retail | Electric Demand (MW) | Energy Efficiency | 0.0015483 | 0.0016444 | 0.0017483 | 0.0018501 | 0.0019468 | 0.0020536 | 0.0021543 | 0.0022554 | 0.0023463 | 0.0024374 | 0.0025291
2023 PG Study Reference Scenario | SDG&E | Com | WaterHeat | Com - Retail | Electric Demand (MW) | Fuel Substitution | 0 | 0 | -0.00082118 | -0.0010908 | -0.001327 | 0.010454 | 0.011889 | 0.013389 | 0.014694 | 0.015738 | 0.016802
2023 PG Study Reference Scenario | SDG&E | Com | WaterHeat | Com - Retail | Electric Energy (GWh/year) | Energy Efficiency | 0.009665 | 0.010265 | 0.010914 | 0.011549 | 0.012153 | 0.012819 | 0.013448 | 0.014079 | 0.014647 | 0.015215 | 0.015788
2023 PG Study Reference Scenario | SDG&E | Com | WaterHeat | Com - Retail | Electric Energy (GWh/year) | Fuel Substitution | -0.0045009 | -0.0082697 | -0.020934 | -0.02727 | -0.033059 | 0.065261 | 0.074217 | 0.083578 | 0.091724 | 0.098244 | 0.10489
2023 PG Study Reference Scenario | SDG&E | Com | WaterHeat | Com - Retail | Gas Energy (MMTherm/year) | Energy Efficiency | 0 | 0 | 0.00075688 | 0.00076281 | 0.00076894 | 0.00077518 | 0.00078161 | 0.00078811 | 0 | 0 | 0
2023 PG Study Reference Scenario | SDG&E | Com | WaterHeat | Com - Retail | Gas Energy (MMTherm/year) | Fuel Substitution | 0.00049019 | 0.00088647 | 0.0016777 | 0.0021666 | 0.0026201 | 0 | 0 | 0 | 0 | 0 | 0
2023 PG Study Reference Scenario | SDG&E | Com | WaterHeat | Com - School | Electric Demand (MW) | Energy Efficiency | 0.00097955 | 0.0010642 | 0.0011506 | 0.0012392 | 0.0013315 | 0.0014238 | 0.0015196 | 0.0016185 | 0.0017172 | 0.0018174 | 0.0019218
2023 PG Study Reference Scenario | SDG&E | Com | WaterHeat | Com - School | Electric Demand (MW) | Fuel Substitution | 0 | 0 | -0.002674 | -0.0053215 | -0.0061675 | 0.0247 | 0.029985 | 0.035403 | 0.040127 | 0.043884 | 0.047987
2023 PG Study Reference Scenario | SDG&E | Com | WaterHeat | Com - School | Electric Energy (GWh/year) | Energy Efficiency | 0.013285 | 0.014434 | 0.015605 | 0.016806 | 0.018058 | 0.019309 | 0.020608 | 0.02195 | 0.023288 | 0.024647 | 0.026063
2023 PG Study Reference Scenario | SDG&E | Com | WaterHeat | Com - School | Electric Energy (GWh/year) | Fuel Substitution | -0.020921 | -0.036544 | -0.11537 | -0.19306 | -0.22743 | 0.33498 | 0.40665 | 0.48013 | 0.54418 | 0.59514 | 0.65078
2023 PG Study Reference Scenario | SDG&E | Com | WaterHeat | Com - School | Gas Energy (MMTherm/year) | Energy Efficiency | 0.00043558 | 0.00049529 | 0.00053656 | 0.00057746 | 0.00061929 | 0.00014147 | 0.00014772 | 0.00015384 | 0.0001577 | 0.00016127 | 0.00016546
2023 PG Study Reference Scenario | SDG&E | Com | WaterHeat | Com - School | Gas Energy (MMTherm/year) | Fuel Substitution | 0.002276 | 0.0039756 | 0.0086055 | 0.013151 | 0.015643 | 0 | 0 | 0 | 0 | 0 | 0
2023 PG Study Reference Scenario | SDG&E | Com | WaterHeat | Com - Warehouse | Electric Demand (MW) | Energy Efficiency | 7.1761e-05 | 7.7691e-05 | 8.3733e-05 | 8.9963e-05 | 9.607e-05 | 0.0001025 | 0.00010898 | 0.0001156 | 0.00012203 | 0.00012853 | 0.00013513
2023 PG Study Reference Scenario | SDG&E | Com | WaterHeat | Com - Warehouse | Electric Demand (MW) | Fuel Substitution | 0 | 0 | -1.3934e-05 | -3.0211e-05 | -3.5412e-05 | 0.00014636 | 0.00016975 | 0.00019422 | 0.00021584 | 0.00023308 | 0.00025336
2023 PG Study Reference Scenario | SDG&E | Com | WaterHeat | Com - Warehouse | Electric Energy (GWh/year) | Energy Efficiency | 0.0018968 | 0.0020536 | 0.0022133 | 0.002378 | 0.0025394 | 0.0027092 | 0.0028804 | 0.0030554 | 0.0032256 | 0.0033974 | 0.0035717
2023 PG Study Reference Scenario | SDG&E | Com | WaterHeat | Com - Warehouse | Electric Energy (GWh/year) | Fuel Substitution | -0.00031836 | -0.00051385 | -0.0013569 | -0.0023032 | -0.0027219 | 0.0038686 | 0.0044868 | 0.0051335 | 0.0057049 | 0.0061607 | 0.0066967
2023 PG Study Reference Scenario | SDG&E | Com | WaterHeat | Com - Warehouse | Gas Energy (MMTherm/year) | Energy Efficiency | 3.1761e-05 | 3.4512e-05 | 3.7255e-05 | 4.0046e-05 | 4.2564e-05 | 0 | 0 | 0 | 0 | 0 | 0
2023 PG Study Reference Scenario | SDG&E | Com | WaterHeat | Com - Warehouse | Gas Energy (MMTherm/year) | Fuel Substitution | 3.3061e-05 | 5.3361e-05 | 0.00010271 | 0.00015629 | 0.00018546 | 0 | 0 | 0 | 0 | 0 | 0
2023 PG Study Reference Scenario | SDG&E | Com | WholeBlg | Com - College | Electric Demand (MW) | Energy Efficiency | 0 | 0 | 0 | 0 | 0 | 0 | 0 | 0 | 0.0019437 | 0.0019127 | 0.024383
2023 PG Study Reference Scenario | SDG&E | Com | WholeBlg | Com - College | Electric Energy (GWh/year) | Energy Efficiency | 0 | 0 | 0 | 0 | 0 | 0 | 0 | 0 | 0.01798 | 0.017693 | 0.22587
2023 PG Study Reference Scenario | SDG&E | Com | WholeBlg | Com - College | Gas Energy (MMTherm/year) | Energy Efficiency | 0 | 0 | 0 | 0 | 0 | 0 | 0 | 0 | 0.00060547 | 0.0005958 | 0.0070159
2023 PG Study Reference Scenario | SDG&E | Com | WholeBlg | Com - Grocery | Electric Demand (MW) | Energy Efficiency | 0.060698 | 0.049356 | 0.049501 | 0.049793 | 0.028183 | 0.028489 | 0.028642 | 0.028676 | 0.028563 | 0.028652 | 0.028599
2023 PG Study Reference Scenario | SDG&E | Com | WholeBlg | Com - Grocery | Electric Energy (GWh/year) | Energy Efficiency | 0.85725 | 0.69708 | 0.69912 | 0.70325 | 0.39804 | 0.40237 | 0.40452 | 0.405 | 0.4034 | 0.40467 | 0.40391
2023 PG Study Reference Scenario | SDG&E | Com | WholeBlg | Com - Grocery | Gas Energy (MMTherm/year) | Energy Efficiency | 0.011366 | 0.0092425 | 0.0092696 | 0.0093243 | 0.0052776 | 0.005335 | 0.0053635 | 0.0053699 | 0.0053487 | 0.0053655 | 0.0053554
2023 PG Study Reference Scenario | SDG&E | Com | WholeBlg | Com - Restaurant | Electric Demand (MW) | Energy Efficiency | 0.14897 | 0.11902 | 0.12003 | 0.12074 | 0.069575 | 0.069259 | 0.069035 | 0.068481 | 0.067986 | 0.06756 | 0.067153
2023 PG Study Reference Scenario | SDG&E | Com | WholeBlg | Com - Restaurant | Electric Energy (GWh/year) | Energy Efficiency | 0.78245 | 0.62514 | 0.63044 | 0.63416 | 0.36544 | 0.36378 | 0.3626 | 0.35969 | 0.35709 | 0.35485 | 0.35271
2023 PG Study Reference Scenario | SDG&E | Com | WholeBlg | Com - Restaurant | Gas Energy (MMTherm/year) | Energy Efficiency | 0.043575 | 0.034814 | 0.03511 | 0.035317 | 0.020351 | 0.020259 | 0.020194 | 0.020032 | 0.019887 | 0.019762 | 0.019643
2023 PG Study Reference Scenario | SDG&E | Com | WholeBlg | Com - Retail | Electric Demand (MW) | Energy Efficiency | 0.30799 | 0.25161 | 0.25547 | 0.2589 | 0.14745 | 0.14936 | 0.1505 | 0.15092 | 0.15148 | 0.15239 | 0.15262
2023 PG Study Reference Scenario | SDG&E | Com | WholeBlg | Com - Retail | Electric Energy (GWh/year) | Energy Efficiency | 1.3987 | 1.1426 | 1.1602 | 1.1758 | 0.66963 | 0.67828 | 0.68346 | 0.68539 | 0.68793 | 0.69203 | 0.69309
2023 PG Study Reference Scenario | SDG&E | Com | WholeBlg | Com - Retail | Gas Energy (MMTherm/year) | Energy Efficiency | 0.0088034 | 0.0071919 | 0.0073024 | 0.0074005 | 0.0042148 | 0.0042692 | 0.0043018 | 0.004314 | 0.00433 | 0.0043558 | 0.0043625
2023 PG Study Reference Scenario | SDG&E | Ind | BROs | Ind - All Other Industrial | Electric Demand (MW) | Energy Efficiency | 0.0098411 | 0.010623 | 0.011392 | 0.012142 | 0.012915 | 0.013705 | 0.014429 | 0.015227 | 0.016021 | 0.016816 | 0.017611
2023 PG Study Reference Scenario | SDG&E | Ind | BROs | Ind - All Other Industrial | Electric Energy (GWh/year) | Energy Efficiency | 0.050543 | 0.054557 | 0.058507 | 0.062361 | 0.06633 | 0.070389 | 0.074104 | 0.078202 | 0.082282 | 0.086363 | 0.090447
2023 PG Study Reference Scenario | SDG&E | Ind | BROs | Ind - All Other Industrial | Gas Energy (MMTherm/year) | Energy Efficiency | 0.00085907 | 0.00092948 | 0.00099627 | 0.0010618 | 0.0011308 | 0.0012014 | 0.0012608 | 0.0013346 | 0.0014097 | 0.001486 | 0.0015638
2023 PG Study Reference Scenario | SDG&E | Ind | BROs | Ind - Chemicals | Electric Demand (MW) | Energy Efficiency | 0.037429 | 0.040361 | 0.043308 | 0.046181 | 0.049106 | 0.052045 | 0.054946 | 0.057853 | 0.060718 | 0.063559 | 0.066378
2023 PG Study Reference Scenario | SDG&E | Ind | BROs | Ind - Chemicals | Electric Energy (GWh/year) | Energy Efficiency | 0.19223 | 0.20729 | 0.22243 | 0.23718 | 0.2522 | 0.2673 | 0.2822 | 0.29713 | 0.31184 | 0.32643 | 0.34091
2023 PG Study Reference Scenario | SDG&E | Ind | BROs | Ind - Chemicals | Gas Energy (MMTherm/year) | Energy Efficiency | 0.0046996 | 0.0051096 | 0.005508 | 0.0059034 | 0.0063201 | 0.0067359 | 0.0071268 | 0.0075519 | 0.0079798 | 0.0084125 | 0.0088533
2023 PG Study Reference Scenario | SDG&E | Ind | BROs | Ind - Electronics | Electric Demand (MW) | Energy Efficiency | 0.02231 | 0.024333 | 0.026394 | 0.028464 | 0.03063 | 0.032861 | 0.034977 | 0.037325 | 0.039706 | 0.042128 | 0.044592
2023 PG Study Reference Scenario | SDG&E | Ind | BROs | Ind - Electronics | Electric Energy (GWh/year) | Energy Efficiency | 0.11458 | 0.12497 | 0.13555 | 0.14619 | 0.15731 | 0.16877 | 0.17964 | 0.1917 | 0.20393 | 0.21637 | 0.22902
2023 PG Study Reference Scenario | SDG&E | Ind | BROs | Ind - Electronics | Gas Energy (MMTherm/year) | Energy Efficiency | 0.0020654 | 0.0022713 | 0.0024809 | 0.0026969 | 0.0029291 | 0.0031698 | 0.0034083 | 0.0036769 | 0.0039575 | 0.0042501 | 0.0045553
2023 PG Study Reference Scenario | SDG&E | Ind | BROs | Ind - Fabricated Metals | Electric Demand (MW) | Energy Efficiency | 0.01194 | 0.01289 | 0.013839 | 0.01477 | 0.015718 | 0.016674 | 0.017556 | 0.018515 | 0.01946 | 0.020397 | 0.021325
2023 PG Study Reference Scenario | SDG&E | Ind | BROs | Ind - Fabricated Metals | Electric Energy (GWh/year) | Energy Efficiency | 0.061323 | 0.066199 | 0.071078 | 0.075858 | 0.080724 | 0.085634 | 0.090167 | 0.095089 | 0.099943 | 0.10476 | 0.10952
2023 PG Study Reference Scenario | SDG&E | Ind | BROs | Ind - Fabricated Metals | Gas Energy (MMTherm/year) | Energy Efficiency | 0.0012214 | 0.0013182 | 0.0014136 | 0.0015073 | 0.0016033 | 0.0016986 | 0.0017842 | 0.0018812 | 0.0019779 | 0.0020743 | 0.0021704
2023 PG Study Reference Scenario | SDG&E | Ind | BROs | Ind - Food | Electric Demand (MW) | Energy Efficiency | 0.020736 | 0.022215 | 0.023671 | 0.02506 | 0.026451 | 0.027836 | 0.029163 | 0.030498 | 0.031802 | 0.03308 | 0.034325
2023 PG Study Reference Scenario | SDG&E | Ind | BROs | Ind - Food | Electric Energy (GWh/year) | Energy Efficiency | 0.1065 | 0.11409 | 0.12157 | 0.1287 | 0.13585 | 0.14296 | 0.14978 | 0.15663 | 0.16333 | 0.16989 | 0.17629
2023 PG Study Reference Scenario | SDG&E | Ind | BROs | Ind - Food | Gas Energy (MMTherm/year) | Energy Efficiency | 0.0061234 | 0.0065277 | 0.0069111 | 0.007271 | 0.0076296 | 0.0079749 | 0.0083004 | 0.0086317 | 0.0089583 | 0.0092776 | 0.009588
2023 PG Study Reference Scenario | SDG&E | Ind | BROs | Ind - Industrial Machinery | Electric Demand (MW) | Energy Efficiency | 0.011612 | 0.012548 | 0.01349 | 0.014407 | 0.015323 | 0.016246 | 0.017142 | 0.018079 | 0.01901 | 0.019932 | 0.020848
2023 PG Study Reference Scenario | SDG&E | Ind | BROs | Ind - Industrial Machinery | Electric Energy (GWh/year) | Energy Efficiency | 0.059636 | 0.064443 | 0.069281 | 0.073991 | 0.078698 | 0.083439 | 0.088039 | 0.092851 | 0.097632 | 0.10237 | 0.10708
2023 PG Study Reference Scenario | SDG&E | Ind | BROs | Ind - Industrial Machinery | Gas Energy (MMTherm/year) | Energy Efficiency | 0.00054769 | 0.00059073 | 0.00063352 | 0.00067514 | 0.00071693 | 0.00075814 | 0.00079848 | 0.00084058 | 0.00088276 | 0.00092473 | 0.00096664
2023 PG Study Reference Scenario | SDG&E | Ind | BROs | Ind - Lumber & Furniture | Electric Demand (MW) | Energy Efficiency | 0.00065226 | 0.00070426 | 0.00075352 | 0.00080121 | 0.00084984 | 0.00089934 | 0.00094268 | 0.00099316 | 0.0010432 | 0.0010928 | 0.0011422
2023 PG Study Reference Scenario | SDG&E | Ind | BROs | Ind - Lumber & Furniture | Electric Energy (GWh/year) | Energy Efficiency | 0.0033499 | 0.003617 | 0.00387 | 0.0041149 | 0.0043647 | 0.0046189 | 0.0048415 | 0.0051007 | 0.0053577 | 0.0056128 | 0.005866
2023 PG Study Reference Scenario | SDG&E | Ind | BROs | Ind - Lumber & Furniture | Gas Energy (MMTherm/year) | Energy Efficiency | 1.487e-05 | 1.6094e-05 | 1.718e-05 | 1.8227e-05 | 1.9304e-05 | 2.0387e-05 | 2.122e-05 | 2.2362e-05 | 2.3513e-05 | 2.466e-05 | 2.5807e-05
2023 PG Study Reference Scenario | SDG&E | Ind | BROs | Ind - Paper | Electric Demand (MW) | Energy Efficiency | 0.0036881 | 0.0040053 | 0.0042752 | 0.0044938 | 0.0047043 | 0.0049127 | 0.0050531 | 0.005259 | 0.0054589 | 0.0056529 | 0.0058398
2023 PG Study Reference Scenario | SDG&E | Ind | BROs | Ind - Paper | Electric Energy (GWh/year) | Energy Efficiency | 0.018942 | 0.020571 | 0.021957 | 0.02308 | 0.024161 | 0.025231 | 0.025952 | 0.02701 | 0.028036 | 0.029033 | 0.029993
2023 PG Study Reference Scenario | SDG&E | Ind | BROs | Ind - Paper | Gas Energy (MMTherm/year) | Energy Efficiency | 6.1226e-06 | 6.6347e-06 | 7.0699e-06 | 7.4275e-06 | 7.7747e-06 | 8.1103e-06 | 8.3467e-06 | 8.6827e-06 | 9.0134e-06 | 9.3369e-06 | 9.6519e-06
2023 PG Study Reference Scenario | SDG&E | Ind | BROs | Ind - Petroleum | Electric Demand (MW) | Energy Efficiency | 0.0021989 | 0.0023477 | 0.0024959 | 0.0026396 | 0.002789 | 0.002944 | 0.0030984 | 0.0032532 | 0.0034042 | 0.0035531 | 0.0036994
2023 PG Study Reference Scenario | SDG&E | Ind | BROs | Ind - Petroleum | Electric Energy (GWh/year) | Energy Efficiency | 0.011293 | 0.012058 | 0.012819 | 0.013557 | 0.014324 | 0.01512 | 0.015913 | 0.016708 | 0.017484 | 0.018248 | 0.019
2023 PG Study Reference Scenario | SDG&E | Ind | BROs | Ind - Petroleum | Gas Energy (MMTherm/year) | Energy Efficiency | 0.0013531 | 0.0014532 | 0.0015531 | 0.0016499 | 0.0017483 | 0.001845 | 0.0019423 | 0.0020384 | 0.0021338 | 0.0022285 | 0.0023225
2023 PG Study Reference Scenario | SDG&E | Ind | BROs | Ind - Plastics | Electric Demand (MW) | Energy Efficiency | 0.0099417 | 0.010699 | 0.011464 | 0.012205 | 0.012956 | 0.013707 | 0.014456 | 0.015196 | 0.015923 | 0.016642 | 0.017351
2023 PG Study Reference Scenario | SDG&E | Ind | BROs | Ind - Plastics | Electric Energy (GWh/year) | Energy Efficiency | 0.051059 | 0.054949 | 0.058875 | 0.062685 | 0.066538 | 0.0704 | 0.074246 | 0.078045 | 0.08178 | 0.085471 | 0.089113
2023 PG Study Reference Scenario | SDG&E | Ind | BROs | Ind - Plastics | Gas Energy (MMTherm/year) | Energy Efficiency | 0.00070021 | 0.00076206 | 0.00081895 | 0.00087406 | 0.00093286 | 0.00099235 | 0.001035 | 0.0010972 | 0.0011601 | 0.0012239 | 0.0012886
2023 PG Study Reference Scenario | SDG&E | Ind | BROs | Ind - Primary Metals | Electric Demand (MW) | Energy Efficiency | 0.00097703 | 0.0010511 | 0.0011259 | 0.0011988 | 0.0012726 | 0.0013465 | 0.0014198 | 0.0014924 | 0.0015636 | 0.001634 | 0.0017034
2023 PG Study Reference Scenario | SDG&E | Ind | BROs | Ind - Primary Metals | Electric Energy (GWh/year) | Energy Efficiency | 0.0050179 | 0.0053981 | 0.0057825 | 0.006157 | 0.0065357 | 0.0069155 | 0.0072919 | 0.0076649 | 0.0080307 | 0.008392 | 0.0087484
2023 PG Study Reference Scenario | SDG&E | Ind | BROs | Ind - Primary Metals | Gas Energy (MMTherm/year) | Energy Efficiency | 0.00082272 | 0.0008817 | 0.00094072 | 0.0010012 | 0.0010637 | 0.0011254 | 0.0011795 | 0.0012402 | 0.0012989 | 0.001357 | 0.0014146
2023 PG Study Reference Scenario | SDG&E | Ind | BROs | Ind - Printing & Publishing | Electric Demand (MW) | Energy Efficiency | 0.0085632 | 0.009231 | 0.0098993 | 0.010545 | 0.011197 | 0.01185 | 0.012487 | 0.01313 | 0.013763 | 0.01439 | 0.01501
2023 PG Study Reference Scenario | SDG&E | Ind | BROs | Ind - Printing & Publishing | Electric Energy (GWh/year) | Energy Efficiency | 0.04398 | 0.047409 | 0.050842 | 0.054159 | 0.057508 | 0.060861 | 0.06413 | 0.067434 | 0.070686 | 0.073906 | 0.07709
2023 PG Study Reference Scenario | SDG&E | Ind | BROs | Ind - Printing & Publishing | Gas Energy (MMTherm/year) | Energy Efficiency | 0.00022016 | 0.00023687 | 0.00025285 | 0.000268 | 0.00028329 | 0.00029819 | 0.00031196 | 0.00032664 | 0.00034118 | 0.00035558 | 0.00036982
2023 PG Study Reference Scenario | SDG&E | Ind | BROs | Ind - Stone-Glass-Clay | Electric Demand (MW) | Energy Efficiency | 0.006627 | 0.0071608 | 0.0076695 | 0.0081548 | 0.0086532 | 0.0091612 | 0.0096448 | 0.010166 | 0.010686 | 0.011206 | 0.011723
2023 PG Study Reference Scenario | SDG&E | Ind | BROs | Ind - Stone-Glass-Clay | Electric Energy (GWh/year) | Energy Efficiency | 0.034036 | 0.036777 | 0.03939 | 0.041882 | 0.044442 | 0.047051 | 0.049535 | 0.05221 | 0.054882 | 0.057551 | 0.06021
2023 PG Study Reference Scenario | SDG&E | Ind | BROs | Ind - Stone-Glass-Clay | Gas Energy (MMTherm/year) | Energy Efficiency | 0.0045499 | 0.004925 | 0.0052811 | 0.0056231 | 0.0059761 | 0.0063295 | 0.0066784 | 0.0070454 | 0.0074158 | 0.0077878 | 0.0081609
2023 PG Study Reference Scenario | SDG&E | Ind | BROs | Ind - Textiles | Electric Demand (MW) | Energy Efficiency | 0.00034328 | 0.00036346 | 0.00038658 | 0.00040974 | 0.00043279 | 0.00045569 | 0.00047388 | 0.00049563 | 0.00051665 | 0.00053713 | 0.000557
2023 PG Study Reference Scenario | SDG&E | Ind | BROs | Ind - Textiles | Electric Energy (GWh/year) | Energy Efficiency | 0.001763 | 0.0018667 | 0.0019854 | 0.0021044 | 0.0022228 | 0.0023404 | 0.0024338 | 0.0025455 | 0.0026534 | 0.0027586 | 0.0028607
2023 PG Study Reference Scenario | SDG&E | Ind | BROs | Ind - Textiles | Gas Energy (MMTherm/year) | Energy Efficiency | 1.7675e-05 | 1.8918e-05 | 2.0108e-05 | 2.1232e-05 | 2.2349e-05 | 2.3423e-05 | 2.4369e-05 | 2.5396e-05 | 2.639e-05 | 2.7366e-05 | 2.8316e-05
2023 PG Study Reference Scenario | SDG&E | Ind | BROs | Ind - Transportation Equipment | Electric Demand (MW) | Energy Efficiency | 0.030734 | 0.032915 | 0.035331 | 0.037729 | 0.040074 | 0.042432 | 0.044765 | 0.047199 | 0.04965 | 0.052128 | 0.054581
2023 PG Study Reference Scenario | SDG&E | Ind | BROs | Ind - Transportation Equipment | Electric Energy (GWh/year) | Energy Efficiency | 0.15784 | 0.16905 | 0.18146 | 0.19377 | 0.20582 | 0.21793 | 0.22991 | 0.24241 | 0.25499 | 0.26772 | 0.28032
2023 PG Study Reference Scenario | SDG&E | Ind | BROs | Ind - Transportation Equipment | Gas Energy (MMTherm/year) | Energy Efficiency | 0.0012448 | 0.0013353 | 0.0014287 | 0.0015201 | 0.0016116 | 0.0017016 | 0.0017917 | 0.0018827 | 0.0019738 | 0.0020651 | 0.0021559
2023 PG Study Reference Scenario | SDG&E | Ind | HVAC | Ind - Electronics | Electric Demand (MW) | Energy Efficiency | 0.8517 | 0.72377 | 0.58313 | 0.44886 | 0.33255 | 0.14793 | 0.10583 | 0.074334 | 0.051478 | 0.035298 | 0.024062
2023 PG Study Reference Scenario | SDG&E | Ind | HVAC | Ind - Electronics | Electric Energy (GWh/year) | Energy Efficiency | 0.96082 | 0.8165 | 0.65784 | 0.50636 | 0.37515 | 0.16688 | 0.11939 | 0.083858 | 0.058074 | 0.039821 | 0.027145
2023 PG Study Reference Scenario | SDG&E | Ind | Lighting | Ind - All Other Industrial | Electric Demand (MW) | Energy Efficiency | 7.7721e-05 | 1.2385e-05 | 0 | 1.7954e-06 | 2.5569e-07 | 0 | 3.6093e-08 | 5.1351e-09 | 7.3239e-10 | 1.047e-10 | 1.501e-11
2023 PG Study Reference Scenario | SDG&E | Ind | Lighting | Ind - All Other Industrial | Electric Energy (GWh/year) | Energy Efficiency | 0.0070204 | 0.0011644 | 0 | 0.00018076 | 2.6499e-05 | 0 | 3.8374e-06 | 5.4597e-07 | 7.7869e-08 | 1.1132e-08 | 1.5959e-09
2023 PG Study Reference Scenario | SDG&E | Ind | Lighting | Ind - Chemicals | Electric Demand (MW) | Energy Efficiency | 2.3466e-06 | 3.2909e-07 | 0 | 4.2925e-08 | 5.5643e-09 | 0 | 0 | 0 | 0 | 0 | 0
2023 PG Study Reference Scenario | SDG&E | Ind | Lighting | Ind - Chemicals | Electric Energy (GWh/year) | Energy Efficiency | 0.00096496 | 0.00014103 | 0 | 1.9739e-05 | 2.6361e-06 | 0 | 0 | 0 | 0 | 0 | 0
2023 PG Study Reference Scenario | SDG&E | Ind | Lighting | Ind - Electronics | Electric Demand (MW) | Energy Efficiency | 2.5128e-06 | 3.444e-07 | 4.6784e-08 | 6.3352e-09 | 8.5594e-10 | 1.1547e-10 | 1.5587e-11 | 2.1102e-12 | 2.8611e-13 | 3.8846e-14 | 5.283e-15
2023 PG Study Reference Scenario | SDG&E | Ind | Lighting | Ind - Electronics | Electric Energy (GWh/year) | Energy Efficiency | 0.0003981 | 5.6831e-05 | 8.0082e-06 | 1.1207e-06 | 1.5594e-07 | 2.159e-08 | 2.9144e-09 | 3.9456e-10 | 5.3495e-11 | 7.2633e-12 | 9.8779e-13
2023 PG Study Reference Scenario | SDG&E | Ind | Lighting | Ind - Fabricated Metals | Electric Demand (MW) | Energy Efficiency | 5.9882e-06 | 8.5512e-07 | 1.161e-07 | 1.562e-08 | 2.0955e-09 | 0 | 2.7977e-10 | 3.7607e-11 | 5.062e-12 | 0 | 0
2023 PG Study Reference Scenario | SDG&E | Ind | Lighting | Ind - Fabricated Metals | Electric Energy (GWh/year) | Energy Efficiency | 0.0010602 | 0.00015771 | 2.2214e-05 | 3.0889e-06 | 4.2679e-07 | 0 | 5.8482e-08 | 7.8612e-09 | 1.0581e-09 | 0 | 0
2023 PG Study Reference Scenario | SDG&E | Ind | Lighting | Ind - Food | Electric Demand (MW) | Energy Efficiency | 1.0846e-05 | 0 | 0 | 0 | 0 | 0 | 0 | 0 | 0 | 0 | 0
2023 PG Study Reference Scenario | SDG&E | Ind | Lighting | Ind - Food | Electric Energy (GWh/year) | Energy Efficiency | 0.0025073 | 0 | 0 | 0 | 0 | 0 | 0 | 0 | 0 | 0 | 0
2023 PG Study Reference Scenario | SDG&E | Ind | Lighting | Ind - Industrial Machinery | Electric Demand (MW) | Energy Efficiency | 3.1793e-05 | 4.8084e-06 | 6.9371e-07 | 9.9038e-08 | 1.4073e-08 | 0 | 1.9904e-09 | 2.8317e-10 | 4.0387e-11 | 5.7737e-12 | 8.2772e-13
2023 PG Study Reference Scenario | SDG&E | Ind | Lighting | Ind - Industrial Machinery | Electric Energy (GWh/year) | Energy Efficiency | 0.0028718 | 0.00045208 | 6.7615e-05 | 9.971e-06 | 1.4585e-06 | 0 | 2.1162e-07 | 3.0107e-08 | 4.294e-09 | 6.1387e-10 | 8.8004e-11
2023 PG Study Reference Scenario | SDG&E | Ind | Lighting | Ind - Lumber & Furniture | Electric Demand (MW) | Energy Efficiency | 7.6854e-07 | 0 | 0 | 0 | 0 | 0 | 1.0846e-07 | 1.5318e-08 | 0 | 0 | 0
2023 PG Study Reference Scenario | SDG&E | Ind | Lighting | Ind - Lumber & Furniture | Electric Energy (GWh/year) | Energy Efficiency | 7.6333e-05 | 0 | 0 | 0 | 0 | 0 | 1.2687e-05 | 1.7918e-06 | 0 | 0 | 0
2023 PG Study Reference Scenario | SDG&E | Ind | Lighting | Ind - Paper | Electric Demand (MW) | Energy Efficiency | 1.2038e-08 | 0 | 0 | 0 | 0 | 0 | 0 | 0 | 0 | 0 | 0
2023 PG Study Reference Scenario | SDG&E | Ind | Lighting | Ind - Paper | Electric Energy (GWh/year) | Energy Efficiency | 4.3055e-06 | 0 | 0 | 0 | 0 | 0 | 0 | 0 | 0 | 0 | 0
2023 PG Study Reference Scenario | SDG&E | Ind | Lighting | Ind - Petroleum | Electric Demand (MW) | Energy Efficiency | 0 | 0 | 0 | 0 | 0 | 0 | 0 | 0 | 0 | 0 | 0
2023 PG Study Reference Scenario | SDG&E | Ind | Lighting | Ind - Petroleum | Electric Energy (GWh/year) | Energy Efficiency | 0 | 0 | 0 | 0 | 0 | 0 | 0 | 0 | 0 | 0 | 0
2023 PG Study Reference Scenario | SDG&E | Ind | Lighting | Ind - Plastics | Electric Demand (MW) | Energy Efficiency | 1.628e-05 | 9.0435e-06 | 0 | 0 | 0 | 0 | 0 | 0 | 0 | 0 | 0
2023 PG Study Reference Scenario | SDG&E | Ind | Lighting | Ind - Plastics | Electric Energy (GWh/year) | Energy Efficiency | 0.0029787 | 0.0017237 | 0 | 0 | 0 | 0 | 0 | 0 | 0 | 0 | 0
2023 PG Study Reference Scenario | SDG&E | Ind | Lighting | Ind - Primary Metals | Electric Demand (MW) | Energy Efficiency | 2.0404e-07 | 1.9096e-07 | 0 | 0 | 0 | 0 | 0 | 0 | 0 | 0 | 0
2023 PG Study Reference Scenario | SDG&E | Ind | Lighting | Ind - Primary Metals | Electric Energy (GWh/year) | Energy Efficiency | 9.8971e-05 | 9.654e-05 | 0 | 0 | 0 | 0 | 0 | 0 | 0 | 0 | 0
2023 PG Study Reference Scenario | SDG&E | Ind | Lighting | Ind - Printing & Publishing | Electric Demand (MW) | Energy Efficiency | 2.503e-05 | 4.0736e-06 | 0 | 0 | 0 | 0 | 0 | 0 | 0 | 0 | 0
2023 PG Study Reference Scenario | SDG&E | Ind | Lighting | Ind - Printing & Publishing | Electric Energy (GWh/year) | Energy Efficiency | 0.0035634 | 0.00060398 | 0 | 0 | 0 | 0 | 0 | 0 | 0 | 0 | 0
2023 PG Study Reference Scenario | SDG&E | Ind | Lighting | Ind - Stone-Glass-Clay | Electric Demand (MW) | Energy Efficiency | 3.5884e-07 | 0 | 0 | 0 | 0 | 0 | 4.7385e-08 | 6.2655e-09 | 8.2666e-10 | 1.0912e-10 | 1.4418e-11
2023 PG Study Reference Scenario | SDG&E | Ind | Lighting | Ind - Stone-Glass-Clay | Electric Energy (GWh/year) | Energy Efficiency | 9.4492e-05 | 0 | 0 | 0 | 0 | 0 | 1.4747e-05 | 1.95e-06 | 2.5727e-07 | 3.396e-08 | 4.4871e-09
2023 PG Study Reference Scenario | SDG&E | Ind | Lighting | Ind - Textiles | Electric Demand (MW) | Energy Efficiency | 0 | 6.5969e-06 | 2.8268e-06 | 6.6669e-07 | 0 | 0 | 0 | 0 | 0 | 0 | 0
2023 PG Study Reference Scenario | SDG&E | Ind | Lighting | Ind - Textiles | Electric Energy (GWh/year) | Energy Efficiency | 0 | 0.00069182 | 0.00030737 | 7.4888e-05 | 0 | 0 | 0 | 0 | 0 | 0 | 0
2023 PG Study Reference Scenario | SDG&E | Ind | Lighting | Ind - Transportation Equipment | Electric Demand (MW) | Energy Efficiency | 0 | 1.5074e-05 | 2.1472e-06 | 0 | 0 | 0 | 2.9698e-07 | 4.1297e-08 | 5.7523e-09 | 8.0276e-10 | 1.1228e-10
2023 PG Study Reference Scenario | SDG&E | Ind | Lighting | Ind - Transportation Equipment | Electric Energy (GWh/year) | Energy Efficiency | 0 | 0.0017801 | 0.00026294 | 0 | 0 | 0 | 3.9697e-05 | 5.52e-06 | 7.689e-07 | 1.073e-07 | 1.5009e-08
2023 PG Study Reference Scenario | SDG&E | Ind | MachDr | Ind - Food | Electric Demand (MW) | Energy Efficiency | 0.033627 | 0.029064 | 0.0099716 | 0.011802 | 0.010083 | 0.0029317 | 0.0027409 | 0.0025978 | 0.0024473 | 0.0022578 | 0.0021414
2023 PG Study Reference Scenario | SDG&E | Ind | MachDr | Ind - Food | Electric Energy (GWh/year) | Energy Efficiency | 0.089382 | 0.077252 | 0.026505 | 0.031369 | 0.026801 | 0.0077924 | 0.0072854 | 0.0069051 | 0.006505 | 0.0060013 | 0.0056918
2023 PG Study Reference Scenario | SDG&E | Ind | MachDr | Ind - Lumber & Furniture | Electric Demand (MW) | Energy Efficiency | 0.00036419 | 0.00039244 | 0.00039783 | 0.00040758 | 0.0004097 | 0.00038268 | 0.00038409 | 0.00037512 | 0.00036283 | 0.00034529 | 0.00033666
2023 PG Study Reference Scenario | SDG&E | Ind | MachDr | Ind - Lumber & Furniture | Electric Energy (GWh/year) | Energy Efficiency | 0.00096802 | 0.0010431 | 0.0010574 | 0.0010834 | 0.001089 | 0.0010172 | 0.0010209 | 0.00099707 | 0.0009644 | 0.00091778 | 0.00089484
2023 PG Study Reference Scenario | SDG&E | Ind | MachDr | Ind - Paper | Electric Demand (MW) | Energy Efficiency | 0.0012123 | 0.0012747 | 0.0011704 | 0.0011403 | 0.0011026 | 0.00086566 | 0.00096087 | 0.00090144 | 0.0008386 | 0.00076343 | 0.00071376
2023 PG Study Reference Scenario | SDG&E | Ind | MachDr | Ind - Paper | Electric Energy (GWh/year) | Energy Efficiency | 0.0032222 | 0.003388 | 0.0031108 | 0.0030309 | 0.0029307 | 0.0023009 | 0.002554 | 0.002396 | 0.002229 | 0.0020292 | 0.0018972
2023 PG Study Reference Scenario | SDG&E | Ind | ProcHeat | Ind - All Other Industrial | Gas Energy (MMTherm/year) | Energy Efficiency | 0.0012233 | 0.00095684 | 0.0025074 | 0.002609 | 0.0024492 | 0.0016091 | 0.0022456 | 0.0022528 | 0.0021036 | 0.0019537 | 0.0018026
2023 PG Study Reference Scenario | SDG&E | Ind | ProcHeat | Ind - Chemicals | Gas Energy (MMTherm/year) | Energy Efficiency | 0.0030706 | 0.0031414 | 0.0038226 | 0.0038009 | 0.0036497 | 0.0034454 | 0.0031506 | 0.0028467 | 0.0025158 | 0.0021847 | 0.001868
2023 PG Study Reference Scenario | SDG&E | Ind | ProcHeat | Ind - Electronics | Gas Energy (MMTherm/year) | Energy Efficiency | 0.001396 | 0.0011293 | 0.0054533 | 0.0054125 | 0.0052634 | 0.005122 | 0.0048789 | 0.0048751 | 0.0045997 | 0.0042912 | 0.0039595
2023 PG Study Reference Scenario | SDG&E | Ind | ProcHeat | Ind - Fabricated Metals | Gas Energy (MMTherm/year) | Energy Efficiency | 0.00050112 | 0.00040289 | 0.0019547 | 0.0019876 | 0.0019284 | 0.0015306 | 0.0018114 | 0.0017436 | 0.0016336 | 0.0015145 | 0.001389
2023 PG Study Reference Scenario | SDG&E | Ind | ProcHeat | Ind - Food | Gas Energy (MMTherm/year) | Energy Efficiency | 0.0027373 | 0.0019946 | 0.002622 | 0.002428 | 0.0018076 | 0.001092 | 0.0012396 | 0.0010918 | 0.00079618 | 0.00062301 | 0.00047189
2023 PG Study Reference Scenario | SDG&E | Ind | ProcHeat | Ind - Industrial Machinery | Gas Energy (MMTherm/year) | Energy Efficiency | 0.00062288 | 0.00053037 | 0.0015313 | 0.001521 | 0.0013971 | 0.0012408 | 0.0014731 | 0.0014438 | 0.001321 | 0.0012296 | 0.0011386
2023 PG Study Reference Scenario | SDG&E | Ind | ProcHeat | Ind - Lumber & Furniture | Gas Energy (MMTherm/year) | Energy Efficiency | 3.562e-06 | 1.2149e-06 | 6.5756e-06 | 8.0376e-06 | 8.113e-06 | 1.3899e-07 | 1.0318e-05 | 1.0081e-05 | 9.4448e-06 | 8.7832e-06 | 8.11e-06
2023 PG Study Reference Scenario | SDG&E | Ind | ProcHeat | Ind - Paper | Gas Energy (MMTherm/year) | Energy Efficiency | 3.3871e-07 | 1.5967e-07 | 1.8852e-06 | 1.7243e-06 | 1.4598e-06 | 0 | 1.2999e-06 | 1.1308e-06 | 8.8223e-07 | 6.0161e-07 | 3.9342e-07
2023 PG Study Reference Scenario | SDG&E | Ind | ProcHeat | Ind - Petroleum | Gas Energy (MMTherm/year) | Energy Efficiency | 6.6022e-05 | 5.7627e-05 | 0.00053588 | 0.00056845 | 0.00054754 | 0.00055541 | 0.00051894 | 0.00050546 | 0.00046878 | 0.00042758 | 0.00038365
2023 PG Study Reference Scenario | SDG&E | Ind | ProcHeat | Ind - Plastics | Gas Energy (MMTherm/year) | Energy Efficiency | 0.00038033 | 0.00031961 | 0.00085576 | 0.0008212 | 0.00077654 | 0.00032573 | 0.00071311 | 0.00071053 | 0.00066746 | 0.0006231 | 0.00057726
2023 PG Study Reference Scenario | SDG&E | Ind | ProcHeat | Ind - Primary Metals | Gas Energy (MMTherm/year) | Energy Efficiency | 5.4511e-05 | 4.1614e-05 | 0.00076339 | 0.0008343 | 0.00079071 | 0.00051873 | 0.00071582 | 0.00061133 | 0.00054368 | 0.00047799 | 0.00041896
2023 PG Study Reference Scenario | SDG&E | Ind | ProcHeat | Ind - Printing & Publishing | Gas Energy (MMTherm/year) | Energy Efficiency | 1.28e-05 | 9.0791e-06 | 0.00030942 | 0.0003238 | 0.00031592 | 0.00028283 | 0.00030057 | 0.00029176 | 0.00027212 | 0.00024887 | 0.00022326
2023 PG Study Reference Scenario | SDG&E | Ind | ProcHeat | Ind - Stone-Glass-Clay | Gas Energy (MMTherm/year) | Energy Efficiency | 0.00015538 | 0.00012407 | 0.00097144 | 0.0012244 | 0.0012184 | 0.001076 | 0.0011862 | 0.0011898 | 0.0011288 | 0.0010591 | 0.00098299
2023 PG Study Reference Scenario | SDG&E | Ind | ProcHeat | Ind - Textiles | Gas Energy (MMTherm/year) | Energy Efficiency | 1.5123e-05 | 8.8608e-06 | 0.00010499 | 0.00010515 | 9.6999e-05 | 7.881e-05 | 8.4072e-05 | 7.5673e-05 | 6.7227e-05 | 5.7304e-05 | 4.7976e-05
2023 PG Study Reference Scenario | SDG&E | Ind | ProcHeat | Ind - Transportation Equipment | Gas Energy (MMTherm/year) | Energy Efficiency | 0.00027172 | 0.00026523 | 0.0017557 | 0.0017775 | 0.0016683 | 0.0016598 | 0.0016524 | 0.0016881 | 0.0016169 | 0.001474 | 0.0013489
2023 PG Study Reference Scenario | SDG&E | Ind | ProcRefrig | Ind - All Other Industrial | Electric Demand (MW) | Energy Efficiency | 0.0022419 | 0.0025526 | 0.0028551 | 0.003207 | 0.0035526 | 0.0038107 | 0.0042011 | 0.0045188 | 0.0048072 | 0.0050507 | 0.0052502
2023 PG Study Reference Scenario | SDG&E | Ind | ProcRefrig | Ind - All Other Industrial | Electric Energy (GWh/year) | Energy Efficiency | 0.0025291 | 0.0028797 | 0.0032209 | 0.0036179 | 0.0040078 | 0.0042989 | 0.0047394 | 0.0050977 | 0.0054231 | 0.0056979 | 0.0059229
2023 PG Study Reference Scenario | SDG&E | Ind | ProcRefrig | Ind - Chemicals | Electric Demand (MW) | Energy Efficiency | 0.0014661 | 0.0016714 | 0.0018703 | 0.0021059 | 0.0023373 | 0.0025646 | 0.0027855 | 0.0029657 | 0.003128 | 0.0032509 | 0.0033557
2023 PG Study Reference Scenario | SDG&E | Ind | ProcRefrig | Ind - Chemicals | Electric Energy (GWh/year) | Energy Efficiency | 0.0016539 | 0.0018856 | 0.0021099 | 0.0023757 | 0.0026368 | 0.0028932 | 0.0031424 | 0.0033456 | 0.0035288 | 0.0036675 | 0.0037856
2023 PG Study Reference Scenario | SDG&E | Ind | ProcRefrig | Ind - Electronics | Electric Demand (MW) | Energy Efficiency | 0.018984 | 0.021596 | 0.024297 | 0.027127 | 0.03001 | 0.032895 | 0.035553 | 0.038163 | 0.040509 | 0.042461 | 0.044027
2023 PG Study Reference Scenario | SDG&E | Ind | ProcRefrig | Ind - Electronics | Electric Energy (GWh/year) | Energy Efficiency | 0.021417 | 0.024363 | 0.02741 | 0.030603 | 0.033855 | 0.03711 | 0.040108 | 0.043053 | 0.045699 | 0.047901 | 0.049667
2023 PG Study Reference Scenario | SDG&E | Ind | ProcRefrig | Ind - Fabricated Metals | Electric Demand (MW) | Energy Efficiency | 0.00065419 | 0.00074344 | 0.00083548 | 0.0009316 | 0.0010291 | 0.0011027 | 0.0012097 | 0.0012963 | 0.0013734 | 0.0014317 | 0.0014797
2023 PG Study Reference Scenario | SDG&E | Ind | ProcRefrig | Ind - Fabricated Metals | Electric Energy (GWh/year) | Energy Efficiency | 0.000738 | 0.00083869 | 0.00094252 | 0.001051 | 0.001161 | 0.001244 | 0.0013647 | 0.0014624 | 0.0015493 | 0.0016151 | 0.0016693
2023 PG Study Reference Scenario | SDG&E | Ind | ProcRefrig | Ind - Food | Electric Demand (MW) | Energy Efficiency | 0.063308 | 0.06129 | 0.048966 | 0.046724 | 0.042197 | 0.021711 | 0.02383 | 0.011395 | 0.0017541 | 0.001735 | 0.0017037
2023 PG Study Reference Scenario | SDG&E | Ind | ProcRefrig | Ind - Food | Electric Energy (GWh/year) | Energy Efficiency | 0.071419 | 0.069142 | 0.05524 | 0.052711 | 0.047603 | 0.024493 | 0.026883 | 0.012855 | 0.0019788 | 0.0019573 | 0.001922
2023 PG Study Reference Scenario | SDG&E | Ind | ProcRefrig | Ind - Industrial Machinery | Electric Demand (MW) | Energy Efficiency | 0.0014708 | 0.0016714 | 0.0018781 | 0.002094 | 0.002313 | 0.0025104 | 0.0027255 | 0.0029198 | 0.0030925 | 0.0032339 | 0.0033448
2023 PG Study Reference Scenario | SDG&E | Ind | ProcRefrig | Ind - Industrial Machinery | Electric Energy (GWh/year) | Energy Efficiency | 0.0016593 | 0.0018855 | 0.0021188 | 0.0023623 | 0.0026093 | 0.0028321 | 0.0030747 | 0.0032938 | 0.0034887 | 0.0036482 | 0.0037733
2023 PG Study Reference Scenario | SDG&E | Ind | ProcRefrig | Ind - Lumber & Furniture | Electric Demand (MW) | Energy Efficiency | 1.3239e-05 | 1.4891e-05 | 1.6501e-05 | 1.8437e-05 | 2.0456e-05 | 2.109e-05 | 2.4017e-05 | 2.5783e-05 | 2.7263e-05 | 2.8407e-05 | 2.9374e-05
2023 PG Study Reference Scenario | SDG&E | Ind | ProcRefrig | Ind - Lumber & Furniture | Electric Energy (GWh/year) | Energy Efficiency | 1.4935e-05 | 1.6799e-05 | 1.8615e-05 | 2.0799e-05 | 2.3077e-05 | 2.3792e-05 | 2.7094e-05 | 2.9086e-05 | 3.0756e-05 | 3.2047e-05 | 3.3137e-05
2023 PG Study Reference Scenario | SDG&E | Ind | ProcRefrig | Ind - Paper | Electric Demand (MW) | Energy Efficiency | 5.4883e-05 | 6.0578e-05 | 6.1878e-05 | 6.5588e-05 | 6.9426e-05 | 5.8377e-05 | 7.3602e-05 | 7.4557e-05 | 7.4056e-05 | 7.1484e-05 | 6.8265e-05
2023 PG Study Reference Scenario | SDG&E | Ind | ProcRefrig | Ind - Paper | Electric Energy (GWh/year) | Energy Efficiency | 6.1914e-05 | 6.8339e-05 | 6.9806e-05 | 7.3991e-05 | 7.8321e-05 | 6.5856e-05 | 8.3032e-05 | 8.411e-05 | 8.3544e-05 | 8.0642e-05 | 7.7012e-05
2023 PG Study Reference Scenario | SDG&E | Ind | ProcRefrig | Ind - Plastics | Electric Demand (MW) | Energy Efficiency | 0.002593 | 0.0029512 | 0.0032837 | 0.0036637 | 0.0040431 | 0.0044107 | 0.0047257 | 0.0050061 | 0.005244 | 0.0054074 | 0.0055281
2023 PG Study Reference Scenario | SDG&E | Ind | ProcRefrig | Ind - Plastics | Electric Energy (GWh/year) | Energy Efficiency | 0.0029253 | 0.0033294 | 0.0037044 | 0.0041331 | 0.0045611 | 0.0049758 | 0.0053312 | 0.0056475 | 0.0059159 | 0.0061002 | 0.0062364
2023 PG Study Reference Scenario | SDG&E | Ind | ProcRefrig | Ind - Primary Metals | Electric Demand (MW) | Energy Efficiency | 2.2627e-05 | 2.576e-05 | 2.8516e-05 | 3.1811e-05 | 3.5056e-05 | 3.8034e-05 | 4.0588e-05 | 4.257e-05 | 4.4171e-05 | 4.5014e-05 | 4.5562e-05
2023 PG Study Reference Scenario | SDG&E | Ind | ProcRefrig | Ind - Primary Metals | Electric Energy (GWh/year) | Energy Efficiency | 2.5526e-05 | 2.906e-05 | 3.2169e-05 | 3.5886e-05 | 3.9548e-05 | 4.2906e-05 | 4.5788e-05 | 4.8024e-05 | 4.9831e-05 | 5.0782e-05 | 5.14e-05
2023 PG Study Reference Scenario | SDG&E | Ind | ProcRefrig | Ind - Printing & Publishing | Electric Demand (MW) | Energy Efficiency | 0.0051701 | 0.0058979 | 0.0065842 | 0.0073835 | 0.0081904 | 0.0089076 | 0.0096818 | 0.010335 | 0.010919 | 0.011363 | 0.011729
2023 PG Study Reference Scenario | SDG&E | Ind | ProcRefrig | Ind - Printing & Publishing | Electric Energy (GWh/year) | Energy Efficiency | 0.0058325 | 0.0066535 | 0.0074278 | 0.0083295 | 0.0092397 | 0.010049 | 0.010922 | 0.011659 | 0.012318 | 0.012819 | 0.013231
2023 PG Study Reference Scenario | SDG&E | Ind | ProcRefrig | Ind - Stone-Glass-Clay | Electric Energy (GWh/year) | Energy Efficiency | 9.6131e-06 | 1.086e-05 | 1.194e-05 | 1.3384e-05 | 1.4876e-05 | 1.585e-05 | 1.754e-05 | 1.8814e-05 | 1.9955e-05 | 2.0899e-05 | 2.165e-05
2023 PG Study Reference Scenario | SDG&E | Ind | ProcRefrig | Ind - Textiles | Electric Demand (MW) | Energy Efficiency | 2.8222e-05 | 3.2793e-05 | 3.6577e-05 | 4.0442e-05 | 4.428e-05 | 4.3492e-05 | 4.9659e-05 | 5.1759e-05 | 5.3317e-05 | 5.3731e-05 | 5.3775e-05
2023 PG Study Reference Scenario | SDG&E | Ind | ProcRefrig | Ind - Textiles | Electric Energy (GWh/year) | Energy Efficiency | 3.1838e-05 | 3.6995e-05 | 4.1264e-05 | 4.5623e-05 | 4.9953e-05 | 4.9065e-05 | 5.6021e-05 | 5.8391e-05 | 6.0148e-05 | 6.0616e-05 | 6.0665e-05
2023 PG Study Reference Scenario | SDG&E | Ind | ProcRefrig | Ind - Transportation Equipment | Electric Demand (MW) | Energy Efficiency | 0.0040574 | 0.0047397 | 0.0053307 | 0.0059105 | 0.0065419 | 0.0071169 | 0.0077493 | 0.008315 | 0.0088222 | 0.0092429 | 0.0095788
2023 PG Study Reference Scenario | SDG&E | Ind | ProcRefrig | Ind - Transportation Equipment | Electric Energy (GWh/year) | Energy Efficiency | 0.0045773 | 0.0053469 | 0.0060137 | 0.0066678 | 0.0073801 | 0.0080287 | 0.0087422 | 0.0093803 | 0.0099525 | 0.010427 | 0.010806
2023 PG Study Reference Scenario | SDG&E | Ind | WholeBlg | Ind - All Other Industrial | Electric Demand (MW) | Energy Efficiency | 0.01594 | 0.016742 | 0.018061 | 0.020205 | 0.023794 | 0.029795 | 0.029463 | 0.029291 | 0.02911 | 0.028928 | 0.028748
2023 PG Study Reference Scenario | SDG&E | Ind | WholeBlg | Ind - All Other Industrial | Electric Energy (GWh/year) | Energy Efficiency | 0.081866 | 0.085987 | 0.092757 | 0.10377 | 0.12221 | 0.15302 | 0.15132 | 0.15043 | 0.1495 | 0.14857 | 0.14765
2023 PG Study Reference Scenario | SDG&E | Ind | WholeBlg | Ind - All Other Industrial | Gas Energy (MMTherm/year) | Energy Efficiency | 0.0014252 | 0.0015251 | 0.0016786 | 0.0019255 | 0.002336 | 0.0030167 | 0.0029778 | 0.0029735 | 0.0029705 | 0.0029688 | 0.0029685
2023 PG Study Reference Scenario | SDG&E | Ind | WholeBlg | Ind - Chemicals | Electric Demand (MW) | Energy Efficiency | 0.02216 | 0.022082 | 0.022198 | 0.022572 | 0.023454 | 0.025148 | 0.024744 | 0.024351 | 0.02395 | 0.023551 | 0.023155
2023 PG Study Reference Scenario | SDG&E | Ind | WholeBlg | Ind - Chemicals | Electric Energy (GWh/year) | Energy Efficiency | 0.11381 | 0.11341 | 0.11401 | 0.11593 | 0.12046 | 0.12916 | 0.12708 | 0.12506 | 0.12301 | 0.12096 | 0.11892
2023 PG Study Reference Scenario | SDG&E | Ind | WholeBlg | Ind - Chemicals | Gas Energy (MMTherm/year) | Energy Efficiency | 0.0023177 | 0.002616 | 0.0030669 | 0.0037718 | 0.0049151 | 0.0067806 | 0.0067666 | 0.0067823 | 0.0067967 | 0.0068114 | 0.0068291
2023 PG Study Reference Scenario | SDG&E | Ind | WholeBlg | Ind - Electronics | Electric Demand (MW) | Energy Efficiency | 0.038413 | 0.03967 | 0.04173 | 0.045055 | 0.050648 | 0.060001 | 0.059796 | 0.059918 | 0.060013 | 0.060095 | 0.060166
2023 PG Study Reference Scenario | SDG&E | Ind | WholeBlg | Ind - Electronics | Electric Energy (GWh/year) | Energy Efficiency | 0.19728 | 0.20374 | 0.21432 | 0.2314 | 0.26012 | 0.30816 | 0.30711 | 0.30773 | 0.30822 | 0.30864 | 0.30901
2023 PG Study Reference Scenario | SDG&E | Ind | WholeBlg | Ind - Electronics | Gas Energy (MMTherm/year) | Energy Efficiency | 0.001879 | 0.0020301 | 0.0022581 | 0.0026158 | 0.0032003 | 0.0041617 | 0.0042068 | 0.0042789 | 0.0043537 | 0.0044305 | 0.0045097
2023 PG Study Reference Scenario | SDG&E | Ind | WholeBlg | Ind - Fabricated Metals | Electric Demand (MW) | Energy Efficiency | 0.0076751 | 0.0077248 | 0.0078708 | 0.0081606 | 0.0087127 | 0.0096958 | 0.0095333 | 0.0094155 | 0.0092926 | 0.0091681 | 0.0090418
2023 PG Study Reference Scenario | SDG&E | Ind | WholeBlg | Ind - Fabricated Metals | Electric Energy (GWh/year) | Energy Efficiency | 0.039418 | 0.039673 | 0.040424 | 0.041912 | 0.044747 | 0.049796 | 0.048962 | 0.048357 | 0.047726 | 0.047087 | 0.046438
2023 PG Study Reference Scenario | SDG&E | Ind | WholeBlg | Ind - Fabricated Metals | Gas Energy (MMTherm/year) | Energy Efficiency | 0.00097054 | 0.0011245 | 0.0013599 | 0.0017263 | 0.0023133 | 0.0032676 | 0.0032413 | 0.0032366 | 0.0032313 | 0.0032253 | 0.0032188
2023 PG Study Reference Scenario | SDG&E | Ind | WholeBlg | Ind - Food | Electric Demand (MW) | Energy Efficiency | 0.011665 | 0.011676 | 0.011842 | 0.012232 | 0.013031 | 0.014499 | 0.01419 | 0.013904 | 0.01362 | 0.013341 | 0.013064
2023 PG Study Reference Scenario | SDG&E | Ind | WholeBlg | Ind - Food | Electric Energy (GWh/year) | Energy Efficiency | 0.059908 | 0.059966 | 0.06082 | 0.062821 | 0.066925 | 0.074465 | 0.072881 | 0.07141 | 0.069952 | 0.068517 | 0.067096
2023 PG Study Reference Scenario | SDG&E | Ind | WholeBlg | Ind - Food | Gas Energy (MMTherm/year) | Energy Efficiency | 0.0032179 | 0.0035609 | 0.0041 | 0.0049492 | 0.0063209 | 0.0085514 | 0.0083947 | 0.0082576 | 0.0081276 | 0.0080016 | 0.0078781
2023 PG Study Reference Scenario | SDG&E | Ind | WholeBlg | Ind - Industrial Machinery | Electric Demand (MW) | Energy Efficiency | 0.017481 | 0.018002 | 0.018937 | 0.020489 | 0.023113 | 0.027555 | 0.027246 | 0.027007 | 0.026761 | 0.026506 | 0.026248
2023 PG Study Reference Scenario | SDG&E | Ind | WholeBlg | Ind - Industrial Machinery | Electric Energy (GWh/year) | Energy Efficiency | 0.08978 | 0.092457 | 0.097258 | 0.10523 | 0.11871 | 0.14152 | 0.13993 | 0.13871 | 0.13744 | 0.13613 | 0.13481
2023 PG Study Reference Scenario | SDG&E | Ind | WholeBlg | Ind - Industrial Machinery | Gas Energy (MMTherm/year) | Energy Efficiency | 0.000959 | 0.0010365 | 0.0011601 | 0.0013559 | 0.0016739 | 0.0021955 | 0.0021768 | 0.0021637 | 0.0021511 | 0.0021382 | 0.0021256
2023 PG Study Reference Scenario | SDG&E | Ind | WholeBlg | Ind - Lumber & Furniture | Electric Demand (MW) | Energy Efficiency | 0.00092568 | 0.00092921 | 0.00093964 | 0.00096495 | 0.0010185 | 0.0011184 | 0.001094 | 0.0010788 | 0.0010634 | 0.001048 | 0.0010326
2023 PG Study Reference Scenario | SDG&E | Ind | WholeBlg | Ind - Lumber & Furniture | Electric Energy (GWh/year) | Energy Efficiency | 0.0047542 | 0.0047723 | 0.0048259 | 0.0049559 | 0.0052311 | 0.0057438 | 0.0056188 | 0.0055407 | 0.0054616 | 0.0053823 | 0.0053032
2023 PG Study Reference Scenario | SDG&E | Ind | WholeBlg | Ind - Lumber & Furniture | Gas Energy (MMTherm/year) | Energy Efficiency | 1.9076e-05 | 1.986e-05 | 2.1005e-05 | 2.2949e-05 | 2.6306e-05 | 3.1976e-05 | 3.1225e-05 | 3.0962e-05 | 3.0713e-05 | 3.0463e-05 | 3.0215e-05
2023 PG Study Reference Scenario | SDG&E | Ind | WholeBlg | Ind - Paper | Electric Demand (MW) | Energy Efficiency | 0.0017582 | 0.0017578 | 0.0017479 | 0.0017376 | 0.001756 | 0.0018231 | 0.0017459 | 0.0016967 | 0.0016488 | 0.0016023 | 0.0015567
2023 PG Study Reference Scenario | SDG&E | Ind | WholeBlg | Ind - Paper | Electric Energy (GWh/year) | Energy Efficiency | 0.0090297 | 0.0090277 | 0.0089771 | 0.0089242 | 0.0090185 | 0.009363 | 0.0089668 | 0.008714 | 0.0084683 | 0.0082292 | 0.0079952
2023 PG Study Reference Scenario | SDG&E | Ind | WholeBlg | Ind - Paper | Gas Energy (MMTherm/year) | Energy Efficiency | 2.1272e-06 | 2.1827e-06 | 2.2558e-06 | 2.3727e-06 | 2.5947e-06 | 2.9891e-06 | 2.8803e-06 | 2.8136e-06 | 2.7499e-06 | 2.6885e-06 | 2.6288e-06
2023 PG Study Reference Scenario | SDG&E | Ind | WholeBlg | Ind - Petroleum | Electric Demand (MW) | Energy Efficiency | 0.00079036 | 0.00076917 | 0.00075057 | 0.00073401 | 0.00072338 | 0.00072037 | 0.00070378 | 0.00068786 | 0.00067178 | 0.00065591 | 0.0006402
2023 PG Study Reference Scenario | SDG&E | Ind | WholeBlg | Ind - Petroleum | Electric Energy (GWh/year) | Energy Efficiency | 0.0040592 | 0.0039504 | 0.0038549 | 0.0037698 | 0.0037152 | 0.0036997 | 0.0036145 | 0.0035328 | 0.0034502 | 0.0033687 | 0.003288
2023 PG Study Reference Scenario | SDG&E | Ind | WholeBlg | Ind - Petroleum | Gas Energy (MMTherm/year) | Energy Efficiency | 0.0004329 | 0.00043452 | 0.00044218 | 0.00045857 | 0.00049077 | 0.00054813 | 0.0005391 | 0.00053012 | 0.00052132 | 0.00051271 | 0.00050429
2023 PG Study Reference Scenario | SDG&E | Ind | WholeBlg | Ind - Plastics | Electric Demand (MW) | Energy Efficiency | 0.005928 | 0.0059432 | 0.0060362 | 0.0062335 | 0.0066236 | 0.0073297 | 0.0072173 | 0.007104 | 0.0069887 | 0.006874 | 0.0067597
2023 PG Study Reference Scenario | SDG&E | Ind | WholeBlg | Ind - Plastics | Electric Energy (GWh/year) | Energy Efficiency | 0.030445 | 0.030524 | 0.031001 | 0.032014 | 0.034018 | 0.037644 | 0.037067 | 0.036485 | 0.035893 | 0.035304 | 0.034717
2023 PG Study Reference Scenario | SDG&E | Ind | WholeBlg | Ind - Plastics | Gas Energy (MMTherm/year) | Energy Efficiency | 0.00042456 | 0.00046165 | 0.00051588 | 0.00060135 | 0.00074285 | 0.00097589 | 0.00095805 | 0.00095873 | 0.00095948 | 0.00096031 | 0.00096134
2023 PG Study Reference Scenario | SDG&E | Ind | WholeBlg | Ind - Primary Metals | Electric Demand (MW) | Energy Efficiency | 0.00087098 | 0.00085546 | 0.00084323 | 0.00083341 | 0.00083014 | 0.00083656 | 0.00081928 | 0.00080214 | 0.00078481 | 0.00076764 | 0.00075064
2023 PG Study Reference Scenario | SDG&E | Ind | WholeBlg | Ind - Primary Metals | Electric Energy (GWh/year) | Energy Efficiency | 0.0044732 | 0.0043935 | 0.0043307 | 0.0042803 | 0.0042635 | 0.0042965 | 0.0042077 | 0.0041197 | 0.0040307 | 0.0039425 | 0.0038552
2023 PG Study Reference Scenario | SDG&E | Ind | WholeBlg | Ind - Primary Metals | Gas Energy (MMTherm/year) | Energy Efficiency | 0.00043782 | 0.00048474 | 0.0005594 | 0.00067924 | 0.00087341 | 0.0011901 | 0.0011762 | 0.0011695 | 0.0011615 | 0.0011533 | 0.001145
2023 PG Study Reference Scenario | SDG&E | Ind | WholeBlg | Ind - Printing & Publishing | Electric Demand (MW) | Energy Efficiency | 0.0073806 | 0.0073605 | 0.0074071 | 0.0075423 | 0.0078531 | 0.0084495 | 0.0082999 | 0.0081597 | 0.0080178 | 0.007877 | 0.0077372
2023 PG Study Reference Scenario | SDG&E | Ind | WholeBlg | Ind - Printing & Publishing | Electric Energy (GWh/year) | Energy Efficiency | 0.037906 | 0.037803 | 0.038042 | 0.038736 | 0.040333 | 0.043395 | 0.042627 | 0.041907 | 0.041178 | 0.040455 | 0.039737
2023 PG Study Reference Scenario | SDG&E | Ind | WholeBlg | Ind - Printing & Publishing | Gas Energy (MMTherm/year) | Energy Efficiency | 0.00010132 | 0.00010145 | 0.00010249 | 0.00010514 | 0.00011093 | 0.00012163 | 0.00011878 | 0.00011643 | 0.00011415 | 0.00011194 | 0.00010978
2023 PG Study Reference Scenario | SDG&E | Ind | WholeBlg | Ind - Stone-Glass-Clay | Electric Demand (MW) | Energy Efficiency | 0.002994 | 0.0029919 | 0.0030054 | 0.0030521 | 0.003172 | 0.0034086 | 0.0033451 | 0.0032961 | 0.0032475 | 0.0031996 | 0.0031519
2023 PG Study Reference Scenario | SDG&E | Ind | WholeBlg | Ind - Stone-Glass-Clay | Electric Energy (GWh/year) | Energy Efficiency | 0.015377 | 0.015366 | 0.015435 | 0.015675 | 0.016291 | 0.017506 | 0.01718 | 0.016928 | 0.016679 | 0.016433 | 0.016188
2023 PG Study Reference Scenario | SDG&E | Ind | WholeBlg | Ind - Stone-Glass-Clay | Gas Energy (MMTherm/year) | Energy Efficiency | 0.0015087 | 0.0015189 | 0.0015402 | 0.0015852 | 0.0016785 | 0.0018475 | 0.0018193 | 0.0017966 | 0.0017748 | 0.0017535 | 0.0017325
2023 PG Study Reference Scenario | SDG&E | Ind | WholeBlg | Ind - Textiles | Electric Demand (MW) | Energy Efficiency | 0.00075556 | 0.00074551 | 0.00075196 | 0.00077351 | 0.00081863 | 0.00090256 | 0.00087638 | 0.00085835 | 0.00084008 | 0.00082201 | 0.00080403
2023 PG Study Reference Scenario | SDG&E | Ind | WholeBlg | Ind - Textiles | Electric Energy (GWh/year) | Energy Efficiency | 0.0038805 | 0.0038288 | 0.003862 | 0.0039727 | 0.0042044 | 0.0046354 | 0.004501 | 0.0044084 | 0.0043146 | 0.0042217 | 0.0041294
2023 PG Study Reference Scenario | SDG&E | Ind | WholeBlg | Ind - Textiles | Gas Energy (MMTherm/year) | Energy Efficiency | 2.4638e-05 | 2.5415e-05 | 2.6832e-05 | 2.9268e-05 | 3.3472e-05 | 4.055e-05 | 3.9589e-05 | 3.8827e-05 | 3.8073e-05 | 3.7345e-05 | 3.6631e-05
2023 PG Study Reference Scenario | SDG&E | Ind | WholeBlg | Ind - Transportation Equipment | Electric Demand (MW) | Energy Efficiency | 0.031574 | 0.031383 | 0.031759 | 0.032638 | 0.034325 | 0.03745 | 0.036859 | 0.036361 | 0.035881 | 0.035425 | 0.034956
2023 PG Study Reference Scenario | SDG&E | Ind | WholeBlg | Ind - Transportation Equipment | Electric Energy (GWh/year) | Energy Efficiency | 0.16216 | 0.16118 | 0.16311 | 0.16763 | 0.17629 | 0.19234 | 0.1893 | 0.18675 | 0.18428 | 0.18194 | 0.17953
2023 PG Study Reference Scenario | SDG&E | Ind | WholeBlg | Ind - Transportation Equipment | Gas Energy (MMTherm/year) | Energy Efficiency | 0.0009428 | 0.000959 | 0.00099714 | 0.0010651 | 0.0011837 | 0.001386 | 0.0013667 | 0.0013489 | 0.0013317 | 0.0013153 | 0.0012991
2023 PG Study Reference Scenario | SDG&E | Res | AppPlug | Res - Multi Family | Electric Demand (MW) | Energy Efficiency | 0.00056256 | 0.00061707 | 0.00066462 | 0.00071321 | 0.00075528 | 0.00080458 | 0.0008341 | 0.00088542 | 0.016306 | 0.019426 | 0.020309
2023 PG Study Reference Scenario | SDG&E | Res | AppPlug | Res - Multi Family | Electric Energy (GWh/year) | Energy Efficiency | 0.0043781 | 0.0048023 | 0.0051723 | 0.0055505 | 0.0058779 | 0.0062615 | 0.0064913 | 0.0068907 | 0.1269 | 0.15118 | 0.15799
2023 PG Study Reference Scenario | SDG&E | Res | AppPlug | Res - Multi Family | Electric Energy (GWh/year) | Fuel Substitution | 0 | -0.0047197 | -0.0051808 | -0.0056491 | -0.0061236 | -0.0066067 | -0.0071009 | -0.0076083 | -0.0081309 | -0.0086702 | -0.0092272
2023 PG Study Reference Scenario | SDG&E | Res | AppPlug | Res - Multi Family | Gas Energy (MMTherm/year) | Energy Efficiency | 0.00044482 | 0.00048791 | 0.00052551 | 0.00056393 | 0.0005972 | 0.00063618 | 0.00065952 | 0.0007001 | 0.012893 | 0.01536 | 0.016741
2023 PG Study Reference Scenario | SDG&E | Res | AppPlug | Res - Multi Family | Gas Energy (MMTherm/year) | Fuel Substitution | 0 | 0.00093014 | 0.001021 | 0.0011133 | 0.0012068 | 0.001302 | 0.0013994 | 0.0014994 | 0.0016024 | 0.0017087 | 0.0018185
2023 PG Study Reference Scenario | SDG&E | Res | AppPlug | Res - Single Family | Electric Demand (MW) | Energy Efficiency | 0 | 0 | 0 | 0 | 0 | 0 | 0 | 0 | 0 | 0 | 0.00042229
2023 PG Study Reference Scenario | SDG&E | Res | AppPlug | Res - Single Family | Electric Energy (GWh/year) | Energy Efficiency | 0 | 0 | 0 | 0 | 0 | 0 | 0 | 0 | 0 | 0 | 0.0028026
2023 PG Study Reference Scenario | SDG&E | Res | AppPlug | Res - Single Family | Gas Energy (MMTherm/year) | Energy Efficiency | 0 | 0 | 0 | 0 | 0 | 0 | 0 | 0 | 0 | 0 | 0.0039237
2023 PG Study Reference Scenario | SDG&E | Res | BROs | Low Income - Multi Family LI | Electric Demand (MW) | Energy Efficiency | 1.2942 | 1.3312 | 1.3704 | 1.4095 | 1.4482 | 1.4928 | 1.5357 | 1.5781 | 1.6097 | 1.6508 | 1.695
2023 PG Study Reference Scenario | SDG&E | Res | BROs | Low Income - Multi Family LI | Electric Energy (GWh/year) | Energy Efficiency | 5.7468 | 5.9439 | 6.1552 | 6.373 | 6.596 | 6.8527 | 7.1112 | 7.3776 | 7.61 | 7.8933 | 8.2053
2023 PG Study Reference Scenario | SDG&E | Res | BROs | Low Income - Multi Family LI | Gas Energy (MMTherm/year) | Energy Efficiency | 0.1538 | 0.15673 | 0.16017 | 0.16386 | 0.16777 | 0.17202 | 0.17644 | 0.18115 | 0.18565 | 0.19124 | 0.19746
2023 PG Study Reference Scenario | SDG&E | Res | BROs | Low Income - Single Family LI | Electric Demand (MW) | Energy Efficiency | 1.2144 | 1.2456 | 1.2784 | 1.3111 | 1.3431 | 1.3801 | 1.4153 | 1.4499 | 1.4782 | 1.5143 | 1.5531
2023 PG Study Reference Scenario | SDG&E | Res | BROs | Low Income - Single Family LI | Electric Energy (GWh/year) | Energy Efficiency | 5.3975 | 5.5674 | 5.7487 | 5.9357 | 6.126 | 6.3457 | 6.5663 | 6.7928 | 7.005 | 7.2604 | 7.5418
2023 PG Study Reference Scenario | SDG&E | Res | BROs | Low Income - Single Family LI | Gas Energy (MMTherm/year) | Energy Efficiency | 0.16652 | 0.16927 | 0.17255 | 0.17608 | 0.17982 | 0.18391 | 0.18816 | 0.19269 | 0.19747 | 0.20335 | 0.20989
2023 PG Study Reference Scenario | SDG&E | Res | BROs | Res - Multi Family | Electric Demand (MW) | Energy Efficiency | 2.4929 | 2.5655 | 2.6423 | 2.719 | 2.7951 | 2.8826 | 2.9668 | 3.0502 | 3.1112 | 3.1906 | 3.2762
2023 PG Study Reference Scenario | SDG&E | Res | BROs | Res - Multi Family | Electric Energy (GWh/year) | Energy Efficiency | 11.0699 | 11.4551 | 11.8681 | 12.294 | 12.7304 | 13.2323 | 13.7381 | 14.2598 | 14.7088 | 15.2564 | 15.8595
2023 PG Study Reference Scenario | SDG&E | Res | BROs | Res - Multi Family | Gas Energy (MMTherm/year) | Energy Efficiency | 0.38162 | 0.38904 | 0.39773 | 0.40704 | 0.41692 | 0.42765 | 0.4388 | 0.45069 | 0.4619 | 0.4758 | 0.49128
2023 PG Study Reference Scenario | SDG&E | Res | BROs | Res - Single Family | Electric Demand (MW) | Energy Efficiency | 5.9557 | 6.1117 | 6.2757 | 6.439 | 6.5993 | 6.7844 | 6.9611 | 7.1346 | 7.2737 | 7.4514 | 7.6427
2023 PG Study Reference Scenario | SDG&E | Res | BROs | Res - Single Family | Electric Energy (GWh/year) | Energy Efficiency | 26.4698 | 27.3159 | 28.2196 | 29.1512 | 30.1007 | 31.1954 | 32.2959 | 33.4262 | 34.4703 | 35.7271 | 37.1119
2023 PG Study Reference Scenario | SDG&E | Res | BROs | Res - Single Family | Gas Energy (MMTherm/year) | Energy Efficiency | 0.86596 | 0.88062 | 0.898 | 0.91673 | 0.93661 | 0.95824 | 0.98076 | 1.0048 | 1.0297 | 1.0604 | 1.0945
2023 PG Study Reference Scenario | SDG&E | Res | BldgEnv | Res - Single Family | Electric Demand (MW) | Energy Efficiency | 0 | 0 | 0 | 0 | 0 | 0 | 0 | 0 | 0 | 0 | 0.0081094
2023 PG Study Reference Scenario | SDG&E | Res | BldgEnv | Res - Single Family | Electric Energy (GWh/year) | Energy Efficiency | 6.5578e-05 | 7.7856e-05 | 7.8746e-05 | 8.2101e-05 | 7.7416e-05 | 8.3728e-05 | 6.5367e-05 | 7.7925e-05 | 0.00012297 | 0 | 0.0055264
2023 PG Study Reference Scenario | SDG&E | Res | BldgEnv | Res - Single Family | Gas Energy (MMTherm/year) | Energy Efficiency | 4.7302e-05 | 5.6158e-05 | 5.68e-05 | 5.922e-05 | 5.5841e-05 | 6.0394e-05 | 4.715e-05 | 5.6208e-05 | 8.8701e-05 | 0 | 0.0042349
2023 PG Study Reference Scenario | SDG&E | Res | HVAC | Res - Multi Family | Electric Demand (MW) | Energy Efficiency | 0.023358 | 0.025209 | 0.026753 | 0.028146 | 0.029195 | 0.030216 | 0.030564 | 0.031258 | 0.031551 | 0.031744 | 0.031795
2023 PG Study Reference Scenario | SDG&E | Res | HVAC | Res - Multi Family | Electric Demand (MW) | Fuel Substitution | -0.0024033 | -0.0026034 | -0.0027923 | -0.0029693 | -0.0031324 | 0 | 0 | 0 | 0 | 0 | 0
2023 PG Study Reference Scenario | SDG&E | Res | HVAC | Res - Multi Family | Electric Energy (GWh/year) | Energy Efficiency | 0.042372 | 0.045729 | 0.04853 | 0.051059 | 0.052962 | 0.054814 | 0.055446 | 0.056706 | 0.057237 | 0.057587 | 0.05768
2023 PG Study Reference Scenario | SDG&E | Res | HVAC | Res - Multi Family | Electric Energy (GWh/year) | Fuel Substitution | -0.025764 | -0.044222 | -0.047456 | -0.056135 | -0.059217 | 0 | 0 | 0 | 0 | 0 | 0
2023 PG Study Reference Scenario | SDG&E | Res | HVAC | Res - Multi Family | Gas Energy (MMTherm/year) | Energy Efficiency | 1.3051e-06 | 1.4311e-06 | 1.5332e-06 | 1.6354e-06 | 1.713e-06 | 0 | 0 | 0 | 0 | 0 | 0
2023 PG Study Reference Scenario | SDG&E | Res | HVAC | Res - Multi Family | Gas Energy (MMTherm/year) | Fuel Substitution | 0.0047436 | 0.0085407 | 0.0091664 | 0.01069 | 0.011278 | 0 | 0 | 0 | 0 | 0 | 0
2023 PG Study Reference Scenario | SDG&E | Res | HVAC | Res - Single Family | Electric Demand (MW) | Energy Efficiency | 0.093662 | 0.10084 | 0.1065 | 0.11155 | 0.11447 | 0.11733 | 0.11795 | 0.12018 | 0.12242 | 0.12054 | 0.11958
2023 PG Study Reference Scenario | SDG&E | Res | HVAC | Res - Single Family | Electric Demand (MW) | Fuel Substitution | -0.0055429 | -0.046372 | -0.049707 | -0.052824 | -0.055695 | 0 | 0 | 0 | 0 | 0 | 0
2023 PG Study Reference Scenario | SDG&E | Res | HVAC | Res - Single Family | Electric Energy (GWh/year) | Energy Efficiency | 0.18358 | 0.19871 | 0.20856 | 0.21778 | 0.22199 | 0.22786 | 0.22511 | 0.23095 | 0.24293 | 0.23686 | 0.23473
2023 PG Study Reference Scenario | SDG&E | Res | HVAC | Res - Single Family | Electric Energy (GWh/year) | Fuel Substitution | -0.2682 | -0.50342 | -0.64043 | -0.67975 | -0.71586 | 0 | 0 | 0 | 0 | 0 | 0
2023 PG Study Reference Scenario | SDG&E | Res | HVAC | Res - Single Family | Gas Energy (MMTherm/year) | Energy Efficiency | 0.001871 | 0.0021474 | 0.0021075 | 0.0021286 | 0.0019509 | 0.0019445 | 0.0014675 | 0.0016922 | 0.0025849 | 0.0022482 | 0.0022009
2023 PG Study Reference Scenario | SDG&E | Res | HVAC | Res - Single Family | Gas Energy (MMTherm/year) | Fuel Substitution | 0.060083 | 0.10641 | 0.13289 | 0.14105 | 0.14854 | 0 | 0 | 0 | 0 | 0 | 0
2023 PG Study Reference Scenario | SDG&E | Res | Lighting | Res - Multi Family | Electric Demand (MW) | Energy Efficiency | 0.0033904 | 0.0030044 | 0.0030042 | 0.003002 | 0.0029646 | 0.0029595 | 0.0028673 | 0.0028725 | 0.0028384 | 0.0013067 | 0.0010317
2023 PG Study Reference Scenario | SDG&E | Res | Lighting | Res - Multi Family | Electric Energy (GWh/year) | Energy Efficiency | 0.025745 | 0.023632 | 0.023652 | 0.023664 | 0.023395 | 0.023394 | 0.022686 | 0.022773 | 0.022541 | 0.013638 | 0.012028
2023 PG Study Reference Scenario | SDG&E | Res | Lighting | Res - Multi Family | Gas Energy (MMTherm/year) | Energy Efficiency | -0.00016535 | -0.00013671 | -0.00013644 | -0.00013599 | -0.00013399 | -0.00013328 | -0.00012889 | -0.00012857 | -0.00012658 | -1.9159e-05 | 0
2023 PG Study Reference Scenario | SDG&E | Res | Lighting | Res - Single Family | Electric Demand (MW) | Energy Efficiency | 0.015544 | 0.0086013 | 0.0077107 | 0.0077067 | 0.0075947 | 0.0076008 | 0.0073363 | 0.0073954 | 0.0077774 | 0.0075997 | 0.0075461
2023 PG Study Reference Scenario | SDG&E | Res | Lighting | Res - Single Family | Electric Energy (GWh/year) | Energy Efficiency | 0.135 | 0.095304 | 0.090006 | 0.08996 | 0.088653 | 0.088724 | 0.085636 | 0.086326 | 0.090785 | 0.088711 | 0.088085
2023 PG Study Reference Scenario | SDG&E | Res | Lighting | Res - Single Family | Gas Energy (MMTherm/year) | Energy Efficiency | -0.00087587 | -9.6144e-05 | 0 | 0 | 0 | 0 | 0 | 0 | 0 | 0 | 0
2023 PG Study Reference Scenario | SDG&E | Res | WaterHeat | Res - Multi Family | Electric Demand (MW) | Energy Efficiency | 0.38264 | 0.36389 | 0.34092 | 0.31972 | 0.29681 | 0.28072 | 0.25624 | 0.24463 | 0.23043 | 0.219 | 0.20894
2023 PG Study Reference Scenario | SDG&E | Res | WaterHeat | Res - Multi Family | Electric Demand (MW) | Fuel Substitution | -7.2448e-05 | -7.4008e-05 | -7.4855e-05 | -7.5561e-05 | -7.5662e-05 | 0 | 0 | 0 | 0 | 0 | 0
2023 PG Study Reference Scenario | SDG&E | Res | WaterHeat | Res - Multi Family | Electric Energy (GWh/year) | Energy Efficiency | 1.8651 | 1.7736 | 1.6615 | 1.558 | 1.4461 | 1.3677 | 1.2481 | 1.1914 | 1.122 | 1.0662 | 1.017
2023 PG Study Reference Scenario | SDG&E | Res | WaterHeat | Res - Multi Family | Electric Energy (GWh/year) | Fuel Substitution | -0.012107 | -0.011962 | -0.011684 | -0.011354 | -0.011009 | 0 | 0 | 0 | 0 | 0 | 0
2023 PG Study Reference Scenario | SDG&E | Res | WaterHeat | Res - Multi Family | Gas Energy (MMTherm/year) | Energy Efficiency | 0.1593 | 0.14772 | 0.13442 | 0.13026 | 0.11634 | 0.075012 | 0.062986 | 0.054706 | 0.046553 | 0.039812 | 0.034139
2023 PG Study Reference Scenario | SDG&E | Res | WaterHeat | Res - Multi Family | Gas Energy (MMTherm/year) | Fuel Substitution | 0.0080207 | 0.0079051 | 0.0077003 | 0.00746 | 0.0072138 | 0 | 0 | 0 | 0 | 0 | 0
2023 PG Study Reference Scenario | SDG&E | Res | WaterHeat | Res - Single Family | Electric Demand (MW) | Energy Efficiency | 0.24367 | 0.23369 | 0.21997 | 0.20748 | 0.19338 | 0.18825 | 0.17193 | 0.1645 | 0.16502 | 0.15232 | 0.14374
2023 PG Study Reference Scenario | SDG&E | Res | WaterHeat | Res - Single Family | Electric Demand (MW) | Fuel Substitution | -0.0004074 | -0.00041265 | -0.00041157 | -0.00041015 | -0.00040691 | 0.00045513 | 0.00057174 | 0.00074125 | 0 | 0 | 0.0010281
2023 PG Study Reference Scenario | SDG&E | Res | WaterHeat | Res - Single Family | Electric Energy (GWh/year) | Energy Efficiency | 1.2276 | 1.177 | 1.1076 | 1.0444 | 0.97331 | 0.9501 | 0.86776 | 0.8303 | 0.83297 | 0.76899 | 0.72582
2023 PG Study Reference Scenario | SDG&E | Res | WaterHeat | Res - Single Family | Electric Energy (GWh/year) | Fuel Substitution | -0.0071617 | -0.0071999 | -0.0071644 | -0.0071187 | -0.0070691 | 0.0023137 | 0.0029065 | 0.0037682 | 0 | 0 | 0.0052266
2023 PG Study Reference Scenario | SDG&E | Res | WaterHeat | Res - Single Family | Gas Energy (MMTherm/year) | Energy Efficiency | 0.39293 | 0.36979 | 0.34254 | 0.6267 | 0.58836 | 0.35158 | 0.31837 | 0.29548 | 0.28397 | 0.25549 | 0.2311
2023 PG Study Reference Scenario | SDG&E | Res | WaterHeat | Res - Single Family | Gas Energy (MMTherm/year) | Fuel Substitution | 0.00070229 | 0.00070388 | 0.00069974 | 0.00069441 | 0.00068985 | 0 | 0 | 0 | 0 | 0 | 0
2023 PG Study Reference Scenario | SDG&E | Res | WholeBlg | Res - Multi Family | Electric Demand (MW) | Energy Efficiency | 0.013477 | 0.015157 | 0.01661 | 0.018207 | 0.0189 | 0.020662 | 0.019493 | 0.021363 | 0.022318 | 0.023535 | 0.024721
2023 PG Study Reference Scenario | SDG&E | Res | WholeBlg | Res - Multi Family | Electric Energy (GWh/year) | Energy Efficiency | 0.030577 | 0.034387 | 0.037685 | 0.041307 | 0.04288 | 0.046878 | 0.044225 | 0.048469 | 0.050635 | 0.053397 | 0.056088
2023 PG Study Reference Scenario | SDG&E | Res | WholeBlg | Res - Multi Family | Gas Energy (MMTherm/year) | Energy Efficiency | 0.0020637 | 0.0023208 | 0.0025434 | 0.0027879 | 0.002894 | 0.0031638 | 0.0029848 | 0.0032712 | 0.0034174 | 0.0036038 | 0.0037855
2023 PG Study Reference Scenario | SDG&E | Res | WholeBlg | Res - Single Family | Electric Demand (MW) | Energy Efficiency | 0.081459 | 0.093837 | 0.10263 | 0.11358 | 0.11638 | 0.12986 | 0.11697 | 0.13335 | 0.20149 | 0.21585 | 0.23047
2023 PG Study Reference Scenario | SDG&E | Res | WholeBlg | Res - Single Family | Electric Energy (GWh/year) | Energy Efficiency | 0.46503 | 0.53568 | 0.58586 | 0.64841 | 0.66439 | 0.74134 | 0.66775 | 0.76124 | 1.1502 | 1.2322 | 1.3156
2023 PG Study Reference Scenario | SDG&E | Res | WholeBlg | Res - Single Family | Gas Energy (MMTherm/year) | Energy Efficiency | 0.027018 | 0.031123 | 0.034038 | 0.037672 | 0.038601 | 0.043072 | 0.038797 | 0.044229 | 0.066827 | 0.071593 | 0.07644
Scenario 4: Reference ZEAS Phase In | PG&E | Ag | WholeBlg | Ag - Dairies, fishing, hunting | Electric Demand (MW) | Energy Efficiency | 0.10172 | 0.10281 | 0.10414 | 0.10543 | 0.10689 | 0.10806 | 0.10922 | 0.11028 | 0.11149 | 0.11255 | 0.11363 | 0.11462 | 0.11562
Scenario 4: Reference ZEAS Phase In | PG&E | Ag | WholeBlg | Ag - Dairies, fishing, hunting | Electric Energy (GWh/year) | Energy Efficiency | 0.43333 | 0.43797 | 0.44363 | 0.44912 | 0.45534 | 0.46033 | 0.46529 | 0.46981 | 0.47495 | 0.47945 | 0.48406 | 0.48826 | 0.49253
Scenario 4: Reference ZEAS Phase In | PG&E | Ag | WholeBlg | Ag - Dairies, fishing, hunting | Gas Energy (MMTherm/year) | Energy Efficiency | 0.0017339 | 0.0017339 | 0.0017339 | 0.0017339 | 0.0017339 | 0.0017339 | 0.0017339 | 0.0017339 | 0.0017339 | 0.0017339 | 0.0017339 | 0.0017339 | 0.0017339
Scenario 4: Reference ZEAS Phase In | PG&E | Ag | WholeBlg | Ag - Irrigated Agriculture, vineyards, forestry and greenhouses | Electric Demand (MW) | Energy Efficiency | 0.83085 | 0.85479 | 0.87901 | 0.90266 | 0.9259 | 0.94685 | 0.96783 | 0.98844 | 1.0098 | 1.0299 | 1.0497 | 1.0689 | 1.0878
Scenario 4: Reference ZEAS Phase In | PG&E | Ag | WholeBlg | Ag - Irrigated Agriculture, vineyards, forestry and greenhouses | Electric Energy (GWh/year) | Energy Efficiency | 3.5394 | 3.6414 | 3.7446 | 3.8453 | 3.9443 | 4.0336 | 4.1229 | 4.2107 | 4.3019 | 4.3874 | 4.4717 | 4.5534 | 4.6338
Scenario 4: Reference ZEAS Phase In | PG&E | Ag | WholeBlg | Ag - Irrigated Agriculture, vineyards, forestry and greenhouses | Gas Energy (MMTherm/year) | Energy Efficiency | 0.014204 | 0.014204 | 0.014204 | 0.014204 | 0.014204 | 0.014204 | 0.014204 | 0.014204 | 0.014204 | 0.014204 | 0.014204 | 0.014204 | 0.014204
Scenario 4: Reference ZEAS Phase In | PG&E | Ag | WholeBlg | Ag - Water pumping | Electric Demand (MW) | Energy Efficiency | 0.54978 | 0.5432 | 0.53629 | 0.52927 | 0.52202 | 0.51566 | 0.50978 | 0.50387 | 0.49723 | 0.49002 | 0.48237 | 0.47461 | 0.46665
Scenario 4: Reference ZEAS Phase In | PG&E | Ag | WholeBlg | Ag - Water pumping | Electric Energy (GWh/year) | Energy Efficiency | 2.342 | 2.314 | 2.2846 | 2.2547 | 2.2238 | 2.1967 | 2.1716 | 2.1465 | 2.1182 | 2.0875 | 2.0549 | 2.0218 | 1.9879
Scenario 4: Reference ZEAS Phase In | PG&E | Ag | WholeBlg | Ag - Water pumping | Gas Energy (MMTherm/year) | Energy Efficiency | 0.00072949 | 0.00072949 | 0.00072949 | 0.00072949 | 0.00072949 | 0.00072949 | 0.00072949 | 0.00072949 | 0.00072949 | 0.00072949 | 0.00072949 | 0.00072949 | 0.00072949
Scenario 4: Reference ZEAS Phase In | PG&E | Com | AppPlug | Com - Health | Gas Energy (MMTherm/year) | Energy Efficiency | 0.71921 | 0.76422 | 0.80057 | 0.82049 | 0.65838 | 0.6463 | 1.3539 | 0.86549 | 0.86813 | 0.86281 | 0.84939 | 0.84122 | 0.82817
Scenario 4: Reference ZEAS Phase In | PG&E | Com | AppPlug | Com - Lodging | Gas Energy (MMTherm/year) | Energy Efficiency | 0.55212 | 0.58949 | 0.60692 | 0.61886 | 0.63204 | 0.6401 | 0.64574 | 0.64819 | 0.64752 | 0.64462 | 0.23132 | 0.36201 | 1.7057
Scenario 4: Reference ZEAS Phase In | PG&E | Com | AppPlug | Com - Other | Gas Energy (MMTherm/year) | Energy Efficiency | 0.0013845 | 0.0015505 | 0.0017306 | 0.0019045 | 0.0020586 | 0.0022465 | 0.0024392 | 0.0026098 | 0.0027414 | 0.0028829 | 0.0030207 | 0.0031496 | 0.0032751
Scenario 4: Reference ZEAS Phase In | PG&E | Com | BROs | Com - Lodging | Electric Energy (GWh/year) | Energy Efficiency | 0.0092629 | 0.019041 | 0.029292 | 0.040146 | 0.051741 | 0.064078 | 0.077422 | 0.091167 | 0.10608 | 0.124 | 0.14051 | 0.15693 | 0.17287
Scenario 4: Reference ZEAS Phase In | PG&E | Com | BROs | Com - Other | Electric Energy (GWh/year) | Energy Efficiency | 0.035729 | 0.077239 | 0.124 | 0.17525 | 0.23403 | 0.30343 | 0.37844 | 0.4442 | 0.52407 | 0.61999 | 0.71147 | 0.80422 | 0.89092
Scenario 4: Reference ZEAS Phase In | PG&E | Com | BROs | Com - Retail | Electric Demand (MW) | Energy Efficiency | 0.0042778 | 0.008702 | 0.013249 | 0.017971 | 0.022913 | 0.028088 | 0.033645 | 0.040046 | 0.046109 | 0.053325 | 0.059776 | 0.066054 | 0.073417
Scenario 4: Reference ZEAS Phase In | PG&E | Com | BROs | Com - Retail | Electric Energy (GWh/year) | Energy Efficiency | 0.046249 | 0.094081 | 0.14325 | 0.19429 | 0.24772 | 0.30367 | 0.36375 | 0.43296 | 0.4985 | 0.57652 | 0.64626 | 0.71414 | 0.79374
Scenario 4: Reference ZEAS Phase In | PG&E | Com | BldgEnv | Com - College | Electric Demand (MW) | Energy Efficiency | 0.0006376 | 0.00065834 | 0.00070263 | 0.00075435 | 0.00078125 | 0.00080097 | 0.00083227 | 0.00084944 | 0.00088425 | 0.00090971 | 0.0009257 | 0.00092271 | 0.00093062
Scenario 4: Reference ZEAS Phase In | PG&E | Com | BldgEnv | Com - College | Electric Energy (GWh/year) | Energy Efficiency | 0.00018333 | 0.0001899 | 0.00020209 | 0.00021638 | 0.000224 | 0.00022956 | 0.00023849 | 0.00024337 | 0.00025338 | 0.00026074 | 0.00026542 | 0.00026466 | 0.00026709
Scenario 4: Reference ZEAS Phase In | PG&E | Com | BldgEnv | Com - College | Gas Energy (MMTherm/year) | Energy Efficiency | 4.2477e-05 | 4.249e-05 | 4.6801e-05 | 5.171e-05 | 5.3829e-05 | 5.5457e-05 | 5.7776e-05 | 5.9101e-05 | 6.1454e-05 | 6.3077e-05 | 6.3957e-05 | 6.3488e-05 | 6.3619e-05
Scenario 4: Reference ZEAS Phase In | PG&E | Com | BldgEnv | Com - Grocery | Electric Demand (MW) | Energy Efficiency | 0.0011843 | 0.0012203 | 0.0010936 | 0.0010546 | 0.0011112 | 0.0011814 | 0.0012455 | 0.0013073 | 0.0013535 | 0.0013998 | 0.0014457 | 0.0014873 | 0.0015303
Scenario 4: Reference ZEAS Phase In | PG&E | Com | BldgEnv | Com - Grocery | Electric Energy (GWh/year) | Energy Efficiency | 0.00033975 | 0.00035037 | 0.000299 | 0.00030441 | 0.00032079 | 0.00034105 | 0.00035956 | 0.00037741 | 0.00039076 | 0.00040414 | 0.0004174 | 0.0004294 | 0.00044182
Scenario 4: Reference ZEAS Phase In | PG&E | Com | BldgEnv | Com - Grocery | Gas Energy (MMTherm/year) | Energy Efficiency | 7.781e-05 | 7.9461e-05 | 7.1543e-05 | 6.8147e-05 | 7.1809e-05 | 7.6343e-05 | 8.0484e-05 | 8.4477e-05 | 8.7463e-05 | 9.0456e-05 | 9.3422e-05 | 9.6107e-05 | 9.8885e-05
Scenario 4: Reference ZEAS Phase In | PG&E | Com | BldgEnv | Com - Health | Electric Demand (MW) | Energy Efficiency | 0.071303 | 0.07391 | 0.073891 | 0.07094 | 0.06533 | 0.057782 | 0.04878 | 0.039202 | 0.02975 | 0.020954 | 0.01315 | 0.006592 | 0.0019127
Scenario 4: Reference ZEAS Phase In | PG&E | Com | BldgEnv | Com - Health | Electric Energy (GWh/year) | Energy Efficiency | 0.027521 | 0.028497 | 0.028446 | 0.027253 | 0.025034 | 0.022068 | 0.018557 | 0.014842 | 0.011194 | 0.0078165 | 0.0048339 | 0.0023399 | 0.00068745
Scenario 4: Reference ZEAS Phase In | PG&E | Com | BldgEnv | Com - Health | Gas Energy (MMTherm/year) | Energy Efficiency | 0.011959 | 0.012399 | 0.012401 | 0.011912 | 0.010964 | 0.0097169 | 0.0082111 | 0.0066067 | 0.0050213 | 0.0035441 | 0.002232 | 0.0011281 | 0.00032669
Scenario 4: Reference ZEAS Phase In | PG&E | Com | BldgEnv | Com - Lodging | Electric Demand (MW) | Energy Efficiency | 0.054914 | 0.051982 | 0.046921 | 0.04022 | 0.032579 | 0.024653 | 0.017063 | 0.010227 | 0.0043711 | 0.0016054 | 0.0016422 | 0.0016789 | 0.0017116
Scenario 4: Reference ZEAS Phase In | PG&E | Com | BldgEnv | Com - Lodging | Electric Energy (GWh/year) | Energy Efficiency | 0.027662 | 0.026138 | 0.023538 | 0.020116 | 0.016233 | 0.012222 | 0.0083978 | 0.0049672 | 0.0020405 | 0.00081845 | 0.00083723 | 0.00085592 | 0.00087256
Scenario 4: Reference ZEAS Phase In | PG&E | Com | BldgEnv | Com - Lodging | Gas Energy (MMTherm/year) | Energy Efficiency | 0.016048 | 0.015197 | 0.013725 | 0.011773 | 0.0095451 | 0.0072315 | 0.0050137 | 0.0030142 | 0.0012996 | 0.00046775 | 0.00047849 | 0.00048925 | 0.00049876
Scenario 4: Reference ZEAS Phase In | PG&E | Com | BldgEnv | Com - Office (Large) | Electric Demand (MW) | Energy Efficiency | 0.0082506 | 0.008607 | 0.0090154 | 0.0093077 | 0.0096264 | 0.0098674 | 0.010132 | 0.010261 | 0.010271 | 0.01035 | 0.010377 | 0.010393 | 0.010405
Scenario 4: Reference ZEAS Phase In | PG&E | Com | BldgEnv | Com - Office (Large) | Electric Energy (GWh/year) | Energy Efficiency | 0.0023819 | 0.0024848 | 0.0026028 | 0.0026872 | 0.0027793 | 0.0028489 | 0.0029253 | 0.0029627 | 0.0029655 | 0.0029882 | 0.0029961 | 0.0030008 | 0.0030042
Scenario 4: Reference ZEAS Phase In | PG&E | Com | BldgEnv | Com - Office (Large) | Gas Energy (MMTherm/year) | Energy Efficiency | 0.00053314 | 0.00055617 | 0.00058256 | 0.00060145 | 0.00062204 | 0.00063761 | 0.0006547 | 0.00066307 | 0.00066368 | 0.00066877 | 0.00067053 | 0.00067157 | 0.00067234
Scenario 4: Reference ZEAS Phase In | PG&E | Com | BldgEnv | Com - Office (Small) | Electric Demand (MW) | Energy Efficiency | 0.0014189 | 0.0015145 | 0.0016134 | 3.285e-05 | 0.019022 | 0.0016946 | 0.0017662 | 0.0018307 | 0.0018837 | 0.0019349 | 0.0019829 | 0.0020275 | 0.0020698
Scenario 4: Reference ZEAS Phase In | PG&E | Com | BldgEnv | Com - Office (Small) | Electric Energy (GWh/year) | Energy Efficiency | 0.00040951 | 0.00043711 | 0.00046569 | 9.2972e-06 | 0.0054929 | 0.00048917 | 0.00050983 | 0.00052848 | 0.00054378 | 0.00055858 | 0.00057246 | 0.00058533 | 0.00059755
Scenario 4: Reference ZEAS Phase In | PG&E | Com | BldgEnv | Com - Office (Small) | Gas Energy (MMTherm/year) | Energy Efficiency | 9.1703e-05 | 9.7875e-05 | 0.00010427 | 2.1327e-06 | 0.001229 | 0.00010952 | 0.00011414 | 0.00011831 | 0.00012173 | 0.00012504 | 0.00012815 | 0.00013102 | 0.00013376
Scenario 4: Reference ZEAS Phase In | PG&E | Com | BldgEnv | Com - Other | Electric Demand (MW) | Energy Efficiency | 0.0012004 | 0.001287 | 0.0013803 | 0.0014623 | 0.0015275 | 0.0016147 | 0.0017047 | 0.0017775 | 0.0018173 | 0.0018699 | 0.0019215 | 0.0019666 | 0.0020136
Scenario 4: Reference ZEAS Phase In | PG&E | Com | BldgEnv | Com - Other | Electric Energy (GWh/year) | Energy Efficiency | 0.00034832 | 0.0003735 | 0.0004006 | 0.00042442 | 0.00044337 | 0.00046873 | 0.00049488 | 0.00051603 | 0.00052758 | 0.00054288 | 0.00055788 | 0.00057098 | 0.00058465
Scenario 4: Reference ZEAS Phase In | PG&E | Com | BldgEnv | Com - Other | Gas Energy (MMTherm/year) | Energy Efficiency | 7.7579e-05 | 8.3176e-05 | 8.9202e-05 | 9.4498e-05 | 9.8712e-05 | 0.00010435 | 0.00011017 | 0.00011487 | 0.00011744 | 0.00012084 | 0.00012417 | 0.00012708 | 0.00013012
Scenario 4: Reference ZEAS Phase In | PG&E | Com | BldgEnv | Com - Refrig. Warehouse | Electric Demand (MW) | Energy Efficiency | 0.0004177 | 0.00043886 | 0.00045908 | 0.00047854 | 0.00049711 | 0.00051537 | 0.00052893 | 0.00054147 | 0.00054878 | 0.00055623 | 0.0005616 | 0.00056704 | 0.00057254
Scenario 4: Reference ZEAS Phase In | PG&E | Com | BldgEnv | Com - Refrig. Warehouse | Electric Energy (GWh/year) | Energy Efficiency | 0.00012428 | 0.00013064 | 0.0001366 | 0.0001422 | 0.00014741 | 0.00015238 | 0.0001559 | 0.00015904 | 0.00016065 | 0.0001623 | 0.00016339 | 0.00016454 | 0.00016576
Scenario 4: Reference ZEAS Phase In | PG&E | Com | BldgEnv | Com - Refrig. Warehouse | Gas Energy (MMTherm/year) | Energy Efficiency | 3.774e-05 | 3.9744e-05 | 4.1349e-05 | 4.2517e-05 | 4.3225e-05 | 4.3546e-05 | 4.3269e-05 | 4.2735e-05 | 4.1781e-05 | 4.0857e-05 | 3.9895e-05 | 3.9083e-05 | 3.8444e-05
Scenario 4: Reference ZEAS Phase In | PG&E | Com | BldgEnv | Com - Restaurant | Electric Demand (MW) | Energy Efficiency | 0.00058093 | 0.00041995 | 0.00044644 | 0.00047084 | 0.0004932 | 0.00051304 | 0.00053529 | 0.00055427 | 0.00057039 | 0.00058697 | 0.00060164 | 7.8234e-06 | 0.006809
Scenario 4: Reference ZEAS Phase In | PG&E | Com | BldgEnv | Com - Restaurant | Electric Energy (GWh/year) | Energy Efficiency | 0.00016637 | 0.00012115 | 0.0001288 | 0.00013584 | 0.00014229 | 0.00014801 | 0.00015443 | 0.0001599 | 0.00016455 | 0.00016933 | 0.00017356 | 2.2194e-06 | 0.0019662
Scenario 4: Reference ZEAS Phase In | PG&E | Com | BldgEnv | Com - Restaurant | Gas Energy (MMTherm/year) | Energy Efficiency | 3.7768e-05 | 2.7104e-05 | 2.8814e-05 | 3.0389e-05 | 3.1832e-05 | 3.3112e-05 | 3.4548e-05 | 3.5773e-05 | 3.6814e-05 | 3.7884e-05 | 3.8831e-05 | 5.076e-07 | 0.0004399
Scenario 4: Reference ZEAS Phase In | PG&E | Com | BldgEnv | Com - Retail | Electric Demand (MW) | Energy Efficiency | 0.067471 | 0.068283 | 0.0025682 | 0.056688 | 0.078916 | 0.048403 | 0.04129 | 0.033321 | 0.0038326 | 0.0039153 | 0.0040004 | 0.0040708 | 0.0040111
Scenario 4: Reference ZEAS Phase In | PG&E | Com | BldgEnv | Com - Retail | Electric Energy (GWh/year) | Energy Efficiency | 0.027262 | 0.027573 | 0.0007412 | 0.023102 | 0.02898 | 0.019404 | 0.016448 | 0.013174 | 0.001102 | 0.0011268 | 0.0011521 | 0.0011724 | 0.0011398
Scenario 4: Reference ZEAS Phase In | PG&E | Com | BldgEnv | Com - Retail | Gas Energy (MMTherm/year) | Energy Efficiency | 0.0039544 | 0.0040029 | 0.00016574 | 0.0033203 | 0.0047839 | 0.0028512 | 0.0024375 | 0.001972 | 0.00025425 | 0.00025723 | 0.00026064 | 0.00026347 | 0.00025979
Scenario 4: Reference ZEAS Phase In | PG&E | Com | BldgEnv | Com - School | Electric Demand (MW) | Energy Efficiency | 0.0022727 | 0.0023969 | 0.0025116 | 0.0026072 | 0.0026698 | 0.0027402 | 0.0027928 | 0.0028471 | 0.0028915 | 0.0029345 | 0.0029729 | 0.0030199 | 0.0030504
Scenario 4: Reference ZEAS Phase In | PG&E | Com | BldgEnv | Com - School | Electric Energy (GWh/year) | Energy Efficiency | 0.00065607 | 0.00069195 | 0.00072506 | 0.00075268 | 0.00077077 | 0.00079111 | 0.00080629 | 0.00082198 | 0.00083483 | 0.00084725 | 0.00085833 | 0.00087192 | 0.00088073
Scenario 4: Reference ZEAS Phase In | PG&E | Com | BldgEnv | Com - School | Gas Energy (MMTherm/year) | Energy Efficiency | 0.00014687 | 0.00015489 | 0.0001623 | 0.00016848 | 0.00017252 | 0.00017708 | 0.00018047 | 0.00018398 | 0.00018685 | 0.00018963 | 0.00019211 | 0.00019515 | 0.00019712
Scenario 4: Reference ZEAS Phase In | PG&E | Com | BldgEnv | Com - Warehouse | Electric Demand (MW) | Energy Efficiency | 0.14451 | 0.14189 | 0.13339 | 0.11977 | 0.10234 | 0.082846 | 0.062799 | 0.04369 | 0.026389 | 0.011524 | 0.0051253 | 0.0052144 | 0.0053049
Scenario 4: Reference ZEAS Phase In | PG&E | Com | BldgEnv | Com - Warehouse | Electric Energy (GWh/year) | Energy Efficiency | 0.072861 | 0.071448 | 0.067053 | 0.060069 | 0.051181 | 0.041287 | 0.03115 | 0.021525 | 0.012842 | 0.0054131 | 0.0026128 | 0.0026583 | 0.0027044
Scenario 4: Reference ZEAS Phase In | PG&E | Com | BldgEnv | Com - Warehouse | Gas Energy (MMTherm/year) | Energy Efficiency | 0.042225 | 0.041471 | 0.039004 | 0.035038 | 0.029959 | 0.024274 | 0.018421 | 0.012836 | 0.0077753 | 0.0034227 | 0.0014935 | 0.0015194 | 0.0015458
Scenario 4: Reference ZEAS Phase In | PG&E | Com | ComRefrig | Com - College | Electric Demand (MW) | Energy Efficiency | 0.00015244 | 9.3025e-05 | 4.9625e-05 | 2.1052e-05 | 8.0941e-06 | 2.7409e-06 | 0 | 4.4708e-05 | 5.7418e-05 | 5.551e-05 | 0.00010195 | 0.0001166 | 0.0001131
Scenario 4: Reference ZEAS Phase In | PG&E | Com | ComRefrig | Com - College | Electric Energy (GWh/year) | Energy Efficiency | 0.0010964 | 0.00067703 | 0.00036716 | 0.00016098 | 6.4037e-05 | 2.1685e-05 | 0 | 0.00034317 | 0.00044074 | 0.00042609 | 0.00078502 | 0.00089828 | 0.00087129
Scenario 4: Reference ZEAS Phase In | PG&E | Com | ComRefrig | Com - College | Gas Energy (MMTherm/year) | Energy Efficiency | 0 | 0 | 0 | 0 | 0 | 0 | 0 | -2.0552e-06 | -2.6396e-06 | -2.5518e-06 | -4.7229e-06 | -5.4086e-06 | -5.246e-06
Scenario 4: Reference ZEAS Phase In | PG&E | Com | ComRefrig | Com - Grocery | Electric Demand (MW) | Energy Efficiency | 0.10748 | 0.04646 | 0.016665 | 0.0053496 | 0 | 0 | 0 | 0.053327 | 0.071832 | 0.06944 | 0.12409 | 0.14737 | 0.14359
Scenario 4: Reference ZEAS Phase In | PG&E | Com | ComRefrig | Com - Grocery | Electric Energy (GWh/year) | Energy Efficiency | 0.78796 | 0.35204 | 0.13185 | 0.042324 | 0 | 0 | 0 | 0.40933 | 0.55138 | 0.53302 | 0.95537 | 1.1354 | 1.1062
Scenario 4: Reference ZEAS Phase In | PG&E | Com | ComRefrig | Com - Grocery | Gas Energy (MMTherm/year) | Energy Efficiency | 0 | 0 | 0 | 0 | 0 | 0 | 0 | -0.0024515 | -0.0033022 | -0.0031922 | -0.0057469 | -0.006836 | -0.0066605
Scenario 4: Reference ZEAS Phase In | PG&E | Com | ComRefrig | Com - Health | Electric Demand (MW) | Energy Efficiency | 0 | 0 | 0 | 0 | 0 | 0 | 0 | 0 | 0 | 0 | 0 | 0 | 0
Scenario 4: Reference ZEAS Phase In | PG&E | Com | ComRefrig | Com - Health | Electric Energy (GWh/year) | Energy Efficiency | 0 | 0 | 0 | 0 | 0 | 0 | 0 | 0 | 0 | 0 | 0 | 0 | 0
Scenario 4: Reference ZEAS Phase In | PG&E | Com | ComRefrig | Com - Health | Gas Energy (MMTherm/year) | Energy Efficiency | 0 | 0 | 0 | 0 | 0 | 0 | 0 | 0 | 0 | 0 | 0 | 0 | 0
Scenario 4: Reference ZEAS Phase In | PG&E | Com | ComRefrig | Com - Refrig. Warehouse | Electric Demand (MW) | Energy Efficiency | 0.00032539 | 0.00018843 | 9.2738e-05 | 3.2099e-05 | 1.3074e-05 | 2.2391e-06 | 0 | 0.00011419 | 0.00016662 | 0.00016191 | 0.00028245 | 0.00034629 | 0.00033856
Scenario 4: Reference ZEAS Phase In | PG&E | Com | ComRefrig | Com - Refrig. Warehouse | Electric Energy (GWh/year) | Energy Efficiency | 0.0023459 | 0.001376 | 0.00069065 | 0.00025204 | 0.00010344 | 1.7715e-05 | 0 | 0.00087648 | 0.0012789 | 0.0012428 | 0.0021744 | 0.0026678 | 0.0026083
Scenario 4: Reference ZEAS Phase In | PG&E | Com | ComRefrig | Com - Refrig. Warehouse | Gas Energy (MMTherm/year) | Energy Efficiency | 0 | 0 | 0 | 0 | 0 | 0 | 0 | -5.2492e-06 | -7.6595e-06 | -7.4433e-06 | -1.3078e-05 | -1.6063e-05 | -1.5705e-05
Scenario 4: Reference ZEAS Phase In | PG&E | Com | ComRefrig | Com - Restaurant | Electric Demand (MW) | Energy Efficiency | 0.0038075 | 0.0017097 | 0.00062065 | 0.00022337 | 0 | 0 | 0 | 0.001828 | 0.0023053 | 0.0022169 | 0.0040763 | 0.0029412 | 0.017712
Scenario 4: Reference ZEAS Phase In | PG&E | Com | ComRefrig | Com - Restaurant | Electric Energy (GWh/year) | Energy Efficiency | 0.027895 | 0.012918 | 0.0049103 | 0.0017672 | 0 | 0 | 0 | 0.014032 | 0.017695 | 0.017017 | 0.031388 | 0.022659 | 0.13646
Scenario 4: Reference ZEAS Phase In | PG&E | Com | ComRefrig | Com - Restaurant | Gas Energy (MMTherm/year) | Energy Efficiency | 0 | 0 | 0 | 0 | 0 | 0 | 0 | -8.4034e-05 | -0.00010598 | -0.00010191 | -0.00018884 | -0.00013643 | -0.00082161
Scenario 4: Reference ZEAS Phase In | PG&E | Com | ComRefrig | Com - Retail | Electric Demand (MW) | Energy Efficiency | 0.049885 | 0.022526 | 0 | 0.0053572 | 0.001438 | 0 | 0 | 0.021816 | 0.028817 | 0.027912 | 0.050573 | 0.059519 | 0.058101
Scenario 4: Reference ZEAS Phase In | PG&E | Com | ComRefrig | Com - Retail | Electric Energy (GWh/year) | Energy Efficiency | 0.36496 | 0.16957 | 0 | 0.042384 | 0.011377 | 0 | 0 | 0.16746 | 0.2212 | 0.21425 | 0.38938 | 0.45854 | 0.44761
Scenario 4: Reference ZEAS Phase In | PG&E | Com | ComRefrig | Com - Retail | Gas Energy (MMTherm/year) | Energy Efficiency | 0 | 0 | 0 | 0 | 0 | 0 | 0 | -0.0010029 | -0.0013248 | -0.0012831 | -0.0023424 | -0.0027609 | -0.0026951
Scenario 4: Reference ZEAS Phase In | PG&E | Com | ComRefrig | Com - School | Electric Demand (MW) | Energy Efficiency | 4.6425e-07 | 0 | 0 | 0 | 0 | 0 | 0 | 7.5133e-05 | 0.00012773 | 0.00012349 | 0.00019921 | 0.00026277 | 0.00025599
Scenario 4: Reference ZEAS Phase In | PG&E | Com | ComRefrig | Com - School | Electric Energy (GWh/year) | Energy Efficiency | 3.673e-06 | 0 | 0 | 0 | 0 | 0 | 0 | 0.00057672 | 0.00098043 | 0.00094788 | 0.0015331 | 0.0020244 | 0.0019721
Scenario 4: Reference ZEAS Phase In | PG&E | Com | ComRefrig | Com - School | Gas Energy (MMTherm/year) | Energy Efficiency | 0 | 0 | 0 | 0 | 0 | 0 | 0 | -3.4539e-06 | -5.8717e-06 | -5.6768e-06 | -9.2173e-06 | -1.2189e-05 | -1.1874e-05
Scenario 4: Reference ZEAS Phase In | PG&E | Com | FoodServ | Com - College | Electric Demand (MW) | Energy Efficiency | 0.0068094 | 0.0070595 | 0.0072384 | 0.0074445 | 0.0075992 | 0.007717 | 0.0096501 | 0.010368 | 0.010577 | 0.010741 | 0.010859 | 0.010874 | 0.010956
Scenario 4: Reference ZEAS Phase In | PG&E | Com | FoodServ | Com - College | Electric Demand (MW) | Fuel Substitution | -0.00013585 | -0.00015227 | -0.000169 | -0.00018592 | -0.00020291 | -0.00021997 | -0.00023705 | -0.00025422 | -0.00027138 | -0.00028861 | -0.00030592 | -0.00032343 | -0.0003412
Scenario 4: Reference ZEAS Phase In | PG&E | Com | FoodServ | Com - College | Electric Energy (GWh/year) | Energy Efficiency | 0.032463 | 0.033733 | 0.034673 | 0.035753 | 0.036592 | 0.037259 | 0.043502 | 0.045964 | 0.047069 | 0.047958 | 0.048622 | 0.048796 | 0.049268
Scenario 4: Reference ZEAS Phase In | PG&E | Com | FoodServ | Com - College | Electric Energy (GWh/year) | Fuel Substitution | -0.0012444 | -0.0013784 | -0.0015124 | -0.0016454 | -0.0017761 | -0.0019052 | -0.0020324 | -0.0022184 | -0.0024272 | -0.0026709 | -0.0029577 | -0.0032774 | -0.0036359
Scenario 4: Reference ZEAS Phase In | PG&E | Com | FoodServ | Com - College | Gas Energy (MMTherm/year) | Energy Efficiency | 0.012624 | 0.012663 | 0.012353 | 0.013948 | 0.012522 | 0.012422 | 0.012404 | 0.012306 | 0.012324 | 0.012314 | 0.012357 | 0.012299 | 0.012284
Scenario 4: Reference ZEAS Phase In | PG&E | Com | FoodServ | Com - College | Gas Energy (MMTherm/year) | Fuel Substitution | 0.00012822 | 0.00014186 | 0.00015549 | 0.000169 | 0.00018225 | 0.00019534 | 0.00020821 | 0.00022697 | 0.00024803 | 0.00027258 | 0.00030147 | 0.00033366 | 0.00036978
Scenario 4: Reference ZEAS Phase In | PG&E | Com | FoodServ | Com - Grocery | Electric Demand (MW) | Energy Efficiency | 0.0342 | 0.035286 | 0.036428 | 0.037523 | 0.038428 | 0.039523 | 0.047244 | 0.050956 | 0.051755 | 0.052561 | 0.053359 | 0.05408 | 0.054803
Scenario 4: Reference ZEAS Phase In | PG&E | Com | FoodServ | Com - Grocery | Electric Demand (MW) | Fuel Substitution | -0.00069737 | -0.00077951 | -0.00086271 | -0.00094638 | -0.0010297 | -0.0011128 | -0.0011952 | -0.0012772 | -0.0013583 | -0.0014389 | -0.0015188 | -0.0015986 | -0.0016784
Scenario 4: Reference ZEAS Phase In | PG&E | Com | FoodServ | Com - Grocery | Electric Energy (GWh/year) | Energy Efficiency | 0.16217 | 0.16775 | 0.17366 | 0.17941 | 0.18431 | 0.19014 | 0.21581 | 0.2294 | 0.23385 | 0.2383 | 0.24266 | 0.24659 | 0.25046
Scenario 4: Reference ZEAS Phase In | PG&E | Com | FoodServ | Com - Grocery | Electric Energy (GWh/year) | Fuel Substitution | -0.011917 | -0.013207 | -0.014495 | -0.015768 | -0.01701 | -0.018223 | -0.019412 | -0.020779 | -0.022213 | -0.023747 | -0.025405 | -0.027174 | -0.029083
Scenario 4: Reference ZEAS Phase In | PG&E | Com | FoodServ | Com - Grocery | Gas Energy (MMTherm/year) | Energy Efficiency | 0.074882 | 0.075311 | 0.075709 | 0.075919 | 0.075734 | 0.075817 | 0.075778 | 0.075676 | 0.075322 | 0.075048 | 0.076336 | 0.077273 | 0.077495
Scenario 4: Reference ZEAS Phase In | PG&E | Com | FoodServ | Com - Grocery | Gas Energy (MMTherm/year) | Fuel Substitution | 0.0012338 | 0.0013667 | 0.0014993 | 0.0016302 | 0.0017578 | 0.0018824 | 0.0020044 | 0.0021442 | 0.0022907 | 0.002447 | 0.0026158 | 0.0027958 | 0.00299
Scenario 4: Reference ZEAS Phase In | PG&E | Com | FoodServ | Com - Health | Electric Demand (MW) | Energy Efficiency | 0.013066 | 0.013625 | 0.014612 | 0.014993 | 0.015594 | 0.016178 | 0.023505 | 0.026445 | 0.026748 | 0.026801 | 0.026615 | 0.026981 | 0.027342
Scenario 4: Reference ZEAS Phase In | PG&E | Com | FoodServ | Com - Health | Electric Demand (MW) | Fuel Substitution | -0.00030751 | -0.00034646 | -0.00038585 | -0.00042553 | -0.00046518 | -0.00050489 | -0.00054461 | -0.00058452 | -0.0006245 | -0.0006648 | -0.0007055 | -0.00074684 | -0.00078901
Scenario 4: Reference ZEAS Phase In | PG&E | Com | FoodServ | Com - Health | Electric Energy (GWh/year) | Energy Efficiency | 0.063553 | 0.066426 | 0.07141 | 0.073463 | 0.076604 | 0.07968 | 0.10293 | 0.11289 | 0.11464 | 0.11524 | 0.11473 | 0.11666 | 0.11853
Scenario 4: Reference ZEAS Phase In | PG&E | Com | FoodServ | Com - Health | Electric Energy (GWh/year) | Fuel Substitution | -0.0033935 | -0.0038113 | -0.0042269 | -0.0046409 | -0.0051064 | -0.0055894 | -0.0061003 | -0.0066552 | -0.0072443 | -0.007878 | -0.0085603 | -0.0093058 | -0.010126
Scenario 4: Reference ZEAS Phase In | PG&E | Com | FoodServ | Com - Health | Gas Energy (MMTherm/year) | Energy Efficiency | 0.032354 | 0.032522 | 0.033259 | 0.033099 | 0.033204 | 0.032701 | 0.034708 | 0.03328 | 0.033123 | 0.032772 | 0.032676 | 0.032986 | 0.033134
Scenario 4: Reference ZEAS Phase In | PG&E | Com | FoodServ | Com - Health | Gas Energy (MMTherm/year) | Fuel Substitution | 0.0003587 | 0.00040236 | 0.00044572 | 0.00048888 | 0.00053711 | 0.00058704 | 0.00063973 | 0.00069683 | 0.00075736 | 0.00082241 | 0.0008924 | 0.00096881 | 0.0010529
Scenario 4: Reference ZEAS Phase In | PG&E | Com | FoodServ | Com - Lodging | Electric Demand (MW) | Energy Efficiency | 0.018438 | 0.019384 | 0.020372 | 0.021304 | 0.022424 | 0.023396 | 0.027775 | 0.030556 | 0.031424 | 0.032327 | 0.033141 | 0.033911 | 0.034597
Scenario 4: Reference ZEAS Phase In | PG&E | Com | FoodServ | Com - Lodging | Electric Demand (MW) | Fuel Substitution | -0.00032517 | -0.00036555 | -0.00040649 | -0.00044772 | -0.00048885 | -0.00052989 | -0.00057071 | -0.0006114 | -0.00065181 | -0.00069209 | -0.00073229 | -0.00077268 | -0.00081501
Scenario 4: Reference ZEAS Phase In | PG&E | Com | FoodServ | Com - Lodging | Electric Energy (GWh/year) | Energy Efficiency | 0.10624 | 0.11144 | 0.11692 | 0.12212 | 0.12839 | 0.13388 | 0.14966 | 0.16057 | 0.16554 | 0.17067 | 0.17531 | 0.17969 | 0.18358
Scenario 4: Reference ZEAS Phase In | PG&E | Com | FoodServ | Com - Lodging | Electric Energy (GWh/year) | Fuel Substitution | -0.0036005 | -0.0040126 | -0.0044226 | -0.0048288 | -0.0052647 | -0.0057079 | -0.0061795 | -0.006667 | -0.0071696 | -0.0076944 | -0.0082458 | -0.0088352 | -0.0094764
Scenario 4: Reference ZEAS Phase In | PG&E | Com | FoodServ | Com - Lodging | Gas Energy (MMTherm/year) | Energy Efficiency | 0.027744 | 0.028049 | 0.028307 | 0.028414 | 0.028651 | 0.028682 | 0.028702 | 0.028699 | 0.028646 | 0.028665 | 0.029115 | 0.029332 | 0.030719
Scenario 4: Reference ZEAS Phase In | PG&E | Com | FoodServ | Com - Lodging | Gas Energy (MMTherm/year) | Fuel Substitution | 0.00036983 | 0.00041178 | 0.00045345 | 0.00049465 | 0.00053876 | 0.00058354 | 0.00063111 | 0.00068024 | 0.00073084 | 0.00078367 | 0.00083916 | 0.00089849 | 0.00096338
Scenario 4: Reference ZEAS Phase In | PG&E | Com | FoodServ | Com - Office (Large) | Electric Demand (MW) | Energy Efficiency | 0.00099976 | 0.00099578 | 0.00099665 | 0.00099383 | 0.00099434 | 0.00099323 | 0.00099496 | 0.00099261 | 0.00098691 | 0.00098549 | 0.00098331 | 0.00098185 | 0.00098126
Scenario 4: Reference ZEAS Phase In | PG&E | Com | FoodServ | Com - Office (Large) | Electric Energy (GWh/year) | Energy Efficiency | 0.008769 | 0.0087341 | 0.0087418 | 0.0087171 | 0.0087215 | 0.0087118 | 0.0087269 | 0.0087064 | 0.0086564 | 0.0086439 | 0.0086248 | 0.008612 | 0.0086069
Scenario 4: Reference ZEAS Phase In | PG&E | Com | FoodServ | Com - Office (Small) | Electric Demand (MW) | Energy Efficiency | 0.00022794 | 0.00022949 | 0.00023136 | 0.00012995 | 0.0010015 | 0.00022824 | 0.00022999 | 0.00023167 | 0.00023309 | 0.00023466 | 0.00023629 | 0.00023798 | 0.00023975
Scenario 4: Reference ZEAS Phase In | PG&E | Com | FoodServ | Com - Office (Small) | Electric Energy (GWh/year) | Energy Efficiency | 0.0019993 | 0.0020129 | 0.0020293 | 0.0011398 | 0.008784 | 0.0020019 | 0.0020173 | 0.002032 | 0.0020445 | 0.0020582 | 0.0020726 | 0.0020873 | 0.0021029
Scenario 4: Reference ZEAS Phase In | PG&E | Com | FoodServ | Com - Other | Electric Demand (MW) | Energy Efficiency | 0.057066 | 0.059385 | 0.061835 | 0.064221 | 0.066491 | 0.069111 | 0.078115 | 0.082787 | 0.084888 | 0.087117 | 0.089247 | 0.091159 | 0.092936
Scenario 4: Reference ZEAS Phase In | PG&E | Com | FoodServ | Com - Other | Electric Demand (MW) | Fuel Substitution | -0.0027883 | -0.0031355 | -0.0034903 | -0.0038503 | -0.0042122 | -0.0045759 | -0.0049402 | -0.0053055 | -0.0056703 | -0.0060356 | -0.0064012 | -0.0067689 | -0.0071398
Scenario 4: Reference ZEAS Phase In | PG&E | Com | FoodServ | Com - Other | Electric Energy (GWh/year) | Energy Efficiency | 0.27512 | 0.28787 | 0.30144 | 0.31488 | 0.32791 | 0.34273 | 0.377 | 0.39795 | 0.41037 | 0.42327 | 0.43553 | 0.44655 | 0.45666
Scenario 4: Reference ZEAS Phase In | PG&E | Com | FoodServ | Com - Other | Electric Energy (GWh/year) | Fuel Substitution | -0.01536 | -0.017201 | -0.019071 | -0.020957 | -0.022842 | -0.024725 | -0.026602 | -0.028567 | -0.030693 | -0.032891 | -0.035255 | -0.037733 | -0.040348
Scenario 4: Reference ZEAS Phase In | PG&E | Com | FoodServ | Com - Other | Gas Energy (MMTherm/year) | Energy Efficiency | 0.095578 | 0.096317 | 0.09694 | 0.097189 | 0.097039 | 0.097214 | 0.097413 | 0.097332 | 0.096755 | 0.096457 | 0.096643 | 0.096686 | 0.096675
Scenario 4: Reference ZEAS Phase In | PG&E | Com | FoodServ | Com - Other | Gas Energy (MMTherm/year) | Fuel Substitution | 0.0014622 | 0.0016362 | 0.0018127 | 0.0019907 | 0.0021683 | 0.0023457 | 0.0025223 | 0.0027078 | 0.0029093 | 0.0031181 | 0.0033436 | 0.0035805 | 0.0038312
Scenario 4: Reference ZEAS Phase In | PG&E | Com | FoodServ | Com - Restaurant | Electric Demand (MW) | Energy Efficiency | 0.088262 | 0.090865 | 0.093924 | 0.096918 | 0.099874 | 0.10275 | 0.11991 | 0.12737 | 0.13003 | 0.13269 | 0.13511 | 0.081749 | 0.60078
Scenario 4: Reference ZEAS Phase In | PG&E | Com | FoodServ | Com - Restaurant | Electric Demand (MW) | Fuel Substitution | -0.0041121 | -0.0046115 | -0.0051189 | -0.0056309 | -0.0061428 | -0.0066543 | -0.0071636 | -0.0076714 | -0.0081752 | -0.0086765 | -0.0091749 | -0.0085912 | -0.0089595
Scenario 4: Reference ZEAS Phase In | PG&E | Com | FoodServ | Com - Restaurant | Electric Energy (GWh/year) | Energy Efficiency | 0.45415 | 0.46865 | 0.48566 | 0.50253 | 0.51937 | 0.53594 | 0.59604 | 0.6266 | 0.64227 | 0.6578 | 0.67198 | 0.41271 | 2.9451
Scenario 4: Reference ZEAS Phase In | PG&E | Com | FoodServ | Com - Restaurant | Electric Energy (GWh/year) | Fuel Substitution | -0.03742 | -0.041702 | -0.046015 | -0.050323 | -0.05458 | -0.058793 | -0.06295 | -0.067275 | -0.07177 | -0.076389 | -0.081207 | -0.076612 | -0.079458
Scenario 4: Reference ZEAS Phase In | PG&E | Com | FoodServ | Com - Restaurant | Gas Energy (MMTherm/year) | Energy Efficiency | 0.19745 | 0.1976 | 0.1978 | 0.19735 | 0.19641 | 0.19508 | 0.19398 | 0.19258 | 0.19098 | 0.18961 | 0.19149 | 0.1207 | 0.75146
Scenario 4: Reference ZEAS Phase In | PG&E | Com | FoodServ | Com - Restaurant | Gas Energy (MMTherm/year) | Fuel Substitution | 0.0037359 | 0.0041606 | 0.004588 | 0.0050145 | 0.0054354 | 0.0058518 | 0.0062623 | 0.0066894 | 0.0071337 | 0.0075904 | 0.0080672 | 0.0076077 | 0.0078649
Scenario 4: Reference ZEAS Phase In | PG&E | Com | FoodServ | Com - Retail | Electric Demand (MW) | Energy Efficiency | 0.001615 | 0.0017226 | 0.0018432 | 0.00040007 | 0.015324 | 0.0019915 | 0.0021891 | 0.0022979 | 0.0023808 | 0.0024606 | 0.002538 | 0.0026066 | 0.0026753
Scenario 4: Reference ZEAS Phase In | PG&E | Com | FoodServ | Com - Retail | Electric Energy (GWh/year) | Energy Efficiency | 0.010113 | 0.010654 | 0.011263 | 0.003509 | 0.081896 | 0.011971 | 0.012984 | 0.013535 | 0.013954 | 0.014359 | 0.014754 | 0.015107 | 0.015461
Scenario 4: Reference ZEAS Phase In | PG&E | Com | FoodServ | Com - Retail | Gas Energy (MMTherm/year) | Energy Efficiency | 0.00024654 | 0.00027102 | 0.00029833 | 0 | 0.0031946 | 0.00033439 | 0.00037822 | 0.00040273 | 0.00042148 | 0.00043939 | 0.00045665 | 0.00047186 | 0.00048694
Scenario 4: Reference ZEAS Phase In | PG&E | Com | FoodServ | Com - School | Electric Demand (MW) | Energy Efficiency | 0.034309 | 0.035465 | 0.036583 | 0.037599 | 0.038416 | 0.039339 | 0.043442 | 0.046583 | 0.047347 | 0.048099 | 0.048794 | 0.049529 | 0.050085
Scenario 4: Reference ZEAS Phase In | PG&E | Com | FoodServ | Com - School | Electric Demand (MW) | Fuel Substitution | -0.00016601 | -0.00018352 | -0.00020076 | -0.0002176 | -0.00023386 | -0.00024954 | -0.0002646 | -0.00027911 | -0.00029299 | -0.00030637 | -0.00031926 | -0.00033337 | -0.00035578
Scenario 4: Reference ZEAS Phase In | PG&E | Com | FoodServ | Com - School | Electric Energy (GWh/year) | Energy Efficiency | 0.16862 | 0.17479 | 0.18086 | 0.18651 | 0.19124 | 0.19652 | 0.21121 | 0.22307 | 0.22765 | 0.2321 | 0.23622 | 0.24044 | 0.24371
Scenario 4: Reference ZEAS Phase In | PG&E | Com | FoodServ | Com - School | Electric Energy (GWh/year) | Fuel Substitution | -0.0015918 | -0.0017155 | -0.0018374 | -0.0020272 | -0.002258 | -0.0025182 | -0.0027987 | -0.0031141 | -0.0034679 | -0.0038605 | -0.0042949 | -0.0047865 | -0.0055428
Scenario 4: Reference ZEAS Phase In | PG&E | Com | FoodServ | Com - School | Gas Energy (MMTherm/year) | Energy Efficiency | 0.034487 | 0.034506 | 0.034485 | 0.034336 | 0.03402 | 0.033829 | 0.033593 | 0.033437 | 0.033287 | 0.033182 | 0.033252 | 0.033441 | 0.033403
Scenario 4: Reference ZEAS Phase In | PG&E | Com | FoodServ | Com - School | Gas Energy (MMTherm/year) | Fuel Substitution | 0.0001661 | 0.00017882 | 0.00019128 | 0.0002105 | 0.00023376 | 0.0002599 | 0.00028804 | 0.00031963 | 0.00035504 | 0.00039431 | 0.00043775 | 0.00048723 | 0.00056596
Scenario 4: Reference ZEAS Phase In | PG&E | Com | HVAC | Com - College | Electric Demand (MW) | Energy Efficiency | 0.11379 | 0.10839 | 0.10022 | 0.095624 | 0.086451 | 0.080196 | 0.075235 | 0.071614 | 0.071451 | 0.071973 | 0.072006 | 0.070842 | 0.070773
Scenario 4: Reference ZEAS Phase In | PG&E | Com | HVAC | Com - College | Electric Energy (GWh/year) | Energy Efficiency | 0.30211 | 0.27247 | 0.23579 | 0.21038 | 0.17246 | 0.14698 | 0.12471 | 0.11037 | 0.10595 | 0.10629 | 0.10605 | 0.10437 | 0.10403
Scenario 4: Reference ZEAS Phase In | PG&E | Com | HVAC | Com - College | Electric Energy (GWh/year) | Fuel Substitution | -0.061907 | -0.064645 | -0.067471 | -0.069553 | 0 | 0 | 0 | 0 | 0 | 0 | 0 | 0 | 0
Scenario 4: Reference ZEAS Phase In | PG&E | Com | HVAC | Com - College | Gas Energy (MMTherm/year) | Energy Efficiency | 0.009313 | 0.0096761 | 0.0087576 | 0.015925 | 0.010035 | 0.010023 | 0.006786 | 0.0067905 | 0.0069499 | 0.0070289 | 0.0070527 | 0.0069428 | 0.006952
Scenario 4: Reference ZEAS Phase In | PG&E | Com | HVAC | Com - College | Gas Energy (MMTherm/year) | Fuel Substitution | 0.011941 | 0.013174 | 0.013803 | 0.014294 | 0 | 0 | 0 | 0 | 0 | 0 | 0 | 0 | 0
Scenario 4: Reference ZEAS Phase In | PG&E | Com | HVAC | Com - Grocery | Electric Demand (MW) | Energy Efficiency | 0.16474 | 0.17723 | 0.18865 | 0.19862 | 0.20673 | 0.21396 | 0.22008 | 0.22605 | 0.23033 | 0.2335 | 0.23576 | 0.23713 | 0.23807
Scenario 4: Reference ZEAS Phase In | PG&E | Com | HVAC | Com - Grocery | Electric Demand (MW) | Fuel Substitution | 0 | 0 | 0 | 0 | 0.0034933 | 0.0036315 | 0.0036854 | 0.0036911 | 0.0036626 | 0.0036174 | 0.0035585 | 0.0034912 | 0.0034187
Scenario 4: Reference ZEAS Phase In | PG&E | Com | HVAC | Com - Grocery | Electric Energy (GWh/year) | Energy Efficiency | 0.62835 | 0.67639 | 0.72038 | 0.75887 | 0.79018 | 0.86015 | 0.88445 | 0.90776 | 0.88234 | 0.89487 | 0.90379 | 0.90922 | 0.91297
Scenario 4: Reference ZEAS Phase In | PG&E | Com | HVAC | Com - Grocery | Electric Energy (GWh/year) | Fuel Substitution | -0.5353 | -0.56555 | -0.59044 | -0.60926 | 0.031639 | 0.032887 | 0.033354 | 0.033394 | 0.033107 | 0.032694 | 0.032162 | 0.031554 | 0.030901
Scenario 4: Reference ZEAS Phase In | PG&E | Com | HVAC | Com - Grocery | Gas Energy (MMTherm/year) | Energy Efficiency | 0.011571 | 0.012459 | 0.013288 | 0.014019 | 0.014621 | 0.022367 | 0.022901 | 0.023355 | 0.016444 | 0.016707 | 0.016905 | 0.017037 | 0.017154
Scenario 4: Reference ZEAS Phase In | PG&E | Com | HVAC | Com - Grocery | Gas Energy (MMTherm/year) | Fuel Substitution | 0.080919 | 0.085628 | 0.089549 | 0.09259 | 2.8256e-08 | 6.4678e-08 | 6.5665e-08 | 6.5764e-08 | 2.9728e-08 | 2.9391e-08 | 2.8949e-08 | 2.8448e-08 | 2.7905e-08
Scenario 4: Reference ZEAS Phase In | PG&E | Com | HVAC | Com - Health | Electric Demand (MW) | Energy Efficiency | 0.22075 | 0.23021 | 0.2379 | 0.23971 | 0.24072 | 0.24029 | 0.23897 | 0.23923 | 0.23933 | 0.23849 | 0.23673 | 0.23783 | 0.23915
Scenario 4: Reference ZEAS Phase In | PG&E | Com | HVAC | Com - Health | Electric Demand (MW) | Fuel Substitution | 0 | 0 | 0 | 0 | 0.0020844 | 0.0021863 | 0.002239 | 0.00226 | 0.00226 | 0.0022458 | 0.0022221 | 0.0021919 | 0.0021579
Scenario 4: Reference ZEAS Phase In | PG&E | Com | HVAC | Com - Health | Electric Energy (GWh/year) | Energy Efficiency | 1.2317 | 1.2716 | 1.2997 | 1.2951 | 1.2863 | 1.2721 | 1.2553 | 1.2458 | 1.2369 | 1.2244 | 1.2078 | 1.2073 | 1.2082
Scenario 4: Reference ZEAS Phase In | PG&E | Com | HVAC | Com - Health | Electric Energy (GWh/year) | Fuel Substitution | -0.12349 | -0.13077 | -0.13657 | -0.14076 | 0.014401 | 0.015104 | 0.015469 | 0.015613 | 0.015614 | 0.015515 | 0.015351 | 0.015143 | 0.014908
Scenario 4: Reference ZEAS Phase In | PG&E | Com | HVAC | Com - Health | Gas Energy (MMTherm/year) | Energy Efficiency | 0.047527 | 0.050619 | 0.054177 | 0.056513 | 0.058838 | 0.059654 | 0.058551 | 0.059706 | 0.06032 | 0.060275 | 0.059613 | 0.059162 | 0.058394
Scenario 4: Reference ZEAS Phase In | PG&E | Com | HVAC | Com - Health | Gas Energy (MMTherm/year) | Fuel Substitution | 0.028322 | 0.030133 | 0.03165 | 0.032849 | 0 | 0 | 0 | 0 | 0 | 0 | 0 | 0 | 0
Scenario 4: Reference ZEAS Phase In | PG&E | Com | HVAC | Com - Lodging | Electric Demand (MW) | Energy Efficiency | 0.11768 | 0.12565 | 0.13288 | 0.13907 | 0.14516 | 0.14998 | 0.1538 | 0.15774 | 0.15696 | 0.15839 | 0.1606 | 0.16237 | 0.16365
Scenario 4: Reference ZEAS Phase In | PG&E | Com | HVAC | Com - Lodging | Electric Demand (MW) | Fuel Substitution | 0 | 0 | 0 | 0 | 0.0022967 | 0.0023815 | 0.0024172 | 0.0024215 | 0.0012451 | 0.0012311 | 0.0012124 | 0.0011906 | 0.0022501
Scenario 4: Reference ZEAS Phase In | PG&E | Com | HVAC | Com - Lodging | Electric Energy (GWh/year) | Energy Efficiency | 0.63959 | 0.66935 | 0.69559 | 0.71755 | 0.73993 | 0.75699 | 0.77162 | 0.78633 | 0.6168 | 0.62167 | 0.62987 | 0.71933 | 0.78012
Scenario 4: Reference ZEAS Phase In | PG&E | Com | HVAC | Com - Lodging | Electric Energy (GWh/year) | Fuel Substitution | -0.15069 | -0.15922 | -0.16609 | -0.17115 | 0.00947 | 0.0098292 | 0.0099824 | 0.010003 | 0.0069719 | 0.0068934 | 0.0067889 | 0.0066659 | 0.0093031
Scenario 4: Reference ZEAS Phase In | PG&E | Com | HVAC | Com - Lodging | Gas Energy (MMTherm/year) | Energy Efficiency | 0.028119 | 0.030007 | 0.031712 | 0.033122 | 0.034406 | 0.035306 | 0.034458 | 0.034816 | 0.017675 | 0.018023 | 0.018246 | 0.027552 | 0.033329
Scenario 4: Reference ZEAS Phase In | PG&E | Com | HVAC | Com - Lodging | Gas Energy (MMTherm/year) | Fuel Substitution | 0.026229 | 0.027766 | 0.02903 | 0.029996 | 0 | 0 | 0 | 0 | 0 | 0 | 0 | 0 | 0
Scenario 4: Reference ZEAS Phase In | PG&E | Com | HVAC | Com - Office (Large) | Electric Demand (MW) | Energy Efficiency | 0.053088 | 0.055701 | 0.058134 | 0.059976 | 0.06157 | 0.06272 | 0.055012 | 0.055676 | 0.049112 | 0.045975 | 0.04605 | 0.046085 | 0.046019
Scenario 4: Reference ZEAS Phase In | PG&E | Com | HVAC | Com - Office (Large) | Electric Energy (GWh/year) | Energy Efficiency | 0.39706 | 0.41165 | 0.42648 | 0.43623 | 0.44555 | 0.45147 | 0.42782 | 0.42968 | 0.39803 | 0.29328 | 0.38102 | 0.37903 | 0.37686
Scenario 4: Reference ZEAS Phase In | PG&E | Com | HVAC | Com - Office (Large) | Electric Energy (GWh/year) | Fuel Substitution | -0.00016779 | 0.0016429 | 0.0016955 | 0.0017318 | 0 | 0 | 0 | 0 | 0 | 0 | 0 | 0 | 0
Scenario 4: Reference ZEAS Phase In | PG&E | Com | HVAC | Com - Office (Large) | Gas Energy (MMTherm/year) | Energy Efficiency | 0.03333 | 0.033915 | 0.034371 | 0.034414 | 0.034375 | 0.034119 | 0.0095705 | 0.009541 | 0.0094069 | 0.0059566 | 0.0092512 | 0.0091621 | 0.0090783
Scenario 4: Reference ZEAS Phase In | PG&E | Com | HVAC | Com - Office (Large) | Gas Energy (MMTherm/year) | Fuel Substitution | 2.1429e-05 | 0.00020769 | 0.00021374 | 0.00021762 | 0 | 0 | 0 | 0 | 0 | 0 | 0 | 0 | 0
Scenario 4: Reference ZEAS Phase In | PG&E | Com | HVAC | Com - Office (Small) | Electric Demand (MW) | Energy Efficiency | 0.058877 | 0.060841 | 0.062606 | 0.015289 | 0.51772 | 0.060239 | 0.059211 | 0.060515 | 0.05874 | 0.058412 | 0.058766 | 0.059061 | 0.059289
Scenario 4: Reference ZEAS Phase In | PG&E | Com | HVAC | Com - Office (Small) | Electric Energy (GWh/year) | Energy Efficiency | 0.11549 | 0.11995 | 0.12389 | 0.047994 | 0.81603 | 0.12122 | 0.11886 | 0.12335 | 0.11498 | 0.11286 | 0.11371 | 0.11438 | 0.11485
Scenario 4: Reference ZEAS Phase In | PG&E | Com | HVAC | Com - Office (Small) | Electric Energy (GWh/year) | Fuel Substitution | -0.025094 | -0.026389 | -0.049234 | -0.040597 | 0 | 0 | 0 | 0 | 0 | 0 | 0 | 0 | 0
Scenario 4: Reference ZEAS Phase In | PG&E | Com | HVAC | Com - Office (Small) | Gas Energy (MMTherm/year) | Energy Efficiency | 0.015663 | 0.016095 | 0.016422 | 0.0068948 | 0.096217 | 0.015216 | 0.0046023 | 0.004658 | 0.0046903 | 0.0047251 | 0.00476 | 0.0047928 | 0.0048261
Scenario 4: Reference ZEAS Phase In | PG&E | Com | HVAC | Com - Office (Small) | Gas Energy (MMTherm/year) | Fuel Substitution | 0.0047002 | 0.004963 | 0.0078468 | 0.0065022 | 0 | 0 | 0 | 0 | 0 | 0 | 0 | 0 | 0
Scenario 4: Reference ZEAS Phase In | PG&E | Com | HVAC | Com - Other | Electric Demand (MW) | Energy Efficiency | 1.4957 | 1.054 | 0.82132 | 0.85169 | 0.87227 | 0.90035 | 0.92772 | 0.94672 | 0.93402 | 0.94701 | 0.95957 | 0.96824 | 0.97775
Scenario 4: Reference ZEAS Phase In | PG&E | Com | HVAC | Com - Other | Electric Energy (GWh/year) | Energy Efficiency | 2.2456 | 1.7225 | 1.4637 | 1.5218 | 1.5634 | 1.6118 | 1.656 | 1.6853 | 1.4755 | 1.5055 | 1.5292 | 1.5436 | 1.5584
Scenario 4: Reference ZEAS Phase In | PG&E | Com | HVAC | Com - Other | Electric Energy (GWh/year) | Fuel Substitution | -0.90641 | -0.95865 | -1.0007 | -1.0318 | 0 | 0 | 0 | 0 | 0 | 0 | 0 | 0 | 0
Scenario 4: Reference ZEAS Phase In | PG&E | Com | HVAC | Com - Other | Gas Energy (MMTherm/year) | Energy Efficiency | 0.21133 | 0.1513 | 0.12079 | 0.12476 | 0.12729 | 0.13073 | 0.13393 | 0.13583 | 0.11429 | 0.11551 | 0.11683 | 0.11785 | 0.11904
Scenario 4: Reference ZEAS Phase In | PG&E | Com | HVAC | Com - Other | Gas Energy (MMTherm/year) | Fuel Substitution | 0.16145 | 0.1711 | 0.17904 | 0.18515 | 0 | 0 | 0 | 0 | 0 | 0 | 0 | 0 | 0
Scenario 4: Reference ZEAS Phase In | PG&E | Com | HVAC | Com - Restaurant | Electric Demand (MW) | Energy Efficiency | 0.027903 | 0.028427 | 0.029191 | 0.029758 | 0.030178 | 0.030456 | 0.030895 | 0.03118 | 0.031351 | 0.031593 | 0.03178 | 0.0013045 | 0.33803
Scenario 4: Reference ZEAS Phase In | PG&E | Com | HVAC | Com - Restaurant | Electric Demand (MW) | Fuel Substitution | 0 | 0 | 0 | 0 | 0 | 1.9543e-06 | 1.9805e-06 | 1.982e-06 | 1.9681e-06 | 1.9438e-06 | 1.9126e-06 | 1.689e-06 | 1.6546e-06
Scenario 4: Reference ZEAS Phase In | PG&E | Com | HVAC | Com - Restaurant | Electric Energy (GWh/year) | Energy Efficiency | 0.04039 | 0.041372 | 0.042771 | 0.044008 | 0.044931 | 0.04563 | 0.046528 | 0.047178 | 0.047633 | 0.048158 | 0.048464 | 0.0037781 | 0.49982
Scenario 4: Reference ZEAS Phase In | PG&E | Com | HVAC | Com - Restaurant | Electric Energy (GWh/year) | Fuel Substitution | -0.03478 | -0.036639 | -0.038067 | -0.039038 | 0 | 1.5965e-05 | 1.6178e-05 | 1.6191e-05 | 1.6077e-05 | 1.5879e-05 | 1.5624e-05 | 1.3798e-05 | 1.3516e-05
Scenario 4: Reference ZEAS Phase In | PG&E | Com | HVAC | Com - Restaurant | Gas Energy (MMTherm/year) | Energy Efficiency | 0.072435 | 0.077137 | 0.081198 | 0.084303 | 0.086375 | 0.087489 | 0.087946 | 0.08765 | 0.086795 | 0.085594 | 0.084081 | 0.053731 | 0.28492
Scenario 4: Reference ZEAS Phase In | PG&E | Com | HVAC | Com - Restaurant | Gas Energy (MMTherm/year) | Fuel Substitution | 0.0079843 | 0.0084499 | 0.0088296 | 0.0091186 | 0 | 0 | 0 | 0 | 0 | 0 | 0 | 0 | 0
Scenario 4: Reference ZEAS Phase In | PG&E | Com | HVAC | Com - Retail | Electric Demand (MW) | Energy Efficiency | 0.35084 | 0.37436 | 0.39369 | 0.25695 | 1.5769 | 0.41725 | 0.44373 | 0.45463 | 0.4182 | 0.41517 | 0.42202 | 0.42753 | 0.43249
Scenario 4: Reference ZEAS Phase In | PG&E | Com | HVAC | Com - Retail | Electric Demand (MW) | Fuel Substitution | 0 | 0 | 0 | 0 | 0.0064479 | 0.0067437 | 0.0068868 | 0.0069301 | 0 | 0 | 0 | 0 | 0
Scenario 4: Reference ZEAS Phase In | PG&E | Com | HVAC | Com - Retail | Electric Energy (GWh/year) | Energy Efficiency | 0.82625 | 0.88053 | 0.85812 | 0.66931 | 3.0784 | 0.98571 | 1.0371 | 1.0629 | 0.91371 | 0.89459 | 0.90939 | 0.92114 | 0.93134
Scenario 4: Reference ZEAS Phase In | PG&E | Com | HVAC | Com - Retail | Electric Energy (GWh/year) | Fuel Substitution | -0.095785 | -0.10086 | -0.10472 | -0.096877 | 0.020014 | 0.020947 | 0.0214 | 0.021539 | 0 | 0 | 0 | 0 | 0
Scenario 4: Reference ZEAS Phase In | PG&E | Com | HVAC | Com - Retail | Gas Energy (MMTherm/year) | Energy Efficiency | 0.022647 | 0.024071 | 0.025423 | 0.015138 | 0.11142 | 0.026237 | 0.023979 | 0.024613 | 0.025079 | 0.025529 | 0.025976 | 0.02634 | 0.026677
Scenario 4: Reference ZEAS Phase In | PG&E | Com | HVAC | Com - Retail | Gas Energy (MMTherm/year) | Fuel Substitution | 0.023645 | 0.025025 | 0.02615 | 0.024413 | 0 | 0 | 0 | 0 | 0 | 0 | 0 | 0 | 0
Scenario 4: Reference ZEAS Phase In | PG&E | Com | HVAC | Com - School | Electric Demand (MW) | Energy Efficiency | 0.056827 | 0.064666 | 0.067285 | 0.073536 | 0.077373 | 0.079003 | 0.076515 | 0.077491 | 0.057516 | 0.048296 | 0.048454 | 0.065219 | 0.072843
Scenario 4: Reference ZEAS Phase In | PG&E | Com | HVAC | Com - School | Electric Energy (GWh/year) | Energy Efficiency | 0.34331 | 0.37415 | 0.38332 | 0.4256 | 0.451 | 0.45861 | 0.45112 | 0.45541 | 0.38097 | 0.3455 | 0.34638 | 0.38522 | 0.4025
Scenario 4: Reference ZEAS Phase In | PG&E | Com | HVAC | Com - School | Electric Energy (GWh/year) | Fuel Substitution | -0.11692 | -0.12144 | -0.12446 | -0.12578 | 0 | 0 | 0 | 0 | 0 | 0 | 0 | 0 | 0
Scenario 4: Reference ZEAS Phase In | PG&E | Com | HVAC | Com - School | Gas Energy (MMTherm/year) | Energy Efficiency | 0.042152 | 0.044029 | 0.045025 | 0.046881 | 0.047645 | 0.047857 | 0.037764 | 0.037905 | 0.034669 | 0.033128 | 0.033111 | 0.035127 | 0.035967
Scenario 4: Reference ZEAS Phase In | PG&E | Com | HVAC | Com - School | Gas Energy (MMTherm/year) | Fuel Substitution | 0.019211 | 0.019989 | 0.020529 | 0.021518 | 0 | 0 | 0 | 0 | 0 | 0 | 0 | 0 | 0
Scenario 4: Reference ZEAS Phase In | PG&E | Com | HVAC | Com - Warehouse | Electric Demand (MW) | Energy Efficiency | 0.022933 | 0.024817 | 0.026568 | 0.028163 | 0.029565 | 0.030894 | 0.031901 | 0.032781 | 0.021811 | 0.018537 | 0.018797 | 0.019003 | 0.019169
Scenario 4: Reference ZEAS Phase In | PG&E | Com | HVAC | Com - Warehouse | Electric Energy (GWh/year) | Energy Efficiency | 0.089824 | 0.097176 | 0.10405 | 0.11034 | 0.11587 | 0.12121 | 0.12516 | 0.12866 | 0.08732 | 0.066865 | 0.06777 | 0.068482 | 0.069053
Scenario 4: Reference ZEAS Phase In | PG&E | Com | HVAC | Com - Warehouse | Electric Energy (GWh/year) | Fuel Substitution | -0.080876 | -0.085913 | -0.090076 | -0.093288 | 0 | 0 | 0 | 0 | 0 | 0 | 0 | 0 | 0
Scenario 4: Reference ZEAS Phase In | PG&E | Com | HVAC | Com - Warehouse | Gas Energy (MMTherm/year) | Energy Efficiency | 0.0024247 | 0.0026217 | 0.0028048 | 0.0029713 | 0.0031167 | 0.0032589 | 0.0033613 | 0.0034517 | 0.0026087 | 0.0020382 | 0.0020677 | 0.0020915 | 0.0021111
Scenario 4: Reference ZEAS Phase In | PG&E | Com | HVAC | Com - Warehouse | Gas Energy (MMTherm/year) | Fuel Substitution | 0.012814 | 0.013631 | 0.014316 | 0.014856 | 0 | 0 | 0 | 0 | 0 | 0 | 0 | 0 | 0
Scenario 4: Reference ZEAS Phase In | PG&E | Com | Lighting | Com - College | Electric Demand (MW) | Energy Efficiency | 0 | 0 | 0 | 0 | 0 | 0 | 0 | 0 | 0 | 0 | 0 | 0 | 0
Scenario 4: Reference ZEAS Phase In | PG&E | Com | Lighting | Com - College | Electric Energy (GWh/year) | Energy Efficiency | 0 | 0 | 0 | 0 | 0 | 0 | 0 | 0 | 0 | 0 | 0 | 0 | 0
Scenario 4: Reference ZEAS Phase In | PG&E | Com | Lighting | Com - College | Gas Energy (MMTherm/year) | Energy Efficiency | 0 | 0 | 0 | 0 | 0 | 0 | 0 | 0 | 0 | 0 | 0 | 0 | 0
Scenario 4: Reference ZEAS Phase In | PG&E | Com | Lighting | Com - Grocery | Electric Demand (MW) | Energy Efficiency | 0.014623 | 0.014999 | 0.015321 | 0.01557 | 0.015718 | 0.015875 | 0.015984 | 0.016079 | 0.016125 | 0.016176 | 0.01623 | 0.016276 | 0.016333
Scenario 4: Reference ZEAS Phase In | PG&E | Com | Lighting | Com - Grocery | Electric Energy (GWh/year) | Energy Efficiency | 0.083617 | 0.085768 | 0.087607 | 0.089028 | 0.089875 | 0.09077 | 0.091393 | 0.091933 | 0.092197 | 0.092484 | 0.092792 | 0.093055 | 0.093381
Scenario 4: Reference ZEAS Phase In | PG&E | Com | Lighting | Com - Grocery | Gas Energy (MMTherm/year) | Energy Efficiency | -0.0011543 | -0.0011839 | -0.0012093 | -0.0012289 | -0.0012405 | -0.0012528 | -0.0012614 | -0.0012688 | -0.0012724 | -0.0012763 | -0.0012805 | -0.0012841 | -0.0012886
Scenario 4: Reference ZEAS Phase In | PG&E | Com | Lighting | Com - Health | Electric Demand (MW) | Energy Efficiency | 0.03477 | 0.035693 | 0.036919 | 0.037319 | 0.037835 | 0.038235 | 0.038506 | 0.038704 | 0.038762 | 0.038625 | 0.03831 | 0.038434 | 0.038573
Scenario 4: Reference ZEAS Phase In | PG&E | Com | Lighting | Com - Health | Electric Energy (GWh/year) | Energy Efficiency | 0.20731 | 0.21281 | 0.22011 | 0.22248 | 0.22555 | 0.22793 | 0.22953 | 0.23069 | 0.23102 | 0.2302 | 0.22831 | 0.22904 | 0.22986
Scenario 4: Reference ZEAS Phase In | PG&E | Com | Lighting | Com - Health | Gas Energy (MMTherm/year) | Energy Efficiency | -0.0025147 | -0.0025814 | -0.00267 | -0.0026988 | -0.0027361 | -0.002765 | -0.0027845 | -0.0027988 | -0.0028028 | -0.0027929 | -0.00277 | -0.002779 | -0.0027889
Scenario 4: Reference ZEAS Phase In | PG&E | Com | Lighting | Com - Lodging | Electric Demand (MW) | Energy Efficiency | 0 | 0 | 0 | 0 | 0 | 0 | 0 | 0 | 0 | 0 | 0 | 0 | 0
Scenario 4: Reference ZEAS Phase In | PG&E | Com | Lighting | Com - Lodging | Electric Energy (GWh/year) | Energy Efficiency | 0 | 0 | 0 | 0 | 0 | 0 | 0 | 0 | 0 | 0 | 0 | 0 | 0
Scenario 4: Reference ZEAS Phase In | PG&E | Com | Lighting | Com - Lodging | Gas Energy (MMTherm/year) | Energy Efficiency | 0 | 0 | 0 | 0 | 0 | 0 | 0 | 0 | 0 | 0 | 0 | 0 | 0
Scenario 4: Reference ZEAS Phase In | PG&E | Com | Lighting | Com - Office (Large) | Electric Demand (MW) | Energy Efficiency | 0.029447 | 0.030873 | 0.032232 | 0.033273 | 0.034243 | 0.034991 | 0.035698 | 0.036328 | 0.036911 | 0.037531 | 0.03801 | 0.038419 | 0.038778
Scenario 4: Reference ZEAS Phase In | PG&E | Com | Lighting | Com - Office (Large) | Electric Energy (GWh/year) | Energy Efficiency | 0.21104 | 0.22126 | 0.231 | 0.23846 | 0.2454 | 0.25077 | 0.25583 | 0.26035 | 0.26453 | 0.26898 | 0.27241 | 0.27534 | 0.27791
Scenario 4: Reference ZEAS Phase In | PG&E | Com | Lighting | Com - Office (Large) | Gas Energy (MMTherm/year) | Energy Efficiency | -0.0009843 | -0.001032 | -0.0010774 | -0.0011122 | -0.0011446 | -0.0011696 | -0.0011932 | -0.0012143 | -0.0012338 | -0.0012545 | -0.0012705 | -0.0012842 | -0.0012962
Scenario 4: Reference ZEAS Phase In | PG&E | Com | Lighting | Com - Office (Small) | Electric Demand (MW) | Energy Efficiency | 0 | 0 | 0 | 0 | 0 | 0 | 0 | 0 | 0 | 0 | 0 | 0 | 0
Scenario 4: Reference ZEAS Phase In | PG&E | Com | Lighting | Com - Office (Small) | Electric Energy (GWh/year) | Energy Efficiency | 0 | 0 | 0 | 0 | 0 | 0 | 0 | 0 | 0 | 0 | 0 | 0 | 0
Scenario 4: Reference ZEAS Phase In | PG&E | Com | Lighting | Com - Office (Small) | Gas Energy (MMTherm/year) | Energy Efficiency | 0 | 0 | 0 | 0 | 0 | 0 | 0 | 0 | 0 | 0 | 0 | 0 | 0
Scenario 4: Reference ZEAS Phase In | PG&E | Com | Lighting | Com - Other | Electric Demand (MW) | Energy Efficiency | 0 | 0 | 0 | 0 | 0 | 0 | 0 | 0 | 0 | 0 | 0 | 0 | 0
Scenario 4: Reference ZEAS Phase In | PG&E | Com | Lighting | Com - Other | Electric Energy (GWh/year) | Energy Efficiency | 0 | 0 | 0 | 0 | 0 | 0 | 0 | 0 | 0 | 0 | 0 | 0 | 0
Scenario 4: Reference ZEAS Phase In | PG&E | Com | Lighting | Com - Other | Gas Energy (MMTherm/year) | Energy Efficiency | 0 | 0 | 0 | 0 | 0 | 0 | 0 | 0 | 0 | 0 | 0 | 0 | 0
Scenario 4: Reference ZEAS Phase In | PG&E | Com | Lighting | Com - Refrig. Warehouse | Electric Demand (MW) | Energy Efficiency | 0.00020335 | 0.00020868 | 0.00021301 | 0.00021655 | 0.00021947 | 0.00022197 | 0.00022372 | 0.00022539 | 0.00022635 | 0.00022736 | 0.0002281 | 0.00022887 | 0.0002297
Scenario 4: Reference ZEAS Phase In | PG&E | Com | Lighting | Com - Refrig. Warehouse | Electric Energy (GWh/year) | Energy Efficiency | 0.0018684 | 0.0019175 | 0.0019573 | 0.0019899 | 0.0020168 | 0.0020398 | 0.002056 | 0.0020714 | 0.0020803 | 0.0020896 | 0.0020965 | 0.0021037 | 0.0021113
Scenario 4: Reference ZEAS Phase In | PG&E | Com | Lighting | Com - Restaurant | Electric Demand (MW) | Energy Efficiency | 0.0034858 | 0.0036506 | 0.0038004 | 0.003924 | 0.0040245 | 0.0080679 | 0.0089686 | 0.0089762 | 0.0089722 | 0.0054897 | 0.0046874 | 0.0032352 | 0.016614
Scenario 4: Reference ZEAS Phase In | PG&E | Com | Lighting | Com - Restaurant | Electric Energy (GWh/year) | Energy Efficiency | 0.020906 | 0.021894 | 0.022793 | 0.023534 | 0.024136 | 0.048363 | 0.05376 | 0.053806 | 0.053783 | 0.032919 | 0.028112 | 0.019403 | 0.099643
Scenario 4: Reference ZEAS Phase In | PG&E | Com | Lighting | Com - Restaurant | Gas Energy (MMTherm/year) | Energy Efficiency | -0.00022656 | -0.00023726 | -0.00024701 | -0.00025504 | -0.00026157 | -0.00052426 | -0.00058278 | -0.00058327 | -0.00058302 | -0.00035678 | -0.00030465 | -0.00021027 | -0.0010798
Scenario 4: Reference ZEAS Phase In | PG&E | Com | Lighting | Com - Retail | Electric Demand (MW) | Energy Efficiency | 0.071097 | 0.072885 | 0.074407 | 0.053773 | 0.21445 | 0.073795 | 0.07526 | 0.075809 | 0.076129 | 0.076448 | 0.076782 | 0.07707 | 0.077399
Scenario 4: Reference ZEAS Phase In | PG&E | Com | Lighting | Com - Retail | Electric Energy (GWh/year) | Energy Efficiency | 0.42331 | 0.43395 | 0.44302 | 0.32016 | 1.2769 | 0.43939 | 0.44812 | 0.45139 | 0.4533 | 0.45521 | 0.4572 | 0.45892 | 0.46088
Scenario 4: Reference ZEAS Phase In | PG&E | Com | Lighting | Com - Retail | Gas Energy (MMTherm/year) | Energy Efficiency | -0.0026038 | -0.0026693 | -0.0027252 | -0.0019694 | -0.0078556 | -0.002703 | -0.0027567 | -0.0027769 | -0.0027887 | -0.0028005 | -0.0028127 | -0.0028233 | -0.0028355
Scenario 4: Reference ZEAS Phase In | PG&E | Com | Lighting | Com - School | Electric Demand (MW) | Energy Efficiency | 0 | 0 | 0 | 0 | 0 | 0 | 0 | 0 | 0 | 0 | 0 | 0 | 0
Scenario 4: Reference ZEAS Phase In | PG&E | Com | Lighting | Com - School | Electric Energy (GWh/year) | Energy Efficiency | 0 | 0 | 0 | 0 | 0 | 0 | 0 | 0 | 0 | 0 | 0 | 0 | 0
Scenario 4: Reference ZEAS Phase In | PG&E | Com | Lighting | Com - School | Gas Energy (MMTherm/year) | Energy Efficiency | 0 | 0 | 0 | 0 | 0 | 0 | 0 | 0 | 0 | 0 | 0 | 0 | 0
Scenario 4: Reference ZEAS Phase In | PG&E | Com | Lighting | Com - Warehouse | Electric Demand (MW) | Energy Efficiency | 0.00044007 | 0.00046506 | 0.00048804 | 0.00050893 | 0.00052717 | 0.0005446 | 0.00056573 | 0.00058645 | 0.00018426 | 0 | 0 | 0 | 0
Scenario 4: Reference ZEAS Phase In | PG&E | Com | Lighting | Com - Warehouse | Electric Energy (GWh/year) | Energy Efficiency | 0.0035238 | 0.0037239 | 0.0039079 | 0.0040752 | 0.0042213 | 0.0043608 | 0.00453 | 0.0046959 | 0.0014754 | 0 | 0 | 0 | 0
Scenario 4: Reference ZEAS Phase In | PG&E | Com | Lighting | Com - Warehouse | Gas Energy (MMTherm/year) | Energy Efficiency | -2.4801e-05 | -2.6209e-05 | -2.7504e-05 | -2.8682e-05 | -2.971e-05 | -3.0692e-05 | -3.1882e-05 | -3.305e-05 | -1.0384e-05 | 0 | 0 | 0 | 0
Scenario 4: Reference ZEAS Phase In | PG&E | Com | WaterHeat | Com - College | Electric Demand (MW) | Energy Efficiency | -7.9338e-06 | -1.2581e-05 | 2.532e-05 | 8.2801e-05 | 3.8779e-05 | 4.2741e-05 | 2.7053e-05 | 3.3874e-05 | 4.2543e-05 | 5.3364e-05 | 6.6862e-05 | 8.356e-05 | 0.00010462
Scenario 4: Reference ZEAS Phase In | PG&E | Com | WaterHeat | Com - College | Electric Demand (MW) | Fuel Substitution | 0 | 0 | 0.036256 | 0.09242 | 0.17261 | 0.20902 | 0.2548 | 0.32248 | 0.39467 | 0.47922 | 0.56371 | 0.6485 | 0.73542
Scenario 4: Reference ZEAS Phase In | PG&E | Com | WaterHeat | Com - College | Electric Energy (GWh/year) | Energy Efficiency | -7.5274e-05 | -0.0001192 | 0.00022258 | 0.00075049 | 0.00034037 | 0.00037248 | 0.00022194 | 0.0002779 | 0.00034902 | 0.00043779 | 0.00054852 | 0.0006855 | 0.00085825
Scenario 4: Reference ZEAS Phase In | PG&E | Com | WaterHeat | Com - College | Electric Energy (GWh/year) | Fuel Substitution | -0.61811 | -0.75823 | -0.60355 | 0.11545 | 1.2398 | 1.5002 | 2.1858 | 2.7663 | 3.3854 | 4.1105 | 4.8348 | 5.5616 | 6.3067
Scenario 4: Reference ZEAS Phase In | PG&E | Com | WaterHeat | Com - College | Gas Energy (MMTherm/year) | Energy Efficiency | 0.040605 | 0.067096 | 0.054702 | 0.090144 | 0.085382 | 0.10141 | 0.10939 | 0.1246 | 0.13573 | 0.14134 | 0.1392 | 0.12897 | 0.11204
Scenario 4: Reference ZEAS Phase In | PG&E | Com | WaterHeat | Com - College | Gas Energy (MMTherm/year) | Fuel Substitution | 0.06954 | 0.085282 | 0.10293 | 0.07833 | 0.032464 | 0.039444 | 0 | 0 | 0 | 0 | 0 | 0 | 0
Scenario 4: Reference ZEAS Phase In | PG&E | Com | WaterHeat | Com - Grocery | Electric Demand (MW) | Energy Efficiency | 3.8444e-05 | 4.6513e-05 | 5.666e-05 | 6.9367e-05 | 8.5162e-05 | 0.0001052 | 0.00012334 | 0.00015493 | 0.00019433 | 0.00024381 | 0.00030596 | 0.00038386 | 0.00048177
Scenario 4: Reference ZEAS Phase In | PG&E | Com | WaterHeat | Com - Grocery | Electric Energy (GWh/year) | Energy Efficiency | 0.00020296 | 0.00024559 | 0.00029919 | 0.00036631 | 0.00044975 | 0.00055559 | 0.00065156 | 0.00081843 | 0.0010266 | 0.0012879 | 0.0016162 | 0.0020277 | 0.0025449
Scenario 4: Reference ZEAS Phase In | PG&E | Com | WaterHeat | Com - Grocery | Electric Energy (GWh/year) | Fuel Substitution | -0.023314 | -0.028242 | -0.034231 | -0.041478 | -0.050149 | -0.060639 | 0 | 0 | 0 | 0 | 0 | 0 | 0
Scenario 4: Reference ZEAS Phase In | PG&E | Com | WaterHeat | Com - Grocery | Gas Energy (MMTherm/year) | Energy Efficiency | 0.025742 | 0.030738 | 0.036519 | 0.043108 | 0.050449 | 0.058423 | 0.065085 | 0.073277 | 0.080703 | 0.086678 | 0.090362 | 0.091073 | 0.088443
Scenario 4: Reference ZEAS Phase In | PG&E | Com | WaterHeat | Com - Grocery | Gas Energy (MMTherm/year) | Fuel Substitution | 0.0031283 | 0.0037895 | 0.0045931 | 0.0055656 | 0.0067291 | 0.0081367 | 0 | 0 | 0 | 0 | 0 | 0 | 0
Scenario 4: Reference ZEAS Phase In | PG&E | Com | WaterHeat | Com - Health | Electric Demand (MW) | Energy Efficiency | 1.8713e-05 | 1.254e-05 | 0.00015556 | 0.00017395 | 0.00019838 | 0.00020008 | 0.00019153 | 0.00024111 | 0.00030287 | 0.0003794 | 0.00047402 | 0.00059548 | 0.00074797
Scenario 4: Reference ZEAS Phase In | PG&E | Com | WaterHeat | Com - Health | Electric Demand (MW) | Fuel Substitution | 0 | 0 | 0.094458 | 0.24247 | 0.45582 | 0.55515 | 0.67737 | 0.8648 | 1.0635 | 1.2954 | 1.5307 | 1.768 | 2.0123
Scenario 4: Reference ZEAS Phase In | PG&E | Com | WaterHeat | Com - Health | Electric Energy (GWh/year) | Energy Efficiency | 0.00012261 | 6.9902e-05 | 0.001274 | 0.0014283 | 0.0016328 | 0.0016571 | 0.0016018 | 0.0020164 | 0.0025329 | 0.0031729 | 0.0039642 | 0.0049799 | 0.0062553
Scenario 4: Reference ZEAS Phase In | PG&E | Com | WaterHeat | Com - Health | Electric Energy (GWh/year) | Fuel Substitution | -1.6097 | -1.9872 | -1.622 | 0.21954 | 3.1391 | 3.822 | 5.912 | 7.5478 | 9.2813 | 11.3052 | 13.3571 | 15.4272 | 17.5584
Scenario 4: Reference ZEAS Phase In | PG&E | Com | WaterHeat | Com - Health | Gas Energy (MMTherm/year) | Energy Efficiency | 0.089458 | 0.10406 | 0.11151 | 0.12922 | 0.14024 | 0.15388 | 0.15469 | 0.16812 | 0.17484 | 0.17284 | 0.16173 | 0.14292 | 0.11932
Scenario 4: Reference ZEAS Phase In | PG&E | Com | WaterHeat | Com - Health | Gas Energy (MMTherm/year) | Fuel Substitution | 0.18614 | 0.22959 | 0.28255 | 0.22616 | 0.11519 | 0.14039 | 0 | 0 | 0 | 0 | 0 | 0 | 0
Scenario 4: Reference ZEAS Phase In | PG&E | Com | WaterHeat | Com - Lodging | Electric Demand (MW) | Energy Efficiency | 0.0075287 | 0.007584 | 0.007537 | 0.0071015 | 0.0064548 | 0.0056451 | 0.00421 | 0.0032905 | 5.6581e-05 | 7.1406e-05 | 9.0231e-05 | 0.00011373 | 0.00014332
Scenario 4: Reference ZEAS Phase In | PG&E | Com | WaterHeat | Com - Lodging | Electric Demand (MW) | Fuel Substitution | 0 | 0 | 0.091845 | 0.23445 | 0.43878 | 0.53261 | 0.65487 | 0.83442 | 1.0279 | 1.2578 | 1.4857 | 1.7143 | 1.9483
Scenario 4: Reference ZEAS Phase In | PG&E | Com | WaterHeat | Com - Lodging | Electric Energy (GWh/year) | Energy Efficiency | 0.026493 | 0.026628 | 0.027186 | 0.025828 | 0.023811 | 0.021257 | 0.014155 | 0.011277 | 0.00046081 | 0.00058155 | 0.00073473 | 0.00092614 | 0.0011671
Scenario 4: Reference ZEAS Phase In | PG&E | Com | WaterHeat | Com - Lodging | Electric Energy (GWh/year) | Fuel Substitution | -1.6376 | -2.0118 | -1.6771 | 0.064497 | 2.8111 | 3.4065 | 5.5671 | 7.0933 | 8.7378 | 10.6917 | 12.6281 | 14.5702 | 16.5573
Scenario 4: Reference ZEAS Phase In | PG&E | Com | WaterHeat | Com - Lodging | Gas Energy (MMTherm/year) | Energy Efficiency | 0.28716 | 0.30537 | 0.31433 | 0.33086 | 0.34707 | 0.35865 | 0.17415 | 0.1745 | 0.1276 | 0.11594 | 0.00028433 | 0.084565 | 0.064548
Scenario 4: Reference ZEAS Phase In | PG&E | Com | WaterHeat | Com - Lodging | Gas Energy (MMTherm/year) | Fuel Substitution | 0.1859 | 0.22828 | 0.27893 | 0.22636 | 0.12345 | 0.15057 | 0 | 0 | 0 | 0 | 0 | 0 | 0
Scenario 4: Reference ZEAS Phase In | PG&E | Com | WaterHeat | Com - Office (Large) | Electric Demand (MW) | Energy Efficiency | 3.1959e-05 | 3.2437e-05 | 5.1896e-05 | 5.6168e-05 | 6.1776e-05 | 6.8873e-05 | 4.6156e-05 | 5.8208e-05 | 7.3219e-05 | 9.2266e-05 | 0.00011615 | 0.00014618 | 0.00018396
Scenario 4: Reference ZEAS Phase In | PG&E | Com | WaterHeat | Com - Office (Large) | Electric Demand (MW) | Fuel Substitution | 0 | 0 | 0.011074 | 0.02788 | 0.051528 | 0.061856 | 0.07673 | 0.0969 | 0.12054 | 0.14672 | 0.17219 | 0.19735 | 0.22268
Scenario 4: Reference ZEAS Phase In | PG&E | Com | WaterHeat | Com - Office (Large) | Electric Energy (GWh/year) | Energy Efficiency | 0.00061691 | 0.00062159 | 0.0010023 | 0.0010796 | 0.0011813 | 0.0013101 | 0.00084337 | 0.0010636 | 0.0013379 | 0.0016859 | 0.0021222 | 0.002671 | 0.0033614
Scenario 4: Reference ZEAS Phase In | PG&E | Com | WaterHeat | Com - Office (Large) | Electric Energy (GWh/year) | Fuel Substitution | -0.35669 | -0.43653 | -0.32914 | 0.1701 | 0.92859 | 1.1138 | 1.4659 | 1.8511 | 2.3027 | 2.8026 | 3.2888 | 3.7692 | 4.2526
Scenario 4: Reference ZEAS Phase In | PG&E | Com | WaterHeat | Com - Office (Large) | Gas Energy (MMTherm/year) | Energy Efficiency | 0.28872 | 0.30414 | 0.29906 | 0.27636 | 0.23473 | 0.18073 | 0.095333 | 0.04461 | 0.0048892 | 0 | 0 | 0 | 0
Scenario 4: Reference ZEAS Phase In | PG&E | Com | WaterHeat | Com - Office (Large) | Gas Energy (MMTherm/year) | Fuel Substitution | 0.03945 | 0.048275 | 0.059786 | 0.040672 | 0.0076516 | 0.0092978 | 0 | 0 | 0 | 0 | 0 | 0 | 0
Scenario 4: Reference ZEAS Phase In | PG&E | Com | WaterHeat | Com - Office (Small) | Electric Demand (MW) | Energy Efficiency | -1.5026e-07 | -1.3729e-07 | 6.2632e-07 | 5.4008e-07 | 2.6817e-06 | 1.2208e-06 | 1.5865e-06 | 2.0372e-06 | 2.5947e-06 | 3.2896e-06 | 4.1578e-06 | 5.2442e-06 | 6.6057e-06
Scenario 4: Reference ZEAS Phase In | PG&E | Com | WaterHeat | Com - Office (Small) | Electric Demand (MW) | Fuel Substitution | 0 | 0 | 0.00047196 | 0.0010054 | 0.0019055 | 0.0023264 | 0.0030838 | 0.0039765 | 0.005038 | 0.0061451 | 0.0072308 | 0.0083162 | 0.0094236
Scenario 4: Reference ZEAS Phase In | PG&E | Com | WaterHeat | Com - Office (Small) | Electric Energy (GWh/year) | Energy Efficiency | -2.14e-05 | -2.0816e-05 | 6.8392e-05 | 5.8975e-05 | 0.00029283 | 0.00013331 | 0.00017324 | 0.00022245 | 0.00028333 | 0.00035921 | 0.00045401 | 0.00057263 | 0.00072131
Scenario 4: Reference ZEAS Phase In | PG&E | Com | WaterHeat | Com - Office (Small) | Electric Energy (GWh/year) | Fuel Substitution | -0.095014 | -0.1165 | -0.087533 | 0.034699 | 0.20225 | 0.24726 | 0.35204 | 0.45393 | 0.57509 | 0.70141 | 0.82525 | 0.94905 | 1.0753
Scenario 4: Reference ZEAS Phase In | PG&E | Com | WaterHeat | Com - Office (Small) | Gas Energy (MMTherm/year) | Energy Efficiency | 0.064923 | 0.081235 | 0 | 0.083901 | 0.10026 | 0.11604 | 0.12909 | 0.1368 | 0.13682 | 0.12812 | 0.11159 | 0.089979 | 0.066883
Scenario 4: Reference ZEAS Phase In | PG&E | Com | WaterHeat | Com - Office (Small) | Gas Energy (MMTherm/year) | Fuel Substitution | 0.010435 | 0.012793 | 0.015531 | 0.0089124 | 0.002061 | 0.0024696 | 0 | 0 | 0 | 0 | 0 | 0 | 0
Scenario 4: Reference ZEAS Phase In | PG&E | Com | WaterHeat | Com - Other | Electric Demand (MW) | Energy Efficiency | -0.00014427 | -0.00015132 | 0.00052493 | 0.00064156 | 0.00078652 | 0.00097691 | 0.0011462 | 0.0014332 | 0.0017843 | 0.0022321 | 0.0027924 | 0.0034923 | 0.0043685
Scenario 4: Reference ZEAS Phase In | PG&E | Com | WaterHeat | Com - Other | Electric Demand (MW) | Fuel Substitution | 0 | 0 | 0.43464 | 1.1057 | 2.0619 | 2.4934 | 3.0267 | 3.8267 | 4.6752 | 5.6645 | 6.6525 | 7.641 | 8.6512
Scenario 4: Reference ZEAS Phase In | PG&E | Com | WaterHeat | Com - Other | Electric Energy (GWh/year) | Energy Efficiency | -0.0009258 | -0.00096959 | 0.0034064 | 0.0041635 | 0.0051045 | 0.0063172 | 0.0074199 | 0.0092855 | 0.011583 | 0.01449 | 0.018127 | 0.02267 | 0.028359
Scenario 4: Reference ZEAS Phase In | PG&E | Com | WaterHeat | Com - Other | Electric Energy (GWh/year) | Fuel Substitution | -6.2277 | -7.6109 | -6.1748 | 0.60608 | 11.207 | 13.5462 | 20.5677 | 26.0037 | 31.7677 | 38.4886 | 45.1989 | 51.9112 | 58.77
Scenario 4: Reference ZEAS Phase In | PG&E | Com | WaterHeat | Com - Other | Gas Energy (MMTherm/year) | Energy Efficiency | 0.20045 | 0.24061 | 0.24932 | 0.29743 | 0.35159 | 0.41017 | 0.45175 | 0.50532 | 0.53927 | 0.55877 | 0.55058 | 0.51318 | 0.45102
Scenario 4: Reference ZEAS Phase In | PG&E | Com | WaterHeat | Com - Other | Gas Energy (MMTherm/year) | Fuel Substitution | 0.69075 | 0.8439 | 1.0129 | 0.78854 | 0.36736 | 0.4449 | 0 | 0 | 0 | 0 | 0 | 0 | 0
Scenario 4: Reference ZEAS Phase In | PG&E | Com | WaterHeat | Com - Refrig. Warehouse | Electric Demand (MW) | Energy Efficiency | 1.6747e-06 | 2.0835e-06 | 3.6202e-06 | 4.4676e-06 | 5.5383e-06 | 6.893e-06 | 8.1921e-06 | 1.034e-05 | 1.3028e-05 | 1.6417e-05 | 2.0673e-05 | 2.6031e-05 | 3.2777e-05
Scenario 4: Reference ZEAS Phase In | PG&E | Com | WaterHeat | Com - Refrig. Warehouse | Electric Demand (MW) | Fuel Substitution | 0 | 0 | 0.00062603 | 0.0016001 | 0.0030002 | 0.003649 | 0.0044845 | 0.0057233 | 0.0070584 | 0.008639 | 0.010209 | 0.011785 | 0.013398
Scenario 4: Reference ZEAS Phase In | PG&E | Com | WaterHeat | Com - Refrig. Warehouse | Electric Energy (GWh/year) | Energy Efficiency | 1.9248e-05 | 2.3935e-05 | 4.1996e-05 | 5.1798e-05 | 6.4182e-05 | 7.9852e-05 | 9.476e-05 | 0.0001196 | 0.0001507 | 0.0001899 | 0.00023913 | 0.00030111 | 0.00037913
Scenario 4: Reference ZEAS Phase In | PG&E | Com | WaterHeat | Com - Refrig. Warehouse | Electric Energy (GWh/year) | Fuel Substitution | -0.015354 | -0.018878 | -0.015478 | 0.0010273 | 0.0271 | 0.032907 | 0.05407 | 0.069005 | 0.085098 | 0.10415 | 0.12307 | 0.14206 | 0.16149
Scenario 4: Reference ZEAS Phase In | PG&E | Com | WaterHeat | Com - Refrig. Warehouse | Gas Energy (MMTherm/year) | Energy Efficiency | 0.0061571 | 0.0078348 | 0.0097936 | 0.012567 | 0.015619 | 0.018855 | 0.022195 | 0.025885 | 0.029358 | 0.032345 | 0.034234 | 0.034674 | 0.033429
Scenario 4: Reference ZEAS Phase In | PG&E | Com | WaterHeat | Com - Refrig. Warehouse | Gas Energy (MMTherm/year) | Fuel Substitution | 0.0018055 | 0.0022192 | 0.0027079 | 0.0022233 | 0.0012594 | 0.0015387 | 0 | 0 | 0 | 0 | 0 | 0 | 0
Scenario 4: Reference ZEAS Phase In | PG&E | Com | WaterHeat | Com - Restaurant | Electric Demand (MW) | Energy Efficiency | -0.00027066 | -0.00030904 | 0.00012654 | 0.00015496 | 0.00019043 | 0.00023469 | 0.00027797 | 0.00034746 | 0.0004341 | 0.00054246 | 0.00067767 | 0.00067127 | 0.002252
Scenario 4: Reference ZEAS Phase In | PG&E | Com | WaterHeat | Com - Restaurant | Electric Demand (MW) | Fuel Substitution | 0 | 0 | 0.32252 | 0.81709 | 1.5175 | 1.8284 | 2.2165 | 2.7914 | 3.4014 | 4.1136 | 4.8213 | 4.9764 | 5.8479
Scenario 4: Reference ZEAS Phase In | PG&E | Com | WaterHeat | Com - Restaurant | Electric Energy (GWh/year) | Energy Efficiency | -0.0013837 | -0.00158 | 0.0006496 | 0.00079522 | 0.00097698 | 0.0012038 | 0.0014244 | 0.0017805 | 0.0022245 | 0.0027797 | 0.0034726 | 0.0034398 | 0.01154
Scenario 4: Reference ZEAS Phase In | PG&E | Com | WaterHeat | Com - Restaurant | Electric Energy (GWh/year) | Fuel Substitution | -2.8365 | -3.4659 | -2.4036 | 1.6454 | 7.8378 | 9.4412 | 11.8853 | 14.9676 | 18.2371 | 22.0548 | 25.8472 | 26.6761 | 31.3476
Scenario 4: Reference ZEAS Phase In | PG&E | Com | WaterHeat | Com - Restaurant | Gas Energy (MMTherm/year) | Energy Efficiency | 0.046292 | 0.054458 | 0.040973 | 0.048135 | 0.055384 | 0.062016 | 0.064233 | 0.066677 | 0.065537 | 0.06062 | 0.0057152 | 0.045394 | 0.044441
Scenario 4: Reference ZEAS Phase In | PG&E | Com | WaterHeat | Com - Restaurant | Gas Energy (MMTherm/year) | Fuel Substitution | 0.32292 | 0.39452 | 0.47065 | 0.3152 | 0.043345 | 0.052493 | 0 | 0 | 0 | 0 | 0 | 0 | 0
Scenario 4: Reference ZEAS Phase In | PG&E | Com | WaterHeat | Com - Retail | Electric Demand (MW) | Energy Efficiency | 0.0026056 | 0.0027193 | 2.9259e-05 | 0.0024805 | 0.0024676 | 0.0022798 | 0.0020763 | 0.0018251 | 0.00011621 | 0.00014627 | 0.00018385 | 0.00023079 | 0.0002896
Scenario 4: Reference ZEAS Phase In | PG&E | Com | WaterHeat | Com - Retail | Electric Demand (MW) | Fuel Substitution | 0 | 0 | 0.014489 | 0.033659 | 0.063225 | 0.076715 | 0.096629 | 0.12254 | 0.15252 | 0.18564 | 0.21811 | 0.25058 | 0.28374
Scenario 4: Reference ZEAS Phase In | PG&E | Com | WaterHeat | Com - Retail | Electric Energy (GWh/year) | Energy Efficiency | 0.0082657 | 0.0086323 | 0.00018419 | 0.0079554 | 0.0081086 | 0.0074031 | 0.0068094 | 0.0060738 | 0.00073153 | 0.00092076 | 0.0011573 | 0.0014528 | 0.001823
Scenario 4: Reference ZEAS Phase In | PG&E | Com | WaterHeat | Com - Retail | Electric Energy (GWh/year) | Fuel Substitution | -0.16321 | -0.19951 | -0.14241 | 0.082691 | 0.41385 | 0.50215 | 0.63762 | 0.80854 | 1.0064 | 1.2248 | 1.4389 | 1.653 | 1.8716
Scenario 4: Reference ZEAS Phase In | PG&E | Com | WaterHeat | Com - Retail | Gas Energy (MMTherm/year) | Energy Efficiency | 0.11965 | 0.15093 | 0.14239 | 0.20478 | 0.24685 | 0.29085 | 0.33329 | 0.36929 | 0.39025 | 0.39679 | 0.38283 | 0.34883 | 0.29921
Scenario 4: Reference ZEAS Phase In | PG&E | Com | WaterHeat | Com - Retail | Gas Energy (MMTherm/year) | Fuel Substitution | 0.017391 | 0.021257 | 0.025364 | 0.014887 | 0.00045151 | 0.00054151 | 0 | 0 | 0 | 0 | 0 | 0 | 0
Scenario 4: Reference ZEAS Phase In | PG&E | Com | WaterHeat | Com - School | Electric Demand (MW) | Energy Efficiency | 0.00074511 | 0.00025284 | -3.6097e-08 | -4.5595e-08 | -5.7432e-08 | -7.2406e-08 | -9.1168e-08 | -1.1483e-07 | -1.4454e-07 | -1.8197e-07 | -2.2904e-07 | -2.8852e-07 | -3.6307e-07
Scenario 4: Reference ZEAS Phase In | PG&E | Com | WaterHeat | Com - School | Electric Demand (MW) | Fuel Substitution | 0 | 0 | -7.2378e-05 | -0.00018228 | -0.00033667 | -0.00040365 | -0.00049862 | -0.00062703 | -0.00077624 | -0.0009423 | -0.0011042 | -0.0012647 | -0.0014267
Scenario 4: Reference ZEAS Phase In | PG&E | Com | WaterHeat | Com - School | Electric Energy (GWh/year) | Energy Efficiency | 0.0021189 | 0.00048062 | 0.00062471 | 0.00069813 | 0.00078866 | 0.00090615 | 0.00074519 | 0.00093857 | 0.0011815 | 0.0014874 | 0.0018722 | 0.0023584 | 0.0029678
Scenario 4: Reference ZEAS Phase In | PG&E | Com | WaterHeat | Com - School | Electric Energy (GWh/year) | Fuel Substitution | -1.0642 | -1.3015 | -0.98035 | 0.47202 | 2.6786 | 3.2086 | 4.2486 | 5.3428 | 6.6139 | 8.0285 | 9.4073 | 10.774 | 12.1529
Scenario 4: Reference ZEAS Phase In | PG&E | Com | WaterHeat | Com - School | Gas Energy (MMTherm/year) | Energy Efficiency | 0.15355 | 0.17247 | 0.17559 | 0.17927 | 0.17182 | 0.15306 | 0.1116 | 0.080088 | 0.049568 | 0.023755 | 0.0041984 | 0.0015928 | 0.0015997
Scenario 4: Reference ZEAS Phase In | PG&E | Com | WaterHeat | Com - School | Gas Energy (MMTherm/year) | Fuel Substitution | 0.12028 | 0.14709 | 0.18048 | 0.12371 | 0.025339 | 0.03075 | 0 | 0 | 0 | 0 | 0 | 0 | 0
Scenario 4: Reference ZEAS Phase In | PG&E | Com | WaterHeat | Com - Warehouse | Electric Demand (MW) | Energy Efficiency | 0.0015815 | 0.0018125 | 0.0020381 | 0.0022462 | 0.0024243 | 0.0025584 | 0.0026353 | 0.002647 | 6.7358e-06 | 8.482e-06 | 1.0668e-05 | 1.3414e-05 | 1.6866e-05
Scenario 4: Reference ZEAS Phase In | PG&E | Com | WaterHeat | Com - Warehouse | Electric Demand (MW) | Fuel Substitution | 0 | 0 | 0.00025108 | 0.00064249 | 0.0012055 | 0.0014666 | 0.0018177 | 0.002312 | 0.0028453 | 0.0034766 | 0.0041028 | 0.0047327 | 0.0053791
Scenario 4: Reference ZEAS Phase In | PG&E | Com | WaterHeat | Com - Warehouse | Electric Energy (GWh/year) | Energy Efficiency | 0.0050518 | 0.0057894 | 0.006522 | 0.0071923 | 0.0077702 | 0.0082124 | 0.0084552 | 0.0085188 | 0.00018138 | 0.00022841 | 0.00028727 | 0.00036122 | 0.00045417
Scenario 4: Reference ZEAS Phase In | PG&E | Com | WaterHeat | Com - Warehouse | Electric Energy (GWh/year) | Fuel Substitution | -0.016202 | -0.020086 | -0.017913 | -0.0022416 | 0.022797 | 0.027735 | 0.051229 | 0.065156 | 0.08018 | 0.097965 | 0.1156 | 0.13334 | 0.15154
Scenario 4: Reference ZEAS Phase In | PG&E | Com | WaterHeat | Com - Warehouse | Gas Energy (MMTherm/year) | Energy Efficiency | 0.084598 | 0.10617 | 0.13164 | 0.16119 | 0.19509 | 0.23061 | 0.26524 | 0.29798 | 0.31953 | 0.33475 | 0.33412 | 0.31743 | 0.28626
Scenario 4: Reference ZEAS Phase In | PG&E | Com | WaterHeat | Com - Warehouse | Gas Energy (MMTherm/year) | Fuel Substitution | 0.0018379 | 0.0022756 | 0.0028275 | 0.0023748 | 0.0014501 | 0.0017637 | 0 | 0 | 0 | 0 | 0 | 0 | 0
Scenario 4: Reference ZEAS Phase In | PG&E | Com | WholeBlg | Com - College | Electric Demand (MW) | Energy Efficiency | 0.037096 | 0.03782 | 0.038469 | 0.039216 | 0.040065 | 0.04098 | 0.042188 | 0.043499 | 0.044563 | 0.046565 | 0.047474 | 0.048082 | 0.049588
Scenario 4: Reference ZEAS Phase In | PG&E | Com | WholeBlg | Com - College | Electric Energy (GWh/year) | Energy Efficiency | 0.34577 | 0.3529 | 0.35927 | 0.36673 | 0.375 | 0.38385 | 0.39551 | 0.40795 | 0.41841 | 0.43739 | 0.44625 | 0.45212 | 0.46637
Scenario 4: Reference ZEAS Phase In | PG&E | Com | WholeBlg | Com - College | Gas Energy (MMTherm/year) | Energy Efficiency | 0.0094393 | 0.0093692 | 0.0092652 | 0.0091727 | 0.0090662 | 0.0089373 | 0.008811 | 0.0086786 | 0.0085679 | 0.0084769 | 0.0083874 | 0.0082834 | 0.0083255
Scenario 4: Reference ZEAS Phase In | PG&E | Com | WholeBlg | Com - Grocery | Electric Demand (MW) | Energy Efficiency | 0.32403 | 0.3327 | 0.34108 | 0.35066 | 0.36146 | 0.37278 | 0.38523 | 0.41008 | 0.42332 | 0.44407 | 0.45668 | 0.46681 | 0.47335
Scenario 4: Reference ZEAS Phase In | PG&E | Com | WholeBlg | Com - Grocery | Electric Energy (GWh/year) | Energy Efficiency | 2.9529 | 3.032 | 3.1083 | 3.1956 | 3.2941 | 3.3972 | 3.5107 | 3.7371 | 3.8578 | 4.0469 | 4.1618 | 4.2541 | 4.3137
Scenario 4: Reference ZEAS Phase In | PG&E | Com | WholeBlg | Com - Grocery | Gas Energy (MMTherm/year) | Energy Efficiency | 0.0078308 | 0.0078692 | 0.0078865 | 0.0079163 | 0.0079396 | 0.0079347 | 0.0079374 | 0.0079421 | 0.0079656 | 0.007993 | 0.0080408 | 0.008082 | 0.0081203
Scenario 4: Reference ZEAS Phase In | PG&E | Com | WholeBlg | Com - Health | Electric Demand (MW) | Energy Efficiency | 0.35798 | 0.36897 | 0.37945 | 0.39121 | 0.40435 | 0.41804 | 0.43344 | 0.45363 | 0.46932 | 0.4947 | 0.50952 | 0.52148 | 0.53144
Scenario 4: Reference ZEAS Phase In | PG&E | Com | WholeBlg | Com - Health | Electric Energy (GWh/year) | Energy Efficiency | 3.2623 | 3.3624 | 3.458 | 3.5651 | 3.6849 | 3.8096 | 3.95 | 4.134 | 4.277 | 4.5082 | 4.6433 | 4.7523 | 4.8431
Scenario 4: Reference ZEAS Phase In | PG&E | Com | WholeBlg | Com - Health | Gas Energy (MMTherm/year) | Energy Efficiency | 0.029918 | 0.030417 | 0.03084 | 0.03132 | 0.031782 | 0.032089 | 0.032415 | 0.032763 | 0.033197 | 0.033593 | 0.034107 | 0.034594 | 0.034807
Scenario 4: Reference ZEAS Phase In | PG&E | Com | WholeBlg | Com - Lodging | Electric Demand (MW) | Energy Efficiency | 0.046737 | 0.048048 | 0.049293 | 0.050682 | 0.05227 | 0.053959 | 0.055898 | 0.057609 | 0.059603 | 0.062723 | 0.064626 | 0.066183 | 0.067316
Scenario 4: Reference ZEAS Phase In | PG&E | Com | WholeBlg | Com - Lodging | Electric Energy (GWh/year) | Energy Efficiency | 0.42591 | 0.43787 | 0.44921 | 0.46187 | 0.47634 | 0.49174 | 0.5094 | 0.525 | 0.54317 | 0.5716 | 0.58895 | 0.60314 | 0.61346
Scenario 4: Reference ZEAS Phase In | PG&E | Com | WholeBlg | Com - Lodging | Gas Energy (MMTherm/year) | Energy Efficiency | 0.010613 | 0.010625 | 0.010611 | 0.010618 | 0.010622 | 0.010592 | 0.010568 | 0.010553 | 0.010571 | 0.010607 | 0.010667 | 0.010723 | 0.010784
Scenario 4: Reference ZEAS Phase In | PG&E | Com | WholeBlg | Com - Office (Large) | Electric Demand (MW) | Energy Efficiency | 0.50711 | 0.5202 | 0.53228 | 0.54575 | 0.56109 | 0.57761 | 0.59728 | 0.60193 | 0.62115 | 0.65191 | 0.67022 | 0.68473 | 0.70068
Scenario 4: Reference ZEAS Phase In | PG&E | Com | WholeBlg | Com - Office (Large) | Electric Energy (GWh/year) | Energy Efficiency | 4.6213 | 4.7406 | 4.8507 | 4.9735 | 5.1133 | 5.2639 | 5.4431 | 5.4854 | 5.6606 | 5.941 | 6.1078 | 6.2401 | 6.3854
Scenario 4: Reference ZEAS Phase In | PG&E | Com | WholeBlg | Com - Office (Large) | Gas Energy (MMTherm/year) | Energy Efficiency | 0.032095 | 0.032348 | 0.032511 | 0.032722 | 0.032909 | 0.032995 | 0.033127 | 0.033256 | 0.033462 | 0.033937 | 0.034243 | 0.034523 | 0.034649
Scenario 4: Reference ZEAS Phase In | PG&E | Com | WholeBlg | Com - Office (Small) | Electric Demand (MW) | Energy Efficiency | 0.091498 | 0.093955 | 0.096314 | 0.098967 | 0.10197 | 0.10515 | 0.1088 | 0.11571 | 0.1194 | 0.12528 | 0.12878 | 0.1316 | 0.13429
Scenario 4: Reference ZEAS Phase In | PG&E | Com | WholeBlg | Com - Office (Small) | Electric Energy (GWh/year) | Energy Efficiency | 0.83383 | 0.85622 | 0.87772 | 0.9019 | 0.92929 | 0.95823 | 0.99151 | 1.0544 | 1.0881 | 1.1417 | 1.1736 | 1.1992 | 1.2238
Scenario 4: Reference ZEAS Phase In | PG&E | Com | WholeBlg | Com - Office (Small) | Gas Energy (MMTherm/year) | Energy Efficiency | 0.0047828 | 0.004839 | 0.0048836 | 0.0049371 | 0.004988 | 0.005019 | 0.0050547 | 0.0050936 | 0.0051458 | 0.0051899 | 0.0052594 | 0.0053257 | 0.0053533
Scenario 4: Reference ZEAS Phase In | PG&E | Com | WholeBlg | Com - Other | Electric Demand (MW) | Energy Efficiency | 0.36054 | 0.38982 | 0.41734 | 0.44248 | 0.47284 | 0.51103 | 0.54646 | 0.56139 | 0.5889 | 0.6272 | 0.65449 | 0.67834 | 0.69386
Scenario 4: Reference ZEAS Phase In | PG&E | Com | WholeBlg | Com - Other | Electric Energy (GWh/year) | Energy Efficiency | 3.2857 | 3.5525 | 3.8033 | 4.0324 | 4.309 | 4.657 | 4.98 | 5.116 | 5.3667 | 5.7157 | 5.9644 | 6.1818 | 6.3232
Scenario 4: Reference ZEAS Phase In | PG&E | Com | WholeBlg | Com - Other | Gas Energy (MMTherm/year) | Energy Efficiency | 0.055623 | 0.056191 | 0.056618 | 0.057144 | 0.057633 | 0.057841 | 0.058086 | 0.058381 | 0.05883 | 0.059274 | 0.059897 | 0.060484 | 0.060857
Scenario 4: Reference ZEAS Phase In | PG&E | Com | WholeBlg | Com - Refrig. Warehouse | Electric Demand (MW) | Energy Efficiency | 0.048373 | 0.050304 | 0.052248 | 0.054379 | 0.056721 | 0.059073 | 0.06158 | 0.067714 | 0.070551 | 0.074472 | 0.077304 | 0.079765 | 0.080465
Scenario 4: Reference ZEAS Phase In | PG&E | Com | WholeBlg | Com - Refrig. Warehouse | Electric Energy (GWh/year) | Energy Efficiency | 0.44083 | 0.45842 | 0.47614 | 0.49557 | 0.5169 | 0.53834 | 0.56119 | 0.61709 | 0.64294 | 0.67867 | 0.70448 | 0.72691 | 0.73329
Scenario 4: Reference ZEAS Phase In | PG&E | Com | WholeBlg | Com - Refrig. Warehouse | Gas Energy (MMTherm/year) | Energy Efficiency | 0.00031279 | 0.00032009 | 0.0003267 | 0.00033396 | 0.00034109 | 0.00034643 | 0.000352 | 0.00035793 | 0.00036482 | 0.00037117 | 0.00037921 | 0.00038704 | 0.00038948
Scenario 4: Reference ZEAS Phase In | PG&E | Com | WholeBlg | Com - Restaurant | Electric Demand (MW) | Energy Efficiency | 0.12233 | 0.12528 | 0.12808 | 0.13124 | 0.13488 | 0.1387 | 0.14292 | 0.14834 | 0.15277 | 0.16062 | 0.16472 | 0.16677 | 0.18163
Scenario 4: Reference ZEAS Phase In | PG&E | Com | WholeBlg | Com - Restaurant | Electric Energy (GWh/year) | Energy Efficiency | 1.1218 | 1.1492 | 1.1754 | 1.205 | 1.2389 | 1.2743 | 1.3136 | 1.3638 | 1.4049 | 1.4772 | 1.5153 | 1.5198 | 1.8247
Scenario 4: Reference ZEAS Phase In | PG&E | Com | WholeBlg | Com - Restaurant | Gas Energy (MMTherm/year) | Energy Efficiency | 0.018277 | 0.01854 | 0.018757 | 0.019008 | 0.019245 | 0.019368 | 0.019498 | 0.019646 | 0.019846 | 0.020006 | 0.020257 | 0.020658 | 0.018926
Scenario 4: Reference ZEAS Phase In | PG&E | Com | WholeBlg | Com - Retail | Electric Demand (MW) | Energy Efficiency | 0.18485 | 0.18803 | 0.19087 | 0.19467 | 0.19379 | 0.2024 | 0.20783 | 0.21649 | 0.2216 | 0.23069 | 0.23512 | 0.23819 | 0.24441
Scenario 4: Reference ZEAS Phase In | PG&E | Com | WholeBlg | Com - Retail | Electric Energy (GWh/year) | Energy Efficiency | 1.7445 | 1.7801 | 1.8137 | 1.774 | 2.5833 | 1.937 | 1.9949 | 2.0825 | 2.1369 | 2.228 | 2.277 | 2.3136 | 2.3795
Scenario 4: Reference ZEAS Phase In | PG&E | Com | WholeBlg | Com - Retail | Gas Energy (MMTherm/year) | Energy Efficiency | 0.007687 | 0.0077476 | 0.007795 | 0.0072919 | 0.012901 | 0.0079089 | 0.0079517 | 0.0079986 | 0.0080576 | 0.0081429 | 0.0082344 | 0.008321 | 0.0084108
Scenario 4: Reference ZEAS Phase In | PG&E | Com | WholeBlg | Com - School | Electric Demand (MW) | Energy Efficiency | 0.057799 | 0.059213 | 0.060558 | 0.062057 | 0.063777 | 0.065679 | 0.067995 | 0.071833 | 0.074103 | 0.077739 | 0.079863 | 0.081569 | 0.083706
Scenario 4: Reference ZEAS Phase In | PG&E | Com | WholeBlg | Com - School | Electric Energy (GWh/year) | Energy Efficiency | 0.52673 | 0.53961 | 0.55187 | 0.56553 | 0.5812 | 0.59854 | 0.61964 | 0.65462 | 0.67531 | 0.70845 | 0.7278 | 0.74335 | 0.76283
Scenario 4: Reference ZEAS Phase In | PG&E | Com | WholeBlg | Com - School | Gas Energy (MMTherm/year) | Energy Efficiency | 0.02248 | 0.022366 | 0.022179 | 0.022017 | 0.021827 | 0.02159 | 0.021354 | 0.021111 | 0.020912 | 0.020776 | 0.02064 | 0.020482 | 0.020561
Scenario 4: Reference ZEAS Phase In | PG&E | Com | WholeBlg | Com - Warehouse | Electric Demand (MW) | Energy Efficiency | 0.21081 | 0.21834 | 0.22581 | 0.23401 | 0.24276 | 0.25237 | 0.2628 | 0.29225 | 0.30397 | 0.32067 | 0.33223 | 0.34209 | 0.34687
Scenario 4: Reference ZEAS Phase In | PG&E | Com | WholeBlg | Com - Warehouse | Electric Energy (GWh/year) | Energy Efficiency | 1.9474 | 2.0181 | 2.0885 | 2.166 | 2.2123 | 2.2999 | 2.3949 | 2.6633 | 2.7701 | 2.9223 | 3.0276 | 3.1175 | 3.1611
Scenario 4: Reference ZEAS Phase In | PG&E | Com | WholeBlg | Com - Warehouse | Gas Energy (MMTherm/year) | Energy Efficiency | 0.0046864 | 0.0047165 | 0.0047289 | 0.0047461 | 0.0051544 | 0.0051816 | 0.0052146 | 0.0052484 | 0.0052942 | 0.0053524 | 0.005415 | 0.0054739 | 0.005495
Scenario 4: Reference ZEAS Phase In | PG&E | Ind | WholeBlg | Ind - All Other Industrial | Electric Demand (MW) | Energy Efficiency | 0.064882 | 0.065282 | 0.065368 | 0.065507 | 0.06548 | 0.06565 | 0.065697 | 0.065871 | 0.065875 | 0.065988 | 0.066015 | 0.066091 | 0.066141
Scenario 4: Reference ZEAS Phase In | PG&E | Ind | WholeBlg | Ind - All Other Industrial | Electric Energy (GWh/year) | Energy Efficiency | 0.47135 | 0.47425 | 0.47487 | 0.47587 | 0.47567 | 0.47689 | 0.47723 | 0.47848 | 0.47851 | 0.47932 | 0.4795 | 0.48005 | 0.48041
Scenario 4: Reference ZEAS Phase In | PG&E | Ind | WholeBlg | Ind - All Other Industrial | Gas Energy (MMTherm/year) | Energy Efficiency | 0.011597 | 0.011645 | 0.011682 | 0.011714 | 0.011742 | 0.01176 | 0.011777 | 0.011799 | 0.011824 | 0.011854 | 0.011891 | 0.011932 | 0.011974
Scenario 4: Reference ZEAS Phase In | PG&E | Ind | WholeBlg | Ind - Chemicals | Electric Demand (MW) | Energy Efficiency | 0.27072 | 0.27475 | 0.27728 | 0.27984 | 0.28156 | 0.28387 | 0.28538 | 0.2872 | 0.28834 | 0.28995 | 0.29109 | 0.2923 | 0.29329
Scenario 4: Reference ZEAS Phase In | PG&E | Ind | WholeBlg | Ind - Chemicals | Electric Energy (GWh/year) | Energy Efficiency | 1.9667 | 1.9959 | 2.0143 | 2.0329 | 2.0453 | 2.0621 | 2.073 | 2.0862 | 2.0945 | 2.1061 | 2.1144 | 2.1232 | 2.1303
Scenario 4: Reference ZEAS Phase In | PG&E | Ind | WholeBlg | Ind - Chemicals | Gas Energy (MMTherm/year) | Energy Efficiency | 0.38695 | 0.38958 | 0.39188 | 0.39388 | 0.39565 | 0.39703 | 0.39814 | 0.39901 | 0.39995 | 0.40091 | 0.40182 | 0.40258 | 0.40321
Scenario 4: Reference ZEAS Phase In | PG&E | Ind | WholeBlg | Ind - Electronics | Electric Demand (MW) | Energy Efficiency | 0.52545 | 0.53077 | 0.53362 | 0.53681 | 0.5386 | 0.54202 | 0.54444 | 0.54786 | 0.54985 | 0.55268 | 0.55462 | 0.55682 | 0.55871
Scenario 4: Reference ZEAS Phase In | PG&E | Ind | WholeBlg | Ind - Electronics | Electric Energy (GWh/year) | Energy Efficiency | 3.8173 | 3.8559 | 3.8765 | 3.8996 | 3.9125 | 3.9373 | 3.9549 | 3.9796 | 3.9941 | 4.0145 | 4.0285 | 4.0445 | 4.0581
Scenario 4: Reference ZEAS Phase In | PG&E | Ind | WholeBlg | Ind - Electronics | Gas Energy (MMTherm/year) | Energy Efficiency | 0.049928 | 0.050123 | 0.050301 | 0.050461 | 0.05061 | 0.050743 | 0.050875 | 0.051004 | 0.051133 | 0.051264 | 0.051389 | 0.051506 | 0.051614
Scenario 4: Reference ZEAS Phase In | PG&E | Ind | WholeBlg | Ind - Fabricated Metals | Electric Demand (MW) | Energy Efficiency | 0.1034 | 0.10495 | 0.10597 | 0.10671 | 0.10701 | 0.10746 | 0.1076 | 0.1079 | 0.10792 | 0.10811 | 0.10811 | 0.10814 | 0.10807
Scenario 4: Reference ZEAS Phase In | PG&E | Ind | WholeBlg | Ind - Fabricated Metals | Electric Energy (GWh/year) | Energy Efficiency | 0.75118 | 0.76245 | 0.76979 | 0.77516 | 0.77734 | 0.78061 | 0.78163 | 0.78381 | 0.78393 | 0.78527 | 0.78528 | 0.78547 | 0.78494
Scenario 4: Reference ZEAS Phase In | PG&E | Ind | WholeBlg | Ind - Fabricated Metals | Gas Energy (MMTherm/year) | Energy Efficiency | 0.027211 | 0.027575 | 0.027912 | 0.028127 | 0.028281 | 0.028369 | 0.028422 | 0.028465 | 0.028508 | 0.028554 | 0.028594 | 0.02862 | 0.028627
Scenario 4: Reference ZEAS Phase In | PG&E | Ind | WholeBlg | Ind - Food | Electric Demand (MW) | Energy Efficiency | 0.63332 | 0.63724 | 0.63806 | 0.63925 | 0.63868 | 0.64005 | 0.64023 | 0.64147 | 0.64103 | 0.64156 | 0.64109 | 0.64092 | 0.64038
Scenario 4: Reference ZEAS Phase In | PG&E | Ind | WholeBlg | Ind - Food | Electric Energy (GWh/year) | Energy Efficiency | 4.6009 | 4.6293 | 4.6352 | 4.6437 | 4.6395 | 4.6494 | 4.6506 | 4.6596 | 4.6563 | 4.6601 | 4.6567 | 4.6553 | 4.6513
Scenario 4: Reference ZEAS Phase In | PG&E | Ind | WholeBlg | Ind - Food | Gas Energy (MMTherm/year) | Energy Efficiency | 0.73435 | 0.73673 | 0.7384 | 0.73949 | 0.74007 | 0.74028 | 0.74045 | 0.74045 | 0.74046 | 0.74055 | 0.74054 | 0.74032 | 0.7399
Scenario 4: Reference ZEAS Phase In | PG&E | Ind | WholeBlg | Ind - Industrial Machinery | Electric Demand (MW) | Energy Efficiency | 0.093429 | 0.094867 | 0.095877 | 0.096568 | 0.096795 | 0.097191 | 0.097396 | 0.097764 | 0.097887 | 0.098177 | 0.098296 | 0.098433 | 0.098479
Scenario 4: Reference ZEAS Phase In | PG&E | Ind | WholeBlg | Ind - Industrial Machinery | Electric Energy (GWh/year) | Energy Efficiency | 0.67874 | 0.68918 | 0.6965 | 0.70151 | 0.70314 | 0.70601 | 0.70749 | 0.71015 | 0.71104 | 0.71313 | 0.71398 | 0.71497 | 0.71529
Scenario 4: Reference ZEAS Phase In | PG&E | Ind | WholeBlg | Ind - Industrial Machinery | Gas Energy (MMTherm/year) | Energy Efficiency | 0.01383 | 0.01409 | 0.014348 | 0.01451 | 0.014616 | 0.014684 | 0.01475 | 0.014812 | 0.014878 | 0.014949 | 0.015014 | 0.015068 | 0.01511
Scenario 4: Reference ZEAS Phase In | PG&E | Ind | WholeBlg | Ind - Lumber & Furniture | Electric Demand (MW) | Energy Efficiency | 0.079637 | 0.079995 | 0.080003 | 0.080088 | 0.079981 | 0.080115 | 0.080084 | 0.080196 | 0.080095 | 0.080114 | 0.080011 | 0.079949 | 0.079848
Scenario 4: Reference ZEAS Phase In | PG&E | Ind | WholeBlg | Ind - Lumber & Furniture | Electric Energy (GWh/year) | Energy Efficiency | 0.57854 | 0.58114 | 0.58118 | 0.58179 | 0.58101 | 0.58197 | 0.58174 | 0.58254 | 0.5818 | 0.58193 | 0.58117 | 0.58071 | 0.57997
Scenario 4: Reference ZEAS Phase In | PG&E | Ind | WholeBlg | Ind - Lumber & Furniture | Gas Energy (MMTherm/year) | Energy Efficiency | 0.0076642 | 0.0076987 | 0.0077247 | 0.0077489 | 0.0077697 | 0.0077739 | 0.0077678 | 0.0077645 | 0.007764 | 0.0077671 | 0.0077725 | 0.0077779 | 0.0077819
Scenario 4: Reference ZEAS Phase In | PG&E | Ind | WholeBlg | Ind - Paper | Electric Demand (MW) | Energy Efficiency | 0.034954 | 0.035088 | 0.035101 | 0.035193 | 0.0352 | 0.035287 | 0.035326 | 0.035478 | 0.035587 | 0.035805 | 0.036015 | 0.036273 | 0.036528
Scenario 4: Reference ZEAS Phase In | PG&E | Ind | WholeBlg | Ind - Paper | Electric Energy (GWh/year) | Energy Efficiency | 0.25393 | 0.2549 | 0.25499 | 0.25566 | 0.2557 | 0.25633 | 0.25661 | 0.25771 | 0.2585 | 0.26008 | 0.2616 | 0.26347 | 0.26532
Scenario 4: Reference ZEAS Phase In | PG&E | Ind | WholeBlg | Ind - Paper | Gas Energy (MMTherm/year) | Energy Efficiency | 0.025705 | 0.025869 | 0.026048 | 0.026237 | 0.026405 | 0.026533 | 0.026661 | 0.026808 | 0.02698 | 0.027182 | 0.027406 | 0.02764 | 0.027877
Scenario 4: Reference ZEAS Phase In | PG&E | Ind | WholeBlg | Ind - Petroleum | Electric Demand (MW) | Energy Efficiency | 0.50195 | 0.50395 | 0.50378 | 0.50413 | 0.50326 | 0.50401 | 0.50382 | 0.50449 | 0.50381 | 0.50386 | 0.5031 | 0.50259 | 0.50185
Scenario 4: Reference ZEAS Phase In | PG&E | Ind | WholeBlg | Ind - Petroleum | Electric Energy (GWh/year) | Energy Efficiency | 3.6465 | 3.661 | 3.6597 | 3.6622 | 3.6558 | 3.6612 | 3.6598 | 3.6646 | 3.6596 | 3.6599 | 3.6543 | 3.6506 | 3.6451
Scenario 4: Reference ZEAS Phase In | PG&E | Ind | WholeBlg | Ind - Petroleum | Gas Energy (MMTherm/year) | Energy Efficiency | 1.1016 | 1.1048 | 1.1077 | 1.1103 | 1.112 | 1.1125 | 1.1124 | 1.1119 | 1.1116 | 1.1114 | 1.1107 | 1.1096 | 1.1082
Scenario 4: Reference ZEAS Phase In | PG&E | Ind | WholeBlg | Ind - Plastics | Electric Demand (MW) | Energy Efficiency | 0.097656 | 0.098415 | 0.09872 | 0.09909 | 0.099208 | 0.099614 | 0.09979 | 0.1001 | 0.10014 | 0.10033 | 0.10036 | 0.10043 | 0.10045
Scenario 4: Reference ZEAS Phase In | PG&E | Ind | WholeBlg | Ind - Plastics | Electric Energy (GWh/year) | Energy Efficiency | 0.70944 | 0.71495 | 0.71715 | 0.71983 | 0.72067 | 0.72361 | 0.72488 | 0.7271 | 0.72741 | 0.72877 | 0.72896 | 0.72947 | 0.72957
Scenario 4: Reference ZEAS Phase In | PG&E | Ind | WholeBlg | Ind - Plastics | Gas Energy (MMTherm/year) | Energy Efficiency | 0.010097 | 0.010687 | 0.011249 | 0.011773 | 0.012285 | 0.012742 | 0.013122 | 0.013433 | 0.013763 | 0.014103 | 0.014444 | 0.014771 | 0.015082
Scenario 4: Reference ZEAS Phase In | PG&E | Ind | WholeBlg | Ind - Primary Metals | Electric Demand (MW) | Energy Efficiency | 0.055326 | 0.056404 | 0.057229 | 0.058003 | 0.058537 | 0.059187 | 0.059737 | 0.060393 | 0.060886 | 0.061465 | 0.061931 | 0.06241 | 0.062831
Scenario 4: Reference ZEAS Phase In | PG&E | Ind | WholeBlg | Ind - Primary Metals | Electric Energy (GWh/year) | Energy Efficiency | 0.40193 | 0.40975 | 0.41574 | 0.42136 | 0.42523 | 0.42994 | 0.43393 | 0.43869 | 0.44227 | 0.44646 | 0.44984 | 0.45332 | 0.45637
Scenario 4: Reference ZEAS Phase In | PG&E | Ind | WholeBlg | Ind - Primary Metals | Gas Energy (MMTherm/year) | Energy Efficiency | 0.038596 | 0.038788 | 0.038973 | 0.039125 | 0.039245 | 0.039341 | 0.039438 | 0.03953 | 0.039618 | 0.039704 | 0.039782 | 0.039848 | 0.039903
Scenario 4: Reference ZEAS Phase In | PG&E | Ind | WholeBlg | Ind - Printing & Publishing | Electric Demand (MW) | Energy Efficiency | 0.056602 | 0.056836 | 0.056824 | 0.056868 | 0.056765 | 0.056834 | 0.056797 | 0.056862 | 0.056782 | 0.05679 | 0.056708 | 0.056656 | 0.056576
Scenario 4: Reference ZEAS Phase In | PG&E | Ind | WholeBlg | Ind - Printing & Publishing | Electric Energy (GWh/year) | Energy Efficiency | 0.4112 | 0.41289 | 0.4128 | 0.41311 | 0.41236 | 0.41285 | 0.41258 | 0.41305 | 0.41246 | 0.4125 | 0.41191 | 0.41152 | 0.41093
Scenario 4: Reference ZEAS Phase In | PG&E | Ind | WholeBlg | Ind - Printing & Publishing | Gas Energy (MMTherm/year) | Energy Efficiency | 0.0080454 | 0.0080992 | 0.0081475 | 0.0081936 | 0.0082276 | 0.0082441 | 0.0082579 | 0.0082747 | 0.0082972 | 0.0083232 | 0.0083487 | 0.0083723 | 0.0083941
Scenario 4: Reference ZEAS Phase In | PG&E | Ind | WholeBlg | Ind - Stone-Glass-Clay | Electric Demand (MW) | Energy Efficiency | 0.18133 | 0.18439 | 0.18619 | 0.18787 | 0.18892 | 0.19032 | 0.19115 | 0.19229 | 0.1929 | 0.19381 | 0.19445 | 0.19521 | 0.19583
Scenario 4: Reference ZEAS Phase In | PG&E | Ind | WholeBlg | Ind - Stone-Glass-Clay | Electric Energy (GWh/year) | Energy Efficiency | 1.3173 | 1.3395 | 1.3526 | 1.3647 | 1.3724 | 1.3825 | 1.3886 | 1.3968 | 1.4012 | 1.4078 | 1.4124 | 1.4179 | 1.4224
Scenario 4: Reference ZEAS Phase In | PG&E | Ind | WholeBlg | Ind - Stone-Glass-Clay | Gas Energy (MMTherm/year) | Energy Efficiency | 0.30835 | 0.31258 | 0.31599 | 0.31886 | 0.32143 | 0.32352 | 0.32523 | 0.32684 | 0.32839 | 0.32994 | 0.3315 | 0.33302 | 0.3344
Scenario 4: Reference ZEAS Phase In | PG&E | Ind | WholeBlg | Ind - Textiles | Electric Demand (MW) | Energy Efficiency | 0.0037419 | 0.0037582 | 0.0037555 | 0.0037456 | 0.0037201 | 0.003702 | 0.003676 | 0.0036564 | 0.0036288 | 0.0036091 | 0.0035855 | 0.0035648 | 0.0035437
Scenario 4: Reference ZEAS Phase In | PG&E | Ind | WholeBlg | Ind - Textiles | Electric Energy (GWh/year) | Energy Efficiency | 0.027184 | 0.027302 | 0.027282 | 0.02721 | 0.027024 | 0.026892 | 0.026703 | 0.02656 | 0.026359 | 0.026216 | 0.026044 | 0.025893 | 0.025739
Scenario 4: Reference ZEAS Phase In | PG&E | Ind | WholeBlg | Ind - Textiles | Gas Energy (MMTherm/year) | Energy Efficiency | 0.00099146 | 0.00099235 | 0.0009932 | 0.00099312 | 0.00099231 | 0.00099093 | 0.00098941 | 0.00098775 | 0.00098606 | 0.00098449 | 0.00098287 | 0.00098117 | 0.00097937
Scenario 4: Reference ZEAS Phase In | PG&E | Ind | WholeBlg | Ind - Transportation Equipment | Electric Demand (MW) | Energy Efficiency | 0.091891 | 0.09301 | 0.094213 | 0.09499 | 0.095236 | 0.095633 | 0.095998 | 0.096586 | 0.097008 | 0.097627 | 0.09804 | 0.098404 | 0.098614
Scenario 4: Reference ZEAS Phase In | PG&E | Ind | WholeBlg | Ind - Transportation Equipment | Electric Energy (GWh/year) | Energy Efficiency | 0.66756 | 0.67568 | 0.68441 | 0.69005 | 0.69182 | 0.69469 | 0.69734 | 0.70159 | 0.70465 | 0.70914 | 0.71212 | 0.71476 | 0.71627
Scenario 4: Reference ZEAS Phase In | PG&E | Ind | WholeBlg | Ind - Transportation Equipment | Gas Energy (MMTherm/year) | Energy Efficiency | 0.028305 | 0.028278 | 0.028253 | 0.028221 | 0.028185 | 0.028145 | 0.028106 | 0.028065 | 0.028022 | 0.027979 | 0.027933 | 0.027883 | 0.027829
Scenario 4: Reference ZEAS Phase In | PG&E | Res | AppPlug | Res - Multi Family | Electric Demand (MW) | Energy Efficiency | 0 | 0 | 0.0022415 | 0.0029143 | 0.0029191 | 0.0029162 | 0.0029104 | 0.0028274 | 0.0028163 | 0.0028066 | 0.0028002 | 0.0027996 | 0.0027574
Scenario 4: Reference ZEAS Phase In | PG&E | Res | AppPlug | Res - Multi Family | Electric Energy (GWh/year) | Energy Efficiency | 0 | 0 | 0.014072 | 0.018296 | 0.018326 | 0.018307 | 0.018271 | 0.01775 | 0.01768 | 0.01762 | 0.017579 | 0.017576 | 0.01731
Scenario 4: Reference ZEAS Phase In | PG&E | Res | AppPlug | Res - Multi Family | Electric Energy (GWh/year) | Fuel Substitution | -7.6206e-06 | -8.2277e-06 | -8.8429e-06 | -9.4603e-06 | -1.0076e-05 | -1.0689e-05 | 0 | 0 | 0 | 0 | 0 | 0 | 0
Scenario 4: Reference ZEAS Phase In | PG&E | Res | AppPlug | Res - Multi Family | Gas Energy (MMTherm/year) | Energy Efficiency | 0 | 0 | 0.0016117 | 0.0020954 | 0.0020989 | 0.0020968 | 0.0020926 | 0.0020329 | 0.002025 | 0.002018 | 0.0020134 | 0.002013 | 0.0019826
Scenario 4: Reference ZEAS Phase In | PG&E | Res | AppPlug | Res - Multi Family | Gas Energy (MMTherm/year) | Fuel Substitution | 1.5517e-06 | 1.6753e-06 | 1.8006e-06 | 1.9263e-06 | 2.0518e-06 | 2.1766e-06 | 0 | 0 | 0 | 0 | 0 | 0 | 0
Scenario 4: Reference ZEAS Phase In | PG&E | Res | AppPlug | Res - Single Family | Electric Demand (MW) | Energy Efficiency | 0 | 0 | 0 | 0 | 0 | 0 | 0 | 0 | 0 | 0 | 0 | 0.0056018 | 0.006433
Scenario 4: Reference ZEAS Phase In | PG&E | Res | AppPlug | Res - Single Family | Electric Energy (GWh/year) | Energy Efficiency | 0 | 0 | 0 | 0 | 0 | 0 | 0 | 0 | 0 | 0 | 0 | 0.032146 | 0.036917
Scenario 4: Reference ZEAS Phase In | PG&E | Res | AppPlug | Res - Single Family | Electric Energy (GWh/year) | Fuel Substitution | -4.4917e-05 | -4.8377e-05 | -5.1843e-05 | -5.5314e-05 | -5.8787e-05 | -6.2264e-05 | 0 | 0 | 0 | 0 | 0 | 0 | 0
Scenario 4: Reference ZEAS Phase In | PG&E | Res | AppPlug | Res - Single Family | Gas Energy (MMTherm/year) | Energy Efficiency | 0 | 0 | 0 | 0 | 0 | 0 | 0 | 0 | 0 | 0 | 0 | 0.0048204 | 0.0055358
Scenario 4: Reference ZEAS Phase In | PG&E | Res | AppPlug | Res - Single Family | Gas Energy (MMTherm/year) | Fuel Substitution | 9.1616e-06 | 9.8675e-06 | 1.0574e-05 | 1.1282e-05 | 1.1991e-05 | 1.27e-05 | 0 | 0 | 0 | 0 | 0 | 0 | 0
Scenario 4: Reference ZEAS Phase In | PG&E | Res | BROs | Income Qualified - Multi Family IQ | Electric Demand (MW) | Energy Efficiency | 1.623 | 1.6709 | 1.7214 | 1.7831 | 1.8478 | 1.9187 | 1.982 | 2.0541 | 2.1245 | 2.1955 | 2.2587 | 1.8609 | 1.8945
Scenario 4: Reference ZEAS Phase In | PG&E | Res | BROs | Income Qualified - Multi Family IQ | Electric Energy (GWh/year) | Energy Efficiency | 10.6811 | 10.9986 | 11.335 | 11.7479 | 12.1836 | 12.6629 | 13.0969 | 13.5941 | 14.086 | 14.5894 | 15.0493 | 13.6623 | 14.0609
Scenario 4: Reference ZEAS Phase In | PG&E | Res | BROs | Income Qualified - Multi Family IQ | Gas Energy (MMTherm/year) | Energy Efficiency | 0.33747 | 0.3416 | 0.34653 | 0.35218 | 0.35848 | 0.36518 | 0.37096 | 0.37786 | 0.38531 | 0.3932 | 0.40185 | 0.37716 | 0.38512
Scenario 4: Reference ZEAS Phase In | PG&E | Res | BROs | Income Qualified - Single Family IQ | Electric Demand (MW) | Energy Efficiency | 6.1031 | 6.2502 | 6.4032 | 6.6001 | 6.8056 | 7.0298 | 7.2345 | 7.464 | 7.6846 | 7.9 | 8.0855 | 6.766 | 6.8634
Scenario 4: Reference ZEAS Phase In | PG&E | Res | BROs | Income Qualified - Single Family IQ | Electric Energy (GWh/year) | Energy Efficiency | 40.3232 | 41.3154 | 42.3541 | 43.6939 | 45.1022 | 46.649 | 48.0842 | 49.705 | 51.2902 | 52.8685 | 54.2785 | 49.6746 | 50.9392
Scenario 4: Reference ZEAS Phase In | PG&E | Res | BROs | Income Qualified - Single Family IQ | Gas Energy (MMTherm/year) | Energy Efficiency | 1.1712 | 1.1841 | 1.1994 | 1.2169 | 1.2365 | 1.2571 | 1.2757 | 1.2974 | 1.3208 | 1.3447 | 1.371 | 1.2945 | 1.3191
Scenario 4: Reference ZEAS Phase In | PG&E | Res | BROs | Res - Multi Family | Electric Demand (MW) | Energy Efficiency | 14.4651 | 14.8265 | 15.2033 | 15.6855 | 16.1896 | 16.74 | 17.2452 | 17.8118 | 18.3592 | 18.8969 | 19.3653 | 19.9455 | 20.5435
Scenario 4: Reference ZEAS Phase In | PG&E | Res | BROs | Res - Multi Family | Electric Energy (GWh/year) | Energy Efficiency | 95.1952 | 97.5953 | 100.1119 | 103.3436 | 106.7446 | 110.4812 | 113.9553 | 117.88 | 121.7288 | 125.5728 | 129.0254 | 133.3031 | 137.7944
Scenario 4: Reference ZEAS Phase In | PG&E | Res | BROs | Res - Multi Family | Gas Energy (MMTherm/year) | Energy Efficiency | 4.0162 | 4.0618 | 4.1158 | 4.1776 | 4.2467 | 4.3194 | 4.3851 | 4.4616 | 4.5442 | 4.6287 | 4.7217 | 4.8246 | 4.9387
Scenario 4: Reference ZEAS Phase In | PG&E | Res | BROs | Res - Single Family | Electric Demand (MW) | Energy Efficiency | 3.7579 | 3.8667 | 3.9812 | 4.1214 | 4.2681 | 4.4286 | 4.571 | 4.7333 | 4.891 | 5.0499 | 5.1903 | 5.3602 | 5.5342
Scenario 4: Reference ZEAS Phase In | PG&E | Res | BROs | Res - Single Family | Electric Energy (GWh/year) | Energy Efficiency | 24.8286 | 25.5597 | 26.3341 | 27.2841 | 28.2858 | 29.3876 | 30.3811 | 31.5201 | 32.6449 | 33.7953 | 34.8429 | 36.1128 | 37.4389
Scenario 4: Reference ZEAS Phase In | PG&E | Res | BROs | Res - Single Family | Gas Energy (MMTherm/year) | Energy Efficiency | 0.99461 | 1.0065 | 1.0208 | 1.0372 | 1.0555 | 1.075 | 1.0917 | 1.1116 | 1.1332 | 1.1561 | 1.1812 | 1.2088 | 1.2395
Scenario 4: Reference ZEAS Phase In | PG&E | Res | BldgEnv | Res - Single Family | Electric Demand (MW) | Energy Efficiency | 0.014615 | 0.017015 | 0.017898 | 0.017838 | 0.017335 | 0.016642 | 0.015849 | 0.014988 | 0.014145 | 0 | 0 | 0 | 0
Scenario 4: Reference ZEAS Phase In | PG&E | Res | BldgEnv | Res - Single Family | Electric Energy (GWh/year) | Energy Efficiency | -0.0043969 | -0.0042491 | -0.0041029 | -0.0039588 | -0.0038171 | -0.0036774 | -0.0035391 | -0.0033993 | -0.0032586 | 0 | 0 | 0 | 0
Scenario 4: Reference ZEAS Phase In | PG&E | Res | BldgEnv | Res - Single Family | Gas Energy (MMTherm/year) | Energy Efficiency | 0.0025923 | 0.0030637 | 0.0032419 | 0.0032386 | 0.0031496 | 0.0030241 | 0.0028794 | 0.002722 | 0.0025681 | 0 | 0 | 0 | 0
Scenario 4: Reference ZEAS Phase In | PG&E | Res | HVAC | Res - Multi Family | Electric Demand (MW) | Energy Efficiency | 0.013003 | 0.014245 | 0.79067 | 0.016245 | 0.016986 | 0.017644 | 0.018243 | 0.017517 | 0.017971 | 0.018402 | 0.018812 | 0.019224 | 0.01912
Scenario 4: Reference ZEAS Phase In | PG&E | Res | HVAC | Res - Multi Family | Electric Demand (MW) | Fuel Substitution | 0 | 0 | 0 | 0 | 2.0904e-05 | 2.2312e-05 | 2.3599e-05 | 2.4682e-05 | 2.6032e-05 | 2.7371e-05 | 2.8332e-05 | 2.9031e-05 | 2.9547e-05
Scenario 4: Reference ZEAS Phase In | PG&E | Res | HVAC | Res - Multi Family | Electric Energy (GWh/year) | Energy Efficiency | 0.10127 | 0.11106 | 0.7054 | 0.12663 | 0.13241 | 0.13754 | 0.14219 | 0.13595 | 0.13949 | 0.14285 | 0.14604 | 0.16483 | 0.16007
Scenario 4: Reference ZEAS Phase In | PG&E | Res | HVAC | Res - Multi Family | Electric Energy (GWh/year) | Fuel Substitution | -7.1293e-05 | -9.5752e-05 | -0.00010086 | -0.00010579 | 0.00015759 | 0.00016821 | 0.00017792 | 0.00018609 | 0.00019629 | 0.00020639 | 0.00021364 | 0.00021891 | 0.00022281
Scenario 4: Reference ZEAS Phase In | PG&E | Res | HVAC | Res - Multi Family | Gas Energy (MMTherm/year) | Energy Efficiency | 0 | 0 | 0 | 1.4816e-07 | 2.0716e-07 | 2.1649e-07 | 0 | 0 | 0 | 0 | 0 | 0.0023639 | 0.0017463
Scenario 4: Reference ZEAS Phase In | PG&E | Res | HVAC | Res - Multi Family | Gas Energy (MMTherm/year) | Fuel Substitution | 1.8425e-05 | 2.5611e-05 | 2.6986e-05 | 2.8308e-05 | 0 | 0 | 0 | 0 | 0 | 0 | 0 | 0 | 0
Scenario 4: Reference ZEAS Phase In | PG&E | Res | HVAC | Res - Single Family | Electric Demand (MW) | Energy Efficiency | 0.74531 | 0.86312 | 7.3603 | 1.0024 | 0.61621 | 0.63931 | 0.65974 | 0.67781 | 0.14138 | 0.047534 | 0.048485 | 0.049388 | 0.050192
Scenario 4: Reference ZEAS Phase In | PG&E | Res | HVAC | Res - Single Family | Electric Demand (MW) | Fuel Substitution | 0 | 0 | 0 | 0 | 0.00043795 | 0.00046958 | 0.00050007 | 0.00053527 | 3.2749e-05 | 3.4838e-05 | 3.65e-05 | 3.7767e-05 | 3.8815e-05
Scenario 4: Reference ZEAS Phase In | PG&E | Res | HVAC | Res - Single Family | Electric Energy (GWh/year) | Energy Efficiency | 0.78678 | 0.91177 | 4.059 | 1.0556 | 0.6674 | 0.69212 | 0.71394 | 0.73319 | 0.30072 | 0.22838 | 0.23295 | 0.35284 | 0.35319
Scenario 4: Reference ZEAS Phase In | PG&E | Res | HVAC | Res - Single Family | Electric Energy (GWh/year) | Fuel Substitution | -0.0071576 | -0.0076332 | -0.0085692 | -0.0090305 | 0.0019224 | 0.0020583 | 0.0021853 | 0.0023278 | 0.00015397 | 0.00016372 | 0.0001716 | 0.00017748 | 0.00018241
Scenario 4: Reference ZEAS Phase In | PG&E | Res | HVAC | Res - Single Family | Gas Energy (MMTherm/year) | Energy Efficiency | 0.013232 | 0.016115 | 0.018007 | 0.019162 | -0.0039008 | -0.0040478 | -0.0041779 | -0.0042929 | -0.00064408 | 0 | 0 | 0.014734 | 0.014287
Scenario 4: Reference ZEAS Phase In | PG&E | Res | HVAC | Res - Single Family | Gas Energy (MMTherm/year) | Fuel Substitution | 0.0010186 | 0.0010863 | 0.0012342 | 0.0013005 | 0 | 0 | 0 | 0 | 0 | 0 | 0 | 0 | 0
Scenario 4: Reference ZEAS Phase In | PG&E | Res | WaterHeat | Res - Multi Family | Electric Demand (MW) | Energy Efficiency | 0.020282 | 0.037358 | 0.043724 | 0.046055 | 0.048053 | 0.049915 | 0.051707 | 0.051003 | 0.052584 | 0.054185 | 0.055814 | 0.057547 | 0.057721
Scenario 4: Reference ZEAS Phase In | PG&E | Res | WaterHeat | Res - Multi Family | Electric Demand (MW) | Fuel Substitution | 0 | 0 | 0.0024605 | 0.0056678 | 0.0096303 | 0.010647 | 0.01197 | 0.013563 | 0.015004 | 0.016409 | 0.017637 | 0.018578 | 0.019321
Scenario 4: Reference ZEAS Phase In | PG&E | Res | WaterHeat | Res - Multi Family | Electric Energy (GWh/year) | Energy Efficiency | 0.11521 | 0.21459 | 0.25143 | 0.26469 | 0.27596 | 0.28643 | 0.29649 | 0.29208 | 0.30095 | 0.30993 | 0.31909 | 0.32887 | 0.32963
Scenario 4: Reference ZEAS Phase In | PG&E | Res | WaterHeat | Res - Multi Family | Electric Energy (GWh/year) | Fuel Substitution | -2.1988 | -2.3753 | -2.5699 | -2.7183 | -2.8569 | -3.0358 | 0.072259 | 0.081839 | 0.09052 | 0.098982 | 0.10638 | 0.11203 | 0.1165
Scenario 4: Reference ZEAS Phase In | PG&E | Res | WaterHeat | Res - Multi Family | Gas Energy (MMTherm/year) | Energy Efficiency | 0.042239 | 0.045231 | 0.027496 | 0.027405 | 0.026491 | 0.025561 | 0.024622 | 0.021796 | 0.020796 | 0.019848 | 0.019045 | 0.018499 | 0.016956
Scenario 4: Reference ZEAS Phase In | PG&E | Res | WaterHeat | Res - Multi Family | Gas Energy (MMTherm/year) | Fuel Substitution | 0.1684 | 0.18198 | 0.20027 | 0.21186 | 0.2226 | 0.23673 | 0 | 0 | 0 | 0 | 0 | 0 | 0
Scenario 4: Reference ZEAS Phase In | PG&E | Res | WaterHeat | Res - Single Family | Electric Demand (MW) | Energy Efficiency | 0.10491 | 0.11539 | 0.12527 | 0.13146 | 0.13672 | 0.14149 | 0.14594 | 0.15014 | 0.15061 | 0.15423 | 0.15837 | 0.16259 | 0.16678
Scenario 4: Reference ZEAS Phase In | PG&E | Res | WaterHeat | Res - Single Family | Electric Demand (MW) | Fuel Substitution | 0 | 0 | 0.014421 | 0.033228 | 0.056395 | 0.062264 | 0.068756 | 0.077442 | 0.085854 | 0.094102 | 0.10126 | 0.10677 | 0.11119
Scenario 4: Reference ZEAS Phase In | PG&E | Res | WaterHeat | Res - Single Family | Electric Energy (GWh/year) | Energy Efficiency | 0.71414 | 0.78482 | 0.85362 | 0.89571 | 0.9314 | 0.96377 | 0.99393 | 1.0223 | 1.0337 | 1.0596 | 1.0879 | 1.1169 | 1.1456
Scenario 4: Reference ZEAS Phase In | PG&E | Res | WaterHeat | Res - Single Family | Electric Energy (GWh/year) | Fuel Substitution | -0.055575 | -0.078512 | -0.24124 | 0.043673 | 0.4134 | 0.45624 | 0.50364 | 0.56714 | 0.62861 | 0.68887 | 0.74111 | 0.78128 | 0.8135
Scenario 4: Reference ZEAS Phase In | PG&E | Res | WaterHeat | Res - Single Family | Gas Energy (MMTherm/year) | Energy Efficiency | 0.20826 | 0.23951 | 0.11081 | 0.11108 | 0.10732 | 0.10343 | 0.099002 | 0.094277 | 0.089797 | 0.085948 | 0.082573 | 0.079681 | 0.077055
Scenario 4: Reference ZEAS Phase In | PG&E | Res | WaterHeat | Res - Single Family | Gas Energy (MMTherm/year) | Fuel Substitution | 0.0075249 | 0.010629 | 0.046996 | 0.027071 | 0 | 0 | 0 | 0 | 0 | 0 | 0 | 0 | 0
Scenario 4: Reference ZEAS Phase In | PG&E | Res | WholeBlg | Res - Multi Family | Electric Demand (MW) | Energy Efficiency | 0 | 0 | 0.00093991 | 0.00097017 | 0.00095678 | 0.00094411 | 0.24394 | 0.23333 | 0.21791 | 0.20438 | 0.18891 | 0.31839 | 0.29595
Scenario 4: Reference ZEAS Phase In | PG&E | Res | WholeBlg | Res - Multi Family | Electric Energy (GWh/year) | Energy Efficiency | 0 | 0 | 0.0090796 | 0.0093719 | 0.0092426 | 0.0091202 | 2.1434 | 2.0501 | 1.9147 | 1.7958 | 1.6598 | 2.5549 | 2.3748
Scenario 4: Reference ZEAS Phase In | PG&E | Res | WholeBlg | Res - Multi Family | Gas Energy (MMTherm/year) | Energy Efficiency | 0 | 0 | 6.7456e-05 | 6.9628e-05 | 6.8667e-05 | 6.7758e-05 | 0.018668 | 0.017856 | 0.016676 | 0.015641 | 0.014456 | 0.023815 | 0.022137
Scenario 4: Reference ZEAS Phase In | PG&E | Res | WholeBlg | Res - Single Family | Electric Demand (MW) | Energy Efficiency | 0 | 0 | 0.0076699 | 0.0079518 | 0.0077705 | 0.0076022 | 0.0072099 | 0.0067554 | 0.0062097 | 0.0057715 | 0.0052737 | 0.0048601 | 0.63092
Scenario 4: Reference ZEAS Phase In | PG&E | Res | WholeBlg | Res - Single Family | Electric Energy (GWh/year) | Energy Efficiency | 0 | 0 | 0.034337 | 0.035599 | 0.034787 | 0.034034 | 0.032277 | 0.030243 | 0.0278 | 0.025838 | 0.023609 | 0.021758 | 3.3928
Scenario 4: Reference ZEAS Phase In | PG&E | Res | WholeBlg | Res - Single Family | Gas Energy (MMTherm/year) | Energy Efficiency | 0 | 0 | 0.00019799 | 0.00020526 | 0.00020058 | 0.00019624 | 0.00018611 | 0.00017438 | 0.00016029 | 0.00014898 | 0.00013613 | 0.00012546 | 0.020886
Scenario 4: Reference ZEAS Phase In | SCE | Ag | WholeBlg | Ag - Dairies, fishing, hunting | Electric Demand (MW) | Energy Efficiency | 0.042678 | 0.042932 | 0.043158 | 0.043366 | 0.043565 | 0.043748 | 0.043926 | 0.044113 | 0.044304 | 0.044494 | 0.044674 | 0.044846 | 0.045011
Scenario 4: Reference ZEAS Phase In | SCE | Ag | WholeBlg | Ag - Dairies, fishing, hunting | Electric Energy (GWh/year) | Energy Efficiency | 0.18181 | 0.18289 | 0.18385 | 0.18474 | 0.18559 | 0.18637 | 0.18712 | 0.18792 | 0.18874 | 0.18954 | 0.19031 | 0.19104 | 0.19175
Scenario 4: Reference ZEAS Phase In | SCE | Ag | WholeBlg | Ag - Irrigated Agriculture, vineyards, forestry and greenhouses | Electric Demand (MW) | Energy Efficiency | 0.10273 | 0.10807 | 0.113 | 0.11768 | 0.12222 | 0.12645 | 0.13048 | 0.13463 | 0.13886 | 0.14314 | 0.14738 | 0.15158 | 0.15576
Scenario 4: Reference ZEAS Phase In | SCE | Ag | WholeBlg | Ag - Irrigated Agriculture, vineyards, forestry and greenhouses | Electric Energy (GWh/year) | Energy Efficiency | 0.43761 | 0.46038 | 0.48137 | 0.50133 | 0.52067 | 0.53865 | 0.55584 | 0.5735 | 0.59152 | 0.60977 | 0.62785 | 0.64573 | 0.66354
Scenario 4: Reference ZEAS Phase In | SCE | Ag | WholeBlg | Ag - Water pumping | Electric Demand (MW) | Energy Efficiency | 0.59452 | 0.59403 | 0.59351 | 0.59294 | 0.59237 | 0.59185 | 0.59143 | 0.59103 | 0.59063 | 0.59014 | 0.58954 | 0.58884 | 0.58804
Scenario 4: Reference ZEAS Phase In | SCE | Ag | WholeBlg | Ag - Water pumping | Electric Energy (GWh/year) | Energy Efficiency | 2.5326 | 2.5306 | 2.5283 | 2.5259 | 2.5235 | 2.5213 | 2.5195 | 2.5178 | 2.5161 | 2.514 | 2.5114 | 2.5084 | 2.5051
Scenario 4: Reference ZEAS Phase In | SCE | Com | BROs | Com - Lodging | Electric Energy (GWh/year) | Energy Efficiency | 0.024629 | 0.050421 | 0.07744 | 0.10626 | 0.13713 | 0.16977 | 0.20492 | 0.24148 | 0.27995 | 0.32063 | 0.36258 | 0.40457 | 0.44519
Scenario 4: Reference ZEAS Phase In | SCE | Com | BROs | Com - Other | Electric Energy (GWh/year) | Energy Efficiency | 0.039575 | 0.080674 | 0.12345 | 0.1687 | 0.21682 | 0.26735 | 0.32173 | 0.3778 | 0.43648 | 0.49809 | 0.56125 | 0.6242 | 0.69509
Scenario 4: Reference ZEAS Phase In | SCE | Com | BROs | Com - Retail | Electric Demand (MW) | Energy Efficiency | 0.0073178 | 0.014871 | 0.022708 | 0.03091 | 0.039577 | 0.048623 | 0.058302 | 0.068216 | 0.078507 | 0.089219 | 0.10007 | 0.11081 | 0.12253
Scenario 4: Reference ZEAS Phase In | SCE | Com | BROs | Com - Retail | Electric Energy (GWh/year) | Energy Efficiency | 0.079116 | 0.16077 | 0.2455 | 0.33419 | 0.42788 | 0.52568 | 0.63033 | 0.73751 | 0.84878 | 0.96458 | 1.0819 | 1.198 | 1.3247
Scenario 4: Reference ZEAS Phase In | SCE | Com | BldgEnv | Com - College | Electric Demand (MW) | Energy Efficiency | 0.0014377 | 0.001523 | 0.0015615 | 0.0015452 | 0.0014709 | 0.0013483 | 0.0011869 | 0.0010011 | 7.2087e-05 | 0 | 0 | 0 | 0
Scenario 4: Reference ZEAS Phase In | SCE | Com | BldgEnv | Com - College | Electric Energy (GWh/year) | Energy Efficiency | 0.00049063 | 0.00051972 | 0.00053284 | 0.00052724 | 0.00050181 | 0.00045988 | 0.00040469 | 0.00034117 | 2.3744e-05 | 0 | 0 | 0 | 0
Scenario 4: Reference ZEAS Phase In | SCE | Com | BldgEnv | Com - College | Gas Energy (MMTherm/year) | Energy Efficiency | 0.0015634 | 0.0016562 | 0.0016978 | 0.0016795 | 0.001598 | 0.0014636 | 0.0012869 | 0.0010836 | 6.8947e-05 | 0 | 0 | 0 | 0
Scenario 4: Reference ZEAS Phase In | SCE | Com | BldgEnv | Com - Grocery | Electric Demand (MW) | Energy Efficiency | 0.0001349 | 0.00014159 | 0.00014619 | 0.00012737 | 0.00013613 | 0.00014383 | 0.00015014 | 0.00015743 | 0.00016367 | 0 | 0 | 0 | 0
Scenario 4: Reference ZEAS Phase In | SCE | Com | BldgEnv | Com - Grocery | Electric Energy (GWh/year) | Energy Efficiency | 4.4431e-05 | 4.6635e-05 | 4.815e-05 | 4.1954e-05 | 4.484e-05 | 4.7373e-05 | 4.9454e-05 | 5.1854e-05 | 5.391e-05 | 0 | 0 | 0 | 0
Scenario 4: Reference ZEAS Phase In | SCE | Com | BldgEnv | Com - Grocery | Gas Energy (MMTherm/year) | Energy Efficiency | 9.3973e-05 | 9.8636e-05 | 0.00010184 | 8.8742e-05 | 9.4846e-05 | 0.00010021 | 0.00010461 | 0.00010968 | 0.00011403 | 0 | 0 | 0 | 0
Scenario 4: Reference ZEAS Phase In | SCE | Com | BldgEnv | Com - Health | Electric Demand (MW) | Energy Efficiency | 0.002706 | 0.0024011 | 0.00041255 | 0.00035084 | 0.00029076 | 0.00023293 | 0.00018301 | 0.00013579 | 0.00013849 | 0 | 0 | 0 | 0
Scenario 4: Reference ZEAS Phase In | SCE | Com | BldgEnv | Com - Health | Electric Energy (GWh/year) | Energy Efficiency | 0.0012494 | 0.0011086 | 0.0001607 | 0.0001393 | 0.00011872 | 9.8705e-05 | 8.1533e-05 | 6.2694e-05 | 6.3939e-05 | 0 | 0 | 0 | 0
Scenario 4: Reference ZEAS Phase In | SCE | Com | BldgEnv | Com - Health | Gas Energy (MMTherm/year) | Energy Efficiency | 0.0021401 | 0.001899 | 0.00020301 | 0.00018357 | 0.00016567 | 0.00014762 | 0.00013247 | 0.00010739 | 0.00010952 | 0 | 0 | 0 | 0
Scenario 4: Reference ZEAS Phase In | SCE | Com | BldgEnv | Com - Lodging | Electric Demand (MW) | Energy Efficiency | 0.00012169 | 0.00014756 | 0.00017856 | 0.00021559 | 0.00025971 | 0.00031206 | 0.00037382 | 0.00044624 | 4.3823e-06 | 0 | 0 | 0 | 0
Scenario 4: Reference ZEAS Phase In | SCE | Com | BldgEnv | Com - Lodging | Electric Energy (GWh/year) | Energy Efficiency | 7.6201e-05 | 9.2394e-05 | 0.0001118 | 0.00013497 | 0.00016259 | 0.00019535 | 0.000234 | 0.00027932 | 2.8312e-06 | 0 | 0 | 0 | 0
Scenario 4: Reference ZEAS Phase In | SCE | Com | BldgEnv | Com - Lodging | Gas Energy (MMTherm/year) | Energy Efficiency | 4.8239e-05 | 5.8551e-05 | 7.0911e-05 | 8.5685e-05 | 0.00010329 | 0.00012418 | 0.00014884 | 0.00017776 | 7.3242e-07 | 0 | 0 | 0 | 0
Scenario 4: Reference ZEAS Phase In | SCE | Com | BldgEnv | Com - Office (Large) | Electric Demand (MW) | Energy Efficiency | 0.0029386 | 0.0030553 | 0.0031468 | 0.0032353 | 0.0033428 | 0.0034375 | 0.0034966 | 0.003553 | 0.0035672 | 0 | 0 | 0 | 0
Scenario 4: Reference ZEAS Phase In | SCE | Com | BldgEnv | Com - Office (Large) | Electric Energy (GWh/year) | Energy Efficiency | 0.00099605 | 0.0010356 | 0.0010666 | 0.0010966 | 0.0011331 | 0.0011652 | 0.0011852 | 0.0012043 | 0.0012091 | 0 | 0 | 0 | 0
Scenario 4: Reference ZEAS Phase In | SCE | Com | BldgEnv | Com - Office (Large) | Gas Energy (MMTherm/year) | Energy Efficiency | 0.0008313 | 0.00086432 | 0.0008902 | 0.00091525 | 0.00094565 | 0.00097246 | 0.00098916 | 0.0010051 | 0.0010091 | 0 | 0 | 0 | 0
Scenario 4: Reference ZEAS Phase In | SCE | Com | BldgEnv | Com - Office (Small) | Electric Demand (MW) | Energy Efficiency | 0.00013624 | 0.00014228 | 0.00014727 | 0.00013325 | 1.3864e-06 | 0.0016461 | 0.0001357 | 0.00014016 | 0.00014403 | 0 | 0 | 0 | 0
Scenario 4: Reference ZEAS Phase In | SCE | Com | BldgEnv | Com - Office (Small) | Electric Energy (GWh/year) | Energy Efficiency | 4.4875e-05 | 4.6864e-05 | 4.8508e-05 | 4.3889e-05 | 4.5669e-07 | 0.00054221 | 4.4698e-05 | 4.6165e-05 | 4.7442e-05 | 0 | 0 | 0 | 0
Scenario 4: Reference ZEAS Phase In | SCE | Com | BldgEnv | Com - Office (Small) | Gas Energy (MMTherm/year) | Energy Efficiency | 4.4756e-05 | 4.674e-05 | 4.838e-05 | 4.3771e-05 | 4.5554e-07 | 0.00054076 | 4.4579e-05 | 4.6042e-05 | 4.7315e-05 | 0 | 0 | 0 | 0
Scenario 4: Reference ZEAS Phase In | SCE | Com | BldgEnv | Com - Other | Electric Demand (MW) | Energy Efficiency | 0.0059813 | 0.0054516 | 0.0047499 | 0.0039526 | 0.0031409 | 0.0023786 | 0.0017136 | 0.0014 | 0.0013542 | 0 | 0 | 0 | 0
Scenario 4: Reference ZEAS Phase In | SCE | Com | BldgEnv | Com - Other | Electric Energy (GWh/year) | Energy Efficiency | 0.0020418 | 0.0018605 | 0.0016205 | 0.0013478 | 0.0010702 | 0.00080943 | 0.00058198 | 0.000475 | 0.00045925 | 0 | 0 | 0 | 0
Scenario 4: Reference ZEAS Phase In | SCE | Com | BldgEnv | Com - Other | Gas Energy (MMTherm/year) | Energy Efficiency | 0.0042105 | 0.0037613 | 0.0031766 | 0.0025184 | 0.00185 | 0.0012221 | 0.00067005 | 0.00041455 | 0.00041069 | 0 | 0 | 0 | 0
Scenario 4: Reference ZEAS Phase In | SCE | Com | BldgEnv | Com - Refrig. Warehouse | Electric Demand (MW) | Energy Efficiency | 2.3536e-05 | 2.3646e-06 | 2.4635e-06 | 2.5036e-06 | 2.5844e-06 | 2.6907e-06 | 2.8125e-06 | 2.9124e-06 | 3.0298e-06 | 0 | 0 | 0 | 0
Scenario 4: Reference ZEAS Phase In | SCE | Com | BldgEnv | Com - Refrig. Warehouse | Electric Energy (GWh/year) | Energy Efficiency | 1.0984e-05 | 1.1035e-06 | 1.1496e-06 | 1.1684e-06 | 1.2061e-06 | 1.2557e-06 | 1.3125e-06 | 1.3591e-06 | 1.4139e-06 | 0 | 0 | 0 | 0
Scenario 4: Reference ZEAS Phase In | SCE | Com | BldgEnv | Com - Refrig. Warehouse | Gas Energy (MMTherm/year) | Energy Efficiency | 1.3285e-05 | 1.3347e-06 | 1.3905e-06 | 1.4132e-06 | 1.4588e-06 | 1.5187e-06 | 1.5875e-06 | 1.6439e-06 | 1.7101e-06 | 0 | 0 | 0 | 0
Scenario 4: Reference ZEAS Phase In | SCE | Com | BldgEnv | Com - Restaurant | Electric Demand (MW) | Energy Efficiency | 0 | 0 | 0 | 0 | 0 | 0 | 0 | 0 | 0 | 0 | 0 | 0 | 0
Scenario 4: Reference ZEAS Phase In | SCE | Com | BldgEnv | Com - Restaurant | Electric Energy (GWh/year) | Energy Efficiency | 0 | 0 | 0 | 0 | 0 | 0 | 0 | 0 | 0 | 0 | 0 | 0 | 0
Scenario 4: Reference ZEAS Phase In | SCE | Com | BldgEnv | Com - Restaurant | Gas Energy (MMTherm/year) | Energy Efficiency | 0 | 0 | 0 | 0 | 0 | 0 | 0 | 0 | 0 | 0 | 0 | 0 | 0
Scenario 4: Reference ZEAS Phase In | SCE | Com | BldgEnv | Com - Retail | Electric Demand (MW) | Energy Efficiency | 0.00035585 | 0.00036989 | 0.00037961 | 0.00039004 | 0.00040095 | 0.00040504 | 0.00035324 | 0.00035976 | 0.00036112 | 0 | 0 | 0 | 0
Scenario 4: Reference ZEAS Phase In | SCE | Com | BldgEnv | Com - Retail | Electric Energy (GWh/year) | Energy Efficiency | 0.00012058 | 0.00012542 | 0.00012878 | 0.00013238 | 0.00013616 | 0.00013763 | 0.00012064 | 0.00012287 | 0.00012334 | 0 | 0 | 0 | 0
Scenario 4: Reference ZEAS Phase In | SCE | Com | BldgEnv | Com - Retail | Gas Energy (MMTherm/year) | Energy Efficiency | 0.0001254 | 0.00013055 | 0.00013414 | 0.000138 | 0.00014204 | 0.0001437 | 0.00012686 | 0.00012921 | 0.00012971 | 0 | 0 | 0 | 0
Scenario 4: Reference ZEAS Phase In | SCE | Com | BldgEnv | Com - School | Electric Demand (MW) | Energy Efficiency | 0.00016623 | 0.00017446 | 0.00018248 | 0.00018926 | 0.00019437 | 0.00019967 | 0.00020294 | 0.0002065 | 0.00020988 | 0 | 0 | 0 | 0
Scenario 4: Reference ZEAS Phase In | SCE | Com | BldgEnv | Com - School | Electric Energy (GWh/year) | Energy Efficiency | 5.4752e-05 | 5.7464e-05 | 6.0107e-05 | 6.2339e-05 | 6.4021e-05 | 6.5767e-05 | 6.6845e-05 | 6.8018e-05 | 6.913e-05 | 0 | 0 | 0 | 0
Scenario 4: Reference ZEAS Phase In | SCE | Com | BldgEnv | Com - School | Gas Energy (MMTherm/year) | Energy Efficiency | 5.4606e-05 | 5.731e-05 | 5.9946e-05 | 6.2172e-05 | 6.385e-05 | 6.5591e-05 | 6.6666e-05 | 6.7836e-05 | 6.8945e-05 | 0 | 0 | 0 | 0
Scenario 4: Reference ZEAS Phase In | SCE | Com | BldgEnv | Com - Warehouse | Electric Demand (MW) | Energy Efficiency | 0.0014825 | 0.0016923 | 0.0018965 | 0.0020879 | 0.0022539 | 0.0023741 | 0.0024381 | 0.00244 | 0.00021734 | 0 | 0 | 0 | 0
Scenario 4: Reference ZEAS Phase In | SCE | Com | BldgEnv | Com - Warehouse | Electric Energy (GWh/year) | Energy Efficiency | 0.00071705 | 0.00081697 | 0.00091397 | 0.0010054 | 0.0010855 | 0.0011435 | 0.0011749 | 0.0011773 | 0.00014097 | 0 | 0 | 0 | 0
Scenario 4: Reference ZEAS Phase In | SCE | Com | BldgEnv | Com - Warehouse | Gas Energy (MMTherm/year) | Energy Efficiency | 0.00084197 | 0.00096079 | 0.0010764 | 0.0011849 | 0.0012791 | 0.0013474 | 0.0013838 | 0.0013852 | 0.00013081 | 0 | 0 | 0 | 0
Scenario 4: Reference ZEAS Phase In | SCE | Com | ComRefrig | Com - College | Electric Demand (MW) | Energy Efficiency | 0.00012355 | 8.2209e-05 | 4.9712e-05 | 2.6266e-05 | 1.0342e-05 | 4.5339e-06 | 0.00067343 | 0.00088715 | 0.00086047 | 0.00083305 | 0.00080932 | 0.00080178 | 0.00078199
Scenario 4: Reference ZEAS Phase In | SCE | Com | ComRefrig | Com - College | Electric Energy (GWh/year) | Energy Efficiency | 0.00090938 | 0.00061257 | 0.00037638 | 0.00020401 | 8.5692e-05 | 3.8564e-05 | 0.0058947 | 0.007766 | 0.0075324 | 0.0072924 | 0.0070847 | 0.0070187 | 0.0068455
Scenario 4: Reference ZEAS Phase In | SCE | Com | ComRefrig | Com - College | Gas Energy (MMTherm/year) | Energy Efficiency | 0 | 0 | 0 | 0 | 0 | 0 | -9.0994e-05 | -0.00012013 | -0.00011652 | -0.0001128 | -0.00010959 | -0.00010857 | -0.00010589
Scenario 4: Reference ZEAS Phase In | SCE | Com | ComRefrig | Com - Grocery | Electric Demand (MW) | Energy Efficiency | 0.17337 | 0.095636 | 0.039757 | 0.015548 | 0.0049781 | 0 | 0 | 0 | 0 | 0 | 0 | 0 | 0
Scenario 4: Reference ZEAS Phase In | SCE | Com | ComRefrig | Com - Grocery | Electric Energy (GWh/year) | Energy Efficiency | 1.295 | 0.73213 | 0.32172 | 0.13224 | 0.042342 | 0 | 0 | 0 | 0 | 0 | 0 | 0 | 0
Scenario 4: Reference ZEAS Phase In | SCE | Com | ComRefrig | Com - Grocery | Gas Energy (MMTherm/year) | Energy Efficiency | 0 | 0 | 0 | 0 | 0 | 0 | 0 | 0 | 0 | 0 | 0 | 0 | 0
Scenario 4: Reference ZEAS Phase In | SCE | Com | ComRefrig | Com - Health | Electric Demand (MW) | Energy Efficiency | 0 | 0 | 0 | 0 | 0 | 0 | 0.0044806 | 0.0061213 | 0.0059052 | 0.0056652 | 0.0054328 | 0.005294 | 0.0051919
Scenario 4: Reference ZEAS Phase In | SCE | Com | ComRefrig | Com - Health | Electric Energy (GWh/year) | Energy Efficiency | 0 | 0 | 0 | 0 | 0 | 0 | 0.039222 | 0.053585 | 0.051693 | 0.049592 | 0.047558 | 0.046343 | 0.04545
Scenario 4: Reference ZEAS Phase In | SCE | Com | ComRefrig | Com - Health | Gas Energy (MMTherm/year) | Energy Efficiency | 0 | 0 | 0 | 0 | 0 | 0 | -0.00060671 | -0.00082888 | -0.00079962 | -0.00076712 | -0.00073566 | -0.00071686 | -0.00070304
Scenario 4: Reference ZEAS Phase In | SCE | Com | ComRefrig | Com - Refrig. Warehouse | Electric Demand (MW) | Energy Efficiency | 0.00029687 | 0.00021386 | 0.00014057 | 8.3424e-05 | 4.2612e-05 | 1.521e-05 | 6.7707e-06 | 1.582e-06 | 0 | 0 | 0 | 0 | 0
Scenario 4: Reference ZEAS Phase In | SCE | Com | ComRefrig | Com - Refrig. Warehouse | Electric Energy (GWh/year) | Energy Efficiency | 0.0021633 | 0.0015741 | 0.0010475 | 0.00063189 | 0.00033169 | 0.00012806 | 5.759e-05 | 1.3456e-05 | 0 | 0 | 0 | 0 | 0
Scenario 4: Reference ZEAS Phase In | SCE | Com | ComRefrig | Com - Refrig. Warehouse | Gas Energy (MMTherm/year) | Energy Efficiency | 0 | 0 | 0 | 0 | 0 | 0 | 0 | 0 | 0 | 0 | 0 | 0 | 0
Scenario 4: Reference ZEAS Phase In | SCE | Com | ComRefrig | Com - Restaurant | Electric Demand (MW) | Energy Efficiency | 0.0069929 | 0.0038457 | 0.0015953 | 0.00059572 | 0.00018354 | 0 | 0 | 0 | 0 | 0 | 0 | 0 | 0
Scenario 4: Reference ZEAS Phase In | SCE | Com | ComRefrig | Com - Restaurant | Electric Energy (GWh/year) | Energy Efficiency | 0.0521 | 0.02933 | 0.012832 | 0.005067 | 0.0015611 | 0 | 0 | 0 | 0 | 0 | 0 | 0 | 0
Scenario 4: Reference ZEAS Phase In | SCE | Com | ComRefrig | Com - Restaurant | Gas Energy (MMTherm/year) | Energy Efficiency | 0 | 0 | 0 | 0 | 0 | 0 | 0 | 0 | 0 | 0 | 0 | 0 | 0
Scenario 4: Reference ZEAS Phase In | SCE | Com | ComRefrig | Com - Retail | Electric Demand (MW) | Energy Efficiency | 0.084179 | 0.047648 | 0.02128 | 0.0078197 | 0.0028581 | 0 | 0 | 0 | 0 | 0 | 0 | 0 | 0
Scenario 4: Reference ZEAS Phase In | SCE | Com | ComRefrig | Com - Retail | Electric Energy (GWh/year) | Energy Efficiency | 0.62751 | 0.36308 | 0.16953 | 0.066512 | 0.02431 | 0 | 0 | 0 | 0 | 0 | 0 | 0 | 0
Scenario 4: Reference ZEAS Phase In | SCE | Com | ComRefrig | Com - Retail | Gas Energy (MMTherm/year) | Energy Efficiency | 0 | 0 | 0 | 0 | 0 | 0 | 0 | 0 | 0 | 0 | 0 | 0 | 0
Scenario 4: Reference ZEAS Phase In | SCE | Com | ComRefrig | Com - School | Electric Demand (MW) | Energy Efficiency | 2.0407e-05 | 2.7572e-06 | 0 | 0 | 0 | 0 | 0 | 0 | 0 | 0 | 0 | 0 | 0
Scenario 4: Reference ZEAS Phase In | SCE | Com | ComRefrig | Com - School | Electric Energy (GWh/year) | Energy Efficiency | 0.00017358 | 2.3451e-05 | 0 | 0 | 0 | 0 | 0 | 0 | 0 | 0 | 0 | 0 | 0
Scenario 4: Reference ZEAS Phase In | SCE | Com | ComRefrig | Com - School | Gas Energy (MMTherm/year) | Energy Efficiency | 0 | 0 | 0 | 0 | 0 | 0 | 0 | 0 | 0 | 0 | 0 | 0 | 0
Scenario 4: Reference ZEAS Phase In | SCE | Com | FoodServ | Com - College | Electric Demand (MW) | Energy Efficiency | 0.002423 | 0.0039387 | 0.004439 | 0.0046714 | 0.0048772 | 0.0051185 | 0.005266 | 0.0053159 | 0.0060031 | 0.0063262 | 0.0063373 | 0.0065762 | 0.0065735
Scenario 4: Reference ZEAS Phase In | SCE | Com | FoodServ | Com - College | Electric Demand (MW) | Fuel Substitution | -0.00016994 | -0.00019373 | -0.00021683 | -0.00023932 | -0.0002612 | -0.0002825 | -0.00030323 | -0.00032334 | -0.00034279 | -0.00036155 | -0.00037958 | -0.00039689 | -0.00041495
Scenario 4: Reference ZEAS Phase In | SCE | Com | FoodServ | Com - College | Electric Energy (GWh/year) | Energy Efficiency | 0.011869 | 0.021027 | 0.023917 | 0.025112 | 0.026246 | 0.027498 | 0.028232 | 0.028467 | 0.031475 | 0.032852 | 0.032875 | 0.034038 | 0.033997
Scenario 4: Reference ZEAS Phase In | SCE | Com | FoodServ | Com - College | Electric Energy (GWh/year) | Fuel Substitution | -0.00197 | -0.0022583 | -0.0025419 | -0.0028224 | -0.0031008 | -0.0033817 | -0.0036802 | -0.0039908 | -0.0043085 | -0.004636 | -0.0049759 | -0.0053233 | -0.0056845
Scenario 4: Reference ZEAS Phase In | SCE | Com | FoodServ | Com - College | Gas Energy (MMTherm/year) | Energy Efficiency | 0.00026284 | 0.00027315 | 0.00029142 | 0.00031086 | 0.00045731 | 0.00053684 | 0.00055445 | 0.00056208 | 0.00056728 | 0.0005676 | 0.00057033 | 0.00059685 | 0.00059848
Scenario 4: Reference ZEAS Phase In | SCE | Com | FoodServ | Com - College | Gas Energy (MMTherm/year) | Fuel Substitution | 0.00020388 | 0.00023371 | 0.00026305 | 0.00029203 | 0.00032077 | 0.00034973 | 0.00038041 | 0.00041226 | 0.00044478 | 0.00047825 | 0.00051297 | 0.00054842 | 0.00058555
Scenario 4: Reference ZEAS Phase In | SCE | Com | FoodServ | Com - Grocery | Electric Demand (MW) | Energy Efficiency | 0.010778 | 0.023129 | 0.027029 | 0.028012 | 0.030009 | 0.031192 | 0.031496 | 0.031827 | 0.03742 | 0.040933 | 0.041116 | 0.041174 | 0.041226
Scenario 4: Reference ZEAS Phase In | SCE | Com | FoodServ | Com - Grocery | Electric Demand (MW) | Fuel Substitution | -0.001048 | -0.0011954 | -0.001338 | -0.0014763 | -0.0016105 | -0.0017409 | -0.0018675 | -0.0019902 | -0.0021088 | -0.0022231 | -0.002333 | -0.0024397 | -0.0025561
Scenario 4: Reference ZEAS Phase In | SCE | Com | FoodServ | Com - Grocery | Electric Energy (GWh/year) | Energy Efficiency | 0.052795 | 0.12754 | 0.15118 | 0.15643 | 0.16742 | 0.17385 | 0.17536 | 0.17696 | 0.20146 | 0.2167 | 0.21735 | 0.21739 | 0.21742
Scenario 4: Reference ZEAS Phase In | SCE | Com | FoodServ | Com - Grocery | Electric Energy (GWh/year) | Fuel Substitution | -0.020353 | -0.023089 | -0.025754 | -0.028358 | -0.030915 | -0.033483 | -0.036062 | -0.038628 | -0.04133 | -0.044113 | -0.046927 | -0.049791 | -0.052941
Scenario 4: Reference ZEAS Phase In | SCE | Com | FoodServ | Com - Grocery | Gas Energy (MMTherm/year) | Energy Efficiency | 0.0011692 | 0.0012474 | 0.0013035 | 0.0013628 | 0.0026066 | 0.0032897 | 0.0033297 | 0.003383 | 0.0034218 | 0.0034448 | 0.0034731 | 0.0034918 | 0.0035113
Scenario 4: Reference ZEAS Phase In | SCE | Com | FoodServ | Com - Grocery | Gas Energy (MMTherm/year) | Fuel Substitution | 0.0021117 | 0.0023952 | 0.0026712 | 0.002941 | 0.0032056 | 0.003471 | 0.0037371 | 0.0040017 | 0.0042803 | 0.0045672 | 0.004857 | 0.0051523 | 0.0054804
Scenario 4: Reference ZEAS Phase In | SCE | Com | FoodServ | Com - Health | Electric Demand (MW) | Energy Efficiency | 0.007428 | 0.011278 | 0.012789 | 0.013055 | 0.013669 | 0.013965 | 0.014248 | 0.014252 | 0.015143 | 0.015389 | 0.015066 | 0.015194 | 0.015442
Scenario 4: Reference ZEAS Phase In | SCE | Com | FoodServ | Com - Health | Electric Demand (MW) | Fuel Substitution | -0.00041693 | -0.00047867 | -0.0005389 | -0.00059768 | -0.0006551 | -0.00071114 | -0.00076581 | -0.00081899 | -0.00087059 | -0.00092046 | -0.00096845 | -0.0010165 | -0.0010757
Scenario 4: Reference ZEAS Phase In | SCE | Com | FoodServ | Com - Health | Electric Energy (GWh/year) | Energy Efficiency | 0.036384 | 0.059413 | 0.068149 | 0.069568 | 0.072854 | 0.074438 | 0.075849 | 0.075839 | 0.079675 | 0.080523 | 0.078834 | 0.079408 | 0.080594
Scenario 4: Reference ZEAS Phase In | SCE | Com | FoodServ | Com - Health | Electric Energy (GWh/year) | Fuel Substitution | -0.0056154 | -0.0064295 | -0.0072305 | -0.0080217 | -0.008813 | -0.0096187 | -0.010437 | -0.011263 | -0.012113 | -0.013 | -0.013898 | -0.014815 | -0.015834
Scenario 4: Reference ZEAS Phase In | SCE | Com | FoodServ | Com - Health | Gas Energy (MMTherm/year) | Energy Efficiency | 0.00080574 | 0.00085404 | 0.00090948 | 0.00092539 | 0.001208 | 0.0013497 | 0.0013817 | 0.0013862 | 0.001387 | 0.0013638 | 0.0013353 | 0.0013538 | 0.0013849
Scenario 4: Reference ZEAS Phase In | SCE | Com | FoodServ | Com - Health | Gas Energy (MMTherm/year) | Fuel Substitution | 0.00059578 | 0.00068227 | 0.00076732 | 0.00085126 | 0.00093506 | 0.0010201 | 0.0011063 | 0.0011931 | 0.0012823 | 0.0013751 | 0.0014689 | 0.0015649 | 0.0016739
Scenario 4: Reference ZEAS Phase In | SCE | Com | FoodServ | Com - Lodging | Electric Demand (MW) | Energy Efficiency | 0.0062867 | 0.018813 | 0.023768 | 0.024401 | 0.025415 | 0.026085 | 0.026301 | 0.026407 | 0.026808 | 0.026999 | 0.026894 | 0.026767 | 0.026638
Scenario 4: Reference ZEAS Phase In | SCE | Com | FoodServ | Com - Lodging | Electric Demand (MW) | Fuel Substitution | -0.00043561 | -0.00049731 | -0.00055758 | -0.00061654 | -0.0006743 | -0.00073089 | -0.00078625 | -0.00084032 | -0.00089297 | -0.00094406 | -0.00099348 | -0.0010436 | -0.0010986
Scenario 4: Reference ZEAS Phase In | SCE | Com | FoodServ | Com - Lodging | Electric Energy (GWh/year) | Energy Efficiency | 0.030794 | 0.11208 | 0.145 | 0.14859 | 0.15436 | 0.15817 | 0.1594 | 0.16002 | 0.16176 | 0.16247 | 0.1619 | 0.16122 | 0.16054
Scenario 4: Reference ZEAS Phase In | SCE | Com | FoodServ | Com - Lodging | Electric Energy (GWh/year) | Fuel Substitution | -0.005508 | -0.0062745 | -0.0070264 | -0.0077666 | -0.0085071 | -0.0092502 | -0.0099949 | -0.010739 | -0.01151 | -0.012304 | -0.013105 | -0.013939 | -0.014845
Scenario 4: Reference ZEAS Phase In | SCE | Com | FoodServ | Com - Lodging | Gas Energy (MMTherm/year) | Energy Efficiency | 0.00068195 | 0.00071629 | 0.00074814 | 0.00077022 | 0.0013011 | 0.0016512 | 0.0016741 | 0.0016936 | 0.0017044 | 0.0017097 | 0.0017166 | 0.0017216 | 0.0017258
Scenario 4: Reference ZEAS Phase In | SCE | Com | FoodServ | Com - Lodging | Gas Energy (MMTherm/year) | Fuel Substitution | 0.0005696 | 0.0006489 | 0.00072665 | 0.00080317 | 0.00087961 | 0.00095624 | 0.0010329 | 0.0011094 | 0.0011887 | 0.0012703 | 0.0013526 | 0.0014389 | 0.0015339
Scenario 4: Reference ZEAS Phase In | SCE | Com | FoodServ | Com - Office (Large) | Electric Demand (MW) | Energy Efficiency | 0 | 0.00061848 | 0.0010742 | 0.0010676 | 0.001066 | 0.0010648 | 0.0010609 | 0.0010586 | 0.0010529 | 0.0010462 | 0.0010422 | 0.001037 | 0.0010334
Scenario 4: Reference ZEAS Phase In | SCE | Com | FoodServ | Com - Office (Large) | Electric Energy (GWh/year) | Energy Efficiency | 0 | 0.0054248 | 0.0094223 | 0.0093638 | 0.0093498 | 0.0093393 | 0.0093054 | 0.0092855 | 0.0092352 | 0.0091763 | 0.0091417 | 0.0090957 | 0.0090638
Scenario 4: Reference ZEAS Phase In | SCE | Com | FoodServ | Com - Office (Small) | Electric Demand (MW) | Energy Efficiency | 0 | 0.00017233 | 0.00025528 | 0.00025631 | 0.00014614 | 0.001127 | 0.00025144 | 0.00025276 | 0.00025401 | 0.00025511 | 0.00025636 | 0.00025756 | 0.00025882
Scenario 4: Reference ZEAS Phase In | SCE | Com | FoodServ | Com - Office (Small) | Electric Energy (GWh/year) | Energy Efficiency | 0 | 0.0015115 | 0.0022391 | 0.0022481 | 0.0012818 | 0.0098854 | 0.0022054 | 0.002217 | 0.002228 | 0.0022376 | 0.0022486 | 0.0022591 | 0.0022702
Scenario 4: Reference ZEAS Phase In | SCE | Com | FoodServ | Com - Other | Electric Demand (MW) | Energy Efficiency | 0.010539 | 0.060342 | 0.075527 | 0.078349 | 0.08459 | 0.088159 | 0.088907 | 0.088977 | 0.093865 | 0.097002 | 0.096651 | 0.096189 | 0.095837
Scenario 4: Reference ZEAS Phase In | SCE | Com | FoodServ | Com - Other | Electric Demand (MW) | Fuel Substitution | -0.0041652 | -0.0047522 | -0.0053244 | -0.005884 | -0.0064058 | -0.0069629 | -0.0074901 | -0.0080059 | -0.0085091 | -0.008999 | -0.0094745 | -0.0099465 | -0.010413
Scenario 4: Reference ZEAS Phase In | SCE | Com | FoodServ | Com - Other | Electric Energy (GWh/year) | Energy Efficiency | 0.051624 | 0.34086 | 0.42863 | 0.44454 | 0.47995 | 0.50005 | 0.50398 | 0.50406 | 0.52458 | 0.53739 | 0.53481 | 0.53167 | 0.52916
Scenario 4: Reference ZEAS Phase In | SCE | Com | FoodServ | Com - Other | Electric Energy (GWh/year) | Fuel Substitution | -0.024981 | -0.028552 | -0.032047 | -0.035491 | -0.038766 | -0.042328 | -0.045769 | -0.049203 | -0.052652 | -0.056128 | -0.059596 | -0.063111 | -0.066705
Scenario 4: Reference ZEAS Phase In | SCE | Com | FoodServ | Com - Other | Gas Energy (MMTherm/year) | Energy Efficiency | 0.0011432 | 0.0012217 | 0.0012932 | 0.0013543 | 0.0060954 | 0.0087723 | 0.008894 | 0.0089812 | 0.0090314 | 0.0091046 | 0.0091804 | 0.0092487 | 0.009329
Scenario 4: Reference ZEAS Phase In | SCE | Com | FoodServ | Com - Other | Gas Energy (MMTherm/year) | Fuel Substitution | 0.0023997 | 0.0027431 | 0.0030793 | 0.0034106 | 0.0037262 | 0.0040688 | 0.0044003 | 0.0047313 | 0.0050642 | 0.0054001 | 0.0057357 | 0.0060789 | 0.0064332
Scenario 4: Reference ZEAS Phase In | SCE | Com | FoodServ | Com - Restaurant | Electric Demand (MW) | Energy Efficiency | 0.05515 | 0.1579 | 0.19214 | 0.19847 | 0.21629 | 0.22612 | 0.22671 | 0.227 | 0.23788 | 0.24423 | 0.24337 | 0.24205 | 0.24093
Scenario 4: Reference ZEAS Phase In | SCE | Com | FoodServ | Com - Restaurant | Electric Demand (MW) | Fuel Substitution | -0.0098016 | -0.011165 | -0.012496 | -0.0138 | -0.015079 | -0.016336 | -0.017567 | -0.018774 | -0.019952 | -0.0211 | -0.022214 | -0.023311 | -0.024423
Scenario 4: Reference ZEAS Phase In | SCE | Com | FoodServ | Com - Restaurant | Electric Energy (GWh/year) | Energy Efficiency | 0.27014 | 0.89642 | 1.1071 | 1.1424 | 1.2433 | 1.2989 | 1.302 | 1.3032 | 1.3499 | 1.3759 | 1.3703 | 1.3623 | 1.3555
Scenario 4: Reference ZEAS Phase In | SCE | Com | FoodServ | Com - Restaurant | Electric Energy (GWh/year) | Fuel Substitution | -0.09543 | -0.10848 | -0.12123 | -0.13376 | -0.14615 | -0.1585 | -0.17079 | -0.18297 | -0.19544 | -0.2082 | -0.22098 | -0.23409 | -0.24809
Scenario 4: Reference ZEAS Phase In | SCE | Com | FoodServ | Com - Restaurant | Gas Energy (MMTherm/year) | Energy Efficiency | 0.0059823 | 0.0062422 | 0.0064846 | 0.0067234 | 0.020807 | 0.029231 | 0.029404 | 0.02963 | 0.029804 | 0.029911 | 0.030038 | 0.030114 | 0.030214
Scenario 4: Reference ZEAS Phase In | SCE | Com | FoodServ | Com - Restaurant | Gas Energy (MMTherm/year) | Fuel Substitution | 0.0095774 | 0.010885 | 0.012164 | 0.013419 | 0.014661 | 0.015898 | 0.017128 | 0.018346 | 0.019596 | 0.020877 | 0.02216 | 0.023482 | 0.024909
Scenario 4: Reference ZEAS Phase In | SCE | Com | FoodServ | Com - Retail | Electric Demand (MW) | Energy Efficiency | 0.0034007 | 0.0042738 | 0.0047107 | 0.0048685 | 0.0050385 | 0.0051612 | 0.0052425 | 0.0053394 | 0.0053992 | 0.0054359 | 0.0054762 | 0.005493 | 0.0055102
Scenario 4: Reference ZEAS Phase In | SCE | Com | FoodServ | Com - Retail | Electric Energy (GWh/year) | Energy Efficiency | 0.016658 | 0.023506 | 0.026763 | 0.027562 | 0.02843 | 0.02906 | 0.02948 | 0.029985 | 0.030302 | 0.030503 | 0.030724 | 0.030825 | 0.030931
Scenario 4: Reference ZEAS Phase In | SCE | Com | FoodServ | Com - Retail | Gas Energy (MMTherm/year) | Energy Efficiency | 0.00036889 | 0.00039159 | 0.00040767 | 0.00042406 | 0.00044151 | 0.00045403 | 0.00046221 | 0.00047188 | 0.00047769 | 0.0004811 | 0.0004848 | 0.00048608 | 0.00048736
Scenario 4: Reference ZEAS Phase In | SCE | Com | FoodServ | Com - School | Electric Demand (MW) | Energy Efficiency | 0.0095717 | 0.022062 | 0.027411 | 0.027992 | 0.028576 | 0.028908 | 0.028705 | 0.028452 | 0.028904 | 0.029126 | 0.028739 | 0.028441 | 0.028058
Scenario 4: Reference ZEAS Phase In | SCE | Com | FoodServ | Com - School | Electric Demand (MW) | Fuel Substitution | -0.00023917 | -0.00027199 | -0.00030358 | -0.00033403 | -0.0003634 | -0.00039173 | -0.00041903 | -0.00044527 | -0.00047044 | -0.00049452 | -0.00051746 | -0.00053981 | -0.00056732
Scenario 4: Reference ZEAS Phase In | SCE | Com | FoodServ | Com - School | Electric Energy (GWh/year) | Energy Efficiency | 0.046885 | 0.12306 | 0.15609 | 0.15928 | 0.16255 | 0.16438 | 0.1632 | 0.16174 | 0.1633 | 0.16383 | 0.16162 | 0.1599 | 0.15774
Scenario 4: Reference ZEAS Phase In | SCE | Com | FoodServ | Com - School | Electric Energy (GWh/year) | Fuel Substitution | -0.0032532 | -0.0037215 | -0.0041801 | -0.0046318 | -0.005088 | -0.0055698 | -0.0060661 | -0.0065779 | -0.0071138 | -0.0076655 | -0.0082311 | -0.008817 | -0.009449
Scenario 4: Reference ZEAS Phase In | SCE | Com | FoodServ | Com - School | Gas Energy (MMTherm/year) | Energy Efficiency | 0.0010383 | 0.0010761 | 0.001108 | 0.0011289 | 0.0015198 | 0.0018015 | 0.0017929 | 0.0017876 | 0.0017823 | 0.0017768 | 0.0017657 | 0.0017618 | 0.0017495
Scenario 4: Reference ZEAS Phase In | SCE | Com | FoodServ | Com - School | Gas Energy (MMTherm/year) | Fuel Substitution | 0.00033982 | 0.00038862 | 0.00043637 | 0.00048336 | 0.00053071 | 0.00058056 | 0.00063178 | 0.00068449 | 0.00073959 | 0.0007962 | 0.00085415 | 0.0009142 | 0.0009802
Scenario 4: Reference ZEAS Phase In | SCE | Com | HVAC | Com - College | Electric Demand (MW) | Energy Efficiency | 0.021015 | 0.022152 | 0.023856 | 0.02572 | 0.026783 | 0.028685 | 0.030459 | 0.031664 | 0.032711 | 0.033425 | 0.034251 | 0.036602 | 0.037298
Scenario 4: Reference ZEAS Phase In | SCE | Com | HVAC | Com - College | Electric Energy (GWh/year) | Energy Efficiency | 0.04199 | 0.043923 | 0.04663 | 0.049504 | 0.051156 | 0.05398 | 0.056575 | 0.058318 | 0.059807 | 0.0608 | 0.061937 | 0.065226 | 0.066159
Scenario 4: Reference ZEAS Phase In | SCE | Com | HVAC | Com - College | Electric Energy (GWh/year) | Fuel Substitution | 0.0078783 | 0.007993 | 0.0080215 | 0.0079847 | 0 | 0 | 0 | 0 | 0 | 0 | 0 | 0 | 0
Scenario 4: Reference ZEAS Phase In | SCE | Com | HVAC | Com - College | Gas Energy (MMTherm/year) | Energy Efficiency | 0.00098161 | 0.0010452 | 0.0011463 | 0.0012595 | 0.0013238 | 0.0014427 | 0.0015548 | 0.0016316 | 0.0016991 | 0.0017458 | 0.0018002 | 0.0019534 | 0.002
Scenario 4: Reference ZEAS Phase In | SCE | Com | HVAC | Com - College | Gas Energy (MMTherm/year) | Fuel Substitution | 0.0010071 | 0.0010191 | 0.0010201 | 0.001013 | 0 | 0 | 0 | 0 | 0 | 0 | 0 | 0 | 0
Scenario 4: Reference ZEAS Phase In | SCE | Com | HVAC | Com - Grocery | Electric Demand (MW) | Energy Efficiency | 0.028652 | 0.042952 | 0.048255 | 0.052518 | 0.056927 | 0.061277 | 0.06553 | 0.069905 | 0.073802 | 0.077846 | 0.08204 | 0.086145 | 0.090224
Scenario 4: Reference ZEAS Phase In | SCE | Com | HVAC | Com - Grocery | Electric Demand (MW) | Fuel Substitution | 0 | 0 | 0 | 0 | 0.011747 | 0.01165 | 0.011462 | 0.011218 | 0.010943 | 0.010653 | 0.010356 | 0.01006 | 0.0097683
Scenario 4: Reference ZEAS Phase In | SCE | Com | HVAC | Com - Grocery | Electric Energy (GWh/year) | Energy Efficiency | 0.10944 | 0.16986 | 0.1921 | 0.20951 | 0.22752 | 0.24533 | 0.26277 | 0.28072 | 0.29661 | 0.31321 | 0.33047 | 0.34737 | 0.36418
Scenario 4: Reference ZEAS Phase In | SCE | Com | HVAC | Com - Grocery | Electric Energy (GWh/year) | Fuel Substitution | -0.49273 | -0.48294 | -0.46812 | -0.45089 | 0.065434 | 0.064987 | 0.064001 | 0.062685 | 0.061186 | 0.059597 | 0.05798 | 0.056371 | 0.054793
Scenario 4: Reference ZEAS Phase In | SCE | Com | HVAC | Com - Grocery | Gas Energy (MMTherm/year) | Energy Efficiency | 0.00041752 | 0.00052695 | 0.00057613 | 0.00063116 | 0.00068849 | 0.0007457 | 0.00080226 | 0.00086071 | 0.00080827 | 0.00082402 | 0.00087104 | 0.00091719 | 0.00096308
Scenario 4: Reference ZEAS Phase In | SCE | Com | HVAC | Com - Grocery | Gas Energy (MMTherm/year) | Fuel Substitution | 0.089342 | 0.08832 | 0.086378 | 0.083925 | 1.2393e-07 | 1.235e-07 | 1.2194e-07 | 1.1974e-07 | 1.1724e-07 | 1.1464e-07 | 1.1204e-07 | 1.0952e-07 | 1.0711e-07
Scenario 4: Reference ZEAS Phase In | SCE | Com | HVAC | Com - Health | Electric Demand (MW) | Energy Efficiency | 0.014376 | 0.014951 | 0.032989 | 0.039151 | 0.045435 | 0.048984 | 0.052078 | 0.054752 | 0.024238 | 0.01686 | 0.016804 | 0.016954 | 0.017152
Scenario 4: Reference ZEAS Phase In | SCE | Com | HVAC | Com - Health | Electric Demand (MW) | Fuel Substitution | 0 | 0 | 0 | 0 | 0.0089744 | 0.0089995 | 0.0089417 | 0.008826 | 0.0086739 | 0.0085005 | 0.0083161 | 0.0081271 | 0.0079326
Scenario 4: Reference ZEAS Phase In | SCE | Com | HVAC | Com - Health | Electric Energy (GWh/year) | Energy Efficiency | 0.094246 | 0.098 | 0.17976 | 0.20798 | 0.2404 | 0.25798 | 0.27298 | 0.28568 | 0.1449 | 0.11078 | 0.11041 | 0.11139 | 0.11269
Scenario 4: Reference ZEAS Phase In | SCE | Com | HVAC | Com - Health | Electric Energy (GWh/year) | Fuel Substitution | -0.014145 | -0.011699 | -0.0090907 | -0.006545 | 0.053819 | 0.05401 | 0.053692 | 0.053018 | 0.052122 | 0.0511 | 0.050015 | 0.048908 | 0.047782
Scenario 4: Reference ZEAS Phase In | SCE | Com | HVAC | Com - Health | Gas Energy (MMTherm/year) | Energy Efficiency | 6.091e-05 | 6.7622e-05 | 0.00082745 | 0.0010852 | 0.0013642 | 0.0015175 | 0.0016919 | 0.0018244 | 0.00035493 | 0 | 0 | 0 | 0
Scenario 4: Reference ZEAS Phase In | SCE | Com | HVAC | Com - Health | Gas Energy (MMTherm/year) | Fuel Substitution | 0.020009 | 0.019899 | 0.019578 | 0.019129 | 0 | 0 | 0 | 0 | 0 | 0 | 0 | 0 | 0
Scenario 4: Reference ZEAS Phase In | SCE | Com | HVAC | Com - Lodging | Electric Demand (MW) | Energy Efficiency | 0.032921 | 0.036257 | 0.039602 | 0.055313 | 0.066591 | 0.076263 | 0.081778 | 0.087291 | 0.029182 | 0.010008 | 0.01009 | 0.010157 | 0.010212
Scenario 4: Reference ZEAS Phase In | SCE | Com | HVAC | Com - Lodging | Electric Demand (MW) | Fuel Substitution | 0 | 0 | 0 | 0 | 0.0046855 | 0.0046608 | 0.004597 | 0.004508 | 0.0044015 | 0.0042903 | 0.0041758 | 0.0040608 | 0.0039471
Scenario 4: Reference ZEAS Phase In | SCE | Com | HVAC | Com - Lodging | Electric Energy (GWh/year) | Energy Efficiency | 0.13773 | 0.15049 | 0.16313 | 0.21544 | 0.25483 | 0.30896 | 0.3279 | 0.34647 | 0.12638 | 0.060053 | 0.060549 | 0.060951 | 0.061287
Scenario 4: Reference ZEAS Phase In | SCE | Com | HVAC | Com - Lodging | Electric Energy (GWh/year) | Fuel Substitution | -0.06046 | -0.058764 | -0.056452 | -0.053854 | 0.023123 | 0.023021 | 0.02272 | 0.022293 | 0.021758 | 0.02122 | 0.020668 | 0.020115 | 0.01957
Scenario 4: Reference ZEAS Phase In | SCE | Com | HVAC | Com - Lodging | Gas Energy (MMTherm/year) | Energy Efficiency | 0.0012956 | 0.001447 | 0.0016048 | 0.0022112 | 0.0026744 | 0.0028157 | 0.00307 | 0.0033302 | 0.00087511 | 0 | 0 | 0 | 0
Scenario 4: Reference ZEAS Phase In | SCE | Com | HVAC | Com - Lodging | Gas Energy (MMTherm/year) | Fuel Substitution | 0.014639 | 0.014493 | 0.014196 | 0.013809 | 6.1755e-09 | 6.1514e-09 | 6.0741e-09 | 5.9633e-09 | 5.8339e-09 | 5.6955e-09 | 5.5543e-09 | 5.4141e-09 | 5.2771e-09
Scenario 4: Reference ZEAS Phase In | SCE | Com | HVAC | Com - Office (Large) | Electric Demand (MW) | Energy Efficiency | 0.013263 | 0.013542 | 0.013747 | 0.013927 | 0.014128 | 0.014289 | 0.014372 | 0.014442 | 0.01443 | 0.014376 | 0.01434 | 0.014264 | 0.014195
Scenario 4: Reference ZEAS Phase In | SCE | Com | HVAC | Com - Office (Large) | Electric Energy (GWh/year) | Energy Efficiency | 0.032138 | 0.032813 | 0.03331 | 0.033748 | 0.034233 | 0.034624 | 0.034825 | 0.034995 | 0.034966 | 0.034835 | 0.034747 | 0.034563 | 0.034397
Scenario 4: Reference ZEAS Phase In | SCE | Com | HVAC | Com - Office (Large) | Electric Energy (GWh/year) | Fuel Substitution | -0.00046298 | -0.00044312 | -0.00041946 | -0.00039435 | 0 | 0 | 0 | 0 | 0 | 0 | 0 | 0 | 0
Scenario 4: Reference ZEAS Phase In | SCE | Com | HVAC | Com - Office (Large) | Gas Energy (MMTherm/year) | Energy Efficiency | 0 | 0 | 0 | 0 | 0 | 0 | 0 | 0 | 0 | 0 | 0 | 0 | 0
Scenario 4: Reference ZEAS Phase In | SCE | Com | HVAC | Com - Office (Large) | Gas Energy (MMTherm/year) | Fuel Substitution | 5.9739e-05 | 5.7469e-05 | 5.4686e-05 | 5.1677e-05 | 0 | 0 | 0 | 0 | 0 | 0 | 0 | 0 | 0
Scenario 4: Reference ZEAS Phase In | SCE | Com | HVAC | Com - Office (Small) | Electric Demand (MW) | Energy Efficiency | 0.02162 | 0.022893 | 0.024109 | 0.025269 | 0.0043574 | 0.2593 | 0.026134 | 0.027082 | 0.027922 | 0.028632 | 0.029301 | 0.029878 | 0.030406
Scenario 4: Reference ZEAS Phase In | SCE | Com | HVAC | Com - Office (Small) | Electric Energy (GWh/year) | Energy Efficiency | 0.036612 | 0.038656 | 0.040595 | 0.042432 | 0.0093359 | 0.40697 | 0.043749 | 0.04522 | 0.046517 | 0.047609 | 0.048635 | 0.049518 | 0.050323
Scenario 4: Reference ZEAS Phase In | SCE | Com | HVAC | Com - Office (Small) | Electric Energy (GWh/year) | Fuel Substitution | 0.0020694 | 0.0021011 | 0.0021092 | 0.0020987 | 0 | 0 | 0 | 0 | 0 | 0 | 0 | 0 | 0
Scenario 4: Reference ZEAS Phase In | SCE | Com | HVAC | Com - Office (Small) | Gas Energy (MMTherm/year) | Energy Efficiency | 0.00092484 | 0.00098998 | 0.0010536 | 0.0011155 | 0 | 0.014159 | 0.0011668 | 0.0012204 | 0.0012684 | 0.0013092 | 0.001348 | 0.0013818 | 0.0014128
Scenario 4: Reference ZEAS Phase In | SCE | Com | HVAC | Com - Office (Small) | Gas Energy (MMTherm/year) | Fuel Substitution | 0.00032941 | 0.00033117 | 0.00032932 | 0.00032487 | 0 | 0 | 0 | 0 | 0 | 0 | 0 | 0 | 0
Scenario 4: Reference ZEAS Phase In | SCE | Com | HVAC | Com - Other | Electric Demand (MW) | Energy Efficiency | 0.3729 | 0.40601 | 0.44011 | 0.47314 | 0.50589 | 0.53794 | 0.57222 | 0.6023 | 0.6212 | 0.64873 | 0.67602 | 0.70096 | 0.72637
Scenario 4: Reference ZEAS Phase In | SCE | Com | HVAC | Com - Other | Electric Demand (MW) | Fuel Substitution | 0 | 0 | 0 | 0 | 3.7277e-05 | 3.6982e-05 | 3.6421e-05 | 3.5717e-05 | 3.4942e-05 | 3.4138e-05 | 3.3331e-05 | 3.2537e-05 | 3.1765e-05
Scenario 4: Reference ZEAS Phase In | SCE | Com | HVAC | Com - Other | Electric Energy (GWh/year) | Energy Efficiency | 0.63913 | 0.68927 | 0.73928 | 0.78563 | 0.82981 | 0.87104 | 0.91385 | 0.94944 | 0.90306 | 0.94217 | 0.98135 | 1.0172 | 1.0536
Scenario 4: Reference ZEAS Phase In | SCE | Com | HVAC | Com - Other | Electric Energy (GWh/year) | Fuel Substitution | -0.36517 | -0.28946 | -0.27641 | -0.26198 | 0.00027712 | 0.00027493 | 0.00027076 | 0.00026553 | 0.00025976 | 0.00025379 | 0.00024779 | 0.00024189 | 0.00023615
Scenario 4: Reference ZEAS Phase In | SCE | Com | HVAC | Com - Other | Gas Energy (MMTherm/year) | Energy Efficiency | 0.040405 | 0.043269 | 0.046034 | 0.048455 | 0.050601 | 0.052476 | 0.05434 | 0.055734 | 0.048023 | 0.050129 | 0.052265 | 0.054219 | 0.056209
Scenario 4: Reference ZEAS Phase In | SCE | Com | HVAC | Com - Other | Gas Energy (MMTherm/year) | Fuel Substitution | 0.083403 | 0.088765 | 0.087096 | 0.084861 | 0 | 0 | 0 | 0 | 0 | 0 | 0 | 0 | 0
Scenario 4: Reference ZEAS Phase In | SCE | Com | HVAC | Com - Restaurant | Electric Demand (MW) | Energy Efficiency | 0.026208 | 0.028305 | 0.03043 | 0.032609 | 0.0349 | 0.036611 | 0.038047 | 0.039579 | 0.040917 | 0.041997 | 0.043033 | 0.043811 | 0.044537
Scenario 4: Reference ZEAS Phase In | SCE | Com | HVAC | Com - Restaurant | Electric Demand (MW) | Fuel Substitution | 0 | 0 | 0 | 0 | 5.1556e-06 | 5.1076e-06 | 5.0219e-06 | 4.9153e-06 | 4.7984e-06 | 4.6775e-06 | 4.5564e-06 | 4.4373e-06 | 4.3217e-06
Scenario 4: Reference ZEAS Phase In | SCE | Com | HVAC | Com - Restaurant | Electric Energy (GWh/year) | Energy Efficiency | 0.023233 | 0.024826 | 0.026412 | 0.028014 | 0.029674 | 0.030913 | 0.031946 | 0.033035 | 0.033983 | 0.034748 | 0.035479 | 0.036031 | 0.036547
Scenario 4: Reference ZEAS Phase In | SCE | Com | HVAC | Com - Restaurant | Electric Energy (GWh/year) | Fuel Substitution | 0.011733 | 0.01186 | 0.011858 | 0.011761 | 4.2116e-05 | 4.1724e-05 | 4.1023e-05 | 4.0153e-05 | 3.9198e-05 | 3.821e-05 | 3.722e-05 | 3.6248e-05 | 3.5303e-05
Scenario 4: Reference ZEAS Phase In | SCE | Com | HVAC | Com - Restaurant | Gas Energy (MMTherm/year) | Energy Efficiency | 0.0014676 | 0.0015928 | 0.0017205 | 0.0018523 | 0.0019917 | 0.0020964 | 0.0021847 | 0.0022793 | 0.0023625 | 0.0024303 | 0.0024955 | 0.0025453 | 0.0025921
Scenario 4: Reference ZEAS Phase In | SCE | Com | HVAC | Com - Restaurant | Gas Energy (MMTherm/year) | Fuel Substitution | 0.0011952 | 0.0012044 | 0.0012006 | 0.0011873 | 0 | 0 | 0 | 0 | 0 | 0 | 0 | 0 | 0
Scenario 4: Reference ZEAS Phase In | SCE | Com | HVAC | Com - Retail | Electric Demand (MW) | Energy Efficiency | 0.15365 | 0.16925 | 0.22153 | 0.25971 | 0.28519 | 0.30757 | 0.32922 | 0.35174 | 0.15615 | 0.097887 | 0.10021 | 0.10181 | 0.1032
Scenario 4: Reference ZEAS Phase In | SCE | Com | HVAC | Com - Retail | Electric Demand (MW) | Fuel Substitution | 0 | 0 | 0 | 0 | 0.018958 | 0.019024 | 0.018888 | 0.018604 | 0.0013053 | 0.0012721 | 0.0012367 | 0.0012002 | 1.3421e-05
Scenario 4: Reference ZEAS Phase In | SCE | Com | HVAC | Com - Retail | Electric Energy (GWh/year) | Energy Efficiency | 0.33025 | 0.3644 | 0.49231 | 0.58417 | 0.64225 | 0.69282 | 0.74229 | 0.80231 | 0.26877 | 0.10235 | 0.10427 | 0.10548 | 0.10649
Scenario 4: Reference ZEAS Phase In | SCE | Com | HVAC | Com - Retail | Electric Energy (GWh/year) | Fuel Substitution | 0.04141 | 0.041861 | 0.041858 | 0.041517 | 0.071691 | 0.07196 | 0.071462 | 0.070403 | 0.0037584 | 0.003663 | 0.0035612 | 0.0034563 | 9.1173e-05
Scenario 4: Reference ZEAS Phase In | SCE | Com | HVAC | Com - Retail | Gas Energy (MMTherm/year) | Energy Efficiency | 0.0039149 | 0.0041945 | 0.0049574 | 0.0054134 | 0.0057164 | 0.0059838 | 0.0062192 | 0.0064572 | 0.0027845 | 0.0020883 | 0.0021417 | 0.002179 | 0.0022118
Scenario 4: Reference ZEAS Phase In | SCE | Com | HVAC | Com - Retail | Gas Energy (MMTherm/year) | Fuel Substitution | 0.0027174 | 0.0027398 | 0.0027325 | 0.0027036 | 0 | 0 | 0 | 0 | 0 | 0 | 0 | 0 | 0
Scenario 4: Reference ZEAS Phase In | SCE | Com | HVAC | Com - School | Electric Demand (MW) | Energy Efficiency | 0.055584 | 0.058485 | 0.061423 | 0.064045 | 0.066184 | 0.068436 | 0.070555 | 0.071787 | 0.073475 | 0.07506 | 0.076253 | 0.0777 | 0.078573
Scenario 4: Reference ZEAS Phase In | SCE | Com | HVAC | Com - School | Electric Energy (GWh/year) | Energy Efficiency | 0.04957 | 0.052049 | 0.054546 | 0.056764 | 0.058565 | 0.060453 | 0.0648 | 0.06324 | 0.064637 | 0.065944 | 0.066921 | 0.068108 | 0.068814
Scenario 4: Reference ZEAS Phase In | SCE | Com | HVAC | Com - School | Electric Energy (GWh/year) | Fuel Substitution | -0.00086357 | -0.00083166 | -0.00079223 | -0.00075008 | 0 | 0 | 0 | 0 | 0 | 0 | 0 | 0 | 0
Scenario 4: Reference ZEAS Phase In | SCE | Com | HVAC | Com - School | Gas Energy (MMTherm/year) | Energy Efficiency | 0.0030372 | 0.0032022 | 0.0033702 | 0.0035207 | 0.003644 | 0.0037743 | 0.0038636 | 0.0039695 | 0.0040682 | 0.0041611 | 0.0042315 | 0.0043167 | 0.0043686
Scenario 4: Reference ZEAS Phase In | SCE | Com | HVAC | Com - School | Gas Energy (MMTherm/year) | Fuel Substitution | 0.00086981 | 0.00086187 | 0.00084461 | 0.00082104 | 0 | 0 | 0 | 0 | 0 | 0 | 0 | 0 | 0
Scenario 4: Reference ZEAS Phase In | SCE | Com | HVAC | Com - Warehouse | Electric Demand (MW) | Energy Efficiency | 0.00091505 | 0.00095924 | 0.00099692 | 0.001035 | 0.0010827 | 0.0011155 | 0.0011428 | 0.0011691 | 0.0011204 | 0.0011353 | 0.0011488 | 0.0011583 | 0.0011682
Scenario 4: Reference ZEAS Phase In | SCE | Com | HVAC | Com - Warehouse | Electric Demand (MW) | Fuel Substitution | 0 | 0 | 0 | 0 | 2.0252e-06 | 2.0204e-06 | 1.9992e-06 | 1.9684e-06 | 0 | 0 | 0 | 0 | 0
Scenario 4: Reference ZEAS Phase In | SCE | Com | HVAC | Com - Warehouse | Electric Energy (GWh/year) | Energy Efficiency | 0.0029275 | 0.003072 | 0.0031963 | 0.003322 | 0.003515 | 0.0036266 | 0.0037211 | 0.0038123 | 0.0034991 | 0.0035458 | 0.003588 | 0.0036179 | 0.003649
Scenario 4: Reference ZEAS Phase In | SCE | Com | HVAC | Com - Warehouse | Electric Energy (GWh/year) | Fuel Substitution | -0.077161 | -0.075845 | -0.073716 | -0.071152 | 2.8022e-05 | 2.7955e-05 | 2.7661e-05 | 2.7235e-05 | 0 | 0 | 0 | 0 | 0
Scenario 4: Reference ZEAS Phase In | SCE | Com | HVAC | Com - Warehouse | Gas Energy (MMTherm/year) | Energy Efficiency | 1.346e-05 | 1.4711e-05 | 1.5964e-05 | 1.7213e-05 | 1.8454e-05 | 1.9686e-05 | 2.0903e-05 | 2.2101e-05 | 0 | 0 | 0 | 0 | 0
Scenario 4: Reference ZEAS Phase In | SCE | Com | HVAC | Com - Warehouse | Gas Energy (MMTherm/year) | Fuel Substitution | 0.016477 | 0.016378 | 0.016105 | 0.015728 | 0 | 0 | 0 | 0 | 0 | 0 | 0 | 0 | 0
Scenario 4: Reference ZEAS Phase In | SCE | Com | Lighting | Com - College | Electric Demand (MW) | Energy Efficiency | 0 | 0.0046432 | 0.0064351 | 0.0068877 | 0.0072505 | 0.007662 | 0.008043 | 0.0083554 | 0.0086345 | 0.0088655 | 0.0090889 | 0.0094347 | 0.0097424
Scenario 4: Reference ZEAS Phase In | SCE | Com | Lighting | Com - College | Electric Energy (GWh/year) | Energy Efficiency | 0 | 0.017449 | 0.024183 | 0.025883 | 0.027247 | 0.028793 | 0.030225 | 0.031399 | 0.032448 | 0.033316 | 0.034156 | 0.035455 | 0.036611
Scenario 4: Reference ZEAS Phase In | SCE | Com | Lighting | Com - College | Gas Energy (MMTherm/year) | Energy Efficiency | 0 | -9.6654e-05 | -0.00013395 | -0.00014338 | -0.00015093 | -0.00015949 | -0.00016743 | -0.00017393 | -0.00017974 | -0.00018455 | -0.0001892 | -0.0001964 | -0.0002028
Scenario 4: Reference ZEAS Phase In | SCE | Com | Lighting | Com - Grocery | Electric Demand (MW) | Energy Efficiency | 0.022284 | 0.023428 | 0.024396 | 0.025309 | 0.026197 | 0.026957 | 0.027581 | 0.028196 | 0.028709 | 0.029116 | 0.029495 | 0.029794 | 0.030067
Scenario 4: Reference ZEAS Phase In | SCE | Com | Lighting | Com - Grocery | Electric Energy (GWh/year) | Energy Efficiency | 0.12503 | 0.13145 | 0.13687 | 0.14199 | 0.14696 | 0.15122 | 0.15471 | 0.15816 | 0.16103 | 0.16331 | 0.16543 | 0.1671 | 0.16862
Scenario 4: Reference ZEAS Phase In | SCE | Com | Lighting | Com - Grocery | Gas Energy (MMTherm/year) | Energy Efficiency | -0.0013211 | -0.0013889 | -0.0014463 | -0.0015004 | -0.0015531 | -0.0015981 | -0.0016351 | -0.0016715 | -0.001702 | -0.0017261 | -0.0017486 | -0.0017662 | -0.0017824
Scenario 4: Reference ZEAS Phase In | SCE | Com | Lighting | Com - Health | Electric Demand (MW) | Energy Efficiency | 0.023401 | 0.024646 | 0.02587 | 0.026745 | 0.027661 | 0.028398 | 0.029164 | 0.029687 | 0.030121 | 0.030328 | 0.030433 | 0.030813 | 0.031264
Scenario 4: Reference ZEAS Phase In | SCE | Com | Lighting | Com - Health | Electric Energy (GWh/year) | Energy Efficiency | 0.13688 | 0.14416 | 0.15133 | 0.15645 | 0.16182 | 0.16613 | 0.17062 | 0.17368 | 0.17622 | 0.17744 | 0.17806 | 0.18028 | 0.18293
Scenario 4: Reference ZEAS Phase In | SCE | Com | Lighting | Com - Health | Gas Energy (MMTherm/year) | Energy Efficiency | -0.00089642 | -0.00094414 | -0.00099106 | -0.0010246 | -0.0010597 | -0.001088 | -0.0011173 | -0.0011374 | -0.001154 | -0.001162 | -0.001166 | -0.0011806 | -0.0011979
Scenario 4: Reference ZEAS Phase In | SCE | Com | Lighting | Com - Lodging | Electric Demand (MW) | Energy Efficiency | 0 | 0 | 0 | 0 | 0 | 0 | 0 | 0 | 0 | 0 | 0 | 0 | 0
Scenario 4: Reference ZEAS Phase In | SCE | Com | Lighting | Com - Lodging | Electric Energy (GWh/year) | Energy Efficiency | 0 | 0 | 0 | 0 | 0 | 0 | 0 | 0 | 0 | 0 | 0 | 0 | 0
Scenario 4: Reference ZEAS Phase In | SCE | Com | Lighting | Com - Lodging | Gas Energy (MMTherm/year) | Energy Efficiency | 0 | 0 | 0 | 0 | 0 | 0 | 0 | 0 | 0 | 0 | 0 | 0 | 0
Scenario 4: Reference ZEAS Phase In | SCE | Com | Lighting | Com - Office (Large) | Electric Demand (MW) | Energy Efficiency | 0 | 0.0084758 | 0.015289 | 0.016103 | 0.016915 | 0.017662 | 0.018293 | 0.018881 | 0.019338 | 0.019707 | 0.020066 | 0.020341 | 0.020596
Scenario 4: Reference ZEAS Phase In | SCE | Com | Lighting | Com - Office (Large) | Electric Energy (GWh/year) | Energy Efficiency | 0 | 0.058903 | 0.10626 | 0.11191 | 0.11755 | 0.12274 | 0.12713 | 0.13122 | 0.13439 | 0.13695 | 0.13945 | 0.14136 | 0.14313
Scenario 4: Reference ZEAS Phase In | SCE | Com | Lighting | Com - Office (Large) | Gas Energy (MMTherm/year) | Energy Efficiency | 0 | -0.0001396 | -0.00025183 | -0.00026522 | -0.0002786 | -0.0002909 | -0.0003013 | -0.00031098 | -0.0003185 | -0.00032458 | -0.00033049 | -0.00033503 | -0.00033922
Scenario 4: Reference ZEAS Phase In | SCE | Com | Lighting | Com - Office (Small) | Electric Demand (MW) | Energy Efficiency | 0 | 0 | 0 | 0 | 0 | 0 | 0 | 0 | 0 | 0 | 0 | 0 | 0
Scenario 4: Reference ZEAS Phase In | SCE | Com | Lighting | Com - Office (Small) | Electric Energy (GWh/year) | Energy Efficiency | 0 | 0 | 0 | 0 | 0 | 0 | 0 | 0 | 0 | 0 | 0 | 0 | 0
Scenario 4: Reference ZEAS Phase In | SCE | Com | Lighting | Com - Office (Small) | Gas Energy (MMTherm/year) | Energy Efficiency | 0 | 0 | 0 | 0 | 0 | 0 | 0 | 0 | 0 | 0 | 0 | 0 | 0
Scenario 4: Reference ZEAS Phase In | SCE | Com | Lighting | Com - Other | Electric Demand (MW) | Energy Efficiency | 0 | 0 | 0 | 0 | 0 | 0 | 0 | 0 | 0 | 0 | 0 | 0 | 0
Scenario 4: Reference ZEAS Phase In | SCE | Com | Lighting | Com - Other | Electric Energy (GWh/year) | Energy Efficiency | 0 | 0 | 0 | 0 | 0 | 0 | 0 | 0 | 0 | 0 | 0 | 0 | 0
Scenario 4: Reference ZEAS Phase In | SCE | Com | Lighting | Com - Other | Gas Energy (MMTherm/year) | Energy Efficiency | 0 | 0 | 0 | 0 | 0 | 0 | 0 | 0 | 0 | 0 | 0 | 0 | 0
Scenario 4: Reference ZEAS Phase In | SCE | Com | Lighting | Com - Refrig. Warehouse | Electric Demand (MW) | Energy Efficiency | 0.00095049 | 0.00029357 | 0.00030544 | 0.0003142 | 0.00032302 | 0.00033155 | 0.0003396 | 0.00034614 | 0.00035246 | 0.00035791 | 0.00036228 | 0.00036694 | 0.00037111
Scenario 4: Reference ZEAS Phase In | SCE | Com | Lighting | Com - Refrig. Warehouse | Electric Energy (GWh/year) | Energy Efficiency | 0.009027 | 0.0027878 | 0.0029007 | 0.0029841 | 0.0030679 | 0.0031491 | 0.0032257 | 0.0032879 | 0.003348 | 0.0033999 | 0.0034415 | 0.003486 | 0.0035258
Scenario 4: Reference ZEAS Phase In | SCE | Com | Lighting | Com - Restaurant | Electric Demand (MW) | Energy Efficiency | 0.013262 | 0.013988 | 0.014658 | 0.015282 | 0.015871 | 0.016341 | 0.016735 | 0.017106 | 0.017424 | 0.017686 | 0.01792 | 0.018107 | 0.018275
Scenario 4: Reference ZEAS Phase In | SCE | Com | Lighting | Com - Restaurant | Electric Energy (GWh/year) | Energy Efficiency | 0.080389 | 0.084793 | 0.08886 | 0.092641 | 0.096215 | 0.099072 | 0.10146 | 0.10372 | 0.10565 | 0.10724 | 0.10866 | 0.1098 | 0.11082
Scenario 4: Reference ZEAS Phase In | SCE | Com | Lighting | Com - Restaurant | Gas Energy (MMTherm/year) | Energy Efficiency | -0.00039474 | -0.00041636 | -0.00043633 | -0.00045489 | -0.00047243 | -0.00048646 | -0.0004982 | -0.00050925 | -0.00051874 | -0.00052652 | -0.00053351 | -0.00053909 | -0.0005441
Scenario 4: Reference ZEAS Phase In | SCE | Com | Lighting | Com - Retail | Electric Demand (MW) | Energy Efficiency | 0.085127 | 0.089487 | 0.093188 | 0.096653 | 0.099951 | 0.10273 | 0.10503 | 0.10721 | 0.10895 | 0.11036 | 0.11161 | 0.11254 | 0.1134
Scenario 4: Reference ZEAS Phase In | SCE | Com | Lighting | Com - Retail | Electric Energy (GWh/year) | Energy Efficiency | 0.50668 | 0.53262 | 0.55464 | 0.57526 | 0.59488 | 0.61142 | 0.62507 | 0.63806 | 0.64843 | 0.65677 | 0.6642 | 0.66974 | 0.67483
Scenario 4: Reference ZEAS Phase In | SCE | Com | Lighting | Com - Retail | Gas Energy (MMTherm/year) | Energy Efficiency | -0.0012947 | -0.001361 | -0.0014173 | -0.00147 | -0.0015202 | -0.0015625 | -0.0015974 | -0.0016307 | -0.0016572 | -0.0016785 | -0.0016975 | -0.0017117 | -0.0017248
Scenario 4: Reference ZEAS Phase In | SCE | Com | Lighting | Com - School | Electric Demand (MW) | Energy Efficiency | 0 | 0 | 0 | 0 | 0 | 0 | 0 | 0 | 0 | 0 | 0 | 0 | 0
Scenario 4: Reference ZEAS Phase In | SCE | Com | Lighting | Com - School | Electric Energy (GWh/year) | Energy Efficiency | 0 | 0 | 0 | 0 | 0 | 0 | 0 | 0 | 0 | 0 | 0 | 0 | 0
Scenario 4: Reference ZEAS Phase In | SCE | Com | Lighting | Com - School | Gas Energy (MMTherm/year) | Energy Efficiency | 0 | 0 | 0 | 0 | 0 | 0 | 0 | 0 | 0 | 0 | 0 | 0 | 0
Scenario 4: Reference ZEAS Phase In | SCE | Com | Lighting | Com - Warehouse | Electric Demand (MW) | Energy Efficiency | 0.0011359 | 0.0012374 | 0.0013309 | 0.0014244 | 0.0015201 | 0.0034819 | 0.0040139 | 0.004111 | 0.00095044 | 0 | 0 | 0 | 0
Scenario 4: Reference ZEAS Phase In | SCE | Com | Lighting | Com - Warehouse | Electric Energy (GWh/year) | Energy Efficiency | 0.0095173 | 0.010368 | 0.011152 | 0.011935 | 0.012737 | 0.029174 | 0.033631 | 0.034445 | 0.0079635 | 0 | 0 | 0 | 0
Scenario 4: Reference ZEAS Phase In | SCE | Com | Lighting | Com - Warehouse | Gas Energy (MMTherm/year) | Energy Efficiency | -3.6754e-05 | -4.004e-05 | -4.3067e-05 | -4.6092e-05 | -4.9188e-05 | -5.195e-05 | -5.444e-05 | -5.6849e-05 | -1.5258e-05 | 0 | 0 | 0 | 0
Scenario 4: Reference ZEAS Phase In | SCE | Com | WaterHeat | Com - College | Electric Demand (MW) | Energy Efficiency | 0.00010598 | 0.00012755 | 0.00015378 | 0.00018524 | 0.00022167 | 0.00026644 | 0.00031976 | 0.00038231 | 0.00045657 | 0.00054416 | 0.00064883 | 0.0007795 | 0.00092872
Scenario 4: Reference ZEAS Phase In | SCE | Com | WaterHeat | Com - College | Electric Demand (MW) | Fuel Substitution | 0 | 0 | 0.096908 | 0.24006 | 0.42077 | 0.46258 | 0.48603 | 0.49729 | 0.50547 | 0.50668 | 0.50263 | 0.49561 | 0.48688
Scenario 4: Reference ZEAS Phase In | SCE | Com | WaterHeat | Com - College | Electric Energy (GWh/year) | Energy Efficiency | 0.00043374 | 0.000522 | 0.00062935 | 0.00075813 | 0.00090722 | 0.0010904 | 0.0013087 | 0.0015647 | 0.0018686 | 0.002227 | 0.0026554 | 0.0031902 | 0.0038009
Scenario 4: Reference ZEAS Phase In | SCE | Com | WaterHeat | Com - College | Electric Energy (GWh/year) | Fuel Substitution | -1.5229 | -1.4959 | -0.77126 | 0.22525 | 1.6219 | 1.8022 | 2.0613 | 2.109 | 2.1437 | 2.1489 | 2.1318 | 2.1022 | 2.0654
Scenario 4: Reference ZEAS Phase In | SCE | Com | WaterHeat | Com - College | Gas Energy (MMTherm/year) | Fuel Substitution | 0.16707 | 0.16405 | 0.13048 | 0.088871 | 0.021609 | 0.021215 | 0 | 0 | 0 | 0 | 0 | 0 | 0
Scenario 4: Reference ZEAS Phase In | SCE | Com | WaterHeat | Com - Grocery | Electric Demand (MW) | Energy Efficiency | 0.00031034 | 0.00037354 | 0.00044813 | 0.00053767 | 0.00064558 | 0.00077376 | 0.00092564 | 0.0011084 | 0.0013255 | 0.001583 | 0.0018909 | 0.0022564 | 0.0026919
Scenario 4: Reference ZEAS Phase In | SCE | Com | WaterHeat | Com - Grocery | Electric Energy (GWh/year) | Energy Efficiency | 0.001747 | 0.0021028 | 0.0025227 | 0.0030268 | 0.0036342 | 0.0043558 | 0.0052108 | 0.0062395 | 0.007462 | 0.0089115 | 0.010645 | 0.012702 | 0.015154
Scenario 4: Reference ZEAS Phase In | SCE | Com | WaterHeat | Com - Grocery | Electric Energy (GWh/year) | Fuel Substitution | -0.048562 | -0.047297 | -0.046131 | -0.045181 | -0.044428 | -0.04384 | 0 | 0 | 0 | 0 | 0 | 0 | 0
Scenario 4: Reference ZEAS Phase In | SCE | Com | WaterHeat | Com - Grocery | Gas Energy (MMTherm/year) | Fuel Substitution | 0.0064411 | 0.0062732 | 0.0061185 | 0.0059925 | 0.0058927 | 0.0058147 | 0 | 0 | 0 | 0 | 0 | 0 | 0
Scenario 4: Reference ZEAS Phase In | SCE | Com | WaterHeat | Com - Health | Electric Demand (MW) | Energy Efficiency | 0.00031074 | 0.00037585 | 0.00045472 | 0.00054602 | 0.00065712 | 0.00078847 | 0.00094771 | 0.0011343 | 0.0013565 | 0.0016161 | 0.0019227 | 0.0023008 | 0.0027567
Scenario 4: Reference ZEAS Phase In | SCE | Com | WaterHeat | Com - Health | Electric Demand (MW) | Fuel Substitution | 0 | 0 | 0.10909 | 0.27223 | 0.48083 | 0.53217 | 0.56232 | 0.57827 | 0.5907 | 0.59414 | 0.59102 | 0.58412 | 0.57503
Scenario 4: Reference ZEAS Phase In | SCE | Com | WaterHeat | Com - Health | Electric Energy (GWh/year) | Energy Efficiency | 0.0027463 | 0.0033218 | 0.0040188 | 0.0048257 | 0.0058076 | 0.0069685 | 0.0083758 | 0.010025 | 0.011989 | 0.014283 | 0.016993 | 0.020335 | 0.024364
Scenario 4: Reference ZEAS Phase In | SCE | Com | WaterHeat | Com - Health | Electric Energy (GWh/year) | Fuel Substitution | -3.7844 | -3.7248 | -1.9089 | 0.488 | 3.8846 | 4.3631 | 5.1697 | 5.3161 | 5.4304 | 5.4621 | 5.4338 | 5.3707 | 5.2877
Scenario 4: Reference ZEAS Phase In | SCE | Com | WaterHeat | Com - Health | Gas Energy (MMTherm/year) | Fuel Substitution | 0.42215 | 0.41533 | 0.32772 | 0.23119 | 0.072316 | 0.071463 | 0 | 0 | 0 | 0 | 0 | 0 | 0
Scenario 4: Reference ZEAS Phase In | SCE | Com | WaterHeat | Com - Lodging | Electric Demand (MW) | Energy Efficiency | 6.4664e-05 | 7.8387e-05 | 9.485e-05 | 0.00011439 | 0.00013801 | 0.00016626 | 0.00020004 | 0.00024045 | 0.0002885 | 0.00034571 | 0.00041418 | 0.00049582 | 0.00059319
Scenario 4: Reference ZEAS Phase In | SCE | Com | WaterHeat | Com - Lodging | Electric Demand (MW) | Fuel Substitution | 0 | 0 | 0.11258 | 0.28193 | 0.49882 | 0.55264 | 0.58424 | 0.60243 | 0.6174 | 0.62153 | 0.61864 | 0.61132 | 0.60134
Scenario 4: Reference ZEAS Phase In | SCE | Com | WaterHeat | Com - Lodging | Electric Energy (GWh/year) | Energy Efficiency | 0.00055695 | 0.00067516 | 0.00081695 | 0.00098528 | 0.0011887 | 0.001432 | 0.0017229 | 0.002071 | 0.0024849 | 0.0029776 | 0.0035673 | 0.0042705 | 0.0051092
Scenario 4: Reference ZEAS Phase In | SCE | Com | WaterHeat | Com - Lodging | Electric Energy (GWh/year) | Fuel Substitution | -3.8306 | -3.7642 | -2.1043 | 0.33931 | 3.823 | 4.3118 | 5.2344 | 5.3972 | 5.5312 | 5.5682 | 5.5424 | 5.4771 | 5.3882
Scenario 4: Reference ZEAS Phase In | SCE | Com | WaterHeat | Com - Lodging | Gas Energy (MMTherm/year) | Fuel Substitution | 0.42076 | 0.41334 | 0.34464 | 0.24718 | 0.085381 | 0.084514 | 0 | 0 | 0 | 0 | 0 | 0 | 0
Scenario 4: Reference ZEAS Phase In | SCE | Com | WaterHeat | Com - Office (Large) | Electric Demand (MW) | Energy Efficiency | 8.2024e-05 | 9.9311e-05 | 0.00011963 | 0.00014381 | 0.00017291 | 0.00020752 | 0.00024827 | 0.0002969 | 0.00035393 | 0.00042124 | 0.00050168 | 0.00059651 | 0.00070933
Scenario 4: Reference ZEAS Phase In | SCE | Com | WaterHeat | Com - Office (Large) | Electric Demand (MW) | Fuel Substitution | 0 | 0 | 0.015582 | 0.03877 | 0.067987 | 0.074631 | 0.078304 | 0.081308 | 0.082928 | 0.083024 | 0.082133 | 0.080622 | 0.078762
Scenario 4: Reference ZEAS Phase In | SCE | Com | WaterHeat | Com - Office (Large) | Electric Energy (GWh/year) | Energy Efficiency | 0.0015706 | 0.0019016 | 0.0022907 | 0.0027536 | 0.0033107 | 0.0039734 | 0.0047538 | 0.0056849 | 0.0067769 | 0.0080657 | 0.0096059 | 0.011422 | 0.013582
Scenario 4: Reference ZEAS Phase In | SCE | Com | WaterHeat | Com - Office (Large) | Electric Energy (GWh/year) | Fuel Substitution | -0.99948 | -0.98061 | -0.50399 | 0.25003 | 1.3117 | 1.4449 | 1.5637 | 1.6236 | 1.6559 | 1.6578 | 1.64 | 1.6098 | 1.5728
Scenario 4: Reference ZEAS Phase In | SCE | Com | WaterHeat | Com - Office (Large) | Gas Energy (MMTherm/year) | Fuel Substitution | 0.10855 | 0.1065 | 0.08872 | 0.05749 | 0.0061826 | 0.0061043 | 0 | 0 | 0 | 0 | 0 | 0 | 0
Scenario 4: Reference ZEAS Phase In | SCE | Com | WaterHeat | Com - Office (Small) | Electric Demand (MW) | Energy Efficiency | 3.0391e-06 | 3.6587e-06 | 4.3954e-06 | 5.2711e-06 | 4.2873e-06 | 2.1548e-05 | 8.7001e-06 | 1.0659e-05 | 1.2942e-05 | 1.5613e-05 | 1.8757e-05 | 2.2462e-05 | 2.6838e-05
Scenario 4: Reference ZEAS Phase In | SCE | Com | WaterHeat | Com - Office (Small) | Electric Demand (MW) | Fuel Substitution | 0 | 0 | 0.00059647 | 0.0014754 | 0.0022611 | 0.0027229 | 0.0029353 | 0.0030779 | 0.003138 | 0.0031433 | 0.0031142 | 0.0030645 | 0.0030036
Scenario 4: Reference ZEAS Phase In | SCE | Com | WaterHeat | Com - Office (Small) | Electric Energy (GWh/year) | Energy Efficiency | 0.00034959 | 0.00042086 | 0.00050559 | 0.00060633 | 0.00049317 | 0.0024786 | 0.0010008 | 0.0012261 | 0.0014888 | 0.0017959 | 0.0021576 | 0.0025837 | 0.0030872
Scenario 4: Reference ZEAS Phase In | SCE | Com | WaterHeat | Com - Office (Small) | Electric Energy (GWh/year) | Fuel Substitution | -0.25462 | -0.24963 | -0.11951 | 0.054705 | 0.26176 | 0.31523 | 0.35163 | 0.3687 | 0.37589 | 0.37652 | 0.37303 | 0.36709 | 0.35982
Scenario 4: Reference ZEAS Phase In | SCE | Com | WaterHeat | Com - Office (Small) | Gas Energy (MMTherm/year) | Fuel Substitution | 0.02737 | 0.02683 | 0.020581 | 0.013243 | 0.0011941 | 0.0014461 | 0 | 0 | 0 | 0 | 0 | 0 | 0
Scenario 4: Reference ZEAS Phase In | SCE | Com | WaterHeat | Com - Other | Electric Demand (MW) | Energy Efficiency | 0.0032248 | 0.0038955 | 0.0046971 | 0.0056525 | 0.0067936 | 0.0081566 | 0.0097946 | 0.011741 | 0.014048 | 0.016818 | 0.020128 | 0.024073 | 0.028791
Scenario 4: Reference ZEAS Phase In | SCE | Com | WaterHeat | Com - Other | Electric Demand (MW) | Fuel Substitution | 0 | 0 | 0.69284 | 1.7197 | 2.993 | 3.3289 | 3.5067 | 3.6086 | 3.691 | 3.709 | 3.6857 | 3.6367 | 3.573
Scenario 4: Reference ZEAS Phase In | SCE | Com | WaterHeat | Com - Other | Electric Energy (GWh/year) | Energy Efficiency | 0.02206 | 0.026649 | 0.032132 | 0.038668 | 0.046474 | 0.055799 | 0.067004 | 0.08032 | 0.096103 | 0.11505 | 0.1377 | 0.16468 | 0.19695
Scenario 4: Reference ZEAS Phase In | SCE | Com | WaterHeat | Com - Other | Electric Energy (GWh/year) | Fuel Substitution | -19.6587 | -19.3073 | -10.2227 | 1.8774 | 18.7873 | 21.1559 | 24.9373 | 25.661 | 26.2475 | 26.376 | 26.2112 | 25.8646 | 25.414
Scenario 4: Reference ZEAS Phase In | SCE | Com | WaterHeat | Com - Other | Gas Energy (MMTherm/year) | Fuel Substitution | 2.1132 | 2.0748 | 1.6405 | 1.14 | 0.32034 | 0.32304 | 0 | 0 | 0 | 0 | 0 | 0 | 0
Scenario 4: Reference ZEAS Phase In | SCE | Com | WaterHeat | Com - Refrig. Warehouse | Electric Demand (MW) | Energy Efficiency | 2.3585e-05 | 1.1337e-05 | 1.3883e-05 | 1.6806e-05 | 2.0288e-05 | 2.4436e-05 | 2.9379e-05 | 3.5212e-05 | 4.2184e-05 | 5.0467e-05 | 6.0279e-05 | 7.2038e-05 | 8.5996e-05
Scenario 4: Reference ZEAS Phase In | SCE | Com | WaterHeat | Com - Refrig. Warehouse | Electric Demand (MW) | Fuel Substitution | 0 | 0 | 0.00042042 | 0.0011448 | 0.0020333 | 0.002257 | 0.0023923 | 0.0024765 | 0.0025263 | 0.0025388 | 0.0025231 | 0.0024909 | 0.0024495
Scenario 4: Reference ZEAS Phase In | SCE | Com | WaterHeat | Com - Refrig. Warehouse | Electric Energy (GWh/year) | Energy Efficiency | 0.00028811 | 0.00013849 | 0.0001696 | 0.00020531 | 0.00024785 | 0.00029852 | 0.0003589 | 0.00043015 | 0.00051533 | 0.00061651 | 0.00073638 | 0.00088003 | 0.0010505
Scenario 4: Reference ZEAS Phase In | SCE | Com | WaterHeat | Com - Refrig. Warehouse | Electric Energy (GWh/year) | Fuel Substitution | -0.021621 | -0.021242 | -0.010699 | 0.0019809 | 0.021777 | 0.024697 | 0.030376 | 0.031443 | 0.032073 | 0.032232 | 0.032033 | 0.031625 | 0.031102
Scenario 4: Reference ZEAS Phase In | SCE | Com | WaterHeat | Com - Refrig. Warehouse | Gas Energy (MMTherm/year) | Fuel Substitution | 0.0024588 | 0.0024143 | 0.0018374 | 0.0014745 | 0.00055109 | 0.00054009 | 0 | 0 | 0 | 0 | 0 | 0 | 0
Scenario 4: Reference ZEAS Phase In | SCE | Com | WaterHeat | Com - Restaurant | Electric Demand (MW) | Energy Efficiency | 0.0012195 | 0.0014768 | 0.001784 | 0.0021516 | 0.0025927 | 0.0031117 | 0.0037272 | 0.0044645 | 0.0053411 | 0.0063808 | 0.0076199 | 0.0090883 | 0.010835
Scenario 4: Reference ZEAS Phase In | SCE | Com | WaterHeat | Com - Restaurant | Electric Demand (MW) | Fuel Substitution | 0 | 0 | 0.78051 | 1.9402 | 3.4065 | 3.7501 | 3.9459 | 4.0719 | 4.1672 | 4.1913 | 4.1696 | 4.1189 | 4.051
Scenario 4: Reference ZEAS Phase In | SCE | Com | WaterHeat | Com - Restaurant | Electric Energy (GWh/year) | Energy Efficiency | 0.0066581 | 0.0080631 | 0.0097408 | 0.011748 | 0.014157 | 0.016992 | 0.020354 | 0.024383 | 0.029172 | 0.034853 | 0.041625 | 0.04965 | 0.059199
Scenario 4: Reference ZEAS Phase In | SCE | Com | WaterHeat | Com - Restaurant | Electric Energy (GWh/year) | Fuel Substitution | -13.3213 | -13.0979 | -6.2383 | 4.2419 | 18.9548 | 20.9133 | 22.4297 | 23.1451 | 23.6862 | 23.8234 | 23.7006 | 23.4138 | 23.0298
Scenario 4: Reference ZEAS Phase In | SCE | Com | WaterHeat | Com - Restaurant | Gas Energy (MMTherm/year) | Fuel Substitution | 1.4966 | 1.4713 | 1.2013 | 0.76828 | 0.058225 | 0.057496 | 0 | 0 | 0 | 0 | 0 | 0 | 0
Scenario 4: Reference ZEAS Phase In | SCE | Com | WaterHeat | Com - Retail | Electric Demand (MW) | Energy Efficiency | 0.00020326 | 0.00024467 | 0.00029352 | 0.000352 | 0.00045943 | 0.00054233 | 0.00063961 | 0.00075542 | 0.00085972 | 0.0010241 | 0.0012195 | 0.0014502 | 0.0017237
Scenario 4: Reference ZEAS Phase In | SCE | Com | WaterHeat | Com - Retail | Electric Demand (MW) | Fuel Substitution | 0 | 0 | 0.02399 | 0.05936 | 0.10277 | 0.1143 | 0.12021 | 0.12385 | 0.12659 | 0.12713 | 0.12626 | 0.12451 | 0.12223
Scenario 4: Reference ZEAS Phase In | SCE | Com | WaterHeat | Com - Retail | Electric Energy (GWh/year) | Energy Efficiency | 0.0013559 | 0.0016322 | 0.0019582 | 0.0023484 | 0.0029341 | 0.0034878 | 0.0041404 | 0.0049195 | 0.0057376 | 0.0068348 | 0.0081397 | 0.0096805 | 0.011508
Scenario 4: Reference ZEAS Phase In | SCE | Com | WaterHeat | Com - Retail | Electric Energy (GWh/year) | Fuel Substitution | -0.57652 | -0.56621 | -0.25676 | 0.14939 | 0.71115 | 0.7913 | 0.83547 | 0.86077 | 0.87982 | 0.88359 | 0.87758 | 0.86545 | 0.84975
Scenario 4: Reference ZEAS Phase In | SCE | Com | WaterHeat | Com - Retail | Gas Energy (MMTherm/year) | Fuel Substitution | 0.060957 | 0.059863 | 0.04479 | 0.027864 | 0.00040407 | 0.00040951 | 0 | 0 | 0 | 0 | 0 | 0 | 0
Scenario 4: Reference ZEAS Phase In | SCE | Com | WaterHeat | Com - School | Electric Demand (MW) | Energy Efficiency | 0.00010108 | 0.0001225 | 0.00014793 | 0.00017794 | 0.00021329 | 0.00025545 | 0.00030508 | 0.00036428 | 0.00043473 | 0.00051851 | 0.00061764 | 0.00073614 | 0.00087592
Scenario 4: Reference ZEAS Phase In | SCE | Com | WaterHeat | Com - School | Electric Demand (MW) | Fuel Substitution | 0 | 0 | 0.052343 | 0.12993 | 0.22724 | 0.24888 | 0.26041 | 0.26887 | 0.27388 | 0.27416 | 0.27143 | 0.26684 | 0.2612
Scenario 4: Reference ZEAS Phase In | SCE | Com | WaterHeat | Com - School | Electric Energy (GWh/year) | Energy Efficiency | 0.0014975 | 0.0018149 | 0.0021916 | 0.0026363 | 0.00316 | 0.0037847 | 0.0045199 | 0.005397 | 0.0064408 | 0.007682 | 0.0091508 | 0.010906 | 0.012977
Scenario 4: Reference ZEAS Phase In | SCE | Com | WaterHeat | Com - School | Electric Energy (GWh/year) | Fuel Substitution | -2.5634 | -2.522 | -1.2973 | 0.63448 | 3.3399 | 3.6728 | 3.9797 | 4.1088 | 4.1852 | 4.1895 | 4.1478 | 4.0779 | 3.9919
Scenario 4: Reference ZEAS Phase In | SCE | Com | WaterHeat | Com - School | Gas Energy (MMTherm/year) | Fuel Substitution | 0.28468 | 0.28003 | 0.23328 | 0.15126 | 0.017375 | 0.017091 | 0 | 0 | 0 | 0 | 0 | 0 | 0
Scenario 4: Reference ZEAS Phase In | SCE | Com | WaterHeat | Com - Warehouse | Electric Demand (MW) | Energy Efficiency | 9.6898e-06 | 1.1649e-05 | 1.3959e-05 | 1.6733e-05 | 2.0082e-05 | 2.4026e-05 | 2.869e-05 | 3.4263e-05 | 4.0837e-05 | 4.8644e-05 | 5.7927e-05 | 6.888e-05 | 8.1932e-05
Scenario 4: Reference ZEAS Phase In | SCE | Com | WaterHeat | Com - Warehouse | Electric Demand (MW) | Fuel Substitution | 0 | 0 | 0.0004494 | 0.001111 | 0.0019498 | 0.0021478 | 0.0022609 | 0.0023173 | 0.0023601 | 0.0023695 | 0.0023533 | 0.0023218 | 0.0022819
Scenario 4: Reference ZEAS Phase In | SCE | Com | WaterHeat | Com - Warehouse | Electric Energy (GWh/year) | Energy Efficiency | 0.00027432 | 0.00032979 | 0.0003952 | 0.00047377 | 0.00056862 | 0.00068035 | 0.00081246 | 0.00097033 | 0.0011566 | 0.0013778 | 0.0016409 | 0.0019513 | 0.0023212
Scenario 4: Reference ZEAS Phase In | SCE | Com | WaterHeat | Com - Warehouse | Electric Energy (GWh/year) | Fuel Substitution | -0.058189 | -0.057134 | -0.031589 | 0.00092259 | 0.046519 | 0.052511 | 0.066443 | 0.068099 | 0.069357 | 0.069633 | 0.069162 | 0.068241 | 0.067077
Scenario 4: Reference ZEAS Phase In | SCE | Com | WaterHeat | Com - Warehouse | Gas Energy (MMTherm/year) | Fuel Substitution | 0.006379 | 0.0062603 | 0.0049582 | 0.0035811 | 0.001379 | 0.001357 | 0 | 0 | 0 | 0 | 0 | 0 | 0
Scenario 4: Reference ZEAS Phase In | SCE | Com | WholeBlg | Com - College | Electric Demand (MW) | Energy Efficiency | 0.080354 | 0.082146 | 0.084109 | 0.086488 | 0.089198 | 0.091997 | 0.095225 | 0.098192 | 0.1012 | 0.10438 | 0.10725 | 0.10976 | 0.11209
Scenario 4: Reference ZEAS Phase In | SCE | Com | WholeBlg | Com - College | Electric Energy (GWh/year) | Energy Efficiency | 0.73228 | 0.7486 | 0.76649 | 0.78818 | 0.81287 | 0.83838 | 0.86779 | 0.89483 | 0.92222 | 0.95125 | 0.9774 | 1.0003 | 1.0215
Scenario 4: Reference ZEAS Phase In | SCE | Com | WholeBlg | Com - College | Gas Energy (MMTherm/year) | Energy Efficiency | 0 | 0 | 0 | 0 | 0 | 0 | 0 | 0 | 0 | 0 | 0 | 0 | 0
Scenario 4: Reference ZEAS Phase In | SCE | Com | WholeBlg | Com - Grocery | Electric Demand (MW) | Energy Efficiency | 0.27552 | 0.2819 | 0.28921 | 0.29758 | 0.30731 | 0.31718 | 0.32724 | 0.33699 | 0.3471 | 0.35704 | 0.36686 | 0.37525 | 0.37304
Scenario 4: Reference ZEAS Phase In | SCE | Com | WholeBlg | Com - Grocery | Electric Energy (GWh/year) | Energy Efficiency | 2.5108 | 2.569 | 2.6356 | 2.7119 | 2.8006 | 2.8905 | 2.9821 | 3.071 | 3.1632 | 3.2538 | 3.3432 | 3.4197 | 3.3996
Scenario 4: Reference ZEAS Phase In | SCE | Com | WholeBlg | Com - Health | Electric Demand (MW) | Energy Efficiency | 0.2627 | 0.2698 | 0.27747 | 0.28633 | 0.29643 | 0.30659 | 0.31796 | 0.32848 | 0.3392 | 0.3502 | 0.36065 | 0.36962 | 0.37778
Scenario 4: Reference ZEAS Phase In | SCE | Com | WholeBlg | Com - Health | Electric Energy (GWh/year) | Energy Efficiency | 2.394 | 2.4587 | 2.5286 | 2.6094 | 2.7014 | 2.794 | 2.8976 | 2.9935 | 3.0912 | 3.1914 | 3.2866 | 3.3684 | 3.4427
Scenario 4: Reference ZEAS Phase In | SCE | Com | WholeBlg | Com - Lodging | Electric Demand (MW) | Energy Efficiency | 0.12427 | 0.12724 | 0.13032 | 0.13415 | 0.13853 | 0.14296 | 0.14795 | 0.15259 | 0.15729 | 0.16218 | 0.16677 | 0.17062 | 0.17336
Scenario 4: Reference ZEAS Phase In | SCE | Com | WholeBlg | Com - Lodging | Electric Energy (GWh/year) | Energy Efficiency | 1.1325 | 1.1595 | 1.1876 | 1.2225 | 1.2625 | 1.3028 | 1.3483 | 1.3906 | 1.4334 | 1.478 | 1.5198 | 1.5549 | 1.5799
Scenario 4: Reference ZEAS Phase In | SCE | Com | WholeBlg | Com - Office (Large) | Electric Demand (MW) | Energy Efficiency | 0.52284 | 0.53094 | 0.53986 | 0.55059 | 0.56341 | 0.57617 | 0.5912 | 0.60426 | 0.61727 | 0.63059 | 0.64244 | 0.65157 | 0.66763
Scenario 4: Reference ZEAS Phase In | SCE | Com | WholeBlg | Com - Office (Large) | Electric Energy (GWh/year) | Energy Efficiency | 4.7646 | 4.8385 | 4.9198 | 5.0176 | 5.1344 | 5.2507 | 5.3876 | 5.5067 | 5.6253 | 5.7467 | 5.8547 | 5.9379 | 6.0842
Scenario 4: Reference ZEAS Phase In | SCE | Com | WholeBlg | Com - Office (Large) | Gas Energy (MMTherm/year) | Energy Efficiency | 0 | 0 | 0 | 0 | 0 | 0 | 0 | 0 | 0 | 0 | 0 | 0 | 0
Scenario 4: Reference ZEAS Phase In | SCE | Com | WholeBlg | Com - Office (Small) | Electric Demand (MW) | Energy Efficiency | 0.091786 | 0.093458 | 0.095344 | 0.097584 | 0.10021 | 0.10283 | 0.10575 | 0.10839 | 0.11107 | 0.11386 | 0.11636 | 0.11838 | 0.12013
Scenario 4: Reference ZEAS Phase In | SCE | Com | WholeBlg | Com - Office (Small) | Electric Energy (GWh/year) | Energy Efficiency | 0.83645 | 0.85169 | 0.86888 | 0.88929 | 0.91323 | 0.93714 | 0.96367 | 0.98775 | 1.0122 | 1.0376 | 1.0604 | 1.0789 | 1.0947
Scenario 4: Reference ZEAS Phase In | SCE | Com | WholeBlg | Com - Other | Electric Demand (MW) | Energy Efficiency | 0.39936 | 0.40716 | 0.41546 | 0.42594 | 0.43807 | 0.45027 | 0.46457 | 0.47747 | 0.49047 | 0.50388 | 0.5163 | 0.52649 | 0.54134
Scenario 4: Reference ZEAS Phase In | SCE | Com | WholeBlg | Com - Other | Electric Energy (GWh/year) | Energy Efficiency | 3.6394 | 3.7105 | 3.7862 | 3.8817 | 3.9922 | 4.1034 | 4.2337 | 4.3513 | 4.4697 | 4.5919 | 4.7051 | 4.798 | 4.9333
Scenario 4: Reference ZEAS Phase In | SCE | Com | WholeBlg | Com - Other | Gas Energy (MMTherm/year) | Energy Efficiency | 0 | 0 | 0 | 0 | 0 | 0 | 0 | 0 | 0 | 0 | 0 | 0 | 0
Scenario 4: Reference ZEAS Phase In | SCE | Com | WholeBlg | Com - Refrig. Warehouse | Electric Demand (MW) | Energy Efficiency | 0.030728 | 0.031863 | 0.033082 | 0.034527 | 0.036123 | 0.037675 | 0.039215 | 0.040768 | 0.042391 | 0.043972 | 0.045604 | 0.047056 | 0.046593
Scenario 4: Reference ZEAS Phase In | SCE | Com | WholeBlg | Com - Refrig. Warehouse | Electric Energy (GWh/year) | Energy Efficiency | 0.28003 | 0.29037 | 0.30148 | 0.31465 | 0.32919 | 0.34333 | 0.35737 | 0.37153 | 0.38632 | 0.40072 | 0.4156 | 0.42882 | 0.42461
Scenario 4: Reference ZEAS Phase In | SCE | Com | WholeBlg | Com - Restaurant | Electric Demand (MW) | Energy Efficiency | 0.23361 | 0.24097 | 0.249 | 0.25859 | 0.26951 | 0.28053 | 0.29204 | 0.30356 | 0.31551 | 0.32748 | 0.33955 | 0.35047 | 0.35352
Scenario 4: Reference ZEAS Phase In | SCE | Com | WholeBlg | Com - Restaurant | Electric Energy (GWh/year) | Energy Efficiency | 2.2343 | 2.3188 | 2.4117 | 2.5212 | 2.6458 | 2.7708 | 2.9014 | 3.0353 | 3.1753 | 3.3169 | 3.4625 | 3.5994 | 3.6682
Scenario 4: Reference ZEAS Phase In | SCE | Com | WholeBlg | Com - Restaurant | Gas Energy (MMTherm/year) | Energy Efficiency | -0.0011657 | -0.0013579 | -0.0015756 | -0.0018201 | -0.0020968 | -0.0023695 | -0.0026524 | -0.002973 | -0.003316 | -0.003675 | -0.0040685 | -0.004483 | -0.0049353
Scenario 4: Reference ZEAS Phase In | SCE | Com | WholeBlg | Com - Retail | Electric Demand (MW) | Energy Efficiency | 0.31335 | 0.31796 | 0.32325 | 0.3295 | 0.33692 | 0.34432 | 0.35326 | 0.3609 | 0.3684 | 0.37595 | 0.38237 | 0.38702 | 0.39393
Scenario 4: Reference ZEAS Phase In | SCE | Com | WholeBlg | Com - Retail | Electric Energy (GWh/year) | Energy Efficiency | 3.4426 | 3.5808 | 3.7303 | 3.9052 | 4.1106 | 4.3246 | 4.5609 | 4.8094 | 5.0658 | 5.3343 | 5.6144 | 5.8908 | 6.2095
Scenario 4: Reference ZEAS Phase In | SCE | Com | WholeBlg | Com - Retail | Gas Energy (MMTherm/year) | Energy Efficiency | 0.0040287 | 0.0046885 | 0.0053838 | 0.0061932 | 0.0071386 | 0.0081448 | 0.0092076 | 0.010435 | 0.011726 | 0.013096 | 0.014617 | 0.016223 | 0.017978
Scenario 4: Reference ZEAS Phase In | SCE | Com | WholeBlg | Com - School | Electric Demand (MW) | Energy Efficiency | 0.096541 | 0.098266 | 0.10011 | 0.10247 | 0.10519 | 0.10792 | 0.11113 | 0.11399 | 0.11683 | 0.11977 | 0.12236 | 0.12441 | 0.12717
Scenario 4: Reference ZEAS Phase In | SCE | Com | WholeBlg | Com - School | Electric Energy (GWh/year) | Energy Efficiency | 0.87978 | 0.89551 | 0.91229 | 0.93378 | 0.95865 | 0.98353 | 1.0127 | 1.0388 | 1.0647 | 1.0915 | 1.1151 | 1.1337 | 1.159
Scenario 4: Reference ZEAS Phase In | SCE | Com | WholeBlg | Com - Warehouse | Electric Demand (MW) | Energy Efficiency | 0.16218 | 0.16586 | 0.16979 | 0.17473 | 0.18046 | 0.18625 | 0.19266 | 0.19867 | 0.20479 | 0.2112 | 0.21725 | 0.22242 | 0.22837
Scenario 4: Reference ZEAS Phase In | SCE | Com | WholeBlg | Com - Warehouse | Electric Energy (GWh/year) | Energy Efficiency | 1.5892 | 1.6436 | 1.7021 | 1.7752 | 1.8623 | 1.9506 | 2.0462 | 2.1436 | 2.2431 | 2.3489 | 2.4561 | 2.5572 | 2.6726
Scenario 4: Reference ZEAS Phase In | SCE | Com | WholeBlg | Com - Warehouse | Gas Energy (MMTherm/year) | Energy Efficiency | -0.0012158 | -0.0014447 | -0.0016922 | -0.0019987 | -0.0023797 | -0.0027685 | -0.0031744 | -0.0036406 | -0.0041188 | -0.0046366 | -0.005205 | -0.0057951 | -0.0064646
Scenario 4: Reference ZEAS Phase In | SCE | Ind | WholeBlg | Ind - All Other Industrial | Electric Demand (MW) | Energy Efficiency | 0.12727 | 0.12712 | 0.12728 | 0.12765 | 0.12791 | 0.1281 | 0.12826 | 0.12839 | 0.12851 | 0.12858 | 0.12857 | 0.12859 | 0.12857
Scenario 4: Reference ZEAS Phase In | SCE | Ind | WholeBlg | Ind - All Other Industrial | Electric Energy (GWh/year) | Energy Efficiency | 0.92461 | 0.92345 | 0.92463 | 0.9273 | 0.92918 | 0.93054 | 0.93168 | 0.93263 | 0.93346 | 0.934 | 0.93391 | 0.93399 | 0.93385
Scenario 4: Reference ZEAS Phase In | SCE | Ind | WholeBlg | Ind - Chemicals | Electric Demand (MW) | Energy Efficiency | 0.38538 | 0.38816 | 0.39186 | 0.39601 | 0.39973 | 0.40288 | 0.40558 | 0.40783 | 0.41011 | 0.41223 | 0.41397 | 0.41559 | 0.41696
Scenario 4: Reference ZEAS Phase In | SCE | Ind | WholeBlg | Ind - Chemicals | Electric Energy (GWh/year) | Energy Efficiency | 2.7997 | 2.8198 | 2.8467 | 2.8768 | 2.9037 | 2.9266 | 2.9461 | 2.9624 | 2.979 | 2.9944 | 3.0069 | 3.0186 | 3.0286
Scenario 4: Reference ZEAS Phase In | SCE | Ind | WholeBlg | Ind - Electronics | Electric Demand (MW) | Energy Efficiency | 0.18946 | 0.18962 | 0.19037 | 0.19146 | 0.1924 | 0.19327 | 0.19413 | 0.19495 | 0.19574 | 0.19643 | 0.19695 | 0.19746 | 0.1979
Scenario 4: Reference ZEAS Phase In | SCE | Ind | WholeBlg | Ind - Electronics | Electric Energy (GWh/year) | Energy Efficiency | 1.3764 | 1.3775 | 1.3829 | 1.3908 | 1.3976 | 1.404 | 1.4101 | 1.4161 | 1.4218 | 1.4268 | 1.4306 | 1.4343 | 1.4374
Scenario 4: Reference ZEAS Phase In | SCE | Ind | WholeBlg | Ind - Fabricated Metals | Electric Demand (MW) | Energy Efficiency | 0.26179 | 0.26355 | 0.26624 | 0.26859 | 0.27038 | 0.27167 | 0.27272 | 0.27359 | 0.27437 | 0.27505 | 0.27542 | 0.27567 | 0.27572
Scenario 4: Reference ZEAS Phase In | SCE | Ind | WholeBlg | Ind - Fabricated Metals | Electric Energy (GWh/year) | Energy Efficiency | 1.9019 | 1.9146 | 1.9341 | 1.9512 | 1.9641 | 1.9735 | 1.9811 | 1.9873 | 1.993 | 1.9978 | 2.0005 | 2.0023 | 2.0027
Scenario 4: Reference ZEAS Phase In | SCE | Ind | WholeBlg | Ind - Food | Electric Demand (MW) | Energy Efficiency | 0.54495 | 0.54278 | 0.5422 | 0.54258 | 0.54253 | 0.54232 | 0.54215 | 0.54178 | 0.54133 | 0.54069 | 0.5396 | 0.53849 | 0.53719
Scenario 4: Reference ZEAS Phase In | SCE | Ind | WholeBlg | Ind - Food | Electric Energy (GWh/year) | Energy Efficiency | 3.9589 | 3.9431 | 3.9388 | 3.9415 | 3.9411 | 3.9395 | 3.9382 | 3.9354 | 3.9322 | 3.9274 | 3.9194 | 3.9113 | 3.9018
Scenario 4: Reference ZEAS Phase In | SCE | Ind | WholeBlg | Ind - Industrial Machinery | Electric Demand (MW) | Energy Efficiency | 0.081888 | 0.082494 | 0.083427 | 0.084178 | 0.084669 | 0.085011 | 0.085355 | 0.085656 | 0.085948 | 0.086213 | 0.086371 | 0.086485 | 0.08653
Scenario 4: Reference ZEAS Phase In | SCE | Ind | WholeBlg | Ind - Industrial Machinery | Electric Energy (GWh/year) | Energy Efficiency | 0.5949 | 0.59929 | 0.60606 | 0.6115 | 0.61506 | 0.61753 | 0.62003 | 0.6222 | 0.62431 | 0.62623 | 0.62736 | 0.62818 | 0.6285
Scenario 4: Reference ZEAS Phase In | SCE | Ind | WholeBlg | Ind - Lumber & Furniture | Electric Demand (MW) | Energy Efficiency | 0.045111 | 0.045032 | 0.045092 | 0.045228 | 0.045335 | 0.045392 | 0.045408 | 0.045415 | 0.045415 | 0.045399 | 0.04535 | 0.0453 | 0.045232
Scenario 4: Reference ZEAS Phase In | SCE | Ind | WholeBlg | Ind - Lumber & Furniture | Electric Energy (GWh/year) | Energy Efficiency | 0.32772 | 0.32714 | 0.32757 | 0.32855 | 0.32932 | 0.32974 | 0.32985 | 0.32989 | 0.32989 | 0.32977 | 0.32941 | 0.32904 | 0.32854
Scenario 4: Reference ZEAS Phase In | SCE | Ind | WholeBlg | Ind - Paper | Electric Demand (MW) | Energy Efficiency | 0.17664 | 0.17325 | 0.1708 | 0.16916 | 0.16758 | 0.16592 | 0.16453 | 0.16334 | 0.16241 | 0.1617 | 0.16104 | 0.1605 | 0.16001
Scenario 4: Reference ZEAS Phase In | SCE | Ind | WholeBlg | Ind - Paper | Electric Energy (GWh/year) | Energy Efficiency | 1.2832 | 1.2586 | 1.2408 | 1.2288 | 1.2173 | 1.2053 | 1.1952 | 1.1865 | 1.1798 | 1.1745 | 1.1697 | 1.1658 | 1.1622
Scenario 4: Reference ZEAS Phase In | SCE | Ind | WholeBlg | Ind - Petroleum | Electric Demand (MW) | Energy Efficiency | 0.67636 | 0.67347 | 0.67274 | 0.67336 | 0.67348 | 0.67344 | 0.67326 | 0.67297 | 0.67256 | 0.67185 | 0.67055 | 0.66926 | 0.66778
Scenario 4: Reference ZEAS Phase In | SCE | Ind | WholeBlg | Ind - Petroleum | Electric Energy (GWh/year) | Energy Efficiency | 4.9135 | 4.8925 | 4.8871 | 4.8916 | 4.8924 | 4.892 | 4.8906 | 4.8884 | 4.8854 | 4.8801 | 4.8706 | 4.8612 | 4.8503
Scenario 4: Reference ZEAS Phase In | SCE | Ind | WholeBlg | Ind - Plastics | Electric Demand (MW) | Energy Efficiency | 0.31056 | 0.31022 | 0.31081 | 0.31192 | 0.31276 | 0.31344 | 0.31393 | 0.31423 | 0.31449 | 0.31461 | 0.31445 | 0.31427 | 0.31398
Scenario 4: Reference ZEAS Phase In | SCE | Ind | WholeBlg | Ind - Plastics | Electric Energy (GWh/year) | Energy Efficiency | 2.2561 | 2.2537 | 2.2579 | 2.2659 | 2.272 | 2.2769 | 2.2804 | 2.2825 | 2.2844 | 2.2852 | 2.2841 | 2.2827 | 2.2806
Scenario 4: Reference ZEAS Phase In | SCE | Ind | WholeBlg | Ind - Primary Metals | Electric Demand (MW) | Energy Efficiency | 0.14736 | 0.14901 | 0.15135 | 0.15374 | 0.15577 | 0.15759 | 0.15947 | 0.16129 | 0.16309 | 0.16481 | 0.16631 | 0.16772 | 0.16901
Scenario 4: Reference ZEAS Phase In | SCE | Ind | WholeBlg | Ind - Primary Metals | Electric Energy (GWh/year) | Energy Efficiency | 1.0705 | 1.0825 | 1.0995 | 1.1168 | 1.1315 | 1.1448 | 1.1584 | 1.1716 | 1.1846 | 1.1971 | 1.208 | 1.2182 | 1.2276
Scenario 4: Reference ZEAS Phase In | SCE | Ind | WholeBlg | Ind - Printing & Publishing | Electric Demand (MW) | Energy Efficiency | 0.052172 | 0.051966 | 0.051929 | 0.051991 | 0.052001 | 0.051966 | 0.051932 | 0.051892 | 0.051863 | 0.051824 | 0.05174 | 0.05165 | 0.051538
Scenario 4: Reference ZEAS Phase In | SCE | Ind | WholeBlg | Ind - Printing & Publishing | Electric Energy (GWh/year) | Energy Efficiency | 0.37902 | 0.37751 | 0.37724 | 0.37769 | 0.37775 | 0.37749 | 0.37724 | 0.37694 | 0.37672 | 0.37644 | 0.37582 | 0.37516 | 0.37434
Scenario 4: Reference ZEAS Phase In | SCE | Ind | WholeBlg | Ind - Stone-Glass-Clay | Electric Demand (MW) | Energy Efficiency | 0.26418 | 0.26735 | 0.27076 | 0.27424 | 0.27731 | 0.27996 | 0.28229 | 0.28451 | 0.2866 | 0.28858 | 0.29035 | 0.29215 | 0.29379
Scenario 4: Reference ZEAS Phase In | SCE | Ind | WholeBlg | Ind - Stone-Glass-Clay | Electric Energy (GWh/year) | Energy Efficiency | 1.9192 | 1.9422 | 1.967 | 1.9922 | 2.0144 | 2.0337 | 2.0506 | 2.0667 | 2.0818 | 2.0962 | 2.109 | 2.1221 | 2.1339
Scenario 4: Reference ZEAS Phase In | SCE | Ind | WholeBlg | Ind - Textiles | Electric Demand (MW) | Energy Efficiency | 0.036978 | 0.036893 | 0.03691 | 0.036933 | 0.036908 | 0.036846 | 0.036787 | 0.036701 | 0.036619 | 0.036535 | 0.036424 | 0.036318 | 0.036205
Scenario 4: Reference ZEAS Phase In | SCE | Ind | WholeBlg | Ind - Textiles | Electric Energy (GWh/year) | Energy Efficiency | 0.26863 | 0.26801 | 0.26813 | 0.26829 | 0.26811 | 0.26766 | 0.26722 | 0.2666 | 0.266 | 0.26538 | 0.26457 | 0.26379 | 0.26297
Scenario 4: Reference ZEAS Phase In | SCE | Ind | WholeBlg | Ind - Transportation Equipment | Electric Demand (MW) | Energy Efficiency | 0.31145 | 0.31232 | 0.31602 | 0.31858 | 0.31998 | 0.32073 | 0.32208 | 0.32338 | 0.32497 | 0.32661 | 0.32774 | 0.3285 | 0.3288
Scenario 4: Reference ZEAS Phase In | SCE | Ind | WholeBlg | Ind - Transportation Equipment | Electric Energy (GWh/year) | Energy Efficiency | 2.2626 | 2.2689 | 2.2957 | 2.3143 | 2.3244 | 2.3299 | 2.3396 | 2.349 | 2.3606 | 2.3724 | 2.3805 | 2.386 | 2.3882
Scenario 4: Reference ZEAS Phase In | SCE | Res | AppPlug | Res - Multi Family | Electric Demand (MW) | Energy Efficiency | 0 | 0 | 0 | 0 | 0 | 0 | 0 | 0 | 0 | 0 | 0 | 0 | 0
Scenario 4: Reference ZEAS Phase In | SCE | Res | AppPlug | Res - Multi Family | Electric Energy (GWh/year) | Energy Efficiency | 0 | 0 | 0 | 0 | 0 | 0 | 0 | 0 | 0 | 0 | 0 | 0 | 0
Scenario 4: Reference ZEAS Phase In | SCE | Res | AppPlug | Res - Multi Family | Electric Energy (GWh/year) | Fuel Substitution | -0.011414 | -0.012315 | -0.013222 | -0.014136 | -0.015057 | -0.015982 | 0 | 0 | 0 | 0 | 0 | 0 | 0
Scenario 4: Reference ZEAS Phase In | SCE | Res | AppPlug | Res - Multi Family | Gas Energy (MMTherm/year) | Energy Efficiency | 0 | 0 | 0 | 0 | 0 | 0 | 0 | 0 | 0 | 0 | 0 | 0 | 0
Scenario 4: Reference ZEAS Phase In | SCE | Res | AppPlug | Res - Multi Family | Gas Energy (MMTherm/year) | Fuel Substitution | 0.0023247 | 0.0025082 | 0.0026929 | 0.0028791 | 0.0030667 | 0.003255 | 0 | 0 | 0 | 0 | 0 | 0 | 0
Scenario 4: Reference ZEAS Phase In | SCE | Res | AppPlug | Res - Single Family | Electric Demand (MW) | Energy Efficiency | 0 | 0 | 0 | 0 | 0 | 0 | 0 | 0 | 0 | 0 | 0 | 0 | 0
Scenario 4: Reference ZEAS Phase In | SCE | Res | AppPlug | Res - Single Family | Electric Energy (GWh/year) | Energy Efficiency | 0 | 0 | 0 | 0 | 0 | 0 | 0 | 0 | 0 | 0 | 0 | 0 | 0
Scenario 4: Reference ZEAS Phase In | SCE | Res | AppPlug | Res - Single Family | Electric Energy (GWh/year) | Fuel Substitution | -0.0801 | -0.086447 | -0.092786 | -0.099154 | -0.10556 | -0.11201 | 0 | 0 | 0 | 0 | 0 | 0 | 0
Scenario 4: Reference ZEAS Phase In | SCE | Res | AppPlug | Res - Single Family | Gas Energy (MMTherm/year) | Energy Efficiency | 0 | 0 | 0 | 0 | 0 | 0 | 0 | 0 | 0 | 0 | 0 | 0 | 0
Scenario 4: Reference ZEAS Phase In | SCE | Res | AppPlug | Res - Single Family | Gas Energy (MMTherm/year) | Fuel Substitution | 0.016259 | 0.017548 | 0.018834 | 0.020127 | 0.021428 | 0.022737 | 0 | 0 | 0 | 0 | 0 | 0 | 0
Scenario 4: Reference ZEAS Phase In | SCE | Res | BROs | Income Qualified - Multi Family IQ | Electric Demand (MW) | Energy Efficiency | 2.6492 | 2.7675 | 2.8929 | 3.0048 | 3.0809 | 3.1625 | 3.2358 | 3.3198 | 3.4 | 3.4841 | 3.5569 | 3.6463 | 3.7381
Scenario 4: Reference ZEAS Phase In | SCE | Res | BROs | Income Qualified - Multi Family IQ | Electric Energy (GWh/year) | Energy Efficiency | 11.846 | 12.4085 | 13.0114 | 13.5709 | 13.9959 | 14.4595 | 14.8998 | 15.4065 | 15.9147 | 16.4624 | 16.9806 | 17.605 | 18.2718
Scenario 4: Reference ZEAS Phase In | SCE | Res | BROs | Income Qualified - Single Family IQ | Electric Demand (MW) | Energy Efficiency | 9.0294 | 9.3687 | 9.7261 | 10.067 | 10.2865 | 10.5247 | 10.7392 | 10.9854 | 11.2183 | 11.4547 | 11.6538 | 11.9071 | 12.1677
Scenario 4: Reference ZEAS Phase In | SCE | Res | BROs | Income Qualified - Single Family IQ | Electric Energy (GWh/year) | Energy Efficiency | 40.3774 | 42.0082 | 43.7462 | 45.4696 | 46.7327 | 48.1237 | 49.4539 | 50.9844 | 52.5144 | 54.1291 | 55.6414 | 57.4964 | 59.4833
Scenario 4: Reference ZEAS Phase In | SCE | Res | BROs | Res - Multi Family | Electric Demand (MW) | Energy Efficiency | 19.6664 | 20.4106 | 21.195 | 21.9413 | 22.4232 | 22.9459 | 23.4166 | 23.9569 | 24.4684 | 24.9885 | 25.4271 | 25.9842 | 26.5574
Scenario 4: Reference ZEAS Phase In | SCE | Res | BROs | Res - Multi Family | Electric Energy (GWh/year) | Energy Efficiency | 87.9402 | 91.5157 | 95.3273 | 99.0972 | 101.8653 | 104.9126 | 107.8264 | 111.1788 | 114.5307 | 118.0714 | 121.3894 | 125.4558 | 129.8108
Scenario 4: Reference ZEAS Phase In | SCE | Res | BROs | Res - Single Family | Electric Demand (MW) | Energy Efficiency | 4.7019 | 4.913 | 5.1369 | 5.336 | 5.4716 | 5.6171 | 5.7476 | 5.8972 | 6.0401 | 6.19 | 6.3198 | 6.4792 | 6.6427
Scenario 4: Reference ZEAS Phase In | SCE | Res | BROs | Res - Single Family | Electric Energy (GWh/year) | Energy Efficiency | 21.0259 | 22.0293 | 23.1049 | 24.101 | 24.8581 | 25.6837 | 26.4676 | 27.3698 | 28.2747 | 29.2506 | 30.174 | 31.2862 | 32.4738
Scenario 4: Reference ZEAS Phase In | SCE | Res | BldgEnv | Res - Single Family | Electric Demand (MW) | Energy Efficiency | 0.022623 | 0.025907 | 0.027346 | 0.027344 | 0.027765 | 0.027405 | 0.026701 | 0.025886 | 0.016647 | 0 | 0 | 0 | 0
Scenario 4: Reference ZEAS Phase In | SCE | Res | BldgEnv | Res - Single Family | Electric Energy (GWh/year) | Energy Efficiency | 0.010421 | 0.012143 | 0.013404 | 0.014284 | 0.015218 | 0.015917 | 0.016505 | 0.017048 | -0.0060448 | 0 | 0 | 0 | 0
Scenario 4: Reference ZEAS Phase In | SCE | Res | BldgEnv | Res - Single Family | Gas Energy (MMTherm/year) | Energy Efficiency | 0.0064075 | 0.0071407 | 0.0074846 | 0.007521 | 0.0076429 | 0.0075944 | 0.0074703 | 0.0073215 | 0.0036368 | 0 | 0 | 0 | 0
Scenario 4: Reference ZEAS Phase In | SCE | Res | HVAC | Res - Multi Family | Electric Demand (MW) | Energy Efficiency | 1.6551 | 1.3542 | 1.0797 | 0.84156 | 0.64306 | 0.48181 | 0.35449 | 0.2554 | 0.17932 | 0.12148 | 0.077869 | 0.045175 | 0.020769
Scenario 4: Reference ZEAS Phase In | SCE | Res | HVAC | Res - Multi Family | Electric Demand (MW) | Fuel Substitution | 0 | 0 | 0 | 0 | 2.1809e-07 | 2.3171e-07 | 2.4348e-07 | 2.5089e-07 | 2.5491e-07 | 2.5659e-07 | 2.5676e-07 | 2.5601e-07 | 2.547e-07
Scenario 4: Reference ZEAS Phase In | SCE | Res | HVAC | Res - Multi Family | Electric Energy (GWh/year) | Energy Efficiency | 1.8481 | 1.5445 | 1.2526 | 0.99469 | 0.7799 | 0.60155 | 0.46381 | 0.35665 | 0.27438 | 0.21184 | 0.16467 | 0.12929 | 0.10275
Scenario 4: Reference ZEAS Phase In | SCE | Res | HVAC | Res - Multi Family | Electric Energy (GWh/year) | Fuel Substitution | 7.3961e-06 | 7.5317e-06 | 7.569e-06 | 6.9823e-06 | 2.0884e-06 | 2.2193e-06 | 2.3324e-06 | 2.4038e-06 | 2.4425e-06 | 2.4588e-06 | 2.4606e-06 | 2.4536e-06 | 2.4412e-06
Scenario 4: Reference ZEAS Phase In | SCE | Res | HVAC | Res - Multi Family | Gas Energy (MMTherm/year) | Fuel Substitution | 1.0137e-05 | 1.0332e-05 | 1.0397e-05 | 1.0806e-05 | 0 | 0 | 0 | 0 | 0 | 0 | 0 | 0 | 0
Scenario 4: Reference ZEAS Phase In | SCE | Res | HVAC | Res - Single Family | Electric Demand (MW) | Energy Efficiency | 19.4468 | 16.242 | 13.3171 | 10.769 | 8.6457 | 6.9157 | 5.5391 | 4.4634 | 2.5618 | 1.7221 | 1.2335 | 0.86563 | 0.58995
Scenario 4: Reference ZEAS Phase In | SCE | Res | HVAC | Res - Single Family | Electric Demand (MW) | Fuel Substitution | 0 | 0 | 0 | 0 | 1.3161e-05 | 8.112e-06 | 8.5185e-06 | 8.5041e-06 | 3.9567e-06 | 3.9915e-06 | 4.001e-06 | 3.9946e-06 | 3.9783e-06
Scenario 4: Reference ZEAS Phase In | SCE | Res | HVAC | Res - Single Family | Electric Energy (GWh/year) | Energy Efficiency | 11.7028 | 9.8565 | 8.1694 | 6.6945 | 5.4683 | 4.4675 | 3.6704 | 3.0472 | 1.5722 | 1.0138 | 0.72729 | 0.51159 | 0.34992
Scenario 4: Reference ZEAS Phase In | SCE | Res | HVAC | Res - Single Family | Electric Energy (GWh/year) | Fuel Substitution | -0.00080629 | -0.00083441 | -0.00084685 | -0.00087483 | 5.6399e-05 | 5.4249e-05 | 5.705e-05 | 5.665e-05 | 2.6901e-05 | 2.7144e-05 | 2.7215e-05 | 2.7176e-05 | 2.7069e-05
Scenario 4: Reference ZEAS Phase In | SCE | Res | HVAC | Res - Single Family | Gas Energy (MMTherm/year) | Energy Efficiency | -0.0022129 | -0.0024567 | -0.0026487 | -0.0027894 | -0.0029295 | -0.0030311 | -0.0031066 | -0.0031633 | -0.00049024 | 0 | 0 | 0 | 0
Scenario 4: Reference ZEAS Phase In | SCE | Res | HVAC | Res - Single Family | Gas Energy (MMTherm/year) | Fuel Substitution | 0.0002489 | 0.00025744 | 0.00026097 | 0.00027859 | 0 | 0 | 0 | 0 | 0 | 0 | 0 | 0 | 0
Scenario 4: Reference ZEAS Phase In | SCE | Res | WaterHeat | Res - Multi Family | Electric Demand (MW) | Energy Efficiency | 0.016763 | 0.017834 | 0.019164 | 0.020338 | 0.021517 | 0.022458 | 0.023483 | 0.02447 | 0.025428 | 0.026366 | 0.027304 | 0.028719 | 0.030385
Scenario 4: Reference ZEAS Phase In | SCE | Res | WaterHeat | Res - Multi Family | Electric Demand (MW) | Fuel Substitution | 0 | 0 | 0.04302 | 0.099201 | 0.17078 | 0.18612 | 0.19525 | 0.19998 | 0.20371 | 0.20578 | 0.20591 | 0.20486 | 0.20313
Scenario 4: Reference ZEAS Phase In | SCE | Res | WaterHeat | Res - Multi Family | Electric Energy (GWh/year) | Energy Efficiency | 0.088507 | 0.094122 | 0.10113 | 0.1073 | 0.1135 | 0.11844 | 0.12382 | 0.129 | 0.13403 | 0.13895 | 0.14387 | 0.15135 | 0.16016
Scenario 4: Reference ZEAS Phase In | SCE | Res | WaterHeat | Res - Multi Family | Electric Energy (GWh/year) | Fuel Substitution | -46.3259 | -45.359 | -43.9998 | -42.6331 | -41.186 | -40.4733 | 1.0835 | 1.1096 | 1.1302 | 1.1415 | 1.1422 | 1.1363 | 1.1267
Scenario 4: Reference ZEAS Phase In | SCE | Res | WaterHeat | Res - Multi Family | Gas Energy (MMTherm/year) | Fuel Substitution | 3.2976 | 3.2275 | 3.1309 | 3.036 | 2.9337 | 2.89 | 0 | 0 | 0 | 0 | 0 | 0 | 0
Scenario 4: Reference ZEAS Phase In | SCE | Res | WaterHeat | Res - Single Family | Electric Demand (MW) | Energy Efficiency | 0.015103 | 0.017239 | 0.0189 | 0.020165 | 0.021571 | 0.022771 | 0.023854 | 0.024872 | 0.023336 | 0.023972 | 0.024932 | 0.026037 | 0.02715
Scenario 4: Reference ZEAS Phase In | SCE | Res | WaterHeat | Res - Single Family | Electric Demand (MW) | Fuel Substitution | 0 | 0 | 0.30946 | 0.70918 | 1.2172 | 1.3244 | 1.3879 | 1.4208 | 1.4468 | 1.4611 | 1.4621 | 1.4549 | 1.4431
Scenario 4: Reference ZEAS Phase In | SCE | Res | WaterHeat | Res - Single Family | Electric Energy (GWh/year) | Energy Efficiency | 0.077402 | 0.088302 | 0.096841 | 0.10339 | 0.11061 | 0.11678 | 0.12234 | 0.12757 | 0.12121 | 0.12469 | 0.12966 | 0.13542 | 0.14118
Scenario 4: Reference ZEAS Phase In | SCE | Res | WaterHeat | Res - Single Family | Electric Energy (GWh/year) | Fuel Substitution | -7.5068 | -7.245 | -3.6599 | 0.82974 | 6.699 | 7.2884 | 7.6371 | 7.8174 | 7.9593 | 8.0374 | 8.0421 | 8.0024 | 7.9371
Scenario 4: Reference ZEAS Phase In | SCE | Res | WaterHeat | Res - Single Family | Gas Energy (MMTherm/year) | Fuel Substitution | 1.0428 | 1.0062 | 0.74479 | 0.42675 | 0 | 0 | 0 | 0 | 0 | 0 | 0 | 0 | 0
Scenario 4: Reference ZEAS Phase In | SCE | Res | WholeBlg | Res - Multi Family | Electric Demand (MW) | Energy Efficiency | 0 | 0 | 0 | 0 | 0.012356 | 0.011434 | 0.010602 | 0.0097651 | 0.0089481 | 0.0081604 | 0.0074966 | 0.0069653 | 0.0064653
Scenario 4: Reference ZEAS Phase In | SCE | Res | WholeBlg | Res - Multi Family | Electric Energy (GWh/year) | Energy Efficiency | 0 | 0 | 0 | 0 | 0.11936 | 0.11046 | 0.10241 | 0.094332 | 0.086439 | 0.07883 | 0.072417 | 0.067285 | 0.062456
Scenario 4: Reference ZEAS Phase In | SCE | Res | WholeBlg | Res - Multi Family | Gas Energy (MMTherm/year) | Energy Efficiency | 0 | 0 | 0 | 0 | 0.0008868 | 0.00082062 | 0.00076088 | 0.00070083 | 0.00064219 | 0.00058566 | 0.00053802 | 0.00049989 | 0.00046401
Scenario 4: Reference ZEAS Phase In | SCE | Res | WholeBlg | Res - Single Family | Electric Demand (MW) | Energy Efficiency | 0 | 0 | 0.091141 | 0.091406 | 0.088619 | 0.082851 | 0.076004 | 0.068977 | 0.06255 | 0.056604 | 0.051415 | 0.047124 | 0.043171
Scenario 4: Reference ZEAS Phase In | SCE | Res | WholeBlg | Res - Single Family | Electric Energy (GWh/year) | Energy Efficiency | 0 | 0 | 0.40802 | 0.40921 | 0.39673 | 0.37091 | 0.34026 | 0.3088 | 0.28002 | 0.25341 | 0.23018 | 0.21097 | 0.19327
Scenario 4: Reference ZEAS Phase In | SCE | Res | WholeBlg | Res - Single Family | Gas Energy (MMTherm/year) | Energy Efficiency | 0 | 0 | 0.0023526 | 0.0023595 | 0.0022875 | 0.0021387 | 0.0019619 | 0.0017805 | 0.0016146 | 0.0014611 | 0.0013272 | 0.0012164 | 0.0011144
Scenario 4: Reference ZEAS Phase In | SCG | Ag | WholeBlg | Ag - Dairies, fishing, hunting | Gas Energy (MMTherm/year) | Energy Efficiency | 0.0049239 | 0.0049239 | 0.0049239 | 0.0049239 | 0.0049239 | 0.0049239 | 0.0049239 | 0.0049239 | 0.0049239 | 0.0049239 | 0.0049239 | 0.0049239 | 0.0049239
Scenario 4: Reference ZEAS Phase In | SCG | Ag | WholeBlg | Ag - Irrigated Agriculture, vineyards, forestry and greenhouses | Gas Energy (MMTherm/year) | Energy Efficiency | 0.021124 | 0.021124 | 0.021124 | 0.021124 | 0.021124 | 0.021124 | 0.021124 | 0.021124 | 0.021124 | 0.021124 | 0.021124 | 0.021124 | 0.021124
Scenario 4: Reference ZEAS Phase In | SCG | Ag | WholeBlg | Ag - Water pumping | Gas Energy (MMTherm/year) | Energy Efficiency | 0.0069376 | 0.0069376 | 0.0069376 | 0.0069376 | 0.0069376 | 0.0069376 | 0.0069376 | 0.0069376 | 0.0069376 | 0.0069376 | 0.0069376 | 0.0069376 | 0.0069376
Scenario 4: Reference ZEAS Phase In | SCG | Com | AppPlug | Com - College | Gas Energy (MMTherm/year) | Energy Efficiency | 0 | 0 | 0 | 0 | 0 | 0 | 0 | 0 | 0 | 0 | 0 | 0 | 0.0032292
Scenario 4: Reference ZEAS Phase In | SCG | Com | AppPlug | Com - Health | Gas Energy (MMTherm/year) | Energy Efficiency | 0.8812 | 0.97682 | 1.0673 | 1.1297 | 1.1888 | 1.2347 | 1.2715 | 1.2873 | 1.2852 | 1.2611 | 1.2188 | 1.1711 | 1.1122
Scenario 4: Reference ZEAS Phase In | SCG | Com | AppPlug | Com - Lodging | Gas Energy (MMTherm/year) | Energy Efficiency | 0.61486 | 0.67734 | 0.74595 | 0.77932 | 0.81032 | 0.83616 | 0.85496 | 0.86521 | 0.86502 | 0.85462 | 0.83524 | 0.80659 | 0.77021
Scenario 4: Reference ZEAS Phase In | SCG | Com | AppPlug | Com - Other | Gas Energy (MMTherm/year) | Energy Efficiency | 0.001969 | 0.0022816 | 0.0026133 | 0.02639 | 0.021837 | 0.026418 | 0.020615 | 0.018049 | 0.015482 | 0.01312 | 0.011048 | 0.0092911 | 0.0078763
Scenario 4: Reference ZEAS Phase In | SCG | Com | BldgEnv | Com - College | Electric Demand (MW) | Energy Efficiency | 0.0042218 | 0.0042063 | 0.0041031 | 0.0038121 | 0.0034058 | 0.0029419 | 0.0024523 | 0.0019669 | 0.0015198 | 0.0011241 | 0.00079235 | 0.0005385 | 0.00050454
Scenario 4: Reference ZEAS Phase In | SCG | Com | BldgEnv | Com - College | Electric Energy (GWh/year) | Energy Efficiency | 0.0014365 | 0.0014312 | 0.0013917 | 0.0012931 | 0.0011554 | 0.00099817 | 0.00083224 | 0.00066774 | 0.0005162 | 0.00038209 | 0.00026965 | 0.00018366 | 0.00017219
Scenario 4: Reference ZEAS Phase In | SCG | Com | BldgEnv | Com - College | Gas Energy (MMTherm/year) | Energy Efficiency | 0.0038306 | 0.0038046 | 0.0036478 | 0.0033559 | 0.0029611 | 0.0025056 | 0.0020267 | 0.0015573 | 0.0011254 | 0.00074562 | 0.0004258 | 0.00016984 | 0.00013495
Scenario 4: Reference ZEAS Phase In | SCG | Com | BldgEnv | Com - Grocery | Electric Demand (MW) | Energy Efficiency | 0.0042402 | 0.00294 | 0.00168 | 0.00086289 | 0.00088135 | 0.00081136 | 0.00084764 | 0.00088711 | 0.00091973 | 0.00094645 | 0.00097416 | 0.00099679 | 0.0010187
Scenario 4: Reference ZEAS Phase In | SCG | Com | BldgEnv | Com - Grocery | Electric Energy (GWh/year) | Energy Efficiency | 0.0014432 | 0.0010009 | 0.00057131 | 0.00029447 | 0.00030076 | 0.00027683 | 0.0002892 | 0.00030267 | 0.0003138 | 0.00032292 | 0.00033237 | 0.00034009 | 0.00034757
Scenario 4: Reference ZEAS Phase In | SCG | Com | BldgEnv | Com - Grocery | Gas Energy (MMTherm/year) | Energy Efficiency | 0.0029026 | 0.0018462 | 0.00081873 | 0.00015934 | 0.00016625 | 0.00016612 | 0.00017358 | 0.0001817 | 0.00018841 | 0.00019391 | 0.00019961 | 0.00020426 | 0.00020876
Scenario 4: Reference ZEAS Phase In | SCG | Com | BldgEnv | Com - Health | Electric Demand (MW) | Energy Efficiency | 0.0060866 | 0.0054974 | 0.0047352 | 0.0038534 | 0.0029787 | 0.0021516 | 0.0014428 | 0.0010524 | 0.00099671 | 0.00091515 | 0.00090958 | 0.00094889 | 0.00099405
Scenario 4: Reference ZEAS Phase In | SCG | Com | BldgEnv | Com - Health | Electric Energy (GWh/year) | Energy Efficiency | 0.0029019 | 0.0026214 | 0.0022586 | 0.0018387 | 0.0014222 | 0.0010284 | 0.00069088 | 0.00050496 | 0.0004782 | 0.00043902 | 0.00043635 | 0.0004552 | 0.00047687
Scenario 4: Reference ZEAS Phase In | SCG | Com | BldgEnv | Com - Health | Gas Energy (MMTherm/year) | Energy Efficiency | 0.0037239 | 0.0033065 | 0.0027697 | 0.0021644 | 0.001557 | 0.00098681 | 0.00048912 | 0.00021947 | 0.00021377 | 0.00020275 | 0.0002015 | 0.00021021 | 0.00022022
Scenario 4: Reference ZEAS Phase In | SCG | Com | BldgEnv | Com - Lodging | Electric Demand (MW) | Energy Efficiency | 0.00016434 | 0.00019883 | 0.00024007 | 0.00050558 | 0.00060797 | 0.00072896 | 0.0008711 | 0.0010368 | 0.0012282 | 0.0014466 | 0.0016926 | 0.0019644 | 0.002258
Scenario 4: Reference ZEAS Phase In | SCG | Com | BldgEnv | Com - Lodging | Electric Energy (GWh/year) | Energy Efficiency | 0.00010566 | 0.00012782 | 0.00015433 | 0.0003273 | 0.00039358 | 0.0004719 | 0.00056391 | 0.00067117 | 0.00079504 | 0.00093647 | 0.0010956 | 0.0012716 | 0.0014617
Scenario 4: Reference ZEAS Phase In | SCG | Com | BldgEnv | Com - Lodging | Gas Energy (MMTherm/year) | Energy Efficiency | 6.1967e-05 | 7.5073e-05 | 9.0751e-05 | 0.00018992 | 0.00022851 | 0.00027413 | 0.00032772 | 0.00039022 | 0.00046242 | 0.00054487 | 0.00063767 | 0.00074024 | 0.00085103
Scenario 4: Reference ZEAS Phase In | SCG | Com | BldgEnv | Com - Office (Large) | Electric Demand (MW) | Energy Efficiency | 0.0044593 | 0.0046327 | 0.0047628 | 0.004887 | 0.0050237 | 0.0051514 | 0.0052353 | 0.0053068 | 0.0053214 | 0.0053115 | 0.0053129 | 0.0052862 | 0.0052622
Scenario 4: Reference ZEAS Phase In | SCG | Com | BldgEnv | Com - Office (Large) | Electric Energy (GWh/year) | Energy Efficiency | 0.0015214 | 0.0015806 | 0.001625 | 0.0016674 | 0.001714 | 0.0017576 | 0.0017862 | 0.0018106 | 0.0018156 | 0.0018122 | 0.0018127 | 0.0018036 | 0.0017954
Scenario 4: Reference ZEAS Phase In | SCG | Com | BldgEnv | Com - Office (Large) | Gas Energy (MMTherm/year) | Energy Efficiency | 0.00057006 | 0.00059231 | 0.00060899 | 0.00062492 | 0.00064247 | 0.00065886 | 0.00066966 | 0.00067887 | 0.0006808 | 0.00067957 | 0.0006798 | 0.00067641 | 0.00067335
Scenario 4: Reference ZEAS Phase In | SCG | Com | BldgEnv | Com - Office (Small) | Electric Demand (MW) | Energy Efficiency | 0.0025873 | 0.0018891 | 0.0012294 | 0.00074915 | 9.6686e-05 | 0.0075342 | 0.00077527 | 0.00079866 | 0.00081887 | 0.00083567 | 0.00085151 | 0.00086456 | 0.00087675
Scenario 4: Reference ZEAS Phase In | SCG | Com | BldgEnv | Com - Office (Small) | Electric Energy (GWh/year) | Energy Efficiency | 0.00087884 | 0.00064224 | 0.0004179 | 0.0002556 | 3.3031e-05 | 0.0025706 | 0.00026451 | 0.00027249 | 0.00027939 | 0.00028512 | 0.00029053 | 0.00029498 | 0.00029914
Scenario 4: Reference ZEAS Phase In | SCG | Com | BldgEnv | Com - Office (Small) | Gas Energy (MMTherm/year) | Energy Efficiency | 0.00073407 | 0.00048026 | 0.00023913 | 9.5615e-05 | 8.0186e-06 | 0.00096212 | 9.8972e-05 | 0.00010197 | 0.00010456 | 0.00010671 | 0.00010874 | 0.00011042 | 0.00011197
Scenario 4: Reference ZEAS Phase In | SCG | Com | BldgEnv | Com - Other | Electric Demand (MW) | Energy Efficiency | 0.011844 | 0.010666 | 0.0092333 | 0.026304 | 0.017586 | 0.01356 | 0.0058479 | 0.0017639 | 0.0018239 | 0.0018885 | 0.0019519 | 0.0020073 | 0.0020645
Scenario 4: Reference ZEAS Phase In | SCG | Com | BldgEnv | Com - Other | Electric Energy (GWh/year) | Energy Efficiency | 0.0040326 | 0.0036315 | 0.003135 | 0.0089751 | 0.0060006 | 0.0046278 | 0.0019964 | 0.00060221 | 0.00062271 | 0.00064475 | 0.0006664 | 0.00068531 | 0.00070484
Scenario 4: Reference ZEAS Phase In | SCG | Com | BldgEnv | Com - Other | Gas Energy (MMTherm/year) | Energy Efficiency | 0.0087138 | 0.0077337 | 0.0064817 | 0.0090123 | 0.0059843 | 0.0044015 | 0.0017659 | 0.00052947 | 0.0005475 | 0.00056687 | 0.00058591 | 0.00060254 | 0.00061972
Scenario 4: Reference ZEAS Phase In | SCG | Com | BldgEnv | Com - Refrig. Warehouse | Electric Demand (MW) | Energy Efficiency | 0.001028 | 9.4359e-05 | 0.00019534 | 0.001301 | 0.00057111 | 0.00064523 | 0.00072201 | 0.00079697 | 0.00086803 | 0.00092948 | 0.00097624 | 0.0010056 | 0.0010125
Scenario 4: Reference ZEAS Phase In | SCG | Com | BldgEnv | Com - Refrig. Warehouse | Electric Energy (GWh/year) | Energy Efficiency | 0.00035302 | 3.2297e-05 | 6.8093e-05 | 0.00044664 | 0.00019704 | 0.00022264 | 0.00024916 | 0.00027505 | 0.00029959 | 0.00032081 | 0.00033696 | 0.00034707 | 0.00034943
Scenario 4: Reference ZEAS Phase In | SCG | Com | BldgEnv | Com - Refrig. Warehouse | Gas Energy (MMTherm/year) | Energy Efficiency | 0.00022943 | 1.8082e-05 | 7.1884e-05 | 0.00031907 | 0.00019075 | 0.00021709 | 0.0002443 | 0.00027099 | 0.0002961 | 0.00031777 | 0.00033417 | 0.00034404 | 0.0003458
Scenario 4: Reference ZEAS Phase In | SCG | Com | BldgEnv | Com - Restaurant | Electric Demand (MW) | Energy Efficiency | 0.00066666 | 0.0007195 | 0.0007714 | 0.00082331 | 0.00087673 | 0.00092016 | 0.00095754 | 0.00099614 | 0.0010314 | 0.0010618 | 0.0010916 | 0.0011171 | 0.0011423
Scenario 4: Reference ZEAS Phase In | SCG | Com | BldgEnv | Com - Restaurant | Electric Energy (GWh/year) | Energy Efficiency | 0.0002275 | 0.00024553 | 0.00026324 | 0.00028095 | 0.00029918 | 0.000314 | 0.00032676 | 0.00033993 | 0.00035196 | 0.00036232 | 0.0003725 | 0.00038121 | 0.0003898
Scenario 4: Reference ZEAS Phase In | SCG | Com | BldgEnv | Com - Restaurant | Gas Energy (MMTherm/year) | Energy Efficiency | 0.00017695 | 0.00019097 | 0.00020475 | 0.00021853 | 0.00023271 | 0.00024424 | 0.00025416 | 0.0002644 | 0.00027377 | 0.00028182 | 0.00028974 | 0.00029651 | 0.0003032
Scenario 4: Reference ZEAS Phase In | SCG | Com | BldgEnv | Com - Retail | Electric Demand (MW) | Energy Efficiency | 0.021345 | 0.018424 | 0.015106 | 0.0031779 | 0.0065215 | 0.0095405 | 0.0035937 | 0.0036949 | 0.0034955 | 0.0035992 | 0.0037035 | 0.00379 | 0.003875
Scenario 4: Reference ZEAS Phase In | SCG | Com | BldgEnv | Com - Retail | Electric Energy (GWh/year) | Energy Efficiency | 0.0072638 | 0.0062705 | 0.0051274 | 0.0010846 | 0.0022115 | 0.0032495 | 0.0012265 | 0.001261 | 0.0011928 | 0.0012282 | 0.0012638 | 0.0012933 | 0.0013223
Scenario 4: Reference ZEAS Phase In | SCG | Com | BldgEnv | Com - Retail | Gas Energy (MMTherm/year) | Energy Efficiency | 0.028829 | 0.024246 | 0.018876 | 0.0010643 | 0.0090879 | 0.006329 | 0.0012222 | 0.0012675 | 0.0012613 | 0.0012986 | 0.0013362 | 0.0013673 | 0.001398
Scenario 4: Reference ZEAS Phase In | SCG | Com | BldgEnv | Com - School | Electric Demand (MW) | Energy Efficiency | 0.0009696 | 0.0010161 | 0.0010621 | 0.0011019 | 0.0011226 | 0.0011536 | 0.0011708 | 0.0011856 | 0.0012015 | 0.0012189 | 0.0012298 | 0.001246 | 0.0012533
Scenario 4: Reference ZEAS Phase In | SCG | Com | BldgEnv | Com - School | Electric Energy (GWh/year) | Energy Efficiency | 0.00033081 | 0.00034667 | 0.00036238 | 0.00037597 | 0.00038303 | 0.00039358 | 0.00039947 | 0.00040449 | 0.00040994 | 0.00041588 | 0.0004196 | 0.0004251 | 0.00042761
Scenario 4: Reference ZEAS Phase In | SCG | Com | BldgEnv | Com - School | Gas Energy (MMTherm/year) | Energy Efficiency | 0.00012394 | 0.0001299 | 0.0001358 | 0.00014091 | 0.00014356 | 0.00014753 | 0.00014976 | 0.00015165 | 0.00015371 | 0.00015595 | 0.00015736 | 0.00015943 | 0.00016037
Scenario 4: Reference ZEAS Phase In | SCG | Com | BldgEnv | Com - Warehouse | Electric Demand (MW) | Energy Efficiency | 0.0072048 | 0.008202 | 0.0091671 | 0.016669 | 0.017986 | 0.018962 | 0.019494 | 0.019532 | 0.019035 | 0.018045 | 0.016647 | 0.014944 | 0.01309
Scenario 4: Reference ZEAS Phase In | SCG | Com | BldgEnv | Com - Warehouse | Electric Energy (GWh/year) | Energy Efficiency | 0.0046014 | 0.0052374 | 0.0058528 | 0.010741 | 0.01159 | 0.012219 | 0.012563 | 0.012588 | 0.012269 | 0.011633 | 0.010733 | 0.009638 | 0.0084451
Scenario 4: Reference ZEAS Phase In | SCG | Com | BldgEnv | Com - Warehouse | Gas Energy (MMTherm/year) | Energy Efficiency | 0.0039323 | 0.0044978 | 0.0050491 | 0.0095354 | 0.010287 | 0.010836 | 0.011124 | 0.011113 | 0.010787 | 0.010166 | 0.0092989 | 0.0082544 | 0.0071165
Scenario 4: Reference ZEAS Phase In | SCG | Com | FoodServ | Com - College | Electric Demand (MW) | Energy Efficiency | 0.002221 | 0.0023982 | 0.0026086 | 0.0028307 | 0.002998 | 0.0032221 | 0.0034446 | 0.0036208 | 0.0037908 | 0.0039332 | 0.0040874 | 0.0043542 | 0.0045034
Scenario 4: Reference ZEAS Phase In | SCG | Com | FoodServ | Com - College | Electric Energy (GWh/year) | Energy Efficiency | 0.010879 | 0.01174 | 0.012764 | 0.013846 | 0.014661 | 0.015753 | 0.016838 | 0.017696 | 0.018524 | 0.019216 | 0.019966 | 0.021267 | 0.021991
Scenario 4: Reference ZEAS Phase In | SCG | Com | FoodServ | Com - College | Gas Energy (MMTherm/year) | Energy Efficiency | 0.011796 | 0.012351 | 0.012909 | 0.013434 | 0.013821 | 0.014247 | 0.015234 | 0.015702 | 0.015957 | 0.016139 | 0.016311 | 0.016623 | 0.016729
Scenario 4: Reference ZEAS Phase In | SCG | Com | FoodServ | Com - Grocery | Electric Demand (MW) | Energy Efficiency | 0.01351 | 0.014704 | 0.015767 | 0.016849 | 0.017942 | 0.019031 | 0.020039 | 0.021108 | 0.022092 | 0.023001 | 0.023942 | 0.024818 | 0.025696
Scenario 4: Reference ZEAS Phase In | SCG | Com | FoodServ | Com - Grocery | Electric Energy (GWh/year) | Energy Efficiency | 0.066177 | 0.071963 | 0.077119 | 0.08237 | 0.087683 | 0.092973 | 0.097867 | 0.10306 | 0.10784 | 0.11224 | 0.11681 | 0.12105 | 0.12531
Scenario 4: Reference ZEAS Phase In | SCG | Com | FoodServ | Com - Grocery | Gas Energy (MMTherm/year) | Energy Efficiency | 0.092761 | 0.097856 | 0.10229 | 0.10651 | 0.11048 | 0.11407 | 0.13145 | 0.14121 | 0.14512 | 0.14856 | 0.15189 | 0.15483 | 0.15732
Scenario 4: Reference ZEAS Phase In | SCG | Com | FoodServ | Com - Health | Electric Demand (MW) | Energy Efficiency | 0.0057862 | 0.0063718 | 0.007009 | 0.0074492 | 0.0080104 | 0.0085006 | 0.0091445 | 0.0096166 | 0.010069 | 0.010347 | 0.010558 | 0.011179 | 0.011873
Scenario 4: Reference ZEAS Phase In | SCG | Com | FoodServ | Com - Health | Electric Energy (GWh/year) | Energy Efficiency | 0.028202 | 0.031045 | 0.034142 | 0.03628 | 0.03901 | 0.041395 | 0.04453 | 0.046828 | 0.049028 | 0.050378 | 0.0514 | 0.054425 | 0.057807
Scenario 4: Reference ZEAS Phase In | SCG | Com | FoodServ | Com - Health | Gas Energy (MMTherm/year) | Energy Efficiency | 0.031766 | 0.033584 | 0.035359 | 0.036651 | 0.03802 | 0.039122 | 0.043444 | 0.045601 | 0.046624 | 0.047256 | 0.047713 | 0.048746 | 0.049667
Scenario 4: Reference ZEAS Phase In | SCG | Com | FoodServ | Com - Lodging | Electric Demand (MW) | Energy Efficiency | 0.0072508 | 0.0078216 | 0.0083826 | 0.0088861 | 0.0094226 | 0.0099626 | 0.010493 | 0.011003 | 0.011457 | 0.011873 | 0.012296 | 0.012699 | 0.01309
Scenario 4: Reference ZEAS Phase In | SCG | Com | FoodServ | Com - Lodging | Electric Energy (GWh/year) | Energy Efficiency | 0.035442 | 0.038212 | 0.040938 | 0.043385 | 0.045993 | 0.048617 | 0.05119 | 0.053668 | 0.055871 | 0.057889 | 0.059941 | 0.061891 | 0.063783
Scenario 4: Reference ZEAS Phase In | SCG | Com | FoodServ | Com - Lodging | Gas Energy (MMTherm/year) | Energy Efficiency | 0.027785 | 0.029333 | 0.030798 | 0.032088 | 0.033337 | 0.034497 | 0.03914 | 0.04193 | 0.043097 | 0.044127 | 0.045115 | 0.045972 | 0.046673
Scenario 4: Reference ZEAS Phase In | SCG | Com | FoodServ | Com - Other | Electric Demand (MW) | Energy Efficiency | 0.041668 | 0.045134 | 0.048359 | 0.051322 | 0.032678 | 0.078504 | 0.059268 | 0.061648 | 0.063768 | 0.065948 | 0.068119 | 0.070186 | 0.072306
Scenario 4: Reference ZEAS Phase In | SCG | Com | FoodServ | Com - Other | Electric Energy (GWh/year) | Energy Efficiency | 0.20269 | 0.21932 | 0.23481 | 0.24905 | 0.15864 | 0.38051 | 0.28722 | 0.29865 | 0.30881 | 0.31926 | 0.32965 | 0.33953 | 0.34967
Scenario 4: Reference ZEAS Phase In | SCG | Com | FoodServ | Com - Other | Gas Energy (MMTherm/year) | Energy Efficiency | 0.13771 | 0.14649 | 0.15472 | 0.1623 | 0.12341 | 0.22178 | 0.18626 | 0.19397 | 0.19925 | 0.20441 | 0.20933 | 0.21366 | 0.21777
Scenario 4: Reference ZEAS Phase In | SCG | Com | FoodServ | Com - Restaurant | Electric Demand (MW) | Energy Efficiency | 0.11681 | 0.12572 | 0.13398 | 0.14219 | 0.1505 | 0.15787 | 0.16466 | 0.17156 | 0.17815 | 0.18417 | 0.19016 | 0.19581 | 0.20151
Scenario 4: Reference ZEAS Phase In | SCG | Com | FoodServ | Com - Restaurant | Electric Energy (GWh/year) | Energy Efficiency | 0.57712 | 0.62062 | 0.66102 | 0.7011 | 0.74164 | 0.77754 | 0.81056 | 0.8441 | 0.8761 | 0.90529 | 0.93433 | 0.96165 | 0.98919
Scenario 4: Reference ZEAS Phase In | SCG | Com | FoodServ | Com - Restaurant | Gas Energy (MMTherm/year) | Energy Efficiency | 0.43432 | 0.46102 | 0.4861 | 0.51012 | 0.53328 | 0.55349 | 0.62708 | 0.67285 | 0.69471 | 0.71452 | 0.73356 | 0.75069 | 0.76631
Scenario 4: Reference ZEAS Phase In | SCG | Com | FoodServ | Com - Retail | Electric Demand (MW) | Energy Efficiency | 0.0016293 | 0.0018072 | 0.0019751 | 0.0021597 | 0 | 0.0054141 | 0.0027546 | 0.0029689 | 0.0031683 | 0.0033626 | 0.0035641 | 0.0037542 | 0.0039473
Scenario 4: Reference ZEAS Phase In | SCG | Com | FoodServ | Com - Retail | Electric Energy (GWh/year) | Energy Efficiency | 0.007981 | 0.0088522 | 0.0096748 | 0.010579 | 0 | 0.02652 | 0.013493 | 0.014542 | 0.015519 | 0.016471 | 0.017458 | 0.018389 | 0.019335
Scenario 4: Reference ZEAS Phase In | SCG | Com | FoodServ | Com - Retail | Gas Energy (MMTherm/year) | Energy Efficiency | 0.00017674 | 0.00019604 | 0.00021425 | 0.00023427 | 0 | 0.00058729 | 0.0002988 | 0.00032205 | 0.00034368 | 0.00036475 | 0.00038662 | 0.00040723 | 0.00042818
Scenario 4: Reference ZEAS Phase In | SCG | Com | FoodServ | Com - School | Electric Demand (MW) | Energy Efficiency | 0.013812 | 0.01465 | 0.015487 | 0.016273 | 0.016888 | 0.017598 | 0.018182 | 0.018741 | 0.019312 | 0.019897 | 0.020416 | 0.020987 | 0.021463
Scenario 4: Reference ZEAS Phase In | SCG | Com | FoodServ | Com - School | Electric Energy (GWh/year) | Energy Efficiency | 0.066027 | 0.070039 | 0.074051 | 0.077818 | 0.080758 | 0.084162 | 0.086961 | 0.089641 | 0.092378 | 0.095184 | 0.09767 | 0.10041 | 0.1027
Scenario 4: Reference ZEAS Phase In | SCG | Com | FoodServ | Com - School | Gas Energy (MMTherm/year) | Energy Efficiency | 0.032331 | 0.033733 | 0.035037 | 0.036179 | 0.036987 | 0.03781 | 0.039643 | 0.040824 | 0.041394 | 0.041941 | 0.042365 | 0.042816 | 0.043047
Scenario 4: Reference ZEAS Phase In | SCG | Com | HVAC | Com - College | Electric Demand (MW) | Energy Efficiency | 0.039708 | 0.039774 | 0.040818 | 0.042151 | 0.042327 | 0.043682 | 0.043925 | 0.044347 | 0.04469 | 0.044617 | 0.044784 | 0.046634 | 0.04673
Scenario 4: Reference ZEAS Phase In | SCG | Com | HVAC | Com - College | Electric Energy (GWh/year) | Energy Efficiency | 0.051161 | 0.051126 | 0.052269 | 0.053764 | 0.053871 | 0.055405 | 0.051711 | 0.052208 | 0.052611 | 0.052526 | 0.052722 | 0.0549 | 0.055013
Scenario 4: Reference ZEAS Phase In | SCG | Com | HVAC | Com - College | Gas Energy (MMTherm/year) | Energy Efficiency | 0.006005 | 0.0059225 | 0.005925 | 0.0059554 | 0.0075613 | 0.0079539 | 0.0049608 | 0.0050096 | 0.0050494 | 0.0047334 | 0.0050626 | 0.0052734 | 0.0052861
Scenario 4: Reference ZEAS Phase In | SCG | Com | HVAC | Com - Grocery | Gas Energy (MMTherm/year) | Energy Efficiency | 0.0039826 | 0.0040789 | 0.0041255 | 0.0041901 | 0.0042653 | 0.0043411 | 0.0043894 | 0.0044605 | 0.0045042 | 0.0045275 | 0.0045642 | 0.0045854 | 0.0046118
Scenario 4: Reference ZEAS Phase In | SCG | Com | HVAC | Com - Health | Electric Demand (MW) | Energy Efficiency | 0.0012734 | 0.0012515 | 0.0012332 | 0.0012012 | 0.0011796 | 0.0011552 | 0 | 0 | 0 | 0 | 0 | 0 | 0
Scenario 4: Reference ZEAS Phase In | SCG | Com | HVAC | Com - Health | Electric Energy (GWh/year) | Energy Efficiency | 0.0063598 | 0.0062505 | 0.0061592 | 0.0059989 | 0.0058913 | 0.0057692 | 0 | 0 | 0 | 0 | 0 | 0 | 0
Scenario 4: Reference ZEAS Phase In | SCG | Com | HVAC | Com - Health | Gas Energy (MMTherm/year) | Energy Efficiency | 0.11415 | 0.11701 | 0.11766 | 0.11528 | 0.1109 | 0.10427 | 0.092955 | 0.083689 | 0.073912 | 0.06387 | 0.054208 | 0.046023 | 0.038864
Scenario 4: Reference ZEAS Phase In | SCG | Com | HVAC | Com - Lodging | Electric Demand (MW) | Energy Efficiency | 0.00052636 | 0.00051591 | 0.00050623 | 0.00049563 | 0.00048717 | 0.00047973 | 0 | 0 | 0 | 0 | 0 | 0 | 0
Scenario 4: Reference ZEAS Phase In | SCG | Com | HVAC | Com - Lodging | Electric Energy (GWh/year) | Energy Efficiency | 0.0026288 | 0.0025766 | 0.0025282 | 0.0024752 | 0.002433 | 0.0023958 | 0 | 0 | 0 | 0 | 0 | 0 | 0
Scenario 4: Reference ZEAS Phase In | SCG | Com | HVAC | Com - Lodging | Gas Energy (MMTherm/year) | Energy Efficiency | 0.058624 | 0.059396 | 0.05888 | 0.056981 | 0.053906 | 0.049819 | 0.043568 | 0.038343 | 0.0073049 | 0.0072917 | 0.0072951 | 0.0072894 | 0.0072838
Scenario 4: Reference ZEAS Phase In | SCG | Com | HVAC | Com - Office (Large) | Electric Demand (MW) | Energy Efficiency | 0.0095609 | 0.0092422 | 0.0089129 | 0.0086178 | 0.0083731 | 0.0081554 | 0 | 0 | 0 | 0 | 0 | 0 | 0
Scenario 4: Reference ZEAS Phase In | SCG | Com | HVAC | Com - Office (Large) | Electric Energy (GWh/year) | Energy Efficiency | 0.047749 | 0.046157 | 0.044513 | 0.043038 | 0.041816 | 0.040729 | 0 | 0 | 0 | 0 | 0 | 0 | 0
Scenario 4: Reference ZEAS Phase In | SCG | Com | HVAC | Com - Office (Large) | Gas Energy (MMTherm/year) | Energy Efficiency | 0.028846 | 0.027886 | 0.026893 | 0.026003 | 0.025265 | 0.024609 | 5.4873e-05 | 5.4124e-05 | 5.2983e-05 | 5.1778e-05 | 5.0845e-05 | 4.9778e-05 | 4.8862e-05
Scenario 4: Reference ZEAS Phase In | SCG | Com | HVAC | Com - Office (Small) | Electric Demand (MW) | Energy Efficiency | 0.044216 | 0.044216 | 0.044134 | 0.04412 | 0.0018926 | 0.39566 | 0.037578 | 0.037643 | 0.03766 | 0.037613 | 0.037608 | 0.037556 | 0.037536
Scenario 4: Reference ZEAS Phase In | SCG | Com | HVAC | Com - Office (Small) | Electric Energy (GWh/year) | Energy Efficiency | 0.077097 | 0.076776 | 0.076325 | 0.075988 | 0.0094519 | 0.61765 | 0.053612 | 0.053705 | 0.053729 | 0.053661 | 0.053654 | 0.05358 | 0.053551
Scenario 4: Reference ZEAS Phase In | SCG | Com | HVAC | Com - Office (Small) | Gas Energy (MMTherm/year) | Energy Efficiency | 0.014149 | 0.013883 | 0.013602 | 0.013339 | 0.0056982 | 0.066803 | 0.0021646 | 0.0021683 | 0.0021693 | 0.0021666 | 0.0021663 | 0.0021633 | 0.0021622
Scenario 4: Reference ZEAS Phase In | SCG | Com | HVAC | Com - Other | Electric Demand (MW) | Energy Efficiency | 0.93742 | 0.95759 | 0.97888 | 0.99823 | 0.043029 | 2.0075 | 1.0581 | 1.0754 | 1.0853 | 1.0998 | 1.1155 | 1.1284 | 1.1438
Scenario 4: Reference ZEAS Phase In | SCG | Com | HVAC | Com - Other | Electric Energy (GWh/year) | Energy Efficiency | 1.3109 | 1.3391 | 1.3689 | 1.3959 | 0.060172 | 2.8073 | 1.4797 | 1.5039 | 1.5176 | 1.538 | 1.56 | 1.5779 | 1.5995
Scenario 4: Reference ZEAS Phase In | SCG | Com | HVAC | Com - Other | Gas Energy (MMTherm/year) | Energy Efficiency | 0.071067 | 0.072611 | 0.074219 | 0.075665 | 0.0035244 | 0.15181 | 0.080095 | 0.081365 | 0.082074 | 0.083145 | 0.084307 | 0.085254 | 0.086405
Scenario 4: Reference ZEAS Phase In | SCG | Com | HVAC | Com - Restaurant | Electric Demand (MW) | Energy Efficiency | 0.069849 | 0.071176 | 0.07256 | 0.074093 | 0.075888 | 0.076942 | 0.077659 | 0.078648 | 0.079527 | 0.080174 | 0.080926 | 0.081493 | 0.082164
Scenario 4: Reference ZEAS Phase In | SCG | Com | HVAC | Com - Restaurant | Electric Energy (GWh/year) | Energy Efficiency | 0.044728 | 0.045577 | 0.046464 | 0.047445 | 0.048595 | 0.04927 | 0.049729 | 0.050363 | 0.050926 | 0.051341 | 0.051823 | 0.052186 | 0.052615
Scenario 4: Reference ZEAS Phase In | SCG | Com | HVAC | Com - Restaurant | Gas Energy (MMTherm/year) | Energy Efficiency | 0.2492 | 0.2484 | 0.24519 | 0.24085 | 0.23633 | 0.23108 | 0.2258 | 0.22125 | 0.21707 | 0.21314 | 0.20979 | 0.20671 | 0.20414
Scenario 4: Reference ZEAS Phase In | SCG | Com | HVAC | Com - Retail | Electric Demand (MW) | Energy Efficiency | 0.16701 | 0.16956 | 0.17067 | 0.17281 | 0.00095105 | 0.37581 | 0.17872 | 0.1815 | 0.1832 | 0.18455 | 0.18628 | 0.18744 | 0.18884
Scenario 4: Reference ZEAS Phase In | SCG | Com | HVAC | Com - Retail | Electric Energy (GWh/year) | Energy Efficiency | 0.14873 | 0.15077 | 0.15156 | 0.15324 | 0.0047496 | 0.32812 | 0.15175 | 0.15412 | 0.15556 | 0.1567 | 0.15817 | 0.15916 | 0.16034
Scenario 4: Reference ZEAS Phase In | SCG | Com | HVAC | Com - Retail | Gas Energy (MMTherm/year) | Energy Efficiency | 0.0089837 | 0.0089518 | 0.0088698 | 0.0088255 | 0.0028633 | 0.015499 | 0.0042778 | 0.0043446 | 0.0043853 | 0.0044177 | 0.0044592 | 0.004487 | 0.0045205
Scenario 4: Reference ZEAS Phase In | SCG | Com | HVAC | Com - School | Electric Demand (MW) | Energy Efficiency | 0.15324 | 0.15124 | 0.14999 | 0.14859 | 0.14534 | 0.14408 | 0.13872 | 0.13664 | 0.13516 | 0.13423 | 0.1329 | 0.13244 | 0.1313
Scenario 4: Reference ZEAS Phase In | SCG | Com | HVAC | Com - School | Electric Energy (GWh/year) | Energy Efficiency | 0.13285 | 0.13088 | 0.12952 | 0.12805 | 0.12509 | 0.12379 | 0.10676 | 0.10515 | 0.10402 | 0.1033 | 0.10228 | 0.10193 | 0.10105
Scenario 4: Reference ZEAS Phase In | SCG | Com | HVAC | Com - School | Gas Energy (MMTherm/year) | Energy Efficiency | 0.034995 | 0.034387 | 0.033939 | 0.03346 | 0.032636 | 0.032209 | 0.022643 | 0.02231 | 0.022075 | 0.021929 | 0.02172 | 0.021652 | 0.021473
Scenario 4: Reference ZEAS Phase In | SCG | Com | HVAC | Com - Warehouse | Gas Energy (MMTherm/year) | Energy Efficiency | 1.7389e-06 | 1.8386e-06 | 1.903e-06 | 1.9904e-06 | 2.1047e-06 | 2.2014e-06 | 2.2774e-06 | 2.3593e-06 | 2.4183e-06 | 2.4747e-06 | 2.5336e-06 | 2.5767e-06 | 2.6323e-06
Scenario 4: Reference ZEAS Phase In | SCG | Com | WaterHeat | Com - College | Electric Demand (MW) | Energy Efficiency | -0.00032684 | -0.00032223 | 4.4331e-05 | 4.4227e-05 | 4.3722e-05 | 4.371e-05 | 0 | 0 | 0 | 0 | 0 | 0 | 0
Scenario 4: Reference ZEAS Phase In | SCG | Com | WaterHeat | Com - College | Electric Energy (GWh/year) | Energy Efficiency | -0.0012883 | -0.0012701 | 0.00017964 | 0.00017922 | 0.00017717 | 0.00017712 | 0 | 0 | 0 | 0 | 0 | 0 | 0
Scenario 4: Reference ZEAS Phase In | SCG | Com | WaterHeat | Com - College | Gas Energy (MMTherm/year) | Energy Efficiency | 0.024972 | 0.023055 | 0.0090671 | 0.0097142 | 0.0088731 | 0.0083388 | 0.00022717 | 0.00015888 | 9.5331e-05 | 9.5887e-05 | 9.6508e-05 | 9.7641e-05 | 9.8274e-05
Scenario 4: Reference ZEAS Phase In | SCG | Com | WaterHeat | Com - Grocery | Electric Demand (MW) | Energy Efficiency | 8.3412e-06 | 8.2802e-06 | 8.1936e-06 | 8.1373e-06 | 8.1031e-06 | 8.0814e-06 | 0 | 0 | 0 | 0 | 0 | 0 | 0
Scenario 4: Reference ZEAS Phase In | SCG | Com | WaterHeat | Com - Grocery | Electric Energy (GWh/year) | Energy Efficiency | 4.5356e-05 | 4.5024e-05 | 4.4553e-05 | 4.4247e-05 | 4.4061e-05 | 4.3943e-05 | 0 | 0 | 0 | 0 | 0 | 0 | 0
Scenario 4: Reference ZEAS Phase In | SCG | Com | WaterHeat | Com - Grocery | Gas Energy (MMTherm/year) | Energy Efficiency | 0.042617 | 0.018211 | 0.0046322 | 0.0042314 | 0.0042439 | 0.0042601 | 0.0023159 | 0.0023383 | 0.0023587 | 0.0023773 | 0.0023972 | 0.0024158 | 0.002435
Scenario 4: Reference ZEAS Phase In | SCG | Com | WaterHeat | Com - Health | Electric Demand (MW) | Energy Efficiency | -0.00037087 | -0.00036902 | 6.8069e-05 | 6.6962e-05 | 6.6571e-05 | 6.5928e-05 | 0 | 0 | 0 | 0 | 0 | 0 | 0
Scenario 4: Reference ZEAS Phase In | SCG | Com | WaterHeat | Com - Health | Electric Energy (GWh/year) | Energy Efficiency | -0.0032439 | -0.0032277 | 0.0005616 | 0.00055247 | 0.00054924 | 0.00054394 | 0 | 0 | 0 | 0 | 0 | 0 | 0
Scenario 4: Reference ZEAS Phase In | SCG | Com | WaterHeat | Com - Health | Gas Energy (MMTherm/year) | Energy Efficiency | 0.19229 | 0.63061 | 0.41299 | 0.2724 | 0.17793 | 0.1143 | 0.047393 | 0.018904 | 0.00034266 | 0.00034444 | 0.00034584 | 0.00035 | 0.00035463
Scenario 4: Reference ZEAS Phase In | SCG | Com | WaterHeat | Com - Lodging | Electric Demand (MW) | Energy Efficiency | -2.0523e-05 | -2.2185e-05 | 0.00049309 | 0.000488 | 0.00048526 | 0.00048337 | 0 | 0 | 0 | 0 | 0 | 0 | 0
Scenario 4: Reference ZEAS Phase In | SCG | Com | WaterHeat | Com - Lodging | Electric Energy (GWh/year) | Energy Efficiency | -0.00017052 | -0.00018419 | 0.0040597 | 0.0040178 | 0.0039952 | 0.0039797 | 0 | 0 | 0 | 0 | 0 | 0 | 0
Scenario 4: Reference ZEAS Phase In | SCG | Com | WaterHeat | Com - Lodging | Gas Energy (MMTherm/year) | Energy Efficiency | 0.36751 | 0.32381 | 0.24952 | 0.21947 | 0.19913 | 0.18586 | 0.00028604 | 0.00028908 | 0.00029179 | 0.00029432 | 0.00029697 | 0.00029954 | 0.00030211
Scenario 4: Reference ZEAS Phase In | SCG | Com | WaterHeat | Com - Office (Large) | Electric Demand (MW) | Energy Efficiency | -4.4933e-05 | -4.3617e-05 | 3.3841e-05 | 3.3088e-05 | 3.2526e-05 | 3.2046e-05 | 0 | 0 | 0 | 0 | 0 | 0 | 0
Scenario 4: Reference ZEAS Phase In | SCG | Com | WaterHeat | Com - Office (Large) | Electric Energy (GWh/year) | Energy Efficiency | -0.00091863 | -0.00089174 | 0.00069347 | 0.00067804 | 0.00066651 | 0.00065667 | 0 | 0 | 0 | 0 | 0 | 0 | 0
Scenario 4: Reference ZEAS Phase In | SCG | Com | WaterHeat | Com - Office (Large) | Gas Energy (MMTherm/year) | Energy Efficiency | 0.048338 | 0.047132 | 0.031034 | 0.030344 | 0.029828 | 0.029388 | 0 | 0 | 0 | 0 | 0 | 0 | 0
Scenario 4: Reference ZEAS Phase In | SCG | Com | WaterHeat | Com - Office (Small) | Electric Demand (MW) | Energy Efficiency | -2.4319e-06 | -2.4064e-06 | 0 | 0 | 0 | 0 | 0 | 0 | 0 | 0 | 0 | 0 | 0
Scenario 4: Reference ZEAS Phase In | SCG | Com | WaterHeat | Com - Office (Small) | Electric Energy (GWh/year) | Energy Efficiency | -0.00029605 | -0.00029295 | 0 | 0 | 0 | 0 | 0 | 0 | 0 | 0 | 0 | 0 | 0
Scenario 4: Reference ZEAS Phase In | SCG | Com | WaterHeat | Com - Office (Small) | Gas Energy (MMTherm/year) | Energy Efficiency | 0.0028884 | 0.0028582 | 0 | 0 | 0 | 0 | 0 | 0 | 0 | 0 | 0 | 0 | 0
Scenario 4: Reference ZEAS Phase In | SCG | Com | WaterHeat | Com - Other | Electric Demand (MW) | Energy Efficiency | -0.0028999 | -0.0028866 | 7.9921e-05 | 7.9669e-05 | 4.5003e-05 | 0.00011342 | 0 | 0 | 0 | 0 | 0 | 0 | 0
Scenario 4: Reference ZEAS Phase In | SCG | Com | WaterHeat | Com - Other | Electric Energy (GWh/year) | Energy Efficiency | -0.019265 | -0.019177 | 0.00053392 | 0.00053224 | 0.00030065 | 0.00075771 | 0 | 0 | 0 | 0 | 0 | 0 | 0
Scenario 4: Reference ZEAS Phase In | SCG | Com | WaterHeat | Com - Other | Gas Energy (MMTherm/year) | Energy Efficiency | 0.22348 | 0.21094 | 0.03395 | 0.0324 | 0.019773 | 0.042254 | 0.0073244 | 0.007332 | 0.0074058 | 0.007486 | 0.0075684 | 0.0076481 | 0.0077321
Scenario 4: Reference ZEAS Phase In | SCG | Com | WaterHeat | Com - Refrig. Warehouse | Electric Demand (MW) | Energy Efficiency | -5.6633e-06 | -1.6711e-06 | 1.0259e-07 | 7.9749e-07 | 1.8001e-07 | 1.7892e-07 | 0 | 0 | 0 | 0 | 0 | 0 | 0
Scenario 4: Reference ZEAS Phase In | SCG | Com | WaterHeat | Com - Refrig. Warehouse | Electric Energy (GWh/year) | Energy Efficiency | -6.9108e-05 | -2.0397e-05 | 1.2609e-06 | 9.8019e-06 | 2.2125e-06 | 2.1991e-06 | 0 | 0 | 0 | 0 | 0 | 0 | 0
Scenario 4: Reference ZEAS Phase In | SCG | Com | WaterHeat | Com - Refrig. Warehouse | Gas Energy (MMTherm/year) | Energy Efficiency | 0.0047404 | 0.0002979 | 0.00023815 | 0.00043792 | 9.8849e-05 | 9.825e-05 | 0 | 0 | 0 | 0 | 0 | 0 | 0
Scenario 4: Reference ZEAS Phase In | SCG | Com | WaterHeat | Com - Restaurant | Electric Demand (MW) | Energy Efficiency | -0.0033075 | -0.0032988 | 2.4914e-05 | 2.4918e-05 | 2.4988e-05 | 2.4956e-05 | 0 | 0 | 0 | 0 | 0 | 0 | 0
Scenario 4: Reference ZEAS Phase In | SCG | Com | WaterHeat | Com - Restaurant | Electric Energy (GWh/year) | Energy Efficiency | -0.017453 | -0.017407 | 0.00013456 | 0.00013458 | 0.00013495 | 0.00013478 | 0 | 0 | 0 | 0 | 0 | 0 | 0
Scenario 4: Reference ZEAS Phase In | SCG | Com | WaterHeat | Com - Restaurant | Gas Energy (MMTherm/year) | Energy Efficiency | 0.18452 | 0.18422 | 0.0178 | 0.017955 | 0.018135 | 0.018268 | 0.012375 | 0.012515 | 0.012653 | 0.012786 | 0.012923 | 0.013055 | 0.013193
Scenario 4: Reference ZEAS Phase In | SCG | Com | WaterHeat | Com - Retail | Electric Demand (MW) | Energy Efficiency | -0.00010352 | -0.00010289 | 0 | 0 | 0 | 0 | 0 | 0 | 0 | 0 | 0 | 0 | 0
Scenario 4: Reference ZEAS Phase In | SCG | Com | WaterHeat | Com - Retail | Electric Energy (GWh/year) | Energy Efficiency | -0.00067558 | -0.00067146 | 0 | 0 | 0 | 0 | 0 | 0 | 0 | 0 | 0 | 0 | 0
Scenario 4: Reference ZEAS Phase In | SCG | Com | WaterHeat | Com - Retail | Gas Energy (MMTherm/year) | Energy Efficiency | 0.033521 | 0.010372 | 0.0026103 | 0 | 0.0010943 | 0.00041253 | 0 | 0 | 0 | 0 | 0 | 0 | 0
Scenario 4: Reference ZEAS Phase In | SCG | Com | WaterHeat | Com - School | Electric Demand (MW) | Energy Efficiency | -0.00021974 | -0.00021445 | 1.7654e-05 | 1.7397e-05 | 1.7033e-05 | 1.6813e-05 | 0 | 0 | 0 | 0 | 0 | 0 | 0
Scenario 4: Reference ZEAS Phase In | SCG | Com | WaterHeat | Com - School | Electric Energy (GWh/year) | Energy Efficiency | -0.0034134 | -0.0033314 | 0.00027296 | 0.00026899 | 0.00026336 | 0.00025995 | 0 | 0 | 0 | 0 | 0 | 0 | 0
Scenario 4: Reference ZEAS Phase In | SCG | Com | WaterHeat | Com - School | Gas Energy (MMTherm/year) | Energy Efficiency | 0.053139 | 0.052006 | 0.013742 | 0.013569 | 0.013316 | 0.013169 | 0.0015236 | 0.0015261 | 0.0015302 | 0.0015357 | 0.0015404 | 0.0015475 | 0.001553
Scenario 4: Reference ZEAS Phase In | SCG | Com | WaterHeat | Com - Warehouse | Electric Demand (MW) | Energy Efficiency | -6.2098e-07 | -6.1322e-07 | 9.3256e-07 | 9.3236e-07 | 9.3805e-07 | 9.4228e-07 | 0 | 0 | 0 | 0 | 0 | 0 | 0
Scenario 4: Reference ZEAS Phase In | SCG | Com | WaterHeat | Com - Warehouse | Electric Energy (GWh/year) | Energy Efficiency | -1.891e-05 | -1.8673e-05 | 2.8612e-05 | 2.8606e-05 | 2.8781e-05 | 2.891e-05 | 0 | 0 | 0 | 0 | 0 | 0 | 0
Scenario 4: Reference ZEAS Phase In | SCG | Com | WaterHeat | Com - Warehouse | Gas Energy (MMTherm/year) | Energy Efficiency | 0.058046 | 0.013439 | 0.0054084 | 0.0038624 | 0.0027895 | 0.0020413 | 0.00022839 | 0 | 0 | 0 | 0 | 0 | 0
Scenario 4: Reference ZEAS Phase In | SCG | Com | WholeBlg | Com - College | Electric Demand (MW) | Energy Efficiency | 0 | 0 | 0 | 0 | 0 | 0 | 0 | 0 | 0 | 0 | 0 | 0 | 0
Scenario 4: Reference ZEAS Phase In | SCG | Com | WholeBlg | Com - College | Electric Energy (GWh/year) | Energy Efficiency | 0 | 0 | 0 | 0 | 0 | 0 | 0 | 0 | 0 | 0 | 0 | 0 | 0
Scenario 4: Reference ZEAS Phase In | SCG | Com | WholeBlg | Com - College | Gas Energy (MMTherm/year) | Energy Efficiency | 0.013975 | 0.013971 | 0.013929 | 0.013922 | 0.013921 | 0.013941 | 0.013974 | 0.013977 | 0.013977 | 0.013996 | 0.013966 | 0.013903 | 0.013892
Scenario 4: Reference ZEAS Phase In | SCG | Com | WholeBlg | Com - Grocery | Gas Energy (MMTherm/year) | Energy Efficiency | 0.0052561 | 0.0053235 | 0.0053786 | 0.0054476 | 0.005521 | 0.005573 | 0.0056265 | 0.0056773 | 0.0057295 | 0.0057658 | 0.0058 | 0.0058182 | 0.0058326
Scenario 4: Reference ZEAS Phase In | SCG | Com | WholeBlg | Com - Health | Gas Energy (MMTherm/year) | Energy Efficiency | 0.019297 | 0.019609 | 0.019876 | 0.020192 | 0.020526 | 0.020801 | 0.021087 | 0.02135 | 0.021616 | 0.021826 | 0.022025 | 0.022159 | 0.022193
Scenario 4: Reference ZEAS Phase In | SCG | Com | WholeBlg | Com - Lodging | Electric Demand (MW) | Energy Efficiency | 0 | 0 | 0 | 0 | 0 | 0 | 0 | 0 | 0 | 0 | 0 | 0 | 0
Scenario 4: Reference ZEAS Phase In | SCG | Com | WholeBlg | Com - Lodging | Electric Energy (GWh/year) | Energy Efficiency | 0 | 0 | 0 | 0 | 0 | 0 | 0 | 0 | 0 | 0 | 0 | 0 | 0
Scenario 4: Reference ZEAS Phase In | SCG | Com | WholeBlg | Com - Lodging | Gas Energy (MMTherm/year) | Energy Efficiency | 0.0094452 | 0.0095802 | 0.0096926 | 0.0098292 | 0.0099745 | 0.01009 | 0.010209 | 0.010322 | 0.010437 | 0.010534 | 0.01062 | 0.010677 | 0.010697
Scenario 4: Reference ZEAS Phase In | SCG | Com | WholeBlg | Com - Office (Large) | Electric Demand (MW) | Energy Efficiency | 0 | 0 | 0 | 0 | 0 | 0 | 0 | 0 | 0 | 0 | 0 | 0 | 0
Scenario 4: Reference ZEAS Phase In | SCG | Com | WholeBlg | Com - Office (Large) | Electric Energy (GWh/year) | Energy Efficiency | 0 | 0 | 0 | 0 | 0 | 0 | 0 | 0 | 0 | 0 | 0 | 0 | 0
Scenario 4: Reference ZEAS Phase In | SCG | Com | WholeBlg | Com - Office (Large) | Gas Energy (MMTherm/year) | Energy Efficiency | 0.030241 | 0.030392 | 0.030453 | 0.030579 | 0.030726 | 0.030862 | 0.031046 | 0.031169 | 0.031284 | 0.031523 | 0.031556 | 0.031501 | 0.031462
Scenario 4: Reference ZEAS Phase In | SCG | Com | WholeBlg | Com - Office (Small) | Electric Demand (MW) | Energy Efficiency | 0 | 0 | 0 | 0 | 0 | 0 | 0 | 0 | 0 | 0 | 0 | 0 | 0
Scenario 4: Reference ZEAS Phase In | SCG | Com | WholeBlg | Com - Office (Small) | Electric Energy (GWh/year) | Energy Efficiency | 0 | 0 | 0 | 0 | 0 | 0 | 0 | 0 | 0 | 0 | 0 | 0 | 0
Scenario 4: Reference ZEAS Phase In | SCG | Com | WholeBlg | Com - Office (Small) | Gas Energy (MMTherm/year) | Energy Efficiency | 0.0036009 | 0.0036395 | 0.0036699 | 0.00371 | 0.0037528 | 0.0037794 | 0.0038062 | 0.0038314 | 0.0038577 | 0.0038818 | 0.0038961 | 0.0039003 | 0.0039092
Scenario 4: Reference ZEAS Phase In | SCG | Com | WholeBlg | Com - Other | Electric Demand (MW) | Energy Efficiency | 0 | 0 | 0 | 0 | 0 | 0 | 0 | 0 | 0 | 0 | 0 | 0 | 0
Scenario 4: Reference ZEAS Phase In | SCG | Com | WholeBlg | Com - Other | Electric Energy (GWh/year) | Energy Efficiency | 0 | 0 | 0 | 0 | 0 | 0 | 0 | 0 | 0 | 0 | 0 | 0 | 0
Scenario 4: Reference ZEAS Phase In | SCG | Com | WholeBlg | Com - Other | Gas Energy (MMTherm/year) | Energy Efficiency | 0.062905 | 0.0638 | 0.064563 | 0.065503 | 0.0665 | 0.067266 | 0.068074 | 0.068836 | 0.069617 | 0.070243 | 0.070823 | 0.071209 | 0.071349
Scenario 4: Reference ZEAS Phase In | SCG | Com | WholeBlg | Com - Refrig. Warehouse | Gas Energy (MMTherm/year) | Energy Efficiency | 0.0012197 | 0.0012422 | 0.0012623 | 0.0012858 | 0.0013104 | 0.0013283 | 0.0013462 | 0.0013638 | 0.001382 | 0.001395 | 0.0014087 | 0.0014184 | 0.0014227
Scenario 4: Reference ZEAS Phase In | SCG | Com | WholeBlg | Com - Restaurant | Electric Demand (MW) | Energy Efficiency | 0 | 0 | 0 | 0 | 0 | 0 | 0 | 0 | 0 | 0 | 0 | 0 | 0
Scenario 4: Reference ZEAS Phase In | SCG | Com | WholeBlg | Com - Restaurant | Electric Energy (GWh/year) | Energy Efficiency | 0 | 0 | 0 | 0 | 0 | 0 | 0 | 0 | 0 | 0 | 0 | 0 | 0
Scenario 4: Reference ZEAS Phase In | SCG | Com | WholeBlg | Com - Restaurant | Gas Energy (MMTherm/year) | Energy Efficiency | 0.026753 | 0.027253 | 0.027699 | 0.02822 | 0.028769 | 0.029181 | 0.029595 | 0.030003 | 0.030423 | 0.030741 | 0.031063 | 0.031299 | 0.03139
Scenario 4: Reference ZEAS Phase In | SCG | Com | WholeBlg | Com - Retail | Electric Demand (MW) | Energy Efficiency | 0 | 0 | 0 | 0 | 0 | 0 | 0 | 0 | 0 | 0 | 0 | 0 | -0.0054537
Scenario 4: Reference ZEAS Phase In | SCG | Com | WholeBlg | Com - Retail | Electric Energy (GWh/year) | Energy Efficiency | 0 | 0 | 0 | 0 | 0 | 0 | 0 | 0 | 0 | 0 | 0 | 0 | 0.87409
Scenario 4: Reference ZEAS Phase In | SCG | Com | WholeBlg | Com - Retail | Gas Energy (MMTherm/year) | Energy Efficiency | 0.007249 | 0.0073547 | 0.0074443 | 0.0075539 | 0.0076702 | 0.0077543 | 0.0078393 | 0.0079221 | 0.0080075 | 0.0080734 | 0.0081335 | 0.0081714 | 0.014532
Scenario 4: Reference ZEAS Phase In | SCG | Com | WholeBlg | Com - School | Electric Demand (MW) | Energy Efficiency | 0 | 0 | 0 | 0 | 0 | 0 | 0 | 0 | 0 | 0 | 0 | 0 | 0
Scenario 4: Reference ZEAS Phase In | SCG | Com | WholeBlg | Com - School | Electric Energy (GWh/year) | Energy Efficiency | 0 | 0 | 0 | 0 | 0 | 0 | 0 | 0 | 0 | 0 | 0 | 0 | 0
Scenario 4: Reference ZEAS Phase In | SCG | Com | WholeBlg | Com - School | Gas Energy (MMTherm/year) | Energy Efficiency | 0.011625 | 0.011671 | 0.011688 | 0.011735 | 0.011786 | 0.011821 | 0.011854 | 0.011873 | 0.011892 | 0.011911 | 0.011898 | 0.011853 | 0.011872
Scenario 4: Reference ZEAS Phase In | SCG | Com | WholeBlg | Com - Warehouse | Electric Demand (MW) | Energy Efficiency | 0 | 0 | 0 | 0 | 0 | 0 | 0 | 0 | 0 | 0 | 0 | 0 | 0
Scenario 4: Reference ZEAS Phase In | SCG | Com | WholeBlg | Com - Warehouse | Electric Energy (GWh/year) | Energy Efficiency | 0 | 0 | 0 | 0 | 0 | 0 | 0 | 0 | 0 | 0 | 0 | 0 | 0
Scenario 4: Reference ZEAS Phase In | SCG | Com | WholeBlg | Com - Warehouse | Gas Energy (MMTherm/year) | Energy Efficiency | 0.023804 | 0.024156 | 0.024458 | 0.024829 | 0.025225 | 0.025498 | 0.025773 | 0.026044 | 0.026327 | 0.026524 | 0.026722 | 0.026847 | 0.026928
Scenario 4: Reference ZEAS Phase In | SCG | Ind | WholeBlg | Ind - All Other Industrial | Gas Energy (MMTherm/year) | Energy Efficiency | 0.033334 | 0.033553 | 0.033721 | 0.03387 | 0.034008 | 0.034111 | 0.034201 | 0.034295 | 0.034396 | 0.034513 | 0.034642 | 0.034781 | 0.034929
Scenario 4: Reference ZEAS Phase In | SCG | Ind | WholeBlg | Ind - Chemicals | Gas Energy (MMTherm/year) | Energy Efficiency | 0.40303 | 0.406 | 0.40876 | 0.41129 | 0.41364 | 0.41561 | 0.41723 | 0.4186 | 0.42001 | 0.42143 | 0.42276 | 0.42395 | 0.42509
Scenario 4: Reference ZEAS Phase In | SCG | Ind | WholeBlg | Ind - Electronics | Gas Energy (MMTherm/year) | Energy Efficiency | 0.019253 | 0.019399 | 0.019544 | 0.019682 | 0.019816 | 0.019944 | 0.020071 | 0.0202 | 0.020328 | 0.020456 | 0.020582 | 0.020704 | 0.020824
Scenario 4: Reference ZEAS Phase In | SCG | Ind | WholeBlg | Ind - Fabricated Metals | Gas Energy (MMTherm/year) | Energy Efficiency | 0.11556 | 0.11701 | 0.11851 | 0.11957 | 0.12042 | 0.12102 | 0.12147 | 0.12188 | 0.12227 | 0.12266 | 0.12301 | 0.12328 | 0.12349
Scenario 4: Reference ZEAS Phase In | SCG | Ind | WholeBlg | Ind - Food | Gas Energy (MMTherm/year) | Energy Efficiency | 0.55403 | 0.55379 | 0.55344 | 0.55304 | 0.55252 | 0.5519 | 0.55127 | 0.55057 | 0.54987 | 0.54923 | 0.54851 | 0.54769 | 0.54687
Scenario 4: Reference ZEAS Phase In | SCG | Ind | WholeBlg | Ind - Industrial Machinery | Gas Energy (MMTherm/year) | Energy Efficiency | 0.012017 | 0.01223 | 0.012459 | 0.012613 | 0.012721 | 0.0128 | 0.012875 | 0.012949 | 0.013024 | 0.013101 | 0.01317 | 0.013228 | 0.013277
Scenario 4: Reference ZEAS Phase In | SCG | Ind | WholeBlg | Ind - Lumber & Furniture | Gas Energy (MMTherm/year) | Energy Efficiency | 0.0054055 | 0.005446 | 0.0054845 | 0.0055205 | 0.0055565 | 0.0055768 | 0.005583 | 0.005591 | 0.0056004 | 0.005612 | 0.0056252 | 0.0056372 | 0.0056479
Scenario 4: Reference ZEAS Phase In | SCG | Ind | WholeBlg | Ind - Paper | Gas Energy (MMTherm/year) | Energy Efficiency | 0.084456 | 0.084588 | 0.084741 | 0.085035 | 0.085358 | 0.085611 | 0.085901 | 0.086274 | 0.086736 | 0.087284 | 0.08787 | 0.088458 | 0.089054
Scenario 4: Reference ZEAS Phase In | SCG | Ind | WholeBlg | Ind - Petroleum | Gas Energy (MMTherm/year) | Energy Efficiency | 1.6438 | 1.6486 | 1.6532 | 1.6577 | 1.6611 | 1.6627 | 1.6634 | 1.6634 | 1.6639 | 1.6645 | 1.6644 | 1.6636 | 1.6627
Scenario 4: Reference ZEAS Phase In | SCG | Ind | WholeBlg | Ind - Plastics | Gas Energy (MMTherm/year) | Energy Efficiency | 0.018896 | 0.019817 | 0.020707 | 0.021543 | 0.022362 | 0.023085 | 0.023667 | 0.024121 | 0.024608 | 0.025111 | 0.025609 | 0.02608 | 0.026529
Scenario 4: Reference ZEAS Phase In | SCG | Ind | WholeBlg | Ind - Primary Metals | Gas Energy (MMTherm/year) | Energy Efficiency | 0.12366 | 0.12427 | 0.12494 | 0.12553 | 0.12603 | 0.12646 | 0.1269 | 0.12734 | 0.12776 | 0.12817 | 0.12855 | 0.12888 | 0.12921
Scenario 4: Reference ZEAS Phase In | SCG | Ind | WholeBlg | Ind - Printing & Publishing | Gas Energy (MMTherm/year) | Energy Efficiency | 0.0068443 | 0.0068732 | 0.0069012 | 0.006928 | 0.0069444 | 0.0069434 | 0.0069414 | 0.0069437 | 0.0069553 | 0.0069729 | 0.0069891 | 0.0070007 | 0.0070094
Scenario 4: Reference ZEAS Phase In | SCG | Ind | WholeBlg | Ind - Stone-Glass-Clay | Gas Energy (MMTherm/year) | Energy Efficiency | 0.13076 | 0.13177 | 0.13261 | 0.13331 | 0.13394 | 0.13444 | 0.13483 | 0.1352 | 0.13555 | 0.1359 | 0.13625 | 0.13659 | 0.13692
Scenario 4: Reference ZEAS Phase In | SCG | Ind | WholeBlg | Ind - Textiles | Gas Energy (MMTherm/year) | Energy Efficiency | 0.062477 | 0.062571 | 0.062662 | 0.062713 | 0.062735 | 0.06273 | 0.062719 | 0.0627 | 0.062677 | 0.062655 | 0.062623 | 0.062583 | 0.062544
Scenario 4: Reference ZEAS Phase In | SCG | Ind | WholeBlg | Ind - Transportation Equipment | Gas Energy (MMTherm/year) | Energy Efficiency | 0.046491 | 0.046473 | 0.046463 | 0.046443 | 0.046419 | 0.046389 | 0.046362 | 0.046333 | 0.046301 | 0.046269 | 0.046229 | 0.046185 | 0.046142
Scenario 4: Reference ZEAS Phase In | SCG | Res | AppPlug | Res - Multi Family | Electric Demand (MW) | Energy Efficiency | 0 | 0 | 0 | 0 | 0 | 0 | 0 | 0 | 0 | 0 | 0 | 0 | 0
Scenario 4: Reference ZEAS Phase In | SCG | Res | AppPlug | Res - Multi Family | Electric Energy (GWh/year) | Energy Efficiency | 0 | 0 | 0 | 0 | 0 | 0 | 0 | 0 | 0 | 0 | 0 | 0 | 0
Scenario 4: Reference ZEAS Phase In | SCG | Res | AppPlug | Res - Multi Family | Gas Energy (MMTherm/year) | Energy Efficiency | 0 | 0 | 0 | 0 | 0 | 0 | 0 | 0 | 0 | 0 | 0 | 0 | 0
Scenario 4: Reference ZEAS Phase In | SCG | Res | AppPlug | Res - Single Family | Electric Demand (MW) | Energy Efficiency | 0 | 0 | 0 | 0 | 0 | 0 | 0 | 0 | 0 | 0 | 0 | 0 | 0
Scenario 4: Reference ZEAS Phase In | SCG | Res | AppPlug | Res - Single Family | Electric Energy (GWh/year) | Energy Efficiency | 0 | 0 | 0 | 0 | 0 | 0 | 0 | 0 | 0 | 0 | 0 | 0 | 0
Scenario 4: Reference ZEAS Phase In | SCG | Res | AppPlug | Res - Single Family | Gas Energy (MMTherm/year) | Energy Efficiency | 0 | 0 | 0 | 0 | 0 | 0 | 0 | 0 | 0 | 0 | 0 | 0 | 0
Scenario 4: Reference ZEAS Phase In | SCG | Res | BROs | Income Qualified - Multi Family IQ | Gas Energy (MMTherm/year) | Energy Efficiency | 0.23348 | 0.2365 | 0.24016 | 0.24449 | 0.24945 | 0.25506 | 0.26114 | 0.26853 | 0.27677 | 0.2863 | 0.29665 | 0.30796 | 0.32045
Scenario 4: Reference ZEAS Phase In | SCG | Res | BROs | Income Qualified - Single Family IQ | Gas Energy (MMTherm/year) | Energy Efficiency | 0.72066 | 0.72917 | 0.73953 | 0.75176 | 0.76591 | 0.78207 | 0.80011 | 0.82174 | 0.84593 | 0.87291 | 0.90228 | 0.93442 | 0.96995
Scenario 4: Reference ZEAS Phase In | SCG | Res | BROs | Res - Multi Family | Gas Energy (MMTherm/year) | Energy Efficiency | 2.4695 | 2.4988 | 2.5345 | 2.5767 | 2.6254 | 2.681 | 2.743 | 2.8174 | 2.9005 | 2.9935 | 3.0946 | 3.2053 | 3.3277
Scenario 4: Reference ZEAS Phase In | SCG | Res | BROs | Res - Single Family | Gas Energy (MMTherm/year) | Energy Efficiency | 0.70639 | 0.71555 | 0.7267 | 0.73985 | 0.75495 | 0.77198 | 0.79043 | 0.81285 | 0.83786 | 0.86681 | 0.89829 | 0.93269 | 0.97065
Scenario 4: Reference ZEAS Phase In | SCG | Res | BldgEnv | Res - Multi Family | Electric Demand (MW) | Energy Efficiency | 0 | 0 | 0 | 0 | 0 | 0 | 0 | 0 | 5.9701e-05 | 6.0618e-05 | 6.147e-05 | 6.2258e-05 | 6.298e-05
Scenario 4: Reference ZEAS Phase In | SCG | Res | BldgEnv | Res - Multi Family | Electric Energy (GWh/year) | Energy Efficiency | 0 | 0 | 0 | 0 | 0 | 0 | 0 | 0 | 9.1657e-05 | 9.3065e-05 | 9.4374e-05 | 9.5583e-05 | 9.6692e-05
Scenario 4: Reference ZEAS Phase In | SCG | Res | BldgEnv | Res - Multi Family | Gas Energy (MMTherm/year) | Energy Efficiency | 0 | 0 | 0 | 0 | 0 | 0 | 0 | 0 | 2.8705e-05 | 2.9146e-05 | 2.9555e-05 | 2.9934e-05 | 3.0281e-05
Scenario 4: Reference ZEAS Phase In | SCG | Res | BldgEnv | Res - Single Family | Electric Demand (MW) | Energy Efficiency | 0.01741 | 0.020185 | 0.02135 | 0.021484 | 0.021491 | 0.020916 | 0.020414 | 0.019404 | 0.018024 | 0 | 0 | 0 | 0
Scenario 4: Reference ZEAS Phase In | SCG | Res | BldgEnv | Res - Single Family | Electric Energy (GWh/year) | Energy Efficiency | -0.014794 | -0.014164 | -0.013576 | -0.013073 | -0.01259 | -0.01215 | -0.011282 | -0.010877 | -0.010951 | 0 | 0 | 0 | 0
Scenario 4: Reference ZEAS Phase In | SCG | Res | BldgEnv | Res - Single Family | Gas Energy (MMTherm/year) | Energy Efficiency | 0.0037316 | 0.0043573 | 0.0046248 | 0.0046619 | 0.0046701 | 0.0045476 | 0.0044641 | 0.0042438 | 0.0039164 | 0 | 0 | 0 | 0
Scenario 4: Reference ZEAS Phase In | SCG | Res | HVAC | Res - Multi Family | Electric Demand (MW) | Energy Efficiency | -2.8425e-05 | -2.8857e-05 | -2.86e-05 | -2.8033e-05 | -2.741e-05 | -2.6657e-05 | 0 | 0 | 0 | 0 | 0 | 0 | 0
Scenario 4: Reference ZEAS Phase In | SCG | Res | HVAC | Res - Multi Family | Electric Energy (GWh/year) | Energy Efficiency | -2.6817e-09 | -2.7224e-09 | -2.6982e-09 | -2.6447e-09 | -2.586e-09 | -2.5149e-09 | 0 | 0 | 0 | 0 | 0 | 0 | 0.00053283
Scenario 4: Reference ZEAS Phase In | SCG | Res | HVAC | Res - Multi Family | Gas Energy (MMTherm/year) | Energy Efficiency | 6.7108e-06 | 6.8126e-06 | 6.752e-06 | 6.6182e-06 | 6.4712e-06 | 6.2934e-06 | 0 | 0 | 0 | 0 | 0 | 0 | 3.428e-05
Scenario 4: Reference ZEAS Phase In | SCG | Res | HVAC | Res - Single Family | Electric Demand (MW) | Energy Efficiency | 0.0092623 | 0.0061877 | 0.0062998 | 0.0062689 | 0 | 0 | 0 | 0 | 0 | 0 | 0 | 0 | 0
Scenario 4: Reference ZEAS Phase In | SCG | Res | HVAC | Res - Single Family | Electric Energy (GWh/year) | Energy Efficiency | 0.10087 | 0.10685 | 0.11162 | 0.11308 | 0 | 0 | 0 | 0 | 0 | 0 | 0 | 0 | 0.011024
Scenario 4: Reference ZEAS Phase In | SCG | Res | HVAC | Res - Single Family | Gas Energy (MMTherm/year) | Energy Efficiency | 0.011042 | 0.012227 | 0.012789 | 0.012968 | 0 | 0 | 0 | 0 | 0 | 0 | 0 | 0 | 0.00060383
Scenario 4: Reference ZEAS Phase In | SCG | Res | WaterHeat | Res - Multi Family | Electric Demand (MW) | Energy Efficiency | -0.0032672 | -0.0032931 | 0 | 0 | 0 | 0 | 0 | 0 | 0 | 0 | 0 | 0 | 0
Scenario 4: Reference ZEAS Phase In | SCG | Res | WaterHeat | Res - Multi Family | Electric Energy (GWh/year) | Energy Efficiency | -0.016836 | -0.01697 | 0 | 0 | 0 | 0 | 0 | 0 | 0 | 0 | 0 | 0 | 0
Scenario 4: Reference ZEAS Phase In | SCG | Res | WaterHeat | Res - Multi Family | Gas Energy (MMTherm/year) | Energy Efficiency | 0.30903 | 0.27036 | 0.086915 | 0.069507 | 0.057446 | 0.048314 | 0.04536 | 0.04306 | 0.040703 | 0.038378 | 0.036262 | 0.0345 | 0.032817
Scenario 4: Reference ZEAS Phase In | SCG | Res | WaterHeat | Res - Single Family | Electric Demand (MW) | Energy Efficiency | -0.020043 | -0.021237 | 0 | 0 | 0 | 0 | 0 | 0 | 0 | 0 | 0 | 0 | 0
Scenario 4: Reference ZEAS Phase In | SCG | Res | WaterHeat | Res - Single Family | Electric Energy (GWh/year) | Energy Efficiency | -0.11394 | -0.1208 | 0 | 0 | 0 | 0 | 0 | 0 | 0 | 0 | 0 | 0 | 0
Scenario 4: Reference ZEAS Phase In | SCG | Res | WaterHeat | Res - Single Family | Gas Energy (MMTherm/year) | Energy Efficiency | 1.8098 | 1.7336 | 0.35961 | 0.29028 | 0.24584 | 0.21131 | 0.18353 | 0.16123 | 0.14807 | 0.13813 | 0.1293 | 0.12148 | 0.11421
Scenario 4: Reference ZEAS Phase In | SCG | Res | WholeBlg | Res - Multi Family | Electric Demand (MW) | Energy Efficiency | 0 | 0 | 0 | 0 | 0 | 0 | 0 | 0 | 0 | 0 | 0 | 0 | 0
Scenario 4: Reference ZEAS Phase In | SCG | Res | WholeBlg | Res - Multi Family | Electric Energy (GWh/year) | Energy Efficiency | 0 | 0 | 0 | 0 | 0 | 0 | 0 | 0 | 0 | 0 | 0 | 0 | 0
Scenario 4: Reference ZEAS Phase In | SCG | Res | WholeBlg | Res - Multi Family | Gas Energy (MMTherm/year) | Energy Efficiency | 0 | 0 | 0 | 0 | 0 | 0 | 0 | 0 | 0 | 0 | 0 | 0 | 0
Scenario 4: Reference ZEAS Phase In | SCG | Res | WholeBlg | Res - Single Family | Electric Demand (MW) | Energy Efficiency | 0 | 0 | 0 | 0 | 0 | 0 | 0 | 0 | 0 | 0 | 0 | 0 | 0
Scenario 4: Reference ZEAS Phase In | SCG | Res | WholeBlg | Res - Single Family | Electric Energy (GWh/year) | Energy Efficiency | 0 | 0 | 0 | 0 | 0 | 0 | 0 | 0 | 0 | 0 | 0 | 0 | 0
Scenario 4: Reference ZEAS Phase In | SCG | Res | WholeBlg | Res - Single Family | Gas Energy (MMTherm/year) | Energy Efficiency | 0 | 0 | 0 | 0 | 0 | 0 | 0 | 0 | 0 | 0 | 0 | 0 | 0
Scenario 4: Reference ZEAS Phase In | SDG&E | Ag | WholeBlg | Ag - Dairies, fishing, hunting | Electric Demand (MW) | Energy Efficiency | 0.0018919 | 0.0019052 | 0.0019178 | 0.0019298 | 0.0019409 | 0.0019509 | 0.0019603 | 0.0019696 | 0.0019789 | 0.0019881 | 0.0019971 | 0.0020059 | 0.0020145
Scenario 4: Reference ZEAS Phase In | SDG&E | Ag | WholeBlg | Ag - Dairies, fishing, hunting | Electric Energy (GWh/year) | Energy Efficiency | 0.0080594 | 0.0081163 | 0.0081697 | 0.0082209 | 0.0082681 | 0.0083107 | 0.0083508 | 0.0083906 | 0.0084301 | 0.0084693 | 0.0085075 | 0.0085451 | 0.0085817
Scenario 4: Reference ZEAS Phase In | SDG&E | Ag | WholeBlg | Ag - Dairies, fishing, hunting | Gas Energy (MMTherm/year) | Energy Efficiency | 1.6867e-05 | 1.6867e-05 | 1.6867e-05 | 1.6867e-05 | 1.6867e-05 | 1.6867e-05 | 1.6867e-05 | 1.6867e-05 | 1.6867e-05 | 1.6867e-05 | 1.6867e-05 | 1.6867e-05 | 1.6867e-05
Scenario 4: Reference ZEAS Phase In | SDG&E | Ag | WholeBlg | Ag - Irrigated Agriculture, vineyards, forestry and greenhouses | Electric Demand (MW) | Energy Efficiency | 0.013304 | 0.013773 | 0.014216 | 0.014647 | 0.015052 | 0.015421 | 0.015774 | 0.016128 | 0.016486 | 0.016845 | 0.017198 | 0.017547 | 0.01789
Scenario 4: Reference ZEAS Phase In | SDG&E | Ag | WholeBlg | Ag - Irrigated Agriculture, vineyards, forestry and greenhouses | Electric Energy (GWh/year) | Energy Efficiency | 0.056675 | 0.058673 | 0.060559 | 0.062395 | 0.064121 | 0.065693 | 0.067196 | 0.068703 | 0.07023 | 0.071758 | 0.073261 | 0.07475 | 0.076209
Scenario 4: Reference ZEAS Phase In | SDG&E | Ag | WholeBlg | Ag - Irrigated Agriculture, vineyards, forestry and greenhouses | Gas Energy (MMTherm/year) | Energy Efficiency | 0.0012197 | 0.0012197 | 0.0012197 | 0.0012197 | 0.0012197 | 0.0012197 | 0.0012197 | 0.0012197 | 0.0012197 | 0.0012197 | 0.0012197 | 0.0012197 | 0.0012197
Scenario 4: Reference ZEAS Phase In | SDG&E | Ag | WholeBlg | Ag - Water pumping | Electric Demand (MW) | Energy Efficiency | 0.041617 | 0.041536 | 0.041457 | 0.041374 | 0.041291 | 0.041212 | 0.041132 | 0.04105 | 0.040961 | 0.040869 | 0.040777 | 0.040684 | 0.04059
Scenario 4: Reference ZEAS Phase In | SDG&E | Ag | WholeBlg | Ag - Water pumping | Electric Energy (GWh/year) | Energy Efficiency | 0.17729 | 0.17694 | 0.1766 | 0.17625 | 0.1759 | 0.17556 | 0.17522 | 0.17487 | 0.17449 | 0.1741 | 0.17371 | 0.17331 | 0.17291
Scenario 4: Reference ZEAS Phase In | SDG&E | Ag | WholeBlg | Ag - Water pumping | Gas Energy (MMTherm/year) | Energy Efficiency | 0.00034934 | 0.00034934 | 0.00034934 | 0.00034934 | 0.00034934 | 0.00034934 | 0.00034934 | 0.00034934 | 0.00034934 | 0.00034934 | 0.00034934 | 0.00034934 | 0.00034934
Scenario 4: Reference ZEAS Phase In | SDG&E | Com | AppPlug | Com - Health | Gas Energy (MMTherm/year) | Energy Efficiency | 0.046686 | 0.052198 | 0.11921 | 0.13266 | 0.1452 | 0.15747 | 0.16469 | 0.1776 | 0.19246 | 0.20834 | 0.22313 | 0.22335 | 0.22586
Scenario 4: Reference ZEAS Phase In | SDG&E | Com | AppPlug | Com - Lodging | Gas Energy (MMTherm/year) | Energy Efficiency | 0.023955 | 0.026107 | 0.097667 | 0.10678 | 0.11459 | 0.12376 | 0.13246 | 0.14112 | 0.15016 | 0.15868 | 0.16512 | 0.16843 | 0.1717
Scenario 4: Reference ZEAS Phase In | SDG&E | Com | AppPlug | Com - Other | Gas Energy (MMTherm/year) | Energy Efficiency | 0.0001807 | 0.00021033 | 0.00024281 | 0.00027836 | 0.00031298 | 0.00035374 | 0.00039676 | 0.0004408 | 0.00048571 | 0.00053285 | 0.00057955 | 0.00062763 | 0.00067753
Scenario 4: Reference ZEAS Phase In | SDG&E | Com | BROs | Com - Lodging | Electric Energy (GWh/year) | Energy Efficiency | 0.0087675 | 0.017942 | 0.027556 | 0.037827 | 0.048759 | 0.060287 | 0.07269 | 0.08562 | 0.099235 | 0.11359 | 0.12828 | 0.14288 | 0.1577
Scenario 4: Reference ZEAS Phase In | SDG&E | Com | BROs | Com - Other | Electric Energy (GWh/year) | Energy Efficiency | 0.0079453 | 0.016295 | 0.025078 | 0.034484 | 0.044544 | 0.055196 | 0.066813 | 0.078968 | 0.091831 | 0.10546 | 0.11952 | 0.13362 | 0.14899
Scenario 4: Reference ZEAS Phase In | SDG&E | Com | BROs | Com - Retail | Electric Demand (MW) | Energy Efficiency | 0.0016338 | 0.0033258 | 0.0050803 | 0.0069276 | 0.008875 | 0.010905 | 0.013094 | 0.015353 | 0.017704 | 0.020162 | 0.022645 | 0.025101 | 0.027999
Scenario 4: Reference ZEAS Phase In | SDG&E | Com | BROs | Com - Retail | Electric Energy (GWh/year) | Energy Efficiency | 0.017664 | 0.035957 | 0.054926 | 0.074897 | 0.095951 | 0.1179 | 0.14157 | 0.16598 | 0.19141 | 0.21798 | 0.24482 | 0.27138 | 0.30271
Scenario 4: Reference ZEAS Phase In | SDG&E | Com | BldgEnv | Com - College | Electric Demand (MW) | Energy Efficiency | 1.5285e-06 | 1.5244e-06 | 1.5203e-06 | 1.5205e-06 | 1.5152e-06 | 1.5156e-06 | 1.5166e-06 | 1.516e-06 | 1.5161e-06 | 1.5176e-06 | 1.5174e-06 | 1.5338e-06 | 1.5363e-06
Scenario 4: Reference ZEAS Phase In | SDG&E | Com | BldgEnv | Com - College | Electric Energy (GWh/year) | Energy Efficiency | 5.2225e-07 | 5.2085e-07 | 5.1943e-07 | 5.1951e-07 | 5.1769e-07 | 5.1782e-07 | 5.1817e-07 | 5.1796e-07 | 5.1799e-07 | 5.1851e-07 | 5.1844e-07 | 5.2405e-07 | 5.249e-07
Scenario 4: Reference ZEAS Phase In | SDG&E | Com | BldgEnv | Com - College | Gas Energy (MMTherm/year) | Energy Efficiency | 1.118e-06 | 1.1113e-06 | 1.1043e-06 | 1.0986e-06 | 1.0912e-06 | 1.0855e-06 | 1.08e-06 | 1.074e-06 | 1.0683e-06 | 1.0631e-06 | 1.0573e-06 | 1.0567e-06 | 1.0519e-06
Scenario 4: Reference ZEAS Phase In | SDG&E | Com | BldgEnv | Com - Grocery | Electric Demand (MW) | Energy Efficiency | 4.9843e-06 | 4.8247e-06 | 4.672e-06 | 4.5436e-06 | 4.4146e-06 | 4.3165e-06 | 4.2326e-06 | 4.1558e-06 | 4.078e-06 | 4.0156e-06 | 3.9525e-06 | 3.8953e-06 | 3.8461e-06
Scenario 4: Reference ZEAS Phase In | SDG&E | Com | BldgEnv | Com - Grocery | Electric Energy (GWh/year) | Energy Efficiency | 1.703e-06 | 1.6484e-06 | 1.5963e-06 | 1.5524e-06 | 1.5083e-06 | 1.4748e-06 | 1.4461e-06 | 1.4199e-06 | 1.3933e-06 | 1.372e-06 | 1.3504e-06 | 1.3309e-06 | 1.3141e-06
Scenario 4: Reference ZEAS Phase In | SDG&E | Com | BldgEnv | Com - Grocery | Gas Energy (MMTherm/year) | Energy Efficiency | 1.2854e-06 | 1.2439e-06 | 1.2047e-06 | 1.1716e-06 | 1.1381e-06 | 1.1125e-06 | 1.0903e-06 | 1.0696e-06 | 1.0485e-06 | 1.0315e-06 | 1.0146e-06 | 9.9955e-07 | 9.8699e-07
Scenario 4: Reference ZEAS Phase In | SDG&E | Com | BldgEnv | Com - Health | Electric Demand (MW) | Energy Efficiency | 8.1815e-06 | 7.5745e-06 | 6.9147e-06 | 6.2403e-06 | 5.4497e-06 | 4.5729e-06 | 3.8301e-06 | 3.7167e-06 | 3.6608e-06 | 3.693e-06 | 3.7879e-06 | 3.5471e-06 | 3.3838e-06
Scenario 4: Reference ZEAS Phase In | SDG&E | Com | BldgEnv | Com - Health | Electric Energy (GWh/year) | Energy Efficiency | 3.9301e-06 | 3.6385e-06 | 3.3216e-06 | 2.9976e-06 | 2.6179e-06 | 2.1966e-06 | 1.8399e-06 | 1.7854e-06 | 1.7585e-06 | 1.774e-06 | 1.8196e-06 | 1.7039e-06 | 1.6255e-06
Scenario 4: Reference ZEAS Phase In | SDG&E | Com | BldgEnv | Com - Health | Gas Energy (MMTherm/year) | Energy Efficiency | 3.3966e-06 | 3.1327e-06 | 2.847e-06 | 2.5559e-06 | 2.2199e-06 | 1.854e-06 | 1.5501e-06 | 1.5041e-06 | 1.4815e-06 | 1.4951e-06 | 1.5343e-06 | 1.4362e-06 | 1.3699e-06
Scenario 4: Reference ZEAS Phase In | SDG&E | Com | BldgEnv | Com - Lodging | Electric Demand (MW) | Energy Efficiency | 1.4917e-06 | 1.4775e-06 | 1.4634e-06 | 1.4586e-06 | 1.4404e-06 | 1.4323e-06 | 1.4199e-06 | 1.4077e-06 | 3.9659e-07 | 1.3882e-06 | 2.147e-06 | 2.1228e-06 | 2.1023e-06
Scenario 4: Reference ZEAS Phase In | SDG&E | Com | BldgEnv | Com - Lodging | Electric Energy (GWh/year) | Energy Efficiency | 9.7476e-07 | 9.6544e-07 | 9.5627e-07 | 9.531e-07 | 9.4122e-07 | 9.3591e-07 | 9.2781e-07 | 9.1985e-07 | 2.5915e-07 | 9.0709e-07 | 1.403e-06 | 1.3871e-06 | 1.3738e-06
Scenario 4: Reference ZEAS Phase In | SDG&E | Com | BldgEnv | Com - Lodging | Gas Energy (MMTherm/year) | Energy Efficiency | 4.9072e-07 | 4.8488e-07 | 4.791e-07 | 4.7511e-07 | 4.6861e-07 | 4.6408e-07 | 4.5877e-07 | 4.5355e-07 | 7.6145e-08 | 4.4384e-07 | 7.258e-07 | 7.1646e-07 | 7.0789e-07
Scenario 4: Reference ZEAS Phase In | SDG&E | Com | BldgEnv | Com - Office (Large) | Electric Demand (MW) | Energy Efficiency | 1.3948e-05 | 1.3577e-05 | 1.3216e-05 | 1.288e-05 | 1.2521e-05 | 1.2265e-05 | 1.2054e-05 | 1.1811e-05 | 1.1489e-05 | 1.1222e-05 | 1.0953e-05 | 1.0711e-05 | 1.0492e-05
Scenario 4: Reference ZEAS Phase In | SDG&E | Com | BldgEnv | Com - Office (Large) | Electric Energy (GWh/year) | Energy Efficiency | 4.7656e-06 | 4.6387e-06 | 4.5155e-06 | 4.4008e-06 | 4.278e-06 | 4.1905e-06 | 4.1184e-06 | 4.0356e-06 | 3.9253e-06 | 3.834e-06 | 3.7422e-06 | 3.6595e-06 | 3.5847e-06
Scenario 4: Reference ZEAS Phase In | SDG&E | Com | BldgEnv | Com - Office (Large) | Gas Energy (MMTherm/year) | Energy Efficiency | 1.7582e-06 | 1.7129e-06 | 1.6686e-06 | 1.6273e-06 | 1.583e-06 | 1.5519e-06 | 1.5267e-06 | 1.4973e-06 | 1.4568e-06 | 1.424e-06 | 1.3905e-06 | 1.3604e-06 | 1.3333e-06
Scenario 4: Reference ZEAS Phase In | SDG&E | Com | BldgEnv | Com - Office (Small) | Electric Demand (MW) | Energy Efficiency | 5.6524e-06 | 5.4627e-06 | 5.2847e-06 | 5.1173e-06 | 4.9596e-06 | 4.8144e-06 | 4.6781e-06 | 4.5476e-06 | 4.4236e-06 | 4.3076e-06 | 4.1987e-06 | 4.098e-06 | 4.0052e-06
Scenario 4: Reference ZEAS Phase In | SDG&E | Com | BldgEnv | Com - Office (Small) | Electric Energy (GWh/year) | Energy Efficiency | 1.9312e-06 | 1.8664e-06 | 1.8056e-06 | 1.7484e-06 | 1.6945e-06 | 1.6449e-06 | 1.5984e-06 | 1.5538e-06 | 1.5114e-06 | 1.4718e-06 | 1.4346e-06 | 1.4001e-06 | 1.3685e-06
Scenario 4: Reference ZEAS Phase In | SDG&E | Com | BldgEnv | Com - Office (Small) | Gas Energy (MMTherm/year) | Energy Efficiency | 7.0599e-07 | 6.827e-07 | 6.6085e-07 | 6.4035e-07 | 6.2152e-07 | 6.0422e-07 | 5.8791e-07 | 5.7219e-07 | 5.5684e-07 | 5.4277e-07 | 5.2931e-07 | 5.1685e-07 | 5.0544e-07
Scenario 4: Reference ZEAS Phase In | SDG&E | Com | BldgEnv | Com - Other | Electric Demand (MW) | Energy Efficiency | 9.155e-06 | 8.9658e-06 | 8.7632e-06 | 8.5469e-06 | 8.3009e-06 | 8.0571e-06 | 7.7994e-06 | 7.525e-06 | 6.9515e-06 | 6.9335e-06 | 6.7986e-06 | 6.4461e-06 | 6.082e-06
Scenario 4: Reference ZEAS Phase In | SDG&E | Com | BldgEnv | Com - Other | Electric Energy (GWh/year) | Energy Efficiency | 3.1295e-06 | 3.0648e-06 | 2.9955e-06 | 2.9216e-06 | 2.8375e-06 | 2.7542e-06 | 2.6661e-06 | 2.5723e-06 | 2.3762e-06 | 2.3701e-06 | 2.324e-06 | 2.2035e-06 | 2.079e-06
Scenario 4: Reference ZEAS Phase In | SDG&E | Com | BldgEnv | Com - Other | Gas Energy (MMTherm/year) | Energy Efficiency | 1.2783e-06 | 1.2538e-06 | 1.2266e-06 | 1.1968e-06 | 1.1625e-06 | 1.1277e-06 | 1.0904e-06 | 1.0501e-06 | 9.0519e-07 | 9.6151e-07 | 9.7909e-07 | 9.2046e-07 | 8.5962e-07
Scenario 4: Reference ZEAS Phase In | SDG&E | Com | BldgEnv | Com - Refrig. Warehouse | Electric Demand (MW) | Energy Efficiency | 1.5741e-07 | 1.5489e-07 | 1.524e-07 | 1.4924e-07 | 1.4646e-07 | 1.4381e-07 | 1.4142e-07 | 1.5974e-07 | 1.3702e-07 | 1.5628e-07 | 1.7241e-07 | 1.7131e-07 | 1.7018e-07
Scenario 4: Reference ZEAS Phase In | SDG&E | Com | BldgEnv | Com - Refrig. Warehouse | Electric Energy (GWh/year) | Energy Efficiency | 5.3783e-08 | 5.292e-08 | 5.2069e-08 | 5.0991e-08 | 5.0042e-08 | 4.9135e-08 | 4.832e-08 | 5.4577e-08 | 4.6816e-08 | 5.3397e-08 | 5.8908e-08 | 5.8531e-08 | 5.8144e-08
Scenario 4: Reference ZEAS Phase In | SDG&E | Com | BldgEnv | Com - Refrig. Warehouse | Gas Energy (MMTherm/year) | Energy Efficiency | 2.0331e-08 | 1.9993e-08 | 1.9658e-08 | 1.9239e-08 | 1.8871e-08 | 1.8519e-08 | 1.8204e-08 | 2.5327e-08 | 1.7634e-08 | 2.5061e-08 | 3.1288e-08 | 3.1282e-08 | 3.1262e-08
Scenario 4: Reference ZEAS Phase In | SDG&E | Com | BldgEnv | Com - Restaurant | Electric Demand (MW) | Energy Efficiency | 1.7432e-06 | 1.6457e-06 | 1.5564e-06 | 1.4652e-06 | 1.7398e-06 | 1.7008e-06 | 1.6679e-06 | 1.6382e-06 | 1.6077e-06 | 1.5811e-06 | 1.5577e-06 | 1.5372e-06 | 1.5189e-06
Scenario 4: Reference ZEAS Phase In | SDG&E | Com | BldgEnv | Com - Restaurant | Electric Energy (GWh/year) | Energy Efficiency | 5.9558e-07 | 5.623e-07 | 5.3176e-07 | 5.0062e-07 | 5.9444e-07 | 5.8112e-07 | 5.6987e-07 | 5.5971e-07 | 5.4931e-07 | 5.4019e-07 | 5.3221e-07 | 5.252e-07 | 5.1896e-07
Scenario 4: Reference ZEAS Phase In | SDG&E | Com | BldgEnv | Com - Restaurant | Gas Energy (MMTherm/year) | Energy Efficiency | 2.0809e-07 | 1.9688e-07 | 1.8647e-07 | 1.761e-07 | 2.1777e-07 | 2.1308e-07 | 2.0916e-07 | 2.0576e-07 | 2.0213e-07 | 1.9905e-07 | 1.9627e-07 | 1.9382e-07 | 1.9165e-07
Scenario 4: Reference ZEAS Phase In | SDG&E | Com | BldgEnv | Com - Retail | Electric Demand (MW) | Energy Efficiency | 1.7926e-05 | 1.5656e-05 | 1.3296e-05 | 1.0623e-05 | 7.6609e-06 | 5.637e-06 | 5.2015e-06 | 4.794e-06 | 4.428e-06 | 4.1121e-06 | 3.8273e-06 | 3.5878e-06 | 3.3785e-06
Scenario 4: Reference ZEAS Phase In | SDG&E | Com | BldgEnv | Com - Retail | Electric Energy (GWh/year) | Energy Efficiency | 6.1247e-06 | 5.3491e-06 | 4.5427e-06 | 3.6295e-06 | 2.6175e-06 | 1.926e-06 | 1.7772e-06 | 1.638e-06 | 1.5129e-06 | 1.405e-06 | 1.3076e-06 | 1.2258e-06 | 1.1543e-06
Scenario 4: Reference ZEAS Phase In | SDG&E | Com | BldgEnv | Com - Retail | Gas Energy (MMTherm/year) | Energy Efficiency | 4.4413e-06 | 3.8348e-06 | 3.1944e-06 | 2.4939e-06 | 1.7428e-06 | 1.2483e-06 | 1.165e-06 | 1.0868e-06 | 1.0153e-06 | 9.5179e-07 | 8.9349e-07 | 8.423e-07 | 7.9615e-07
Scenario 4: Reference ZEAS Phase In | SDG&E | Com | BldgEnv | Com - School | Electric Demand (MW) | Energy Efficiency | 2.4161e-06 | 2.4092e-06 | 2.4046e-06 | 2.4026e-06 | 2.4083e-06 | 2.4092e-06 | 2.411e-06 | 2.417e-06 | 2.4284e-06 | 2.4407e-06 | 2.4565e-06 | 2.474e-06 | 2.4918e-06
Scenario 4: Reference ZEAS Phase In | SDG&E | Com | BldgEnv | Com - School | Electric Energy (GWh/year) | Energy Efficiency | 8.2551e-07 | 8.2314e-07 | 8.2159e-07 | 8.209e-07 | 8.2284e-07 | 8.2313e-07 | 8.2376e-07 | 8.2582e-07 | 8.297e-07 | 8.339e-07 | 8.393e-07 | 8.453e-07 | 8.5137e-07
Scenario 4: Reference ZEAS Phase In | SDG&E | Com | BldgEnv | Com - School | Gas Energy (MMTherm/year) | Energy Efficiency | 3.067e-07 | 3.0613e-07 | 3.0584e-07 | 3.0598e-07 | 3.0711e-07 | 3.0757e-07 | 3.0813e-07 | 3.092e-07 | 3.1086e-07 | 3.1271e-07 | 3.1494e-07 | 3.1739e-07 | 3.1986e-07
Scenario 4: Reference ZEAS Phase In | SDG&E | Com | BldgEnv | Com - Warehouse | Electric Demand (MW) | Energy Efficiency | 9.8745e-06 | 9.7662e-06 | 9.6553e-06 | 9.5512e-06 | 9.4224e-06 | 9.3034e-06 | 9.1712e-06 | 9.0363e-06 | 8.3534e-06 | 8.7589e-06 | 9.0629e-06 | 8.9219e-06 | 8.7874e-06
Scenario 4: Reference ZEAS Phase In | SDG&E | Com | BldgEnv | Com - Warehouse | Electric Energy (GWh/year) | Energy Efficiency | 6.4525e-06 | 6.3817e-06 | 6.3093e-06 | 6.2412e-06 | 6.157e-06 | 6.0793e-06 | 5.9929e-06 | 5.9047e-06 | 5.4585e-06 | 5.7235e-06 | 5.9221e-06 | 5.83e-06 | 5.7421e-06
Scenario 4: Reference ZEAS Phase In | SDG&E | Com | BldgEnv | Com - Warehouse | Gas Energy (MMTherm/year) | Energy Efficiency | 2.3157e-06 | 2.2992e-06 | 2.2814e-06 | 2.2646e-06 | 2.2421e-06 | 2.2213e-06 | 2.1973e-06 | 2.1722e-06 | 1.8173e-06 | 2.1176e-06 | 2.3593e-06 | 2.3319e-06 | 2.3048e-06
Scenario 4: Reference ZEAS Phase In | SDG&E | Com | ComRefrig | Com - College | Electric Demand (MW) | Energy Efficiency | 7.1745e-05 | 4.855e-05 | 2.8894e-05 | 1.4811e-05 | 5.7901e-06 | 2.3984e-06 | 7.2956e-07 | 0 | 0 | 0 | 0 | 0 | 0
Scenario 4: Reference ZEAS Phase In | SDG&E | Com | ComRefrig | Com - College | Electric Energy (GWh/year) | Energy Efficiency | 0.00052639 | 0.00036223 | 0.00022013 | 0.00011617 | 4.8311e-05 | 2.0572e-05 | 6.2576e-06 | 0 | 0 | 0 | 0 | 0 | 0
Scenario 4: Reference ZEAS Phase In | SDG&E | Com | ComRefrig | Com - College | Gas Energy (MMTherm/year) | Energy Efficiency | 0 | 0 | 0 | 0 | 0 | 0 | 0 | 0 | 0 | 0 | 0 | 0 | 0
Scenario 4: Reference ZEAS Phase In | SDG&E | Com | ComRefrig | Com - Grocery | Electric Demand (MW) | Energy Efficiency | 0.065963 | 0.034271 | 0.012666 | 0.0051124 | 0.0011996 | 0 | 0 | 0 | 0 | 0 | 0 | 0 | 0
Scenario 4: Reference ZEAS Phase In | SDG&E | Com | ComRefrig | Com - Grocery | Electric Energy (GWh/year) | Energy Efficiency | 0.4958 | 0.26624 | 0.1059 | 0.043851 | 0.01029 | 0 | 0 | 0 | 0 | 0 | 0 | 0 | 0
Scenario 4: Reference ZEAS Phase In | SDG&E | Com | ComRefrig | Com - Grocery | Gas Energy (MMTherm/year) | Energy Efficiency | 0 | 0 | 0 | 0 | 0 | 0 | 0 | 0 | 0 | 0 | 0 | 0 | 0
Scenario 4: Reference ZEAS Phase In | SDG&E | Com | ComRefrig | Com - Refrig. Warehouse | Electric Demand (MW) | Energy Efficiency | 2.1987e-05 | 1.4219e-05 | 7.9988e-06 | 3.748e-06 | 1.2817e-06 | 5.1927e-07 | 6.0664e-08 | 0 | 0 | 0 | 0 | 0 | 0
Scenario 4: Reference ZEAS Phase In | SDG&E | Com | ComRefrig | Com - Refrig. Warehouse | Electric Energy (GWh/year) | Energy Efficiency | 0.00016187 | 0.00010654 | 6.129e-05 | 2.9744e-05 | 1.0993e-05 | 4.454e-06 | 5.2034e-07 | 0 | 0 | 0 | 0 | 0 | 0
Scenario 4: Reference ZEAS Phase In | SDG&E | Com | ComRefrig | Com - Refrig. Warehouse | Gas Energy (MMTherm/year) | Energy Efficiency | 0 | 0 | 0 | 0 | 0 | 0 | 0 | 0 | 0 | 0 | 0 | 0 | 0
Scenario 4: Reference ZEAS Phase In | SDG&E | Com | ComRefrig | Com - Restaurant | Electric Demand (MW) | Energy Efficiency | 0.0025375 | 0.0013459 | 0.00052578 | 0.00021378 | 6.1202e-05 | 0 | 0 | 0 | 0 | 0 | 0 | 0 | 0
Scenario 4: Reference ZEAS Phase In | SDG&E | Com | ComRefrig | Com - Restaurant | Electric Energy (GWh/year) | Energy Efficiency | 0.019064 | 0.010443 | 0.0043623 | 0.0018336 | 0.00052495 | 0 | 0 | 0 | 0 | 0 | 0 | 0 | 0
Scenario 4: Reference ZEAS Phase In | SDG&E | Com | ComRefrig | Com - Restaurant | Gas Energy (MMTherm/year) | Energy Efficiency | 0 | 0 | 0 | 0 | 0 | 0 | 0 | 0 | 0 | 0 | 0 | 0 | 0
Scenario 4: Reference ZEAS Phase In | SDG&E | Com | ComRefrig | Com - Retail | Electric Demand (MW) | Energy Efficiency | 0.028556 | 0.015233 | 0.0060785 | 0.002298 | 0.00065053 | 0 | 0 | 0 | 0 | 0 | 0 | 0 | 0
Scenario 4: Reference ZEAS Phase In | SDG&E | Com | ComRefrig | Com - Retail | Electric Energy (GWh/year) | Energy Efficiency | 0.21413 | 0.11772 | 0.04986 | 0.019711 | 0.0055798 | 0 | 0 | 0 | 0 | 0 | 0 | 0 | 0
Scenario 4: Reference ZEAS Phase In | SDG&E | Com | ComRefrig | Com - Retail | Gas Energy (MMTherm/year) | Energy Efficiency | 0 | 0 | 0 | 0 | 0 | 0 | 0 | 0 | 0 | 0 | 0 | 0 | 0
Scenario 4: Reference ZEAS Phase In | SDG&E | Com | ComRefrig | Com - School | Electric Demand (MW) | Energy Efficiency | 2.8948e-06 | 0 | 0 | 0 | 0 | 0 | 0 | 0 | 0 | 0 | 0 | 0 | 0
Scenario 4: Reference ZEAS Phase In | SDG&E | Com | ComRefrig | Com - School | Electric Energy (GWh/year) | Energy Efficiency | 2.483e-05 | 0 | 0 | 0 | 0 | 0 | 0 | 0 | 0 | 0 | 0 | 0 | 0
Scenario 4: Reference ZEAS Phase In | SDG&E | Com | ComRefrig | Com - School | Gas Energy (MMTherm/year) | Energy Efficiency | 0 | 0 | 0 | 0 | 0 | 0 | 0 | 0 | 0 | 0 | 0 | 0 | 0
Scenario 4: Reference ZEAS Phase In | SDG&E | Com | FoodServ | Com - College | Electric Demand (MW) | Energy Efficiency | 0.0013861 | 0.0015804 | 0.0016586 | 0.0017562 | 0.0018958 | 0.0020129 | 0.0021083 | 0.0021922 | 0.0022761 | 0.0023632 | 0.0024393 | 0.002585 | 0.0026671
Scenario 4: Reference ZEAS Phase In | SDG&E | Com | FoodServ | Com - College | Electric Demand (MW) | Fuel Substitution | -0.00016523 | -0.00019204 | -0.00021869 | -0.00024536 | -0.000272 | -0.00029863 | -0.0003253 | -0.00035194 | -0.0003785 | -0.00040496 | -0.00043118 | -0.00045712 | -0.0004827
Scenario 4: Reference ZEAS Phase In | SDG&E | Com | FoodServ | Com - College | Electric Energy (GWh/year) | Energy Efficiency | 0.0067561 | 0.0076372 | 0.008018 | 0.0084931 | 0.0091428 | 0.0097028 | 0.010167 | 0.010577 | 0.010986 | 0.011412 | 0.011786 | 0.012496 | 0.012899
Scenario 4: Reference ZEAS Phase In | SDG&E | Com | FoodServ | Com - College | Electric Energy (GWh/year) | Fuel Substitution | -0.0017621 | -0.0020497 | -0.0023378 | -0.0026289 | -0.0029237 | -0.0032224 | -0.0035265 | -0.0038357 | -0.0041501 | -0.0044696 | -0.0047931 | -0.0051532 | -0.0055316
Scenario 4: Reference ZEAS Phase In | SDG&E | Com | FoodServ | Com - College | Gas Energy (MMTherm/year) | Energy Efficiency | 0.0030944 | 0.003218 | 0.0033327 | 0.0034673 | 0.0035562 | 0.0036717 | 0.0037815 | 0.0038729 | 0.0039602 | 0.0040478 | 0.0041192 | 0.0042618 | 0.0043277
Scenario 4: Reference ZEAS Phase In | SDG&E | Com | FoodServ | Com - College | Gas Energy (MMTherm/year) | Fuel Substitution | 0.00018228 | 0.00021212 | 0.000242 | 0.00027217 | 0.00030268 | 0.00033357 | 0.00036498 | 0.00039688 | 0.00042928 | 0.00046216 | 0.00049541 | 0.0005323 | 0.00057099
Scenario 4: Reference ZEAS Phase In | SDG&E | Com | FoodServ | Com - Grocery | Electric Demand (MW) | Energy Efficiency | 0.0085791 | 0.010031 | 0.010578 | 0.011139 | 0.012133 | 0.012876 | 0.01344 | 0.013974 | 0.014449 | 0.014947 | 0.015412 | 0.015875 | 0.016353
Scenario 4: Reference ZEAS Phase In | SDG&E | Com | FoodServ | Com - Grocery | Electric Demand (MW) | Fuel Substitution | -0.00097579 | -0.0011299 | -0.0012823 | -0.0014342 | -0.0015855 | -0.0017363 | -0.001887 | -0.0020373 | -0.0021868 | -0.0023354 | -0.0024824 | -0.0026273 | -0.0027698
Scenario 4: Reference ZEAS Phase In | SDG&E | Com | FoodServ | Com - Grocery | Electric Energy (GWh/year) | Energy Efficiency | 0.041808 | 0.048376 | 0.051029 | 0.053759 | 0.058378 | 0.061911 | 0.064648 | 0.067249 | 0.069567 | 0.072 | 0.074278 | 0.076552 | 0.078897
Scenario 4: Reference ZEAS Phase In | SDG&E | Com | FoodServ | Com - Grocery | Electric Energy (GWh/year) | Fuel Substitution | -0.018717 | -0.021402 | -0.024062 | -0.026726 | -0.029397 | -0.032077 | -0.034777 | -0.037494 | -0.040223 | -0.042964 | -0.045702 | -0.048456 | -0.051325
Scenario 4: Reference ZEAS Phase In | SDG&E | Com | FoodServ | Com - Grocery | Gas Energy (MMTherm/year) | Energy Efficiency | 0.020086 | 0.021082 | 0.021986 | 0.022889 | 0.02364 | 0.024468 | 0.025258 | 0.025986 | 0.026607 | 0.027246 | 0.027819 | 0.028367 | 0.028899
Scenario 4: Reference ZEAS Phase In | SDG&E | Com | FoodServ | Com - Grocery | Gas Energy (MMTherm/year) | Fuel Substitution | 0.0019424 | 0.002221 | 0.002497 | 0.0027732 | 0.00305 | 0.0033277 | 0.0036072 | 0.0038882 | 0.0041704 | 0.0044536 | 0.0047363 | 0.0050203 | 0.0053156
Scenario 4: Reference ZEAS Phase In | SDG&E | Com | FoodServ | Com - Health | Electric Demand (MW) | Energy Efficiency | 0.0033638 | 0.0038045 | 0.0039732 | 0.0042084 | 0.0044514 | 0.0045914 | 0.0044311 | 0.0045583 | 0.0047722 | 0.0051319 | 0.0055956 | 0.0054358 | 0.0054004
Scenario 4: Reference ZEAS Phase In | SDG&E | Com | FoodServ | Com - Health | Electric Demand (MW) | Fuel Substitution | -0.0004296 | -0.00050202 | -0.0005745 | -0.00064749 | -0.00072086 | -0.00079454 | -0.00086845 | -0.00094233 | -0.001016 | -0.0010895 | -0.0011626 | -0.0012349 | -0.001306
Scenario 4: Reference ZEAS Phase In | SDG&E | Com | FoodServ | Com - Health | Electric Energy (GWh/year) | Energy Efficiency | 0.016727 | 0.018736 | 0.019573 | 0.020736 | 0.02189 | 0.022569 | 0.021799 | 0.022435 | 0.023494 | 0.025268 | 0.027553 | 0.026788 | 0.026631
Scenario 4: Reference ZEAS Phase In | SDG&E | Com | FoodServ | Com - Health | Electric Energy (GWh/year) | Fuel Substitution | -0.0056041 | -0.0064778 | -0.0073575 | -0.0082507 | -0.0091589 | -0.010083 | -0.011027 | -0.011983 | -0.01295 | -0.013928 | -0.014912 | -0.015909 | -0.016967
Scenario 4: Reference ZEAS Phase In | SDG&E | Com | FoodServ | Com - Health | Gas Energy (MMTherm/year) | Energy Efficiency | 0.0088691 | 0.0092035 | 0.0095174 | 0.0099151 | 0.010152 | 0.01032 | 0.010118 | 0.010307 | 0.0106 | 0.011073 | 0.011666 | 0.011445 | 0.011371
Scenario 4: Reference ZEAS Phase In | SDG&E | Com | FoodServ | Com - Health | Gas Energy (MMTherm/year) | Fuel Substitution | 0.00059462 | 0.0006878 | 0.00078155 | 0.00087665 | 0.00097325 | 0.0010714 | 0.0011716 | 0.0012729 | 0.0013753 | 0.0014786 | 0.0015824 | 0.0016874 | 0.0017985
Scenario 4: Reference ZEAS Phase In | SDG&E | Com | FoodServ | Com - Lodging | Electric Demand (MW) | Energy Efficiency | 0.0054679 | 0.0059418 | 0.0061568 | 0.0064378 | 0.0066571 | 0.0069061 | 0.0070945 | 0.0072743 | 0.0074749 | 0.0076543 | 0.0077941 | 0.0079298 | 0.0080847
Scenario 4: Reference ZEAS Phase In | SDG&E | Com | FoodServ | Com - Lodging | Electric Demand (MW) | Fuel Substitution | -0.00059758 | -0.0006907 | -0.00078299 | -0.00087505 | -0.00096671 | -0.001058 | -0.0011489 | -0.0012393 | -0.0013289 | -0.0014176 | -0.0015049 | -0.0015906 | -0.0016742
Scenario 4: Reference ZEAS Phase In | SDG&E | Com | FoodServ | Com - Lodging | Electric Energy (GWh/year) | Energy Efficiency | 0.032968 | 0.035331 | 0.036565 | 0.038164 | 0.039347 | 0.040736 | 0.041803 | 0.042818 | 0.043945 | 0.044952 | 0.045738 | 0.046498 | 0.047361
Scenario 4: Reference ZEAS Phase In | SDG&E | Com | FoodServ | Com - Lodging | Electric Energy (GWh/year) | Fuel Substitution | -0.0074985 | -0.0085961 | -0.0096871 | -0.01078 | -0.011876 | -0.012973 | -0.014076 | -0.015181 | -0.016286 | -0.01739 | -0.018486 | -0.019572 | -0.020646
Scenario 4: Reference ZEAS Phase In | SDG&E | Com | FoodServ | Com - Lodging | Gas Energy (MMTherm/year) | Energy Efficiency | 0.0080317 | 0.0082691 | 0.0084893 | 0.0087724 | 0.0089163 | 0.0091272 | 0.0092834 | 0.0094239 | 0.0095785 | 0.0097048 | 0.0097853 | 0.0098558 | 0.0099385
Scenario 4: Reference ZEAS Phase In | SDG&E | Com | FoodServ | Com - Lodging | Gas Energy (MMTherm/year) | Fuel Substitution | 0.00077515 | 0.00088882 | 0.0010018 | 0.0011149 | 0.0012282 | 0.0013417 | 0.0014556 | 0.0015697 | 0.0016837 | 0.0017975 | 0.0019105 | 0.0020222 | 0.0021328
Scenario 4: Reference ZEAS Phase In | SDG&E | Com | FoodServ | Com - Office (Large) | Electric Demand (MW) | Energy Efficiency | 0.00025422 | 0.00026082 | 0.00026645 | 0.00027157 | 0.0002752 | 0.00028012 | 0.00028517 | 0.00028882 | 0.00029023 | 0.00029203 | 0.00029325 | 0.00029444 | 0.00029556
Scenario 4: Reference ZEAS Phase In | SDG&E | Com | FoodServ | Com - Office (Large) | Electric Energy (GWh/year) | Energy Efficiency | 0.0022298 | 0.0022877 | 0.0023371 | 0.002382 | 0.0024138 | 0.002457 | 0.0025013 | 0.0025333 | 0.0025457 | 0.0025615 | 0.0025722 | 0.0025826 | 0.0025924
Scenario 4: Reference ZEAS Phase In | SDG&E | Com | FoodServ | Com - Office (Small) | Electric Demand (MW) | Energy Efficiency | 9.032e-05 | 9.3648e-05 | 9.665e-05 | 9.936e-05 | 0.00010176 | 0.00010397 | 0.00010597 | 0.00010771 | 0.00010926 | 0.00011062 | 0.00011183 | 0.00011291 | 0.00011389
Scenario 4: Reference ZEAS Phase In | SDG&E | Com | FoodServ | Com - Office (Small) | Electric Energy (GWh/year) | Energy Efficiency | 0.00079221 | 0.0008214 | 0.00084773 | 0.00087151 | 0.00089252 | 0.00091192 | 0.00092946 | 0.00094475 | 0.00095838 | 0.00097026 | 0.00098088 | 0.0009904 | 0.00099895
Scenario 4: Reference ZEAS Phase In | SDG&E | Com | FoodServ | Com - Other | Electric Demand (MW) | Energy Efficiency | 0.013585 | 0.015731 | 0.016767 | 0.017787 | 0.019072 | 0.020205 | 0.021186 | 0.022131 | 0.023045 | 0.023961 | 0.024842 | 0.025726 | 0.026623
Scenario 4: Reference ZEAS Phase In | SDG&E | Com | FoodServ | Com - Other | Electric Demand (MW) | Fuel Substitution | -0.0030503 | -0.0035305 | -0.0040095 | -0.0044908 | -0.004974 | -0.0054596 | -0.0059487 | -0.0064403 | -0.0069332 | -0.0074273 | -0.00792 | -0.0084099 | -0.0088956
Scenario 4: Reference ZEAS Phase In | SDG&E | Com | FoodServ | Com - Other | Electric Energy (GWh/year) | Energy Efficiency | 0.066804 | 0.076723 | 0.081869 | 0.086947 | 0.093178 | 0.098772 | 0.1037 | 0.10846 | 0.11309 | 0.11774 | 0.12223 | 0.12673 | 0.13132
Scenario 4: Reference ZEAS Phase In | SDG&E | Com | FoodServ | Com - Other | Electric Energy (GWh/year) | Fuel Substitution | -0.017761 | -0.020557 | -0.02335 | -0.026164 | -0.028999 | -0.031859 | -0.034752 | -0.037676 | -0.040624 | -0.043598 | -0.046612 | -0.049721 | -0.052853
Scenario 4: Reference ZEAS Phase In | SDG&E | Com | FoodServ | Com - Other | Gas Energy (MMTherm/year) | Energy Efficiency | 0.021717 | 0.022954 | 0.024138 | 0.025277 | 0.026267 | 0.027313 | 0.028313 | 0.029247 | 0.030125 | 0.030986 | 0.031781 | 0.032547 | 0.033312
Scenario 4: Reference ZEAS Phase In | SDG&E | Com | FoodServ | Com - Other | Gas Energy (MMTherm/year) | Fuel Substitution | 0.0017015 | 0.0019699 | 0.0022378 | 0.0025078 | 0.0027797 | 0.003054 | 0.0033315 | 0.0036118 | 0.0038945 | 0.0041796 | 0.0044687 | 0.0047673 | 0.0050682
Scenario 4: Reference ZEAS Phase In | SDG&E | Com | FoodServ | Com - Restaurant | Electric Demand (MW) | Energy Efficiency | 0.023703 | 0.025138 | 0.02583 | 0.026278 | 0.03536 | 0.037191 | 0.038862 | 0.040477 | 0.041962 | 0.043425 | 0.044881 | 0.046313 | 0.047706
Scenario 4: Reference ZEAS Phase In | SDG&E | Com | FoodServ | Com - Restaurant | Electric Demand (MW) | Fuel Substitution | -0.0061346 | -0.0070623 | -0.0079706 | -0.0088652 | -0.0097583 | -0.010648 | -0.011537 | -0.012422 | -0.013303 | -0.014179 | -0.015045 | -0.015899 | -0.016738
Scenario 4: Reference ZEAS Phase In | SDG&E | Com | FoodServ | Com - Restaurant | Electric Energy (GWh/year) | Energy Efficiency | 0.12527 | 0.13211 | 0.13578 | 0.13821 | 0.18397 | 0.1933 | 0.20195 | 0.21033 | 0.21806 | 0.22567 | 0.23326 | 0.24073 | 0.24801
Scenario 4: Reference ZEAS Phase In | SDG&E | Com | FoodServ | Com - Restaurant | Electric Energy (GWh/year) | Fuel Substitution | -0.060925 | -0.06963 | -0.078193 | -0.08665 | -0.094908 | -0.1032 | -0.11151 | -0.11983 | -0.12813 | -0.13642 | -0.14464 | -0.15279 | -0.16095
Scenario 4: Reference ZEAS Phase In | SDG&E | Com | FoodServ | Com - Restaurant | Gas Energy (MMTherm/year) | Energy Efficiency | 0.04844 | 0.049621 | 0.050779 | 0.051563 | 0.062659 | 0.064844 | 0.067017 | 0.069067 | 0.070901 | 0.072655 | 0.074346 | 0.075956 | 0.077446
Scenario 4: Reference ZEAS Phase In | SDG&E | Com | FoodServ | Com - Restaurant | Gas Energy (MMTherm/year) | Fuel Substitution | 0.0061175 | 0.0069906 | 0.0078495 | 0.0086976 | 0.0095245 | 0.010355 | 0.011187 | 0.012018 | 0.012849 | 0.013677 | 0.014499 | 0.015313 | 0.016128
Scenario 4: Reference ZEAS Phase In | SDG&E | Com | FoodServ | Com - Retail | Electric Demand (MW) | Energy Efficiency | 0.00030074 | 0.00029939 | 0.00029794 | 0.00029252 | 0.0002794 | 0.000274 | 0.00026474 | 0.00025522 | 0.00024728 | 0.00024281 | 0.00023852 | 0.00023817 | 0.00023989
Scenario 4: Reference ZEAS Phase In | SDG&E | Com | FoodServ | Com - Retail | Electric Energy (GWh/year) | Energy Efficiency | 0.0020796 | 0.0020849 | 0.0020878 | 0.0020675 | 0.0020038 | 0.0019808 | 0.0019355 | 0.0018877 | 0.0018475 | 0.0018249 | 0.0018025 | 0.0018004 | 0.0018087
Scenario 4: Reference ZEAS Phase In | SDG&E | Com | FoodServ | Com - Retail | Gas Energy (MMTherm/year) | Energy Efficiency | 1.246e-05 | 1.2078e-05 | 1.1727e-05 | 1.112e-05 | 9.9726e-06 | 9.4318e-06 | 8.6285e-06 | 7.8299e-06 | 7.1745e-06 | 6.8023e-06 | 6.4636e-06 | 6.4421e-06 | 6.595e-06
Scenario 4: Reference ZEAS Phase In | SDG&E | Com | FoodServ | Com - School | Electric Demand (MW) | Energy Efficiency | 0.0061793 | 0.0075253 | 0.0079168 | 0.0082952 | 0.008738 | 0.0091271 | 0.009473 | 0.0098178 | 0.010166 | 0.010503 | 0.010839 | 0.011167 | 0.011483
Scenario 4: Reference ZEAS Phase In | SDG&E | Com | FoodServ | Com - School | Electric Demand (MW) | Fuel Substitution | -0.00021049 | -0.00024258 | -0.00027417 | -0.00030555 | -0.00033671 | -0.00036767 | -0.00039852 | -0.00042918 | -0.00045961 | -0.00048979 | -0.00051954 | -0.00054881 | -0.00057749
Scenario 4: Reference ZEAS Phase In | SDG&E | Com | FoodServ | Com - School | Electric Energy (GWh/year) | Energy Efficiency | 0.031577 | 0.037659 | 0.039623 | 0.041524 | 0.043715 | 0.045656 | 0.047402 | 0.049145 | 0.050907 | 0.052617 | 0.054321 | 0.055991 | 0.057598
Scenario 4: Reference ZEAS Phase In | SDG&E | Com | FoodServ | Com - School | Electric Energy (GWh/year) | Fuel Substitution | -0.0025938 | -0.002992 | -0.0033885 | -0.0037883 | -0.0041925 | -0.0046027 | -0.0050212 | -0.005448 | -0.005885 | -0.0063643 | -0.0068737 | -0.0074029 | -0.0079511
Scenario 4: Reference ZEAS Phase In | SDG&E | Com | FoodServ | Com - School | Gas Energy (MMTherm/year) | Energy Efficiency | 0.0075624 | 0.0078592 | 0.0081308 | 0.0083799 | 0.0086222 | 0.0088316 | 0.0090248 | 0.0092108 | 0.0093935 | 0.0095553 | 0.0097094 | 0.0098538 | 0.0099849
Scenario 4: Reference ZEAS Phase In | SDG&E | Com | FoodServ | Com - School | Gas Energy (MMTherm/year) | Fuel Substitution | 0.0002712 | 0.00031291 | 0.0003544 | 0.00039618 | 0.00043835 | 0.00048109 | 0.00052463 | 0.00056896 | 0.00061425 | 0.00066376 | 0.00071622 | 0.00077061 | 0.00082685
Scenario 4: Reference ZEAS Phase In | SDG&E | Com | HVAC | Com - College | Electric Demand (MW) | Energy Efficiency | 0.0064476 | 0.0070004 | 0.0075295 | 0.0041442 | 0.0043556 | 0.0046939 | 0.0095414 | 0.010004 | 0.0055212 | 0.00584 | 0.0061081 | 0.0067294 | 0.0070297
Scenario 4: Reference ZEAS Phase In | SDG&E | Com | HVAC | Com - College | Electric Energy (GWh/year) | Energy Efficiency | 0.016614 | 0.018382 | 0.019951 | 0.0042632 | 0.0044982 | 0.004821 | 0.024182 | 0.025155 | 0.0048496 | 0.0051006 | 0.005315 | 0.0057609 | 0.0059915
Scenario 4: Reference ZEAS Phase In | SDG&E | Com | HVAC | Com - College | Electric Energy (GWh/year) | Fuel Substitution | 2.2472e-07 | 2.472e-07 | 2.7038e-07 | 4.6993e-07 | 0 | 0 | 0 | 0 | 0 | 0 | 0 | 0 | 0
Scenario 4: Reference ZEAS Phase In | SDG&E | Com | HVAC | Com - College | Gas Energy (MMTherm/year) | Energy Efficiency | 0.00027888 | 0.00049729 | 0.00062273 | 0.00069237 | 0.00073515 | 0.00079332 | 0.00042392 | 0.00044991 | 0.00049148 | 0.00052079 | 0.00054534 | 0.00060385 | 0.00063165
Scenario 4: Reference ZEAS Phase In | SDG&E | Com | HVAC | Com - College | Gas Energy (MMTherm/year) | Fuel Substitution | 5.4411e-08 | 5.9856e-08 | 6.5466e-08 | 8.4647e-08 | 0 | 0 | 0 | 0 | 0 | 0 | 0 | 0 | 0
Scenario 4: Reference ZEAS Phase In | SDG&E | Com | HVAC | Com - Grocery | Electric Demand (MW) | Energy Efficiency | 0.0045475 | 0.0050779 | 0.0056265 | 0.00621 | 0.0067986 | 0.007439 | 0.0081095 | 0.0088041 | 0.0034156 | 0.0018542 | 0.0019856 | 0.0021194 | 0.00064949
Scenario 4: Reference ZEAS Phase In | SDG&E | Com | HVAC | Com - Grocery | Electric Energy (GWh/year) | Energy Efficiency | 0.023868 | 0.026605 | 0.02943 | 0.032446 | 0.035465 | 0.03878 | 0.042251 | 0.045841 | 0.018695 | 0.010892 | 0.011632 | 0.012391 | 0.0058097
Scenario 4: Reference ZEAS Phase In | SDG&E | Com | HVAC | Com - Grocery | Electric Energy (GWh/year) | Fuel Substitution | -8.1862e-05 | -8.9423e-05 | -9.7129e-05 | -0.00010514 | 0 | 0 | 0 | 0 | 0 | 0 | 0 | 0 | 0
Scenario 4: Reference ZEAS Phase In | SDG&E | Com | HVAC | Com - Grocery | Gas Energy (MMTherm/year) | Energy Efficiency | 0.00023141 | 0.00024781 | 0.0002632 | 0.00028159 | 0.00029541 | 0.00031578 | 0.0003369 | 0.00035727 | 0.00046011 | 0.00051284 | 0.00054048 | 0.00056949 | 0.0006062
Scenario 4: Reference ZEAS Phase In | SDG&E | Com | HVAC | Com - Grocery | Gas Energy (MMTherm/year) | Fuel Substitution | 1.2485e-05 | 1.3641e-05 | 1.482e-05 | 1.604e-05 | 0 | 0 | 0 | 0 | 0 | 0 | 0 | 0 | 0
Scenario 4: Reference ZEAS Phase In | SDG&E | Com | HVAC | Com - Health | Electric Demand (MW) | Energy Efficiency | 0.0066303 | 0.0073064 | 0.0080062 | 0.0088487 | 0.0096219 | 0.010333 | 0.010731 | 0.011428 | 0.010813 | 0.012241 | 0.013032 | 0.013463 | 0.013926
Scenario 4: Reference ZEAS Phase In | SDG&E | Com | HVAC | Com - Health | Electric Energy (GWh/year) | Energy Efficiency | 0.052446 | 0.064154 | 0.069379 | 0.075859 | 0.083057 | 0.08819 | 0.090215 | 0.09537 | 0.080212 | 0.091778 | 0.098373 | 0.10025 | 0.11432
Scenario 4: Reference ZEAS Phase In | SDG&E | Com | HVAC | Com - Health | Electric Energy (GWh/year) | Fuel Substitution | 3.4993e-06 | 3.8513e-06 | 4.2168e-06 | 4.5933e-06 | 0 | 0 | 0 | 0 | 0 | 0 | 0 | 0 | 0
Scenario 4: Reference ZEAS Phase In | SDG&E | Com | HVAC | Com - Health | Gas Energy (MMTherm/year) | Energy Efficiency | 0.0019605 | 0.0035606 | 0.0037176 | 0.004285 | 0.0049481 | 0.0051068 | 0.0044097 | 0.0045669 | 0.0022345 | 0.0024811 | 0.0028336 | 0.0026476 | 0.0050854
Scenario 4: Reference ZEAS Phase In | SDG&E | Com | HVAC | Com - Health | Gas Energy (MMTherm/year) | Fuel Substitution | 6.94e-07 | 7.6479e-07 | 8.3795e-07 | 9.1373e-07 | 0 | 0 | 0 | 0 | 0 | 0 | 0 | 0 | 0
Scenario 4: Reference ZEAS Phase In | SDG&E | Com | HVAC | Com - Lodging | Electric Demand (MW) | Energy Efficiency | 0.0054362 | 0.0060044 | 0.0065865 | 0.0072171 | 0.0077873 | 0.0084031 | 0.0089161 | 0.0094985 | 0.0043887 | 0.0036354 | 0.003848 | 0.0040651 | 0.004293
Scenario 4: Reference ZEAS Phase In | SDG&E | Com | HVAC | Com - Lodging | Electric Energy (GWh/year) | Energy Efficiency | 0.041769 | 0.045191 | 0.048661 | 0.052463 | 0.055744 | 0.059342 | 0.062143 | 0.065405 | 0.026437 | 0.023296 | 0.024442 | 0.025615 | 0.026895
Scenario 4: Reference ZEAS Phase In | SDG&E | Com | HVAC | Com - Lodging | Electric Energy (GWh/year) | Fuel Substitution | -1.1465e-05 | -1.2548e-05 | -1.3667e-05 | -1.4833e-05 | 0 | 0 | 0 | 0 | 0 | 0 | 0 | 0 | 0
Scenario 4: Reference ZEAS Phase In | SDG&E | Com | HVAC | Com - Lodging | Gas Energy (MMTherm/year) | Energy Efficiency | 0.0018977 | 0.0019957 | 0.002096 | 0.0022182 | 0.002311 | 0.0024268 | 0.0022308 | 0.0023217 | 0.00077354 | 0.00076354 | 0.00078322 | 0.0008039 | 0.00083165
Scenario 4: Reference ZEAS Phase In | SDG&E | Com | HVAC | Com - Lodging | Gas Energy (MMTherm/year) | Fuel Substitution | 2.8399e-06 | 3.1082e-06 | 3.3845e-06 | 3.6703e-06 | 0 | 0 | 0 | 0 | 0 | 0 | 0 | 0 | 0
Scenario 4: Reference ZEAS Phase In | SDG&E | Com | HVAC | Com - Office (Large) | Electric Demand (MW) | Energy Efficiency | 0.00056175 | 0.00060423 | 0.00064594 | 0.00068777 | 0.00072668 | 0.00077047 | 0.00022709 | 0.00023566 | 0.0002422 | 0.00024886 | 0.00025477 | 0.00026038 | 0.00026564
Scenario 4: Reference ZEAS Phase In | SDG&E | Com | HVAC | Com - Office (Large) | Electric Energy (GWh/year) | Energy Efficiency | 0.0032761 | 0.0035338 | 0.0037886 | 0.0040454 | 0.0042863 | 0.0045577 | 0.00058104 | 0.00060298 | 0.00061971 | 0.00063675 | 0.00065187 | 0.00066623 | 0.00067969
Scenario 4: Reference ZEAS Phase In | SDG&E | Com | HVAC | Com - Office (Large) | Gas Energy (MMTherm/year) | Energy Efficiency | 0.0015229 | 0.0016464 | 0.0017689 | 0.001893 | 0.00201 | 0.0021421 | 0 | 0 | 0 | 0 | 0 | 0 | 0
Scenario 4: Reference ZEAS Phase In | SDG&E | Com | HVAC | Com - Office (Small) | Electric Demand (MW) | Energy Efficiency | 0.0033739 | 0.0036372 | 0.0039014 | 0.0041673 | 0.0044257 | 0.0046927 | 0.004959 | 0.005212 | 0.0054587 | 0.0056928 | 0.0059202 | 0.0061412 | 0.0063552
Scenario 4: Reference ZEAS Phase In | SDG&E | Com | HVAC | Com - Office (Small) | Electric Energy (GWh/year) | Energy Efficiency | 0.0026478 | 0.0028521 | 0.0030553 | 0.0032579 | 0.0034537 | 0.0036532 | 0.0038502 | 0.0040367 | 0.0042172 | 0.0043875 | 0.0045517 | 0.0047098 | 0.0048616
Scenario 4: Reference ZEAS Phase In | SDG&E | Com | HVAC | Com - Office (Small) | Gas Energy (MMTherm/year) | Energy Efficiency | 0.0001963 | 0.00021172 | 0.00022727 | 0.00024299 | 0.00025831 | 0.00027426 | 0.00029025 | 0.00030547 | 0.00032035 | 0.00033451 | 0.00034832 | 0.00036179 | 0.00037489
Scenario 4: Reference ZEAS Phase In | SDG&E | Com | HVAC | Com - Other | Electric Demand (MW) | Energy Efficiency | 0.042839 | 0.047349 | 0.051949 | 0.056673 | 0.060849 | 0.065805 | 0.070812 | 0.075682 | 0.07665 | 0.080018 | 0.08799 | 0.093742 | 0.098593
Scenario 4: Reference ZEAS Phase In | SDG&E | Com | HVAC | Com - Other | Electric Energy (GWh/year) | Energy Efficiency | 0.044314 | 0.049377 | 0.054395 | 0.059423 | 0.06398 | 0.069302 | 0.074714 | 0.080046 | 0.072951 | 0.07346 | 0.090108 | 0.099027 | 0.10448
Scenario 4: Reference ZEAS Phase In | SDG&E | Com | HVAC | Com - Other | Electric Energy (GWh/year) | Fuel Substitution | -4.6272e-05 | -5.0808e-05 | -5.5469e-05 | -5.9194e-05 | 0 | 0 | 0 | 0 | 0 | 0 | 0 | 0 | 0
Scenario 4: Reference ZEAS Phase In | SDG&E | Com | HVAC | Com - Other | Gas Energy (MMTherm/year) | Energy Efficiency | 0.0058214 | 0.0064058 | 0.0070108 | 0.0076399 | 0.0081921 | 0.0088514 | 0.0095169 | 0.010163 | 0.010534 | 0.011078 | 0.01193 | 0.012629 | 0.013275
Scenario 4: Reference ZEAS Phase In | SDG&E | Com | HVAC | Com - Other | Gas Energy (MMTherm/year) | Fuel Substitution | 7.6891e-06 | 8.4418e-06 | 9.2154e-06 | 1.0175e-05 | 0 | 0 | 0 | 0 | 0 | 0 | 0 | 0 | 0
Scenario 4: Reference ZEAS Phase In | SDG&E | Com | HVAC | Com - Restaurant | Electric Demand (MW) | Energy Efficiency | 0.00097449 | 0.0009057 | 0.0008501 | 0.00075716 | 0.0030329 | 0.0032618 | 0.0035175 | 0.0037774 | 0.0040197 | 0.0042676 | 0.0045225 | 0.0047779 | 0.0050277
Scenario 4: Reference ZEAS Phase In | SDG&E | Com | HVAC | Com - Restaurant | Electric Energy (GWh/year) | Energy Efficiency | -0.00012723 | -9.0636e-05 | -5.961e-05 | -1.9975e-05 | 9.5617e-05 | 0.00011384 | 0.00013482 | 0.00015878 | 0.00018604 | 0.00021642 | 0.0002502 | 0.00028796 | 0.00032993
Scenario 4: Reference ZEAS Phase In | SDG&E | Com | HVAC | Com - Restaurant | Electric Energy (GWh/year) | Fuel Substitution | 3.98e-08 | 4.3627e-08 | 3.4574e-07 | 3.7549e-07 | 0 | 0 | 0 | 0 | 0 | 0 | 0 | 0 | 0
Scenario 4: Reference ZEAS Phase In | SDG&E | Com | HVAC | Com - Restaurant | Gas Energy (MMTherm/year) | Energy Efficiency | 0.002758 | 0.0030205 | 0.0033029 | 0.0035875 | 0.0045291 | 0.0049872 | 0.005485 | 0.0060163 | 0.0065738 | 0.0071682 | 0.0078013 | 0.0084715 | 0.0091763
Scenario 4: Reference ZEAS Phase In | SDG&E | Com | HVAC | Com - Restaurant | Gas Energy (MMTherm/year) | Fuel Substitution | 9.1533e-09 | 1.0033e-08 | 5.0646e-08 | 5.4996e-08 | 0 | 0 | 0 | 0 | 0 | 0 | 0 | 0 | 0
Scenario 4: Reference ZEAS Phase In | SDG&E | Com | HVAC | Com - Retail | Electric Demand (MW) | Energy Efficiency | 0.011292 | 0.011971 | 0.012662 | 0.013223 | 0.013539 | 0.014098 | 0.01442 | 0.014821 | 0.00099735 | 0.00051437 | 0.00026736 | 0.00013584 | 6.2178e-05
Scenario 4: Reference ZEAS Phase In | SDG&E | Com | HVAC | Com - Retail | Electric Energy (GWh/year) | Energy Efficiency | 0.03168 | 0.034579 | 0.037513 | 0.040294 | 0.042768 | 0.045514 | 0.047388 | 0.049859 | 0.0013292 | 0.00037734 | 0.00026729 | 0.00020944 | 0.00017755
Scenario 4: Reference ZEAS Phase In | SDG&E | Com | HVAC | Com - Retail | Electric Energy (GWh/year) | Fuel Substitution | 3.7168e-06 | 4.0753e-06 | 4.4426e-06 | 4.8188e-06 | 0 | 0 | 0 | 0 | 0 | 0 | 0 | 0 | 0
Scenario 4: Reference ZEAS Phase In | SDG&E | Com | HVAC | Com - Retail | Gas Energy (MMTherm/year) | Energy Efficiency | 0.00048478 | 0.00051854 | 0.00055261 | 0.00058319 | 0.00060679 | 0.00063693 | 0.00030457 | 0.00031518 | 1.7844e-05 | 8.382e-06 | 3.9653e-06 | 1.6097e-06 | 2.8757e-07
Scenario 4: Reference ZEAS Phase In | SDG&E | Com | HVAC | Com - Retail | Gas Energy (MMTherm/year) | Fuel Substitution | 2.7634e-07 | 3.0295e-07 | 3.3022e-07 | 3.5817e-07 | 0 | 0 | 0 | 0 | 0 | 0 | 0 | 0 | 0
Scenario 4: Reference ZEAS Phase In | SDG&E | Com | HVAC | Com - School | Electric Demand (MW) | Energy Efficiency | 0.012404 | 0.012648 | 0.012791 | 0.012856 | 0.012906 | 0.013065 | 0.012843 | 0.01284 | 0.013344 | 0.01393 | 0.014515 | 0.015081 | 0.015614
Scenario 4: Reference ZEAS Phase In | SDG&E | Com | HVAC | Com - School | Electric Energy (GWh/year) | Energy Efficiency | 0.039169 | 0.037862 | 0.035961 | 0.0336 | 0.031011 | 0.029533 | 0.02539 | 0.022767 | 0.02304 | 0.023907 | 0.024784 | 0.025642 | 0.02646
Scenario 4: Reference ZEAS Phase In | SDG&E | Com | HVAC | Com - School | Electric Energy (GWh/year) | Fuel Substitution | 2.5643e-08 | 2.7695e-08 | 2.9729e-08 | 3.175e-08 | 0 | 0 | 0 | 0 | 0 | 0 | 0 | 0 | 0
Scenario 4: Reference ZEAS Phase In | SDG&E | Com | HVAC | Com - School | Gas Energy (MMTherm/year) | Energy Efficiency | 0.0023946 | 0.0025253 | 0.0026558 | 0.002786 | 0.0029274 | 0.0037703 | 0.0031807 | 0.0033096 | 0.0034419 | 0.0035692 | 0.0036985 | 0.0038253 | 0.0039463
Scenario 4: Reference ZEAS Phase In | SDG&E | Com | HVAC | Com - School | Gas Energy (MMTherm/year) | Fuel Substitution | 9.7947e-08 | 1.0577e-07 | 1.1353e-07 | 1.2124e-07 | 0 | 0 | 0 | 0 | 0 | 0 | 0 | 0 | 0
Scenario 4: Reference ZEAS Phase In | SDG&E | Com | HVAC | Com - Warehouse | Electric Demand (MW) | Energy Efficiency | 1.3077e-05 | 1.4163e-05 | 1.5235e-05 | 1.634e-05 | 1.7342e-05 | 1.8378e-05 | 1.9349e-05 | 2.029e-05 | 2.1198e-05 | 2.2081e-05 | 2.2895e-05 | 2.3676e-05 | 6.1577e-06
Scenario 4: Reference ZEAS Phase In | SDG&E | Com | HVAC | Com - Warehouse | Electric Energy (GWh/year) | Energy Efficiency | 4.004e-05 | 4.3367e-05 | 4.6648e-05 | 5.0031e-05 | 5.3098e-05 | 5.6273e-05 | 5.9244e-05 | 6.2127e-05 | 6.4906e-05 | 6.761e-05 | 7.0104e-05 | 7.2493e-05 | 1.8854e-05
Scenario 4: Reference ZEAS Phase In | SDG&E | Com | HVAC | Com - Warehouse | Electric Energy (GWh/year) | Fuel Substitution | -7.9613e-06 | -8.7473e-06 | -9.5159e-06 | -1.0361e-05 | 0 | 0 | 0 | 0 | 0 | 0 | 0 | 0 | 0
Scenario 4: Reference ZEAS Phase In | SDG&E | Com | HVAC | Com - Warehouse | Gas Energy (MMTherm/year) | Energy Efficiency | 0 | 0 | 0 | 0 | 0 | 0 | 0 | 0 | 0 | 0 | 0 | 0 | 0
Scenario 4: Reference ZEAS Phase In | SDG&E | Com | HVAC | Com - Warehouse | Gas Energy (MMTherm/year) | Fuel Substitution | 1.3363e-06 | 1.469e-06 | 1.6239e-06 | 1.7684e-06 | 0 | 0 | 0 | 0 | 0 | 0 | 0 | 0 | 0
Scenario 4: Reference ZEAS Phase In | SDG&E | Com | Lighting | Com - College | Electric Demand (MW) | Energy Efficiency | 0 | 0.0050287 | 0.0073437 | 0.0074618 | 0.0074892 | 0.0075821 | 0.007671 | 0.0077319 | 0.0023867 | 0 | 0 | 0 | 0
Scenario 4: Reference ZEAS Phase In | SDG&E | Com | Lighting | Com - College | Electric Energy (GWh/year) | Energy Efficiency | 0 | 0.019603 | 0.028627 | 0.029088 | 0.029194 | 0.029557 | 0.029903 | 0.03014 | 0.0093039 | 0 | 0 | 0 | 0
Scenario 4: Reference ZEAS Phase In | SDG&E | Com | Lighting | Com - College | Gas Energy (MMTherm/year) | Energy Efficiency | 0 | -8.8034e-05 | -0.00012856 | -0.00013063 | -0.00013111 | -0.00013274 | -0.00013429 | -0.00013536 | -4.1783e-05 | 0 | 0 | 0 | 0
Scenario 4: Reference ZEAS Phase In | SDG&E | Com | Lighting | Com - Grocery | Electric Demand (MW) | Energy Efficiency | 0.008634 | 0.0085813 | 0.0085311 | 0.0085145 | 0.0084693 | 0.0084797 | 0.0084991 | 0.0085169 | 0.0085173 | 0.0061268 | 0.0049939 | 0.0050447 | 0.0050983
Scenario 4: Reference ZEAS Phase In | SDG&E | Com | Lighting | Com - Grocery | Electric Energy (GWh/year) | Energy Efficiency | 0.049473 | 0.049173 | 0.048887 | 0.048794 | 0.048536 | 0.048597 | 0.048709 | 0.048812 | 0.048816 | 0.035157 | 0.028684 | 0.028977 | 0.029284
Scenario 4: Reference ZEAS Phase In | SDG&E | Com | Lighting | Com - Grocery | Gas Energy (MMTherm/year) | Energy Efficiency | -0.00059215 | -0.00058852 | -0.00058507 | -0.00058393 | -0.00058082 | -0.00058153 | -0.00058285 | -0.00058407 | -0.00058409 | -0.00041994 | -0.00034214 | -0.00034563 | -0.0003493
Scenario 4: Reference ZEAS Phase In | SDG&E | Com | Lighting | Com - Health | Electric Demand (MW) | Energy Efficiency | 0.020348 | 0.020046 | 0.019797 | 0.019797 | 0.019545 | 0.019231 | 0.018298 | 0.018156 | 0.018249 | 0.018688 | 0.019351 | 0.018678 | 0.018311
Scenario 4: Reference ZEAS Phase In | SDG&E | Com | Lighting | Com - Health | Electric Energy (GWh/year) | Energy Efficiency | 0.12468 | 0.12283 | 0.12131 | 0.12131 | 0.11976 | 0.11784 | 0.11213 | 0.11126 | 0.11183 | 0.11452 | 0.11858 | 0.11446 | 0.11221
Scenario 4: Reference ZEAS Phase In | SDG&E | Com | Lighting | Com - Health | Gas Energy (MMTherm/year) | Energy Efficiency | -0.00068864 | -0.00067842 | -0.00067001 | -0.00067001 | -0.00066148 | -0.00065084 | -0.0006193 | -0.0006145 | -0.00061764 | -0.0006325 | -0.00065495 | -0.00063217 | -0.00061975
Scenario 4: Reference ZEAS Phase In | SDG&E | Com | Lighting | Com - Office (Large) | Electric Demand (MW) | Energy Efficiency | 0.017217 | 0.017065 | 0.01691 | 0.01678 | 0.016596 | 0.016557 | 0.016566 | 0.016513 | 0.01634 | 0.016227 | 0.016104 | 0.016006 | 0.015926
Scenario 4: Reference ZEAS Phase In | SDG&E | Com | Lighting | Com - Office (Large) | Electric Energy (GWh/year) | Energy Efficiency | 0.12666 | 0.12555 | 0.12441 | 0.12345 | 0.1221 | 0.12181 | 0.12188 | 0.12149 | 0.12021 | 0.11938 | 0.11848 | 0.11776 | 0.11717
Scenario 4: Reference ZEAS Phase In | SDG&E | Com | Lighting | Com - Office (Large) | Gas Energy (MMTherm/year) | Energy Efficiency | -0.00012559 | -0.00012448 | -0.00012335 | -0.0001224 | -0.00012106 | -0.00012078 | -0.00012084 | -0.00012045 | -0.00011919 | -0.00011837 | -0.00011747 | -0.00011675 | -0.00011617
Scenario 4: Reference ZEAS Phase In | SDG&E | Com | Lighting | Com - Refrig. Warehouse | Electric Demand (MW) | Energy Efficiency | 2.0286e-05 | 2.0184e-05 | 2.0117e-05 | 1.9864e-05 | 1.9762e-05 | 1.9716e-05 | 1.9762e-05 | 1.982e-05 | 1.9956e-05 | 2.0058e-05 | 2.0236e-05 | 2.0447e-05 | 2.0653e-05
Scenario 4: Reference ZEAS Phase In | SDG&E | Com | Lighting | Com - Refrig. Warehouse | Electric Energy (GWh/year) | Energy Efficiency | 0.0001805 | 0.00017959 | 0.00017898 | 0.00017673 | 0.00017581 | 0.0001754 | 0.0001758 | 0.00017631 | 0.00017752 | 0.00017843 | 0.00018 | 0.00018188 | 0.00018371
Scenario 4: Reference ZEAS Phase In | SDG&E | Com | Lighting | Com - Restaurant | Electric Demand (MW) | Energy Efficiency | 0.0051987 | 0.0050051 | 0.0048471 | 0.0046828 | 0.0055303 | 0.0055177 | 0.0055195 | 0.0055241 | 0.0055227 | 0.0055266 | 0.0055366 | 0.0055501 | 0.0055653
Scenario 4: Reference ZEAS Phase In | SDG&E | Com | Lighting | Com - Restaurant | Electric Energy (GWh/year) | Energy Efficiency | 0.032527 | 0.031316 | 0.030327 | 0.029299 | 0.0346 | 0.034522 | 0.034532 | 0.034561 | 0.034552 | 0.034577 | 0.034639 | 0.034723 | 0.034818
Scenario 4: Reference ZEAS Phase In | SDG&E | Com | Lighting | Com - Restaurant | Gas Energy (MMTherm/year) | Energy Efficiency | -9.9471e-05 | -9.5767e-05 | -9.2745e-05 | -8.9601e-05 | -0.00010582 | -0.00010558 | -0.00010561 | -0.0001057 | -0.00010568 | -0.00010575 | -0.00010594 | -0.0001062 | -0.00010649
Scenario 4: Reference ZEAS Phase In | SDG&E | Com | Lighting | Com - Retail | Electric Demand (MW) | Energy Efficiency | 0.034921 | 0.033734 | 0.032687 | 0.031631 | 0.030451 | 0.029605 | 0.028731 | 0.027925 | 0.027224 | 0.026662 | 0.026148 | 0.025761 | 0.025448
Scenario 4: Reference ZEAS Phase In | SDG&E | Com | Lighting | Com - Retail | Electric Energy (GWh/year) | Energy Efficiency | 0.21756 | 0.21017 | 0.20364 | 0.19706 | 0.18971 | 0.18444 | 0.179 | 0.17397 | 0.16961 | 0.16611 | 0.1629 | 0.16049 | 0.15854
Scenario 4: Reference ZEAS Phase In | SDG&E | Com | Lighting | Com - Retail | Gas Energy (MMTherm/year) | Energy Efficiency | -0.00032651 | -0.00031541 | -0.00030562 | -0.00029575 | -0.00028472 | -0.00027681 | -0.00026864 | -0.0002611 | -0.00025455 | -0.00024929 | -0.00024448 | -0.00024086 | -0.00023794
Scenario 4: Reference ZEAS Phase In | SDG&E | Com | Lighting | Com - Warehouse | Electric Demand (MW) | Energy Efficiency | 0.00043838 | 0.00044227 | 0.0004464 | 0.00045248 | 0.000456 | 0.00046155 | 0.00046602 | 0.00047064 | 0.00013579 | 0 | 0 | 0 | 0
Scenario 4: Reference ZEAS Phase In | SDG&E | Com | Lighting | Com - Warehouse | Electric Energy (GWh/year) | Energy Efficiency | 0.0036381 | 0.0036704 | 0.0037047 | 0.0037551 | 0.0037843 | 0.0038303 | 0.0038675 | 0.0039058 | 0.0011269 | 0 | 0 | 0 | 0
Scenario 4: Reference ZEAS Phase In | SDG&E | Com | Lighting | Com - Warehouse | Gas Energy (MMTherm/year) | Energy Efficiency | -1.2153e-05 | -1.2261e-05 | -1.2375e-05 | -1.2544e-05 | -1.2641e-05 | -1.2795e-05 | -1.2919e-05 | -1.3047e-05 | -3.7645e-06 | 0 | 0 | 0 | 0
Scenario 4: Reference ZEAS Phase In | SDG&E | Com | WaterHeat | Com - College | Electric Demand (MW) | Energy Efficiency | 0.0051801 | 0.0055729 | 0.0059881 | 0.0064175 | 0.0068028 | 0.0072317 | 0.0076552 | 0.0080734 | 0.0084956 | 0.0089275 | 0.0093441 | 0.0098923 | 0.010331
Scenario 4: Reference ZEAS Phase In | SDG&E | Com | WaterHeat | Com - College | Electric Demand (MW) | Fuel Substitution | 0 | 0 | 0.08149 | 0.18912 | 0.32067 | 0.35184 | 0.38989 | 0.43857 | 0.4826 | 0.52304 | 0.55059 | 0.5692 | 0.58152
Scenario 4: Reference ZEAS Phase In | SDG&E | Com | WaterHeat | Com - College | Electric Energy (GWh/year) | Energy Efficiency | 0.019646 | 0.021136 | 0.022712 | 0.024341 | 0.025802 | 0.027429 | 0.029034 | 0.03062 | 0.032221 | 0.033859 | 0.035439 | 0.037518 | 0.039184
Scenario 4: Reference ZEAS Phase In | SDG&E | Com | WaterHeat | Com - College | Electric Energy (GWh/year) | Fuel Substitution | -0.61749 | -0.67974 | -0.53996 | 0.20154 | 1.1605 | 1.2774 | 1.5484 | 1.7415 | 1.9162 | 2.0766 | 2.1858 | 2.2595 | 2.3082
Scenario 4: Reference ZEAS Phase In | SDG&E | Com | WaterHeat | Com - College | Gas Energy (MMTherm/year) | Energy Efficiency | 0.0055703 | 0.0056551 | 0.0049624 | 0.0050106 | 0.0050349 | 0.0050749 | 0.0034899 | 0.003484 | 2.2117e-05 | 2.2372e-05 | 0.0034647 | 0.0034567 | 0.0034468
Scenario 4: Reference ZEAS Phase In | SDG&E | Com | WaterHeat | Com - College | Gas Energy (MMTherm/year) | Fuel Substitution | 0.069999 | 0.076995 | 0.097343 | 0.063108 | 0.015456 | 0.016385 | 0 | 0 | 0 | 0 | 0 | 0 | 0
Scenario 4: Reference ZEAS Phase In | SDG&E | Com | WaterHeat | Com - Grocery | Electric Demand (MW) | Energy Efficiency | 0.013375 | 0.014423 | 0.015463 | 0.016533 | 0.017555 | 0.018648 | 0.01975 | 0.020847 | 0.021908 | 0.023005 | 0.024088 | 0.025182 | 0.026304
Scenario 4: Reference ZEAS Phase In | SDG&E | Com | WaterHeat | Com - Grocery | Electric Energy (GWh/year) | Energy Efficiency | 0.070239 | 0.075746 | 0.081204 | 0.086826 | 0.092195 | 0.097932 | 0.10372 | 0.10948 | 0.11505 | 0.12082 | 0.1265 | 0.13225 | 0.13814
Scenario 4: Reference ZEAS Phase In | SDG&E | Com | WaterHeat | Com - Grocery | Electric Energy (GWh/year) | Fuel Substitution | -0.022338 | -0.024014 | -0.025656 | -0.027317 | -0.028996 | -0.030709 | 0 | 0 | 0 | 0 | 0 | 0 | 0
Scenario 4: Reference ZEAS Phase In | SDG&E | Com | WaterHeat | Com - Grocery | Gas Energy (MMTherm/year) | Energy Efficiency | 0.0033495 | 0.0033515 | 0.0033492 | 0.0033464 | 0.0033386 | 0.0033333 | 0.0029847 | 0.0029685 | 0.00051152 | 0.00051698 | 0.0028967 | 0.0028781 | 0.0028592
Scenario 4: Reference ZEAS Phase In | SDG&E | Com | WaterHeat | Com - Grocery | Gas Energy (MMTherm/year) | Fuel Substitution | 0.0030264 | 0.0032535 | 0.0034759 | 0.003701 | 0.0039284 | 0.0041606 | 0 | 0 | 0 | 0 | 0 | 0 | 0
Scenario 4: Reference ZEAS Phase In | SDG&E | Com | WaterHeat | Com - Health | Electric Demand (MW) | Energy Efficiency | 0.01685 | 0.018122 | 0.019428 | 0.020864 | 0.022102 | 0.023257 | 0.023802 | 0.024995 | 0.026396 | 0.028162 | 0.030215 | 0.03077 | 0.031604
Scenario 4: Reference ZEAS Phase In | SDG&E | Com | WaterHeat | Com - Health | Electric Demand (MW) | Fuel Substitution | 0 | 0 | 0.10133 | 0.23663 | 0.40357 | 0.44507 | 0.49574 | 0.56075 | 0.6182 | 0.67289 | 0.71154 | 0.7375 | 0.7549
Scenario 4: Reference ZEAS Phase In | SDG&E | Com | WaterHeat | Com - Health | Electric Energy (GWh/year) | Energy Efficiency | 0.13998 | 0.15054 | 0.16141 | 0.17333 | 0.18362 | 0.19321 | 0.19775 | 0.20766 | 0.2193 | 0.23396 | 0.25102 | 0.25563 | 0.26256
Scenario 4: Reference ZEAS Phase In | SDG&E | Com | WaterHeat | Com - Health | Electric Energy (GWh/year) | Fuel Substitution | -1.6752 | -1.8486 | -1.4706 | 0.509 | 3.0977 | 3.4314 | 4.304 | 4.8681 | 5.3665 | 5.8406 | 6.1756 | 6.4004 | 6.5508
Scenario 4: Reference ZEAS Phase In | SDG&E | Com | WaterHeat | Com - Health | Gas Energy (MMTherm/year) | Energy Efficiency | 0.011277 | 0.011497 | 0.0096916 | 0.0098579 | 0.0099241 | 0.009954 | 0.0046428 | 0.0046528 | 8.5919e-05 | 8.7948e-05 | 0.0046536 | 0.0046577 | 0.0046607
Scenario 4: Reference ZEAS Phase In | SDG&E | Com | WaterHeat | Com - Health | Gas Energy (MMTherm/year) | Fuel Substitution | 0.1923 | 0.21203 | 0.26783 | 0.18033 | 0.056177 | 0.059803 | 0 | 0 | 0 | 0 | 0 | 0 | 0
Scenario 4: Reference ZEAS Phase In | SDG&E | Com | WaterHeat | Com - Lodging | Electric Demand (MW) | Energy Efficiency | 0.003912 | 0.0041618 | 0.0044452 | 0.0047224 | 0.0049505 | 0.0052087 | 0.0053377 | 0.0055729 | 0.00581 | 0.0060451 | 0.0062615 | 0.0064747 | 0.0066957
Scenario 4: Reference ZEAS Phase In | SDG&E | Com | WaterHeat | Com - Lodging | Electric Demand (MW) | Fuel Substitution | 0 | 0 | 0.1322 | 0.30684 | 0.5203 | 0.57068 | 0.62988 | 0.70817 | 0.77408 | 0.83693 | 0.87868 | 0.90566 | 0.92274
Scenario 4: Reference ZEAS Phase In | SDG&E | Com | WaterHeat | Com - Lodging | Electric Energy (GWh/year) | Energy Efficiency | 0.031702 | 0.033727 | 0.036022 | 0.038269 | 0.040119 | 0.042212 | 0.043266 | 0.045174 | 0.0471 | 0.049006 | 0.050761 | 0.052489 | 0.05428
Scenario 4: Reference ZEAS Phase In | SDG&E | Com | WaterHeat | Com - Lodging | Electric Energy (GWh/year) | Fuel Substitution | -2.2887 | -2.5095 | -2.0245 | 0.51859 | 3.8106 | 4.2032 | 5.3329 | 5.9953 | 6.5528 | 7.0842 | 7.4369 | 7.6646 | 7.8086
Scenario 4: Reference ZEAS Phase In | SDG&E | Com | WaterHeat | Com - Lodging | Gas Energy (MMTherm/year) | Energy Efficiency | 0.049017 | 0.049185 | 0.047046 | 0.047644 | 0.047511 | 0.047875 | 0.0082885 | 0.0082267 | 8.1237e-05 | 8.1435e-05 | 0.0045965 | 0.004557 | 0.0045154
Scenario 4: Reference ZEAS Phase In | SDG&E | Com | WaterHeat | Com - Lodging | Gas Energy (MMTherm/year) | Fuel Substitution | 0.25805 | 0.28267 | 0.35168 | 0.23848 | 0.080216 | 0.084715 | 0 | 0 | 0 | 0 | 0 | 0 | 0
Scenario 4: Reference ZEAS Phase In | SDG&E | Com | WaterHeat | Com - Office (Large) | Electric Demand (MW) | Energy Efficiency | 0.0035215 | 0.0037694 | 0.0040154 | 0.0042575 | 0.0044849 | 0.0047355 | 0.0049892 | 0.0052322 | 0.0054428 | 0.0056621 | 0.0058735 | 0.0060859 | 0.0062985
Scenario 4: Reference ZEAS Phase In | SDG&E | Com | WaterHeat | Com - Office (Large) | Electric Demand (MW) | Fuel Substitution | 0 | 0 | 0.011084 | 0.025366 | 0.042483 | 0.046101 | 0.051698 | 0.057967 | 0.064158 | 0.069158 | 0.072327 | 0.07419 | 0.075163
Scenario 4: Reference ZEAS Phase In | SDG&E | Com | WaterHeat | Com - Office (Large) | Electric Energy (GWh/year) | Energy Efficiency | 0.063562 | 0.068036 | 0.072483 | 0.076853 | 0.080957 | 0.08548 | 0.09005 | 0.094436 | 0.098237 | 0.10219 | 0.10601 | 0.10984 | 0.11368
Scenario 4: Reference ZEAS Phase In | SDG&E | Com | WaterHeat | Com - Office (Large) | Electric Energy (GWh/year) | Fuel Substitution | -0.3607 | -0.39435 | -0.30778 | 0.17227 | 0.77727 | 0.84405 | 0.97724 | 1.0957 | 1.2126 | 1.307 | 1.3667 | 1.4018 | 1.42
Scenario 4: Reference ZEAS Phase In | SDG&E | Com | WaterHeat | Com - Office (Large) | Gas Energy (MMTherm/year) | Energy Efficiency | 0.011861 | 0.0116 | 0.010699 | 0.010406 | 0.010098 | 0.0098351 | 0.0052511 | 0.0049488 | 0 | 0 | 0.0040837 | 0.003809 | 0.003541
Scenario 4: Reference ZEAS Phase In | SDG&E | Com | WaterHeat | Com - Office (Large) | Gas Energy (MMTherm/year) | Fuel Substitution | 0.040228 | 0.043969 | 0.057552 | 0.034488 | 0.0035767 | 0.0037859 | 0 | 0 | 0 | 0 | 0 | 0 | 0
Scenario 4: Reference ZEAS Phase In | SDG&E | Com | WaterHeat | Com - Office (Small) | Electric Demand (MW) | Energy Efficiency | 0.00020845 | 0.00022353 | 0.00023868 | 0.00025354 | 0.0002682 | 0.00028287 | 0.00029745 | 0.00031179 | 0.00032599 | 0.00033999 | 0.00035387 | 0.00036764 | 0.0003813
Scenario 4: Reference ZEAS Phase In | SDG&E | Com | WaterHeat | Com - Office (Small) | Electric Demand (MW) | Fuel Substitution | 0 | 0 | 0.00078887 | 0.001819 | 0.0030659 | 0.0033452 | 0.0036869 | 0.0041209 | 0.0045097 | 0.0048587 | 0.005086 | 0.0052282 | 0.0053134
Scenario 4: Reference ZEAS Phase In | SDG&E | Com | WaterHeat | Com - Office (Small) | Electric Energy (GWh/year) | Energy Efficiency | 0.022255 | 0.023865 | 0.025484 | 0.027071 | 0.028635 | 0.030202 | 0.031759 | 0.03329 | 0.034807 | 0.036301 | 0.037782 | 0.039253 | 0.040712
Scenario 4: Reference ZEAS Phase In | SDG&E | Com | WaterHeat | Com - Office (Small) | Electric Energy (GWh/year) | Fuel Substitution | -0.15875 | -0.17409 | -0.13379 | 0.070555 | 0.33157 | 0.36212 | 0.4118 | 0.46025 | 0.50362 | 0.54255 | 0.56789 | 0.58371 | 0.59317
Scenario 4: Reference ZEAS Phase In | SDG&E | Com | WaterHeat | Com - Office (Small) | Gas Energy (MMTherm/year) | Energy Efficiency | 0.0060687 | 0.0060435 | 0.0058428 | 0.0057939 | 0.0057411 | 0.0056848 | 0.0056254 | 0.0055629 | 0 | 0 | 0.0053229 | 0.005251 | 0.0051763
Scenario 4: Reference ZEAS Phase In | SDG&E | Com | WaterHeat | Com - Office (Small) | Gas Energy (MMTherm/year) | Fuel Substitution | 0.017547 | 0.019236 | 0.024475 | 0.014751 | 0.0014871 | 0.0015685 | 0 | 0 | 0 | 0 | 0 | 0 | 0
Scenario 4: Reference ZEAS Phase In | SDG&E | Com | WaterHeat | Com - Other | Electric Demand (MW) | Energy Efficiency | 0.10155 | 0.10994 | 0.11856 | 0.1272 | 0.13556 | 0.14437 | 0.15326 | 0.16213 | 0.171 | 0.18001 | 0.18896 | 0.19804 | 0.20731
Scenario 4: Reference ZEAS Phase In | SDG&E | Com | WaterHeat | Com - Other | Electric Demand (MW) | Fuel Substitution | 0 | 0 | 0.42762 | 0.99122 | 1.68 | 1.8433 | 2.0519 | 2.3109 | 2.5536 | 2.7708 | 2.9186 | 3.0166 | 3.0803
Scenario 4: Reference ZEAS Phase In | SDG&E | Com | WaterHeat | Com - Other | Electric Energy (GWh/year) | Energy Efficiency | 0.65535 | 0.70948 | 0.76513 | 0.82087 | 0.87482 | 0.93174 | 0.98906 | 1.0463 | 1.1035 | 1.1617 | 1.2195 | 1.2781 | 1.3379
Scenario 4: Reference ZEAS Phase In | SDG&E | Com | WaterHeat | Com - Other | Electric Energy (GWh/year) | Fuel Substitution | -5.8408 | -6.4226 | -5.2332 | 1.4395 | 10.0689 | 11.091 | 13.8703 | 15.6202 | 17.2591 | 18.7254 | 19.7224 | 20.3827 | 20.8115
Scenario 4: Reference ZEAS Phase In | SDG&E | Com | WaterHeat | Com - Other | Gas Energy (MMTherm/year) | Energy Efficiency | 0.021964 | 0.022522 | 0.016098 | 0.016182 | 0.016237 | 0.016302 | 0.013083 | 0.013046 | 0.0012369 | 0.0012529 | 0.012551 | 0.012498 | 0.012441
Scenario 4: Reference ZEAS Phase In | SDG&E | Com | WaterHeat | Com - Other | Gas Energy (MMTherm/year) | Fuel Substitution | 0.64811 | 0.71212 | 0.89592 | 0.59215 | 0.16983 | 0.18043 | 0 | 0 | 0 | 0 | 0 | 0 | 0
Scenario 4: Reference ZEAS Phase In | SDG&E | Com | WaterHeat | Com - Refrig. Warehouse | Electric Demand (MW) | Energy Efficiency | 6.6229e-05 | 7.1262e-05 | 7.6324e-05 | 8.0838e-05 | 8.5635e-05 | 9.0523e-05 | 9.564e-05 | 0.00010078 | 0.00010618 | 0.00011146 | 0.00011703 | 0.00012275 | 0.00012849
Scenario 4: Reference ZEAS Phase In | SDG&E | Com | WaterHeat | Com - Refrig. Warehouse | Electric Demand (MW) | Fuel Substitution | 0 | 0 | 7.2433e-05 | 0.00016791 | 0.00028449 | 0.00031185 | 0.00033995 | 0.00038154 | 0.0004155 | 0.00044777 | 0.00046993 | 0.00048439 | 0.00049368
Scenario 4: Reference ZEAS Phase In | SDG&E | Com | WaterHeat | Com - Refrig. Warehouse | Electric Energy (GWh/year) | Energy Efficiency | 0.00076142 | 0.00081928 | 0.0008775 | 0.00092939 | 0.00098454 | 0.0010407 | 0.0010996 | 0.0011586 | 0.0012207 | 0.0012814 | 0.0013454 | 0.0014113 | 0.0014772
Scenario 4: Reference ZEAS Phase In | SDG&E | Com | WaterHeat | Com - Refrig. Warehouse | Electric Energy (GWh/year) | Fuel Substitution | -0.0017519 | -0.0019116 | -0.001471 | 0.00046702 | 0.0029664 | 0.0032714 | 0.0040875 | 0.0045873 | 0.0049952 | 0.0053827 | 0.0056485 | 0.0058218 | 0.0059331
Scenario 4: Reference ZEAS Phase In | SDG&E | Com | WaterHeat | Com - Refrig. Warehouse | Gas Energy (MMTherm/year) | Energy Efficiency | 3.7613e-06 | 3.9599e-06 | 2.5953e-06 | 2.6518e-06 | 2.7281e-06 | 2.8082e-06 | 0 | 0.00010958 | 0 | 0 | 0.00010895 | 0.00010865 | 0.00010831
Scenario 4: Reference ZEAS Phase In | SDG&E | Com | WaterHeat | Com - Refrig. Warehouse | Gas Energy (MMTherm/year) | Fuel Substitution | 0.0002045 | 0.00022287 | 0.00027131 | 0.00018442 | 6.3442e-05 | 6.6735e-05 | 0 | 0 | 0 | 0 | 0 | 0 | 0
Scenario 4: Reference ZEAS Phase In | SDG&E | Com | WaterHeat | Com - Restaurant | Electric Demand (MW) | Energy Efficiency | 0.029376 | 0.030882 | 0.032445 | 0.033745 | 0.041349 | 0.043736 | 0.046183 | 0.048637 | 0.05104 | 0.053458 | 0.055901 | 0.058356 | 0.060807
Scenario 4: Reference ZEAS Phase In | SDG&E | Com | WaterHeat | Com - Restaurant | Electric Demand (MW) | Fuel Substitution | 0 | 0 | 0.41595 | 0.9576 | 1.613 | 1.7594 | 1.926 | 2.1554 | 2.3637 | 2.5525 | 2.6782 | 2.7591 | 2.8094
Scenario 4: Reference ZEAS Phase In | SDG&E | Com | WaterHeat | Com - Restaurant | Electric Energy (GWh/year) | Energy Efficiency | 0.15073 | 0.15845 | 0.16648 | 0.17315 | 0.2122 | 0.22444 | 0.237 | 0.24959 | 0.26192 | 0.27433 | 0.28687 | 0.29947 | 0.31205
Scenario 4: Reference ZEAS Phase In | SDG&E | Com | WaterHeat | Com - Restaurant | Electric Energy (GWh/year) | Fuel Substitution | -3.7025 | -4.0465 | -2.8293 | 2.1547 | 8.4892 | 9.2643 | 10.3366 | 11.5669 | 12.6837 | 13.6954 | 14.3686 | 14.8016 | 15.0699
Scenario 4: Reference ZEAS Phase In | SDG&E | Com | WaterHeat | Com - Restaurant | Gas Energy (MMTherm/year) | Energy Efficiency | 0.0058886 | 0.0060229 | 0.0019564 | 0.0019461 | 0.002214 | 0.0022451 | 0.0016349 | 0.0034024 | 0.0016663 | 0.0016811 | 0.0033997 | 0.0033972 | 0.0033937
Scenario 4: Reference ZEAS Phase In | SDG&E | Com | WaterHeat | Com - Restaurant | Gas Energy (MMTherm/year) | Fuel Substitution | 0.42814 | 0.46773 | 0.58436 | 0.34691 | 0.024834 | 0.026275 | 0 | 0 | 0 | 0 | 0 | 0 | 0
Scenario 4: Reference ZEAS Phase In | SDG&E | Com | WaterHeat | Com - Retail | Electric Demand (MW) | Energy Efficiency | 0.0065526 | 0.0068948 | 0.0072255 | 0.007519 | 0.0077627 | 0.0080245 | 0.0082514 | 0.008462 | 0.0085733 | 0.008783 | 0.0089817 | 0.0091883 | 0.0093934
Scenario 4: Reference ZEAS Phase In | SDG&E | Com | WaterHeat | Com - Retail | Electric Demand (MW) | Fuel Substitution | 0 | 0 | 0.015927 | 0.036715 | 0.061844 | 0.067393 | 0.072767 | 0.080906 | 0.087156 | 0.092657 | 0.096388 | 0.09861 | 0.099878
Scenario 4: Reference ZEAS Phase In | SDG&E | Com | WaterHeat | Com - Retail | Electric Energy (GWh/year) | Energy Efficiency | 0.040635 | 0.042775 | 0.044845 | 0.046683 | 0.04821 | 0.049852 | 0.051275 | 0.052597 | 0.053587 | 0.054899 | 0.056141 | 0.057433 | 0.058715
Scenario 4: Reference ZEAS Phase In | SDG&E | Com | WaterHeat | Com - Retail | Electric Energy (GWh/year) | Fuel Substitution | -0.18325 | -0.20045 | -0.14732 | 0.094494 | 0.40286 | 0.43903 | 0.47579 | 0.52897 | 0.56977 | 0.60568 | 0.63001 | 0.64447 | 0.65272
Scenario 4: Reference ZEAS Phase In | SDG&E | Com | WaterHeat | Com - Retail | Gas Energy (MMTherm/year) | Energy Efficiency | 0.011073 | 0.011048 | 0.010808 | 0.010756 | 0.010698 | 0.010635 | 0.010567 | 0.010494 | 0 | 0 | 0.010241 | 0.010152 | 0.010058
Scenario 4: Reference ZEAS Phase In | SDG&E | Com | WaterHeat | Com - Retail | Gas Energy (MMTherm/year) | Fuel Substitution | 0.019917 | 0.021784 | 0.027331 | 0.015844 | 0.00021825 | 0.00022772 | 0 | 0 | 0 | 0 | 0 | 0 | 0
Scenario 4: Reference ZEAS Phase In | SDG&E | Com | WaterHeat | Com - School | Electric Demand (MW) | Energy Efficiency | 0.0041667 | 0.0044912 | 0.004828 | 0.0051534 | 0.0054858 | 0.005811 | 0.006132 | 0.006459 | 0.0067912 | 0.007122 | 0.0074559 | 0.0077903 | 0.008123
Scenario 4: Reference ZEAS Phase In | SDG&E | Com | WaterHeat | Com - School | Electric Demand (MW) | Fuel Substitution | 0 | 0 | 0.041431 | 0.095102 | 0.15963 | 0.17357 | 0.19477 | 0.2187 | 0.2427 | 0.26225 | 0.27513 | 0.28315 | 0.28779
Scenario 4: Reference ZEAS Phase In | SDG&E | Com | WaterHeat | Com - School | Electric Energy (GWh/year) | Energy Efficiency | 0.056565 | 0.06097 | 0.06556 | 0.069979 | 0.074493 | 0.078909 | 0.083262 | 0.087703 | 0.092212 | 0.096705 | 0.10124 | 0.10578 | 0.1103
Scenario 4: Reference ZEAS Phase In | SDG&E | Com | WaterHeat | Com - School | Electric Energy (GWh/year) | Fuel Substitution | -1.0123 | -1.1105 | -0.86362 | 0.48184 | 2.1853 | 2.3779 | 2.7692 | 3.1092 | 3.4501 | 3.7277 | 3.9103 | 4.024 | 4.0895
Scenario 4: Reference ZEAS Phase In | SDG&E | Com | WaterHeat | Com - School | Gas Energy (MMTherm/year) | Energy Efficiency | 0.0076877 | 0.0077231 | 0.0058647 | 0.005782 | 0.0057025 | 0.0056173 | 0.0033872 | 0.0032689 | 0.0003336 | 0.00033632 | 0.0029204 | 0.0028063 | 0.0026933
Scenario 4: Reference ZEAS Phase In | SDG&E | Com | WaterHeat | Com - School | Gas Energy (MMTherm/year) | Fuel Substitution | 0.11564 | 0.12682 | 0.1656 | 0.099977 | 0.011385 | 0.012082 | 0 | 0 | 0 | 0 | 0 | 0 | 0
Scenario 4: Reference ZEAS Phase In | SDG&E | Com | WaterHeat | Com - Warehouse | Electric Demand (MW) | Energy Efficiency | 0.000361 | 0.00038137 | 0.00040187 | 0.00042312 | 0.00044328 | 0.0004644 | 0.0004849 | 0.00050559 | 0.00041797 | 0.0004392 | 0.00046005 | 0.00048108 | 0.00050282
Scenario 4: Reference ZEAS Phase In | SDG&E | Com | WaterHeat | Com - Warehouse | Electric Demand (MW) | Fuel Substitution | 0 | 0 | 0.00022101 | 0.00051273 | 0.00086968 | 0.00095471 | 0.0010544 | 0.0011857 | 0.0013017 | 0.0014098 | 0.001483 | 0.0015317 | 0.0015638
Scenario 4: Reference ZEAS Phase In | SDG&E | Com | WaterHeat | Com - Warehouse | Electric Energy (GWh/year) | Energy Efficiency | 0.0070591 | 0.0075859 | 0.0081184 | 0.0086734 | 0.0092021 | 0.0097585 | 0.010301 | 0.010851 | 0.011061 | 0.011624 | 0.012175 | 0.012732 | 0.013307
Scenario 4: Reference ZEAS Phase In | SDG&E | Com | WaterHeat | Com - Warehouse | Electric Energy (GWh/year) | Fuel Substitution | -0.013796 | -0.01512 | -0.012541 | 0.0015198 | 0.019757 | 0.021854 | 0.029227 | 0.032862 | 0.036074 | 0.039067 | 0.041093 | 0.042438 | 0.043324
Scenario 4: Reference ZEAS Phase In | SDG&E | Com | WaterHeat | Com - Warehouse | Gas Energy (MMTherm/year) | Energy Efficiency | 0.0087127 | 0.0087564 | 0.0087783 | 0.0088085 | 0.008833 | 0.0088543 | 0.0087336 | 0.0087439 | 0 | 0 | 0.0085954 | 0.0085932 | 0.0085876
Scenario 4: Reference ZEAS Phase In | SDG&E | Com | WaterHeat | Com - Warehouse | Gas Energy (MMTherm/year) | Fuel Substitution | 0.0015635 | 0.0017119 | 0.0020999 | 0.0014629 | 0.00057107 | 0.00060482 | 0 | 0 | 0 | 0 | 0 | 0 | 0
Scenario 4: Reference ZEAS Phase In | SDG&E | Com | WholeBlg | Com - College | Electric Demand (MW) | Energy Efficiency | 0.031626 | 0.032632 | 0.033701 | 0.034981 | 0.036406 | 0.037875 | 0.039554 | 0.041203 | 0.042907 | 0.044687 | 0.046409 | 0.047953 | 0.048774
Scenario 4: Reference ZEAS Phase In | SDG&E | Com | WholeBlg | Com - College | Electric Energy (GWh/year) | Energy Efficiency | 0.28821 | 0.29738 | 0.30712 | 0.31879 | 0.33177 | 0.34516 | 0.36046 | 0.37548 | 0.39102 | 0.40724 | 0.42293 | 0.43701 | 0.44449
Scenario 4: Reference ZEAS Phase In | SDG&E | Com | WholeBlg | Com - College | Gas Energy (MMTherm/year) | Energy Efficiency | 0.0032688 | 0.0032606 | 0.0032449 | 0.0032337 | 0.003218 | 0.0031906 | 0.0031654 | 0.003133 | 0.0031007 | 0.0030743 | 0.0030422 | 0.0030072 | 0.0030093
Scenario 4: Reference ZEAS Phase In | SDG&E | Com | WholeBlg | Com - Grocery | Electric Demand (MW) | Energy Efficiency | 0.076189 | 0.078457 | 0.0809 | 0.083808 | 0.087038 | 0.090368 | 0.093865 | 0.097403 | 0.1011 | 0.10477 | 0.10843 | 0.11168 | 0.11167
Scenario 4: Reference ZEAS Phase In | SDG&E | Com | WholeBlg | Com - Grocery | Electric Energy (GWh/year) | Energy Efficiency | 0.69432 | 0.71498 | 0.73725 | 0.76375 | 0.79319 | 0.82354 | 0.8554 | 0.88765 | 0.92134 | 0.95482 | 0.98816 | 1.0177 | 1.0177
Scenario 4: Reference ZEAS Phase In | SDG&E | Com | WholeBlg | Com - Grocery | Gas Energy (MMTherm/year) | Energy Efficiency | 0.0011322 | 0.0011457 | 0.0011574 | 0.0011713 | 0.0011839 | 0.0011912 | 0.0011983 | 0.0012042 | 0.0012109 | 0.0012164 | 0.0012225 | 0.0012279 | 0.0012295
Scenario 4: Reference ZEAS Phase In | SDG&E | Com | WholeBlg | Com - Health | Electric Demand (MW) | Energy Efficiency | 0.088077 | 0.090653 | 0.093331 | 0.096484 | 0.099923 | 0.10335 | 0.10714 | 0.11073 | 0.11444 | 0.11839 | 0.12224 | 0.12548 | 0.12835
Scenario 4: Reference ZEAS Phase In | SDG&E | Com | WholeBlg | Com - Health | Electric Energy (GWh/year) | Energy Efficiency | 0.80266 | 0.82613 | 0.85054 | 0.87927 | 0.91061 | 0.94183 | 0.97635 | 1.0091 | 1.0429 | 1.0789 | 1.114 | 1.1435 | 1.1697
Scenario 4: Reference ZEAS Phase In | SDG&E | Com | WholeBlg | Com - Health | Gas Energy (MMTherm/year) | Energy Efficiency | 0.0054812 | 0.0055973 | 0.0057026 | 0.0058152 | 0.0059189 | 0.005987 | 0.0060376 | 0.0060824 | 0.0061333 | 0.0061721 | 0.0062319 | 0.0062809 | 0.0062938
Scenario 4: Reference ZEAS Phase In | SDG&E | Com | WholeBlg | Com - Lodging | Electric Demand (MW) | Energy Efficiency | 0.044237 | 0.045275 | 0.04637 | 0.047754 | 0.049258 | 0.050767 | 0.052481 | 0.054104 | 0.055756 | 0.057453 | 0.059004 | 0.060258 | 0.061409
Scenario 4: Reference ZEAS Phase In | SDG&E | Com | WholeBlg | Com - Lodging | Electric Energy (GWh/year) | Energy Efficiency | 0.40314 | 0.4126 | 0.42258 | 0.43518 | 0.44889 | 0.46265 | 0.47827 | 0.49306 | 0.50811 | 0.52357 | 0.53771 | 0.54914 | 0.55963
Scenario 4: Reference ZEAS Phase In | SDG&E | Com | WholeBlg | Com - Lodging | Gas Energy (MMTherm/year) | Energy Efficiency | 0.0040204 | 0.0040488 | 0.0040698 | 0.0040981 | 0.0041191 | 0.0041238 | 0.0041284 | 0.0041255 | 0.0041241 | 0.0041255 | 0.0041228 | 0.0041167 | 0.0041202
Scenario 4: Reference ZEAS Phase In | SDG&E | Com | WholeBlg | Com - Office (Large) | Electric Demand (MW) | Energy Efficiency | 0.15161 | 0.15509 | 0.1587 | 0.16304 | 0.16781 | 0.17259 | 0.17825 | 0.18353 | 0.18886 | 0.19432 | 0.19926 | 0.20333 | 0.20903
Scenario 4: Reference ZEAS Phase In | SDG&E | Com | WholeBlg | Com - Office (Large) | Electric Energy (GWh/year) | Energy Efficiency | 1.3816 | 1.4134 | 1.4462 | 1.4858 | 1.5292 | 1.5729 | 1.6244 | 1.6725 | 1.7211 | 1.7709 | 1.8159 | 1.853 | 1.9049
Scenario 4: Reference ZEAS Phase In | SDG&E | Com | WholeBlg | Com - Office (Large) | Gas Energy (MMTherm/year) | Energy Efficiency | 0.0069284 | 0.0069604 | 0.0069759 | 0.0070003 | 0.007014 | 0.0070059 | 0.0070077 | 0.006994 | 0.0069819 | 0.0069904 | 0.0069807 | 0.0069668 | 0.0069647
Scenario 4: Reference ZEAS Phase In | SDG&E | Com | WholeBlg | Com - Office (Small) | Electric Demand (MW) | Energy Efficiency | 0.045435 | 0.046297 | 0.047231 | 0.048425 | 0.049784 | 0.051156 | 0.052727 | 0.054237 | 0.055791 | 0.057541 | 0.059019 | 0.060252 | 0.061248
Scenario 4: Reference ZEAS Phase In | SDG&E | Com | WholeBlg | Com - Office (Small) | Electric Energy (GWh/year) | Energy Efficiency | 0.41405 | 0.42191 | 0.43042 | 0.4413 | 0.45369 | 0.46619 | 0.4805 | 0.49427 | 0.50843 | 0.52438 | 0.53784 | 0.54909 | 0.55817
Scenario 4: Reference ZEAS Phase In | SDG&E | Com | WholeBlg | Com - Office (Small) | Gas Energy (MMTherm/year) | Energy Efficiency | 0.00060879 | 0.00061669 | 0.00062365 | 0.00063185 | 0.00063943 | 0.00064368 | 0.0006469 | 0.00064989 | 0.00065333 | 0.00065555 | 0.00065841 | 0.00066084 | 0.0006619
Scenario 4: Reference ZEAS Phase In | SDG&E | Com | WholeBlg | Com - Other | Electric Demand (MW) | Energy Efficiency | 0.080177 | 0.082239 | 0.084402 | 0.087068 | 0.089999 | 0.09296 | 0.096476 | 0.099802 | 0.10319 | 0.10669 | 0.10994 | 0.11271 | 0.11603
Scenario 4: Reference ZEAS Phase In | SDG&E | Com | WholeBlg | Com - Other | Electric Energy (GWh/year) | Energy Efficiency | 0.73066 | 0.74946 | 0.76916 | 0.79345 | 0.82017 | 0.84715 | 0.8792 | 0.90951 | 0.94039 | 0.97228 | 1.0019 | 1.0271 | 1.0574
Scenario 4: Reference ZEAS Phase In | SDG&E | Com | WholeBlg | Com - Other | Gas Energy (MMTherm/year) | Energy Efficiency | 0.0090077 | 0.009125 | 0.0092278 | 0.0093487 | 0.0094596 | 0.0095299 | 0.0096017 | 0.0096616 | 0.0097266 | 0.0097891 | 0.0098508 | 0.0099067 | 0.0099182
Scenario 4: Reference ZEAS Phase In | SDG&E | Com | WholeBlg | Com - Refrig. Warehouse | Electric Demand (MW) | Energy Efficiency | 0.0016645 | 0.0017475 | 0.0018376 | 0.0019434 | 0.0020529 | 0.0021507 | 0.0022514 | 0.0023568 | 0.0024692 | 0.0025834 | 0.0027019 | 0.0028129 | 0.0028262
Scenario 4: Reference ZEAS Phase In | SDG&E | Com | WholeBlg | Com - Refrig. Warehouse | Electric Energy (GWh/year) | Energy Efficiency | 0.015169 | 0.015925 | 0.016746 | 0.017711 | 0.018708 | 0.0196 | 0.020517 | 0.021478 | 0.022502 | 0.023543 | 0.024623 | 0.025635 | 0.025756
Scenario 4: Reference ZEAS Phase In | SDG&E | Com | WholeBlg | Com - Refrig. Warehouse | Gas Energy (MMTherm/year) | Energy Efficiency | 3.831e-05 | 3.8687e-05 | 3.9018e-05 | 3.9436e-05 | 3.9828e-05 | 3.9997e-05 | 4.0094e-05 | 4.0191e-05 | 4.0326e-05 | 4.0345e-05 | 4.0452e-05 | 4.0546e-05 | 4.0649e-05
Scenario 4: Reference ZEAS Phase In | SDG&E | Com | WholeBlg | Com - Restaurant | Electric Demand (MW) | Energy Efficiency | 0.072999 | 0.079091 | 0.085816 | 0.049602 | 0.051416 | 0.053277 | 0.05528 | 0.057293 | 0.059392 | 0.06151 | 0.06358 | 0.065384 | 0.065554
Scenario 4: Reference ZEAS Phase In | SDG&E | Com | WholeBlg | Com - Restaurant | Electric Energy (GWh/year) | Energy Efficiency | 1.0277 | 1.1474 | 1.2799 | 0.45203 | 0.46856 | 0.48552 | 0.50377 | 0.52212 | 0.54125 | 0.56055 | 0.57941 | 0.59585 | 0.5974
Scenario 4: Reference ZEAS Phase In | SDG&E | Com | WholeBlg | Com - Restaurant | Gas Energy (MMTherm/year) | Energy Efficiency | -0.00030117 | -0.00096553 | -0.0017149 | 0.0038348 | 0.003878 | 0.0039003 | 0.0039165 | 0.0039318 | 0.0039505 | 0.0039544 | 0.0039702 | 0.0039836 | 0.0039926
Scenario 4: Reference ZEAS Phase In | SDG&E | Com | WholeBlg | Com - Retail | Electric Demand (MW) | Energy Efficiency | 0.05755 | 0.056193 | 0.054726 | 0.053582 | 0.053143 | 0.052517 | 0.052641 | 0.05297 | 0.05365 | 0.054589 | 0.055542 | 0.056166 | 0.058057
Scenario 4: Reference ZEAS Phase In | SDG&E | Com | WholeBlg | Com - Retail | Electric Energy (GWh/year) | Energy Efficiency | 2.7576 | 3.1918 | 3.6543 | 4.1233 | 4.5135 | 4.9295 | 5.3038 | 5.6107 | 5.8588 | 6.0733 | 6.2364 | 6.384 | 6.5418
Scenario 4: Reference ZEAS Phase In | SDG&E | Com | WholeBlg | Com - Retail | Gas Energy (MMTherm/year) | Energy Efficiency | 0.016222 | 0.019292 | 0.022562 | 0.025858 | 0.028568 | 0.031462 | 0.034022 | 0.036105 | 0.037765 | 0.039178 | 0.040236 | 0.041208 | 0.042174
Scenario 4: Reference ZEAS Phase In | SDG&E | Com | WholeBlg | Com - School | Electric Demand (MW) | Energy Efficiency | 0.027604 | 0.028244 | 0.028921 | 0.029777 | 0.030736 | 0.031703 | 0.03288 | 0.033996 | 0.03513 | 0.036307 | 0.037391 | 0.038315 | 0.039274
Scenario 4: Reference ZEAS Phase In | SDG&E | Com | WholeBlg | Com - School | Electric Energy (GWh/year) | Energy Efficiency | 0.25156 | 0.25739 | 0.26356 | 0.27136 | 0.2801 | 0.28891 | 0.29964 | 0.30981 | 0.32014 | 0.33087 | 0.34075 | 0.34917 | 0.35791
Scenario 4: Reference ZEAS Phase In | SDG&E | Com | WholeBlg | Com - School | Gas Energy (MMTherm/year) | Energy Efficiency | 0.0015809 | 0.0015926 | 0.0016018 | 0.0016144 | 0.0016258 | 0.0016305 | 0.0016347 | 0.0016374 | 0.0016412 | 0.0016456 | 0.0016495 | 0.0016527 | 0.0016551
Scenario 4: Reference ZEAS Phase In | SDG&E | Com | WholeBlg | Com - Warehouse | Electric Demand (MW) | Energy Efficiency | 0.025755 | 0.026483 | 0.027258 | 0.028203 | 0.029238 | 0.030274 | 0.031453 | 0.032585 | 0.033751 | 0.034958 | 0.036099 | 0.037085 | 0.038201
Scenario 4: Reference ZEAS Phase In | SDG&E | Com | WholeBlg | Com - Warehouse | Electric Energy (GWh/year) | Energy Efficiency | 0.23471 | 0.24134 | 0.2484 | 0.25702 | 0.26645 | 0.27589 | 0.28663 | 0.29695 | 0.30758 | 0.31857 | 0.32898 | 0.33796 | 0.34813
Scenario 4: Reference ZEAS Phase In | SDG&E | Com | WholeBlg | Com - Warehouse | Gas Energy (MMTherm/year) | Energy Efficiency | 0.0022739 | 0.0023082 | 0.0023396 | 0.002376 | 0.0024099 | 0.0024307 | 0.0024469 | 0.0024629 | 0.0024811 | 0.002492 | 0.0025077 | 0.0025218 | 0.002528
Scenario 4: Reference ZEAS Phase In | SDG&E | Ind | WholeBlg | Ind - All Other Industrial | Electric Demand (MW) | Energy Efficiency | 0.033862 | 0.033848 | 0.033849 | 0.033966 | 0.03402 | 0.034071 | 0.03416 | 0.034206 | 0.03424 | 0.034275 | 0.03426 | 0.034257 | 0.034241
Scenario 4: Reference ZEAS Phase In | SDG&E | Ind | WholeBlg | Ind - All Other Industrial | Electric Energy (GWh/year) | Energy Efficiency | 0.246 | 0.24589 | 0.2459 | 0.24674 | 0.24713 | 0.2475 | 0.24814 | 0.24847 | 0.24871 | 0.24896 | 0.24885 | 0.24882 | 0.2487
Scenario 4: Reference ZEAS Phase In | SDG&E | Ind | WholeBlg | Ind - All Other Industrial | Gas Energy (MMTherm/year) | Energy Efficiency | 0.0051345 | 0.0051593 | 0.0051767 | 0.0051925 | 0.0052058 | 0.0052109 | 0.005213 | 0.0052179 | 0.0052247 | 0.0052344 | 0.0052463 | 0.00526 | 0.0052744
Scenario 4: Reference ZEAS Phase In | SDG&E | Ind | WholeBlg | Ind - Chemicals | Electric Demand (MW) | Energy Efficiency | 0.037323 | 0.037627 | 0.037927 | 0.03833 | 0.038645 | 0.038924 | 0.039203 | 0.039395 | 0.039579 | 0.039759 | 0.039868 | 0.039968 | 0.040038
Scenario 4: Reference ZEAS Phase In | SDG&E | Ind | WholeBlg | Ind - Chemicals | Electric Energy (GWh/year) | Energy Efficiency | 0.27114 | 0.27335 | 0.27552 | 0.27844 | 0.28073 | 0.28275 | 0.28477 | 0.28616 | 0.2875 | 0.2888 | 0.28958 | 0.29031 | 0.29081
Scenario 4: Reference ZEAS Phase In | SDG&E | Ind | WholeBlg | Ind - Chemicals | Gas Energy (MMTherm/year) | Energy Efficiency | 0.0063209 | 0.0063623 | 0.0063985 | 0.0064301 | 0.0064586 | 0.0064802 | 0.0064949 | 0.0065066 | 0.006519 | 0.0065315 | 0.0065425 | 0.0065513 | 0.0065581
Scenario 4: Reference ZEAS Phase In | SDG&E | Ind | WholeBlg | Ind - Electronics | Electric Demand (MW) | Energy Efficiency | 0.11765 | 0.11908 | 0.12056 | 0.12241 | 0.124 | 0.12559 | 0.12732 | 0.12891 | 0.13044 | 0.13194 | 0.13321 | 0.13448 | 0.13566
Scenario 4: Reference ZEAS Phase In | SDG&E | Ind | WholeBlg | Ind - Electronics | Electric Energy (GWh/year) | Energy Efficiency | 0.85473 | 0.86505 | 0.87583 | 0.88923 | 0.90078 | 0.91228 | 0.92489 | 0.9364 | 0.94746 | 0.95838 | 0.96761 | 0.97681 | 0.98532
Scenario 4: Reference ZEAS Phase In | SDG&E | Ind | WholeBlg | Ind - Electronics | Gas Energy (MMTherm/year) | Energy Efficiency | 0.0069633 | 0.0070771 | 0.0071895 | 0.0072987 | 0.0074061 | 0.0075101 | 0.0076136 | 0.0077215 | 0.007831 | 0.0079425 | 0.0080541 | 0.0081651 | 0.0082747
Scenario 4: Reference ZEAS Phase In | SDG&E | Ind | WholeBlg | Ind - Fabricated Metals | Electric Demand (MW) | Energy Efficiency | 0.01941 | 0.019543 | 0.019691 | 0.019846 | 0.019935 | 0.019995 | 0.020057 | 0.020085 | 0.020102 | 0.020118 | 0.020097 | 0.02007 | 0.020025
Scenario 4: Reference ZEAS Phase In | SDG&E | Ind | WholeBlg | Ind - Fabricated Metals | Electric Energy (GWh/year) | Energy Efficiency | 0.14101 | 0.14197 | 0.14304 | 0.14417 | 0.14481 | 0.14525 | 0.14569 | 0.14589 | 0.14602 | 0.14613 | 0.14598 | 0.14578 | 0.14545
Scenario 4: Reference ZEAS Phase In | SDG&E | Ind | WholeBlg | Ind - Fabricated Metals | Gas Energy (MMTherm/year) | Energy Efficiency | 0.0018897 | 0.0019097 | 0.0019291 | 0.0019409 | 0.0019489 | 0.0019521 | 0.0019521 | 0.0019518 | 0.0019512 | 0.0019508 | 0.0019498 | 0.0019475 | 0.001944
Scenario 4: Reference ZEAS Phase In | SDG&E | Ind | WholeBlg | Ind - Food | Electric Demand (MW) | Energy Efficiency | 0.052883 | 0.052718 | 0.052582 | 0.052631 | 0.052581 | 0.052543 | 0.05257 | 0.05252 | 0.052448 | 0.052376 | 0.052219 | 0.052065 | 0.051887
Scenario 4: Reference ZEAS Phase In | SDG&E | Ind | WholeBlg | Ind - Food | Electric Energy (GWh/year) | Energy Efficiency | 0.38418 | 0.38297 | 0.38198 | 0.38233 | 0.38196 | 0.38168 | 0.38187 | 0.3815 | 0.38098 | 0.38045 | 0.3793 | 0.37818 | 0.37688
Scenario 4: Reference ZEAS Phase In | SDG&E | Ind | WholeBlg | Ind - Food | Gas Energy (MMTherm/year) | Energy Efficiency | 0.010219 | 0.010175 | 0.010123 | 0.01007 | 0.010015 | 0.0099523 | 0.0098868 | 0.0098232 | 0.0097627 | 0.0097065 | 0.0096504 | 0.009594 | 0.0095369
Scenario 4: Reference ZEAS Phase In | SDG&E | Ind | WholeBlg | Ind - Industrial Machinery | Electric Demand (MW) | Energy Efficiency | 0.036172 | 0.03646 | 0.036789 | 0.037096 | 0.037243 | 0.037338 | 0.037469 | 0.037544 | 0.037604 | 0.037667 | 0.037654 | 0.037627 | 0.037566
Scenario 4: Reference ZEAS Phase In | SDG&E | Ind | WholeBlg | Ind - Industrial Machinery | Electric Energy (GWh/year) | Energy Efficiency | 0.26278 | 0.26487 | 0.26725 | 0.26948 | 0.27055 | 0.27123 | 0.27217 | 0.27272 | 0.27315 | 0.2736 | 0.2735 | 0.2733 | 0.27286
Scenario 4: Reference ZEAS Phase In | SDG&E | Ind | WholeBlg | Ind - Industrial Machinery | Gas Energy (MMTherm/year) | Energy Efficiency | 0.013021 | 0.01322 | 0.013421 | 0.013537 | 0.0136 | 0.013622 | 0.013636 | 0.013649 | 0.013663 | 0.013682 | 0.013691 | 0.013689 | 0.013676
Scenario 4: Reference ZEAS Phase In | SDG&E | Ind | WholeBlg | Ind - Lumber & Furniture | Electric Demand (MW) | Energy Efficiency | 0.0025797 | 0.0025778 | 0.0025779 | 0.0025867 | 0.0025912 | 0.0025945 | 0.002599 | 0.0026 | 0.0026 | 0.0025997 | 0.0025953 | 0.0025912 | 0.0025857
Scenario 4: Reference ZEAS Phase In | SDG&E | Ind | WholeBlg | Ind - Lumber & Furniture | Electric Energy (GWh/year) | Energy Efficiency | 0.018741 | 0.018727 | 0.018727 | 0.018791 | 0.018823 | 0.018847 | 0.018879 | 0.018887 | 0.018886 | 0.018883 | 0.018851 | 0.018821 | 0.018781
Scenario 4: Reference ZEAS Phase In | SDG&E | Ind | WholeBlg | Ind - Lumber & Furniture | Gas Energy (MMTherm/year) | Energy Efficiency | 6.5547e-05 | 6.6011e-05 | 6.6389e-05 | 6.6712e-05 | 6.7025e-05 | 6.708e-05 | 6.6904e-05 | 6.6754e-05 | 6.6621e-05 | 6.6515e-05 | 6.6429e-05 | 6.6317e-05 | 6.617e-05
Scenario 4: Reference ZEAS Phase In | SDG&E | Ind | WholeBlg | Ind - Paper | Electric Demand (MW) | Energy Efficiency | 0.0033328 | 0.0033092 | 0.0032872 | 0.0032834 | 0.0032743 | 0.0032617 | 0.0032534 | 0.0032435 | 0.0032356 | 0.0032303 | 0.0032211 | 0.0032116 | 0.0032005
Scenario 4: Reference ZEAS Phase In | SDG&E | Ind | WholeBlg | Ind - Paper | Electric Energy (GWh/year) | Energy Efficiency | 0.024212 | 0.02404 | 0.02388 | 0.023852 | 0.023785 | 0.023694 | 0.023633 | 0.023561 | 0.023503 | 0.023464 | 0.023396 | 0.023327 | 0.023247
Scenario 4: Reference ZEAS Phase In | SDG&E | Ind | WholeBlg | Ind - Paper | Gas Energy (MMTherm/year) | Energy Efficiency | 3.6864e-06 | 3.6654e-06 | 3.6421e-06 | 3.6264e-06 | 3.6107e-06 | 3.5886e-06 | 3.5662e-06 | 3.5478e-06 | 3.5335e-06 | 3.523e-06 | 3.5139e-06 | 3.5035e-06 | 3.4926e-06
Scenario 4: Reference ZEAS Phase In | SDG&E | Ind | WholeBlg | Ind - Petroleum | Electric Demand (MW) | Energy Efficiency | 0.0019522 | 0.0019475 | 0.0019448 | 0.001949 | 0.0019499 | 0.0019515 | 0.0019556 | 0.0019569 | 0.0019572 | 0.0019573 | 0.001954 | 0.0019509 | 0.001947
Scenario 4: Reference ZEAS Phase In | SDG&E | Ind | WholeBlg | Ind - Petroleum | Electric Energy (GWh/year) | Energy Efficiency | 0.014183 | 0.014148 | 0.014128 | 0.014158 | 0.014164 | 0.014176 | 0.014205 | 0.014215 | 0.014217 | 0.014217 | 0.014193 | 0.014171 | 0.014142
Scenario 4: Reference ZEAS Phase In | SDG&E | Ind | WholeBlg | Ind - Petroleum | Gas Energy (MMTherm/year) | Energy Efficiency | 4.7142e-06 | 4.7252e-06 | 4.7354e-06 | 4.7446e-06 | 4.7507e-06 | 4.7509e-06 | 4.7477e-06 | 4.7435e-06 | 4.7406e-06 | 4.738e-06 | 4.7332e-06 | 4.7263e-06 | 4.7185e-06
Scenario 4: Reference ZEAS Phase In | SDG&E | Ind | WholeBlg | Ind - Plastics | Electric Demand (MW) | Energy Efficiency | 0.013439 | 0.013444 | 0.013457 | 0.013514 | 0.013546 | 0.01358 | 0.013624 | 0.013643 | 0.013656 | 0.013668 | 0.013656 | 0.013645 | 0.013627
Scenario 4: Reference ZEAS Phase In | SDG&E | Ind | WholeBlg | Ind - Plastics | Electric Energy (GWh/year) | Energy Efficiency | 0.097631 | 0.097663 | 0.097756 | 0.098169 | 0.098404 | 0.098645 | 0.098962 | 0.099101 | 0.099198 | 0.099279 | 0.099193 | 0.099113 | 0.098981
Scenario 4: Reference ZEAS Phase In | SDG&E | Ind | WholeBlg | Ind - Plastics | Gas Energy (MMTherm/year) | Energy Efficiency | 0.0013305 | 0.0013882 | 0.0014404 | 0.0014874 | 0.0015324 | 0.0015687 | 0.0015938 | 0.0016097 | 0.0016277 | 0.0016464 | 0.0016646 | 0.0016803 | 0.001694
Scenario 4: Reference ZEAS Phase In | SDG&E | Ind | WholeBlg | Ind - Primary Metals | Electric Demand (MW) | Energy Efficiency | 0.0045046 | 0.004546 | 0.0045942 | 0.0046514 | 0.0046927 | 0.0047287 | 0.0047703 | 0.0048053 | 0.0048385 | 0.0048712 | 0.0048937 | 0.0049142 | 0.0049304
Scenario 4: Reference ZEAS Phase In | SDG&E | Ind | WholeBlg | Ind - Primary Metals | Electric Energy (GWh/year) | Energy Efficiency | 0.032725 | 0.033025 | 0.033374 | 0.03379 | 0.034089 | 0.03435 | 0.034652 | 0.034905 | 0.035146 | 0.035383 | 0.035546 | 0.035694 | 0.035812
Scenario 4: Reference ZEAS Phase In | SDG&E | Ind | WholeBlg | Ind - Primary Metals | Gas Energy (MMTherm/year) | Energy Efficiency | 0.0067757 | 0.0067989 | 0.0068227 | 0.0068418 | 0.0068562 | 0.0068659 | 0.0068742 | 0.0068831 | 0.0068918 | 0.0069002 | 0.0069066 | 0.0069111 | 0.0069139
Scenario 4: Reference ZEAS Phase In | SDG&E | Ind | WholeBlg | Ind - Printing & Publishing | Electric Demand (MW) | Energy Efficiency | 0.017106 | 0.017079 | 0.017067 | 0.017116 | 0.017131 | 0.017147 | 0.017184 | 0.017198 | 0.017205 | 0.01721 | 0.017186 | 0.017163 | 0.017131
Scenario 4: Reference ZEAS Phase In | SDG&E | Ind | WholeBlg | Ind - Printing & Publishing | Electric Energy (GWh/year) | Energy Efficiency | 0.12427 | 0.12407 | 0.12398 | 0.12434 | 0.12445 | 0.12456 | 0.12482 | 0.12492 | 0.12497 | 0.12501 | 0.12483 | 0.12466 | 0.12443
Scenario 4: Reference ZEAS Phase In | SDG&E | Ind | WholeBlg | Ind - Printing & Publishing | Gas Energy (MMTherm/year) | Energy Efficiency | 0.00044457 | 0.00045063 | 0.00045622 | 0.00046166 | 0.00046632 | 0.00046975 | 0.00047274 | 0.00047589 | 0.00047923 | 0.00048261 | 0.00048572 | 0.00048851 | 0.00049106
Scenario 4: Reference ZEAS Phase In | SDG&E | Ind | WholeBlg | Ind - Stone-Glass-Clay | Electric Demand (MW) | Energy Efficiency | 0.0046715 | 0.0047083 | 0.0047376 | 0.0047778 | 0.0048066 | 0.0048305 | 0.0048544 | 0.0048703 | 0.0048833 | 0.0048959 | 0.004901 | 0.0049066 | 0.0049087
Scenario 4: Reference ZEAS Phase In | SDG&E | Ind | WholeBlg | Ind - Stone-Glass-Clay | Electric Energy (GWh/year) | Energy Efficiency | 0.033938 | 0.034204 | 0.034416 | 0.034708 | 0.034917 | 0.03509 | 0.035262 | 0.035377 | 0.035471 | 0.035563 | 0.035599 | 0.035639 | 0.035654
Scenario 4: Reference ZEAS Phase In | SDG&E | Ind | WholeBlg | Ind - Stone-Glass-Clay | Gas Energy (MMTherm/year) | Energy Efficiency | 0.0055295 | 0.0056307 | 0.0057077 | 0.0057722 | 0.0058295 | 0.0058716 | 0.0058997 | 0.0059256 | 0.00595 | 0.0059751 | 0.0060001 | 0.006024 | 0.0060444
Scenario 4: Reference ZEAS Phase In | SDG&E | Ind | WholeBlg | Ind - Textiles | Electric Demand (MW) | Energy Efficiency | 0.0020004 | 0.0019945 | 0.0019895 | 0.0019879 | 0.0019802 | 0.0019708 | 0.0019628 | 0.0019517 | 0.0019404 | 0.0019297 | 0.0019161 | 0.0019032 | 0.0018897
Scenario 4: Reference ZEAS Phase In | SDG&E | Ind | WholeBlg | Ind - Textiles | Electric Energy (GWh/year) | Energy Efficiency | 0.014532 | 0.014489 | 0.014453 | 0.014441 | 0.014385 | 0.014316 | 0.014258 | 0.014177 | 0.014094 | 0.014017 | 0.013918 | 0.013824 | 0.013726
Scenario 4: Reference ZEAS Phase In | SDG&E | Ind | WholeBlg | Ind - Textiles | Gas Energy (MMTherm/year) | Energy Efficiency | 7.1658e-05 | 7.1861e-05 | 7.2053e-05 | 7.2147e-05 | 7.2165e-05 | 7.2112e-05 | 7.2019e-05 | 7.1922e-05 | 7.1819e-05 | 7.172e-05 | 7.1606e-05 | 7.1479e-05 | 7.1336e-05
Scenario 4: Reference ZEAS Phase In | SDG&E | Ind | WholeBlg | Ind - Transportation Equipment | Electric Demand (MW) | Energy Efficiency | 0.073716 | 0.074051 | 0.074855 | 0.075513 | 0.075779 | 0.075913 | 0.076244 | 0.076508 | 0.076817 | 0.077161 | 0.077321 | 0.077401 | 0.077362
Scenario 4: Reference ZEAS Phase In | SDG&E | Ind | WholeBlg | Ind - Transportation Equipment | Electric Energy (GWh/year) | Energy Efficiency | 0.53553 | 0.53795 | 0.54378 | 0.54856 | 0.55048 | 0.55144 | 0.55384 | 0.55575 | 0.55798 | 0.56048 | 0.56163 | 0.5622 | 0.56191
Scenario 4: Reference ZEAS Phase In | SDG&E | Ind | WholeBlg | Ind - Transportation Equipment | Gas Energy (MMTherm/year) | Energy Efficiency | 0.004166 | 0.0041631 | 0.0041605 | 0.0041571 | 0.0041533 | 0.004149 | 0.0041442 | 0.0041399 | 0.0041355 | 0.0041309 | 0.0041257 | 0.0041201 | 0.0041141
Scenario 4: Reference ZEAS Phase In | SDG&E | Res | AppPlug | Res - Multi Family | Electric Demand (MW) | Energy Efficiency | 5.0177e-06 | 5.1184e-06 | 5.1974e-06 | 3.5582e-05 | 0.00010979 | 0.00011167 | 0.0001137 | 0.00011543 | 0.00011721 | 0.00011946 | 0.00012245 | 0.00012658 | 0.00013138
Scenario 4: Reference ZEAS Phase In | SDG&E | Res | AppPlug | Res - Multi Family | Electric Energy (GWh/year) | Energy Efficiency | 3.5631e-05 | 3.6346e-05 | 3.6907e-05 | 0.00025267 | 0.00077964 | 0.00079298 | 0.00080737 | 0.00081966 | 0.00083232 | 0.0008483 | 0.00086953 | 0.00089882 | 0.0009329
Scenario 4: Reference ZEAS Phase In | SDG&E | Res | AppPlug | Res - Multi Family | Electric Energy (GWh/year) | Fuel Substitution | -3.1589e-06 | -3.4182e-06 | -3.677e-06 | -3.9365e-06 | -4.1933e-06 | -4.4489e-06 | 0 | 0 | 0 | 0 | 0 | 0 | 0
Scenario 4: Reference ZEAS Phase In | SDG&E | Res | AppPlug | Res - Multi Family | Gas Energy (MMTherm/year) | Energy Efficiency | 3.4234e-06 | 3.4921e-06 | 3.546e-06 | 2.4276e-05 | 7.4908e-05 | 7.6189e-05 | 7.7572e-05 | 7.8752e-05 | 7.9969e-05 | 8.1505e-05 | 8.3544e-05 | 8.6359e-05 | 8.9633e-05
Scenario 4: Reference ZEAS Phase In | SDG&E | Res | AppPlug | Res - Multi Family | Gas Energy (MMTherm/year) | Fuel Substitution | 6.6954e-07 | 7.2448e-07 | 7.7934e-07 | 8.3434e-07 | 8.8877e-07 | 9.4295e-07 | 0 | 0 | 0 | 0 | 0 | 0 | 0
Scenario 4: Reference ZEAS Phase In | SDG&E | Res | AppPlug | Res - Single Family | Electric Demand (MW) | Energy Efficiency | 0 | 0 | 0 | 0 | 0 | 7.6597e-07 | 1.8351e-06 | 1.8636e-06 | 1.9023e-06 | 1.9538e-06 | 2.0194e-06 | 2.1032e-06 | 2.1996e-06
Scenario 4: Reference ZEAS Phase In | SDG&E | Res | AppPlug | Res - Single Family | Electric Energy (GWh/year) | Energy Efficiency | 0 | 0 | 0 | 0 | 0 | 4.877e-06 | 1.1684e-05 | 1.1866e-05 | 1.2112e-05 | 1.244e-05 | 1.2858e-05 | 1.3391e-05 | 1.4005e-05
Scenario 4: Reference ZEAS Phase In | SDG&E | Res | AppPlug | Res - Single Family | Electric Energy (GWh/year) | Fuel Substitution | -2.9882e-06 | -3.2125e-06 | -3.4359e-06 | -3.6587e-06 | -3.8805e-06 | -4.1015e-06 | 0 | 0 | 0 | 0 | 0 | 0 | 0
Scenario 4: Reference ZEAS Phase In | SDG&E | Res | AppPlug | Res - Single Family | Gas Energy (MMTherm/year) | Energy Efficiency | 1.1528e-09 | 1.8073e-09 | 2.0191e-09 | 2.1935e-09 | 2.3009e-09 | 9.2123e-07 | 2.2012e-06 | 2.2355e-06 | 2.2818e-06 | 2.3436e-06 | 2.4223e-06 | 2.5228e-06 | 2.6384e-06
Scenario 4: Reference ZEAS Phase In | SDG&E | Res | AppPlug | Res - Single Family | Gas Energy (MMTherm/year) | Fuel Substitution | 6.3395e-07 | 6.8153e-07 | 7.2894e-07 | 7.7621e-07 | 8.2326e-07 | 8.7015e-07 | 0 | 0 | 0 | 0 | 0 | 0 | 0
Scenario 4: Reference ZEAS Phase In | SDG&E | Res | BROs | Income Qualified - Multi Family IQ | Electric Demand (MW) | Energy Efficiency | 0.75079 | 0.77168 | 0.79386 | 0.81959 | 0.84639 | 0.87536 | 0.90326 | 0.933 | 0.96101 | 0.98825 | 1.0114 | 0.96908 | 0.99268
Scenario 4: Reference ZEAS Phase In | SDG&E | Res | BROs | Income Qualified - Multi Family IQ | Electric Energy (GWh/year) | Energy Efficiency | 3.3676 | 3.4808 | 3.6031 | 3.7455 | 3.8972 | 4.0641 | 4.232 | 4.4151 | 4.5975 | 4.7843 | 4.9603 | 4.8829 | 5.0881
Scenario 4: Reference ZEAS Phase In | SDG&E | Res | BROs | Income Qualified - Multi Family IQ | Gas Energy (MMTherm/year) | Energy Efficiency | 0.061453 | 0.062715 | 0.064211 | 0.06593 | 0.067803 | 0.06974 | 0.071817 | 0.074003 | 0.07638 | 0.078911 | 0.081736 | 0.084893 | 0.088418
Scenario 4: Reference ZEAS Phase In | SDG&E | Res | BROs | Income Qualified - Single Family IQ | Electric Demand (MW) | Energy Efficiency | 1.4012 | 1.4302 | 1.4612 | 1.5036 | 1.5477 | 1.5954 | 1.6408 | 1.6894 | 1.7347 | 1.7782 | 1.8142 | 1.744 | 1.7817
Scenario 4: Reference ZEAS Phase In | SDG&E | Res | BROs | Income Qualified - Single Family IQ | Electric Energy (GWh/year) | Energy Efficiency | 6.2891 | 6.4562 | 6.6377 | 6.8781 | 7.1344 | 7.4168 | 7.6991 | 8.0082 | 8.3148 | 8.6278 | 8.9201 | 8.8036 | 9.1517
Scenario 4: Reference ZEAS Phase In | SDG&E | Res | BROs | Income Qualified - Single Family IQ | Gas Energy (MMTherm/year) | Energy Efficiency | 0.20572 | 0.20904 | 0.21307 | 0.21779 | 0.22296 | 0.22831 | 0.23399 | 0.23999 | 0.24653 | 0.25359 | 0.26152 | 0.27042 | 0.28043
Scenario 4: Reference ZEAS Phase In | SDG&E | Res | BROs | Res - Multi Family | Electric Demand (MW) | Energy Efficiency | 4.9533 | 5.0618 | 5.1776 | 5.3325 | 5.494 | 5.6688 | 5.8359 | 6.0149 | 6.1825 | 6.3446 | 6.4804 | 6.6558 | 6.8371
Scenario 4: Reference ZEAS Phase In | SDG&E | Res | BROs | Res - Multi Family | Electric Energy (GWh/year) | Energy Efficiency | 22.2177 | 22.8324 | 23.5 | 24.3693 | 25.297 | 26.319 | 27.3427 | 28.4633 | 29.577 | 30.7156 | 31.7824 | 33.106 | 34.5312
Scenario 4: Reference ZEAS Phase In | SDG&E | Res | BROs | Res - Multi Family | Gas Energy (MMTherm/year) | Energy Efficiency | 0.69719 | 0.70875 | 0.72277 | 0.73911 | 0.75704 | 0.77558 | 0.79528 | 0.81607 | 0.83874 | 0.86316 | 0.89058 | 0.92135 | 0.95587
Scenario 4: Reference ZEAS Phase In | SDG&E | Res | BROs | Res - Single Family | Electric Demand (MW) | Energy Efficiency | 2.0795 | 2.1375 | 2.1989 | 2.2694 | 2.3426 | 2.4218 | 2.4977 | 2.5785 | 2.6544 | 2.7278 | 2.7898 | 2.8686 | 2.9496
Scenario 4: Reference ZEAS Phase In | SDG&E | Res | BROs | Res - Single Family | Electric Energy (GWh/year) | Energy Efficiency | 9.3337 | 9.649 | 9.9894 | 10.3814 | 10.7991 | 11.2584 | 11.7198 | 12.2226 | 12.723 | 13.2352 | 13.7166 | 14.3092 | 14.9459
Scenario 4: Reference ZEAS Phase In | SDG&E | Res | BROs | Res - Single Family | Gas Energy (MMTherm/year) | Energy Efficiency | 0.19225 | 0.19619 | 0.20086 | 0.20622 | 0.21207 | 0.21811 | 0.22459 | 0.23141 | 0.23883 | 0.24673 | 0.25555 | 0.2654 | 0.27641
Scenario 4: Reference ZEAS Phase In | SDG&E | Res | BldgEnv | Res - Multi Family | Electric Demand (MW) | Energy Efficiency | 0 | 0 | 0 | 1.0817e-05 | 1.105e-05 | 9.1174e-05 | 9.294e-05 | 9.4648e-05 | 9.6299e-05 | 9.7893e-05 | 9.9431e-05 | 0.00010091 | 0.00010234
Scenario 4: Reference ZEAS Phase In | SDG&E | Res | BldgEnv | Res - Multi Family | Electric Energy (GWh/year) | Energy Efficiency | 0 | 0 | 0 | 5.0746e-05 | 5.1842e-05 | 0.0001775 | 0.00018094 | 0.00018426 | 0.00018748 | 0.00019058 | 0.00019358 | 0.00019646 | 0.00019923
Scenario 4: Reference ZEAS Phase In | SDG&E | Res | BldgEnv | Res - Multi Family | Gas Energy (MMTherm/year) | Energy Efficiency | 0 | 0 | 0 | 1.8274e-05 | 1.8669e-05 | 9.6104e-05 | 9.7965e-05 | 9.9765e-05 | 0.00010151 | 0.00010319 | 0.00010481 | 0.00010637 | 0.00010787
Scenario 4: Reference ZEAS Phase In | SDG&E | Res | BldgEnv | Res - Single Family | Electric Demand (MW) | Energy Efficiency | 0.0027907 | 0.002975 | 0.0030884 | 0.0031225 | 0.0030433 | 0.0030029 | 0.0029507 | 0.0028915 | 0.0014365 | 7.6374e-05 | 7.7417e-05 | 7.845e-05 | 7.9473e-05
Scenario 4: Reference ZEAS Phase In | SDG&E | Res | BldgEnv | Res - Single Family | Electric Energy (GWh/year) | Energy Efficiency | 0.00078148 | 0.00080419 | 0.00088406 | 0.00099826 | 0.0011584 | 0.0012746 | 0.0013854 | 0.0014926 | -0.00080908 | 0.00058711 | 0.00059513 | 0.00060308 | 0.00061094
Scenario 4: Reference ZEAS Phase In | SDG&E | Res | BldgEnv | Res - Single Family | Gas Energy (MMTherm/year) | Energy Efficiency | 0.00092831 | 0.00098684 | 0.0010299 | 0.0010528 | 0.0010463 | 0.0010476 | 0.001045 | 0.00104 | 0.00036657 | 0.00011284 | 0.00011439 | 0.00011591 | 0.00011742
Scenario 4: Reference ZEAS Phase In | SDG&E | Res | HVAC | Res - Multi Family | Electric Demand (MW) | Energy Efficiency | 0 | 0 | 0 | 0 | 0 | 0 | 0 | 0 | 0 | 0 | 0 | 0 | 0
Scenario 4: Reference ZEAS Phase In | SDG&E | Res | HVAC | Res - Multi Family | Electric Energy (GWh/year) | Energy Efficiency | 0 | 0 | 0 | 0 | 0 | 0.0043647 | 0.0041908 | 0.0039718 | 0.0037303 | 0.0034929 | 0.0032771 | 0.003107 | 0.002955
Scenario 4: Reference ZEAS Phase In | SDG&E | Res | HVAC | Res - Multi Family | Electric Energy (GWh/year) | Fuel Substitution | -0.00085335 | -0.00086925 | -0.00097498 | -0.00098085 | 0 | 0 | 0 | 0 | 0 | 0 | 0 | 0 | 0
Scenario 4: Reference ZEAS Phase In | SDG&E | Res | HVAC | Res - Multi Family | Gas Energy (MMTherm/year) | Energy Efficiency | 0 | 0 | 0 | 0 | 0 | 0.0005666 | 0.00054402 | 0.00051559 | 0.00048424 | 0.00045342 | 0.00042541 | 0.00040333 | 0.00038359
Scenario 4: Reference ZEAS Phase In | SDG&E | Res | HVAC | Res - Multi Family | Gas Energy (MMTherm/year) | Fuel Substitution | 0.00052352 | 0.00053651 | 0.00060876 | 0.00061252 | 0 | 0 | 0 | 0 | 0 | 0 | 0 | 0 | 0
Scenario 4: Reference ZEAS Phase In | SDG&E | Res | HVAC | Res - Single Family | Electric Demand (MW) | Energy Efficiency | 0.37288 | 0.38685 | 0.40718 | 0.41445 | 0.2095 | 0.20782 | 0.20526 | 0.20209 | 0.025633 | 0 | 0 | 0 | 0
Scenario 4: Reference ZEAS Phase In | SDG&E | Res | HVAC | Res - Single Family | Electric Demand (MW) | Fuel Substitution | 0 | 0 | 0 | 0 | 2.8368e-05 | 3.0907e-05 | 3.1957e-05 | 3.188e-05 | 0 | 0 | 0 | 0 | 0
Scenario 4: Reference ZEAS Phase In | SDG&E | Res | HVAC | Res - Single Family | Electric Energy (GWh/year) | Energy Efficiency | 0.29732 | 0.31829 | 0.33537 | 0.34123 | 0.14011 | 0.14779 | 0.14549 | 0.14277 | 0.024204 | 0.006536 | 0.0060729 | 0.0056968 | 0.0053598
Scenario 4: Reference ZEAS Phase In | SDG&E | Res | HVAC | Res - Single Family | Electric Energy (GWh/year) | Fuel Substitution | -0.076865 | -0.078898 | -0.080094 | -0.080746 | 2.8846e-05 | 3.1431e-05 | 3.25e-05 | 3.2423e-05 | 0 | 0 | 0 | 0 | 0
Scenario 4: Reference ZEAS Phase In | SDG&E | Res | HVAC | Res - Single Family | Gas Energy (MMTherm/year) | Energy Efficiency | 0.0028621 | 0.0031996 | 0.0033903 | 0.0034389 | -0.00078433 | 0.00036152 | 0.00029584 | 0.00023028 | 0.00081729 | 0.00084593 | 0.00078599 | 0.00073731 | 0.00069369
Scenario 4: Reference ZEAS Phase In | SDG&E | Res | HVAC | Res - Single Family | Gas Energy (MMTherm/year) | Fuel Substitution | 0.018327 | 0.01879 | 0.019063 | 0.019243 | 0 | 0 | 0 | 0 | 0 | 0 | 0 | 0 | 0
Scenario 4: Reference ZEAS Phase In | SDG&E | Res | WaterHeat | Res - Multi Family | Electric Demand (MW) | Energy Efficiency | 0.33199 | 0.31565 | 0.29865 | 0.28272 | 0.26351 | 0.24764 | 0.23288 | 0.2188 | 0.20565 | 0.19368 | 0.18303 | 0.17395 | 0.16591
Scenario 4: Reference ZEAS Phase In | SDG&E | Res | WaterHeat | Res - Multi Family | Electric Demand (MW) | Fuel Substitution | 0 | 0 | 0.00010384 | 0.00023837 | 0.00040545 | 0.0004388 | 0.0004586 | 0.0004701 | 0.00048021 | 0.00048516 | 0.00048564 | 0.00048332 | 0.00047934
Scenario 4: Reference ZEAS Phase In | SDG&E | Res | WaterHeat | Res - Multi Family | Electric Energy (GWh/year) | Energy Efficiency | 1.6348 | 1.5551 | 1.4712 | 1.3924 | 1.2974 | 1.2189 | 1.1458 | 1.0762 | 1.0111 | 0.95187 | 0.89922 | 0.85432 | 0.81461
Scenario 4: Reference ZEAS Phase In | SDG&E | Res | WaterHeat | Res - Multi Family | Electric Energy (GWh/year) | Fuel Substitution | -0.14844 | -0.14916 | -0.14746 | -0.1449 | -0.14154 | -0.13948 | 0.0023679 | 0.002427 | 0.0024789 | 0.0025042 | 0.0025065 | 0.0024944 | 0.0024738
Scenario 4: Reference ZEAS Phase In | SDG&E | Res | WaterHeat | Res - Multi Family | Gas Energy (MMTherm/year) | Energy Efficiency | 0.11308 | 0.10708 | 0.063242 | 0.05698 | 0.049805 | 0.043616 | 0.037913 | 0.032698 | 0.028132 | 0.024109 | 0.020661 | 0.017835 | 0.015464
Scenario 4: Reference ZEAS Phase In | SDG&E | Res | WaterHeat | Res - Multi Family | Gas Energy (MMTherm/year) | Fuel Substitution | 0.010799 | 0.010854 | 0.010735 | 0.010554 | 0.010311 | 0.010175 | 0 | 0 | 0 | 0 | 0 | 0 | 0
Scenario 4: Reference ZEAS Phase In | SDG&E | Res | WaterHeat | Res - Single Family | Electric Demand (MW) | Energy Efficiency | 0.18702 | 0.18069 | 0.17524 | 0.16452 | 0.15155 | 0.14086 | 0.13093 | 0.12181 | 0.11358 | 0.10625 | 0.099755 | 0.094107 | 0.089101
Scenario 4: Reference ZEAS Phase In | SDG&E | Res | WaterHeat | Res - Single Family | Electric Demand (MW) | Fuel Substitution | 0 | 0 | 0.00051695 | 0.0011728 | 0.0019306 | 0.0020816 | 0.0021692 | 0.002213 | 0.0022456 | 0.0022644 | 0.002264 | 0.002252 | 0.0022334
Scenario 4: Reference ZEAS Phase In | SDG&E | Res | WaterHeat | Res - Single Family | Electric Energy (GWh/year) | Energy Efficiency | 0.96432 | 0.93131 | 0.90408 | 0.84825 | 0.78074 | 0.72508 | 0.67336 | 0.62591 | 0.58317 | 0.54509 | 0.51138 | 0.48211 | 0.4562
Scenario 4: Reference ZEAS Phase In | SDG&E | Res | WaterHeat | Res - Single Family | Electric Energy (GWh/year) | Fuel Substitution | -0.010855 | -0.011034 | -0.0054963 | 0.0016611 | 0.010487 | 0.011305 | 0.01178 | 0.012015 | 0.012191 | 0.012291 | 0.012288 | 0.012223 | 0.012122
Scenario 4: Reference ZEAS Phase In | SDG&E | Res | WaterHeat | Res - Single Family | Gas Energy (MMTherm/year) | Energy Efficiency | 0.41579 | 0.41262 | 0.20176 | 0.17978 | 0.15457 | 0.13273 | 0.11273 | 0.094933 | 0.079532 | 0.066485 | 0.055603 | 0.046748 | 0.03948
Scenario 4: Reference ZEAS Phase In | SDG&E | Res | WaterHeat | Res - Single Family | Gas Energy (MMTherm/year) | Fuel Substitution | 0.0015607 | 0.0015863 | 0.0011939 | 0.00067716 | 0 | 0 | 0 | 0 | 0 | 0 | 0 | 0 | 0
Scenario 5: High TRC ZEAS Phase In | PG&E | Ag | WholeBlg | Ag - Dairies, fishing, hunting | Electric Demand (MW) | Energy Efficiency | 0.10172 | 0.10281 | 0.10414 | 0.10543 | 0.10689 | 0.10806 | 0.10922 | 0.11028 | 0.11149 | 0.11255 | 0.11363 | 0.11462 | 0.11562
Scenario 5: High TRC ZEAS Phase In | PG&E | Ag | WholeBlg | Ag - Dairies, fishing, hunting | Electric Energy (GWh/year) | Energy Efficiency | 0.43333 | 0.43797 | 0.44363 | 0.44912 | 0.45534 | 0.46033 | 0.46529 | 0.46981 | 0.47495 | 0.47945 | 0.48406 | 0.48826 | 0.49253
Scenario 5: High TRC ZEAS Phase In | PG&E | Ag | WholeBlg | Ag - Dairies, fishing, hunting | Gas Energy (MMTherm/year) | Energy Efficiency | 0.0017339 | 0.0017339 | 0.0017339 | 0.0017339 | 0.0017339 | 0.0017339 | 0.0017339 | 0.0017339 | 0.0017339 | 0.0017339 | 0.0017339 | 0.0017339 | 0.0017339
Scenario 5: High TRC ZEAS Phase In | PG&E | Ag | WholeBlg | Ag - Irrigated Agriculture, vineyards, forestry and greenhouses | Electric Demand (MW) | Energy Efficiency | 0.83085 | 0.85479 | 0.87901 | 0.90266 | 0.9259 | 0.94685 | 0.96783 | 0.98844 | 1.0098 | 1.0299 | 1.0497 | 1.0689 | 1.0878
Scenario 5: High TRC ZEAS Phase In | PG&E | Ag | WholeBlg | Ag - Irrigated Agriculture, vineyards, forestry and greenhouses | Electric Energy (GWh/year) | Energy Efficiency | 3.5394 | 3.6414 | 3.7446 | 3.8453 | 3.9443 | 4.0336 | 4.1229 | 4.2107 | 4.3019 | 4.3874 | 4.4717 | 4.5534 | 4.6338
Scenario 5: High TRC ZEAS Phase In | PG&E | Ag | WholeBlg | Ag - Irrigated Agriculture, vineyards, forestry and greenhouses | Gas Energy (MMTherm/year) | Energy Efficiency | 0.014204 | 0.014204 | 0.014204 | 0.014204 | 0.014204 | 0.014204 | 0.014204 | 0.014204 | 0.014204 | 0.014204 | 0.014204 | 0.014204 | 0.014204
Scenario 5: High TRC ZEAS Phase In | PG&E | Ag | WholeBlg | Ag - Water pumping | Electric Demand (MW) | Energy Efficiency | 0.54978 | 0.5432 | 0.53629 | 0.52927 | 0.52202 | 0.51566 | 0.50978 | 0.50387 | 0.49723 | 0.49002 | 0.48237 | 0.47461 | 0.46665
Scenario 5: High TRC ZEAS Phase In | PG&E | Ag | WholeBlg | Ag - Water pumping | Electric Energy (GWh/year) | Energy Efficiency | 2.342 | 2.314 | 2.2846 | 2.2547 | 2.2238 | 2.1967 | 2.1716 | 2.1465 | 2.1182 | 2.0875 | 2.0549 | 2.0218 | 1.9879
Scenario 5: High TRC ZEAS Phase In | PG&E | Ag | WholeBlg | Ag - Water pumping | Gas Energy (MMTherm/year) | Energy Efficiency | 0.00072949 | 0.00072949 | 0.00072949 | 0.00072949 | 0.00072949 | 0.00072949 | 0.00072949 | 0.00072949 | 0.00072949 | 0.00072949 | 0.00072949 | 0.00072949 | 0.00072949
Scenario 5: High TRC ZEAS Phase In | PG&E | Com | AppPlug | Com - Health | Gas Energy (MMTherm/year) | Energy Efficiency | 0.71921 | 0.76422 | 0.80057 | 0.82049 | 0.65838 | 0.6463 | 1.3539 | 0.86549 | 0.86813 | 0.86281 | 0.84939 | 0.84122 | 0.82817
Scenario 5: High TRC ZEAS Phase In | PG&E | Com | AppPlug | Com - Lodging | Gas Energy (MMTherm/year) | Energy Efficiency | 0.49346 | 0.58949 | 0.60692 | 0.61886 | 0.63204 | 0.6401 | 0.64574 | 0.64819 | 0.64752 | 0.64462 | 0.23132 | 0.36201 | 1.7057
Scenario 5: High TRC ZEAS Phase In | PG&E | Com | AppPlug | Com - Other | Gas Energy (MMTherm/year) | Energy Efficiency | 0.0013845 | 0.0015505 | 0.0017306 | 0.0019045 | 0.0020586 | 0.0022465 | 0.0024392 | 0.0026098 | 0.0027414 | 0.0028829 | 0.0030207 | 0.0031496 | 0.0032751
Scenario 5: High TRC ZEAS Phase In | PG&E | Com | BROs | Com - Lodging | Electric Energy (GWh/year) | Energy Efficiency | 0.0092629 | 0.019041 | 0.029292 | 0.040146 | 0.051741 | 0.064078 | 0.077422 | 0.091167 | 0.10608 | 0.124 | 0.14051 | 0.15693 | 0.17287
Scenario 5: High TRC ZEAS Phase In | PG&E | Com | BROs | Com - Other | Electric Energy (GWh/year) | Energy Efficiency | 0.035729 | 0.077239 | 0.124 | 0.17525 | 0.23403 | 0.30343 | 0.37844 | 0.4442 | 0.52407 | 0.61999 | 0.71147 | 0.80422 | 0.89092
Scenario 5: High TRC ZEAS Phase In | PG&E | Com | BROs | Com - Retail | Electric Demand (MW) | Energy Efficiency | 0.0042778 | 0.008702 | 0.013249 | 0.017971 | 0.022913 | 0.028088 | 0.033645 | 0.040046 | 0.046109 | 0.053325 | 0.059776 | 0.066054 | 0.073417
Scenario 5: High TRC ZEAS Phase In | PG&E | Com | BROs | Com - Retail | Electric Energy (GWh/year) | Energy Efficiency | 0.046249 | 0.094081 | 0.14325 | 0.19429 | 0.24772 | 0.30367 | 0.36375 | 0.43296 | 0.4985 | 0.57652 | 0.64626 | 0.71414 | 0.79374
Scenario 5: High TRC ZEAS Phase In | PG&E | Com | BldgEnv | Com - College | Electric Demand (MW) | Energy Efficiency | 0.00064233 | 0.00066379 | 0.00070879 | 0.00074364 | 0.00076897 | 0.0007873 | 0.0008175 | 0.00083417 | 0.00089438 | 0.00092068 | 0.0009375 | 0.00092274 | 0.00093064
Scenario 5: High TRC ZEAS Phase In | PG&E | Com | BldgEnv | Com - College | Electric Energy (GWh/year) | Energy Efficiency | 0.00018474 | 0.00019153 | 0.00020393 | 0.00021393 | 0.00022119 | 0.00022642 | 0.0002351 | 0.00023989 | 0.00025642 | 0.00026404 | 0.00026896 | 0.00026467 | 0.0002671
Scenario 5: High TRC ZEAS Phase In | PG&E | Com | BldgEnv | Com - College | Gas Energy (MMTherm/year) | Energy Efficiency | 4.2831e-05 | 4.2894e-05 | 4.7259e-05 | 4.9724e-05 | 5.1563e-05 | 5.2942e-05 | 5.5058e-05 | 5.6254e-05 | 6.2171e-05 | 6.385e-05 | 6.4784e-05 | 6.349e-05 | 6.3621e-05
Scenario 5: High TRC ZEAS Phase In | PG&E | Com | BldgEnv | Com - Grocery | Electric Demand (MW) | Energy Efficiency | 0.0011843 | 0.0012203 | 0.0010936 | 0.0010546 | 0.0011112 | 0.0011814 | 0.0012455 | 0.0013073 | 0.0013535 | 0.0013998 | 0.0014457 | 0.0014873 | 0.0015303
Scenario 5: High TRC ZEAS Phase In | PG&E | Com | BldgEnv | Com - Grocery | Electric Energy (GWh/year) | Energy Efficiency | 0.00033975 | 0.00035037 | 0.000299 | 0.00030441 | 0.00032079 | 0.00034105 | 0.00035956 | 0.00037741 | 0.00039076 | 0.00040414 | 0.0004174 | 0.0004294 | 0.00044182
Scenario 5: High TRC ZEAS Phase In | PG&E | Com | BldgEnv | Com - Grocery | Gas Energy (MMTherm/year) | Energy Efficiency | 7.781e-05 | 7.9461e-05 | 7.1543e-05 | 6.8147e-05 | 7.1809e-05 | 7.6343e-05 | 8.0484e-05 | 8.4477e-05 | 8.7463e-05 | 9.0456e-05 | 9.3422e-05 | 9.6107e-05 | 9.8885e-05
Scenario 5: High TRC ZEAS Phase In | PG&E | Com | BldgEnv | Com - Health | Electric Demand (MW) | Energy Efficiency | 0.039548 | 0.040991 | 0.058799 | 0.056399 | 0.05188 | 0.057782 | 0.04878 | 0.039202 | 0.02975 | 0.020954 | 0.01315 | 0.006592 | 0.0019127
Scenario 5: High TRC ZEAS Phase In | PG&E | Com | BldgEnv | Com - Health | Electric Energy (GWh/year) | Energy Efficiency | 0.015333 | 0.015876 | 0.025772 | 0.024677 | 0.022651 | 0.022068 | 0.018557 | 0.014842 | 0.011194 | 0.0078165 | 0.0048339 | 0.0023399 | 0.00068745
Scenario 5: High TRC ZEAS Phase In | PG&E | Com | BldgEnv | Com - Health | Gas Energy (MMTherm/year) | Energy Efficiency | 0.006632 | 0.0068756 | 0.0095367 | 0.009152 | 0.0084111 | 0.0097169 | 0.0082111 | 0.0066067 | 0.0050213 | 0.0035441 | 0.002232 | 0.0011281 | 0.00032669
Scenario 5: High TRC ZEAS Phase In | PG&E | Com | BldgEnv | Com - Lodging | Electric Demand (MW) | Energy Efficiency | 0.054914 | 0.051982 | 0.046921 | 0.04022 | 0.032579 | 0.024653 | 0.017063 | 0.010227 | 0.0043711 | 0.0016054 | 0.0016422 | 0.0016789 | 0.0017116
Scenario 5: High TRC ZEAS Phase In | PG&E | Com | BldgEnv | Com - Lodging | Electric Energy (GWh/year) | Energy Efficiency | 0.027662 | 0.026138 | 0.023538 | 0.020116 | 0.016233 | 0.012222 | 0.0083978 | 0.0049672 | 0.0020405 | 0.00081845 | 0.00083723 | 0.00085592 | 0.00087256
Scenario 5: High TRC ZEAS Phase In | PG&E | Com | BldgEnv | Com - Lodging | Gas Energy (MMTherm/year) | Energy Efficiency | 0.016048 | 0.015197 | 0.013725 | 0.011773 | 0.0095451 | 0.0072315 | 0.0050137 | 0.0030142 | 0.0012996 | 0.00046775 | 0.00047849 | 0.00048925 | 0.00049876
Scenario 5: High TRC ZEAS Phase In | PG&E | Com | BldgEnv | Com - Office (Large) | Electric Demand (MW) | Energy Efficiency | 0.0082507 | 0.0086071 | 0.0090154 | 0.0093078 | 0.0096265 | 0.0098675 | 0.010132 | 0.010262 | 0.010271 | 0.01035 | 0.010377 | 0.010393 | 0.010405
Scenario 5: High TRC ZEAS Phase In | PG&E | Com | BldgEnv | Com - Office (Large) | Electric Energy (GWh/year) | Energy Efficiency | 0.0023819 | 0.0024848 | 0.0026028 | 0.0026872 | 0.0027793 | 0.0028489 | 0.0029253 | 0.0029627 | 0.0029655 | 0.0029882 | 0.0029961 | 0.0030008 | 0.0030042
Scenario 5: High TRC ZEAS Phase In | PG&E | Com | BldgEnv | Com - Office (Large) | Gas Energy (MMTherm/year) | Energy Efficiency | 0.00053315 | 0.00055618 | 0.00058256 | 0.00060145 | 0.00062204 | 0.00063762 | 0.00065471 | 0.00066307 | 0.00066369 | 0.00066877 | 0.00067054 | 0.00067157 | 0.00067234
Scenario 5: High TRC ZEAS Phase In | PG&E | Com | BldgEnv | Com - Office (Small) | Electric Demand (MW) | Energy Efficiency | 0.0014189 | 0.0015145 | 0.0016134 | 3.285e-05 | 0.019022 | 0.0016946 | 0.0017662 | 0.0018307 | 0.0018837 | 0.0019349 | 0.0019829 | 0.0020275 | 0.0020698
Scenario 5: High TRC ZEAS Phase In | PG&E | Com | BldgEnv | Com - Office (Small) | Electric Energy (GWh/year) | Energy Efficiency | 0.00040951 | 0.00043711 | 0.00046569 | 9.2972e-06 | 0.0054929 | 0.00048917 | 0.00050983 | 0.00052848 | 0.00054378 | 0.00055858 | 0.00057246 | 0.00058533 | 0.00059755
Scenario 5: High TRC ZEAS Phase In | PG&E | Com | BldgEnv | Com - Office (Small) | Gas Energy (MMTherm/year) | Energy Efficiency | 9.1703e-05 | 9.7875e-05 | 0.00010427 | 2.1327e-06 | 0.001229 | 0.00010952 | 0.00011414 | 0.00011831 | 0.00012173 | 0.00012504 | 0.00012815 | 0.00013102 | 0.00013376
Scenario 5: High TRC ZEAS Phase In | PG&E | Com | BldgEnv | Com - Other | Electric Demand (MW) | Energy Efficiency | 0.0012004 | 0.001287 | 0.0013803 | 0.0014623 | 0.0015275 | 0.0016147 | 0.0017047 | 0.0017775 | 0.0018173 | 0.0018699 | 0.0019215 | 0.0019666 | 0.0020136
Scenario 5: High TRC ZEAS Phase In | PG&E | Com | BldgEnv | Com - Other | Electric Energy (GWh/year) | Energy Efficiency | 0.00034833 | 0.0003735 | 0.0004006 | 0.00042442 | 0.00044338 | 0.00046873 | 0.00049488 | 0.00051604 | 0.00052759 | 0.00054288 | 0.00055788 | 0.00057098 | 0.00058465
Scenario 5: High TRC ZEAS Phase In | PG&E | Com | BldgEnv | Com - Other | Gas Energy (MMTherm/year) | Energy Efficiency | 7.758e-05 | 8.3177e-05 | 8.9202e-05 | 9.4499e-05 | 9.8713e-05 | 0.00010435 | 0.00011017 | 0.00011487 | 0.00011744 | 0.00012084 | 0.00012417 | 0.00012708 | 0.00013012
Scenario 5: High TRC ZEAS Phase In | PG&E | Com | BldgEnv | Com - Refrig. Warehouse | Electric Demand (MW) | Energy Efficiency | 0.0004177 | 0.00043886 | 0.00045908 | 0.00047854 | 0.00049711 | 0.00051537 | 0.00052893 | 0.00054147 | 0.00054878 | 0.00055623 | 0.0005616 | 0.00056704 | 0.00057254
Scenario 5: High TRC ZEAS Phase In | PG&E | Com | BldgEnv | Com - Refrig. Warehouse | Electric Energy (GWh/year) | Energy Efficiency | 0.00012428 | 0.00013064 | 0.0001366 | 0.0001422 | 0.00014741 | 0.00015238 | 0.0001559 | 0.00015904 | 0.00016065 | 0.0001623 | 0.00016339 | 0.00016454 | 0.00016576
Scenario 5: High TRC ZEAS Phase In | PG&E | Com | BldgEnv | Com - Refrig. Warehouse | Gas Energy (MMTherm/year) | Energy Efficiency | 3.774e-05 | 3.9744e-05 | 4.1349e-05 | 4.2517e-05 | 4.3225e-05 | 4.3546e-05 | 4.3269e-05 | 4.2735e-05 | 4.1781e-05 | 4.0857e-05 | 3.9895e-05 | 3.9083e-05 | 3.8444e-05
Scenario 5: High TRC ZEAS Phase In | PG&E | Com | BldgEnv | Com - Restaurant | Electric Demand (MW) | Energy Efficiency | 0.00057839 | 0.00041995 | 0.00044644 | 0.00047084 | 0.0004932 | 0.00051304 | 0.00053529 | 0.00055427 | 0.00057039 | 0.00058697 | 0.00060164 | 7.8234e-06 | 0.006809
Scenario 5: High TRC ZEAS Phase In | PG&E | Com | BldgEnv | Com - Restaurant | Electric Energy (GWh/year) | Energy Efficiency | 0.00016572 | 0.00012115 | 0.0001288 | 0.00013584 | 0.00014229 | 0.00014801 | 0.00015443 | 0.0001599 | 0.00016455 | 0.00016933 | 0.00017356 | 2.2194e-06 | 0.0019662
Scenario 5: High TRC ZEAS Phase In | PG&E | Com | BldgEnv | Com - Restaurant | Gas Energy (MMTherm/year) | Energy Efficiency | 3.7407e-05 | 2.7104e-05 | 2.8814e-05 | 3.0389e-05 | 3.1832e-05 | 3.3112e-05 | 3.4548e-05 | 3.5773e-05 | 3.6814e-05 | 3.7884e-05 | 3.8831e-05 | 5.076e-07 | 0.0004399
Scenario 5: High TRC ZEAS Phase In | PG&E | Com | BldgEnv | Com - Retail | Electric Demand (MW) | Energy Efficiency | 0.0027643 | 0.0029409 | 0.0025682 | 0.00055487 | 0.027293 | 0.0031119 | 0.0035593 | 0.033266 | 0.0038326 | 0.0039153 | 0.0040004 | 0.0040708 | 0.0040111
Scenario 5: High TRC ZEAS Phase In | PG&E | Com | BldgEnv | Com - Retail | Electric Energy (GWh/year) | Energy Efficiency | 0.00079138 | 0.00084246 | 0.0007412 | 0.00015457 | 0.0078759 | 0.0008887 | 0.0010233 | 0.01316 | 0.001102 | 0.0011268 | 0.0011521 | 0.0011724 | 0.0011398
Scenario 5: High TRC ZEAS Phase In | PG&E | Com | BldgEnv | Com - Retail | Gas Energy (MMTherm/year) | Energy Efficiency | 0.00018967 | 0.00020116 | 0.00016574 | 4.5734e-05 | 0.0017723 | 0.00020909 | 0.00023637 | 0.0019642 | 0.00025425 | 0.00025723 | 0.00026064 | 0.00026347 | 0.00025979
Scenario 5: High TRC ZEAS Phase In | PG&E | Com | BldgEnv | Com - School | Electric Demand (MW) | Energy Efficiency | 0.0022727 | 0.0023969 | 0.0025116 | 0.0026072 | 0.0026698 | 0.0027402 | 0.0027928 | 0.0028471 | 0.0028915 | 0.0029345 | 0.0029729 | 0.0030199 | 0.0030504
Scenario 5: High TRC ZEAS Phase In | PG&E | Com | BldgEnv | Com - School | Electric Energy (GWh/year) | Energy Efficiency | 0.00065607 | 0.00069195 | 0.00072506 | 0.00075268 | 0.00077077 | 0.00079111 | 0.00080629 | 0.00082198 | 0.00083483 | 0.00084725 | 0.00085833 | 0.00087192 | 0.00088073
Scenario 5: High TRC ZEAS Phase In | PG&E | Com | BldgEnv | Com - School | Gas Energy (MMTherm/year) | Energy Efficiency | 0.00014687 | 0.00015489 | 0.0001623 | 0.00016848 | 0.00017252 | 0.00017708 | 0.00018047 | 0.00018398 | 0.00018685 | 0.00018963 | 0.00019211 | 0.00019515 | 0.00019712
Scenario 5: High TRC ZEAS Phase In | PG&E | Com | BldgEnv | Com - Warehouse | Electric Demand (MW) | Energy Efficiency | 0.14451 | 0.14192 | 0.13343 | 0.11981 | 0.10239 | 0.082846 | 0.062799 | 0.04369 | 0.026389 | 0.011524 | 0.0051254 | 0.0052145 | 0.0053049
Scenario 5: High TRC ZEAS Phase In | PG&E | Com | BldgEnv | Com - Warehouse | Electric Energy (GWh/year) | Energy Efficiency | 0.072861 | 0.071466 | 0.067074 | 0.060092 | 0.051208 | 0.041287 | 0.03115 | 0.021525 | 0.012842 | 0.0054132 | 0.0026129 | 0.0026583 | 0.0027044
Scenario 5: High TRC ZEAS Phase In | PG&E | Com | BldgEnv | Com - Warehouse | Gas Energy (MMTherm/year) | Energy Efficiency | 0.042225 | 0.041482 | 0.039016 | 0.035052 | 0.029974 | 0.024274 | 0.018421 | 0.012836 | 0.0077753 | 0.0034227 | 0.0014935 | 0.0015194 | 0.0015458
Scenario 5: High TRC ZEAS Phase In | PG&E | Com | ComRefrig | Com - College | Electric Demand (MW) | Energy Efficiency | 0.00015244 | 9.3025e-05 | 4.9625e-05 | 2.1052e-05 | 8.0941e-06 | 2.7409e-06 | 0 | 0 | 0 | 0 | 0 | 0 | 0
Scenario 5: High TRC ZEAS Phase In | PG&E | Com | ComRefrig | Com - College | Electric Energy (GWh/year) | Energy Efficiency | 0.0010964 | 0.00067703 | 0.00036716 | 0.00016098 | 6.4037e-05 | 2.1685e-05 | 0 | 0 | 0 | 0 | 0 | 0 | 0
Scenario 5: High TRC ZEAS Phase In | PG&E | Com | ComRefrig | Com - College | Gas Energy (MMTherm/year) | Energy Efficiency | 0 | 0 | 0 | 0 | 0 | 0 | 0 | 0 | 0 | 0 | 0 | 0 | 0
Scenario 5: High TRC ZEAS Phase In | PG&E | Com | ComRefrig | Com - Grocery | Electric Demand (MW) | Energy Efficiency | 0.10748 | 0.04646 | 0.016665 | 0.0053496 | 0 | 0 | 0 | 0 | 0 | 0 | 0 | 0 | 0
Scenario 5: High TRC ZEAS Phase In | PG&E | Com | ComRefrig | Com - Grocery | Electric Energy (GWh/year) | Energy Efficiency | 0.78796 | 0.35204 | 0.13185 | 0.042324 | 0 | 0 | 0 | 0 | 0 | 0 | 0 | 0 | 0
Scenario 5: High TRC ZEAS Phase In | PG&E | Com | ComRefrig | Com - Grocery | Gas Energy (MMTherm/year) | Energy Efficiency | 0 | 0 | 0 | 0 | 0 | 0 | 0 | 0 | 0 | 0 | 0 | 0 | 0
Scenario 5: High TRC ZEAS Phase In | PG&E | Com | ComRefrig | Com - Refrig. Warehouse | Electric Demand (MW) | Energy Efficiency | 0.00032539 | 0.00018843 | 9.2738e-05 | 3.2099e-05 | 1.3074e-05 | 2.2391e-06 | 0 | 0 | 0 | 0 | 0 | 0 | 0
Scenario 5: High TRC ZEAS Phase In | PG&E | Com | ComRefrig | Com - Refrig. Warehouse | Electric Energy (GWh/year) | Energy Efficiency | 0.0023459 | 0.001376 | 0.00069065 | 0.00025204 | 0.00010344 | 1.7715e-05 | 0 | 0 | 0 | 0 | 0 | 0 | 0
Scenario 5: High TRC ZEAS Phase In | PG&E | Com | ComRefrig | Com - Refrig. Warehouse | Gas Energy (MMTherm/year) | Energy Efficiency | 0 | 0 | 0 | 0 | 0 | 0 | 0 | 0 | 0 | 0 | 0 | 0 | 0
Scenario 5: High TRC ZEAS Phase In | PG&E | Com | ComRefrig | Com - Restaurant | Electric Demand (MW) | Energy Efficiency | 0.0038075 | 0.0017097 | 0.00062065 | 0.00022337 | 0 | 0 | 0 | 0 | 0 | 0 | 0 | 0 | 0
Scenario 5: High TRC ZEAS Phase In | PG&E | Com | ComRefrig | Com - Restaurant | Electric Energy (GWh/year) | Energy Efficiency | 0.027895 | 0.012918 | 0.0049103 | 0.0017672 | 0 | 0 | 0 | 0 | 0 | 0 | 0 | 0 | 0
Scenario 5: High TRC ZEAS Phase In | PG&E | Com | ComRefrig | Com - Restaurant | Gas Energy (MMTherm/year) | Energy Efficiency | 0 | 0 | 0 | 0 | 0 | 0 | 0 | 0 | 0 | 0 | 0 | 0 | 0
Scenario 5: High TRC ZEAS Phase In | PG&E | Com | ComRefrig | Com - Retail | Electric Demand (MW) | Energy Efficiency | 0.049885 | 0.022526 | 0 | 0.0053572 | 0.001438 | 0 | 0 | 0 | 0 | 0 | 0 | 0 | 0
Scenario 5: High TRC ZEAS Phase In | PG&E | Com | ComRefrig | Com - Retail | Electric Energy (GWh/year) | Energy Efficiency | 0.36496 | 0.16957 | 0 | 0.042384 | 0.011377 | 0 | 0 | 0 | 0 | 0 | 0 | 0 | 0
Scenario 5: High TRC ZEAS Phase In | PG&E | Com | ComRefrig | Com - Retail | Gas Energy (MMTherm/year) | Energy Efficiency | 0 | 0 | 0 | 0 | 0 | 0 | 0 | 0 | 0 | 0 | 0 | 0 | 0
Scenario 5: High TRC ZEAS Phase In | PG&E | Com | ComRefrig | Com - School | Electric Demand (MW) | Energy Efficiency | 4.6425e-07 | 0 | 0 | 0 | 0 | 0 | 0 | 0 | 0 | 0 | 0 | 0 | 0
Scenario 5: High TRC ZEAS Phase In | PG&E | Com | ComRefrig | Com - School | Electric Energy (GWh/year) | Energy Efficiency | 3.673e-06 | 0 | 0 | 0 | 0 | 0 | 0 | 0 | 0 | 0 | 0 | 0 | 0
Scenario 5: High TRC ZEAS Phase In | PG&E | Com | ComRefrig | Com - School | Gas Energy (MMTherm/year) | Energy Efficiency | 0 | 0 | 0 | 0 | 0 | 0 | 0 | 0 | 0 | 0 | 0 | 0 | 0
Scenario 5: High TRC ZEAS Phase In | PG&E | Com | FoodServ | Com - College | Electric Demand (MW) | Energy Efficiency | 0.006379 | 0.0066233 | 0.0071593 | 0.0074604 | 0.0076171 | 0.0077368 | 0.0079181 | 0.0080314 | 0.0082392 | 0.0084063 | 0.0085306 | 0.008534 | 0.00862
Scenario 5: High TRC ZEAS Phase In | PG&E | Com | FoodServ | Com - College | Electric Demand (MW) | Fuel Substitution | -0.0001337 | -0.00014988 | -0.00016909 | -0.00018603 | -0.00020303 | -0.0002201 | -0.00023719 | -0.00025437 | -0.00027154 | -0.00028878 | -0.0003061 | -0.00032362 | -0.0003414
Scenario 5: High TRC ZEAS Phase In | PG&E | Com | FoodServ | Com - College | Electric Energy (GWh/year) | Energy Efficiency | 0.030559 | 0.031805 | 0.034328 | 0.03583 | 0.036679 | 0.037355 | 0.038331 | 0.038978 | 0.040082 | 0.040984 | 0.041672 | 0.041764 | 0.042246
Scenario 5: High TRC ZEAS Phase In | PG&E | Com | FoodServ | Com - College | Electric Energy (GWh/year) | Fuel Substitution | -0.001235 | -0.0013679 | -0.0015127 | -0.0016458 | -0.0017765 | -0.0019056 | -0.0020328 | -0.002219 | -0.0024279 | -0.0026721 | -0.0029594 | -0.0032795 | -0.0036385
Scenario 5: High TRC ZEAS Phase In | PG&E | Com | FoodServ | Com - College | Gas Energy (MMTherm/year) | Energy Efficiency | 0.01264 | 0.012681 | 0.012372 | 0.013968 | 0.012544 | 0.012446 | 0.012429 | 0.012332 | 0.012352 | 0.012343 | 0.012307 | 0.012172 | 0.012144
Scenario 5: High TRC ZEAS Phase In | PG&E | Com | FoodServ | Com - College | Gas Energy (MMTherm/year) | Fuel Substitution | 0.00012755 | 0.00014113 | 0.00015554 | 0.00016905 | 0.0001823 | 0.00019538 | 0.00020825 | 0.00022704 | 0.00024811 | 0.00027271 | 0.00030165 | 0.00033389 | 0.00037006
Scenario 5: High TRC ZEAS Phase In | PG&E | Com | FoodServ | Com - Grocery | Electric Demand (MW) | Energy Efficiency | 0.03155 | 0.032592 | 0.035858 | 0.037523 | 0.038429 | 0.039524 | 0.040552 | 0.041559 | 0.042367 | 0.043173 | 0.04396 | 0.04467 | 0.045371
Scenario 5: High TRC ZEAS Phase In | PG&E | Com | FoodServ | Com - Grocery | Electric Demand (MW) | Fuel Substitution | -0.00068532 | -0.00076614 | -0.00086318 | -0.00094691 | -0.0010303 | -0.0011134 | -0.0011959 | -0.001278 | -0.0013592 | -0.0014398 | -0.0015198 | -0.0015996 | -0.0016795
Scenario 5: High TRC ZEAS Phase In | PG&E | Com | FoodServ | Com - Grocery | Electric Energy (GWh/year) | Energy Efficiency | 0.15043 | 0.15581 | 0.17114 | 0.17942 | 0.18431 | 0.19015 | 0.19569 | 0.20113 | 0.20562 | 0.21006 | 0.21439 | 0.21829 | 0.22209
Scenario 5: High TRC ZEAS Phase In | PG&E | Com | FoodServ | Com - Grocery | Electric Energy (GWh/year) | Fuel Substitution | -0.011861 | -0.013148 | -0.014496 | -0.01577 | -0.017013 | -0.018227 | -0.019416 | -0.020782 | -0.022217 | -0.02375 | -0.025414 | -0.027189 | -0.029103
Scenario 5: High TRC ZEAS Phase In | PG&E | Com | FoodServ | Com - Grocery | Gas Energy (MMTherm/year) | Energy Efficiency | 0.074886 | 0.075318 | 0.075716 | 0.075927 | 0.075742 | 0.075824 | 0.075786 | 0.075683 | 0.075329 | 0.075054 | 0.074853 | 0.074679 | 0.074634
Scenario 5: High TRC ZEAS Phase In | PG&E | Com | FoodServ | Com - Grocery | Gas Energy (MMTherm/year) | Fuel Substitution | 0.0012298 | 0.0013625 | 0.0014994 | 0.0016305 | 0.0017582 | 0.0018829 | 0.0020049 | 0.0021446 | 0.0022911 | 0.0024474 | 0.0026168 | 0.0027975 | 0.0029921
Scenario 5: High TRC ZEAS Phase In | PG&E | Com | FoodServ | Com - Health | Electric Demand (MW) | Energy Efficiency | 0.012455 | 0.013002 | 0.014478 | 0.014993 | 0.015594 | 0.016179 | 0.016704 | 0.017177 | 0.017506 | 0.017629 | 0.017551 | 0.017902 | 0.018239
Scenario 5: High TRC ZEAS Phase In | PG&E | Com | FoodServ | Com - Health | Electric Demand (MW) | Fuel Substitution | -0.00030339 | -0.00034183 | -0.00038623 | -0.00042595 | -0.00046564 | -0.00050539 | -0.00054515 | -0.00058511 | -0.00062512 | -0.00066547 | -0.0007062 | -0.00074759 | -0.00078979
Scenario 5: High TRC ZEAS Phase In | PG&E | Com | FoodServ | Com - Health | Electric Energy (GWh/year) | Energy Efficiency | 0.060842 | 0.063663 | 0.070816 | 0.073464 | 0.076606 | 0.079682 | 0.082475 | 0.085013 | 0.086843 | 0.087653 | 0.087464 | 0.089352 | 0.091151
Scenario 5: High TRC ZEAS Phase In | PG&E | Com | FoodServ | Com - Health | Electric Energy (GWh/year) | Fuel Substitution | -0.0033748 | -0.003791 | -0.0042286 | -0.0046428 | -0.0051079 | -0.0055911 | -0.0061018 | -0.0066569 | -0.0072461 | -0.00788 | -0.008564 | -0.0093111 | -0.010133
Scenario 5: High TRC ZEAS Phase In | PG&E | Com | FoodServ | Com - Health | Gas Energy (MMTherm/year) | Energy Efficiency | 0.032359 | 0.032527 | 0.033265 | 0.033105 | 0.033209 | 0.032706 | 0.034713 | 0.033285 | 0.033127 | 0.032776 | 0.032249 | 0.03229 | 0.032369
Scenario 5: High TRC ZEAS Phase In | PG&E | Com | FoodServ | Com - Health | Gas Energy (MMTherm/year) | Fuel Substitution | 0.00035741 | 0.00040098 | 0.00044594 | 0.00048911 | 0.00053731 | 0.00058728 | 0.00063995 | 0.00069708 | 0.00075762 | 0.0008227 | 0.00089285 | 0.00096944 | 0.0010537
Scenario 5: High TRC ZEAS Phase In | PG&E | Com | FoodServ | Com - Lodging | Electric Demand (MW) | Energy Efficiency | 0.018159 | 0.019099 | 0.020292 | 0.021304 | 0.022425 | 0.023397 | 0.024376 | 0.025321 | 0.026187 | 0.027076 | 0.027878 | 0.028631 | 0.029299
Scenario 5: High TRC ZEAS Phase In | PG&E | Com | FoodServ | Com - Lodging | Electric Demand (MW) | Fuel Substitution | -0.00032409 | -0.00036436 | -0.00040677 | -0.00044803 | -0.00048919 | -0.00053026 | -0.00057111 | -0.00061184 | -0.00065228 | -0.0006926 | -0.00073283 | -0.00077325 | -0.00081556
Scenario 5: High TRC ZEAS Phase In | PG&E | Com | FoodServ | Com - Lodging | Electric Energy (GWh/year) | Energy Efficiency | 0.105 | 0.11018 | 0.11656 | 0.12212 | 0.12839 | 0.13388 | 0.13943 | 0.14482 | 0.14978 | 0.15487 | 0.15948 | 0.1638 | 0.16765
Scenario 5: High TRC ZEAS Phase In | PG&E | Com | FoodServ | Com - Lodging | Electric Energy (GWh/year) | Fuel Substitution | -0.003595 | -0.0040071 | -0.0044239 | -0.0048302 | -0.0052658 | -0.0057093 | -0.0061807 | -0.0066685 | -0.0071712 | -0.0076962 | -0.0082489 | -0.0088397 | -0.0094819
Scenario 5: High TRC ZEAS Phase In | PG&E | Com | FoodServ | Com - Lodging | Gas Energy (MMTherm/year) | Energy Efficiency | 0.027746 | 0.028052 | 0.028311 | 0.028418 | 0.028655 | 0.028686 | 0.028705 | 0.028702 | 0.028648 | 0.028667 | 0.028665 | 0.028454 | 0.029749
Scenario 5: High TRC ZEAS Phase In | PG&E | Com | FoodServ | Com - Lodging | Gas Energy (MMTherm/year) | Fuel Substitution | 0.00036946 | 0.00041143 | 0.00045359 | 0.00049482 | 0.0005389 | 0.00058371 | 0.00063126 | 0.00068041 | 0.00073104 | 0.00078389 | 0.00083952 | 0.00089899 | 0.00096398
Scenario 5: High TRC ZEAS Phase In | PG&E | Com | FoodServ | Com - Office (Large) | Electric Demand (MW) | Energy Efficiency | 0.00099983 | 0.00099585 | 0.00099672 | 0.0009939 | 0.00099441 | 0.0009933 | 0.00099503 | 0.00099268 | 0.00098698 | 0.00098556 | 0.00098338 | 0.00098193 | 0.00098134
Scenario 5: High TRC ZEAS Phase In | PG&E | Com | FoodServ | Com - Office (Large) | Electric Energy (GWh/year) | Energy Efficiency | 0.0087697 | 0.0087348 | 0.0087424 | 0.0087177 | 0.0087222 | 0.0087124 | 0.0087276 | 0.008707 | 0.008657 | 0.0086445 | 0.0086254 | 0.0086127 | 0.0086075
Scenario 5: High TRC ZEAS Phase In | PG&E | Com | FoodServ | Com - Office (Small) | Electric Demand (MW) | Energy Efficiency | 0.00022794 | 0.00022949 | 0.00023136 | 0.00012995 | 0.0010015 | 0.00022824 | 0.00022999 | 0.00023167 | 0.00023309 | 0.00023466 | 0.00023629 | 0.00023798 | 0.00023975
Scenario 5: High TRC ZEAS Phase In | PG&E | Com | FoodServ | Com - Office (Small) | Electric Energy (GWh/year) | Energy Efficiency | 0.0019993 | 0.0020129 | 0.0020293 | 0.0011398 | 0.008784 | 0.0020019 | 0.0020173 | 0.002032 | 0.0020445 | 0.0020582 | 0.0020726 | 0.0020873 | 0.0021029
Scenario 5: High TRC ZEAS Phase In | PG&E | Com | FoodServ | Com - Other | Electric Demand (MW) | Energy Efficiency | 0.054767 | 0.057049 | 0.061398 | 0.064222 | 0.066493 | 0.069114 | 0.071835 | 0.074382 | 0.076524 | 0.078768 | 0.080906 | 0.082827 | 0.084601
Scenario 5: High TRC ZEAS Phase In | PG&E | Com | FoodServ | Com - Other | Electric Demand (MW) | Fuel Substitution | -0.0027531 | -0.0030964 | -0.0034916 | -0.0038518 | -0.0042139 | -0.0045778 | -0.0049423 | -0.0053078 | -0.0056728 | -0.0060383 | -0.0064041 | -0.006772 | -0.0071431
Scenario 5: High TRC ZEAS Phase In | PG&E | Com | FoodServ | Com - Other | Electric Energy (GWh/year) | Energy Efficiency | 0.26493 | 0.27752 | 0.29951 | 0.31489 | 0.32792 | 0.34274 | 0.35812 | 0.37267 | 0.38521 | 0.39816 | 0.41045 | 0.42149 | 0.4316
Scenario 5: High TRC ZEAS Phase In | PG&E | Com | FoodServ | Com - Other | Electric Energy (GWh/year) | Fuel Substitution | -0.015207 | -0.017032 | -0.019077 | -0.020964 | -0.02285 | -0.024735 | -0.026613 | -0.028577 | -0.030703 | -0.032902 | -0.035268 | -0.037749 | -0.040367
Scenario 5: High TRC ZEAS Phase In | PG&E | Com | FoodServ | Com - Other | Gas Energy (MMTherm/year) | Energy Efficiency | 0.095587 | 0.096327 | 0.09695 | 0.0972 | 0.09705 | 0.097224 | 0.097423 | 0.097342 | 0.096765 | 0.096467 | 0.096225 | 0.096005 | 0.095926
Scenario 5: High TRC ZEAS Phase In | PG&E | Com | FoodServ | Com - Other | Gas Energy (MMTherm/year) | Fuel Substitution | 0.0014513 | 0.0016242 | 0.0018134 | 0.0019914 | 0.0021692 | 0.0023467 | 0.0025234 | 0.0027088 | 0.0029104 | 0.0031192 | 0.003345 | 0.0035822 | 0.003833
Scenario 5: High TRC ZEAS Phase In | PG&E | Com | FoodServ | Com - Restaurant | Electric Demand (MW) | Energy Efficiency | 0.084989 | 0.087556 | 0.093312 | 0.096919 | 0.099875 | 0.10276 | 0.10589 | 0.10883 | 0.11158 | 0.1143 | 0.11678 | 0.069641 | 0.53518
Scenario 5: High TRC ZEAS Phase In | PG&E | Com | FoodServ | Com - Restaurant | Electric Demand (MW) | Fuel Substitution | -0.0040763 | -0.0045717 | -0.0051207 | -0.005633 | -0.0061452 | -0.006657 | -0.0071666 | -0.0076746 | -0.0081787 | -0.0086803 | -0.009179 | -0.0085952 | -0.0089636
Scenario 5: High TRC ZEAS Phase In | PG&E | Com | FoodServ | Com - Restaurant | Electric Energy (GWh/year) | Energy Efficiency | 0.43964 | 0.45398 | 0.48295 | 0.50254 | 0.51938 | 0.53595 | 0.55385 | 0.57083 | 0.58676 | 0.60247 | 0.61683 | 0.37628 | 2.7477
Scenario 5: High TRC ZEAS Phase In | PG&E | Com | FoodServ | Com - Restaurant | Electric Energy (GWh/year) | Fuel Substitution | -0.037257 | -0.041526 | -0.04602 | -0.050332 | -0.054591 | -0.058807 | -0.062966 | -0.067289 | -0.071786 | -0.076406 | -0.081239 | -0.076653 | -0.079512
Scenario 5: High TRC ZEAS Phase In | PG&E | Com | FoodServ | Com - Restaurant | Gas Energy (MMTherm/year) | Energy Efficiency | 0.19746 | 0.19761 | 0.19781 | 0.19737 | 0.19642 | 0.1951 | 0.194 | 0.1926 | 0.191 | 0.18962 | 0.18826 | 0.11764 | 0.72628
Scenario 5: High TRC ZEAS Phase In | PG&E | Com | FoodServ | Com - Restaurant | Gas Energy (MMTherm/year) | Fuel Substitution | 0.0037241 | 0.0041481 | 0.0045886 | 0.0050154 | 0.0054366 | 0.0058532 | 0.0062639 | 0.0066909 | 0.0071354 | 0.0075922 | 0.0080705 | 0.007612 | 0.0078705
Scenario 5: High TRC ZEAS Phase In | PG&E | Com | FoodServ | Com - Retail | Electric Demand (MW) | Energy Efficiency | 0.001615 | 0.0017226 | 0.0018432 | 0.00040007 | 0.015324 | 0.0019915 | 0.0021891 | 0.0022979 | 0.0023808 | 0.0024606 | 0.002538 | 0.0026066 | 0.0026753
Scenario 5: High TRC ZEAS Phase In | PG&E | Com | FoodServ | Com - Retail | Electric Energy (GWh/year) | Energy Efficiency | 0.010113 | 0.010654 | 0.011263 | 0.003509 | 0.081896 | 0.011971 | 0.012984 | 0.013535 | 0.013954 | 0.014359 | 0.014754 | 0.015107 | 0.015461
Scenario 5: High TRC ZEAS Phase In | PG&E | Com | FoodServ | Com - Retail | Gas Energy (MMTherm/year) | Energy Efficiency | 0.00024654 | 0.00027102 | 0.00029833 | 0 | 0.0031946 | 0.00033439 | 0.00037822 | 0.00040273 | 0.00042148 | 0.00043939 | 0.00045665 | 0.00047186 | 0.00048694
Scenario 5: High TRC ZEAS Phase In | PG&E | Com | FoodServ | Com - School | Electric Demand (MW) | Energy Efficiency | 0.033802 | 0.03495 | 0.0364 | 0.0376 | 0.038417 | 0.039339 | 0.040165 | 0.041027 | 0.041823 | 0.042599 | 0.043314 | 0.044055 | 0.044622
Scenario 5: High TRC ZEAS Phase In | PG&E | Com | FoodServ | Com - School | Electric Demand (MW) | Fuel Substitution | -0.00015886 | -0.00017562 | -0.00020101 | -0.00021788 | -0.00023416 | -0.00024986 | -0.00026495 | -0.00027948 | -0.0002934 | -0.0003068 | -0.00031972 | -0.00033374 | -0.00035595
Scenario 5: High TRC ZEAS Phase In | PG&E | Com | FoodServ | Com - School | Electric Energy (GWh/year) | Energy Efficiency | 0.16637 | 0.17251 | 0.18005 | 0.18651 | 0.19124 | 0.19652 | 0.20136 | 0.20636 | 0.21103 | 0.21556 | 0.21974 | 0.22397 | 0.22727
Scenario 5: High TRC ZEAS Phase In | PG&E | Com | FoodServ | Com - School | Electric Energy (GWh/year) | Fuel Substitution | -0.001561 | -0.0016818 | -0.0018384 | -0.0020279 | -0.0022582 | -0.0025185 | -0.0027992 | -0.0031142 | -0.0034681 | -0.0038605 | -0.004295 | -0.0047867 | -0.0055437
Scenario 5: High TRC ZEAS Phase In | PG&E | Com | FoodServ | Com - School | Gas Energy (MMTherm/year) | Energy Efficiency | 0.034491 | 0.03451 | 0.034489 | 0.03434 | 0.034025 | 0.033833 | 0.033596 | 0.03344 | 0.03329 | 0.033185 | 0.033107 | 0.033119 | 0.033034
Scenario 5: High TRC ZEAS Phase In | PG&E | Com | FoodServ | Com - School | Gas Energy (MMTherm/year) | Fuel Substitution | 0.00016394 | 0.00017646 | 0.00019141 | 0.0002106 | 0.00023382 | 0.00025997 | 0.00028813 | 0.00031969 | 0.0003551 | 0.00039436 | 0.00043781 | 0.00048728 | 0.00056604
Scenario 5: High TRC ZEAS Phase In | PG&E | Com | HVAC | Com - College | Electric Demand (MW) | Energy Efficiency | 0.071117 | 0.072819 | 0.072622 | 0.075781 | 0.073392 | 0.072601 | 0.071783 | 0.071186 | 0.072273 | 0.07285 | 0.072935 | 0.070852 | 0.070783
Scenario 5: High TRC ZEAS Phase In | PG&E | Com | HVAC | Com - College | Electric Energy (GWh/year) | Energy Efficiency | 0.11092 | 0.11265 | 0.11133 | 0.12028 | 0.11234 | 0.11103 | 0.10707 | 0.10602 | 0.10704 | 0.10745 | 0.10727 | 0.1044 | 0.10406
Scenario 5: High TRC ZEAS Phase In | PG&E | Com | HVAC | Com - College | Electric Energy (GWh/year) | Fuel Substitution | -0.064108 | -0.067169 | -0.070126 | -0.072317 | 0 | 0 | 0 | 0 | 0 | 0 | 0 | 0 | 0
Scenario 5: High TRC ZEAS Phase In | PG&E | Com | HVAC | Com - College | Gas Energy (MMTherm/year) | Energy Efficiency | 0.010125 | 0.010372 | 0.0093204 | 0.016365 | 0.010361 | 0.01026 | 0.0069467 | 0.0069044 | 0.0070467 | 0.0071312 | 0.0071602 | 0.0069429 | 0.006952
Scenario 5: High TRC ZEAS Phase In | PG&E | Com | HVAC | Com - College | Gas Energy (MMTherm/year) | Fuel Substitution | 0.011043 | 0.01227 | 0.012853 | 0.013305 | 0 | 0 | 0 | 0 | 0 | 0 | 0 | 0 | 0
Scenario 5: High TRC ZEAS Phase In | PG&E | Com | HVAC | Com - Grocery | Electric Demand (MW) | Energy Efficiency | 0.16474 | 0.17723 | 0.18865 | 0.19862 | 0.20673 | 0.21396 | 0.22008 | 0.22605 | 0.23033 | 0.2335 | 0.23576 | 0.23713 | 0.23807
Scenario 5: High TRC ZEAS Phase In | PG&E | Com | HVAC | Com - Grocery | Electric Demand (MW) | Fuel Substitution | 0 | 0 | 0 | 0 | 0.0034896 | 0.0036242 | 0.0036779 | 0.0036837 | 0.0036587 | 0.0036135 | 0.0035547 | 0.0034874 | 0.0034151
Scenario 5: High TRC ZEAS Phase In | PG&E | Com | HVAC | Com - Grocery | Electric Energy (GWh/year) | Energy Efficiency | 0.62835 | 0.67639 | 0.72038 | 0.75887 | 0.7901 | 0.81812 | 0.84212 | 0.86551 | 0.88234 | 0.89487 | 0.90379 | 0.90922 | 0.91289
Scenario 5: High TRC ZEAS Phase In | PG&E | Com | HVAC | Com - Grocery | Electric Energy (GWh/year) | Fuel Substitution | -0.53529 | -0.56555 | -0.59044 | -0.60926 | 0.031586 | 0.032779 | 0.033244 | 0.033284 | 0.033052 | 0.03264 | 0.032108 | 0.031501 | 0.030849
Scenario 5: High TRC ZEAS Phase In | PG&E | Com | HVAC | Com - Grocery | Gas Energy (MMTherm/year) | Energy Efficiency | 0.011571 | 0.012459 | 0.013288 | 0.014019 | 0.014604 | 0.015157 | 0.01564 | 0.016107 | 0.016444 | 0.016707 | 0.016905 | 0.017037 | 0.01714
Scenario 5: High TRC ZEAS Phase In | PG&E | Com | HVAC | Com - Grocery | Gas Energy (MMTherm/year) | Fuel Substitution | 0.080919 | 0.085628 | 0.089549 | 0.09259 | 1.8877e-08 | 1.9614e-08 | 1.9913e-08 | 1.9955e-08 | 1.9832e-08 | 1.96e-08 | 1.9298e-08 | 1.8953e-08 | 1.858e-08
Scenario 5: High TRC ZEAS Phase In | PG&E | Com | HVAC | Com - Health | Electric Demand (MW) | Energy Efficiency | 0.22061 | 0.23021 | 0.2379 | 0.23971 | 0.24072 | 0.24029 | 0.23897 | 0.23923 | 0.23397 | 0.23587 | 0.23608 | 0.23783 | 0.23915
Scenario 5: High TRC ZEAS Phase In | PG&E | Com | HVAC | Com - Health | Electric Demand (MW) | Fuel Substitution | 0 | 0 | 0 | 0 | 3.5924e-06 | 3.6552e-06 | 3.7275e-06 | 3.7525e-06 | 0 | 3.7204e-06 | 3.6802e-06 | 3.6306e-06 | 3.5749e-06
Scenario 5: High TRC ZEAS Phase In | PG&E | Com | HVAC | Com - Health | Electric Energy (GWh/year) | Energy Efficiency | 1.2311 | 1.2715 | 1.2997 | 1.2951 | 1.2862 | 1.272 | 1.2553 | 1.2458 | 1.0432 | 1.0499 | 1.1361 | 1.2072 | 1.2082
Scenario 5: High TRC ZEAS Phase In | PG&E | Com | HVAC | Com - Health | Electric Energy (GWh/year) | Fuel Substitution | -0.12349 | -0.13077 | -0.13657 | -0.14076 | 4.228e-05 | 4.3019e-05 | 4.3871e-05 | 4.4164e-05 | 0 | 4.3787e-05 | 4.3314e-05 | 4.2729e-05 | 4.2075e-05
Scenario 5: High TRC ZEAS Phase In | PG&E | Com | HVAC | Com - Health | Gas Energy (MMTherm/year) | Energy Efficiency | 0.047126 | 0.050595 | 0.054158 | 0.0565 | 0.058828 | 0.059647 | 0.058545 | 0.059702 | 0.028664 | 0.028689 | 0.046439 | 0.059148 | 0.058389
Scenario 5: High TRC ZEAS Phase In | PG&E | Com | HVAC | Com - Health | Gas Energy (MMTherm/year) | Fuel Substitution | 0.028322 | 0.030133 | 0.031651 | 0.03285 | 0 | 0 | 0 | 0 | 0 | 0 | 0 | 0 | 0
Scenario 5: High TRC ZEAS Phase In | PG&E | Com | HVAC | Com - Lodging | Electric Demand (MW) | Energy Efficiency | 0.11229 | 0.12114 | 0.12828 | 0.13561 | 0.14265 | 0.1482 | 0.15236 | 0.15639 | 0.14865 | 0.14724 | 0.14924 | 0.15083 | 0.15198
Scenario 5: High TRC ZEAS Phase In | PG&E | Com | HVAC | Com - Lodging | Electric Demand (MW) | Fuel Substitution | 0 | 0 | 0 | 0 | 0.0011825 | 0.0012294 | 0.0012489 | 0.0012522 | 1.8908e-06 | 1.869e-06 | 1.8407e-06 | 1.6326e-06 | 1.601e-06
Scenario 5: High TRC ZEAS Phase In | PG&E | Com | HVAC | Com - Lodging | Electric Energy (GWh/year) | Energy Efficiency | 0.60498 | 0.64198 | 0.66212 | 0.69541 | 0.72695 | 0.75098 | 0.76847 | 0.78337 | 0.583 | 0.57542 | 0.58291 | 0.58896 | 0.59328
Scenario 5: High TRC ZEAS Phase In | PG&E | Com | HVAC | Com - Lodging | Electric Energy (GWh/year) | Fuel Substitution | -0.15069 | -0.15922 | -0.16609 | -0.17115 | 0.0066215 | 0.006884 | 0.0069935 | 0.0070119 | 1.945e-05 | 1.9225e-05 | 1.8934e-05 | 1.6794e-05 | 1.6469e-05
Scenario 5: High TRC ZEAS Phase In | PG&E | Com | HVAC | Com - Lodging | Gas Energy (MMTherm/year) | Energy Efficiency | 0.028421 | 0.030239 | 0.032004 | 0.033305 | 0.034499 | 0.035332 | 0.034458 | 0.034816 | 0.017675 | 0.018 | 0.018246 | 0.018457 | 0.018622
Scenario 5: High TRC ZEAS Phase In | PG&E | Com | HVAC | Com - Lodging | Gas Energy (MMTherm/year) | Fuel Substitution | 0.026229 | 0.027766 | 0.02903 | 0.029996 | 0 | 0 | 0 | 0 | 0 | 0 | 0 | 0 | 0
Scenario 5: High TRC ZEAS Phase In | PG&E | Com | HVAC | Com - Office (Large) | Electric Demand (MW) | Energy Efficiency | 0.015729 | 0.03817 | 0.050344 | 0.051701 | 0.052826 | 0.05358 | 0.045478 | 0.045852 | 0.018833 | 0.0061222 | 0.0060247 | 0.0059269 | 0.0058022
Scenario 5: High TRC ZEAS Phase In | PG&E | Com | HVAC | Com - Office (Large) | Electric Energy (GWh/year) | Energy Efficiency | 0.046325 | 0.13796 | 0.18774 | 0.19349 | 0.19828 | 0.20162 | 0.29402 | 0.29512 | 0.18313 | 0.01458 | 0.014354 | 0.014125 | 0.013835
Scenario 5: High TRC ZEAS Phase In | PG&E | Com | HVAC | Com - Office (Large) | Electric Energy (GWh/year) | Fuel Substitution | -4.8158e-06 | -0.00017266 | -0.00017537 | -0.00017586 | 0 | 0 | 0 | 0 | 0 | 0 | 0 | 0 | 0
Scenario 5: High TRC ZEAS Phase In | PG&E | Com | HVAC | Com - Office (Large) | Gas Energy (MMTherm/year) | Energy Efficiency | 0.024629 | 0.025604 | 0.02615 | 0.026121 | 0.025982 | 0.025691 | 0.0060763 | 0.0060634 | 0.0052683 | 2.8513e-05 | 2.8369e-05 | 2.8216e-05 | 2.8052e-05
Scenario 5: High TRC ZEAS Phase In | PG&E | Com | HVAC | Com - Office (Large) | Gas Energy (MMTherm/year) | Fuel Substitution | 4.1467e-06 | 2.2096e-05 | 2.2493e-05 | 2.2617e-05 | 0 | 0 | 0 | 0 | 0 | 0 | 0 | 0 | 0
Scenario 5: High TRC ZEAS Phase In | PG&E | Com | HVAC | Com - Office (Small) | Electric Demand (MW) | Energy Efficiency | 0.045819 | 0.047058 | 0.048194 | 0.007421 | 0.47599 | 0.049421 | 0.046071 | 0.046429 | 0.046571 | 0.046759 | 0.046975 | 0.047155 | 0.047289
Scenario 5: High TRC ZEAS Phase In | PG&E | Com | HVAC | Com - Office (Small) | Electric Energy (GWh/year) | Energy Efficiency | 0.065057 | 0.066633 | 0.068059 | 0.016699 | 0.65047 | 0.077195 | 0.064768 | 0.065185 | 0.065256 | 0.065432 | 0.065736 | 0.065939 | 0.066024
Scenario 5: High TRC ZEAS Phase In | PG&E | Com | HVAC | Com - Office (Small) | Electric Energy (GWh/year) | Fuel Substitution | -0.00081062 | -0.00086143 | 0.00097993 | 0.00082507 | 0 | 0 | 0 | 0 | 0 | 0 | 0 | 0 | 0
Scenario 5: High TRC ZEAS Phase In | PG&E | Com | HVAC | Com - Office (Small) | Gas Energy (MMTherm/year) | Energy Efficiency | 0.0040781 | 0.0042265 | 0.0043632 | 0.0039853 | 0.079224 | 0.014844 | 0.0042277 | 0.004276 | 0.0043003 | 0.0043293 | 0.0043614 | 0.0043909 | 0.004421
Scenario 5: High TRC ZEAS Phase In | PG&E | Com | HVAC | Com - Office (Small) | Gas Energy (MMTherm/year) | Fuel Substitution | 0.00061276 | 0.00065277 | 0.00098474 | 0.00083247 | 0 | 0 | 0 | 0 | 0 | 0 | 0 | 0 | 0
Scenario 5: High TRC ZEAS Phase In | PG&E | Com | HVAC | Com - Other | Electric Demand (MW) | Energy Efficiency | 1.4865 | 1.0447 | 0.81102 | 0.83522 | 0.85361 | 0.88655 | 0.91447 | 0.93298 | 0.91983 | 0.92607 | 0.93686 | 0.94524 | 0.95451
Scenario 5: High TRC ZEAS Phase In | PG&E | Com | HVAC | Com - Other | Electric Energy (GWh/year) | Energy Efficiency | 2.0729 | 1.5429 | 1.2756 | 1.3077 | 1.339 | 1.4043 | 1.4515 | 1.579 | 1.4411 | 1.4467 | 1.4643 | 1.4781 | 1.4922
Scenario 5: High TRC ZEAS Phase In | PG&E | Com | HVAC | Com - Other | Electric Energy (GWh/year) | Fuel Substitution | -0.90641 | -0.95865 | -1.0007 | -1.0318 | 0 | 0 | 0 | 0 | 0 | 0 | 0 | 0 | 0
Scenario 5: High TRC ZEAS Phase In | PG&E | Com | HVAC | Com - Other | Gas Energy (MMTherm/year) | Energy Efficiency | 0.19208 | 0.13108 | 0.099766 | 0.10311 | 0.10521 | 0.10845 | 0.11169 | 0.12677 | 0.11425 | 0.11547 | 0.11678 | 0.11786 | 0.11905
Scenario 5: High TRC ZEAS Phase In | PG&E | Com | HVAC | Com - Other | Gas Energy (MMTherm/year) | Fuel Substitution | 0.16145 | 0.1711 | 0.17905 | 0.18515 | 0 | 0 | 0 | 0 | 0 | 0 | 0 | 0 | 0
Scenario 5: High TRC ZEAS Phase In | PG&E | Com | HVAC | Com - Restaurant | Electric Demand (MW) | Energy Efficiency | 0.027902 | 0.028427 | 0.029191 | 0.029758 | 0.030178 | 0.030456 | 0.030895 | 0.03118 | 0.031351 | 0.031593 | 0.03178 | 0.0013045 | 0.33803
Scenario 5: High TRC ZEAS Phase In | PG&E | Com | HVAC | Com - Restaurant | Electric Energy (GWh/year) | Energy Efficiency | 0.040398 | 0.041377 | 0.042771 | 0.043911 | 0.044829 | 0.045525 | 0.04642 | 0.047067 | 0.04752 | 0.048045 | 0.048464 | 0.003778 | 0.49982
Scenario 5: High TRC ZEAS Phase In | PG&E | Com | HVAC | Com - Restaurant | Electric Energy (GWh/year) | Fuel Substitution | -0.017474 | -0.037625 | -0.039105 | -0.040119 | 0 | 0 | 0 | 0 | 0 | 0 | 0 | 0 | 0
Scenario 5: High TRC ZEAS Phase In | PG&E | Com | HVAC | Com - Restaurant | Gas Energy (MMTherm/year) | Energy Efficiency | 0.072409 | 0.077126 | 0.081196 | 0.08429 | 0.086366 | 0.087483 | 0.087943 | 0.087648 | 0.086794 | 0.085594 | 0.084102 | 0.053751 | 0.28493
Scenario 5: High TRC ZEAS Phase In | PG&E | Com | HVAC | Com - Restaurant | Gas Energy (MMTherm/year) | Fuel Substitution | 0.004742 | 0.0080375 | 0.0083984 | 0.008672 | 0 | 0 | 0 | 0 | 0 | 0 | 0 | 0 | 0
Scenario 5: High TRC ZEAS Phase In | PG&E | Com | HVAC | Com - Retail | Electric Demand (MW) | Energy Efficiency | 0.33551 | 0.35869 | 0.37778 | 0.23485 | 1.51 | 0.38931 | 0.4151 | 0.42586 | 0.39463 | 0.39172 | 0.39813 | 0.40329 | 0.40798
Scenario 5: High TRC ZEAS Phase In | PG&E | Com | HVAC | Com - Retail | Electric Demand (MW) | Fuel Substitution | 0 | 0 | 0 | 0 | 6.3995e-06 | 6.6572e-06 | 6.7645e-06 | 6.783e-06 | 0 | 0 | 0 | 0 | 0
Scenario 5: High TRC ZEAS Phase In | PG&E | Com | HVAC | Com - Retail | Electric Energy (GWh/year) | Energy Efficiency | 0.79947 | 0.85316 | 0.83063 | 0.62293 | 2.9318 | 0.92538 | 0.9748 | 0.99977 | 0.85009 | 0.78629 | 0.7987 | 0.83396 | 0.86268
Scenario 5: High TRC ZEAS Phase In | PG&E | Com | HVAC | Com - Retail | Electric Energy (GWh/year) | Fuel Substitution | -0.10644 | -0.10497 | -0.10904 | -0.10093 | 4.3473e-05 | 4.5224e-05 | 4.5953e-05 | 4.6079e-05 | 0 | 0 | 0 | 0 | 0
Scenario 5: High TRC ZEAS Phase In | PG&E | Com | HVAC | Com - Retail | Gas Energy (MMTherm/year) | Energy Efficiency | 0.022696 | 0.02412 | 0.025502 | 0.015174 | 0.11156 | 0.026283 | 0.024025 | 0.024659 | 0.02509 | 0.023633 | 0.024028 | 0.025483 | 0.026676
Scenario 5: High TRC ZEAS Phase In | PG&E | Com | HVAC | Com - Retail | Gas Energy (MMTherm/year) | Fuel Substitution | 0.021823 | 0.023894 | 0.024965 | 0.0233 | 0 | 0 | 0 | 0 | 0 | 0 | 0 | 0 | 0
Scenario 5: High TRC ZEAS Phase In | PG&E | Com | HVAC | Com - School | Electric Demand (MW) | Energy Efficiency | 0.040698 | 0.044291 | 0.04774 | 0.049652 | 0.050341 | 0.050966 | 0.047678 | 0.047984 | 0.044253 | 0.042622 | 0.04269 | 0.046851 | 0.048672
Scenario 5: High TRC ZEAS Phase In | PG&E | Com | HVAC | Com - School | Electric Energy (GWh/year) | Energy Efficiency | 0.29344 | 0.31833 | 0.33497 | 0.34493 | 0.34875 | 0.35261 | 0.34215 | 0.34394 | 0.30487 | 0.28725 | 0.28721 | 0.32936 | 0.34795
Scenario 5: High TRC ZEAS Phase In | PG&E | Com | HVAC | Com - School | Electric Energy (GWh/year) | Fuel Substitution | -0.11578 | -0.12025 | -0.12323 | -0.1247 | 0 | 0 | 0 | 0 | 0 | 0 | 0 | 0 | 0
Scenario 5: High TRC ZEAS Phase In | PG&E | Com | HVAC | Com - School | Gas Energy (MMTherm/year) | Energy Efficiency | 0.030132 | 0.035131 | 0.04099 | 0.043328 | 0.043317 | 0.043373 | 0.033154 | 0.033189 | 0.03158 | 0.030837 | 0.030785 | 0.03247 | 0.033151
Scenario 5: High TRC ZEAS Phase In | PG&E | Com | HVAC | Com - School | Gas Energy (MMTherm/year) | Fuel Substitution | 0.017692 | 0.018398 | 0.018881 | 0.01914 | 0 | 0 | 0 | 0 | 0 | 0 | 0 | 0 | 0
Scenario 5: High TRC ZEAS Phase In | PG&E | Com | HVAC | Com - Warehouse | Electric Demand (MW) | Energy Efficiency | 0.015893 | 0.017659 | 0.018833 | 0.019895 | 0.020821 | 0.026878 | 0.029429 | 0.030205 | 0.015811 | 0.011349 | 0.011463 | 0.011544 | 0.017428
Scenario 5: High TRC ZEAS Phase In | PG&E | Com | HVAC | Com - Warehouse | Electric Energy (GWh/year) | Energy Efficiency | 0.061299 | 0.069077 | 0.07371 | 0.077901 | 0.081557 | 0.098237 | 0.10568 | 0.11307 | 0.065715 | 0.046571 | 0.047063 | 0.047423 | 0.064144
Scenario 5: High TRC ZEAS Phase In | PG&E | Com | HVAC | Com - Warehouse | Electric Energy (GWh/year) | Fuel Substitution | -0.080875 | -0.085912 | -0.090077 | -0.093289 | 0 | 0 | 0 | 0 | 0 | 0 | 0 | 0 | 0
Scenario 5: High TRC ZEAS Phase In | PG&E | Com | HVAC | Com - Warehouse | Gas Energy (MMTherm/year) | Energy Efficiency | 0.001751 | 0.0019916 | 0.0021293 | 0.0022533 | 0.0023612 | 0.0028394 | 0.0030537 | 0.0033178 | 0.0020109 | 0.0014255 | 0.0014425 | 0.0014557 | 0.0019631
Scenario 5: High TRC ZEAS Phase In | PG&E | Com | HVAC | Com - Warehouse | Gas Energy (MMTherm/year) | Fuel Substitution | 0.012814 | 0.013631 | 0.014316 | 0.014857 | 0 | 0 | 0 | 0 | 0 | 0 | 0 | 0 | 0
Scenario 5: High TRC ZEAS Phase In | PG&E | Com | Lighting | Com - College | Electric Demand (MW) | Energy Efficiency | 0 | 0 | 0 | 0 | 0 | 0 | 0 | 0 | 0 | 0 | 0 | 0 | 0
Scenario 5: High TRC ZEAS Phase In | PG&E | Com | Lighting | Com - College | Electric Energy (GWh/year) | Energy Efficiency | 0 | 0 | 0 | 0 | 0 | 0 | 0 | 0 | 0 | 0 | 0 | 0 | 0
Scenario 5: High TRC ZEAS Phase In | PG&E | Com | Lighting | Com - College | Gas Energy (MMTherm/year) | Energy Efficiency | 0 | 0 | 0 | 0 | 0 | 0 | 0 | 0 | 0 | 0 | 0 | 0 | 0
Scenario 5: High TRC ZEAS Phase In | PG&E | Com | Lighting | Com - Grocery | Electric Demand (MW) | Energy Efficiency | 0.0060401 | 0.0063726 | 0.013599 | 0.015556 | 0.015713 | 0.015876 | 0.015989 | 0.016085 | 0.016132 | 0.010244 | 0.0085365 | 0.008727 | 0.0089022
Scenario 5: High TRC ZEAS Phase In | PG&E | Com | Lighting | Com - Grocery | Electric Energy (GWh/year) | Energy Efficiency | 0.034515 | 0.036415 | 0.077756 | 0.08895 | 0.089848 | 0.090777 | 0.09142 | 0.091969 | 0.092235 | 0.058549 | 0.04878 | 0.049868 | 0.05087
Scenario 5: High TRC ZEAS Phase In | PG&E | Com | Lighting | Com - Grocery | Gas Energy (MMTherm/year) | Energy Efficiency | -0.00047563 | -0.00050181 | -0.0010731 | -0.0012278 | -0.0012401 | -0.0012529 | -0.0012618 | -0.0012693 | -0.0012729 | -0.00080729 | -0.00067221 | -0.00068721 | -0.00070101
Scenario 5: High TRC ZEAS Phase In | PG&E | Com | Lighting | Com - Health | Electric Demand (MW) | Energy Efficiency | 0.014758 | 0.015547 | 0.016481 | 0.033307 | 0.03781 | 0.03823 | 0.038514 | 0.03872 | 0.023783 | 0.020097 | 0.020332 | 0.020763 | 0.021158
Scenario 5: High TRC ZEAS Phase In | PG&E | Com | Lighting | Com - Health | Electric Energy (GWh/year) | Energy Efficiency | 0.087754 | 0.092445 | 0.097999 | 0.19851 | 0.22539 | 0.22789 | 0.22957 | 0.23078 | 0.14153 | 0.1195 | 0.1209 | 0.12346 | 0.12581
Scenario 5: High TRC ZEAS Phase In | PG&E | Com | Lighting | Com - Health | Gas Energy (MMTherm/year) | Energy Efficiency | -0.0010659 | -0.0011229 | -0.0011904 | -0.0024084 | -0.0027342 | -0.0027646 | -0.0027851 | -0.0027998 | -0.0017184 | -0.0014515 | -0.0014685 | -0.0014996 | -0.0015281
Scenario 5: High TRC ZEAS Phase In | PG&E | Com | Lighting | Com - Lodging | Electric Demand (MW) | Energy Efficiency | 0 | 0 | 0 | 0 | 0 | 0 | 0 | 0 | 0 | 0 | 0 | 0 | 0
Scenario 5: High TRC ZEAS Phase In | PG&E | Com | Lighting | Com - Lodging | Electric Energy (GWh/year) | Energy Efficiency | 0 | 0 | 0 | 0 | 0 | 0 | 0 | 0 | 0 | 0 | 0 | 0 | 0
Scenario 5: High TRC ZEAS Phase In | PG&E | Com | Lighting | Com - Lodging | Gas Energy (MMTherm/year) | Energy Efficiency | 0 | 0 | 0 | 0 | 0 | 0 | 0 | 0 | 0 | 0 | 0 | 0 | 0
Scenario 5: High TRC ZEAS Phase In | PG&E | Com | Lighting | Com - Office (Large) | Electric Demand (MW) | Energy Efficiency | 0 | 0 | 0 | 0 | 0 | 0 | 0 | 0 | 0 | 0 | 0 | 0 | 0
Scenario 5: High TRC ZEAS Phase In | PG&E | Com | Lighting | Com - Office (Large) | Electric Energy (GWh/year) | Energy Efficiency | 0 | 0 | 0 | 0 | 0 | 0 | 0 | 0 | 0 | 0 | 0 | 0 | 0
Scenario 5: High TRC ZEAS Phase In | PG&E | Com | Lighting | Com - Office (Large) | Gas Energy (MMTherm/year) | Energy Efficiency | 0 | 0 | 0 | 0 | 0 | 0 | 0 | 0 | 0 | 0 | 0 | 0 | 0
Scenario 5: High TRC ZEAS Phase In | PG&E | Com | Lighting | Com - Office (Small) | Electric Demand (MW) | Energy Efficiency | 0 | 0 | 0 | 0 | 0 | 0 | 0 | 0 | 0 | 0 | 0 | 0 | 0
Scenario 5: High TRC ZEAS Phase In | PG&E | Com | Lighting | Com - Office (Small) | Electric Energy (GWh/year) | Energy Efficiency | 0 | 0 | 0 | 0 | 0 | 0 | 0 | 0 | 0 | 0 | 0 | 0 | 0
Scenario 5: High TRC ZEAS Phase In | PG&E | Com | Lighting | Com - Office (Small) | Gas Energy (MMTherm/year) | Energy Efficiency | 0 | 0 | 0 | 0 | 0 | 0 | 0 | 0 | 0 | 0 | 0 | 0 | 0
Scenario 5: High TRC ZEAS Phase In | PG&E | Com | Lighting | Com - Other | Electric Demand (MW) | Energy Efficiency | 0 | 0 | 0 | 0 | 0 | 0 | 0 | 0 | 0 | 0 | 0 | 0 | 0
Scenario 5: High TRC ZEAS Phase In | PG&E | Com | Lighting | Com - Other | Electric Energy (GWh/year) | Energy Efficiency | 0 | 0 | 0 | 0 | 0 | 0 | 0 | 0 | 0 | 0 | 0 | 0 | 0
Scenario 5: High TRC ZEAS Phase In | PG&E | Com | Lighting | Com - Other | Gas Energy (MMTherm/year) | Energy Efficiency | 0 | 0 | 0 | 0 | 0 | 0 | 0 | 0 | 0 | 0 | 0 | 0 | 0
Scenario 5: High TRC ZEAS Phase In | PG&E | Com | Lighting | Com - Refrig. Warehouse | Electric Demand (MW) | Energy Efficiency | 0.00020335 | 0.00020868 | 0.00021301 | 0.00021655 | 0.00021947 | 0.00022197 | 0.00022372 | 0.00022539 | 0.00022635 | 0.00022736 | 0.0002281 | 0.00022887 | 0.0002297
Scenario 5: High TRC ZEAS Phase In | PG&E | Com | Lighting | Com - Refrig. Warehouse | Electric Energy (GWh/year) | Energy Efficiency | 0.0018684 | 0.0019175 | 0.0019573 | 0.0019899 | 0.0020168 | 0.0020398 | 0.002056 | 0.0020714 | 0.0020803 | 0.0020896 | 0.0020965 | 0.0021037 | 0.0021113
Scenario 5: High TRC ZEAS Phase In | PG&E | Com | Lighting | Com - Restaurant | Electric Demand (MW) | Energy Efficiency | 0 | 0 | 0.0029221 | 0.0039084 | 0.0040142 | 0.0040973 | 0.0042376 | 0.0043767 | 0.0044966 | 0.004605 | 0.0046988 | 0.0032398 | 0.016629
Scenario 5: High TRC ZEAS Phase In | PG&E | Com | Lighting | Com - Restaurant | Electric Energy (GWh/year) | Energy Efficiency | 0 | 0 | 0.017525 | 0.023441 | 0.024075 | 0.024573 | 0.025415 | 0.026249 | 0.026968 | 0.027618 | 0.02818 | 0.019431 | 0.099729
Scenario 5: High TRC ZEAS Phase In | PG&E | Com | Lighting | Com - Restaurant | Gas Energy (MMTherm/year) | Energy Efficiency | 0 | 0 | -0.00018992 | -0.00025403 | -0.0002609 | -0.0002663 | -0.00027542 | -0.00028446 | -0.00029225 | -0.0002993 | -0.00030539 | -0.00021057 | -0.0010808
Scenario 5: High TRC ZEAS Phase In | PG&E | Com | Lighting | Com - Retail | Electric Demand (MW) | Energy Efficiency | 0.071097 | 0.072885 | 0.074407 | 0.053773 | 0.21445 | 0.073795 | 0.07526 | 0.075809 | 0.076129 | 0.076448 | 0.076782 | 0.07707 | 0.077399
Scenario 5: High TRC ZEAS Phase In | PG&E | Com | Lighting | Com - Retail | Electric Energy (GWh/year) | Energy Efficiency | 0.42331 | 0.43395 | 0.44302 | 0.32016 | 1.2769 | 0.43939 | 0.44812 | 0.45139 | 0.4533 | 0.45521 | 0.4572 | 0.45892 | 0.46088
Scenario 5: High TRC ZEAS Phase In | PG&E | Com | Lighting | Com - Retail | Gas Energy (MMTherm/year) | Energy Efficiency | -0.0026038 | -0.0026693 | -0.0027252 | -0.0019694 | -0.0078556 | -0.002703 | -0.0027567 | -0.0027769 | -0.0027887 | -0.0028005 | -0.0028127 | -0.0028233 | -0.0028355
Scenario 5: High TRC ZEAS Phase In | PG&E | Com | Lighting | Com - School | Electric Demand (MW) | Energy Efficiency | 0 | 0 | 0 | 0 | 0 | 0 | 0 | 0 | 0 | 0 | 0 | 0 | 0
Scenario 5: High TRC ZEAS Phase In | PG&E | Com | Lighting | Com - School | Electric Energy (GWh/year) | Energy Efficiency | 0 | 0 | 0 | 0 | 0 | 0 | 0 | 0 | 0 | 0 | 0 | 0 | 0
Scenario 5: High TRC ZEAS Phase In | PG&E | Com | Lighting | Com - School | Gas Energy (MMTherm/year) | Energy Efficiency | 0 | 0 | 0 | 0 | 0 | 0 | 0 | 0 | 0 | 0 | 0 | 0 | 0
Scenario 5: High TRC ZEAS Phase In | PG&E | Com | Lighting | Com - Warehouse | Electric Demand (MW) | Energy Efficiency | 0 | 0 | 0 | 0 | 0 | 0 | 0 | 0 | 0 | 0 | 0 | 0 | 0
Scenario 5: High TRC ZEAS Phase In | PG&E | Com | Lighting | Com - Warehouse | Electric Energy (GWh/year) | Energy Efficiency | 0 | 0 | 0 | 0 | 0 | 0 | 0 | 0 | 0 | 0 | 0 | 0 | 0
Scenario 5: High TRC ZEAS Phase In | PG&E | Com | Lighting | Com - Warehouse | Gas Energy (MMTherm/year) | Energy Efficiency | 0 | 0 | 0 | 0 | 0 | 0 | 0 | 0 | 0 | 0 | 0 | 0 | 0
Scenario 5: High TRC ZEAS Phase In | PG&E | Com | WaterHeat | Com - College | Electric Demand (MW) | Energy Efficiency | -7.9513e-06 | -1.261e-05 | 2.5342e-05 | 8.2898e-05 | 3.8873e-05 | 4.2852e-05 | 2.7121e-05 | 3.3967e-05 | 4.2668e-05 | 5.3535e-05 | 6.7093e-05 | 8.3714e-05 | 0.00010482
Scenario 5: High TRC ZEAS Phase In | PG&E | Com | WaterHeat | Com - College | Electric Demand (MW) | Fuel Substitution | 0 | 0 | 0.036276 | 0.092473 | 0.17271 | 0.20915 | 0.25503 | 0.3228 | 0.39512 | 0.47987 | 0.56453 | 0.64944 | 0.73649
Scenario 5: High TRC ZEAS Phase In | PG&E | Com | WaterHeat | Com - College | Electric Energy (GWh/year) | Energy Efficiency | -7.544e-05 | -0.00011947 | 0.00022276 | 0.00075137 | 0.0003412 | 0.00037345 | 0.0002225 | 0.00027866 | 0.00035005 | 0.00043919 | 0.00055042 | 0.00068677 | 0.00085989
Scenario 5: High TRC ZEAS Phase In | PG&E | Com | WaterHeat | Com - College | Electric Energy (GWh/year) | Fuel Substitution | -0.61824 | -0.75846 | -0.60387 | 0.11554 | 1.2406 | 1.5012 | 2.1878 | 2.769 | 3.3892 | 4.1161 | 4.8418 | 5.5698 | 6.3159
Scenario 5: High TRC ZEAS Phase In | PG&E | Com | WaterHeat | Com - College | Gas Energy (MMTherm/year) | Energy Efficiency | 0.040629 | 0.067123 | 0.054703 | 0.090174 | 0.085183 | 0.1012 | 0.10896 | 0.12415 | 0.085865 | 0.14134 | 0.1392 | 0.12897 | 0.11204
Scenario 5: High TRC ZEAS Phase In | PG&E | Com | WaterHeat | Com - College | Gas Energy (MMTherm/year) | Fuel Substitution | 0.069554 | 0.085306 | 0.10298 | 0.078371 | 0.03248 | 0.039468 | 0 | 0 | 0 | 0 | 0 | 0 | 0
Scenario 5: High TRC ZEAS Phase In | PG&E | Com | WaterHeat | Com - Grocery | Electric Demand (MW) | Energy Efficiency | 3.8444e-05 | 4.6513e-05 | 5.666e-05 | 6.9367e-05 | 8.5162e-05 | 0.0001052 | 0.00012334 | 0.00015493 | 0.00019433 | 0.00024381 | 0.00030596 | 0.00038386 | 0.00048177
Scenario 5: High TRC ZEAS Phase In | PG&E | Com | WaterHeat | Com - Grocery | Electric Energy (GWh/year) | Energy Efficiency | 0.00020296 | 0.00024559 | 0.00029919 | 0.00036631 | 0.00044975 | 0.00055559 | 0.00065156 | 0.00081843 | 0.0010266 | 0.0012879 | 0.0016162 | 0.0020277 | 0.0025449
Scenario 5: High TRC ZEAS Phase In | PG&E | Com | WaterHeat | Com - Grocery | Electric Energy (GWh/year) | Fuel Substitution | -0.023303 | -0.028228 | -0.034213 | -0.041456 | -0.050122 | -0.060606 | 0 | 0 | 0 | 0 | 0 | 0 | 0
Scenario 5: High TRC ZEAS Phase In | PG&E | Com | WaterHeat | Com - Grocery | Gas Energy (MMTherm/year) | Energy Efficiency | 0.025742 | 0.030738 | 0.036519 | 0.043108 | 0.050449 | 0.058423 | 0.065085 | 0.073277 | 0.051885 | 0.086678 | 0.090362 | 0.091073 | 0.088443
Scenario 5: High TRC ZEAS Phase In | PG&E | Com | WaterHeat | Com - Grocery | Gas Energy (MMTherm/year) | Fuel Substitution | 0.0031268 | 0.0037876 | 0.0045908 | 0.0055627 | 0.0067255 | 0.0081322 | 0 | 0 | 0 | 0 | 0 | 0 | 0
Scenario 5: High TRC ZEAS Phase In | PG&E | Com | WaterHeat | Com - Health | Electric Demand (MW) | Energy Efficiency | 1.8713e-05 | 1.254e-05 | 0.00015556 | 0.00017395 | 0.00019838 | 0.00020008 | 0.00019153 | 0.00024111 | 0.00030287 | 0.0003794 | 0.00047402 | 0.00059548 | 0.00074797
Scenario 5: High TRC ZEAS Phase In | PG&E | Com | WaterHeat | Com - Health | Electric Demand (MW) | Fuel Substitution | 0 | 0 | 0.094458 | 0.24247 | 0.45582 | 0.55515 | 0.67737 | 0.8648 | 1.0635 | 1.2954 | 1.5307 | 1.768 | 2.0123
Scenario 5: High TRC ZEAS Phase In | PG&E | Com | WaterHeat | Com - Health | Electric Energy (GWh/year) | Energy Efficiency | 0.00012261 | 6.9902e-05 | 0.001274 | 0.0014283 | 0.0016328 | 0.0016571 | 0.0016018 | 0.0020164 | 0.0025329 | 0.0031729 | 0.0039642 | 0.0049799 | 0.0062553
Scenario 5: High TRC ZEAS Phase In | PG&E | Com | WaterHeat | Com - Health | Electric Energy (GWh/year) | Fuel Substitution | -1.6097 | -1.9872 | -1.622 | 0.21954 | 3.1391 | 3.822 | 5.912 | 7.5478 | 9.2813 | 11.3052 | 13.3571 | 15.4272 | 17.5584
Scenario 5: High TRC ZEAS Phase In | PG&E | Com | WaterHeat | Com - Health | Gas Energy (MMTherm/year) | Energy Efficiency | 0.089458 | 0.10406 | 0.11151 | 0.12922 | 0.14024 | 0.15388 | 0.15469 | 0.16812 | 0.1104 | 0.17284 | 0.16173 | 0.14292 | 0.11932
Scenario 5: High TRC ZEAS Phase In | PG&E | Com | WaterHeat | Com - Health | Gas Energy (MMTherm/year) | Fuel Substitution | 0.18614 | 0.22959 | 0.28255 | 0.22616 | 0.11519 | 0.14039 | 0 | 0 | 0 | 0 | 0 | 0 | 0
Scenario 5: High TRC ZEAS Phase In | PG&E | Com | WaterHeat | Com - Lodging | Electric Demand (MW) | Energy Efficiency | 0.00055843 | 0.00056167 | 0.00070722 | 0.00070234 | 0.00071797 | 0.0007196 | 0.00018665 | 0.00019258 | 5.6581e-05 | 7.1406e-05 | 9.0053e-05 | 0.00011357 | 0.00014318
Scenario 5: High TRC ZEAS Phase In | PG&E | Com | WaterHeat | Com - Lodging | Electric Demand (MW) | Fuel Substitution | 0 | 0 | 0.091845 | 0.23445 | 0.43878 | 0.53261 | 0.65487 | 0.83442 | 1.0279 | 1.2578 | 1.4857 | 1.7143 | 1.9483
Scenario 5: High TRC ZEAS Phase In | PG&E | Com | WaterHeat | Com - Lodging | Electric Energy (GWh/year) | Energy Efficiency | 0.0043955 | 0.0043658 | 0.0055338 | 0.0055413 | 0.0056235 | 0.0056421 | 0.0013997 | 0.0014561 | 0.00046081 | 0.00058155 | 0.00073341 | 0.00092493 | 0.0011661
Scenario 5: High TRC ZEAS Phase In | PG&E | Com | WaterHeat | Com - Lodging | Electric Energy (GWh/year) | Fuel Substitution | -1.6376 | -2.0118 | -1.6771 | 0.064497 | 2.8111 | 3.4065 | 5.5671 | 7.0933 | 8.7378 | 10.6917 | 12.6281 | 14.5702 | 16.5573
Scenario 5: High TRC ZEAS Phase In | PG&E | Com | WaterHeat | Com - Lodging | Gas Energy (MMTherm/year) | Energy Efficiency | 0.28716 | 0.30537 | 0.31433 | 0.33086 | 0.34707 | 0.35865 | 0.17415 | 0.1745 | 0.079888 | 0.11113 | 0.00028433 | 0.078488 | 0.0594
Scenario 5: High TRC ZEAS Phase In | PG&E | Com | WaterHeat | Com - Lodging | Gas Energy (MMTherm/year) | Fuel Substitution | 0.1859 | 0.22828 | 0.27893 | 0.22636 | 0.12345 | 0.15057 | 0 | 0 | 0 | 0 | 0 | 0 | 0
Scenario 5: High TRC ZEAS Phase In | PG&E | Com | WaterHeat | Com - Office (Large) | Electric Demand (MW) | Energy Efficiency | 3.1962e-05 | 3.244e-05 | 5.1906e-05 | 5.6181e-05 | 6.1791e-05 | 6.8891e-05 | 4.6173e-05 | 5.823e-05 | 7.3246e-05 | 9.2299e-05 | 0.00011619 | 0.00014623 | 0.00018403
Scenario 5: High TRC ZEAS Phase In | PG&E | Com | WaterHeat | Com - Office (Large) | Electric Demand (MW) | Fuel Substitution | 0 | 0 | 0.011079 | 0.027894 | 0.051555 | 0.061887 | 0.076768 | 0.096948 | 0.1206 | 0.14679 | 0.17227 | 0.19744 | 0.22279
Scenario 5: High TRC ZEAS Phase In | PG&E | Com | WaterHeat | Com - Office (Large) | Electric Energy (GWh/year) | Energy Efficiency | 0.00061696 | 0.00062164 | 0.0010025 | 0.0010798 | 0.0011816 | 0.0013105 | 0.00084369 | 0.001064 | 0.0013384 | 0.0016865 | 0.002123 | 0.0026719 | 0.0033626
Scenario 5: High TRC ZEAS Phase In | PG&E | Com | WaterHeat | Com - Office (Large) | Electric Energy (GWh/year) | Fuel Substitution | -0.35687 | -0.43676 | -0.32931 | 0.17019 | 0.92909 | 1.1144 | 1.4666 | 1.852 | 2.3038 | 2.8039 | 3.2904 | 3.7709 | 4.2546
Scenario 5: High TRC ZEAS Phase In | PG&E | Com | WaterHeat | Com - Office (Large) | Gas Energy (MMTherm/year) | Energy Efficiency | 0.28702 | 0.30288 | 0.29828 | 0.27605 | 0.23473 | 0.18073 | 0.095333 | 0.04461 | 0.0018216 | 0 | 0 | 0 | 0
Scenario 5: High TRC ZEAS Phase In | PG&E | Com | WaterHeat | Com - Office (Large) | Gas Energy (MMTherm/year) | Fuel Substitution | 0.03947 | 0.048299 | 0.059814 | 0.04069 | 0.0076519 | 0.009298 | 0 | 0 | 0 | 0 | 0 | 0 | 0
Scenario 5: High TRC ZEAS Phase In | PG&E | Com | WaterHeat | Com - Office (Small) | Electric Demand (MW) | Energy Efficiency | -1.5026e-07 | -1.3728e-07 | 6.2632e-07 | 5.4008e-07 | 2.6817e-06 | 1.2208e-06 | 1.5865e-06 | 2.0372e-06 | 2.5947e-06 | 3.2896e-06 | 4.1578e-06 | 5.2442e-06 | 6.6057e-06
Scenario 5: High TRC ZEAS Phase In | PG&E | Com | WaterHeat | Com - Office (Small) | Electric Demand (MW) | Fuel Substitution | 0 | 0 | 0.00047196 | 0.0010054 | 0.0019054 | 0.0023264 | 0.0030838 | 0.0039764 | 0.005038 | 0.006145 | 0.0072307 | 0.0083161 | 0.0094235
Scenario 5: High TRC ZEAS Phase In | PG&E | Com | WaterHeat | Com - Office (Small) | Electric Energy (GWh/year) | Energy Efficiency | -2.1399e-05 | -2.0816e-05 | 6.8392e-05 | 5.8975e-05 | 0.00029283 | 0.00013331 | 0.00017324 | 0.00022245 | 0.00028333 | 0.00035921 | 0.00045401 | 0.00057263 | 0.00072131
Scenario 5: High TRC ZEAS Phase In | PG&E | Com | WaterHeat | Com - Office (Small) | Electric Energy (GWh/year) | Fuel Substitution | -0.09501 | -0.1165 | -0.08753 | 0.034701 | 0.20225 | 0.24726 | 0.35204 | 0.45393 | 0.57508 | 0.7014 | 0.82525 | 0.94904 | 1.0753
Scenario 5: High TRC ZEAS Phase In | PG&E | Com | WaterHeat | Com - Office (Small) | Gas Energy (MMTherm/year) | Energy Efficiency | 0.064923 | 0.081235 | 0 | 0.083901 | 0.10026 | 0.11604 | 0.12909 | 0.1368 | 0.086053 | 0.12812 | 0.11159 | 0.089979 | 0.066883
Scenario 5: High TRC ZEAS Phase In | PG&E | Com | WaterHeat | Com - Office (Small) | Gas Energy (MMTherm/year) | Fuel Substitution | 0.010435 | 0.012793 | 0.015531 | 0.008912 | 0.0020605 | 0.002469 | 0 | 0 | 0 | 0 | 0 | 0 | 0
Scenario 5: High TRC ZEAS Phase In | PG&E | Com | WaterHeat | Com - Other | Electric Demand (MW) | Energy Efficiency | -0.00014428 | -0.00015133 | 0.00052498 | 0.00064162 | 0.00078659 | 0.00097005 | 0.0011401 | 0.0014279 | 0.0017845 | 0.0022323 | 0.0027927 | 0.0034926 | 0.0043689
Scenario 5: High TRC ZEAS Phase In | PG&E | Com | WaterHeat | Com - Other | Electric Demand (MW) | Fuel Substitution | 0 | 0 | 0.43469 | 1.1058 | 2.0621 | 2.4936 | 3.027 | 3.8271 | 4.6756 | 5.6651 | 6.6532 | 7.6418 | 8.652
Scenario 5: High TRC ZEAS Phase In | PG&E | Com | WaterHeat | Com - Other | Electric Energy (GWh/year) | Energy Efficiency | -0.00092591 | -0.0009697 | 0.0034067 | 0.0041638 | 0.005105 | 0.0062959 | 0.0074009 | 0.0092693 | 0.011584 | 0.014491 | 0.018129 | 0.022672 | 0.028361
Scenario 5: High TRC ZEAS Phase In | PG&E | Com | WaterHeat | Com - Other | Electric Energy (GWh/year) | Fuel Substitution | -6.228 | -7.6113 | -6.1748 | 0.6069 | 11.2092 | 13.5489 | 20.5698 | 26.0065 | 31.771 | 38.4926 | 45.2035 | 51.9166 | 58.776
Scenario 5: High TRC ZEAS Phase In | PG&E | Com | WaterHeat | Com - Other | Gas Energy (MMTherm/year) | Energy Efficiency | 0.19683 | 0.2365 | 0.24474 | 0.29241 | 0.34618 | 0.40445 | 0.44582 | 0.4993 | 0.34281 | 0.55877 | 0.55058 | 0.51318 | 0.45102
Scenario 5: High TRC ZEAS Phase In | PG&E | Com | WaterHeat | Com - Other | Gas Energy (MMTherm/year) | Fuel Substitution | 0.69077 | 0.84392 | 1.0129 | 0.78852 | 0.36727 | 0.44479 | 0 | 0 | 0 | 0 | 0 | 0 | 0
Scenario 5: High TRC ZEAS Phase In | PG&E | Com | WaterHeat | Com - Refrig. Warehouse | Electric Demand (MW) | Energy Efficiency | 1.6747e-06 | 2.0835e-06 | 3.6202e-06 | 4.4676e-06 | 5.5383e-06 | 6.893e-06 | 8.1921e-06 | 1.034e-05 | 1.3028e-05 | 1.6417e-05 | 2.0673e-05 | 2.6031e-05 | 3.2777e-05
Scenario 5: High TRC ZEAS Phase In | PG&E | Com | WaterHeat | Com - Refrig. Warehouse | Electric Demand (MW) | Fuel Substitution | 0 | 0 | 0.00062602 | 0.0016001 | 0.0030001 | 0.003649 | 0.0044844 | 0.0057232 | 0.0070583 | 0.0086389 | 0.010209 | 0.011785 | 0.013398
Scenario 5: High TRC ZEAS Phase In | PG&E | Com | WaterHeat | Com - Refrig. Warehouse | Electric Energy (GWh/year) | Energy Efficiency | 1.9248e-05 | 2.3935e-05 | 4.1996e-05 | 5.1798e-05 | 6.4182e-05 | 7.9852e-05 | 9.476e-05 | 0.0001196 | 0.0001507 | 0.0001899 | 0.00023913 | 0.00030111 | 0.00037913
Scenario 5: High TRC ZEAS Phase In | PG&E | Com | WaterHeat | Com - Refrig. Warehouse | Electric Energy (GWh/year) | Fuel Substitution | -0.015351 | -0.018874 | -0.015474 | 0.0010323 | 0.027106 | 0.032914 | 0.05407 | 0.069005 | 0.085098 | 0.10415 | 0.12307 | 0.14206 | 0.16149
Scenario 5: High TRC ZEAS Phase In | PG&E | Com | WaterHeat | Com - Refrig. Warehouse | Gas Energy (MMTherm/year) | Energy Efficiency | 0.0002918 | 0.00030373 | 0.00021827 | 0.0078608 | 0.0097201 | 0.018489 | 0.021922 | 0.025697 | 0.018582 | 0.032288 | 0.03422 | 0.034674 | 0.033429
Scenario 5: High TRC ZEAS Phase In | PG&E | Com | WaterHeat | Com - Refrig. Warehouse | Gas Energy (MMTherm/year) | Fuel Substitution | 0.0018051 | 0.0022187 | 0.0027073 | 0.0022226 | 0.0012585 | 0.0015376 | 0 | 0 | 0 | 0 | 0 | 0 | 0
Scenario 5: High TRC ZEAS Phase In | PG&E | Com | WaterHeat | Com - Restaurant | Electric Demand (MW) | Energy Efficiency | -0.00027066 | -0.00030904 | 0.00012654 | 0.00015496 | 0.00019043 | 0.00023469 | 0.00027797 | 0.00034746 | 0.0004341 | 0.00054246 | 0.00067767 | 0.00067127 | 0.002252
Scenario 5: High TRC ZEAS Phase In | PG&E | Com | WaterHeat | Com - Restaurant | Electric Demand (MW) | Fuel Substitution | 0 | 0 | 0.32252 | 0.81708 | 1.5175 | 1.8284 | 2.2165 | 2.7914 | 3.4013 | 4.1136 | 4.8212 | 4.9763 | 5.8478
Scenario 5: High TRC ZEAS Phase In | PG&E | Com | WaterHeat | Com - Restaurant | Electric Energy (GWh/year) | Energy Efficiency | -0.0013836 | -0.00158 | 0.0006496 | 0.00079522 | 0.00097698 | 0.0012038 | 0.0014244 | 0.0017805 | 0.0022245 | 0.0027797 | 0.0034726 | 0.0034398 | 0.01154
Scenario 5: High TRC ZEAS Phase In | PG&E | Com | WaterHeat | Com - Restaurant | Electric Energy (GWh/year) | Fuel Substitution | -2.8364 | -3.4658 | -2.4036 | 1.6454 | 7.8378 | 9.4412 | 11.8852 | 14.9675 | 18.237 | 22.0547 | 25.8471 | 26.676 | 31.3475
Scenario 5: High TRC ZEAS Phase In | PG&E | Com | WaterHeat | Com - Restaurant | Gas Energy (MMTherm/year) | Energy Efficiency | 0.026054 | 0.028692 | 0.0087865 | 0.033647 | 0.038244 | 0.061976 | 0.064233 | 0.066677 | 0.043276 | 0.06062 | 0.0057152 | 0.045394 | 0.044441
Scenario 5: High TRC ZEAS Phase In | PG&E | Com | WaterHeat | Com - Restaurant | Gas Energy (MMTherm/year) | Fuel Substitution | 0.32291 | 0.39451 | 0.47063 | 0.31519 | 0.043333 | 0.052477 | 0 | 0 | 0 | 0 | 0 | 0 | 0
Scenario 5: High TRC ZEAS Phase In | PG&E | Com | WaterHeat | Com - Retail | Electric Demand (MW) | Energy Efficiency | 0.0026056 | 0.0027193 | 2.9259e-05 | 0.0024805 | 0.0024676 | 0.0022798 | 0.0020763 | 0.0018251 | 0.00011621 | 0.00014627 | 0.00018385 | 0.00023079 | 0.0002896
Scenario 5: High TRC ZEAS Phase In | PG&E | Com | WaterHeat | Com - Retail | Electric Demand (MW) | Fuel Substitution | 0 | 0 | 0.014489 | 0.033658 | 0.063225 | 0.076714 | 0.096628 | 0.12253 | 0.15252 | 0.18564 | 0.2181 | 0.25057 | 0.28374
Scenario 5: High TRC ZEAS Phase In | PG&E | Com | WaterHeat | Com - Retail | Electric Energy (GWh/year) | Energy Efficiency | 0.0082657 | 0.0086323 | 0.00018419 | 0.0079554 | 0.0081086 | 0.0074031 | 0.0068094 | 0.0060738 | 0.00073153 | 0.00092076 | 0.0011573 | 0.0014528 | 0.001823
Scenario 5: High TRC ZEAS Phase In | PG&E | Com | WaterHeat | Com - Retail | Electric Energy (GWh/year) | Fuel Substitution | -0.1632 | -0.1995 | -0.14241 | 0.082691 | 0.41384 | 0.50215 | 0.63761 | 0.80853 | 1.0064 | 1.2248 | 1.4389 | 1.6529 | 1.8716
Scenario 5: High TRC ZEAS Phase In | PG&E | Com | WaterHeat | Com - Retail | Gas Energy (MMTherm/year) | Energy Efficiency | 0.11754 | 0.14856 | 0.14239 | 0.20236 | 0.24425 | 0.28976 | 0.33215 | 0.36813 | 0.24663 | 0.39679 | 0.38283 | 0.34883 | 0.29921
Scenario 5: High TRC ZEAS Phase In | PG&E | Com | WaterHeat | Com - Retail | Gas Energy (MMTherm/year) | Fuel Substitution | 0.01739 | 0.021256 | 0.025364 | 0.014886 | 0.0004514 | 0.00054137 | 0 | 0 | 0 | 0 | 0 | 0 | 0
Scenario 5: High TRC ZEAS Phase In | PG&E | Com | WaterHeat | Com - School | Electric Demand (MW) | Energy Efficiency | 1.0678e-06 | 3.296e-07 | -3.6097e-08 | -4.5595e-08 | -5.7432e-08 | -7.2406e-08 | -9.1168e-08 | -1.1483e-07 | -1.4454e-07 | -1.8197e-07 | -2.2904e-07 | -2.8852e-07 | -3.6307e-07
Scenario 5: High TRC ZEAS Phase In | PG&E | Com | WaterHeat | Com - School | Electric Demand (MW) | Fuel Substitution | 0 | 0 | -7.2377e-05 | -0.00018228 | -0.00033667 | -0.00040365 | -0.00049862 | -0.00062703 | -0.00077624 | -0.0009423 | -0.0011042 | -0.0012647 | -0.0014266
Scenario 5: High TRC ZEAS Phase In | PG&E | Com | WaterHeat | Com - School | Electric Energy (GWh/year) | Energy Efficiency | -0.00023996 | -0.00031991 | 0.00062471 | 0.00069813 | 0.00078866 | 0.00090615 | 0.00074519 | 0.00093857 | 0.0011815 | 0.0014874 | 0.0018722 | 0.0023584 | 0.0029678
Scenario 5: High TRC ZEAS Phase In | PG&E | Com | WaterHeat | Com - School | Electric Energy (GWh/year) | Fuel Substitution | -1.0642 | -1.3015 | -0.98033 | 0.47204 | 2.6786 | 3.2087 | 4.2486 | 5.3428 | 6.6139 | 8.0285 | 9.4073 | 10.774 | 12.1528
Scenario 5: High TRC ZEAS Phase In | PG&E | Com | WaterHeat | Com - School | Gas Energy (MMTherm/year) | Energy Efficiency | 0.15355 | 0.17247 | 0.17559 | 0.17927 | 0.17182 | 0.15306 | 0.1116 | 0.080088 | 0.030687 | 0.023755 | 0.0041984 | 0.0015928 | 0.0015997
Scenario 5: High TRC ZEAS Phase In | PG&E | Com | WaterHeat | Com - School | Gas Energy (MMTherm/year) | Fuel Substitution | 0.12027 | 0.14708 | 0.18048 | 0.1237 | 0.025335 | 0.030744 | 0 | 0 | 0 | 0 | 0 | 0 | 0
Scenario 5: High TRC ZEAS Phase In | PG&E | Com | WaterHeat | Com - Warehouse | Electric Demand (MW) | Energy Efficiency | 0.0015815 | 0.0018125 | 0.0020381 | 0.0022462 | 0.0024243 | 0.0025584 | 0.0026353 | 0.002647 | 6.7403e-06 | 8.4877e-06 | 1.0675e-05 | 1.3423e-05 | 1.6877e-05
Scenario 5: High TRC ZEAS Phase In | PG&E | Com | WaterHeat | Com - Warehouse | Electric Demand (MW) | Fuel Substitution | 0 | 0 | 0.00025113 | 0.00064265 | 0.0012058 | 0.001467 | 0.0018186 | 0.0023131 | 0.0028468 | 0.0034784 | 0.004105 | 0.0047352 | 0.005382
Scenario 5: High TRC ZEAS Phase In | PG&E | Com | WaterHeat | Com - Warehouse | Electric Energy (GWh/year) | Energy Efficiency | 0.0050518 | 0.0057895 | 0.0065221 | 0.0071925 | 0.0077705 | 0.0082125 | 0.0084553 | 0.0085189 | 0.00018151 | 0.00022856 | 0.00028747 | 0.00036147 | 0.00045447
Scenario 5: High TRC ZEAS Phase In | PG&E | Com | WaterHeat | Com - Warehouse | Electric Energy (GWh/year) | Fuel Substitution | -0.016201 | -0.020086 | -0.017916 | -0.0022427 | 0.022802 | 0.027742 | 0.051253 | 0.065188 | 0.080221 | 0.098016 | 0.11566 | 0.13341 | 0.15162
Scenario 5: High TRC ZEAS Phase In | PG&E | Com | WaterHeat | Com - Warehouse | Gas Energy (MMTherm/year) | Energy Efficiency | 0.083893 | 0.10535 | 0.13068 | 0.16009 | 0.19301 | 0.22827 | 0.26264 | 0.29515 | 0.20113 | 0.33291 | 0.33293 | 0.31675 | 0.28626
Scenario 5: High TRC ZEAS Phase In | PG&E | Com | WaterHeat | Com - Warehouse | Gas Energy (MMTherm/year) | Fuel Substitution | 0.0018377 | 0.0022756 | 0.002828 | 0.0023754 | 0.0014507 | 0.0017643 | 0 | 0 | 0 | 0 | 0 | 0 | 0
Scenario 5: High TRC ZEAS Phase In | PG&E | Com | WholeBlg | Com - College | Electric Demand (MW) | Energy Efficiency | 0.036766 | 0.037468 | 0.038097 | 0.038817 | 0.039643 | 0.040537 | 0.041716 | 0.043006 | 0.044037 | 0.046008 | 0.047473 | 0.048082 | 0.049588
Scenario 5: High TRC ZEAS Phase In | PG&E | Com | WholeBlg | Com - College | Electric Energy (GWh/year) | Energy Efficiency | 0.33505 | 0.34145 | 0.34719 | 0.35374 | 0.36127 | 0.36941 | 0.38017 | 0.39192 | 0.40131 | 0.41928 | 0.44624 | 0.45211 | 0.46636
Scenario 5: High TRC ZEAS Phase In | PG&E | Com | WholeBlg | Com - College | Gas Energy (MMTherm/year) | Energy Efficiency | 0.0093115 | 0.0092326 | 0.009121 | 0.0090177 | 0.0089023 | 0.0087651 | 0.008628 | 0.0084874 | 0.008364 | 0.0082609 | 0.0083873 | 0.0082832 | 0.0083254
Scenario 5: High TRC ZEAS Phase In | PG&E | Com | WholeBlg | Com - Grocery | Electric Demand (MW) | Energy Efficiency | 0.32403 | 0.3327 | 0.34108 | 0.35066 | 0.36146 | 0.37278 | 0.38523 | 0.41008 | 0.42332 | 0.44407 | 0.45668 | 0.46681 | 0.47335
Scenario 5: High TRC ZEAS Phase In | PG&E | Com | WholeBlg | Com - Grocery | Electric Energy (GWh/year) | Energy Efficiency | 2.9529 | 3.032 | 3.1083 | 3.1956 | 3.2941 | 3.3972 | 3.5107 | 3.7371 | 3.8578 | 4.0469 | 4.1618 | 4.2541 | 4.3137
Scenario 5: High TRC ZEAS Phase In | PG&E | Com | WholeBlg | Com - Grocery | Gas Energy (MMTherm/year) | Energy Efficiency | 0.0078308 | 0.0078692 | 0.0078865 | 0.0079163 | 0.0079396 | 0.0079347 | 0.0079374 | 0.0079421 | 0.0079656 | 0.007993 | 0.0080408 | 0.008082 | 0.0081203
Scenario 5: High TRC ZEAS Phase In | PG&E | Com | WholeBlg | Com - Health | Electric Demand (MW) | Energy Efficiency | 0.35798 | 0.36897 | 0.37945 | 0.39121 | 0.40435 | 0.41804 | 0.43344 | 0.45363 | 0.46932 | 0.4947 | 0.50952 | 0.52148 | 0.53144
Scenario 5: High TRC ZEAS Phase In | PG&E | Com | WholeBlg | Com - Health | Electric Energy (GWh/year) | Energy Efficiency | 3.2623 | 3.3624 | 3.458 | 3.5651 | 3.6849 | 3.8096 | 3.95 | 4.134 | 4.277 | 4.5082 | 4.6433 | 4.7523 | 4.8431
Scenario 5: High TRC ZEAS Phase In | PG&E | Com | WholeBlg | Com - Health | Gas Energy (MMTherm/year) | Energy Efficiency | 0.029918 | 0.030417 | 0.03084 | 0.03132 | 0.031782 | 0.032089 | 0.032415 | 0.032763 | 0.033197 | 0.033593 | 0.034107 | 0.034594 | 0.034807
Scenario 5: High TRC ZEAS Phase In | PG&E | Com | WholeBlg | Com - Lodging | Electric Demand (MW) | Energy Efficiency | 0.046737 | 0.048048 | 0.049293 | 0.050682 | 0.05227 | 0.053959 | 0.055898 | 0.057609 | 0.059603 | 0.062723 | 0.064626 | 0.066183 | 0.067316
Scenario 5: High TRC ZEAS Phase In | PG&E | Com | WholeBlg | Com - Lodging | Electric Energy (GWh/year) | Energy Efficiency | 0.42591 | 0.43787 | 0.44921 | 0.46187 | 0.47634 | 0.49174 | 0.5094 | 0.525 | 0.54317 | 0.5716 | 0.58895 | 0.60314 | 0.61346
Scenario 5: High TRC ZEAS Phase In | PG&E | Com | WholeBlg | Com - Lodging | Gas Energy (MMTherm/year) | Energy Efficiency | 0.010613 | 0.010625 | 0.010611 | 0.010618 | 0.010622 | 0.010592 | 0.010568 | 0.010553 | 0.010571 | 0.010607 | 0.010667 | 0.010723 | 0.010784
Scenario 5: High TRC ZEAS Phase In | PG&E | Com | WholeBlg | Com - Office (Large) | Electric Demand (MW) | Energy Efficiency | 0.50711 | 0.5202 | 0.53228 | 0.54575 | 0.56109 | 0.57761 | 0.59728 | 0.60193 | 0.62115 | 0.65191 | 0.67022 | 0.68473 | 0.70068
Scenario 5: High TRC ZEAS Phase In | PG&E | Com | WholeBlg | Com - Office (Large) | Electric Energy (GWh/year) | Energy Efficiency | 4.6213 | 4.7406 | 4.8507 | 4.9735 | 5.1133 | 5.2639 | 5.4431 | 5.4854 | 5.6606 | 5.941 | 6.1078 | 6.2401 | 6.3854
Scenario 5: High TRC ZEAS Phase In | PG&E | Com | WholeBlg | Com - Office (Large) | Gas Energy (MMTherm/year) | Energy Efficiency | 0.032095 | 0.032348 | 0.032511 | 0.032722 | 0.032909 | 0.032995 | 0.033127 | 0.033256 | 0.033462 | 0.033937 | 0.034243 | 0.034523 | 0.034649
Scenario 5: High TRC ZEAS Phase In | PG&E | Com | WholeBlg | Com - Office (Small) | Electric Demand (MW) | Energy Efficiency | 0.091498 | 0.093955 | 0.096314 | 0.098967 | 0.10197 | 0.10515 | 0.1088 | 0.11571 | 0.1194 | 0.12528 | 0.12878 | 0.1316 | 0.13429
Scenario 5: High TRC ZEAS Phase In | PG&E | Com | WholeBlg | Com - Office (Small) | Electric Energy (GWh/year) | Energy Efficiency | 0.83383 | 0.85622 | 0.87772 | 0.9019 | 0.92929 | 0.95823 | 0.99151 | 1.0544 | 1.0881 | 1.1417 | 1.1736 | 1.1992 | 1.2238
Scenario 5: High TRC ZEAS Phase In | PG&E | Com | WholeBlg | Com - Office (Small) | Gas Energy (MMTherm/year) | Energy Efficiency | 0.0047828 | 0.004839 | 0.0048836 | 0.0049371 | 0.004988 | 0.005019 | 0.0050547 | 0.0050936 | 0.0051458 | 0.0051899 | 0.0052594 | 0.0053257 | 0.0053533
Scenario 5: High TRC ZEAS Phase In | PG&E | Com | WholeBlg | Com - Other | Electric Demand (MW) | Energy Efficiency | 0.36054 | 0.38982 | 0.41734 | 0.44248 | 0.47284 | 0.51103 | 0.54646 | 0.56139 | 0.5889 | 0.6272 | 0.65449 | 0.67834 | 0.69386
Scenario 5: High TRC ZEAS Phase In | PG&E | Com | WholeBlg | Com - Other | Electric Energy (GWh/year) | Energy Efficiency | 3.2857 | 3.5525 | 3.8033 | 4.0324 | 4.309 | 4.657 | 4.98 | 5.116 | 5.3667 | 5.7157 | 5.9644 | 6.1818 | 6.3232
Scenario 5: High TRC ZEAS Phase In | PG&E | Com | WholeBlg | Com - Other | Gas Energy (MMTherm/year) | Energy Efficiency | 0.055623 | 0.056191 | 0.056618 | 0.057144 | 0.057633 | 0.057841 | 0.058086 | 0.058381 | 0.05883 | 0.059274 | 0.059897 | 0.060484 | 0.060857
Scenario 5: High TRC ZEAS Phase In | PG&E | Com | WholeBlg | Com - Refrig. Warehouse | Electric Demand (MW) | Energy Efficiency | 0.048373 | 0.050304 | 0.052248 | 0.054379 | 0.056721 | 0.059073 | 0.06158 | 0.067714 | 0.070551 | 0.074472 | 0.077304 | 0.079765 | 0.080465
Scenario 5: High TRC ZEAS Phase In | PG&E | Com | WholeBlg | Com - Refrig. Warehouse | Electric Energy (GWh/year) | Energy Efficiency | 0.44083 | 0.45842 | 0.47614 | 0.49557 | 0.5169 | 0.53834 | 0.56119 | 0.61709 | 0.64294 | 0.67867 | 0.70448 | 0.72691 | 0.73329
Scenario 5: High TRC ZEAS Phase In | PG&E | Com | WholeBlg | Com - Refrig. Warehouse | Gas Energy (MMTherm/year) | Energy Efficiency | 0.00031279 | 0.00032009 | 0.0003267 | 0.00033396 | 0.00034109 | 0.00034643 | 0.000352 | 0.00035793 | 0.00036482 | 0.00037117 | 0.00037921 | 0.00038704 | 0.00038948
Scenario 5: High TRC ZEAS Phase In | PG&E | Com | WholeBlg | Com - Restaurant | Electric Demand (MW) | Energy Efficiency | 0.12233 | 0.12528 | 0.12808 | 0.13124 | 0.13488 | 0.1387 | 0.14292 | 0.14834 | 0.15277 | 0.16062 | 0.16472 | 0.16677 | 0.18163
Scenario 5: High TRC ZEAS Phase In | PG&E | Com | WholeBlg | Com - Restaurant | Electric Energy (GWh/year) | Energy Efficiency | 1.1218 | 1.1492 | 1.1754 | 1.205 | 1.2389 | 1.2743 | 1.3136 | 1.3638 | 1.4049 | 1.4772 | 1.5153 | 1.5198 | 1.8247
Scenario 5: High TRC ZEAS Phase In | PG&E | Com | WholeBlg | Com - Restaurant | Gas Energy (MMTherm/year) | Energy Efficiency | 0.018277 | 0.01854 | 0.018757 | 0.019008 | 0.019245 | 0.019368 | 0.019498 | 0.019646 | 0.019846 | 0.020006 | 0.020257 | 0.020658 | 0.018926
Scenario 5: High TRC ZEAS Phase In | PG&E | Com | WholeBlg | Com - Retail | Electric Demand (MW) | Energy Efficiency | 0.18485 | 0.18803 | 0.19087 | 0.19467 | 0.19379 | 0.2024 | 0.20783 | 0.21649 | 0.2216 | 0.23069 | 0.23512 | 0.23819 | 0.24441
Scenario 5: High TRC ZEAS Phase In | PG&E | Com | WholeBlg | Com - Retail | Electric Energy (GWh/year) | Energy Efficiency | 1.7445 | 1.7801 | 1.8137 | 1.774 | 2.5833 | 1.937 | 1.9949 | 2.0825 | 2.1369 | 2.228 | 2.277 | 2.3136 | 2.3795
Scenario 5: High TRC ZEAS Phase In | PG&E | Com | WholeBlg | Com - Retail | Gas Energy (MMTherm/year) | Energy Efficiency | 0.007687 | 0.0077476 | 0.007795 | 0.0072919 | 0.012901 | 0.0079089 | 0.0079517 | 0.0079986 | 0.0080576 | 0.0081429 | 0.0082344 | 0.008321 | 0.0084108
Scenario 5: High TRC ZEAS Phase In | PG&E | Com | WholeBlg | Com - School | Electric Demand (MW) | Energy Efficiency | 0.057799 | 0.059213 | 0.060558 | 0.062057 | 0.063777 | 0.065679 | 0.067995 | 0.071833 | 0.074103 | 0.077739 | 0.079863 | 0.081569 | 0.083706
Scenario 5: High TRC ZEAS Phase In | PG&E | Com | WholeBlg | Com - School | Electric Energy (GWh/year) | Energy Efficiency | 0.52673 | 0.53961 | 0.55187 | 0.56553 | 0.5812 | 0.59854 | 0.61964 | 0.65462 | 0.67531 | 0.70845 | 0.7278 | 0.74335 | 0.76283
Scenario 5: High TRC ZEAS Phase In | PG&E | Com | WholeBlg | Com - School | Gas Energy (MMTherm/year) | Energy Efficiency | 0.02248 | 0.022366 | 0.022179 | 0.022017 | 0.021827 | 0.02159 | 0.021354 | 0.021111 | 0.020912 | 0.020776 | 0.02064 | 0.020482 | 0.020561
Scenario 5: High TRC ZEAS Phase In | PG&E | Com | WholeBlg | Com - Warehouse | Electric Demand (MW) | Energy Efficiency | 0.2105 | 0.21801 | 0.22545 | 0.23362 | 0.24276 | 0.25237 | 0.2628 | 0.29225 | 0.30397 | 0.32067 | 0.33223 | 0.34209 | 0.34687
Scenario 5: High TRC ZEAS Phase In | PG&E | Com | WholeBlg | Com - Warehouse | Electric Energy (GWh/year) | Energy Efficiency | 1.9183 | 1.9867 | 2.0545 | 2.129 | 2.2123 | 2.2999 | 2.3949 | 2.6633 | 2.7701 | 2.9223 | 3.0276 | 3.1175 | 3.1611
Scenario 5: High TRC ZEAS Phase In | PG&E | Com | WholeBlg | Com - Warehouse | Gas Energy (MMTherm/year) | Energy Efficiency | 0.0049734 | 0.0050256 | 0.0050643 | 0.0051112 | 0.0051544 | 0.0051816 | 0.0052146 | 0.0052484 | 0.0052942 | 0.0053524 | 0.005415 | 0.0054739 | 0.005495
Scenario 5: High TRC ZEAS Phase In | PG&E | Ind | WholeBlg | Ind - All Other Industrial | Electric Demand (MW) | Energy Efficiency | 0.064882 | 0.065282 | 0.065368 | 0.065507 | 0.06548 | 0.06565 | 0.065697 | 0.065871 | 0.065875 | 0.065988 | 0.066015 | 0.066091 | 0.066141
Scenario 5: High TRC ZEAS Phase In | PG&E | Ind | WholeBlg | Ind - All Other Industrial | Electric Energy (GWh/year) | Energy Efficiency | 0.47135 | 0.47425 | 0.47487 | 0.47587 | 0.47567 | 0.47689 | 0.47723 | 0.47848 | 0.47851 | 0.47932 | 0.4795 | 0.48005 | 0.48041
Scenario 5: High TRC ZEAS Phase In | PG&E | Ind | WholeBlg | Ind - All Other Industrial | Gas Energy (MMTherm/year) | Energy Efficiency | 0.011597 | 0.011645 | 0.011682 | 0.011714 | 0.011742 | 0.01176 | 0.011777 | 0.011799 | 0.011824 | 0.011854 | 0.011891 | 0.011932 | 0.011974
Scenario 5: High TRC ZEAS Phase In | PG&E | Ind | WholeBlg | Ind - Chemicals | Electric Demand (MW) | Energy Efficiency | 0.27072 | 0.27475 | 0.27728 | 0.27984 | 0.28156 | 0.28387 | 0.28538 | 0.2872 | 0.28834 | 0.28995 | 0.29109 | 0.2923 | 0.29329
Scenario 5: High TRC ZEAS Phase In | PG&E | Ind | WholeBlg | Ind - Chemicals | Electric Energy (GWh/year) | Energy Efficiency | 1.9667 | 1.9959 | 2.0143 | 2.0329 | 2.0453 | 2.0621 | 2.073 | 2.0862 | 2.0945 | 2.1061 | 2.1144 | 2.1232 | 2.1303
Scenario 5: High TRC ZEAS Phase In | PG&E | Ind | WholeBlg | Ind - Chemicals | Gas Energy (MMTherm/year) | Energy Efficiency | 0.38695 | 0.38958 | 0.39188 | 0.39388 | 0.39565 | 0.39703 | 0.39814 | 0.39901 | 0.39995 | 0.40091 | 0.40182 | 0.40258 | 0.40321
Scenario 5: High TRC ZEAS Phase In | PG&E | Ind | WholeBlg | Ind - Electronics | Electric Demand (MW) | Energy Efficiency | 0.52545 | 0.53077 | 0.53362 | 0.53681 | 0.5386 | 0.54202 | 0.54444 | 0.54786 | 0.54985 | 0.55268 | 0.55462 | 0.55682 | 0.55871
Scenario 5: High TRC ZEAS Phase In | PG&E | Ind | WholeBlg | Ind - Electronics | Electric Energy (GWh/year) | Energy Efficiency | 3.8173 | 3.8559 | 3.8765 | 3.8996 | 3.9125 | 3.9373 | 3.9549 | 3.9796 | 3.9941 | 4.0145 | 4.0285 | 4.0445 | 4.0581
Scenario 5: High TRC ZEAS Phase In | PG&E | Ind | WholeBlg | Ind - Electronics | Gas Energy (MMTherm/year) | Energy Efficiency | 0.049928 | 0.050123 | 0.050301 | 0.050461 | 0.05061 | 0.050743 | 0.050875 | 0.051004 | 0.051133 | 0.051264 | 0.051389 | 0.051506 | 0.051614
Scenario 5: High TRC ZEAS Phase In | PG&E | Ind | WholeBlg | Ind - Fabricated Metals | Electric Demand (MW) | Energy Efficiency | 0.1034 | 0.10495 | 0.10597 | 0.10671 | 0.10701 | 0.10746 | 0.1076 | 0.1079 | 0.10792 | 0.10811 | 0.10811 | 0.10814 | 0.10807
Scenario 5: High TRC ZEAS Phase In | PG&E | Ind | WholeBlg | Ind - Fabricated Metals | Electric Energy (GWh/year) | Energy Efficiency | 0.75118 | 0.76245 | 0.76979 | 0.77516 | 0.77734 | 0.78061 | 0.78163 | 0.78381 | 0.78393 | 0.78527 | 0.78528 | 0.78547 | 0.78494
Scenario 5: High TRC ZEAS Phase In | PG&E | Ind | WholeBlg | Ind - Fabricated Metals | Gas Energy (MMTherm/year) | Energy Efficiency | 0.027211 | 0.027575 | 0.027912 | 0.028127 | 0.028281 | 0.028369 | 0.028422 | 0.028465 | 0.028508 | 0.028554 | 0.028594 | 0.02862 | 0.028627
Scenario 5: High TRC ZEAS Phase In | PG&E | Ind | WholeBlg | Ind - Food | Electric Demand (MW) | Energy Efficiency | 0.63332 | 0.63724 | 0.63806 | 0.63925 | 0.63868 | 0.64005 | 0.64023 | 0.64147 | 0.64103 | 0.64156 | 0.64109 | 0.64092 | 0.64038
Scenario 5: High TRC ZEAS Phase In | PG&E | Ind | WholeBlg | Ind - Food | Electric Energy (GWh/year) | Energy Efficiency | 4.6009 | 4.6293 | 4.6352 | 4.6437 | 4.6395 | 4.6494 | 4.6506 | 4.6596 | 4.6563 | 4.6601 | 4.6567 | 4.6553 | 4.6513
Scenario 5: High TRC ZEAS Phase In | PG&E | Ind | WholeBlg | Ind - Food | Gas Energy (MMTherm/year) | Energy Efficiency | 0.73435 | 0.73673 | 0.7384 | 0.73949 | 0.74007 | 0.74028 | 0.74045 | 0.74045 | 0.74046 | 0.74055 | 0.74054 | 0.74032 | 0.7399
Scenario 5: High TRC ZEAS Phase In | PG&E | Ind | WholeBlg | Ind - Industrial Machinery | Electric Demand (MW) | Energy Efficiency | 0.093429 | 0.094867 | 0.095877 | 0.096568 | 0.096795 | 0.097191 | 0.097396 | 0.097764 | 0.097887 | 0.098177 | 0.098296 | 0.098433 | 0.098479
Scenario 5: High TRC ZEAS Phase In | PG&E | Ind | WholeBlg | Ind - Industrial Machinery | Electric Energy (GWh/year) | Energy Efficiency | 0.67874 | 0.68918 | 0.6965 | 0.70151 | 0.70314 | 0.70601 | 0.70749 | 0.71015 | 0.71104 | 0.71313 | 0.71398 | 0.71497 | 0.71529
Scenario 5: High TRC ZEAS Phase In | PG&E | Ind | WholeBlg | Ind - Industrial Machinery | Gas Energy (MMTherm/year) | Energy Efficiency | 0.01383 | 0.01409 | 0.014348 | 0.01451 | 0.014616 | 0.014684 | 0.01475 | 0.014812 | 0.014878 | 0.014949 | 0.015014 | 0.015068 | 0.01511
Scenario 5: High TRC ZEAS Phase In | PG&E | Ind | WholeBlg | Ind - Lumber & Furniture | Electric Demand (MW) | Energy Efficiency | 0.079637 | 0.079995 | 0.080003 | 0.080088 | 0.079981 | 0.080115 | 0.080084 | 0.080196 | 0.080095 | 0.080114 | 0.080011 | 0.079949 | 0.079848
Scenario 5: High TRC ZEAS Phase In | PG&E | Ind | WholeBlg | Ind - Lumber & Furniture | Electric Energy (GWh/year) | Energy Efficiency | 0.57854 | 0.58114 | 0.58118 | 0.58179 | 0.58101 | 0.58197 | 0.58174 | 0.58254 | 0.5818 | 0.58193 | 0.58117 | 0.58071 | 0.57997
Scenario 5: High TRC ZEAS Phase In | PG&E | Ind | WholeBlg | Ind - Lumber & Furniture | Gas Energy (MMTherm/year) | Energy Efficiency | 0.0076642 | 0.0076987 | 0.0077247 | 0.0077489 | 0.0077697 | 0.0077739 | 0.0077678 | 0.0077645 | 0.007764 | 0.0077671 | 0.0077725 | 0.0077779 | 0.0077819
Scenario 5: High TRC ZEAS Phase In | PG&E | Ind | WholeBlg | Ind - Paper | Electric Demand (MW) | Energy Efficiency | 0.034954 | 0.035088 | 0.035101 | 0.035193 | 0.0352 | 0.035287 | 0.035326 | 0.035478 | 0.035587 | 0.035805 | 0.036015 | 0.036273 | 0.036528
Scenario 5: High TRC ZEAS Phase In | PG&E | Ind | WholeBlg | Ind - Paper | Electric Energy (GWh/year) | Energy Efficiency | 0.25393 | 0.2549 | 0.25499 | 0.25566 | 0.2557 | 0.25633 | 0.25661 | 0.25771 | 0.2585 | 0.26008 | 0.2616 | 0.26347 | 0.26532
Scenario 5: High TRC ZEAS Phase In | PG&E | Ind | WholeBlg | Ind - Paper | Gas Energy (MMTherm/year) | Energy Efficiency | 0.025705 | 0.025869 | 0.026048 | 0.026237 | 0.026405 | 0.026533 | 0.026661 | 0.026808 | 0.02698 | 0.027182 | 0.027406 | 0.02764 | 0.027877
Scenario 5: High TRC ZEAS Phase In | PG&E | Ind | WholeBlg | Ind - Petroleum | Electric Demand (MW) | Energy Efficiency | 0.50195 | 0.50395 | 0.50378 | 0.50413 | 0.50326 | 0.50401 | 0.50382 | 0.50449 | 0.50381 | 0.50386 | 0.5031 | 0.50259 | 0.50185
Scenario 5: High TRC ZEAS Phase In | PG&E | Ind | WholeBlg | Ind - Petroleum | Electric Energy (GWh/year) | Energy Efficiency | 3.6465 | 3.661 | 3.6597 | 3.6622 | 3.6558 | 3.6612 | 3.6598 | 3.6646 | 3.6596 | 3.6599 | 3.6543 | 3.6506 | 3.6451
Scenario 5: High TRC ZEAS Phase In | PG&E | Ind | WholeBlg | Ind - Petroleum | Gas Energy (MMTherm/year) | Energy Efficiency | 1.1016 | 1.1048 | 1.1077 | 1.1103 | 1.112 | 1.1125 | 1.1124 | 1.1119 | 1.1116 | 1.1114 | 1.1107 | 1.1096 | 1.1082
Scenario 5: High TRC ZEAS Phase In | PG&E | Ind | WholeBlg | Ind - Plastics | Electric Demand (MW) | Energy Efficiency | 0.097656 | 0.098415 | 0.09872 | 0.09909 | 0.099208 | 0.099614 | 0.09979 | 0.1001 | 0.10014 | 0.10033 | 0.10036 | 0.10043 | 0.10045
Scenario 5: High TRC ZEAS Phase In | PG&E | Ind | WholeBlg | Ind - Plastics | Electric Energy (GWh/year) | Energy Efficiency | 0.70944 | 0.71495 | 0.71715 | 0.71983 | 0.72067 | 0.72361 | 0.72488 | 0.7271 | 0.72741 | 0.72877 | 0.72896 | 0.72947 | 0.72957
Scenario 5: High TRC ZEAS Phase In | PG&E | Ind | WholeBlg | Ind - Plastics | Gas Energy (MMTherm/year) | Energy Efficiency | 0.010097 | 0.010687 | 0.011249 | 0.011773 | 0.012285 | 0.012742 | 0.013122 | 0.013433 | 0.013763 | 0.014103 | 0.014444 | 0.014771 | 0.015082
Scenario 5: High TRC ZEAS Phase In | PG&E | Ind | WholeBlg | Ind - Primary Metals | Electric Demand (MW) | Energy Efficiency | 0.055326 | 0.056404 | 0.057229 | 0.058003 | 0.058537 | 0.059187 | 0.059737 | 0.060393 | 0.060886 | 0.061465 | 0.061931 | 0.06241 | 0.062831
Scenario 5: High TRC ZEAS Phase In | PG&E | Ind | WholeBlg | Ind - Primary Metals | Electric Energy (GWh/year) | Energy Efficiency | 0.40193 | 0.40975 | 0.41574 | 0.42136 | 0.42523 | 0.42994 | 0.43393 | 0.43869 | 0.44227 | 0.44646 | 0.44984 | 0.45332 | 0.45637
Scenario 5: High TRC ZEAS Phase In | PG&E | Ind | WholeBlg | Ind - Primary Metals | Gas Energy (MMTherm/year) | Energy Efficiency | 0.038596 | 0.038788 | 0.038973 | 0.039125 | 0.039245 | 0.039341 | 0.039438 | 0.03953 | 0.039618 | 0.039704 | 0.039782 | 0.039848 | 0.039903
Scenario 5: High TRC ZEAS Phase In | PG&E | Ind | WholeBlg | Ind - Printing & Publishing | Electric Demand (MW) | Energy Efficiency | 0.056602 | 0.056836 | 0.056824 | 0.056868 | 0.056765 | 0.056834 | 0.056797 | 0.056862 | 0.056782 | 0.05679 | 0.056708 | 0.056656 | 0.056576
Scenario 5: High TRC ZEAS Phase In | PG&E | Ind | WholeBlg | Ind - Printing & Publishing | Electric Energy (GWh/year) | Energy Efficiency | 0.4112 | 0.41289 | 0.4128 | 0.41311 | 0.41236 | 0.41285 | 0.41258 | 0.41305 | 0.41246 | 0.4125 | 0.41191 | 0.41152 | 0.41093
Scenario 5: High TRC ZEAS Phase In | PG&E | Ind | WholeBlg | Ind - Printing & Publishing | Gas Energy (MMTherm/year) | Energy Efficiency | 0.0080454 | 0.0080992 | 0.0081475 | 0.0081936 | 0.0082276 | 0.0082441 | 0.0082579 | 0.0082747 | 0.0082972 | 0.0083232 | 0.0083487 | 0.0083723 | 0.0083941
Scenario 5: High TRC ZEAS Phase In | PG&E | Ind | WholeBlg | Ind - Stone-Glass-Clay | Electric Demand (MW) | Energy Efficiency | 0.18133 | 0.18439 | 0.18619 | 0.18787 | 0.18892 | 0.19032 | 0.19115 | 0.19229 | 0.1929 | 0.19381 | 0.19445 | 0.19521 | 0.19583
Scenario 5: High TRC ZEAS Phase In | PG&E | Ind | WholeBlg | Ind - Stone-Glass-Clay | Electric Energy (GWh/year) | Energy Efficiency | 1.3173 | 1.3395 | 1.3526 | 1.3647 | 1.3724 | 1.3825 | 1.3886 | 1.3968 | 1.4012 | 1.4078 | 1.4124 | 1.4179 | 1.4224
Scenario 5: High TRC ZEAS Phase In | PG&E | Ind | WholeBlg | Ind - Stone-Glass-Clay | Gas Energy (MMTherm/year) | Energy Efficiency | 0.30835 | 0.31258 | 0.31599 | 0.31886 | 0.32143 | 0.32352 | 0.32523 | 0.32684 | 0.32839 | 0.32994 | 0.3315 | 0.33302 | 0.3344
Scenario 5: High TRC ZEAS Phase In | PG&E | Ind | WholeBlg | Ind - Textiles | Electric Demand (MW) | Energy Efficiency | 0.0037419 | 0.0037582 | 0.0037555 | 0.0037456 | 0.0037201 | 0.003702 | 0.003676 | 0.0036564 | 0.0036288 | 0.0036091 | 0.0035855 | 0.0035648 | 0.0035437
Scenario 5: High TRC ZEAS Phase In | PG&E | Ind | WholeBlg | Ind - Textiles | Electric Energy (GWh/year) | Energy Efficiency | 0.027184 | 0.027302 | 0.027282 | 0.02721 | 0.027024 | 0.026892 | 0.026703 | 0.02656 | 0.026359 | 0.026216 | 0.026044 | 0.025893 | 0.025739
Scenario 5: High TRC ZEAS Phase In | PG&E | Ind | WholeBlg | Ind - Textiles | Gas Energy (MMTherm/year) | Energy Efficiency | 0.00099146 | 0.00099235 | 0.0009932 | 0.00099312 | 0.00099231 | 0.00099093 | 0.00098941 | 0.00098775 | 0.00098606 | 0.00098449 | 0.00098287 | 0.00098117 | 0.00097937
Scenario 5: High TRC ZEAS Phase In | PG&E | Ind | WholeBlg | Ind - Transportation Equipment | Electric Demand (MW) | Energy Efficiency | 0.091891 | 0.09301 | 0.094213 | 0.09499 | 0.095236 | 0.095633 | 0.095998 | 0.096586 | 0.097008 | 0.097627 | 0.09804 | 0.098404 | 0.098614
Scenario 5: High TRC ZEAS Phase In | PG&E | Ind | WholeBlg | Ind - Transportation Equipment | Electric Energy (GWh/year) | Energy Efficiency | 0.66756 | 0.67568 | 0.68441 | 0.69005 | 0.69182 | 0.69469 | 0.69734 | 0.70159 | 0.70465 | 0.70914 | 0.71212 | 0.71476 | 0.71627
Scenario 5: High TRC ZEAS Phase In | PG&E | Ind | WholeBlg | Ind - Transportation Equipment | Gas Energy (MMTherm/year) | Energy Efficiency | 0.028305 | 0.028278 | 0.028253 | 0.028221 | 0.028185 | 0.028145 | 0.028106 | 0.028065 | 0.028022 | 0.027979 | 0.027933 | 0.027883 | 0.027829
Scenario 5: High TRC ZEAS Phase In | PG&E | Res | AppPlug | Res - Multi Family | Electric Demand (MW) | Energy Efficiency | 0 | 0 | 0 | 0 | 0 | 0 | 0.002343 | 0.0029019 | 0.0028901 | 0.0028783 | 0.0028703 | 0.0028673 | 0.0028649
Scenario 5: High TRC ZEAS Phase In | PG&E | Res | AppPlug | Res - Multi Family | Electric Energy (GWh/year) | Energy Efficiency | 0 | 0 | 0 | 0 | 0 | 0 | 0.014709 | 0.018218 | 0.018144 | 0.01807 | 0.018019 | 0.018 | 0.017985
Scenario 5: High TRC ZEAS Phase In | PG&E | Res | AppPlug | Res - Multi Family | Electric Energy (GWh/year) | Fuel Substitution | -7.6206e-06 | -8.2277e-06 | -8.8429e-06 | -9.4604e-06 | -1.0076e-05 | -1.0689e-05 | 0 | 0 | 0 | 0 | 0 | 0 | 0
Scenario 5: High TRC ZEAS Phase In | PG&E | Res | AppPlug | Res - Multi Family | Gas Energy (MMTherm/year) | Energy Efficiency | 0 | 0 | 0 | 0 | 0 | 0 | 0.0016846 | 0.0020865 | 0.002078 | 0.0020696 | 0.0020638 | 0.0020616 | 0.0020599
Scenario 5: High TRC ZEAS Phase In | PG&E | Res | AppPlug | Res - Multi Family | Gas Energy (MMTherm/year) | Fuel Substitution | 1.5517e-06 | 1.6753e-06 | 1.8006e-06 | 1.9263e-06 | 2.0518e-06 | 2.1766e-06 | 0 | 0 | 0 | 0 | 0 | 0 | 0
Scenario 5: High TRC ZEAS Phase In | PG&E | Res | AppPlug | Res - Single Family | Electric Energy (GWh/year) | Fuel Substitution | -4.4917e-05 | -4.8377e-05 | -5.1843e-05 | -5.5314e-05 | -5.8788e-05 | -6.2264e-05 | 0 | 0 | 0 | 0 | 0 | 0 | 0
Scenario 5: High TRC ZEAS Phase In | PG&E | Res | AppPlug | Res - Single Family | Gas Energy (MMTherm/year) | Fuel Substitution | 9.1616e-06 | 9.8675e-06 | 1.0574e-05 | 1.1282e-05 | 1.1991e-05 | 1.27e-05 | 0 | 0 | 0 | 0 | 0 | 0 | 0
Scenario 5: High TRC ZEAS Phase In | PG&E | Res | BROs | Income Qualified - Multi Family IQ | Electric Demand (MW) | Energy Efficiency | 1.623 | 1.6709 | 1.7214 | 1.7831 | 1.8478 | 1.9187 | 1.982 | 2.0541 | 2.1245 | 2.1955 | 2.2587 | 1.8609 | 1.8945
Scenario 5: High TRC ZEAS Phase In | PG&E | Res | BROs | Income Qualified - Multi Family IQ | Electric Energy (GWh/year) | Energy Efficiency | 10.6811 | 10.9986 | 11.335 | 11.7479 | 12.1836 | 12.6629 | 13.0969 | 13.5941 | 14.086 | 14.5894 | 15.0493 | 13.6623 | 14.0609
Scenario 5: High TRC ZEAS Phase In | PG&E | Res | BROs | Income Qualified - Multi Family IQ | Gas Energy (MMTherm/year) | Energy Efficiency | 0.33747 | 0.3416 | 0.34653 | 0.35218 | 0.35848 | 0.36518 | 0.37096 | 0.37786 | 0.38531 | 0.3932 | 0.40185 | 0.37716 | 0.38512
Scenario 5: High TRC ZEAS Phase In | PG&E | Res | BROs | Income Qualified - Single Family IQ | Electric Demand (MW) | Energy Efficiency | 6.1031 | 6.2502 | 6.4032 | 6.6001 | 6.8056 | 7.0298 | 7.2345 | 7.464 | 7.6846 | 7.9 | 8.0855 | 6.766 | 6.8634
Scenario 5: High TRC ZEAS Phase In | PG&E | Res | BROs | Income Qualified - Single Family IQ | Electric Energy (GWh/year) | Energy Efficiency | 40.3232 | 41.3154 | 42.3541 | 43.6939 | 45.1022 | 46.649 | 48.0842 | 49.705 | 51.2902 | 52.8685 | 54.2785 | 49.6746 | 50.9392
Scenario 5: High TRC ZEAS Phase In | PG&E | Res | BROs | Income Qualified - Single Family IQ | Gas Energy (MMTherm/year) | Energy Efficiency | 1.1712 | 1.1841 | 1.1994 | 1.2169 | 1.2365 | 1.2571 | 1.2757 | 1.2974 | 1.3208 | 1.3447 | 1.371 | 1.2945 | 1.3191
Scenario 5: High TRC ZEAS Phase In | PG&E | Res | BROs | Res - Multi Family | Electric Demand (MW) | Energy Efficiency | 14.4651 | 14.8265 | 15.2033 | 15.6855 | 16.1896 | 16.74 | 17.2452 | 17.8118 | 18.3592 | 18.8969 | 19.3653 | 19.9455 | 20.5435
Scenario 5: High TRC ZEAS Phase In | PG&E | Res | BROs | Res - Multi Family | Electric Energy (GWh/year) | Energy Efficiency | 95.1952 | 97.5953 | 100.1119 | 103.3436 | 106.7446 | 110.4812 | 113.9553 | 117.88 | 121.7288 | 125.5728 | 129.0254 | 133.3031 | 137.7944
Scenario 5: High TRC ZEAS Phase In | PG&E | Res | BROs | Res - Multi Family | Gas Energy (MMTherm/year) | Energy Efficiency | 4.0162 | 4.0618 | 4.1158 | 4.1776 | 4.2467 | 4.3194 | 4.3851 | 4.4616 | 4.5442 | 4.6287 | 4.7217 | 4.8246 | 4.9387
Scenario 5: High TRC ZEAS Phase In | PG&E | Res | BROs | Res - Single Family | Electric Demand (MW) | Energy Efficiency | 3.7579 | 3.8667 | 3.9812 | 4.1214 | 4.2681 | 4.4286 | 4.571 | 4.7333 | 4.891 | 5.0499 | 5.1903 | 5.3602 | 5.5342
Scenario 5: High TRC ZEAS Phase In | PG&E | Res | BROs | Res - Single Family | Electric Energy (GWh/year) | Energy Efficiency | 24.8286 | 25.5597 | 26.3341 | 27.2841 | 28.2858 | 29.3876 | 30.3811 | 31.5201 | 32.6449 | 33.7953 | 34.8429 | 36.1128 | 37.4389
Scenario 5: High TRC ZEAS Phase In | PG&E | Res | BROs | Res - Single Family | Gas Energy (MMTherm/year) | Energy Efficiency | 0.99461 | 1.0065 | 1.0208 | 1.0372 | 1.0555 | 1.075 | 1.0917 | 1.1116 | 1.1332 | 1.1561 | 1.1812 | 1.2088 | 1.2395
Scenario 5: High TRC ZEAS Phase In | PG&E | Res | BldgEnv | Res - Single Family | Electric Demand (MW) | Energy Efficiency | 0.014615 | 0.017015 | 0.017898 | 0.017856 | 0.017354 | 0.016661 | 0.015868 | 0.014988 | 0.014145 | 0 | 0 | 0 | 0
Scenario 5: High TRC ZEAS Phase In | PG&E | Res | BldgEnv | Res - Single Family | Electric Energy (GWh/year) | Energy Efficiency | -0.0043969 | -0.0042491 | -0.0041029 | -0.0039577 | -0.0038159 | -0.0036763 | -0.0035383 | -0.0033993 | -0.0032586 | 0 | 0 | 0 | 0
Scenario 5: High TRC ZEAS Phase In | PG&E | Res | BldgEnv | Res - Single Family | Gas Energy (MMTherm/year) | Energy Efficiency | 0.0025923 | 0.0030637 | 0.0032419 | 0.0032421 | 0.0031533 | 0.0030278 | 0.0028832 | 0.002722 | 0.0025681 | 0 | 0 | 0 | 0
Scenario 5: High TRC ZEAS Phase In | PG&E | Res | HVAC | Res - Multi Family | Electric Demand (MW) | Energy Efficiency | 0.0010698 | 0.0012049 | 0.011563 | 0.014965 | 0.016704 | 0.017636 | 0.018245 | 0.018788 | 0.019242 | 0.019676 | 0.020092 | 0.020503 | 0.020883
Scenario 5: High TRC ZEAS Phase In | PG&E | Res | HVAC | Res - Multi Family | Electric Demand (MW) | Fuel Substitution | 0 | 0 | 0 | 0 | 4.8837e-06 | 5.3038e-06 | 5.6929e-06 | 6.0298e-06 | 6.5384e-06 | 6.9466e-06 | 7.2533e-06 | 7.4865e-06 | 7.668e-06
Scenario 5: High TRC ZEAS Phase In | PG&E | Res | HVAC | Res - Multi Family | Electric Energy (GWh/year) | Energy Efficiency | 0.0098814 | 0.011129 | 0.089051 | 0.11472 | 0.12981 | 0.13749 | 0.14224 | 0.14648 | 0.14998 | 0.15337 | 0.15661 | 0.15982 | 0.16278
Scenario 5: High TRC ZEAS Phase In | PG&E | Res | HVAC | Res - Multi Family | Electric Energy (GWh/year) | Fuel Substitution | -6.302e-05 | -6.6932e-05 | -7.0283e-05 | -7.3533e-05 | 3.7269e-05 | 4.0473e-05 | 4.344e-05 | 4.6009e-05 | 4.9886e-05 | 5.2999e-05 | 5.5337e-05 | 5.7113e-05 | 5.8496e-05
Scenario 5: High TRC ZEAS Phase In | PG&E | Res | HVAC | Res - Multi Family | Gas Energy (MMTherm/year) | Fuel Substitution | 1.6544e-05 | 1.7572e-05 | 1.845e-05 | 1.9305e-05 | 0 | 0 | 0 | 0 | 0 | 0 | 0 | 0 | 0
Scenario 5: High TRC ZEAS Phase In | PG&E | Res | HVAC | Res - Single Family | Electric Demand (MW) | Energy Efficiency | 0.64409 | 0.74005 | 0.80731 | 0.85593 | 0.59968 | 0.48304 | 0.4678 | 0.48026 | 0.07437 | 0.0028567 | 0.0029139 | 0.0029686 | 0.0030185
Scenario 5: High TRC ZEAS Phase In | PG&E | Res | HVAC | Res - Single Family | Electric Demand (MW) | Fuel Substitution | 0 | 0 | 0 | 0 | 0.00015795 | 0.00015665 | 0.00016623 | 0.00017783 | 3.2571e-05 | 3.4676e-05 | 3.6307e-05 | 3.7596e-05 | 3.8642e-05
Scenario 5: High TRC ZEAS Phase In | PG&E | Res | HVAC | Res - Single Family | Electric Energy (GWh/year) | Energy Efficiency | 0.69294 | 0.79836 | 0.87052 | 0.92244 | 0.62188 | 0.56563 | 0.56597 | 0.58067 | 0.10284 | 0.018977 | 0.019357 | 0.01972 | 0.020051
Scenario 5: High TRC ZEAS Phase In | PG&E | Res | HVAC | Res - Single Family | Electric Energy (GWh/year) | Fuel Substitution | -0.0049608 | -0.0052927 | -0.0059609 | -0.0072912 | 0.00075844 | 0.00074526 | 0.00079125 | 0.00084738 | 0.00015278 | 0.00016265 | 0.0001703 | 0.00017635 | 0.00018125
Scenario 5: High TRC ZEAS Phase In | PG&E | Res | HVAC | Res - Single Family | Gas Energy (MMTherm/year) | Energy Efficiency | 0.01154 | 0.014037 | 0.015668 | 0.016667 | -0.0039026 | -0.0032703 | -0.0032036 | -0.0032903 | -0.00049332 | 0 | 0 | 0 | 0
Scenario 5: High TRC ZEAS Phase In | PG&E | Res | HVAC | Res - Single Family | Gas Energy (MMTherm/year) | Fuel Substitution | 0.00067181 | 0.00071751 | 0.00082095 | 0.0010089 | 0 | 0 | 0 | 0 | 0 | 0 | 0 | 0 | 0
Scenario 5: High TRC ZEAS Phase In | PG&E | Res | WaterHeat | Res - Multi Family | Electric Demand (MW) | Energy Efficiency | 0.0013481 | 0.00147 | 0.0020118 | 0.0020276 | 0.0019834 | 0.0019212 | 0.0018541 | 0.0029179 | 0.026265 | 0.0308 | 0.031678 | 0.056653 | 0.061835
Scenario 5: High TRC ZEAS Phase In | PG&E | Res | WaterHeat | Res - Multi Family | Electric Demand (MW) | Fuel Substitution | 0 | 0 | 0.0024603 | 0.0056674 | 0.0096297 | 0.010646 | 0.011969 | 0.013579 | 0.015046 | 0.016499 | 0.017754 | 0.018715 | 0.019481
Scenario 5: High TRC ZEAS Phase In | PG&E | Res | WaterHeat | Res - Multi Family | Electric Energy (GWh/year) | Energy Efficiency | 0.010311 | 0.011238 | 0.014533 | 0.014647 | 0.014327 | 0.013878 | 0.013394 | 0.019315 | 0.14841 | 0.17339 | 0.17815 | 0.32349 | 0.35337
Scenario 5: High TRC ZEAS Phase In | PG&E | Res | WaterHeat | Res - Multi Family | Electric Energy (GWh/year) | Fuel Substitution | -2.1588 | -2.3521 | -2.5587 | -2.7152 | -2.8587 | -3.0405 | 0.072258 | 0.081932 | 0.090775 | 0.099528 | 0.10708 | 0.11286 | 0.11746
Scenario 5: High TRC ZEAS Phase In | PG&E | Res | WaterHeat | Res - Multi Family | Gas Energy (MMTherm/year) | Energy Efficiency | 0.021636 | 0.045229 | 0.027496 | 0.027412 | 0.026498 | 0.025567 | 0.024628 | 0.023634 | 0.022559 | 0.021505 | 0.02061 | 0.019954 | 0.019372
Scenario 5: High TRC ZEAS Phase In | PG&E | Res | WaterHeat | Res - Multi Family | Gas Energy (MMTherm/year) | Fuel Substitution | 0.16536 | 0.18021 | 0.19942 | 0.21162 | 0.22275 | 0.2371 | 0 | 0 | 0 | 0 | 0 | 0 | 0
Scenario 5: High TRC ZEAS Phase In | PG&E | Res | WaterHeat | Res - Single Family | Electric Demand (MW) | Energy Efficiency | 0.10491 | 0.11539 | 0.12527 | 0.1315 | 0.13676 | 0.14154 | 0.14599 | 0.15014 | 0.02226 | 0.054113 | 0.063187 | 0.064968 | 0.15548
Scenario 5: High TRC ZEAS Phase In | PG&E | Res | WaterHeat | Res - Single Family | Electric Demand (MW) | Fuel Substitution | 0 | 0 | 0.014421 | 0.033228 | 0.056395 | 0.062265 | 0.068758 | 0.077444 | 0.085734 | 0.093971 | 0.10112 | 0.10662 | 0.11104
Scenario 5: High TRC ZEAS Phase In | PG&E | Res | WaterHeat | Res - Single Family | Electric Energy (GWh/year) | Energy Efficiency | 0.71414 | 0.78482 | 0.85362 | 0.89594 | 0.93166 | 0.96405 | 0.99423 | 1.0224 | 0.15292 | 0.37677 | 0.43972 | 0.45205 | 1.0687
Scenario 5: High TRC ZEAS Phase In | PG&E | Res | WaterHeat | Res - Single Family | Electric Energy (GWh/year) | Fuel Substitution | -0.055574 | -0.078512 | -0.24124 | 0.043673 | 0.4134 | 0.45625 | 0.50365 | 0.56715 | 0.62802 | 0.68823 | 0.74042 | 0.78056 | 0.81275
Scenario 5: High TRC ZEAS Phase In | PG&E | Res | WaterHeat | Res - Single Family | Gas Energy (MMTherm/year) | Energy Efficiency | 0.1173 | 0.15929 | 0.11081 | 0.1111 | 0.10734 | 0.10345 | 0.099025 | 0.094277 | 0.089797 | 0.085948 | 0.082573 | 0.079681 | 0.077055
Scenario 5: High TRC ZEAS Phase In | PG&E | Res | WaterHeat | Res - Single Family | Gas Energy (MMTherm/year) | Fuel Substitution | 0.0075249 | 0.010629 | 0.046996 | 0.027071 | 0 | 0 | 0 | 0 | 0 | 0 | 0 | 0 | 0
Scenario 5: High TRC ZEAS Phase In | PG&E | Res | WholeBlg | Res - Multi Family | Electric Demand (MW) | Energy Efficiency | 0 | 0 | 0 | 0 | 0 | 0 | 0 | 0.00087325 | 0.00081788 | 0.00076686 | 0.00071086 | 0.00066819 | 0.00062534
Scenario 5: High TRC ZEAS Phase In | PG&E | Res | WholeBlg | Res - Multi Family | Electric Energy (GWh/year) | Energy Efficiency | 0 | 0 | 0 | 0 | 0 | 0 | 0 | 0.0084357 | 0.0079008 | 0.0074079 | 0.006867 | 0.0064548 | 0.0060408
Scenario 5: High TRC ZEAS Phase In | PG&E | Res | WholeBlg | Res - Multi Family | Gas Energy (MMTherm/year) | Energy Efficiency | 0 | 0 | 0 | 0 | 0 | 0 | 0 | 6.2672e-05 | 5.8698e-05 | 5.5037e-05 | 5.1018e-05 | 4.7955e-05 | 4.488e-05
Scenario 5: High TRC ZEAS Phase In | PG&E | Res | WholeBlg | Res - Single Family | Electric Demand (MW) | Energy Efficiency | 0 | 0 | 0 | 0 | 0 | 0 | 0.0072041 | 0.0067481 | 0.0062019 | 0.0057638 | 0.0052666 | 0.0048537 | 0.0044834
Scenario 5: High TRC ZEAS Phase In | PG&E | Res | WholeBlg | Res - Single Family | Electric Energy (GWh/year) | Energy Efficiency | 0 | 0 | 0 | 0 | 0 | 0 | 0.032251 | 0.03021 | 0.027765 | 0.025803 | 0.023578 | 0.021729 | 0.020072
Scenario 5: High TRC ZEAS Phase In | PG&E | Res | WholeBlg | Res - Single Family | Gas Energy (MMTherm/year) | Energy Efficiency | 0 | 0 | 0 | 0 | 0 | 0 | 0.00018596 | 0.00017419 | 0.00016009 | 0.00014878 | 0.00013595 | 0.00012529 | 0.00011573
Scenario 5: High TRC ZEAS Phase In | SCE | Ag | WholeBlg | Ag - Dairies, fishing, hunting | Electric Demand (MW) | Energy Efficiency | 0.042678 | 0.042932 | 0.043158 | 0.043366 | 0.043565 | 0.043748 | 0.043926 | 0.044113 | 0.044304 | 0.044494 | 0.044674 | 0.044846 | 0.045011
Scenario 5: High TRC ZEAS Phase In | SCE | Ag | WholeBlg | Ag - Dairies, fishing, hunting | Electric Energy (GWh/year) | Energy Efficiency | 0.18181 | 0.18289 | 0.18385 | 0.18474 | 0.18559 | 0.18637 | 0.18712 | 0.18792 | 0.18874 | 0.18954 | 0.19031 | 0.19104 | 0.19175
Scenario 5: High TRC ZEAS Phase In | SCE | Ag | WholeBlg | Ag - Irrigated Agriculture, vineyards, forestry and greenhouses | Electric Demand (MW) | Energy Efficiency | 0.10273 | 0.10807 | 0.113 | 0.11768 | 0.12222 | 0.12645 | 0.13048 | 0.13463 | 0.13886 | 0.14314 | 0.14738 | 0.15158 | 0.15576
Scenario 5: High TRC ZEAS Phase In | SCE | Ag | WholeBlg | Ag - Irrigated Agriculture, vineyards, forestry and greenhouses | Electric Energy (GWh/year) | Energy Efficiency | 0.43761 | 0.46038 | 0.48137 | 0.50133 | 0.52067 | 0.53865 | 0.55584 | 0.5735 | 0.59152 | 0.60977 | 0.62785 | 0.64573 | 0.66354
Scenario 5: High TRC ZEAS Phase In | SCE | Ag | WholeBlg | Ag - Water pumping | Electric Demand (MW) | Energy Efficiency | 0.59452 | 0.59403 | 0.59351 | 0.59294 | 0.59237 | 0.59185 | 0.59143 | 0.59103 | 0.59063 | 0.59014 | 0.58954 | 0.58884 | 0.58804
Scenario 5: High TRC ZEAS Phase In | SCE | Ag | WholeBlg | Ag - Water pumping | Electric Energy (GWh/year) | Energy Efficiency | 2.5326 | 2.5306 | 2.5283 | 2.5259 | 2.5235 | 2.5213 | 2.5195 | 2.5178 | 2.5161 | 2.514 | 2.5114 | 2.5084 | 2.5051
Scenario 5: High TRC ZEAS Phase In | SCE | Com | BROs | Com - Lodging | Electric Energy (GWh/year) | Energy Efficiency | 0.024629 | 0.050421 | 0.07744 | 0.10626 | 0.13713 | 0.16977 | 0.20492 | 0.24148 | 0.27995 | 0.32063 | 0.36258 | 0.40457 | 0.44519
Scenario 5: High TRC ZEAS Phase In | SCE | Com | BROs | Com - Other | Electric Energy (GWh/year) | Energy Efficiency | 0.039575 | 0.080674 | 0.12345 | 0.1687 | 0.21682 | 0.26735 | 0.32173 | 0.3778 | 0.43648 | 0.49809 | 0.56125 | 0.6242 | 0.69509
Scenario 5: High TRC ZEAS Phase In | SCE | Com | BROs | Com - Retail | Electric Demand (MW) | Energy Efficiency | 0.0073178 | 0.014871 | 0.022708 | 0.03091 | 0.039577 | 0.048623 | 0.058302 | 0.068216 | 0.078507 | 0.089219 | 0.10007 | 0.11081 | 0.12253
Scenario 5: High TRC ZEAS Phase In | SCE | Com | BROs | Com - Retail | Electric Energy (GWh/year) | Energy Efficiency | 0.079116 | 0.16077 | 0.2455 | 0.33419 | 0.42788 | 0.52568 | 0.63033 | 0.73751 | 0.84878 | 0.96458 | 1.0819 | 1.198 | 1.3247
Scenario 5: High TRC ZEAS Phase In | SCE | Com | BldgEnv | Com - College | Electric Demand (MW) | Energy Efficiency | 0.0014377 | 0.001523 | 0.0015615 | 0.0015452 | 0.0014709 | 0.0013483 | 0.0011869 | 0.0010011 | 7.2087e-05 | 0 | 0 | 0 | 0
Scenario 5: High TRC ZEAS Phase In | SCE | Com | BldgEnv | Com - College | Electric Energy (GWh/year) | Energy Efficiency | 0.00049063 | 0.00051972 | 0.00053284 | 0.00052724 | 0.00050181 | 0.00045988 | 0.00040469 | 0.00034117 | 2.3744e-05 | 0 | 0 | 0 | 0
Scenario 5: High TRC ZEAS Phase In | SCE | Com | BldgEnv | Com - College | Gas Energy (MMTherm/year) | Energy Efficiency | 0.0015634 | 0.0016562 | 0.0016978 | 0.0016795 | 0.001598 | 0.0014636 | 0.0012869 | 0.0010836 | 6.8947e-05 | 0 | 0 | 0 | 0
Scenario 5: High TRC ZEAS Phase In | SCE | Com | BldgEnv | Com - Grocery | Electric Demand (MW) | Energy Efficiency | 0.0001349 | 0.00014159 | 0.00014619 | 0.00012737 | 0.00013613 | 0.00014383 | 0.00015014 | 0.00015743 | 0.00016367 | 0 | 0 | 0 | 0
Scenario 5: High TRC ZEAS Phase In | SCE | Com | BldgEnv | Com - Grocery | Electric Energy (GWh/year) | Energy Efficiency | 4.4431e-05 | 4.6635e-05 | 4.815e-05 | 4.1954e-05 | 4.484e-05 | 4.7373e-05 | 4.9454e-05 | 5.1854e-05 | 5.391e-05 | 0 | 0 | 0 | 0
Scenario 5: High TRC ZEAS Phase In | SCE | Com | BldgEnv | Com - Grocery | Gas Energy (MMTherm/year) | Energy Efficiency | 9.3973e-05 | 9.8636e-05 | 0.00010184 | 8.8742e-05 | 9.4846e-05 | 0.00010021 | 0.00010461 | 0.00010968 | 0.00011403 | 0 | 0 | 0 | 0
Scenario 5: High TRC ZEAS Phase In | SCE | Com | BldgEnv | Com - Health | Electric Demand (MW) | Energy Efficiency | 0.00013067 | 0.00013615 | 0.000143 | 0.00014549 | 0.00015018 | 0.00015291 | 0.00015619 | 0.00013579 | 0.00013849 | 0 | 0 | 0 | 0
Scenario 5: High TRC ZEAS Phase In | SCE | Com | BldgEnv | Com - Health | Electric Energy (GWh/year) | Energy Efficiency | 6.0331e-05 | 6.2863e-05 | 6.6024e-05 | 6.7173e-05 | 6.9336e-05 | 7.0597e-05 | 7.2112e-05 | 6.2694e-05 | 6.3939e-05 | 0 | 0 | 0 | 0
Scenario 5: High TRC ZEAS Phase In | SCE | Com | BldgEnv | Com - Health | Gas Energy (MMTherm/year) | Energy Efficiency | 0.00010334 | 0.00010768 | 0.00011309 | 0.00011506 | 0.00011877 | 0.00012093 | 0.00012352 | 0.00010739 | 0.00010952 | 0 | 0 | 0 | 0
Scenario 5: High TRC ZEAS Phase In | SCE | Com | BldgEnv | Com - Lodging | Electric Demand (MW) | Energy Efficiency | 0.00012169 | 0.00014756 | 0.00017856 | 0.00021559 | 0.00025971 | 0.00031206 | 0.00037382 | 0.00044624 | 4.3823e-06 | 0 | 0 | 0 | 0
Scenario 5: High TRC ZEAS Phase In | SCE | Com | BldgEnv | Com - Lodging | Electric Energy (GWh/year) | Energy Efficiency | 7.6201e-05 | 9.2394e-05 | 0.0001118 | 0.00013497 | 0.00016259 | 0.00019535 | 0.000234 | 0.00027932 | 2.8312e-06 | 0 | 0 | 0 | 0
Scenario 5: High TRC ZEAS Phase In | SCE | Com | BldgEnv | Com - Lodging | Gas Energy (MMTherm/year) | Energy Efficiency | 4.8239e-05 | 5.8551e-05 | 7.0911e-05 | 8.5685e-05 | 0.00010329 | 0.00012418 | 0.00014884 | 0.00017776 | 7.3242e-07 | 0 | 0 | 0 | 0
Scenario 5: High TRC ZEAS Phase In | SCE | Com | BldgEnv | Com - Office (Large) | Electric Demand (MW) | Energy Efficiency | 0.0029386 | 0.0030553 | 0.0031468 | 0.0032353 | 0.0033428 | 0.0034375 | 0.0034966 | 0.003553 | 0.0035672 | 0 | 0 | 0 | 0
Scenario 5: High TRC ZEAS Phase In | SCE | Com | BldgEnv | Com - Office (Large) | Electric Energy (GWh/year) | Energy Efficiency | 0.00099606 | 0.0010356 | 0.0010666 | 0.0010966 | 0.0011331 | 0.0011652 | 0.0011852 | 0.0012043 | 0.0012091 | 0 | 0 | 0 | 0
Scenario 5: High TRC ZEAS Phase In | SCE | Com | BldgEnv | Com - Office (Large) | Gas Energy (MMTherm/year) | Energy Efficiency | 0.00083131 | 0.00086432 | 0.00089021 | 0.00091526 | 0.00094565 | 0.00097246 | 0.00098916 | 0.0010051 | 0.0010091 | 0 | 0 | 0 | 0
Scenario 5: High TRC ZEAS Phase In | SCE | Com | BldgEnv | Com - Office (Small) | Electric Demand (MW) | Energy Efficiency | 0.00013624 | 0.00014228 | 0.00014727 | 0.00013325 | 1.9727e-07 | 0.00023486 | 1.9361e-05 | 1.9997e-05 | 2.055e-05 | 0 | 0 | 0 | 0
Scenario 5: High TRC ZEAS Phase In | SCE | Com | BldgEnv | Com - Office (Small) | Electric Energy (GWh/year) | Energy Efficiency | 4.4875e-05 | 4.6864e-05 | 4.8508e-05 | 4.3889e-05 | 5.0413e-08 | 6.0021e-05 | 4.9479e-06 | 5.1102e-06 | 5.2515e-06 | 0 | 0 | 0 | 0
Scenario 5: High TRC ZEAS Phase In | SCE | Com | BldgEnv | Com - Office (Small) | Gas Energy (MMTherm/year) | Energy Efficiency | 4.4756e-05 | 4.674e-05 | 4.838e-05 | 4.3771e-05 | 2.8056e-08 | 3.3403e-05 | 2.7536e-06 | 2.844e-06 | 2.9226e-06 | 0 | 0 | 0 | 0
Scenario 5: High TRC ZEAS Phase In | SCE | Com | BldgEnv | Com - Other | Electric Demand (MW) | Energy Efficiency | 0.0059813 | 0.0054516 | 0.0047499 | 0.0039526 | 0.0031409 | 0.0023786 | 0.0017136 | 0.0014 | 0.0013542 | 0 | 0 | 0 | 0
Scenario 5: High TRC ZEAS Phase In | SCE | Com | BldgEnv | Com - Other | Electric Energy (GWh/year) | Energy Efficiency | 0.0020418 | 0.0018605 | 0.0016205 | 0.0013478 | 0.0010702 | 0.00080943 | 0.00058198 | 0.000475 | 0.00045924 | 0 | 0 | 0 | 0
Scenario 5: High TRC ZEAS Phase In | SCE | Com | BldgEnv | Com - Other | Gas Energy (MMTherm/year) | Energy Efficiency | 0.0042105 | 0.0037613 | 0.0031766 | 0.0025184 | 0.00185 | 0.0012221 | 0.00067005 | 0.00041455 | 0.00041069 | 0 | 0 | 0 | 0
Scenario 5: High TRC ZEAS Phase In | SCE | Com | BldgEnv | Com - Refrig. Warehouse | Electric Demand (MW) | Energy Efficiency | 2.3536e-05 | 2.3646e-06 | 2.4635e-06 | 2.5036e-06 | 2.5844e-06 | 2.6907e-06 | 2.8125e-06 | 2.9124e-06 | 3.0298e-06 | 0 | 0 | 0 | 0
Scenario 5: High TRC ZEAS Phase In | SCE | Com | BldgEnv | Com - Refrig. Warehouse | Electric Energy (GWh/year) | Energy Efficiency | 1.0984e-05 | 1.1035e-06 | 1.1496e-06 | 1.1684e-06 | 1.2061e-06 | 1.2557e-06 | 1.3125e-06 | 1.3591e-06 | 1.4139e-06 | 0 | 0 | 0 | 0
Scenario 5: High TRC ZEAS Phase In | SCE | Com | BldgEnv | Com - Refrig. Warehouse | Gas Energy (MMTherm/year) | Energy Efficiency | 1.3285e-05 | 1.3347e-06 | 1.3905e-06 | 1.4132e-06 | 1.4588e-06 | 1.5187e-06 | 1.5875e-06 | 1.6439e-06 | 1.7101e-06 | 0 | 0 | 0 | 0
Scenario 5: High TRC ZEAS Phase In | SCE | Com | BldgEnv | Com - Restaurant | Electric Demand (MW) | Energy Efficiency | 0 | 0 | 0 | 0 | 0 | 0 | 0 | 0 | 0 | 0 | 0 | 0 | 0
Scenario 5: High TRC ZEAS Phase In | SCE | Com | BldgEnv | Com - Restaurant | Electric Energy (GWh/year) | Energy Efficiency | 0 | 0 | 0 | 0 | 0 | 0 | 0 | 0 | 0 | 0 | 0 | 0 | 0
Scenario 5: High TRC ZEAS Phase In | SCE | Com | BldgEnv | Com - Restaurant | Gas Energy (MMTherm/year) | Energy Efficiency | 0 | 0 | 0 | 0 | 0 | 0 | 0 | 0 | 0 | 0 | 0 | 0 | 0
Scenario 5: High TRC ZEAS Phase In | SCE | Com | BldgEnv | Com - Retail | Electric Demand (MW) | Energy Efficiency | 0.00035585 | 0.00036989 | 0.00037961 | 0.00039004 | 0.00040095 | 0.00040504 | 0.00035324 | 0.00035976 | 0.00036112 | 0 | 0 | 0 | 0
Scenario 5: High TRC ZEAS Phase In | SCE | Com | BldgEnv | Com - Retail | Electric Energy (GWh/year) | Energy Efficiency | 0.00012058 | 0.00012542 | 0.00012878 | 0.00013238 | 0.00013616 | 0.00013763 | 0.00012064 | 0.00012287 | 0.00012334 | 0 | 0 | 0 | 0
Scenario 5: High TRC ZEAS Phase In | SCE | Com | BldgEnv | Com - Retail | Gas Energy (MMTherm/year) | Energy Efficiency | 0.0001254 | 0.00013055 | 0.00013414 | 0.000138 | 0.00014204 | 0.0001437 | 0.00012686 | 0.00012921 | 0.00012971 | 0 | 0 | 0 | 0
Scenario 5: High TRC ZEAS Phase In | SCE | Com | BldgEnv | Com - School | Electric Demand (MW) | Energy Efficiency | 0.00016623 | 0.00017446 | 0.00018248 | 0.00018926 | 0.00019437 | 0.00019967 | 0.00020294 | 0.0002065 | 0.00020988 | 0 | 0 | 0 | 0
Scenario 5: High TRC ZEAS Phase In | SCE | Com | BldgEnv | Com - School | Electric Energy (GWh/year) | Energy Efficiency | 5.4752e-05 | 5.7464e-05 | 6.0107e-05 | 6.2339e-05 | 6.4021e-05 | 6.5767e-05 | 6.6845e-05 | 6.8018e-05 | 6.913e-05 | 0 | 0 | 0 | 0
Scenario 5: High TRC ZEAS Phase In | SCE | Com | BldgEnv | Com - School | Gas Energy (MMTherm/year) | Energy Efficiency | 5.4606e-05 | 5.731e-05 | 5.9946e-05 | 6.2172e-05 | 6.385e-05 | 6.5591e-05 | 6.6666e-05 | 6.7836e-05 | 6.8945e-05 | 0 | 0 | 0 | 0
Scenario 5: High TRC ZEAS Phase In | SCE | Com | BldgEnv | Com - Warehouse | Electric Demand (MW) | Energy Efficiency | 0.0015263 | 0.0017429 | 0.0019538 | 0.002153 | 0.0023286 | 0.0024587 | 0.0025323 | 0.0025446 | 0.00021761 | 0 | 0 | 0 | 0
Scenario 5: High TRC ZEAS Phase In | SCE | Com | BldgEnv | Com - Warehouse | Electric Energy (GWh/year) | Energy Efficiency | 0.00073929 | 0.00084292 | 0.00094361 | 0.0010393 | 0.0011248 | 0.0011884 | 0.0012253 | 0.0012338 | 0.00014114 | 0 | 0 | 0 | 0
Scenario 5: High TRC ZEAS Phase In | SCE | Com | BldgEnv | Com - Warehouse | Gas Energy (MMTherm/year) | Energy Efficiency | 0.00086708 | 0.00098986 | 0.0011093 | 0.0012223 | 0.0013222 | 0.0013962 | 0.0014383 | 0.0014458 | 0.00013097 | 0 | 0 | 0 | 0
Scenario 5: High TRC ZEAS Phase In | SCE | Com | ComRefrig | Com - College | Electric Demand (MW) | Energy Efficiency | 0 | 0 | 2.5987e-05 | 2.6266e-05 | 1.0342e-05 | 4.5339e-06 | 1.4344e-06 | 0 | 0 | 0 | 0 | 0 | 0
Scenario 5: High TRC ZEAS Phase In | SCE | Com | ComRefrig | Com - College | Electric Energy (GWh/year) | Energy Efficiency | 0 | 0 | 0.00017459 | 0.00020401 | 8.5692e-05 | 3.8564e-05 | 1.2201e-05 | 0 | 0 | 0 | 0 | 0 | 0
Scenario 5: High TRC ZEAS Phase In | SCE | Com | ComRefrig | Com - College | Gas Energy (MMTherm/year) | Energy Efficiency | 0 | 0 | 0 | 0 | 0 | 0 | 0 | 0 | 0 | 0 | 0 | 0 | 0
Scenario 5: High TRC ZEAS Phase In | SCE | Com | ComRefrig | Com - Grocery | Electric Demand (MW) | Energy Efficiency | 0 | 0 | 0.0091955 | 0.015548 | 0.0049781 | 0 | 0 | 0 | 0 | 0 | 0 | 0 | 0
Scenario 5: High TRC ZEAS Phase In | SCE | Com | ComRefrig | Com - Grocery | Electric Energy (GWh/year) | Energy Efficiency | 0 | 0 | 0.061777 | 0.13224 | 0.042342 | 0 | 0 | 0 | 0 | 0 | 0 | 0 | 0
Scenario 5: High TRC ZEAS Phase In | SCE | Com | ComRefrig | Com - Grocery | Gas Energy (MMTherm/year) | Energy Efficiency | 0 | 0 | 0 | 0 | 0 | 0 | 0 | 0 | 0 | 0 | 0 | 0 | 0
Scenario 5: High TRC ZEAS Phase In | SCE | Com | ComRefrig | Com - Health | Electric Demand (MW) | Energy Efficiency | 0 | 0 | 0 | 0 | 0 | 0 | 0 | 0 | 0 | 0 | 0 | 0 | 0
Scenario 5: High TRC ZEAS Phase In | SCE | Com | ComRefrig | Com - Health | Electric Energy (GWh/year) | Energy Efficiency | 0 | 0 | 0 | 0 | 0 | 0 | 0 | 0 | 0 | 0 | 0 | 0 | 0
Scenario 5: High TRC ZEAS Phase In | SCE | Com | ComRefrig | Com - Health | Gas Energy (MMTherm/year) | Energy Efficiency | 0 | 0 | 0 | 0 | 0 | 0 | 0 | 0 | 0 | 0 | 0 | 0 | 0
Scenario 5: High TRC ZEAS Phase In | SCE | Com | ComRefrig | Com - Refrig. Warehouse | Electric Demand (MW) | Energy Efficiency | 0 | 0 | 8.2873e-05 | 8.3424e-05 | 4.2612e-05 | 1.521e-05 | 6.7707e-06 | 1.582e-06 | 0 | 0 | 0 | 0 | 0
Scenario 5: High TRC ZEAS Phase In | SCE | Com | ComRefrig | Com - Refrig. Warehouse | Electric Energy (GWh/year) | Energy Efficiency | 0 | 0 | 0.00055676 | 0.00063189 | 0.00033169 | 0.00012806 | 5.759e-05 | 1.3456e-05 | 0 | 0 | 0 | 0 | 0
Scenario 5: High TRC ZEAS Phase In | SCE | Com | ComRefrig | Com - Refrig. Warehouse | Gas Energy (MMTherm/year) | Energy Efficiency | 0 | 0 | 0 | 0 | 0 | 0 | 0 | 0 | 0 | 0 | 0 | 0 | 0
Scenario 5: High TRC ZEAS Phase In | SCE | Com | ComRefrig | Com - Restaurant | Electric Demand (MW) | Energy Efficiency | 0 | 0 | 0.00041263 | 0.00059572 | 0.00018354 | 0 | 0 | 0 | 0 | 0 | 0 | 0 | 0
Scenario 5: High TRC ZEAS Phase In | SCE | Com | ComRefrig | Com - Restaurant | Electric Energy (GWh/year) | Energy Efficiency | 0 | 0 | 0.0027721 | 0.005067 | 0.0015611 | 0 | 0 | 0 | 0 | 0 | 0 | 0 | 0
Scenario 5: High TRC ZEAS Phase In | SCE | Com | ComRefrig | Com - Restaurant | Gas Energy (MMTherm/year) | Energy Efficiency | 0 | 0 | 0 | 0 | 0 | 0 | 0 | 0 | 0 | 0 | 0 | 0 | 0
Scenario 5: High TRC ZEAS Phase In | SCE | Com | ComRefrig | Com - Retail | Electric Demand (MW) | Energy Efficiency | 0 | 0 | 0.0064166 | 0.0078197 | 0.0028581 | 0 | 0 | 0 | 0 | 0 | 0 | 0 | 0
Scenario 5: High TRC ZEAS Phase In | SCE | Com | ComRefrig | Com - Retail | Electric Energy (GWh/year) | Energy Efficiency | 0 | 0 | 0.043108 | 0.066512 | 0.02431 | 0 | 0 | 0 | 0 | 0 | 0 | 0 | 0
Scenario 5: High TRC ZEAS Phase In | SCE | Com | ComRefrig | Com - Retail | Gas Energy (MMTherm/year) | Energy Efficiency | 0 | 0 | 0 | 0 | 0 | 0 | 0 | 0 | 0 | 0 | 0 | 0 | 0
Scenario 5: High TRC ZEAS Phase In | SCE | Com | ComRefrig | Com - School | Electric Demand (MW) | Energy Efficiency | 0 | 0 | 0 | 0 | 0 | 0 | 0 | 0 | 0 | 0 | 0 | 0 | 0
Scenario 5: High TRC ZEAS Phase In | SCE | Com | ComRefrig | Com - School | Electric Energy (GWh/year) | Energy Efficiency | 0 | 0 | 0 | 0 | 0 | 0 | 0 | 0 | 0 | 0 | 0 | 0 | 0
Scenario 5: High TRC ZEAS Phase In | SCE | Com | ComRefrig | Com - School | Gas Energy (MMTherm/year) | Energy Efficiency | 0 | 0 | 0 | 0 | 0 | 0 | 0 | 0 | 0 | 0 | 0 | 0 | 0
Scenario 5: High TRC ZEAS Phase In | SCE | Com | FoodServ | Com - College | Electric Demand (MW) | Energy Efficiency | 0 | 0 | 0.0026792 | 0.0028602 | 0.003063 | 0.0046073 | 0.0050651 | 0.0051222 | 0.0051492 | 0.0051276 | 0.0051238 | 0.0053267 | 0.0053121
Scenario 5: High TRC ZEAS Phase In | SCE | Com | FoodServ | Com - College | Electric Demand (MW) | Fuel Substitution | -0.00016547 | -0.00018923 | -0.00021216 | -0.00023437 | -0.00025594 | -0.00028015 | -0.00030118 | -0.00032154 | -0.00034117 | -0.00036003 | -0.00037811 | -0.00039543 | -0.00041363
Scenario 5: High TRC ZEAS Phase In | SCE | Com | FoodServ | Com - College | Electric Energy (GWh/year) | Energy Efficiency | 0 | 0 | 0.013124 | 0.01401 | 0.015564 | 0.024544 | 0.027084 | 0.027361 | 0.02748 | 0.027351 | 0.02731 | 0.028311 | 0.028217
Scenario 5: High TRC ZEAS Phase In | SCE | Com | FoodServ | Com - College | Electric Energy (GWh/year) | Fuel Substitution | -0.001928 | -0.0022205 | -0.0025063 | -0.0027874 | -0.0030654 | -0.0033599 | -0.0036604 | -0.0039722 | -0.0042906 | -0.004619 | -0.0049591 | -0.0053066 | -0.0056686
Scenario 5: High TRC ZEAS Phase In | SCE | Com | FoodServ | Com - College | Gas Energy (MMTherm/year) | Energy Efficiency | 0 | 0 | 0.00029063 | 0.00031026 | 0.00031656 | 0.00033487 | 0.00035048 | 0.00035757 | 0.00036251 | 0.00036321 | 0.00036584 | 0.00038843 | 0.00038983
Scenario 5: High TRC ZEAS Phase In | SCE | Com | FoodServ | Com - College | Gas Energy (MMTherm/year) | Fuel Substitution | 0.00019993 | 0.00023024 | 0.00025984 | 0.00028894 | 0.00031769 | 0.00034765 | 0.00037849 | 0.00041042 | 0.00044299 | 0.00047655 | 0.00051128 | 0.00054672 | 0.00058396
Scenario 5: High TRC ZEAS Phase In | SCE | Com | FoodServ | Com - Grocery | Electric Demand (MW) | Energy Efficiency | 0 | 0 | 0.011979 | 0.012535 | 0.01436 | 0.026215 | 0.029695 | 0.030093 | 0.030286 | 0.030291 | 0.030307 | 0.030229 | 0.030155
Scenario 5: High TRC ZEAS Phase In | SCE | Com | FoodServ | Com - Grocery | Electric Demand (MW) | Fuel Substitution | -0.0010169 | -0.0011643 | -0.0013059 | -0.0014425 | -0.0015747 | -0.001724 | -0.0018529 | -0.0019775 | -0.0020974 | -0.0022125 | -0.0023228 | -0.00243 | -0.0025468
Scenario 5: High TRC ZEAS Phase In | SCE | Com | FoodServ | Com - Grocery | Electric Energy (GWh/year) | Energy Efficiency | 0 | 0 | 0.058677 | 0.061402 | 0.074982 | 0.14506 | 0.16505 | 0.16705 | 0.16794 | 0.16783 | 0.16776 | 0.16721 | 0.16669
Scenario 5: High TRC ZEAS Phase In | SCE | Com | FoodServ | Com - Grocery | Electric Energy (GWh/year) | Fuel Substitution | -0.019916 | -0.022705 | -0.025399 | -0.028017 | -0.030579 | -0.033236 | -0.035827 | -0.038403 | -0.041125 | -0.043909 | -0.046724 | -0.049598 | -0.052757
Scenario 5: High TRC ZEAS Phase In | SCE | Com | FoodServ | Com - Grocery | Gas Energy (MMTherm/year) | Energy Efficiency | 0 | 0 | 0.0012994 | 0.0013598 | 0.0014276 | 0.0014799 | 0.0015154 | 0.0015592 | 0.0015919 | 0.0016124 | 0.0016356 | 0.001651 | 0.001666
Scenario 5: High TRC ZEAS Phase In | SCE | Com | FoodServ | Com - Grocery | Gas Energy (MMTherm/year) | Fuel Substitution | 0.0020687 | 0.0023581 | 0.0026376 | 0.002909 | 0.0031745 | 0.0034466 | 0.0037137 | 0.0039789 | 0.0042594 | 0.0045463 | 0.0048362 | 0.0051326 | 0.0054616
Scenario 5: High TRC ZEAS Phase In | SCE | Com | FoodServ | Com - Health | Electric Demand (MW) | Energy Efficiency | 0 | 0 | 0.008357 | 0.0085111 | 0.0091675 | 0.0127 | 0.013856 | 0.013885 | 0.013854 | 0.013587 | 0.013261 | 0.013361 | 0.013575
Scenario 5: High TRC ZEAS Phase In | SCE | Com | FoodServ | Com - Health | Electric Demand (MW) | Fuel Substitution | -0.00040642 | -0.00046819 | -0.0005281 | -0.00058634 | -0.00064307 | -0.00070498 | -0.00076035 | -0.00081411 | -0.00086611 | -0.0009162 | -0.00096431 | -0.0010126 | -0.0010721
Scenario 5: High TRC ZEAS Phase In | SCE | Com | FoodServ | Com - Health | Electric Energy (GWh/year) | Energy Efficiency | 0 | 0 | 0.040935 | 0.04169 | 0.046279 | 0.067119 | 0.073608 | 0.073743 | 0.073557 | 0.072173 | 0.070485 | 0.070937 | 0.071971
Scenario 5: High TRC ZEAS Phase In | SCE | Com | FoodServ | Com - Health | Electric Energy (GWh/year) | Fuel Substitution | -0.0054935 | -0.0063212 | -0.0071296 | -0.0079236 | -0.008716 | -0.0095496 | -0.010372 | -0.0112 | -0.012056 | -0.012942 | -0.01384 | -0.014758 | -0.015781
Scenario 5: High TRC ZEAS Phase In | SCE | Com | FoodServ | Com - Health | Gas Energy (MMTherm/year) | Energy Efficiency | 0 | 0 | 0.00090652 | 0.00092324 | 0.00095596 | 0.00097286 | 0.0010024 | 0.0010074 | 0.0010089 | 0.00098897 | 0.0009641 | 0.00098072 | 0.0010082
Scenario 5: High TRC ZEAS Phase In | SCE | Com | FoodServ | Com - Health | Gas Energy (MMTherm/year) | Fuel Substitution | 0.00058381 | 0.00067182 | 0.00075775 | 0.0008421 | 0.00092611 | 0.0010133 | 0.0010997 | 0.0011867 | 0.0012764 | 0.0013691 | 0.0014628 | 0.001559 | 0.0016684
Scenario 5: High TRC ZEAS Phase In | SCE | Com | FoodServ | Com - Lodging | Electric Demand (MW) | Energy Efficiency | 0 | 0 | 0.0068758 | 0.007085 | 0.010326 | 0.021777 | 0.025408 | 0.025579 | 0.025586 | 0.025488 | 0.025382 | 0.02525 | 0.025112
Scenario 5: High TRC ZEAS Phase In | SCE | Com | FoodServ | Com - Lodging | Electric Demand (MW) | Fuel Substitution | -0.00042819 | -0.00049094 | -0.00055176 | -0.00061094 | -0.0006687 | -0.00072715 | -0.00078274 | -0.00083696 | -0.00088968 | -0.0009408 | -0.00099021 | -0.0010404 | -0.0010955
Scenario 5: High TRC ZEAS Phase In | SCE | Com | FoodServ | Com - Lodging | Electric Energy (GWh/year) | Energy Efficiency | 0 | 0 | 0.03368 | 0.034705 | 0.062194 | 0.13317 | 0.15429 | 0.15529 | 0.15536 | 0.15485 | 0.1543 | 0.1536 | 0.15287
Scenario 5: High TRC ZEAS Phase In | SCE | Com | FoodServ | Com - Lodging | Electric Energy (GWh/year) | Fuel Substitution | -0.0054077 | -0.0061908 | -0.0069529 | -0.0076992 | -0.0084423 | -0.0091953 | -0.0099415 | -0.010686 | -0.011461 | -0.012255 | -0.013057 | -0.013895 | -0.014803
Scenario 5: High TRC ZEAS Phase In | SCE | Com | FoodServ | Com - Lodging | Gas Energy (MMTherm/year) | Energy Efficiency | 0 | 0 | 0.00074585 | 0.00076854 | 0.00079485 | 0.00081685 | 0.00083458 | 0.0008495 | 0.00085783 | 0.00086192 | 0.00086663 | 0.00086967 | 0.00087175
Scenario 5: High TRC ZEAS Phase In | SCE | Com | FoodServ | Com - Lodging | Gas Energy (MMTherm/year) | Fuel Substitution | 0.00055954 | 0.00064054 | 0.00071936 | 0.00079651 | 0.00087326 | 0.00095066 | 0.0010275 | 0.001104 | 0.0011837 | 0.0012654 | 0.0013478 | 0.0014344 | 0.0015297
Scenario 5: High TRC ZEAS Phase In | SCE | Com | FoodServ | Com - Office (Large) | Electric Demand (MW) | Energy Efficiency | 0 | 0 | 0 | 0 | 0.00062235 | 0.0010638 | 0.0010605 | 0.0010586 | 0.0010531 | 0.0010465 | 0.0010426 | 0.0010374 | 0.0010337
Scenario 5: High TRC ZEAS Phase In | SCE | Com | FoodServ | Com - Office (Large) | Electric Energy (GWh/year) | Energy Efficiency | 0 | 0 | 0 | 0 | 0.0054587 | 0.0093311 | 0.0093021 | 0.0092853 | 0.0092369 | 0.009179 | 0.0091449 | 0.009099 | 0.009067
Scenario 5: High TRC ZEAS Phase In | SCE | Com | FoodServ | Com - Office (Small) | Electric Demand (MW) | Energy Efficiency | 0 | 0 | 0 | 0 | 0.0001459 | 0.0011256 | 0.00025137 | 0.00025279 | 0.00025409 | 0.00025523 | 0.00025648 | 0.00025768 | 0.00025894
Scenario 5: High TRC ZEAS Phase In | SCE | Com | FoodServ | Com - Office (Small) | Electric Energy (GWh/year) | Energy Efficiency | 0 | 0 | 0 | 0 | 0.0012797 | 0.0098728 | 0.0022048 | 0.0022172 | 0.0022287 | 0.0022386 | 0.0022496 | 0.0022601 | 0.0022712
Scenario 5: High TRC ZEAS Phase In | SCE | Com | FoodServ | Com - Other | Electric Demand (MW) | Energy Efficiency | 0 | 0 | 0.011886 | 0.012458 | 0.012965 | 0.065053 | 0.08151 | 0.081878 | 0.081582 | 0.081189 | 0.080666 | 0.080023 | 0.079468
Scenario 5: High TRC ZEAS Phase In | SCE | Com | FoodServ | Com - Other | Electric Demand (MW) | Fuel Substitution | -0.0040547 | -0.0046459 | -0.0052177 | -0.0057737 | -0.0062904 | -0.0069054 | -0.0074392 | -0.0079603 | -0.0084672 | -0.0089591 | -0.0094356 | -0.0099085 | -0.010375
Scenario 5: High TRC ZEAS Phase In | SCE | Com | FoodServ | Com - Other | Electric Energy (GWh/year) | Energy Efficiency | 0 | 0 | 0.058222 | 0.061024 | 0.063507 | 0.3663 | 0.46166 | 0.46348 | 0.46157 | 0.45904 | 0.45575 | 0.45181 | 0.44836
Scenario 5: High TRC ZEAS Phase In | SCE | Com | FoodServ | Com - Other | Electric Energy (GWh/year) | Fuel Substitution | -0.024368 | -0.027982 | -0.031492 | -0.034933 | -0.038192 | -0.042011 | -0.045481 | -0.048939 | -0.052409 | -0.055893 | -0.059367 | -0.062888 | -0.066485
Scenario 5: High TRC ZEAS Phase In | SCE | Com | FoodServ | Com - Other | Gas Energy (MMTherm/year) | Energy Efficiency | 0 | 0 | 0.0012893 | 0.0013514 | 0.0014064 | 0.0014546 | 0.0015053 | 0.0015424 | 0.0015648 | 0.0015938 | 0.0016219 | 0.0016453 | 0.0016711
Scenario 5: High TRC ZEAS Phase In | SCE | Com | FoodServ | Com - Other | Gas Energy (MMTherm/year) | Fuel Substitution | 0.0023461 | 0.0026945 | 0.003033 | 0.0033649 | 0.0036799 | 0.004041 | 0.0043747 | 0.0047074 | 0.0050419 | 0.0053784 | 0.0057144 | 0.0060583 | 0.0064128
Scenario 5: High TRC ZEAS Phase In | SCE | Com | FoodServ | Com - Restaurant | Electric Demand (MW) | Energy Efficiency | 0 | 0 | 0.059606 | 0.061853 | 0.074681 | 0.17431 | 0.20514 | 0.20599 | 0.20585 | 0.20482 | 0.20369 | 0.20212 | 0.20072
Scenario 5: High TRC ZEAS Phase In | SCE | Com | FoodServ | Com - Restaurant | Electric Demand (MW) | Fuel Substitution | -0.0095793 | -0.010961 | -0.012299 | -0.0136 | -0.014873 | -0.016223 | -0.017466 | -0.018681 | -0.019865 | -0.021016 | -0.022132 | -0.02323 | -0.024342
Scenario 5: High TRC ZEAS Phase In | SCE | Com | FoodServ | Com - Restaurant | Electric Energy (GWh/year) | Energy Efficiency | 0 | 0 | 0.29197 | 0.30298 | 0.40634 | 0.99958 | 1.1787 | 1.1832 | 1.182 | 1.176 | 1.1693 | 1.1603 | 1.1522
Scenario 5: High TRC ZEAS Phase In | SCE | Com | FoodServ | Com - Restaurant | Electric Energy (GWh/year) | Fuel Substitution | -0.093492 | -0.10679 | -0.11969 | -0.13227 | -0.14468 | -0.15746 | -0.1698 | -0.18202 | -0.19456 | -0.20734 | -0.22014 | -0.2333 | -0.24734
Scenario 5: High TRC ZEAS Phase In | SCE | Com | FoodServ | Com - Restaurant | Gas Energy (MMTherm/year) | Energy Efficiency | 0 | 0 | 0.0064658 | 0.0067095 | 0.0069659 | 0.0070996 | 0.00718 | 0.0072857 | 0.0073672 | 0.0074152 | 0.0074684 | 0.0074939 | 0.0075254
Scenario 5: High TRC ZEAS Phase In | SCE | Com | FoodServ | Com - Restaurant | Gas Energy (MMTherm/year) | Fuel Substitution | 0.009393 | 0.010728 | 0.012022 | 0.013285 | 0.01453 | 0.015798 | 0.017032 | 0.018254 | 0.01951 | 0.020792 | 0.022077 | 0.023404 | 0.024835
Scenario 5: High TRC ZEAS Phase In | SCE | Com | FoodServ | Com - Retail | Electric Demand (MW) | Energy Efficiency | 0 | 0 | 0.0037465 | 0.0039007 | 0.0047363 | 0.0051563 | 0.0052396 | 0.0053379 | 0.0053986 | 0.0054358 | 0.0054763 | 0.0054932 | 0.0055106
Scenario 5: High TRC ZEAS Phase In | SCE | Com | FoodServ | Com - Retail | Electric Energy (GWh/year) | Energy Efficiency | 0 | 0 | 0.018352 | 0.019107 | 0.025803 | 0.029031 | 0.029464 | 0.029978 | 0.0303 | 0.030504 | 0.030726 | 0.030829 | 0.030935
Scenario 5: High TRC ZEAS Phase In | SCE | Com | FoodServ | Com - Retail | Gas Energy (MMTherm/year) | Energy Efficiency | 0 | 0 | 0.0004064 | 0.00042312 | 0.00044086 | 0.00045361 | 0.00046196 | 0.00047172 | 0.0004776 | 0.00048105 | 0.00048477 | 0.00048606 | 0.00048735
Scenario 5: High TRC ZEAS Phase In | SCE | Com | FoodServ | Com - School | Electric Demand (MW) | Energy Efficiency | 0 | 0 | 0.010181 | 0.010382 | 0.01176 | 0.0237 | 0.027967 | 0.027797 | 0.027551 | 0.027256 | 0.026878 | 0.026579 | 0.026195
Scenario 5: High TRC ZEAS Phase In | SCE | Com | FoodServ | Com - School | Electric Demand (MW) | Fuel Substitution | -0.00022719 | -0.00025883 | -0.00028915 | -0.0003183 | -0.00034638 | -0.00038505 | -0.00041356 | -0.00044084 | -0.00046676 | -0.00049132 | -0.00051455 | -0.00053713 | -0.00056485
Scenario 5: High TRC ZEAS Phase In | SCE | Com | FoodServ | Com - School | Electric Energy (GWh/year) | Energy Efficiency | 0 | 0 | 0.04987 | 0.050857 | 0.0626 | 0.13413 | 0.15898 | 0.15799 | 0.15658 | 0.15488 | 0.15274 | 0.15103 | 0.14887
Scenario 5: High TRC ZEAS Phase In | SCE | Com | FoodServ | Com - School | Electric Energy (GWh/year) | Fuel Substitution | -0.0031591 | -0.0036308 | -0.0040895 | -0.0045392 | -0.0049924 | -0.0055207 | -0.0060229 | -0.0065404 | -0.0070799 | -0.0076338 | -0.008201 | -0.0087888 | -0.009422
Scenario 5: High TRC ZEAS Phase In | SCE | Com | FoodServ | Com - School | Gas Energy (MMTherm/year) | Energy Efficiency | 0 | 0 | 0.0011044 | 0.0011262 | 0.0011356 | 0.0011447 | 0.0011415 | 0.0011401 | 0.0011384 | 0.0011359 | 0.0011285 | 0.0011264 | 0.0011172
Scenario 5: High TRC ZEAS Phase In | SCE | Com | FoodServ | Com - School | Gas Energy (MMTherm/year) | Fuel Substitution | 0.00033139 | 0.00038074 | 0.00042872 | 0.00047569 | 0.00052292 | 0.00057617 | 0.00062783 | 0.00068099 | 0.00073635 | 0.00079313 | 0.0008512 | 0.00091145 | 0.00097758
Scenario 5: High TRC ZEAS Phase In | SCE | Com | HVAC | Com - College | Electric Demand (MW) | Energy Efficiency | 0.021015 | 0.022152 | 0.023856 | 0.02572 | 0.026783 | 0.028685 | 0.030459 | 0.031664 | 0.032711 | 0.033425 | 0.034251 | 0.036602 | 0.037298
Scenario 5: High TRC ZEAS Phase In | SCE | Com | HVAC | Com - College | Electric Energy (GWh/year) | Energy Efficiency | 0.04199 | 0.043923 | 0.04663 | 0.049504 | 0.051156 | 0.05398 | 0.056575 | 0.058318 | 0.059807 | 0.0608 | 0.061937 | 0.065226 | 0.066159
Scenario 5: High TRC ZEAS Phase In | SCE | Com | HVAC | Com - College | Electric Energy (GWh/year) | Fuel Substitution | 0.0069653 | 0.0070689 | 0.007096 | 0.0079841 | 0 | 0 | 0 | 0 | 0 | 0 | 0 | 0 | 0
Scenario 5: High TRC ZEAS Phase In | SCE | Com | HVAC | Com - College | Gas Energy (MMTherm/year) | Energy Efficiency | 0.00098161 | 0.0010452 | 0.0011463 | 0.0012595 | 0.0013238 | 0.0014427 | 0.0015548 | 0.0016316 | 0.0016991 | 0.0017458 | 0.0018002 | 0.0019534 | 0.002
Scenario 5: High TRC ZEAS Phase In | SCE | Com | HVAC | Com - College | Gas Energy (MMTherm/year) | Fuel Substitution | 0.00093751 | 0.00094866 | 0.00094952 | 0.0010129 | 0 | 0 | 0 | 0 | 0 | 0 | 0 | 0 | 0
Scenario 5: High TRC ZEAS Phase In | SCE | Com | HVAC | Com - Grocery | Electric Demand (MW) | Energy Efficiency | 0.0036603 | 0.0038322 | 0.0040035 | 0.0041608 | 0.0043091 | 0.0044394 | 0.044971 | 0.05863 | 0.015943 | 0.0041462 | 0.0041899 | 0.0042235 | 0.0042539
Scenario 5: High TRC ZEAS Phase In | SCE | Com | HVAC | Com - Grocery | Electric Demand (MW) | Fuel Substitution | 0 | 0 | 0 | 0 | 0.011109 | 0.01102 | 0.010844 | 0.010615 | 0.010356 | 0.010082 | 0.0098021 | 0.0053152 | 0.0051732
Scenario 5: High TRC ZEAS Phase In | SCE | Com | HVAC | Com - Grocery | Electric Energy (GWh/year) | Energy Efficiency | 0.0085219 | 0.0089794 | 0.009424 | 0.00985 | 0.010269 | 0.010651 | 0.17424 | 0.22929 | 0.05638 | 0.0085388 | 0.0086286 | 0.0086979 | 0.0087605
Scenario 5: High TRC ZEAS Phase In | SCE | Com | HVAC | Com - Grocery | Electric Energy (GWh/year) | Fuel Substitution | -0.49274 | -0.48295 | -0.46813 | -0.4509 | 0.062974 | 0.062557 | 0.061618 | 0.060358 | 0.05892 | 0.057396 | 0.055844 | 0.041208 | 0.040108
Scenario 5: High TRC ZEAS Phase In | SCE | Com | HVAC | Com - Grocery | Gas Energy (MMTherm/year) | Energy Efficiency | 0.0001057 | 0.00011692 | 0.00012821 | 0.00013999 | 0.00015238 | 0.00016488 | 0.00060319 | 0.00075884 | 0.00016487 | 0 | 0 | 0 | 0
Scenario 5: High TRC ZEAS Phase In | SCE | Com | HVAC | Com - Grocery | Gas Energy (MMTherm/year) | Fuel Substitution | 0.089343 | 0.088321 | 0.08638 | 0.083927 | 1.2393e-07 | 1.235e-07 | 1.2194e-07 | 1.1974e-07 | 1.1724e-07 | 1.1464e-07 | 1.1204e-07 | 3.9733e-08 | 3.8775e-08
Scenario 5: High TRC ZEAS Phase In | SCE | Com | HVAC | Com - Health | Electric Demand (MW) | Energy Efficiency | 0.014173 | 0.014725 | 0.015289 | 0.01583 | 0.016284 | 0.01658 | 0.016922 | 0.017111 | 0.016942 | 0.01686 | 0.016804 | 0.016954 | 0.017152
Scenario 5: High TRC ZEAS Phase In | SCE | Com | HVAC | Com - Health | Electric Demand (MW) | Fuel Substitution | 0 | 0 | 0 | 0 | 0.0084183 | 0.0089939 | 0.0089362 | 0.0088206 | 0.0081399 | 0.0079779 | 0.0078056 | 0.0043194 | 0.0042274
Scenario 5: High TRC ZEAS Phase In | SCE | Com | HVAC | Com - Health | Electric Energy (GWh/year) | Energy Efficiency | 0.093122 | 0.096752 | 0.10046 | 0.10378 | 0.10668 | 0.1086 | 0.11083 | 0.11205 | 0.11124 | 0.11078 | 0.11041 | 0.11139 | 0.11269
Scenario 5: High TRC ZEAS Phase In | SCE | Com | HVAC | Com - Health | Electric Energy (GWh/year) | Fuel Substitution | -0.027068 | -0.0017636 | 0.00050368 | -0.010463 | 0.051421 | 0.053987 | 0.053669 | 0.052995 | 0.049819 | 0.048846 | 0.047813 | 0.034393 | 0.033661
Scenario 5: High TRC ZEAS Phase In | SCE | Com | HVAC | Com - Health | Gas Energy (MMTherm/year) | Energy Efficiency | 0 | 0 | 0 | 6.603e-05 | 8.7915e-05 | 9.5078e-05 | 0.00010259 | 0.00010971 | 2.146e-05 | 0 | 0 | 0 | 0
Scenario 5: High TRC ZEAS Phase In | SCE | Com | HVAC | Com - Health | Gas Energy (MMTherm/year) | Fuel Substitution | 0.016675 | 0.017873 | 0.017599 | 0.018928 | 0 | 0 | 0 | 0 | 0 | 0 | 0 | 0 | 0
Scenario 5: High TRC ZEAS Phase In | SCE | Com | HVAC | Com - Lodging | Electric Demand (MW) | Energy Efficiency | 0.019655 | 0.021206 | 0.022786 | 0.026485 | 0.031175 | 0.033851 | 0.035972 | 0.038078 | 0.01678 | 0.0099595 | 0.010039 | 0.010102 | 0.010154
Scenario 5: High TRC ZEAS Phase In | SCE | Com | HVAC | Com - Lodging | Electric Demand (MW) | Fuel Substitution | 0 | 0 | 0 | 0 | 0.0046823 | 0.0046577 | 0.0045939 | 0.004505 | 0.0019943 | 0.0019472 | 0.0018989 | 0.0018509 | 0.0018038
Scenario 5: High TRC ZEAS Phase In | SCE | Com | HVAC | Com - Lodging | Electric Energy (GWh/year) | Energy Efficiency | 0.090325 | 0.096647 | 0.10302 | 0.11764 | 0.13689 | 0.14768 | 0.15608 | 0.16433 | 0.085053 | 0.059714 | 0.060188 | 0.060569 | 0.060881
Scenario 5: High TRC ZEAS Phase In | SCE | Com | HVAC | Com - Lodging | Electric Energy (GWh/year) | Fuel Substitution | -0.060461 | -0.058765 | -0.056453 | -0.053855 | 0.023087 | 0.022985 | 0.022684 | 0.022258 | 0.012903 | 0.012599 | 0.012286 | 0.011975 | 0.011671
Scenario 5: High TRC ZEAS Phase In | SCE | Com | HVAC | Com - Lodging | Gas Energy (MMTherm/year) | Energy Efficiency | 0.00074594 | 0.00082749 | 0.00091232 | 0.00099765 | 0.0012057 | 0.0013424 | 0.0014473 | 0.0015536 | 0.000372 | 0 | 0 | 0 | 0
Scenario 5: High TRC ZEAS Phase In | SCE | Com | HVAC | Com - Lodging | Gas Energy (MMTherm/year) | Fuel Substitution | 0.014639 | 0.014493 | 0.014196 | 0.013809 | 6.1755e-09 | 6.1514e-09 | 6.0741e-09 | 5.9633e-09 | 0 | 0 | 0 | 0 | 0
Scenario 5: High TRC ZEAS Phase In | SCE | Com | HVAC | Com - Office (Large) | Electric Demand (MW) | Energy Efficiency | 0.013265 | 0.013543 | 0.013748 | 0.013929 | 0.014129 | 0.01429 | 0.014374 | 0.014444 | 0.014432 | 0.014378 | 0.014341 | 0.014265 | 0.014197
Scenario 5: High TRC ZEAS Phase In | SCE | Com | HVAC | Com - Office (Large) | Electric Energy (GWh/year) | Energy Efficiency | 0.032142 | 0.032816 | 0.033313 | 0.033751 | 0.034237 | 0.034627 | 0.034829 | 0.034999 | 0.03497 | 0.034839 | 0.034751 | 0.034567 | 0.034401
Scenario 5: High TRC ZEAS Phase In | SCE | Com | HVAC | Com - Office (Large) | Electric Energy (GWh/year) | Fuel Substitution | -1.4204e-05 | -1.4019e-05 | -1.3678e-05 | -0.0003943 | 0 | 0 | 0 | 0 | 0 | 0 | 0 | 0 | 0
Scenario 5: High TRC ZEAS Phase In | SCE | Com | HVAC | Com - Office (Large) | Gas Energy (MMTherm/year) | Energy Efficiency | 0 | 0 | 0 | 0 | 0 | 0 | 0 | 0 | 0 | 0 | 0 | 0 | 0
Scenario 5: High TRC ZEAS Phase In | SCE | Com | HVAC | Com - Office (Large) | Gas Energy (MMTherm/year) | Fuel Substitution | 1.215e-05 | 1.1967e-05 | 1.1657e-05 | 5.1672e-05 | 0 | 0 | 0 | 0 | 0 | 0 | 0 | 0 | 0
Scenario 5: High TRC ZEAS Phase In | SCE | Com | HVAC | Com - Office (Small) | Electric Demand (MW) | Energy Efficiency | 0.02162 | 0.022893 | 0.024109 | 0.025269 | 0.0043574 | 0.2593 | 0.026134 | 0.027082 | 0.027922 | 0.028632 | 0.029301 | 0.029878 | 0.030406
Scenario 5: High TRC ZEAS Phase In | SCE | Com | HVAC | Com - Office (Small) | Electric Energy (GWh/year) | Energy Efficiency | 0.036612 | 0.038656 | 0.040595 | 0.042432 | 0.0093359 | 0.40697 | 0.043749 | 0.04522 | 0.046517 | 0.047609 | 0.048635 | 0.049518 | 0.050323
Scenario 5: High TRC ZEAS Phase In | SCE | Com | HVAC | Com - Office (Small) | Electric Energy (GWh/year) | Fuel Substitution | -0.00044862 | -0.00044094 | -0.0004287 | -0.00042266 | 0 | 0 | 0 | 0 | 0 | 0 | 0 | 0 | 0
Scenario 5: High TRC ZEAS Phase In | SCE | Com | HVAC | Com - Office (Small) | Gas Energy (MMTherm/year) | Energy Efficiency | 0.00092484 | 0.00098998 | 0.0010536 | 0.0011155 | 0 | 0.014159 | 0.0011668 | 0.0012204 | 0.0012684 | 0.0013092 | 0.001348 | 0.0013818 | 0.0014128
Scenario 5: High TRC ZEAS Phase In | SCE | Com | HVAC | Com - Office (Small) | Gas Energy (MMTherm/year) | Fuel Substitution | 5.6479e-05 | 5.5694e-05 | 5.433e-05 | 5.6533e-05 | 0 | 0 | 0 | 0 | 0 | 0 | 0 | 0 | 0
Scenario 5: High TRC ZEAS Phase In | SCE | Com | HVAC | Com - Other | Electric Demand (MW) | Energy Efficiency | 0.37292 | 0.40603 | 0.43984 | 0.47275 | 0.50538 | 0.53734 | 0.57156 | 0.60159 | 0.62102 | 0.64873 | 0.67601 | 0.70095 | 0.72636
Scenario 5: High TRC ZEAS Phase In | SCE | Com | HVAC | Com - Other | Electric Demand (MW) | Fuel Substitution | 0 | 0 | 0 | 0 | 0 | 0 | 3.6421e-05 | 0 | 0 | 0 | 0 | 0 | 0
Scenario 5: High TRC ZEAS Phase In | SCE | Com | HVAC | Com - Other | Electric Energy (GWh/year) | Energy Efficiency | 0.63917 | 0.68931 | 0.73863 | 0.78468 | 0.82839 | 0.86934 | 0.91198 | 0.94741 | 0.90254 | 0.94215 | 0.98132 | 1.0171 | 1.0536
Scenario 5: High TRC ZEAS Phase In | SCE | Com | HVAC | Com - Other | Electric Energy (GWh/year) | Fuel Substitution | -0.033731 | -0.031641 | 0.033133 | 0.03505 | 0 | 0 | 0.00027076 | 0 | 0 | 0 | 0 | 0 | 0
Scenario 5: High TRC ZEAS Phase In | SCE | Com | HVAC | Com - Other | Gas Energy (MMTherm/year) | Energy Efficiency | 0.040409 | 0.043273 | 0.045973 | 0.048366 | 0.050501 | 0.052365 | 0.054217 | 0.055599 | 0.047988 | 0.050126 | 0.052262 | 0.054215 | 0.056205
Scenario 5: High TRC ZEAS Phase In | SCE | Com | HVAC | Com - Other | Gas Energy (MMTherm/year) | Fuel Substitution | 0.028057 | 0.028052 | 0.034521 | 0.033955 | 0 | 0 | 0 | 0 | 0 | 0 | 0 | 0 | 0
Scenario 5: High TRC ZEAS Phase In | SCE | Com | HVAC | Com - Restaurant | Electric Demand (MW) | Energy Efficiency | 0.026208 | 0.028305 | 0.03043 | 0.032609 | 0.0349 | 0.036611 | 0.038047 | 0.039579 | 0.040917 | 0.041997 | 0.043033 | 0.043811 | 0.044537
Scenario 5: High TRC ZEAS Phase In | SCE | Com | HVAC | Com - Restaurant | Electric Demand (MW) | Fuel Substitution | 0 | 0 | 0 | 0 | 5.1557e-06 | 5.1078e-06 | 5.022e-06 | 4.9154e-06 | 4.7985e-06 | 4.6776e-06 | 4.5565e-06 | 4.4374e-06 | 4.3218e-06
Scenario 5: High TRC ZEAS Phase In | SCE | Com | HVAC | Com - Restaurant | Electric Energy (GWh/year) | Energy Efficiency | 0.023233 | 0.024826 | 0.026412 | 0.028014 | 0.029674 | 0.030913 | 0.031946 | 0.033035 | 0.033983 | 0.034748 | 0.035479 | 0.036031 | 0.036547
Scenario 5: High TRC ZEAS Phase In | SCE | Com | HVAC | Com - Restaurant | Electric Energy (GWh/year) | Fuel Substitution | 0.010585 | 0.010703 | 0.010704 | 0.010618 | 4.2117e-05 | 4.1725e-05 | 4.1024e-05 | 4.0153e-05 | 3.9199e-05 | 3.8211e-05 | 3.7221e-05 | 3.6249e-05 | 3.5304e-05
Scenario 5: High TRC ZEAS Phase In | SCE | Com | HVAC | Com - Restaurant | Gas Energy (MMTherm/year) | Energy Efficiency | 0.0014676 | 0.0015928 | 0.0017205 | 0.0018523 | 0.0019917 | 0.0020964 | 0.0021847 | 0.0022793 | 0.0023625 | 0.0024303 | 0.0024955 | 0.0025453 | 0.0025921
Scenario 5: High TRC ZEAS Phase In | SCE | Com | HVAC | Com - Restaurant | Gas Energy (MMTherm/year) | Fuel Substitution | 0.0011162 | 0.0011248 | 0.0011211 | 0.0011086 | 0 | 0 | 0 | 0 | 0 | 0 | 0 | 0 | 0
Scenario 5: High TRC ZEAS Phase In | SCE | Com | HVAC | Com - Retail | Electric Demand (MW) | Energy Efficiency | 0.10996 | 0.11955 | 0.1285 | 0.13801 | 0.14819 | 0.15914 | 0.1684 | 0.1777 | 0.11351 | 0.097887 | 0.10021 | 0.10181 | 0.1032
Scenario 5: High TRC ZEAS Phase In | SCE | Com | HVAC | Com - Retail | Electric Demand (MW) | Fuel Substitution | 0 | 0 | 0 | 0 | 0.017536 | 0.017597 | 0.01747 | 0.017206 | 0 | 0 | 0 | 0 | 0
Scenario 5: High TRC ZEAS Phase In | SCE | Com | HVAC | Com - Retail | Electric Energy (GWh/year) | Energy Efficiency | 0.21479 | 0.23301 | 0.25021 | 0.2678 | 0.28602 | 0.30757 | 0.32513 | 0.34181 | 0.1488 | 0.10235 | 0.10427 | 0.10548 | 0.10649
Scenario 5: High TRC ZEAS Phase In | SCE | Com | HVAC | Com - Retail | Electric Energy (GWh/year) | Fuel Substitution | 0.04141 | 0.041861 | 0.041858 | 0.041517 | 0.06513 | 0.065372 | 0.064916 | 0.06395 | 0 | 0 | 0 | 0 | 0
Scenario 5: High TRC ZEAS Phase In | SCE | Com | HVAC | Com - Retail | Gas Energy (MMTherm/year) | Energy Efficiency | 0.003311 | 0.0035166 | 0.0036844 | 0.0038395 | 0.0039825 | 0.0040912 | 0.0041679 | 0.0042425 | 0.0022747 | 0.0020883 | 0.0021417 | 0.002179 | 0.0022118
Scenario 5: High TRC ZEAS Phase In | SCE | Com | HVAC | Com - Retail | Gas Energy (MMTherm/year) | Fuel Substitution | 0.0027174 | 0.0027398 | 0.0027325 | 0.0027037 | 0 | 0 | 0 | 0 | 0 | 0 | 0 | 0 | 0
Scenario 5: High TRC ZEAS Phase In | SCE | Com | HVAC | Com - School | Electric Demand (MW) | Energy Efficiency | 0.055584 | 0.058485 | 0.061423 | 0.064045 | 0.066184 | 0.068436 | 0.070052 | 0.071787 | 0.073475 | 0.07506 | 0.076253 | 0.0777 | 0.078573
Scenario 5: High TRC ZEAS Phase In | SCE | Com | HVAC | Com - School | Electric Energy (GWh/year) | Energy Efficiency | 0.04957 | 0.052049 | 0.054546 | 0.056764 | 0.058565 | 0.060453 | 0.061799 | 0.06324 | 0.064637 | 0.065944 | 0.066921 | 0.068108 | 0.068814
Scenario 5: High TRC ZEAS Phase In | SCE | Com | HVAC | Com - School | Electric Energy (GWh/year) | Fuel Substitution | -0.00086359 | -0.00083168 | -0.00079226 | -0.00075011 | 0 | 0 | 0 | 0 | 0 | 0 | 0 | 0 | 0
Scenario 5: High TRC ZEAS Phase In | SCE | Com | HVAC | Com - School | Gas Energy (MMTherm/year) | Energy Efficiency | 0.0030372 | 0.0032022 | 0.0033702 | 0.0035207 | 0.003644 | 0.0037743 | 0.0038683 | 0.0039695 | 0.0040682 | 0.0041611 | 0.0042315 | 0.0043167 | 0.0043686
Scenario 5: High TRC ZEAS Phase In | SCE | Com | HVAC | Com - School | Gas Energy (MMTherm/year) | Fuel Substitution | 0.00086979 | 0.00086186 | 0.0008446 | 0.00082103 | 0 | 0 | 0 | 0 | 0 | 0 | 0 | 0 | 0
Scenario 5: High TRC ZEAS Phase In | SCE | Com | HVAC | Com - Warehouse | Electric Demand (MW) | Energy Efficiency | 0.0008901 | 0.00093315 | 0.00096979 | 0.0010071 | 0.0010468 | 0.0010793 | 0.0011065 | 0.001133 | 0.0011146 | 0.0011295 | 0.0011431 | 0.0011527 | 0.0011627
Scenario 5: High TRC ZEAS Phase In | SCE | Com | HVAC | Com - Warehouse | Electric Demand (MW) | Fuel Substitution | 0 | 0 | 0 | 0 | 0 | 2.0205e-06 | 1.9992e-06 | 1.9684e-06 | 0 | 0 | 0 | 0 | 0
Scenario 5: High TRC ZEAS Phase In | SCE | Com | HVAC | Com - Warehouse | Electric Energy (GWh/year) | Energy Efficiency | 0.0027777 | 0.0029121 | 0.0030264 | 0.0031429 | 0.0032667 | 0.0033681 | 0.003453 | 0.0035357 | 0.0034859 | 0.0035328 | 0.0035752 | 0.0036054 | 0.0036367
Scenario 5: High TRC ZEAS Phase In | SCE | Com | HVAC | Com - Warehouse | Electric Energy (GWh/year) | Fuel Substitution | -0.082142 | -0.080858 | -0.07416 | -0.071592 | 0 | 2.7956e-05 | 2.7662e-05 | 2.7236e-05 | 0 | 0 | 0 | 0 | 0
Scenario 5: High TRC ZEAS Phase In | SCE | Com | HVAC | Com - Warehouse | Gas Energy (MMTherm/year) | Energy Efficiency | 0 | 0 | 0 | 0 | 0 | 0 | 0 | 0 | 0 | 0 | 0 | 0 | 0
Scenario 5: High TRC ZEAS Phase In | SCE | Com | HVAC | Com - Warehouse | Gas Energy (MMTherm/year) | Fuel Substitution | 0.015364 | 0.015257 | 0.015933 | 0.015558 | 0 | 0 | 0 | 0 | 0 | 0 | 0 | 0 | 0
Scenario 5: High TRC ZEAS Phase In | SCE | Com | Lighting | Com - College | Electric Demand (MW) | Energy Efficiency | 0 | 0 | 0 | 0 | 0 | 0 | 0 | 0.0061761 | 0.0022813 | 0 | 0 | 0 | 0
Scenario 5: High TRC ZEAS Phase In | SCE | Com | Lighting | Com - College | Electric Energy (GWh/year) | Energy Efficiency | 0 | 0 | 0 | 0 | 0 | 0 | 0 | 0.023209 | 0.0085729 | 0 | 0 | 0 | 0
Scenario 5: High TRC ZEAS Phase In | SCE | Com | Lighting | Com - College | Gas Energy (MMTherm/year) | Energy Efficiency | 0 | 0 | 0 | 0 | 0 | 0 | 0 | -0.00012856 | -4.7488e-05 | 0 | 0 | 0 | 0
Scenario 5: High TRC ZEAS Phase In | SCE | Com | Lighting | Com - Grocery | Electric Demand (MW) | Energy Efficiency | 0.022284 | 0.023428 | 0.024396 | 0.025309 | 0.026197 | 0.026957 | 0.027581 | 0.028196 | 0.028709 | 0.029116 | 0.029495 | 0.029794 | 0.030067
Scenario 5: High TRC ZEAS Phase In | SCE | Com | Lighting | Com - Grocery | Electric Energy (GWh/year) | Energy Efficiency | 0.12503 | 0.13145 | 0.13687 | 0.14199 | 0.14696 | 0.15122 | 0.15471 | 0.15816 | 0.16103 | 0.16331 | 0.16543 | 0.1671 | 0.16862
Scenario 5: High TRC ZEAS Phase In | SCE | Com | Lighting | Com - Grocery | Gas Energy (MMTherm/year) | Energy Efficiency | -0.0013211 | -0.0013889 | -0.0014463 | -0.0015004 | -0.0015531 | -0.0015981 | -0.0016351 | -0.0016715 | -0.001702 | -0.0017261 | -0.0017486 | -0.0017662 | -0.0017824
Scenario 5: High TRC ZEAS Phase In | SCE | Com | Lighting | Com - Health | Electric Demand (MW) | Energy Efficiency | 0.023401 | 0.024646 | 0.02587 | 0.026745 | 0.027661 | 0.028398 | 0.029164 | 0.029687 | 0.030121 | 0.030328 | 0.030433 | 0.030813 | 0.031264
Scenario 5: High TRC ZEAS Phase In | SCE | Com | Lighting | Com - Health | Electric Energy (GWh/year) | Energy Efficiency | 0.13688 | 0.14416 | 0.15133 | 0.15645 | 0.16182 | 0.16613 | 0.17062 | 0.17368 | 0.17622 | 0.17744 | 0.17806 | 0.18028 | 0.18293
Scenario 5: High TRC ZEAS Phase In | SCE | Com | Lighting | Com - Health | Gas Energy (MMTherm/year) | Energy Efficiency | -0.00089642 | -0.00094414 | -0.00099106 | -0.0010246 | -0.0010597 | -0.001088 | -0.0011173 | -0.0011374 | -0.001154 | -0.001162 | -0.001166 | -0.0011806 | -0.0011979
Scenario 5: High TRC ZEAS Phase In | SCE | Com | Lighting | Com - Lodging | Electric Demand (MW) | Energy Efficiency | 0 | 0 | 0 | 0 | 0 | 0 | 0 | 0 | 0 | 0 | 0 | 0 | 0
Scenario 5: High TRC ZEAS Phase In | SCE | Com | Lighting | Com - Lodging | Electric Energy (GWh/year) | Energy Efficiency | 0 | 0 | 0 | 0 | 0 | 0 | 0 | 0 | 0 | 0 | 0 | 0 | 0
Scenario 5: High TRC ZEAS Phase In | SCE | Com | Lighting | Com - Lodging | Gas Energy (MMTherm/year) | Energy Efficiency | 0 | 0 | 0 | 0 | 0 | 0 | 0 | 0 | 0 | 0 | 0 | 0 | 0
Scenario 5: High TRC ZEAS Phase In | SCE | Com | Lighting | Com - Office (Large) | Electric Demand (MW) | Energy Efficiency | 0 | 0 | 0 | 0 | 0 | 0 | 0 | 0.011285 | 0.0077268 | 0 | 0 | 0 | 0
Scenario 5: High TRC ZEAS Phase In | SCE | Com | Lighting | Com - Office (Large) | Electric Energy (GWh/year) | Energy Efficiency | 0 | 0 | 0 | 0 | 0 | 0 | 0 | 0.078428 | 0.053698 | 0 | 0 | 0 | 0
Scenario 5: High TRC ZEAS Phase In | SCE | Com | Lighting | Com - Office (Large) | Gas Energy (MMTherm/year) | Energy Efficiency | 0 | 0 | 0 | 0 | 0 | 0 | 0 | -0.00018588 | -0.00012726 | 0 | 0 | 0 | 0
Scenario 5: High TRC ZEAS Phase In | SCE | Com | Lighting | Com - Office (Small) | Electric Demand (MW) | Energy Efficiency | 0 | 0 | 0 | 0 | 0 | 0 | 0 | 0 | 0 | 0 | 0 | 0 | 0
Scenario 5: High TRC ZEAS Phase In | SCE | Com | Lighting | Com - Office (Small) | Electric Energy (GWh/year) | Energy Efficiency | 0 | 0 | 0 | 0 | 0 | 0 | 0 | 0 | 0 | 0 | 0 | 0 | 0
Scenario 5: High TRC ZEAS Phase In | SCE | Com | Lighting | Com - Office (Small) | Gas Energy (MMTherm/year) | Energy Efficiency | 0 | 0 | 0 | 0 | 0 | 0 | 0 | 0 | 0 | 0 | 0 | 0 | 0
Scenario 5: High TRC ZEAS Phase In | SCE | Com | Lighting | Com - Other | Electric Demand (MW) | Energy Efficiency | 0 | 0 | 0 | 0 | 0 | 0 | 0 | 0 | 0 | 0 | 0 | 0 | 0
Scenario 5: High TRC ZEAS Phase In | SCE | Com | Lighting | Com - Other | Electric Energy (GWh/year) | Energy Efficiency | 0 | 0 | 0 | 0 | 0 | 0 | 0 | 0 | 0 | 0 | 0 | 0 | 0
Scenario 5: High TRC ZEAS Phase In | SCE | Com | Lighting | Com - Other | Gas Energy (MMTherm/year) | Energy Efficiency | 0 | 0 | 0 | 0 | 0 | 0 | 0 | 0 | 0 | 0 | 0 | 0 | 0
Scenario 5: High TRC ZEAS Phase In | SCE | Com | Lighting | Com - Refrig. Warehouse | Electric Demand (MW) | Energy Efficiency | 0.00095049 | 0.00029357 | 0.00030544 | 0.0003142 | 0.00032302 | 0.00033155 | 0.0003396 | 0.00034614 | 0.00035246 | 0.00035791 | 0.00036228 | 0.00036694 | 0.00037111
Scenario 5: High TRC ZEAS Phase In | SCE | Com | Lighting | Com - Refrig. Warehouse | Electric Energy (GWh/year) | Energy Efficiency | 0.009027 | 0.0027878 | 0.0029007 | 0.0029841 | 0.0030679 | 0.0031491 | 0.0032257 | 0.0032879 | 0.003348 | 0.0033999 | 0.0034415 | 0.003486 | 0.0035258
Scenario 5: High TRC ZEAS Phase In | SCE | Com | Lighting | Com - Restaurant | Electric Demand (MW) | Energy Efficiency | 0.0036405 | 0.0055014 | 0.005925 | 0.0063339 | 0.013596 | 0.016341 | 0.016735 | 0.017106 | 0.017424 | 0.017686 | 0.01792 | 0.018107 | 0.018275
Scenario 5: High TRC ZEAS Phase In | SCE | Com | Lighting | Com - Restaurant | Electric Energy (GWh/year) | Energy Efficiency | 0.022117 | 0.033422 | 0.035995 | 0.03848 | 0.082445 | 0.099072 | 0.10146 | 0.10372 | 0.10565 | 0.10724 | 0.10866 | 0.1098 | 0.11082
Scenario 5: High TRC ZEAS Phase In | SCE | Com | Lighting | Com - Restaurant | Gas Energy (MMTherm/year) | Energy Efficiency | -0.00010853 | -0.00016401 | -0.00017664 | -0.00018883 | -0.00040479 | -0.00048646 | -0.0004982 | -0.00050925 | -0.00051874 | -0.00052652 | -0.00053351 | -0.00053909 | -0.0005441
Scenario 5: High TRC ZEAS Phase In | SCE | Com | Lighting | Com - Retail | Electric Demand (MW) | Energy Efficiency | 0.085127 | 0.089487 | 0.093188 | 0.096653 | 0.099951 | 0.10273 | 0.10503 | 0.10721 | 0.10895 | 0.11036 | 0.11161 | 0.11254 | 0.1134
Scenario 5: High TRC ZEAS Phase In | SCE | Com | Lighting | Com - Retail | Electric Energy (GWh/year) | Energy Efficiency | 0.50668 | 0.53262 | 0.55464 | 0.57526 | 0.59488 | 0.61142 | 0.62507 | 0.63806 | 0.64843 | 0.65677 | 0.6642 | 0.66974 | 0.67483
Scenario 5: High TRC ZEAS Phase In | SCE | Com | Lighting | Com - Retail | Gas Energy (MMTherm/year) | Energy Efficiency | -0.0012947 | -0.001361 | -0.0014173 | -0.00147 | -0.0015202 | -0.0015625 | -0.0015974 | -0.0016307 | -0.0016572 | -0.0016785 | -0.0016975 | -0.0017117 | -0.0017248
Scenario 5: High TRC ZEAS Phase In | SCE | Com | Lighting | Com - School | Electric Demand (MW) | Energy Efficiency | 0 | 0 | 0 | 0 | 0 | 0 | 0 | 0 | 0 | 0 | 0 | 0 | 0
Scenario 5: High TRC ZEAS Phase In | SCE | Com | Lighting | Com - School | Electric Energy (GWh/year) | Energy Efficiency | 0 | 0 | 0 | 0 | 0 | 0 | 0 | 0 | 0 | 0 | 0 | 0 | 0
Scenario 5: High TRC ZEAS Phase In | SCE | Com | Lighting | Com - School | Gas Energy (MMTherm/year) | Energy Efficiency | 0 | 0 | 0 | 0 | 0 | 0 | 0 | 0 | 0 | 0 | 0 | 0 | 0
Scenario 5: High TRC ZEAS Phase In | SCE | Com | Lighting | Com - Warehouse | Electric Demand (MW) | Energy Efficiency | 0 | 0 | 0 | 0 | 0 | 0.0012254 | 0.0016981 | 0.0017758 | 0.00047165 | 0 | 0 | 0 | 0
Scenario 5: High TRC ZEAS Phase In | SCE | Com | Lighting | Com - Warehouse | Electric Energy (GWh/year) | Energy Efficiency | 0 | 0 | 0 | 0 | 0 | 0.010267 | 0.014228 | 0.014879 | 0.0039519 | 0 | 0 | 0 | 0
Scenario 5: High TRC ZEAS Phase In | SCE | Com | Lighting | Com - Warehouse | Gas Energy (MMTherm/year) | Energy Efficiency | 0 | 0 | 0 | 0 | 0 | -3.9652e-05 | -5.4947e-05 | -5.746e-05 | -1.5262e-05 | 0 | 0 | 0 | 0
Scenario 5: High TRC ZEAS Phase In | SCE | Com | WaterHeat | Com - College | Electric Demand (MW) | Energy Efficiency | 0.00010598 | 0.00012755 | 0.00015378 | 0.00018524 | 0.00022167 | 0.00026644 | 0.00031976 | 0.00038231 | 0.00045657 | 0.00054416 | 0.00064883 | 0.0007795 | 0.00092872
Scenario 5: High TRC ZEAS Phase In | SCE | Com | WaterHeat | Com - College | Electric Demand (MW) | Fuel Substitution | 0 | 0 | 0.096907 | 0.24006 | 0.42077 | 0.46258 | 0.48604 | 0.4973 | 0.50547 | 0.50669 | 0.50264 | 0.49562 | 0.48688
Scenario 5: High TRC ZEAS Phase In | SCE | Com | WaterHeat | Com - College | Electric Energy (GWh/year) | Energy Efficiency | 0.00043374 | 0.000522 | 0.00062935 | 0.00075813 | 0.00090722 | 0.0010904 | 0.0013087 | 0.0015647 | 0.0018686 | 0.002227 | 0.0026554 | 0.0031902 | 0.0038009
Scenario 5: High TRC ZEAS Phase In | SCE | Com | WaterHeat | Com - College | Electric Energy (GWh/year) | Fuel Substitution | -1.5228 | -1.4959 | -0.77135 | 0.22516 | 1.6219 | 1.8022 | 2.0614 | 2.1091 | 2.1437 | 2.1489 | 2.1319 | 2.1022 | 2.0654
Scenario 5: High TRC ZEAS Phase In | SCE | Com | WaterHeat | Com - College | Gas Energy (MMTherm/year) | Fuel Substitution | 0.16707 | 0.16405 | 0.13049 | 0.088883 | 0.02162 | 0.021225 | 0 | 0 | 0 | 0 | 0 | 0 | 0
Scenario 5: High TRC ZEAS Phase In | SCE | Com | WaterHeat | Com - Grocery | Electric Demand (MW) | Energy Efficiency | 0.00031034 | 0.00037354 | 0.00044813 | 0.00053767 | 0.00064558 | 0.00077376 | 0.00092564 | 0.0011084 | 0.0013255 | 0.001583 | 0.0018909 | 0.0022564 | 0.0026919
Scenario 5: High TRC ZEAS Phase In | SCE | Com | WaterHeat | Com - Grocery | Electric Energy (GWh/year) | Energy Efficiency | 0.001747 | 0.0021028 | 0.0025227 | 0.0030268 | 0.0036342 | 0.0043558 | 0.0052108 | 0.0062395 | 0.007462 | 0.0089115 | 0.010645 | 0.012702 | 0.015154
Scenario 5: High TRC ZEAS Phase In | SCE | Com | WaterHeat | Com - Grocery | Electric Energy (GWh/year) | Fuel Substitution | -0.048602 | -0.047336 | -0.046168 | -0.045215 | -0.04446 | -0.043869 | 0 | 0 | 0 | 0 | 0 | 0 | 0
Scenario 5: High TRC ZEAS Phase In | SCE | Com | WaterHeat | Com - Grocery | Gas Energy (MMTherm/year) | Fuel Substitution | 0.0064463 | 0.0062784 | 0.0061234 | 0.0059971 | 0.0058969 | 0.0058185 | 0 | 0 | 0 | 0 | 0 | 0 | 0
Scenario 5: High TRC ZEAS Phase In | SCE | Com | WaterHeat | Com - Health | Electric Demand (MW) | Energy Efficiency | 0.00031074 | 0.00037585 | 0.00045472 | 0.00054602 | 0.00065712 | 0.00078847 | 0.00094771 | 0.0011343 | 0.0013565 | 0.0016161 | 0.0019227 | 0.0023008 | 0.0027567
Scenario 5: High TRC ZEAS Phase In | SCE | Com | WaterHeat | Com - Health | Electric Demand (MW) | Fuel Substitution | 0 | 0 | 0.10908 | 0.27223 | 0.48083 | 0.53219 | 0.56234 | 0.57829 | 0.59072 | 0.59416 | 0.59104 | 0.58414 | 0.57505
Scenario 5: High TRC ZEAS Phase In | SCE | Com | WaterHeat | Com - Health | Electric Energy (GWh/year) | Energy Efficiency | 0.0027463 | 0.0033218 | 0.0040188 | 0.0048257 | 0.0058076 | 0.0069685 | 0.0083758 | 0.010025 | 0.011989 | 0.014283 | 0.016993 | 0.020335 | 0.024364
Scenario 5: High TRC ZEAS Phase In | SCE | Com | WaterHeat | Com - Health | Electric Energy (GWh/year) | Fuel Substitution | -3.784 | -3.7244 | -1.9093 | 0.48759 | 3.8843 | 4.3628 | 5.1698 | 5.3163 | 5.4306 | 5.4623 | 5.434 | 5.3709 | 5.2878
Scenario 5: High TRC ZEAS Phase In | SCE | Com | WaterHeat | Com - Health | Gas Energy (MMTherm/year) | Fuel Substitution | 0.42212 | 0.4153 | 0.32777 | 0.23125 | 0.072369 | 0.071511 | 0 | 0 | 0 | 0 | 0 | 0 | 0
Scenario 5: High TRC ZEAS Phase In | SCE | Com | WaterHeat | Com - Lodging | Electric Demand (MW) | Energy Efficiency | 6.4664e-05 | 7.8387e-05 | 9.485e-05 | 0.00011439 | 0.00013801 | 0.00016626 | 0.00020004 | 0.00024045 | 0.0002885 | 0.00034571 | 0.00041418 | 0.00049582 | 0.00059319
Scenario 5: High TRC ZEAS Phase In | SCE | Com | WaterHeat | Com - Lodging | Electric Demand (MW) | Fuel Substitution | 0 | 0 | 0.11258 | 0.28193 | 0.49882 | 0.55264 | 0.58424 | 0.60243 | 0.6174 | 0.62153 | 0.61864 | 0.61132 | 0.60134
Scenario 5: High TRC ZEAS Phase In | SCE | Com | WaterHeat | Com - Lodging | Electric Energy (GWh/year) | Energy Efficiency | 0.00055695 | 0.00067516 | 0.00081695 | 0.00098528 | 0.0011887 | 0.001432 | 0.0017229 | 0.002071 | 0.0024849 | 0.0029776 | 0.0035673 | 0.0042705 | 0.0051092
Scenario 5: High TRC ZEAS Phase In | SCE | Com | WaterHeat | Com - Lodging | Electric Energy (GWh/year) | Fuel Substitution | -3.8306 | -3.7642 | -2.1043 | 0.33931 | 3.823 | 4.3118 | 5.2344 | 5.3972 | 5.5312 | 5.5682 | 5.5424 | 5.4771 | 5.3882
Scenario 5: High TRC ZEAS Phase In | SCE | Com | WaterHeat | Com - Lodging | Gas Energy (MMTherm/year) | Fuel Substitution | 0.42076 | 0.41334 | 0.34464 | 0.24718 | 0.085381 | 0.084514 | 0 | 0 | 0 | 0 | 0 | 0 | 0
Scenario 5: High TRC ZEAS Phase In | SCE | Com | WaterHeat | Com - Office (Large) | Electric Demand (MW) | Energy Efficiency | 8.2039e-05 | 9.9329e-05 | 0.00011966 | 0.00014383 | 0.00017294 | 0.00020755 | 0.00024831 | 0.00029695 | 0.00035399 | 0.00042131 | 0.00050176 | 0.0005966 | 0.00070943
Scenario 5: High TRC ZEAS Phase In | SCE | Com | WaterHeat | Com - Office (Large) | Electric Demand (MW) | Fuel Substitution | 0 | 0 | 0.015582 | 0.03877 | 0.067988 | 0.074632 | 0.078305 | 0.08131 | 0.082929 | 0.083025 | 0.082134 | 0.080623 | 0.078763
Scenario 5: High TRC ZEAS Phase In | SCE | Com | WaterHeat | Com - Office (Large) | Electric Energy (GWh/year) | Energy Efficiency | 0.0015708 | 0.0019019 | 0.0022911 | 0.002754 | 0.0033113 | 0.0039741 | 0.0047545 | 0.0056858 | 0.006778 | 0.008067 | 0.0096073 | 0.011423 | 0.013584
Scenario 5: High TRC ZEAS Phase In | SCE | Com | WaterHeat | Com - Office (Large) | Electric Energy (GWh/year) | Fuel Substitution | -0.99936 | -0.98057 | -0.504 | 0.25002 | 1.3117 | 1.4449 | 1.5637 | 1.6236 | 1.6559 | 1.6578 | 1.64 | 1.6098 | 1.5728
Scenario 5: High TRC ZEAS Phase In | SCE | Com | WaterHeat | Com - Office (Large) | Gas Energy (MMTherm/year) | Fuel Substitution | 0.10854 | 0.10649 | 0.088722 | 0.057492 | 0.0061845 | 0.006106 | 0 | 0 | 0 | 0 | 0 | 0 | 0
Scenario 5: High TRC ZEAS Phase In | SCE | Com | WaterHeat | Com - Office (Small) | Electric Demand (MW) | Energy Efficiency | 3.0391e-06 | 3.6587e-06 | 4.3954e-06 | 5.2711e-06 | 4.2873e-06 | 2.1548e-05 | 8.7001e-06 | 1.0659e-05 | 1.2942e-05 | 1.5613e-05 | 1.8757e-05 | 2.2462e-05 | 2.6838e-05
Scenario 5: High TRC ZEAS Phase In | SCE | Com | WaterHeat | Com - Office (Small) | Electric Demand (MW) | Fuel Substitution | 0 | 0 | 0.00059646 | 0.0014754 | 0.0022611 | 0.0027229 | 0.0029354 | 0.0030779 | 0.0031381 | 0.0031434 | 0.0031142 | 0.0030645 | 0.0030036
Scenario 5: High TRC ZEAS Phase In | SCE | Com | WaterHeat | Com - Office (Small) | Electric Energy (GWh/year) | Energy Efficiency | 0.00034959 | 0.00042086 | 0.00050559 | 0.00060633 | 0.00049317 | 0.0024786 | 0.0010008 | 0.0012261 | 0.0014888 | 0.0017959 | 0.0021576 | 0.0025837 | 0.0030872
Scenario 5: High TRC ZEAS Phase In | SCE | Com | WaterHeat | Com - Office (Small) | Electric Energy (GWh/year) | Fuel Substitution | -0.2546 | -0.24961 | -0.11951 | 0.054702 | 0.26176 | 0.31523 | 0.35164 | 0.36871 | 0.3759 | 0.37652 | 0.37303 | 0.36709 | 0.35982
Scenario 5: High TRC ZEAS Phase In | SCE | Com | WaterHeat | Com - Office (Small) | Gas Energy (MMTherm/year) | Fuel Substitution | 0.027368 | 0.026828 | 0.020581 | 0.013244 | 0.0011945 | 0.0014465 | 0 | 0 | 0 | 0 | 0 | 0 | 0
Scenario 5: High TRC ZEAS Phase In | SCE | Com | WaterHeat | Com - Other | Electric Demand (MW) | Energy Efficiency | 0.0032255 | 0.0038964 | 0.0046982 | 0.0056538 | 0.0067952 | 0.0081585 | 0.0097968 | 0.011744 | 0.014051 | 0.016822 | 0.020133 | 0.024077 | 0.028796
Scenario 5: High TRC ZEAS Phase In | SCE | Com | WaterHeat | Com - Other | Electric Demand (MW) | Fuel Substitution | 0 | 0 | 0.69284 | 1.7197 | 2.9931 | 3.3291 | 3.5069 | 3.6087 | 3.6912 | 3.7092 | 3.6858 | 3.6368 | 3.5731
Scenario 5: High TRC ZEAS Phase In | SCE | Com | WaterHeat | Com - Other | Electric Energy (GWh/year) | Energy Efficiency | 0.022065 | 0.026655 | 0.03214 | 0.038677 | 0.046485 | 0.055811 | 0.067018 | 0.080337 | 0.096123 | 0.11508 | 0.13772 | 0.16471 | 0.19699
Scenario 5: High TRC ZEAS Phase In | SCE | Com | WaterHeat | Com - Other | Electric Energy (GWh/year) | Fuel Substitution | -19.6561 | -19.3047 | -10.2235 | 1.8767 | 18.7875 | 21.1563 | 24.9384 | 25.6621 | 26.2485 | 26.377 | 26.212 | 25.8654 | 25.4146
Scenario 5: High TRC ZEAS Phase In | SCE | Com | WaterHeat | Com - Other | Gas Energy (MMTherm/year) | Fuel Substitution | 2.1129 | 2.0746 | 1.6406 | 1.1401 | 0.32042 | 0.32312 | 0 | 0 | 0 | 0 | 0 | 0 | 0
Scenario 5: High TRC ZEAS Phase In | SCE | Com | WaterHeat | Com - Refrig. Warehouse | Electric Demand (MW) | Energy Efficiency | 2.3585e-05 | 1.1337e-05 | 1.3883e-05 | 1.6806e-05 | 2.0288e-05 | 2.4436e-05 | 2.9379e-05 | 3.5212e-05 | 4.2184e-05 | 5.0467e-05 | 6.0279e-05 | 7.2038e-05 | 8.5996e-05
Scenario 5: High TRC ZEAS Phase In | SCE | Com | WaterHeat | Com - Refrig. Warehouse | Electric Demand (MW) | Fuel Substitution | 0 | 0 | 0.00042041 | 0.0011448 | 0.0020333 | 0.002257 | 0.0023923 | 0.0024765 | 0.0025263 | 0.0025388 | 0.0025232 | 0.0024909 | 0.0024495
Scenario 5: High TRC ZEAS Phase In | SCE | Com | WaterHeat | Com - Refrig. Warehouse | Electric Energy (GWh/year) | Energy Efficiency | 0.00028811 | 0.00013849 | 0.0001696 | 0.00020531 | 0.00024785 | 0.00029852 | 0.0003589 | 0.00043015 | 0.00051533 | 0.00061651 | 0.00073638 | 0.00088003 | 0.0010505
Scenario 5: High TRC ZEAS Phase In | SCE | Com | WaterHeat | Com - Refrig. Warehouse | Electric Energy (GWh/year) | Fuel Substitution | -0.02162 | -0.021241 | -0.0107 | 0.0019793 | 0.021775 | 0.024696 | 0.030376 | 0.031444 | 0.032074 | 0.032232 | 0.032034 | 0.031626 | 0.031103
Scenario 5: High TRC ZEAS Phase In | SCE | Com | WaterHeat | Com - Refrig. Warehouse | Gas Energy (MMTherm/year) | Fuel Substitution | 0.0024588 | 0.0024143 | 0.0018376 | 0.0014747 | 0.00055129 | 0.00054028 | 0 | 0 | 0 | 0 | 0 | 0 | 0
Scenario 5: High TRC ZEAS Phase In | SCE | Com | WaterHeat | Com - Restaurant | Electric Demand (MW) | Energy Efficiency | 0.0012195 | 0.0014768 | 0.001784 | 0.0021516 | 0.0025927 | 0.0031117 | 0.0037272 | 0.0044645 | 0.0053411 | 0.0063808 | 0.0076199 | 0.0090883 | 0.010835
Scenario 5: High TRC ZEAS Phase In | SCE | Com | WaterHeat | Com - Restaurant | Electric Demand (MW) | Fuel Substitution | 0 | 0 | 0.7805 | 1.9402 | 3.4065 | 3.7501 | 3.9459 | 4.072 | 4.1672 | 4.1913 | 4.1696 | 4.1189 | 4.051
Scenario 5: High TRC ZEAS Phase In | SCE | Com | WaterHeat | Com - Restaurant | Electric Energy (GWh/year) | Energy Efficiency | 0.0066581 | 0.0080631 | 0.0097408 | 0.011748 | 0.014157 | 0.016992 | 0.020354 | 0.024383 | 0.029172 | 0.034853 | 0.041625 | 0.04965 | 0.059199
Scenario 5: High TRC ZEAS Phase In | SCE | Com | WaterHeat | Com - Restaurant | Electric Energy (GWh/year) | Fuel Substitution | -13.3202 | -13.0969 | -6.2385 | 4.2418 | 18.9549 | 20.9134 | 22.4299 | 23.1454 | 23.6865 | 23.8237 | 23.7009 | 23.414 | 23.03
Scenario 5: High TRC ZEAS Phase In | SCE | Com | WaterHeat | Com - Restaurant | Gas Energy (MMTherm/year) | Fuel Substitution | 1.4965 | 1.4712 | 1.2013 | 0.76831 | 0.058249 | 0.057518 | 0 | 0 | 0 | 0 | 0 | 0 | 0
Scenario 5: High TRC ZEAS Phase In | SCE | Com | WaterHeat | Com - Retail | Electric Demand (MW) | Energy Efficiency | 0.00020326 | 0.00024467 | 0.00029352 | 0.000352 | 0.00042216 | 0.00050517 | 0.00060336 | 0.00072088 | 0.00085972 | 0.0010241 | 0.0012195 | 0.0014502 | 0.0017237
Scenario 5: High TRC ZEAS Phase In | SCE | Com | WaterHeat | Com - Retail | Electric Demand (MW) | Fuel Substitution | 0 | 0 | 0.02399 | 0.059361 | 0.10277 | 0.1143 | 0.12021 | 0.12385 | 0.12659 | 0.12713 | 0.12626 | 0.12451 | 0.12224
Scenario 5: High TRC ZEAS Phase In | SCE | Com | WaterHeat | Com - Retail | Electric Energy (GWh/year) | Energy Efficiency | 0.0013559 | 0.0016322 | 0.0019582 | 0.0023484 | 0.0028166 | 0.0033707 | 0.0040261 | 0.0048106 | 0.0057376 | 0.0068348 | 0.0081397 | 0.0096805 | 0.011508
Scenario 5: High TRC ZEAS Phase In | SCE | Com | WaterHeat | Com - Retail | Electric Energy (GWh/year) | Fuel Substitution | -0.57645 | -0.56614 | -0.25675 | 0.14939 | 0.71116 | 0.79131 | 0.83548 | 0.86079 | 0.87984 | 0.88361 | 0.8776 | 0.86547 | 0.84976
Scenario 5: High TRC ZEAS Phase In | SCE | Com | WaterHeat | Com - Retail | Gas Energy (MMTherm/year) | Fuel Substitution | 0.060949 | 0.059856 | 0.04479 | 0.027864 | 0.00040422 | 0.00040965 | 0 | 0 | 0 | 0 | 0 | 0 | 0
Scenario 5: High TRC ZEAS Phase In | SCE | Com | WaterHeat | Com - School | Electric Demand (MW) | Energy Efficiency | 0.00010108 | 0.0001225 | 0.00014793 | 0.00017794 | 0.00021329 | 0.00025545 | 0.00030508 | 0.00036428 | 0.00043473 | 0.00051851 | 0.00061764 | 0.00073614 | 0.00087592
Scenario 5: High TRC ZEAS Phase In | SCE | Com | WaterHeat | Com - School | Electric Demand (MW) | Fuel Substitution | 0 | 0 | 0.052343 | 0.12993 | 0.22724 | 0.24888 | 0.26041 | 0.26887 | 0.27388 | 0.27417 | 0.27143 | 0.26685 | 0.2612
Scenario 5: High TRC ZEAS Phase In | SCE | Com | WaterHeat | Com - School | Electric Energy (GWh/year) | Energy Efficiency | 0.0014975 | 0.0018149 | 0.0021916 | 0.0026363 | 0.00316 | 0.0037847 | 0.0045199 | 0.005397 | 0.0064408 | 0.007682 | 0.0091508 | 0.010906 | 0.012977
Scenario 5: High TRC ZEAS Phase In | SCE | Com | WaterHeat | Com - School | Electric Energy (GWh/year) | Fuel Substitution | -2.5632 | -2.5219 | -1.2973 | 0.63442 | 3.3398 | 3.6727 | 3.9797 | 4.1089 | 4.1852 | 4.1896 | 4.1478 | 4.0779 | 3.9919
Scenario 5: High TRC ZEAS Phase In | SCE | Com | WaterHeat | Com - School | Gas Energy (MMTherm/year) | Fuel Substitution | 0.28465 | 0.28002 | 0.23328 | 0.15126 | 0.017383 | 0.017099 | 0 | 0 | 0 | 0 | 0 | 0 | 0
Scenario 5: High TRC ZEAS Phase In | SCE | Com | WaterHeat | Com - Warehouse | Electric Demand (MW) | Energy Efficiency | 9.7416e-06 | 1.1725e-05 | 1.4068e-05 | 1.6887e-05 | 2.0301e-05 | 2.4336e-05 | 2.9121e-05 | 3.4854e-05 | 4.1069e-05 | 4.8937e-05 | 5.8289e-05 | 6.9322e-05 | 8.2464e-05
Scenario 5: High TRC ZEAS Phase In | SCE | Com | WaterHeat | Com - Warehouse | Electric Demand (MW) | Fuel Substitution | 0 | 0 | 0.00044939 | 0.001111 | 0.0019499 | 0.0021479 | 0.002261 | 0.0023174 | 0.0023602 | 0.0023695 | 0.0023533 | 0.0023218 | 0.0022819
Scenario 5: High TRC ZEAS Phase In | SCE | Com | WaterHeat | Com - Warehouse | Electric Energy (GWh/year) | Energy Efficiency | 0.00027571 | 0.00033185 | 0.00039815 | 0.00047795 | 0.00057457 | 0.00068877 | 0.00082418 | 0.00098644 | 0.0011629 | 0.0013858 | 0.0016507 | 0.0019633 | 0.0023357
Scenario 5: High TRC ZEAS Phase In | SCE | Com | WaterHeat | Com - Warehouse | Electric Energy (GWh/year) | Fuel Substitution | -0.058188 | -0.057134 | -0.031593 | 0.00091892 | 0.046516 | 0.052508 | 0.066444 | 0.0681 | 0.069358 | 0.069634 | 0.069162 | 0.068242 | 0.067078
Scenario 5: High TRC ZEAS Phase In | SCE | Com | WaterHeat | Com - Warehouse | Gas Energy (MMTherm/year) | Fuel Substitution | 0.006379 | 0.0062603 | 0.0049587 | 0.0035816 | 0.0013794 | 0.0013574 | 0 | 0 | 0 | 0 | 0 | 0 | 0
Scenario 5: High TRC ZEAS Phase In | SCE | Com | WholeBlg | Com - College | Electric Demand (MW) | Energy Efficiency | 0.080354 | 0.082146 | 0.084109 | 0.086488 | 0.089198 | 0.091997 | 0.095225 | 0.098192 | 0.1012 | 0.10438 | 0.10725 | 0.10976 | 0.11209
Scenario 5: High TRC ZEAS Phase In | SCE | Com | WholeBlg | Com - College | Electric Energy (GWh/year) | Energy Efficiency | 0.73228 | 0.7486 | 0.76649 | 0.78818 | 0.81287 | 0.83838 | 0.86779 | 0.89483 | 0.92222 | 0.95125 | 0.9774 | 1.0003 | 1.0215
Scenario 5: High TRC ZEAS Phase In | SCE | Com | WholeBlg | Com - Grocery | Electric Demand (MW) | Energy Efficiency | 0.27552 | 0.2819 | 0.28921 | 0.29758 | 0.30731 | 0.31718 | 0.32724 | 0.33699 | 0.3471 | 0.35704 | 0.36686 | 0.37525 | 0.37304
Scenario 5: High TRC ZEAS Phase In | SCE | Com | WholeBlg | Com - Grocery | Electric Energy (GWh/year) | Energy Efficiency | 2.5108 | 2.569 | 2.6356 | 2.7119 | 2.8006 | 2.8905 | 2.9821 | 3.071 | 3.1632 | 3.2538 | 3.3432 | 3.4197 | 3.3996
Scenario 5: High TRC ZEAS Phase In | SCE | Com | WholeBlg | Com - Health | Electric Demand (MW) | Energy Efficiency | 0.2627 | 0.2698 | 0.27747 | 0.28633 | 0.29643 | 0.30659 | 0.31796 | 0.32848 | 0.3392 | 0.3502 | 0.36065 | 0.36962 | 0.37778
Scenario 5: High TRC ZEAS Phase In | SCE | Com | WholeBlg | Com - Health | Electric Energy (GWh/year) | Energy Efficiency | 2.394 | 2.4587 | 2.5286 | 2.6094 | 2.7014 | 2.794 | 2.8976 | 2.9935 | 3.0912 | 3.1914 | 3.2866 | 3.3684 | 3.4427
Scenario 5: High TRC ZEAS Phase In | SCE | Com | WholeBlg | Com - Lodging | Electric Demand (MW) | Energy Efficiency | 0.12427 | 0.12724 | 0.13032 | 0.13415 | 0.13853 | 0.14296 | 0.14795 | 0.15259 | 0.15729 | 0.16218 | 0.16677 | 0.17062 | 0.17336
Scenario 5: High TRC ZEAS Phase In | SCE | Com | WholeBlg | Com - Lodging | Electric Energy (GWh/year) | Energy Efficiency | 1.1325 | 1.1595 | 1.1876 | 1.2225 | 1.2625 | 1.3028 | 1.3483 | 1.3906 | 1.4334 | 1.478 | 1.5198 | 1.5549 | 1.5799
Scenario 5: High TRC ZEAS Phase In | SCE | Com | WholeBlg | Com - Office (Large) | Electric Demand (MW) | Energy Efficiency | 0.52284 | 0.53094 | 0.53986 | 0.55059 | 0.56341 | 0.57617 | 0.5912 | 0.60426 | 0.61727 | 0.63059 | 0.64244 | 0.65157 | 0.66763
Scenario 5: High TRC ZEAS Phase In | SCE | Com | WholeBlg | Com - Office (Large) | Electric Energy (GWh/year) | Energy Efficiency | 4.7646 | 4.8385 | 4.9198 | 5.0176 | 5.1344 | 5.2507 | 5.3876 | 5.5067 | 5.6253 | 5.7467 | 5.8547 | 5.9379 | 6.0842
Scenario 5: High TRC ZEAS Phase In | SCE | Com | WholeBlg | Com - Office (Small) | Electric Demand (MW) | Energy Efficiency | 0.091786 | 0.093458 | 0.095344 | 0.097584 | 0.10021 | 0.10283 | 0.10575 | 0.10839 | 0.11107 | 0.11386 | 0.11636 | 0.11838 | 0.12013
Scenario 5: High TRC ZEAS Phase In | SCE | Com | WholeBlg | Com - Office (Small) | Electric Energy (GWh/year) | Energy Efficiency | 0.83645 | 0.85169 | 0.86888 | 0.88929 | 0.91323 | 0.93714 | 0.96367 | 0.98775 | 1.0122 | 1.0376 | 1.0604 | 1.0789 | 1.0947
Scenario 5: High TRC ZEAS Phase In | SCE | Com | WholeBlg | Com - Other | Electric Demand (MW) | Energy Efficiency | 0.39936 | 0.40716 | 0.41546 | 0.42594 | 0.43807 | 0.45027 | 0.46457 | 0.47747 | 0.49047 | 0.50388 | 0.5163 | 0.52649 | 0.54134
Scenario 5: High TRC ZEAS Phase In | SCE | Com | WholeBlg | Com - Other | Electric Energy (GWh/year) | Energy Efficiency | 3.6394 | 3.7105 | 3.7862 | 3.8817 | 3.9922 | 4.1034 | 4.2337 | 4.3513 | 4.4697 | 4.5919 | 4.7051 | 4.798 | 4.9333
Scenario 5: High TRC ZEAS Phase In | SCE | Com | WholeBlg | Com - Refrig. Warehouse | Electric Demand (MW) | Energy Efficiency | 0.030728 | 0.031863 | 0.033082 | 0.034527 | 0.036123 | 0.037675 | 0.039215 | 0.040768 | 0.042391 | 0.043972 | 0.045604 | 0.047056 | 0.046593
Scenario 5: High TRC ZEAS Phase In | SCE | Com | WholeBlg | Com - Refrig. Warehouse | Electric Energy (GWh/year) | Energy Efficiency | 0.28003 | 0.29037 | 0.30148 | 0.31465 | 0.32919 | 0.34333 | 0.35737 | 0.37153 | 0.38632 | 0.40072 | 0.4156 | 0.42882 | 0.42461
Scenario 5: High TRC ZEAS Phase In | SCE | Com | WholeBlg | Com - Restaurant | Electric Demand (MW) | Energy Efficiency | 0.23361 | 0.24097 | 0.249 | 0.25859 | 0.26951 | 0.28053 | 0.29204 | 0.30356 | 0.31551 | 0.32748 | 0.33955 | 0.35047 | 0.35352
Scenario 5: High TRC ZEAS Phase In | SCE | Com | WholeBlg | Com - Restaurant | Electric Energy (GWh/year) | Energy Efficiency | 2.2343 | 2.3188 | 2.4117 | 2.5212 | 2.6458 | 2.7708 | 2.9014 | 3.0353 | 3.1753 | 3.3169 | 3.4625 | 3.5994 | 3.6682
Scenario 5: High TRC ZEAS Phase In | SCE | Com | WholeBlg | Com - Restaurant | Gas Energy (MMTherm/year) | Energy Efficiency | -0.0011657 | -0.0013579 | -0.0015756 | -0.0018201 | -0.0020968 | -0.0023695 | -0.0026524 | -0.002973 | -0.003316 | -0.003675 | -0.0040685 | -0.004483 | -0.0049353
Scenario 5: High TRC ZEAS Phase In | SCE | Com | WholeBlg | Com - Retail | Electric Demand (MW) | Energy Efficiency | 0.31335 | 0.31796 | 0.32325 | 0.3295 | 0.33692 | 0.34432 | 0.35326 | 0.3609 | 0.3684 | 0.37595 | 0.38237 | 0.38702 | 0.39393
Scenario 5: High TRC ZEAS Phase In | SCE | Com | WholeBlg | Com - Retail | Electric Energy (GWh/year) | Energy Efficiency | 3.4426 | 3.5808 | 3.7303 | 3.9052 | 4.1106 | 4.3246 | 4.5609 | 4.8094 | 5.0658 | 5.3343 | 5.6144 | 5.8908 | 6.2095
Scenario 5: High TRC ZEAS Phase In | SCE | Com | WholeBlg | Com - Retail | Gas Energy (MMTherm/year) | Energy Efficiency | 0.0040287 | 0.0046885 | 0.0053838 | 0.0061932 | 0.0071386 | 0.0081448 | 0.0092076 | 0.010435 | 0.011726 | 0.013096 | 0.014617 | 0.016223 | 0.017978
Scenario 5: High TRC ZEAS Phase In | SCE | Com | WholeBlg | Com - School | Electric Demand (MW) | Energy Efficiency | 0.096541 | 0.098266 | 0.10011 | 0.10247 | 0.10519 | 0.10792 | 0.11113 | 0.11399 | 0.11683 | 0.11977 | 0.12236 | 0.12441 | 0.12717
Scenario 5: High TRC ZEAS Phase In | SCE | Com | WholeBlg | Com - School | Electric Energy (GWh/year) | Energy Efficiency | 0.87978 | 0.89551 | 0.91229 | 0.93378 | 0.95865 | 0.98353 | 1.0127 | 1.0388 | 1.0647 | 1.0915 | 1.1151 | 1.1337 | 1.159
Scenario 5: High TRC ZEAS Phase In | SCE | Com | WholeBlg | Com - Warehouse | Electric Demand (MW) | Energy Efficiency | 0.16086 | 0.16429 | 0.16795 | 0.17256 | 0.17788 | 0.18324 | 0.18922 | 0.19865 | 0.20476 | 0.21117 | 0.21722 | 0.22238 | 0.22832
Scenario 5: High TRC ZEAS Phase In | SCE | Com | WholeBlg | Com - Warehouse | Electric Energy (GWh/year) | Energy Efficiency | 1.4659 | 1.4972 | 1.5306 | 1.5726 | 1.621 | 1.6699 | 1.7244 | 2.1419 | 2.2409 | 2.3461 | 2.4527 | 2.5532 | 2.668
Scenario 5: High TRC ZEAS Phase In | SCE | Com | WholeBlg | Com - Warehouse | Gas Energy (MMTherm/year) | Energy Efficiency | 0 | 0 | 0 | 0 | 0 | 0 | 0 | -0.0036239 | -0.0040968 | -0.004609 | -0.0051715 | -0.0057558 | -0.0064188
Scenario 5: High TRC ZEAS Phase In | SCE | Ind | WholeBlg | Ind - All Other Industrial | Electric Demand (MW) | Energy Efficiency | 0.12727 | 0.12712 | 0.12728 | 0.12765 | 0.12791 | 0.1281 | 0.12826 | 0.12839 | 0.12851 | 0.12858 | 0.12857 | 0.12859 | 0.12857
Scenario 5: High TRC ZEAS Phase In | SCE | Ind | WholeBlg | Ind - All Other Industrial | Electric Energy (GWh/year) | Energy Efficiency | 0.92461 | 0.92345 | 0.92463 | 0.9273 | 0.92918 | 0.93054 | 0.93168 | 0.93263 | 0.93346 | 0.934 | 0.93391 | 0.93399 | 0.93385
Scenario 5: High TRC ZEAS Phase In | SCE | Ind | WholeBlg | Ind - Chemicals | Electric Demand (MW) | Energy Efficiency | 0.38538 | 0.38816 | 0.39186 | 0.39601 | 0.39973 | 0.40288 | 0.40558 | 0.40783 | 0.41011 | 0.41223 | 0.41397 | 0.41559 | 0.41696
Scenario 5: High TRC ZEAS Phase In | SCE | Ind | WholeBlg | Ind - Chemicals | Electric Energy (GWh/year) | Energy Efficiency | 2.7997 | 2.8198 | 2.8467 | 2.8768 | 2.9037 | 2.9266 | 2.9461 | 2.9624 | 2.979 | 2.9944 | 3.0069 | 3.0186 | 3.0286
Scenario 5: High TRC ZEAS Phase In | SCE | Ind | WholeBlg | Ind - Electronics | Electric Demand (MW) | Energy Efficiency | 0.18946 | 0.18962 | 0.19037 | 0.19146 | 0.1924 | 0.19327 | 0.19413 | 0.19495 | 0.19574 | 0.19643 | 0.19695 | 0.19746 | 0.1979
Scenario 5: High TRC ZEAS Phase In | SCE | Ind | WholeBlg | Ind - Electronics | Electric Energy (GWh/year) | Energy Efficiency | 1.3764 | 1.3775 | 1.3829 | 1.3908 | 1.3976 | 1.404 | 1.4101 | 1.4161 | 1.4218 | 1.4268 | 1.4306 | 1.4343 | 1.4374
Scenario 5: High TRC ZEAS Phase In | SCE | Ind | WholeBlg | Ind - Fabricated Metals | Electric Demand (MW) | Energy Efficiency | 0.26179 | 0.26355 | 0.26624 | 0.26859 | 0.27038 | 0.27167 | 0.27272 | 0.27359 | 0.27437 | 0.27505 | 0.27542 | 0.27567 | 0.27572
Scenario 5: High TRC ZEAS Phase In | SCE | Ind | WholeBlg | Ind - Fabricated Metals | Electric Energy (GWh/year) | Energy Efficiency | 1.9019 | 1.9146 | 1.9341 | 1.9512 | 1.9641 | 1.9735 | 1.9811 | 1.9873 | 1.993 | 1.9978 | 2.0005 | 2.0023 | 2.0027
Scenario 5: High TRC ZEAS Phase In | SCE | Ind | WholeBlg | Ind - Food | Electric Demand (MW) | Energy Efficiency | 0.54495 | 0.54278 | 0.5422 | 0.54258 | 0.54253 | 0.54232 | 0.54215 | 0.54178 | 0.54133 | 0.54069 | 0.5396 | 0.53849 | 0.53719
Scenario 5: High TRC ZEAS Phase In | SCE | Ind | WholeBlg | Ind - Food | Electric Energy (GWh/year) | Energy Efficiency | 3.9589 | 3.9431 | 3.9388 | 3.9415 | 3.9411 | 3.9395 | 3.9382 | 3.9354 | 3.9322 | 3.9274 | 3.9194 | 3.9113 | 3.9018
Scenario 5: High TRC ZEAS Phase In | SCE | Ind | WholeBlg | Ind - Industrial Machinery | Electric Demand (MW) | Energy Efficiency | 0.081888 | 0.082494 | 0.083427 | 0.084178 | 0.084669 | 0.085011 | 0.085355 | 0.085656 | 0.085948 | 0.086213 | 0.086371 | 0.086485 | 0.08653
Scenario 5: High TRC ZEAS Phase In | SCE | Ind | WholeBlg | Ind - Industrial Machinery | Electric Energy (GWh/year) | Energy Efficiency | 0.5949 | 0.59929 | 0.60606 | 0.6115 | 0.61506 | 0.61753 | 0.62003 | 0.6222 | 0.62431 | 0.62623 | 0.62736 | 0.62818 | 0.6285
Scenario 5: High TRC ZEAS Phase In | SCE | Ind | WholeBlg | Ind - Lumber & Furniture | Electric Demand (MW) | Energy Efficiency | 0.045111 | 0.045032 | 0.045092 | 0.045228 | 0.045335 | 0.045392 | 0.045408 | 0.045415 | 0.045415 | 0.045399 | 0.04535 | 0.0453 | 0.045232
Scenario 5: High TRC ZEAS Phase In | SCE | Ind | WholeBlg | Ind - Lumber & Furniture | Electric Energy (GWh/year) | Energy Efficiency | 0.32772 | 0.32714 | 0.32757 | 0.32855 | 0.32932 | 0.32974 | 0.32985 | 0.32989 | 0.32989 | 0.32977 | 0.32941 | 0.32904 | 0.32854
Scenario 5: High TRC ZEAS Phase In | SCE | Ind | WholeBlg | Ind - Paper | Electric Demand (MW) | Energy Efficiency | 0.17664 | 0.17325 | 0.1708 | 0.16916 | 0.16758 | 0.16592 | 0.16453 | 0.16334 | 0.16241 | 0.1617 | 0.16104 | 0.1605 | 0.16001
Scenario 5: High TRC ZEAS Phase In | SCE | Ind | WholeBlg | Ind - Paper | Electric Energy (GWh/year) | Energy Efficiency | 1.2832 | 1.2586 | 1.2408 | 1.2288 | 1.2173 | 1.2053 | 1.1952 | 1.1865 | 1.1798 | 1.1745 | 1.1697 | 1.1658 | 1.1622
Scenario 5: High TRC ZEAS Phase In | SCE | Ind | WholeBlg | Ind - Petroleum | Electric Demand (MW) | Energy Efficiency | 0.67636 | 0.67347 | 0.67274 | 0.67336 | 0.67348 | 0.67344 | 0.67326 | 0.67297 | 0.67256 | 0.67185 | 0.67055 | 0.66926 | 0.66778
Scenario 5: High TRC ZEAS Phase In | SCE | Ind | WholeBlg | Ind - Petroleum | Electric Energy (GWh/year) | Energy Efficiency | 4.9135 | 4.8925 | 4.8871 | 4.8916 | 4.8924 | 4.892 | 4.8906 | 4.8884 | 4.8854 | 4.8801 | 4.8706 | 4.8612 | 4.8503
Scenario 5: High TRC ZEAS Phase In | SCE | Ind | WholeBlg | Ind - Plastics | Electric Demand (MW) | Energy Efficiency | 0.31056 | 0.31022 | 0.31081 | 0.31192 | 0.31276 | 0.31344 | 0.31393 | 0.31423 | 0.31449 | 0.31461 | 0.31445 | 0.31427 | 0.31398
Scenario 5: High TRC ZEAS Phase In | SCE | Ind | WholeBlg | Ind - Plastics | Electric Energy (GWh/year) | Energy Efficiency | 2.2561 | 2.2537 | 2.2579 | 2.2659 | 2.272 | 2.2769 | 2.2804 | 2.2825 | 2.2844 | 2.2852 | 2.2841 | 2.2827 | 2.2806
Scenario 5: High TRC ZEAS Phase In | SCE | Ind | WholeBlg | Ind - Primary Metals | Electric Demand (MW) | Energy Efficiency | 0.14736 | 0.14901 | 0.15135 | 0.15374 | 0.15577 | 0.15759 | 0.15947 | 0.16129 | 0.16309 | 0.16481 | 0.16631 | 0.16772 | 0.16901
Scenario 5: High TRC ZEAS Phase In | SCE | Ind | WholeBlg | Ind - Primary Metals | Electric Energy (GWh/year) | Energy Efficiency | 1.0705 | 1.0825 | 1.0995 | 1.1168 | 1.1315 | 1.1448 | 1.1584 | 1.1716 | 1.1846 | 1.1971 | 1.208 | 1.2182 | 1.2276
Scenario 5: High TRC ZEAS Phase In | SCE | Ind | WholeBlg | Ind - Printing & Publishing | Electric Demand (MW) | Energy Efficiency | 0.052172 | 0.051966 | 0.051929 | 0.051991 | 0.052001 | 0.051966 | 0.051932 | 0.051892 | 0.051863 | 0.051824 | 0.05174 | 0.05165 | 0.051538
Scenario 5: High TRC ZEAS Phase In | SCE | Ind | WholeBlg | Ind - Printing & Publishing | Electric Energy (GWh/year) | Energy Efficiency | 0.37902 | 0.37751 | 0.37724 | 0.37769 | 0.37775 | 0.37749 | 0.37724 | 0.37694 | 0.37672 | 0.37644 | 0.37582 | 0.37516 | 0.37434
Scenario 5: High TRC ZEAS Phase In | SCE | Ind | WholeBlg | Ind - Stone-Glass-Clay | Electric Demand (MW) | Energy Efficiency | 0.26418 | 0.26735 | 0.27076 | 0.27424 | 0.27731 | 0.27996 | 0.28229 | 0.28451 | 0.2866 | 0.28858 | 0.29035 | 0.29215 | 0.29379
Scenario 5: High TRC ZEAS Phase In | SCE | Ind | WholeBlg | Ind - Stone-Glass-Clay | Electric Energy (GWh/year) | Energy Efficiency | 1.9192 | 1.9422 | 1.967 | 1.9922 | 2.0144 | 2.0337 | 2.0506 | 2.0667 | 2.0818 | 2.0962 | 2.109 | 2.1221 | 2.1339
Scenario 5: High TRC ZEAS Phase In | SCE | Ind | WholeBlg | Ind - Textiles | Electric Demand (MW) | Energy Efficiency | 0.036978 | 0.036893 | 0.03691 | 0.036933 | 0.036908 | 0.036846 | 0.036787 | 0.036701 | 0.036619 | 0.036535 | 0.036424 | 0.036318 | 0.036205
Scenario 5: High TRC ZEAS Phase In | SCE | Ind | WholeBlg | Ind - Textiles | Electric Energy (GWh/year) | Energy Efficiency | 0.26863 | 0.26801 | 0.26813 | 0.26829 | 0.26811 | 0.26766 | 0.26722 | 0.2666 | 0.266 | 0.26538 | 0.26457 | 0.26379 | 0.26297
Scenario 5: High TRC ZEAS Phase In | SCE | Ind | WholeBlg | Ind - Transportation Equipment | Electric Demand (MW) | Energy Efficiency | 0.31145 | 0.31232 | 0.31602 | 0.31858 | 0.31998 | 0.32073 | 0.32208 | 0.32338 | 0.32497 | 0.32661 | 0.32774 | 0.3285 | 0.3288
Scenario 5: High TRC ZEAS Phase In | SCE | Ind | WholeBlg | Ind - Transportation Equipment | Electric Energy (GWh/year) | Energy Efficiency | 2.2626 | 2.2689 | 2.2957 | 2.3143 | 2.3244 | 2.3299 | 2.3396 | 2.349 | 2.3606 | 2.3724 | 2.3805 | 2.386 | 2.3882
Scenario 5: High TRC ZEAS Phase In | SCE | Res | AppPlug | Res - Multi Family | Electric Demand (MW) | Energy Efficiency | 0 | 0 | 0 | 0 | 0 | 0 | 0 | 0 | 0 | 0 | 0 | 0 | 0
Scenario 5: High TRC ZEAS Phase In | SCE | Res | AppPlug | Res - Multi Family | Electric Energy (GWh/year) | Energy Efficiency | 0 | 0 | 0 | 0 | 0 | 0 | 0 | 0 | 0 | 0 | 0 | 0 | 0
Scenario 5: High TRC ZEAS Phase In | SCE | Res | AppPlug | Res - Multi Family | Electric Energy (GWh/year) | Fuel Substitution | -0.011429 | -0.012332 | -0.01324 | -0.014154 | -0.015074 | -0.015997 | 0 | 0 | 0 | 0 | 0 | 0 | 0
Scenario 5: High TRC ZEAS Phase In | SCE | Res | AppPlug | Res - Multi Family | Gas Energy (MMTherm/year) | Energy Efficiency | 0 | 0 | 0 | 0 | 0 | 0 | 0 | 0 | 0 | 0 | 0 | 0 | 0
Scenario 5: High TRC ZEAS Phase In | SCE | Res | AppPlug | Res - Multi Family | Gas Energy (MMTherm/year) | Fuel Substitution | 0.0023277 | 0.0025117 | 0.0026966 | 0.0028828 | 0.0030702 | 0.0032582 | 0 | 0 | 0 | 0 | 0 | 0 | 0
Scenario 5: High TRC ZEAS Phase In | SCE | Res | AppPlug | Res - Single Family | Electric Demand (MW) | Energy Efficiency | 0 | 0 | 0 | 0 | 0 | 0 | 0 | 0 | 0 | 0 | 0 | 0 | 0
Scenario 5: High TRC ZEAS Phase In | SCE | Res | AppPlug | Res - Single Family | Electric Energy (GWh/year) | Energy Efficiency | 0 | 0 | 0 | 0 | 0 | 0 | 0 | 0 | 0 | 0 | 0 | 0 | 0
Scenario 5: High TRC ZEAS Phase In | SCE | Res | AppPlug | Res - Single Family | Electric Energy (GWh/year) | Fuel Substitution | -0.07918 | -0.085846 | -0.09239 | -0.098879 | -0.10535 | -0.11184 | 0 | 0 | 0 | 0 | 0 | 0 | 0
Scenario 5: High TRC ZEAS Phase In | SCE | Res | AppPlug | Res - Single Family | Gas Energy (MMTherm/year) | Energy Efficiency | 0 | 0 | 0 | 0 | 0 | 0 | 0 | 0 | 0 | 0 | 0 | 0 | 0
Scenario 5: High TRC ZEAS Phase In | SCE | Res | AppPlug | Res - Single Family | Gas Energy (MMTherm/year) | Fuel Substitution | 0.016072 | 0.017425 | 0.018754 | 0.020071 | 0.021385 | 0.022701 | 0 | 0 | 0 | 0 | 0 | 0 | 0
Scenario 5: High TRC ZEAS Phase In | SCE | Res | BROs | Income Qualified - Multi Family IQ | Electric Demand (MW) | Energy Efficiency | 2.6492 | 2.7675 | 2.8929 | 3.0048 | 3.0809 | 3.1625 | 3.2358 | 3.3198 | 3.4 | 3.4841 | 3.5569 | 3.6463 | 3.7381
Scenario 5: High TRC ZEAS Phase In | SCE | Res | BROs | Income Qualified - Multi Family IQ | Electric Energy (GWh/year) | Energy Efficiency | 11.846 | 12.4085 | 13.0114 | 13.5709 | 13.9959 | 14.4595 | 14.8998 | 15.4065 | 15.9147 | 16.4624 | 16.9806 | 17.605 | 18.2718
Scenario 5: High TRC ZEAS Phase In | SCE | Res | BROs | Income Qualified - Single Family IQ | Electric Demand (MW) | Energy Efficiency | 9.0294 | 9.3687 | 9.7261 | 10.067 | 10.2865 | 10.5247 | 10.7392 | 10.9854 | 11.2183 | 11.4547 | 11.6538 | 11.9071 | 12.1677
Scenario 5: High TRC ZEAS Phase In | SCE | Res | BROs | Income Qualified - Single Family IQ | Electric Energy (GWh/year) | Energy Efficiency | 40.3774 | 42.0082 | 43.7462 | 45.4696 | 46.7327 | 48.1237 | 49.4539 | 50.9844 | 52.5144 | 54.1291 | 55.6414 | 57.4964 | 59.4833
Scenario 5: High TRC ZEAS Phase In | SCE | Res | BROs | Res - Multi Family | Electric Demand (MW) | Energy Efficiency | 19.6664 | 20.4106 | 21.195 | 21.9413 | 22.4232 | 22.9459 | 23.4166 | 23.9569 | 24.4684 | 24.9885 | 25.4271 | 25.9842 | 26.5574
Scenario 5: High TRC ZEAS Phase In | SCE | Res | BROs | Res - Multi Family | Electric Energy (GWh/year) | Energy Efficiency | 87.9402 | 91.5157 | 95.3273 | 99.0972 | 101.8653 | 104.9126 | 107.8264 | 111.1788 | 114.5307 | 118.0714 | 121.3894 | 125.4558 | 129.8108
Scenario 5: High TRC ZEAS Phase In | SCE | Res | BROs | Res - Single Family | Electric Demand (MW) | Energy Efficiency | 4.7019 | 4.913 | 5.1369 | 5.336 | 5.4716 | 5.6171 | 5.7476 | 5.8972 | 6.0401 | 6.19 | 6.3198 | 6.4792 | 6.6427
Scenario 5: High TRC ZEAS Phase In | SCE | Res | BROs | Res - Single Family | Electric Energy (GWh/year) | Energy Efficiency | 21.0259 | 22.0293 | 23.1049 | 24.101 | 24.8581 | 25.6837 | 26.4676 | 27.3698 | 28.2747 | 29.2506 | 30.174 | 31.2862 | 32.4738
Scenario 5: High TRC ZEAS Phase In | SCE | Res | BldgEnv | Res - Single Family | Electric Demand (MW) | Energy Efficiency | 0.022623 | 0.025907 | 0.027346 | 0.027694 | 0.028122 | 0.027758 | 0.027036 | 0.025681 | 0.015919 | 0 | 0 | 0 | 0
Scenario 5: High TRC ZEAS Phase In | SCE | Res | BldgEnv | Res - Single Family | Electric Energy (GWh/year) | Energy Efficiency | 0.010421 | 0.012143 | 0.013404 | 0.014336 | 0.01527 | 0.015968 | 0.016553 | 0.016562 | -0.0067389 | 0 | 0 | 0 | 0
Scenario 5: High TRC ZEAS Phase In | SCE | Res | BldgEnv | Res - Single Family | Gas Energy (MMTherm/year) | Energy Efficiency | 0.0064075 | 0.0071407 | 0.0074846 | 0.007591 | 0.0077144 | 0.007665 | 0.0075374 | 0.0072547 | 0.0034988 | 0 | 0 | 0 | 0
Scenario 5: High TRC ZEAS Phase In | SCE | Res | HVAC | Res - Multi Family | Electric Demand (MW) | Energy Efficiency | 0.0038053 | 1.3512 | 1.0758 | 0.83745 | 0.0047172 | 0.47783 | 0.35416 | 0.25581 | 0.17972 | 0.12189 | 0.078267 | 0.045564 | 0.021152
Scenario 5: High TRC ZEAS Phase In | SCE | Res | HVAC | Res - Multi Family | Electric Demand (MW) | Fuel Substitution | 0 | 0 | 0 | 0 | 1.3774e-07 | 1.4662e-07 | 1.5443e-07 | 1.5949e-07 | 1.6237e-07 | 1.6373e-07 | 1.6409e-07 | 1.6381e-07 | 1.6313e-07
Scenario 5: High TRC ZEAS Phase In | SCE | Res | HVAC | Res - Multi Family | Electric Energy (GWh/year) | Energy Efficiency | 0.035149 | 1.5164 | 1.2161 | 0.95625 | 0.043572 | 0.56423 | 0.46066 | 0.36038 | 0.27816 | 0.21561 | 0.16837 | 0.13291 | 0.10631
Scenario 5: High TRC ZEAS Phase In | SCE | Res | HVAC | Res - Multi Family | Electric Energy (GWh/year) | Fuel Substitution | 4.5249e-06 | 3.9058e-06 | 3.9258e-06 | 7.4214e-06 | 1.3028e-06 | 1.387e-06 | 1.4612e-06 | 1.5094e-06 | 1.5368e-06 | 1.5499e-06 | 1.5534e-06 | 1.5508e-06 | 1.5446e-06
Scenario 5: High TRC ZEAS Phase In | SCE | Res | HVAC | Res - Multi Family | Gas Energy (MMTherm/year) | Fuel Substitution | 7.6475e-06 | 8.1818e-06 | 8.2452e-06 | 1.0306e-05 | 0 | 0 | 0 | 0 | 0 | 0 | 0 | 0 | 0
Scenario 5: High TRC ZEAS Phase In | SCE | Res | HVAC | Res - Single Family | Electric Demand (MW) | Energy Efficiency | 0.87511 | 16.242 | 13.3167 | 10.7713 | 1.1605 | 6.9184 | 5.4995 | 4.4139 | 2.5561 | 1.7221 | 1.2335 | 0.86563 | 0.58995
Scenario 5: High TRC ZEAS Phase In | SCE | Res | HVAC | Res - Single Family | Electric Demand (MW) | Fuel Substitution | 0 | 0 | 0 | 0 | 5.0223e-06 | 5.2832e-06 | 5.5438e-06 | 5.6968e-06 | 1.0449e-06 | 1.0651e-06 | 1.0767e-06 | 1.0827e-06 | 1.0851e-06
Scenario 5: High TRC ZEAS Phase In | SCE | Res | HVAC | Res - Single Family | Electric Energy (GWh/year) | Energy Efficiency | 0.81128 | 9.8565 | 8.1668 | 6.6942 | 1.0769 | 4.4674 | 3.6261 | 2.9925 | 1.566 | 1.0139 | 0.72733 | 0.51163 | 0.34996
Scenario 5: High TRC ZEAS Phase In | SCE | Res | HVAC | Res - Single Family | Electric Energy (GWh/year) | Fuel Substitution | -0.0007263 | -0.00075493 | -0.00076535 | -0.00077908 | 3.1658e-05 | 3.3224e-05 | 3.4932e-05 | 3.6005e-05 | 7.2075e-06 | 7.3473e-06 | 7.4273e-06 | 7.4686e-06 | 7.4853e-06
Scenario 5: High TRC ZEAS Phase In | SCE | Res | HVAC | Res - Single Family | Gas Energy (MMTherm/year) | Energy Efficiency | -0.0022129 | -0.0024567 | -0.0026487 | -0.0027989 | -0.0029399 | -0.003042 | -0.002895 | -0.0028999 | -0.00045554 | 0 | 0 | 0 | 0
Scenario 5: High TRC ZEAS Phase In | SCE | Res | HVAC | Res - Single Family | Gas Energy (MMTherm/year) | Fuel Substitution | 0.00020672 | 0.00021427 | 0.0002171 | 0.00022166 | 0 | 0 | 0 | 0 | 0 | 0 | 0 | 0 | 0
Scenario 5: High TRC ZEAS Phase In | SCE | Res | WaterHeat | Res - Multi Family | Electric Demand (MW) | Energy Efficiency | 0.00027313 | 0.00071654 | 0.00081356 | 0.00084123 | 0.0062477 | 0.018604 | 0.02354 | 0.024547 | 0.025519 | 0.026465 | 0.027407 | 0.028844 | 0.030512
Scenario 5: High TRC ZEAS Phase In | SCE | Res | WaterHeat | Res - Multi Family | Electric Demand (MW) | Fuel Substitution | 0 | 0 | 0.043005 | 0.099209 | 0.1708 | 0.18614 | 0.19528 | 0.20001 | 0.20374 | 0.20581 | 0.20593 | 0.20488 | 0.20315
Scenario 5: High TRC ZEAS Phase In | SCE | Res | WaterHeat | Res - Multi Family | Electric Energy (GWh/year) | Energy Efficiency | 0.0019621 | 0.0044706 | 0.0050289 | 0.0051853 | 0.032321 | 0.097882 | 0.12412 | 0.12941 | 0.13451 | 0.13947 | 0.14442 | 0.15201 | 0.16083
Scenario 5: High TRC ZEAS Phase In | SCE | Res | WaterHeat | Res - Multi Family | Electric Energy (GWh/year) | Fuel Substitution | -11.1444 | -11.0065 | -42.6658 | -41.8977 | -40.8818 | -40.4439 | 1.0836 | 1.1097 | 1.1303 | 1.1417 | 1.1423 | 1.1364 | 1.1268
Scenario 5: High TRC ZEAS Phase In | SCE | Res | WaterHeat | Res - Multi Family | Gas Energy (MMTherm/year) | Fuel Substitution | 0.88607 | 0.87339 | 3.0394 | 2.9857 | 2.913 | 2.8882 | 0 | 0 | 0 | 0 | 0 | 0 | 0
Scenario 5: High TRC ZEAS Phase In | SCE | Res | WaterHeat | Res - Single Family | Electric Demand (MW) | Energy Efficiency | 0.015103 | 0.017239 | 0.0189 | 0.020318 | 0.021738 | 0.022948 | 0.024036 | 0.025056 | 0.023499 | 0.023987 | 0.024949 | 0.026042 | 0.027156
Scenario 5: High TRC ZEAS Phase In | SCE | Res | WaterHeat | Res - Single Family | Electric Demand (MW) | Fuel Substitution | 0 | 0 | 0.30946 | 0.70917 | 1.2172 | 1.3244 | 1.3879 | 1.4208 | 1.4468 | 1.4611 | 1.4621 | 1.4549 | 1.4431
Scenario 5: High TRC ZEAS Phase In | SCE | Res | WaterHeat | Res - Single Family | Electric Energy (GWh/year) | Energy Efficiency | 0.077402 | 0.088302 | 0.096841 | 0.10413 | 0.11142 | 0.11764 | 0.12322 | 0.12845 | 0.122 | 0.12476 | 0.12975 | 0.13541 | 0.14118
Scenario 5: High TRC ZEAS Phase In | SCE | Res | WaterHeat | Res - Single Family | Electric Energy (GWh/year) | Fuel Substitution | -7.5066 | -7.2448 | -3.6598 | 0.82975 | 6.699 | 7.2884 | 7.6371 | 7.8174 | 7.9593 | 8.0375 | 8.0422 | 8.0024 | 7.9371
Scenario 5: High TRC ZEAS Phase In | SCE | Res | WaterHeat | Res - Single Family | Gas Energy (MMTherm/year) | Fuel Substitution | 1.0428 | 1.0062 | 0.74479 | 0.42675 | 0 | 0 | 0 | 0 | 0 | 0 | 0 | 0 | 0
Scenario 5: High TRC ZEAS Phase In | SCE | Res | WholeBlg | Res - Multi Family | Electric Demand (MW) | Energy Efficiency | 0 | 0 | 0 | 0 | 0 | 0 | 0 | 0 | 0 | 0 | 0 | 0 | 0
Scenario 5: High TRC ZEAS Phase In | SCE | Res | WholeBlg | Res - Multi Family | Electric Energy (GWh/year) | Energy Efficiency | 0 | 0 | 0 | 0 | 0 | 0 | 0 | 0 | 0 | 0 | 0 | 0 | 0
Scenario 5: High TRC ZEAS Phase In | SCE | Res | WholeBlg | Res - Multi Family | Gas Energy (MMTherm/year) | Energy Efficiency | 0 | 0 | 0 | 0 | 0 | 0 | 0 | 0 | 0 | 0 | 0 | 0 | 0
Scenario 5: High TRC ZEAS Phase In | SCE | Res | WholeBlg | Res - Single Family | Electric Demand (MW) | Energy Efficiency | 0 | 0 | 0 | 0 | 0 | 0 | 0 | 0 | 0.06255 | 0.056604 | 0.051415 | 0.047124 | 0.043171
Scenario 5: High TRC ZEAS Phase In | SCE | Res | WholeBlg | Res - Single Family | Electric Energy (GWh/year) | Energy Efficiency | 0 | 0 | 0 | 0 | 0 | 0 | 0 | 0 | 0.28002 | 0.25341 | 0.23018 | 0.21097 | 0.19327
Scenario 5: High TRC ZEAS Phase In | SCE | Res | WholeBlg | Res - Single Family | Gas Energy (MMTherm/year) | Energy Efficiency | 0 | 0 | 0 | 0 | 0 | 0 | 0 | 0 | 0.0016146 | 0.0014611 | 0.0013272 | 0.0012164 | 0.0011144
Scenario 5: High TRC ZEAS Phase In | SCG | Ag | WholeBlg | Ag - Dairies, fishing, hunting | Gas Energy (MMTherm/year) | Energy Efficiency | 0.0049239 | 0.0049239 | 0.0049239 | 0.0049239 | 0.0049239 | 0.0049239 | 0.0049239 | 0.0049239 | 0.0049239 | 0.0049239 | 0.0049239 | 0.0049239 | 0.0049239
Scenario 5: High TRC ZEAS Phase In | SCG | Ag | WholeBlg | Ag - Irrigated Agriculture, vineyards, forestry and greenhouses | Gas Energy (MMTherm/year) | Energy Efficiency | 0.021124 | 0.021124 | 0.021124 | 0.021124 | 0.021124 | 0.021124 | 0.021124 | 0.021124 | 0.021124 | 0.021124 | 0.021124 | 0.021124 | 0.021124
Scenario 5: High TRC ZEAS Phase In | SCG | Ag | WholeBlg | Ag - Water pumping | Gas Energy (MMTherm/year) | Energy Efficiency | 0.0069376 | 0.0069376 | 0.0069376 | 0.0069376 | 0.0069376 | 0.0069376 | 0.0069376 | 0.0069376 | 0.0069376 | 0.0069376 | 0.0069376 | 0.0069376 | 0.0069376
Scenario 5: High TRC ZEAS Phase In | SCG | Com | AppPlug | Com - Health | Gas Energy (MMTherm/year) | Energy Efficiency | 0.88118 | 0.9768 | 1.0673 | 1.1297 | 1.1888 | 1.2347 | 1.2715 | 1.2873 | 1.2852 | 1.2611 | 1.2188 | 1.1711 | 1.1122
Scenario 5: High TRC ZEAS Phase In | SCG | Com | AppPlug | Com - Lodging | Gas Energy (MMTherm/year) | Energy Efficiency | 0.61486 | 0.67733 | 0.73754 | 0.7717 | 0.80371 | 0.83067 | 0.85495 | 0.86521 | 0.86503 | 0.85462 | 0.83525 | 0.80659 | 0.77021
Scenario 5: High TRC ZEAS Phase In | SCG | Com | AppPlug | Com - Other | Gas Energy (MMTherm/year) | Energy Efficiency | 0.0019687 | 0.0022813 | 0.002613 | 0.0029519 | 0.00013947 | 0.007061 | 0.0039923 | 0.018042 | 0.015486 | 0.01313 | 0.01106 | 0.0093022 | 0.007886
Scenario 5: High TRC ZEAS Phase In | SCG | Com | BldgEnv | Com - College | Electric Demand (MW) | Energy Efficiency | 0.0042218 | 0.0042063 | 0.0040509 | 0.0037642 | 0.0033638 | 0.0029066 | 0.0024523 | 0.001967 | 0.0015199 | 0.0011242 | 0.00079239 | 0.00053854 | 0.00050454
Scenario 5: High TRC ZEAS Phase In | SCG | Com | BldgEnv | Com - College | Electric Energy (GWh/year) | Energy Efficiency | 0.0014365 | 0.0014312 | 0.0013784 | 0.0012809 | 0.0011447 | 0.00098915 | 0.00083226 | 0.00066776 | 0.00051622 | 0.00038211 | 0.00026966 | 0.00018367 | 0.00017219
Scenario 5: High TRC ZEAS Phase In | SCG | Com | BldgEnv | Com - College | Gas Energy (MMTherm/year) | Energy Efficiency | 0.0038306 | 0.0038046 | 0.0036404 | 0.0033492 | 0.0029551 | 0.0025007 | 0.0020267 | 0.0015574 | 0.0011255 | 0.00074567 | 0.00042584 | 0.00016987 | 0.00013495
Scenario 5: High TRC ZEAS Phase In | SCG | Com | BldgEnv | Com - Grocery | Electric Demand (MW) | Energy Efficiency | 0.0042404 | 0.0029403 | 0.0016683 | 0.00086289 | 0.00088135 | 0.00081136 | 0.00084764 | 0.00088711 | 0.00091973 | 0.00094645 | 0.00097416 | 0.00099679 | 0.0010187
Scenario 5: High TRC ZEAS Phase In | SCG | Com | BldgEnv | Com - Grocery | Electric Energy (GWh/year) | Energy Efficiency | 0.0014433 | 0.001001 | 0.00056836 | 0.00029447 | 0.00030076 | 0.00027683 | 0.0002892 | 0.00030267 | 0.0003138 | 0.00032292 | 0.00033237 | 0.00034009 | 0.00034757
Scenario 5: High TRC ZEAS Phase In | SCG | Com | BldgEnv | Com - Grocery | Gas Energy (MMTherm/year) | Energy Efficiency | 0.0029028 | 0.0018464 | 0.00081727 | 0.00015934 | 0.00016625 | 0.00016612 | 0.00017358 | 0.0001817 | 0.00018841 | 0.00019391 | 0.00019961 | 0.00020426 | 0.00020876
Scenario 5: High TRC ZEAS Phase In | SCG | Com | BldgEnv | Com - Health | Electric Demand (MW) | Energy Efficiency | 0.0060866 | 0.0054975 | 0.0047354 | 0.0038537 | 0.002979 | 0.0021518 | 0.0014429 | 0.0010524 | 0.00099671 | 0.00091515 | 0.00090958 | 0.00094889 | 0.00099405
Scenario 5: High TRC ZEAS Phase In | SCG | Com | BldgEnv | Com - Health | Electric Energy (GWh/year) | Energy Efficiency | 0.0029019 | 0.0026215 | 0.0022587 | 0.0018388 | 0.0014223 | 0.0010285 | 0.00069096 | 0.00050496 | 0.0004782 | 0.00043902 | 0.00043635 | 0.0004552 | 0.00047687
Scenario 5: High TRC ZEAS Phase In | SCG | Com | BldgEnv | Com - Health | Gas Energy (MMTherm/year) | Energy Efficiency | 0.0037239 | 0.0033066 | 0.0027698 | 0.0021645 | 0.0015572 | 0.00098695 | 0.00048924 | 0.00021947 | 0.00021377 | 0.00020275 | 0.0002015 | 0.00021021 | 0.00022022
Scenario 5: High TRC ZEAS Phase In | SCG | Com | BldgEnv | Com - Lodging | Electric Demand (MW) | Energy Efficiency | 0.00016434 | 0.00019883 | 0.00024006 | 0.00028918 | 0.00034753 | 0.00041647 | 0.00049745 | 0.00059184 | 0.001228 | 0.0014464 | 0.0016923 | 0.0019641 | 0.0022577
Scenario 5: High TRC ZEAS Phase In | SCG | Com | BldgEnv | Com - Lodging | Electric Energy (GWh/year) | Energy Efficiency | 0.00010566 | 0.00012782 | 0.00015433 | 0.00018589 | 0.00022339 | 0.00026771 | 0.00031975 | 0.00038041 | 0.00079491 | 0.00093633 | 0.0010955 | 0.0012714 | 0.0014615
Scenario 5: High TRC ZEAS Phase In | SCG | Com | BldgEnv | Com - Lodging | Gas Energy (MMTherm/year) | Energy Efficiency | 6.1967e-05 | 7.5073e-05 | 9.0751e-05 | 0.00010944 | 0.00013165 | 0.00015791 | 0.00018877 | 0.00022475 | 0.00046235 | 0.00054479 | 0.00063758 | 0.00074015 | 0.00085094
Scenario 5: High TRC ZEAS Phase In | SCG | Com | BldgEnv | Com - Office (Large) | Electric Demand (MW) | Energy Efficiency | 0.0044593 | 0.0046327 | 0.0047628 | 0.004887 | 0.0050237 | 0.0051514 | 0.0052353 | 0.0053068 | 0.0053214 | 0.0053115 | 0.0053129 | 0.0052862 | 0.0052622
Scenario 5: High TRC ZEAS Phase In | SCG | Com | BldgEnv | Com - Office (Large) | Electric Energy (GWh/year) | Energy Efficiency | 0.0015214 | 0.0015806 | 0.001625 | 0.0016674 | 0.001714 | 0.0017576 | 0.0017862 | 0.0018106 | 0.0018156 | 0.0018122 | 0.0018127 | 0.0018036 | 0.0017954
Scenario 5: High TRC ZEAS Phase In | SCG | Com | BldgEnv | Com - Office (Large) | Gas Energy (MMTherm/year) | Energy Efficiency | 0.00057006 | 0.00059231 | 0.00060899 | 0.00062492 | 0.00064247 | 0.00065886 | 0.00066966 | 0.00067887 | 0.0006808 | 0.00067958 | 0.0006798 | 0.00067641 | 0.00067335
Scenario 5: High TRC ZEAS Phase In | SCG | Com | BldgEnv | Com - Office (Small) | Electric Demand (MW) | Energy Efficiency | 0.0025867 | 0.0018887 | 0.00122 | 0.00074915 | 9.6687e-05 | 0.0075342 | 0.00077527 | 0.00079866 | 0.00081887 | 0.00083567 | 0.00085151 | 0.00086456 | 0.00087675
Scenario 5: High TRC ZEAS Phase In | SCG | Com | BldgEnv | Com - Office (Small) | Electric Energy (GWh/year) | Energy Efficiency | 0.00087862 | 0.00064209 | 0.00041549 | 0.0002556 | 3.3031e-05 | 0.0025706 | 0.00026451 | 0.00027249 | 0.00027939 | 0.00028512 | 0.00029053 | 0.00029498 | 0.00029914
Scenario 5: High TRC ZEAS Phase In | SCG | Com | BldgEnv | Com - Office (Small) | Gas Energy (MMTherm/year) | Energy Efficiency | 0.00073384 | 0.00048011 | 0.00023774 | 9.5615e-05 | 8.0188e-06 | 0.00096212 | 9.8972e-05 | 0.00010197 | 0.00010456 | 0.00010671 | 0.00010874 | 0.00011042 | 0.00011198
Scenario 5: High TRC ZEAS Phase In | SCG | Com | BldgEnv | Com - Other | Electric Demand (MW) | Energy Efficiency | 0.011844 | 0.010666 | 0.0091259 | 0.0073898 | 0.0041899 | 0.0054622 | 0.0025344 | 0.0017639 | 0.0018239 | 0.0018885 | 0.0019519 | 0.0020073 | 0.0020645
Scenario 5: High TRC ZEAS Phase In | SCG | Com | BldgEnv | Com - Other | Electric Energy (GWh/year) | Energy Efficiency | 0.0040326 | 0.0036316 | 0.0031076 | 0.0025168 | 0.0014263 | 0.0018625 | 0.00086371 | 0.00060221 | 0.00062271 | 0.00064474 | 0.0006664 | 0.00068531 | 0.00070484
Scenario 5: High TRC ZEAS Phase In | SCG | Com | BldgEnv | Com - Other | Gas Energy (MMTherm/year) | Energy Efficiency | 0.0087139 | 0.0077339 | 0.0064667 | 0.0050462 | 0.0031752 | 0.0027033 | 0.0010702 | 0.00052947 | 0.0005475 | 0.00056687 | 0.00058591 | 0.00060254 | 0.00061972
Scenario 5: High TRC ZEAS Phase In | SCG | Com | BldgEnv | Com - Refrig. Warehouse | Electric Demand (MW) | Energy Efficiency | 0.00085803 | 9.4359e-05 | 1.4058e-05 | 0.00091279 | 0.00036754 | 0.0004113 | 0.00045683 | 0.00050096 | 0.00086796 | 0.00092943 | 0.00097621 | 0.0010056 | 0.0010124
Scenario 5: High TRC ZEAS Phase In | SCG | Com | BldgEnv | Com - Refrig. Warehouse | Electric Energy (GWh/year) | Energy Efficiency | 0.00029495 | 3.2297e-05 | 6.153e-06 | 0.00031401 | 0.00012749 | 0.00014271 | 0.00015856 | 0.00017392 | 0.00029957 | 0.0003208 | 0.00033694 | 0.00034706 | 0.00034942
Scenario 5: High TRC ZEAS Phase In | SCG | Com | BldgEnv | Com - Refrig. Warehouse | Gas Energy (MMTherm/year) | Energy Efficiency | 0.00016833 | 1.8082e-05 | 6.7111e-06 | 0.00017951 | 0.00011757 | 0.00013299 | 0.00014897 | 0.00016457 | 0.00029608 | 0.00031775 | 0.00033416 | 0.00034403 | 0.0003458
Scenario 5: High TRC ZEAS Phase In | SCG | Com | BldgEnv | Com - Restaurant | Electric Demand (MW) | Energy Efficiency | 0.00066666 | 0.0007195 | 0.0007714 | 0.00082331 | 0.00087673 | 0.00092016 | 0.00095754 | 0.00099614 | 0.0010314 | 0.0010618 | 0.0010916 | 0.0011171 | 0.0011423
Scenario 5: High TRC ZEAS Phase In | SCG | Com | BldgEnv | Com - Restaurant | Electric Energy (GWh/year) | Energy Efficiency | 0.0002275 | 0.00024553 | 0.00026324 | 0.00028095 | 0.00029918 | 0.000314 | 0.00032676 | 0.00033993 | 0.00035196 | 0.00036232 | 0.0003725 | 0.00038121 | 0.0003898
Scenario 5: High TRC ZEAS Phase In | SCG | Com | BldgEnv | Com - Restaurant | Gas Energy (MMTherm/year) | Energy Efficiency | 0.00017695 | 0.00019097 | 0.00020475 | 0.00021853 | 0.00023271 | 0.00024424 | 0.00025416 | 0.0002644 | 0.00027377 | 0.00028182 | 0.00028974 | 0.00029651 | 0.0003032
Scenario 5: High TRC ZEAS Phase In | SCG | Com | BldgEnv | Com - Retail | Electric Demand (MW) | Energy Efficiency | 0.021345 | 0.018425 | 0.014937 | 0.0031779 | 0.0064359 | 0.0095029 | 0.0035937 | 0.0036949 | 0.0034955 | 0.0035992 | 0.0037035 | 0.00379 | 0.003875
Scenario 5: High TRC ZEAS Phase In | SCG | Com | BldgEnv | Com - Retail | Electric Energy (GWh/year) | Energy Efficiency | 0.0072639 | 0.0062706 | 0.0050843 | 0.0010846 | 0.0021896 | 0.0032399 | 0.0012265 | 0.001261 | 0.0011928 | 0.0012282 | 0.0012638 | 0.0012933 | 0.0013223
Scenario 5: High TRC ZEAS Phase In | SCG | Com | BldgEnv | Com - Retail | Gas Energy (MMTherm/year) | Energy Efficiency | 0.02883 | 0.024247 | 0.018853 | 0.0010643 | 0.0090764 | 0.0063243 | 0.0012222 | 0.0012675 | 0.0012613 | 0.0012986 | 0.0013362 | 0.0013673 | 0.001398
Scenario 5: High TRC ZEAS Phase In | SCG | Com | BldgEnv | Com - School | Electric Demand (MW) | Energy Efficiency | 0.0009696 | 0.0010161 | 0.0010621 | 0.0011019 | 0.0011226 | 0.0011536 | 0.0011708 | 0.0011856 | 0.0012015 | 0.0012189 | 0.0012298 | 0.001246 | 0.0012533
Scenario 5: High TRC ZEAS Phase In | SCG | Com | BldgEnv | Com - School | Electric Energy (GWh/year) | Energy Efficiency | 0.00033081 | 0.00034667 | 0.00036238 | 0.00037597 | 0.00038303 | 0.00039358 | 0.00039947 | 0.00040449 | 0.00040994 | 0.00041588 | 0.0004196 | 0.0004251 | 0.00042761
Scenario 5: High TRC ZEAS Phase In | SCG | Com | BldgEnv | Com - School | Gas Energy (MMTherm/year) | Energy Efficiency | 0.00012394 | 0.0001299 | 0.0001358 | 0.00014091 | 0.00014356 | 0.00014753 | 0.00014976 | 0.00015165 | 0.00015371 | 0.00015595 | 0.00015736 | 0.00015943 | 0.00016037
Scenario 5: High TRC ZEAS Phase In | SCG | Com | BldgEnv | Com - Warehouse | Electric Demand (MW) | Energy Efficiency | 0.0072054 | 0.0082026 | 0.0091677 | 0.010078 | 0.010876 | 0.011475 | 0.011815 | 0.011874 | 0.019033 | 0.018044 | 0.016646 | 0.014944 | 0.01309
Scenario 5: High TRC ZEAS Phase In | SCG | Com | BldgEnv | Com - Warehouse | Electric Energy (GWh/year) | Energy Efficiency | 0.0046018 | 0.0052378 | 0.0058532 | 0.006434 | 0.0069439 | 0.0073268 | 0.0075451 | 0.0075843 | 0.012268 | 0.011632 | 0.010733 | 0.0096378 | 0.008445
Scenario 5: High TRC ZEAS Phase In | SCG | Com | BldgEnv | Com - Warehouse | Gas Energy (MMTherm/year) | Energy Efficiency | 0.0039327 | 0.0044981 | 0.0050495 | 0.0055622 | 0.0060009 | 0.0063231 | 0.0064949 | 0.0064967 | 0.010786 | 0.010165 | 0.0092985 | 0.0082541 | 0.0071164
Scenario 5: High TRC ZEAS Phase In | SCG | Com | FoodServ | Com - College | Electric Demand (MW) | Energy Efficiency | 0.0022199 | 0.0023973 | 0.002608 | 0.0028302 | 0.0029977 | 0.0032218 | 0.0034444 | 0.0036206 | 0.0037907 | 0.003933 | 0.0040872 | 0.0043541 | 0.0045033
Scenario 5: High TRC ZEAS Phase In | SCG | Com | FoodServ | Com - College | Electric Energy (GWh/year) | Energy Efficiency | 0.010873 | 0.011736 | 0.012761 | 0.013844 | 0.01466 | 0.015752 | 0.016837 | 0.017695 | 0.018523 | 0.019215 | 0.019965 | 0.021266 | 0.021991
Scenario 5: High TRC ZEAS Phase In | SCG | Com | FoodServ | Com - College | Gas Energy (MMTherm/year) | Energy Efficiency | 0.011797 | 0.012353 | 0.012911 | 0.013436 | 0.013824 | 0.01425 | 0.014605 | 0.014843 | 0.015038 | 0.015162 | 0.016089 | 0.016624 | 0.01673
Scenario 5: High TRC ZEAS Phase In | SCG | Com | FoodServ | Com - Grocery | Electric Demand (MW) | Energy Efficiency | 0.013503 | 0.014698 | 0.015762 | 0.016845 | 0.01794 | 0.01903 | 0.020037 | 0.021107 | 0.02209 | 0.022999 | 0.02394 | 0.024816 | 0.025695
Scenario 5: High TRC ZEAS Phase In | SCG | Com | FoodServ | Com - Grocery | Electric Energy (GWh/year) | Energy Efficiency | 0.066142 | 0.071936 | 0.077098 | 0.082355 | 0.087671 | 0.092964 | 0.097859 | 0.10305 | 0.10783 | 0.11224 | 0.1168 | 0.12105 | 0.1253
Scenario 5: High TRC ZEAS Phase In | SCG | Com | FoodServ | Com - Grocery | Gas Energy (MMTherm/year) | Energy Efficiency | 0.092806 | 0.097899 | 0.10233 | 0.10655 | 0.11052 | 0.11411 | 0.11716 | 0.12011 | 0.12239 | 0.12422 | 0.1448 | 0.15477 | 0.15728
Scenario 5: High TRC ZEAS Phase In | SCG | Com | FoodServ | Com - Health | Electric Demand (MW) | Energy Efficiency | 0.0057823 | 0.0063689 | 0.0070068 | 0.0074477 | 0.0080093 | 0.0084997 | 0.0091437 | 0.0096159 | 0.010068 | 0.010346 | 0.010557 | 0.011179 | 0.011873
Scenario 5: High TRC ZEAS Phase In | SCG | Com | FoodServ | Com - Health | Electric Energy (GWh/year) | Energy Efficiency | 0.028183 | 0.031031 | 0.034132 | 0.036273 | 0.039005 | 0.04139 | 0.044527 | 0.046824 | 0.049025 | 0.050375 | 0.051397 | 0.054422 | 0.057804
Scenario 5: High TRC ZEAS Phase In | SCG | Com | FoodServ | Com - Health | Gas Energy (MMTherm/year) | Energy Efficiency | 0.031774 | 0.033593 | 0.035368 | 0.03666 | 0.038028 | 0.03913 | 0.04036 | 0.041206 | 0.041902 | 0.04223 | 0.046484 | 0.048737 | 0.049658
Scenario 5: High TRC ZEAS Phase In | SCG | Com | FoodServ | Com - Lodging | Electric Demand (MW) | Energy Efficiency | 0.007247 | 0.0078187 | 0.0083803 | 0.0088845 | 0.0094215 | 0.0099618 | 0.010492 | 0.011002 | 0.011456 | 0.011873 | 0.012296 | 0.012698 | 0.013089
Scenario 5: High TRC ZEAS Phase In | SCG | Com | FoodServ | Com - Lodging | Electric Energy (GWh/year) | Energy Efficiency | 0.035424 | 0.038198 | 0.040927 | 0.043377 | 0.045987 | 0.048612 | 0.051187 | 0.053665 | 0.055868 | 0.057886 | 0.059938 | 0.061888 | 0.063781
Scenario 5: High TRC ZEAS Phase In | SCG | Com | FoodServ | Com - Lodging | Gas Energy (MMTherm/year) | Energy Efficiency | 0.027797 | 0.029345 | 0.030809 | 0.032099 | 0.033348 | 0.034508 | 0.035569 | 0.036524 | 0.037284 | 0.03791 | 0.043238 | 0.045957 | 0.046664
Scenario 5: High TRC ZEAS Phase In | SCG | Com | FoodServ | Com - Other | Electric Demand (MW) | Energy Efficiency | 0.04165 | 0.045119 | 0.048348 | 0.051314 | 0.032673 | 0.078497 | 0.059263 | 0.061644 | 0.063765 | 0.065945 | 0.068116 | 0.070182 | 0.072303
Scenario 5: High TRC ZEAS Phase In | SCG | Com | FoodServ | Com - Other | Electric Energy (GWh/year) | Energy Efficiency | 0.2026 | 0.21925 | 0.23476 | 0.24901 | 0.15862 | 0.38048 | 0.2872 | 0.29863 | 0.3088 | 0.31924 | 0.32964 | 0.33952 | 0.34965
Scenario 5: High TRC ZEAS Phase In | SCG | Com | FoodServ | Com - Other | Gas Energy (MMTherm/year) | Energy Efficiency | 0.13774 | 0.14653 | 0.15476 | 0.16234 | 0.12345 | 0.22184 | 0.18191 | 0.18748 | 0.19226 | 0.1969 | 0.20715 | 0.21369 | 0.2178
Scenario 5: High TRC ZEAS Phase In | SCG | Com | FoodServ | Com - Restaurant | Electric Demand (MW) | Energy Efficiency | 0.11676 | 0.12568 | 0.13395 | 0.14217 | 0.15048 | 0.15785 | 0.16465 | 0.17155 | 0.17815 | 0.18416 | 0.19016 | 0.1958 | 0.2015
Scenario 5: High TRC ZEAS Phase In | SCG | Com | FoodServ | Com - Restaurant | Electric Energy (GWh/year) | Energy Efficiency | 0.57688 | 0.62042 | 0.66088 | 0.70099 | 0.74157 | 0.77748 | 0.81052 | 0.84406 | 0.87606 | 0.90525 | 0.93429 | 0.96162 | 0.98915
Scenario 5: High TRC ZEAS Phase In | SCG | Com | FoodServ | Com - Restaurant | Gas Energy (MMTherm/year) | Energy Efficiency | 0.43453 | 0.46123 | 0.48632 | 0.51034 | 0.5335 | 0.55371 | 0.5718 | 0.58921 | 0.6046 | 0.6179 | 0.70385 | 0.75054 | 0.76624
Scenario 5: High TRC ZEAS Phase In | SCG | Com | FoodServ | Com - Retail | Electric Demand (MW) | Energy Efficiency | 0.001628 | 0.0018062 | 0.0019744 | 0.0021592 | 0 | 0.0054135 | 0.0027544 | 0.0029686 | 0.003168 | 0.0033624 | 0.0035639 | 0.003754 | 0.0039471
Scenario 5: High TRC ZEAS Phase In | SCG | Com | FoodServ | Com - Retail | Electric Energy (GWh/year) | Energy Efficiency | 0.0079745 | 0.0088474 | 0.0096714 | 0.010576 | 0 | 0.026517 | 0.013492 | 0.014541 | 0.015518 | 0.01647 | 0.017457 | 0.018388 | 0.019334
Scenario 5: High TRC ZEAS Phase In | SCG | Com | FoodServ | Com - Retail | Gas Energy (MMTherm/year) | Energy Efficiency | 0.0001766 | 0.00019593 | 0.00021418 | 0.00023422 | 0 | 0.00058722 | 0.00029878 | 0.00032202 | 0.00034365 | 0.00036473 | 0.00038659 | 0.00040721 | 0.00042816
Scenario 5: High TRC ZEAS Phase In | SCG | Com | FoodServ | Com - School | Electric Demand (MW) | Energy Efficiency | 0.013803 | 0.014643 | 0.015483 | 0.01627 | 0.016885 | 0.017596 | 0.018181 | 0.01874 | 0.019311 | 0.019896 | 0.020415 | 0.020986 | 0.021462
Scenario 5: High TRC ZEAS Phase In | SCG | Com | FoodServ | Com - School | Electric Energy (GWh/year) | Energy Efficiency | 0.065985 | 0.070008 | 0.07403 | 0.077803 | 0.080748 | 0.084154 | 0.086955 | 0.089635 | 0.092372 | 0.095179 | 0.097665 | 0.10041 | 0.10269
Scenario 5: High TRC ZEAS Phase In | SCG | Com | FoodServ | Com - School | Gas Energy (MMTherm/year) | Energy Efficiency | 0.03233 | 0.033733 | 0.035038 | 0.036181 | 0.036989 | 0.037812 | 0.038395 | 0.038882 | 0.039322 | 0.039735 | 0.041663 | 0.042812 | 0.043045
Scenario 5: High TRC ZEAS Phase In | SCG | Com | HVAC | Com - College | Electric Demand (MW) | Energy Efficiency | 0.039708 | 0.039774 | 0.040818 | 0.042151 | 0.042327 | 0.043682 | 0.043925 | 0.044347 | 0.04469 | 0.044617 | 0.044784 | 0.046634 | 0.04673
Scenario 5: High TRC ZEAS Phase In | SCG | Com | HVAC | Com - College | Electric Energy (GWh/year) | Energy Efficiency | 0.051161 | 0.051126 | 0.052269 | 0.053764 | 0.053871 | 0.055405 | 0.051711 | 0.052208 | 0.052611 | 0.052526 | 0.052722 | 0.0549 | 0.055013
Scenario 5: High TRC ZEAS Phase In | SCG | Com | HVAC | Com - College | Gas Energy (MMTherm/year) | Energy Efficiency | 0.006005 | 0.0059225 | 0.005925 | 0.0059554 | 0.0058894 | 0.0059308 | 0.0028756 | 0.0029033 | 0.0029257 | 0.002921 | 0.0029319 | 0.0030531 | 0.0030594
Scenario 5: High TRC ZEAS Phase In | SCG | Com | HVAC | Com - Grocery | Gas Energy (MMTherm/year) | Energy Efficiency | 0.0038679 | 0.0039618 | 0.0040085 | 0.0041901 | 0.0042653 | 0.0043411 | 0.0043894 | 0.0044605 | 0.0044362 | 0.0044714 | 0.0045196 | 0.0045516 | 0.0046118
Scenario 5: High TRC ZEAS Phase In | SCG | Com | HVAC | Com - Health | Electric Demand (MW) | Energy Efficiency | 0.0012734 | 0.0012515 | 0.0012332 | 0.0012012 | 0.0011796 | 0.0011552 | 0 | 0 | 0 | 0 | 0 | 0 | 0
Scenario 5: High TRC ZEAS Phase In | SCG | Com | HVAC | Com - Health | Electric Energy (GWh/year) | Energy Efficiency | 0.0063598 | 0.0062505 | 0.0061592 | 0.0059989 | 0.0058913 | 0.0057692 | 0 | 0 | 0 | 0 | 0 | 0 | 0
Scenario 5: High TRC ZEAS Phase In | SCG | Com | HVAC | Com - Health | Gas Energy (MMTherm/year) | Energy Efficiency | 0.11414 | 0.117 | 0.11766 | 0.11529 | 0.1109 | 0.10428 | 0.092964 | 0.083699 | 0.065312 | 0.06388 | 0.054218 | 0.046032 | 0.038872
Scenario 5: High TRC ZEAS Phase In | SCG | Com | HVAC | Com - Lodging | Electric Demand (MW) | Energy Efficiency | 0.00052636 | 0.00051591 | 0.00050623 | 0.00049563 | 0.00048717 | 0.00047973 | 0 | 0 | 0 | 0 | 0 | 0 | 0
Scenario 5: High TRC ZEAS Phase In | SCG | Com | HVAC | Com - Lodging | Electric Energy (GWh/year) | Energy Efficiency | 0.0026288 | 0.0025766 | 0.0025282 | 0.0024752 | 0.002433 | 0.0023958 | 0 | 0 | 0 | 0 | 0 | 0 | 0
Scenario 5: High TRC ZEAS Phase In | SCG | Com | HVAC | Com - Lodging | Gas Energy (MMTherm/year) | Energy Efficiency | 0.058624 | 0.059396 | 0.05888 | 0.056981 | 0.053906 | 0.049819 | 0.043568 | 0.038343 | 0.0072379 | 0.0072386 | 0.0072951 | 0.0072894 | 0.0072838
Scenario 5: High TRC ZEAS Phase In | SCG | Com | HVAC | Com - Office (Large) | Electric Demand (MW) | Energy Efficiency | 0.0095609 | 0.0092422 | 0.0089129 | 0.0086178 | 0.0083731 | 0.0081554 | 0 | 0 | 0 | 0 | 0 | 0 | 0
Scenario 5: High TRC ZEAS Phase In | SCG | Com | HVAC | Com - Office (Large) | Electric Energy (GWh/year) | Energy Efficiency | 0.047749 | 0.046157 | 0.044513 | 0.043038 | 0.041816 | 0.040729 | 0 | 0 | 0 | 0 | 0 | 0 | 0
Scenario 5: High TRC ZEAS Phase In | SCG | Com | HVAC | Com - Office (Large) | Gas Energy (MMTherm/year) | Energy Efficiency | 0.028846 | 0.027886 | 0.026893 | 0.026003 | 0.025265 | 0.024609 | 5.4873e-05 | 5.4124e-05 | 5.2983e-05 | 5.1778e-05 | 5.0845e-05 | 4.9778e-05 | 4.8862e-05
Scenario 5: High TRC ZEAS Phase In | SCG | Com | HVAC | Com - Office (Small) | Electric Demand (MW) | Energy Efficiency | 0.044216 | 0.044216 | 0.044134 | 0.04412 | 0.0018927 | 0.39566 | 0.037578 | 0.037643 | 0.03766 | 0.037613 | 0.037608 | 0.037556 | 0.037536
Scenario 5: High TRC ZEAS Phase In | SCG | Com | HVAC | Com - Office (Small) | Electric Energy (GWh/year) | Energy Efficiency | 0.077098 | 0.076776 | 0.076325 | 0.075988 | 0.0094522 | 0.61765 | 0.053612 | 0.053705 | 0.053729 | 0.053661 | 0.053654 | 0.05358 | 0.053551
Scenario 5: High TRC ZEAS Phase In | SCG | Com | HVAC | Com - Office (Small) | Gas Energy (MMTherm/year) | Energy Efficiency | 0.014149 | 0.013883 | 0.013602 | 0.013339 | 0.0056983 | 0.066804 | 0.0021646 | 0.0021683 | 0.0021693 | 0.0021666 | 0.0021663 | 0.0021633 | 0.0021622
Scenario 5: High TRC ZEAS Phase In | SCG | Com | HVAC | Com - Other | Electric Demand (MW) | Energy Efficiency | 0.93742 | 0.95759 | 0.97888 | 0.99823 | 0.043029 | 2.0075 | 1.0581 | 1.0754 | 1.0853 | 1.0998 | 1.1155 | 1.1284 | 1.1438
Scenario 5: High TRC ZEAS Phase In | SCG | Com | HVAC | Com - Other | Electric Energy (GWh/year) | Energy Efficiency | 1.3109 | 1.3391 | 1.3689 | 1.3959 | 0.060172 | 2.8073 | 1.4797 | 1.5039 | 1.5176 | 1.538 | 1.56 | 1.5779 | 1.5995
Scenario 5: High TRC ZEAS Phase In | SCG | Com | HVAC | Com - Other | Gas Energy (MMTherm/year) | Energy Efficiency | 0.066457 | 0.067876 | 0.073503 | 0.075664 | 0.0035244 | 0.15181 | 0.080095 | 0.081365 | 0.082074 | 0.077655 | 0.083485 | 0.085254 | 0.086405
Scenario 5: High TRC ZEAS Phase In | SCG | Com | HVAC | Com - Restaurant | Electric Demand (MW) | Energy Efficiency | 0.069849 | 0.071176 | 0.07256 | 0.074093 | 0.075888 | 0.076942 | 0.077659 | 0.078648 | 0.079527 | 0.080174 | 0.080926 | 0.081493 | 0.082164
Scenario 5: High TRC ZEAS Phase In | SCG | Com | HVAC | Com - Restaurant | Electric Energy (GWh/year) | Energy Efficiency | 0.044728 | 0.045577 | 0.046464 | 0.047445 | 0.048595 | 0.04927 | 0.049729 | 0.050363 | 0.050926 | 0.051341 | 0.051823 | 0.052186 | 0.052615
Scenario 5: High TRC ZEAS Phase In | SCG | Com | HVAC | Com - Restaurant | Gas Energy (MMTherm/year) | Energy Efficiency | 0.24661 | 0.24584 | 0.2425 | 0.23805 | 0.23389 | 0.23109 | 0.22581 | 0.22125 | 0.21707 | 0.21315 | 0.2098 | 0.20671 | 0.20414
Scenario 5: High TRC ZEAS Phase In | SCG | Com | HVAC | Com - Retail | Electric Demand (MW) | Energy Efficiency | 0.16701 | 0.16956 | 0.17067 | 0.17281 | 0.00095105 | 0.37581 | 0.17872 | 0.1815 | 0.1832 | 0.18455 | 0.18628 | 0.18744 | 0.18884
Scenario 5: High TRC ZEAS Phase In | SCG | Com | HVAC | Com - Retail | Electric Energy (GWh/year) | Energy Efficiency | 0.14873 | 0.15077 | 0.15156 | 0.15324 | 0.0047496 | 0.32812 | 0.15175 | 0.15412 | 0.15556 | 0.1567 | 0.15817 | 0.15916 | 0.16034
Scenario 5: High TRC ZEAS Phase In | SCG | Com | HVAC | Com - Retail | Gas Energy (MMTherm/year) | Energy Efficiency | 0.0089837 | 0.0089518 | 0.0088698 | 0.0088255 | 0.0028633 | 0.015499 | 0.0042778 | 0.0043446 | 0.0043853 | 0.0044177 | 0.0044592 | 0.004487 | 0.0045205
Scenario 5: High TRC ZEAS Phase In | SCG | Com | HVAC | Com - School | Electric Demand (MW) | Energy Efficiency | 0.15324 | 0.15124 | 0.14999 | 0.14859 | 0.14534 | 0.14408 | 0.13872 | 0.13664 | 0.13516 | 0.13423 | 0.1329 | 0.13244 | 0.1313
Scenario 5: High TRC ZEAS Phase In | SCG | Com | HVAC | Com - School | Electric Energy (GWh/year) | Energy Efficiency | 0.13285 | 0.13088 | 0.12952 | 0.12805 | 0.12509 | 0.12379 | 0.10676 | 0.10515 | 0.10402 | 0.1033 | 0.10228 | 0.10193 | 0.10105
Scenario 5: High TRC ZEAS Phase In | SCG | Com | HVAC | Com - School | Gas Energy (MMTherm/year) | Energy Efficiency | 0.034994 | 0.034387 | 0.033939 | 0.03346 | 0.032636 | 0.032209 | 0.022643 | 0.02231 | 0.022075 | 0.021929 | 0.02172 | 0.021652 | 0.021473
Scenario 5: High TRC ZEAS Phase In | SCG | Com | HVAC | Com - Warehouse | Gas Energy (MMTherm/year) | Energy Efficiency | 0 | 0 | 0 | 0 | 0 | 2.201e-06 | 2.2771e-06 | 2.3592e-06 | 2.4182e-06 | 0 | 0 | 2.5764e-06 | 2.6321e-06
Scenario 5: High TRC ZEAS Phase In | SCG | Com | WaterHeat | Com - College | Electric Demand (MW) | Energy Efficiency | -0.00032687 | -0.00032226 | 4.4331e-05 | 4.4227e-05 | 4.3722e-05 | 4.371e-05 | 0 | 0 | 0 | 0 | 0 | 0 | 0
Scenario 5: High TRC ZEAS Phase In | SCG | Com | WaterHeat | Com - College | Electric Energy (GWh/year) | Energy Efficiency | -0.0012884 | -0.0012702 | 0.00017964 | 0.00017922 | 0.00017717 | 0.00017712 | 0 | 0 | 0 | 0 | 0 | 0 | 0
Scenario 5: High TRC ZEAS Phase In | SCG | Com | WaterHeat | Com - College | Gas Energy (MMTherm/year) | Energy Efficiency | 0.023301 | 0.021769 | 0.0081302 | 0.0081099 | 0.0080174 | 0.0080152 | 9.421e-05 | 0.00010451 | 9.5331e-05 | 9.5887e-05 | 9.6508e-05 | 9.7641e-05 | 9.8274e-05
Scenario 5: High TRC ZEAS Phase In | SCG | Com | WaterHeat | Com - Grocery | Electric Demand (MW) | Energy Efficiency | 8.3412e-06 | 8.2802e-06 | 8.1936e-06 | 8.1373e-06 | 8.1031e-06 | 8.0814e-06 | 0 | 0 | 0 | 0 | 0 | 0 | 0
Scenario 5: High TRC ZEAS Phase In | SCG | Com | WaterHeat | Com - Grocery | Electric Energy (GWh/year) | Energy Efficiency | 4.5356e-05 | 4.5024e-05 | 4.4553e-05 | 4.4247e-05 | 4.4061e-05 | 4.3943e-05 | 0 | 0 | 0 | 0 | 0 | 0 | 0
Scenario 5: High TRC ZEAS Phase In | SCG | Com | WaterHeat | Com - Grocery | Gas Energy (MMTherm/year) | Energy Efficiency | 0.042607 | 0.018202 | 0.0046255 | 0.0042268 | 0.0042412 | 0.0042587 | 0.0023155 | 0.0023383 | 0.0023587 | 0.0023773 | 0.0023972 | 0.0024158 | 0.002435
Scenario 5: High TRC ZEAS Phase In | SCG | Com | WaterHeat | Com - Health | Electric Demand (MW) | Energy Efficiency | -0.00037094 | -0.00036909 | 6.8069e-05 | 6.6962e-05 | 6.6571e-05 | 6.5928e-05 | 0 | 0 | 0 | 0 | 0 | 0 | 0
Scenario 5: High TRC ZEAS Phase In | SCG | Com | WaterHeat | Com - Health | Electric Energy (GWh/year) | Energy Efficiency | -0.0032446 | -0.0032283 | 0.0005616 | 0.00055247 | 0.00054924 | 0.00054394 | 0 | 0 | 0 | 0 | 0 | 0 | 0
Scenario 5: High TRC ZEAS Phase In | SCG | Com | WaterHeat | Com - Health | Gas Energy (MMTherm/year) | Energy Efficiency | 0.070503 | 0.058769 | 0.025461 | 0.025577 | 0.025237 | 0.024868 | 0.00043415 | 0.00037695 | 0.00034266 | 0.00034444 | 0.00034584 | 0.00035 | 0.00035463
Scenario 5: High TRC ZEAS Phase In | SCG | Com | WaterHeat | Com - Lodging | Electric Demand (MW) | Energy Efficiency | -2.0523e-05 | -2.2185e-05 | 0.00049309 | 0.000488 | 0.00048526 | 0.00048337 | 0 | 0 | 0 | 0 | 0 | 0 | 0
Scenario 5: High TRC ZEAS Phase In | SCG | Com | WaterHeat | Com - Lodging | Electric Energy (GWh/year) | Energy Efficiency | -0.00017052 | -0.00018419 | 0.0040597 | 0.0040178 | 0.0039952 | 0.0039797 | 0 | 0 | 0 | 0 | 0 | 0 | 0
Scenario 5: High TRC ZEAS Phase In | SCG | Com | WaterHeat | Com - Lodging | Gas Energy (MMTherm/year) | Energy Efficiency | 0.36751 | 0.32381 | 0.24952 | 0.21947 | 0.19913 | 0.18586 | 0.00028604 | 0.00028908 | 0.00029179 | 0.00029432 | 0.00029697 | 0.00029954 | 0.00030211
Scenario 5: High TRC ZEAS Phase In | SCG | Com | WaterHeat | Com - Office (Large) | Electric Demand (MW) | Energy Efficiency | -4.4938e-05 | -4.362e-05 | 3.3841e-05 | 3.3088e-05 | 3.2526e-05 | 3.2046e-05 | 0 | 0 | 0 | 0 | 0 | 0 | 0
Scenario 5: High TRC ZEAS Phase In | SCG | Com | WaterHeat | Com - Office (Large) | Electric Energy (GWh/year) | Energy Efficiency | -0.00091873 | -0.00089178 | 0.00069347 | 0.00067804 | 0.00066651 | 0.00065667 | 0 | 0 | 0 | 0 | 0 | 0 | 0
Scenario 5: High TRC ZEAS Phase In | SCG | Com | WaterHeat | Com - Office (Large) | Gas Energy (MMTherm/year) | Energy Efficiency | 0.048339 | 0.047133 | 0.031034 | 0.030344 | 0.029828 | 0.029388 | 0 | 0 | 0 | 0 | 0 | 0 | 0
Scenario 5: High TRC ZEAS Phase In | SCG | Com | WaterHeat | Com - Office (Small) | Electric Demand (MW) | Energy Efficiency | -2.432e-06 | -2.4065e-06 | 0 | 0 | 0 | 0 | 0 | 0 | 0 | 0 | 0 | 0 | 0
Scenario 5: High TRC ZEAS Phase In | SCG | Com | WaterHeat | Com - Office (Small) | Electric Energy (GWh/year) | Energy Efficiency | -0.00029607 | -0.00029296 | 0 | 0 | 0 | 0 | 0 | 0 | 0 | 0 | 0 | 0 | 0
Scenario 5: High TRC ZEAS Phase In | SCG | Com | WaterHeat | Com - Office (Small) | Gas Energy (MMTherm/year) | Energy Efficiency | 0.0028886 | 0.0028583 | 0 | 0 | 0 | 0 | 0 | 0 | 0 | 0 | 0 | 0 | 0
Scenario 5: High TRC ZEAS Phase In | SCG | Com | WaterHeat | Com - Other | Electric Demand (MW) | Energy Efficiency | -0.0029003 | -0.002887 | 7.9921e-05 | 7.9669e-05 | 4.5003e-05 | 0.00011342 | 0 | 0 | 0 | 0 | 0 | 0 | 0
Scenario 5: High TRC ZEAS Phase In | SCG | Com | WaterHeat | Com - Other | Electric Energy (GWh/year) | Energy Efficiency | -0.019268 | -0.01918 | 0.00053392 | 0.00053224 | 0.00030065 | 0.00075771 | 0 | 0 | 0 | 0 | 0 | 0 | 0
Scenario 5: High TRC ZEAS Phase In | SCG | Com | WaterHeat | Com - Other | Gas Energy (MMTherm/year) | Energy Efficiency | 0.22351 | 0.21096 | 0.03395 | 0.0324 | 0.019773 | 0.042254 | 0.0072491 | 0.007332 | 0.0074058 | 0.007486 | 0.0075684 | 0.0076481 | 0.0077321
Scenario 5: High TRC ZEAS Phase In | SCG | Com | WaterHeat | Com - Refrig. Warehouse | Electric Demand (MW) | Energy Efficiency | -5.6635e-06 | -1.6712e-06 | 1.0259e-07 | 7.9749e-07 | 1.8001e-07 | 1.7892e-07 | 0 | 0 | 0 | 0 | 0 | 0 | 0
Scenario 5: High TRC ZEAS Phase In | SCG | Com | WaterHeat | Com - Refrig. Warehouse | Electric Energy (GWh/year) | Energy Efficiency | -6.911e-05 | -2.0399e-05 | 1.2609e-06 | 9.8019e-06 | 2.2125e-06 | 2.1991e-06 | 0 | 0 | 0 | 0 | 0 | 0 | 0
Scenario 5: High TRC ZEAS Phase In | SCG | Com | WaterHeat | Com - Refrig. Warehouse | Gas Energy (MMTherm/year) | Energy Efficiency | 0.0047404 | 0.00029792 | 0.00023815 | 0.00043792 | 9.8849e-05 | 9.825e-05 | 0 | 0 | 0 | 0 | 0 | 0 | 0
Scenario 5: High TRC ZEAS Phase In | SCG | Com | WaterHeat | Com - Restaurant | Electric Demand (MW) | Energy Efficiency | -0.0033076 | -0.0032989 | 2.4914e-05 | 2.4918e-05 | 2.4988e-05 | 2.4956e-05 | 0 | 0 | 0 | 0 | 0 | 0 | 0
Scenario 5: High TRC ZEAS Phase In | SCG | Com | WaterHeat | Com - Restaurant | Electric Energy (GWh/year) | Energy Efficiency | -0.017454 | -0.017408 | 0.00013456 | 0.00013458 | 0.00013495 | 0.00013478 | 0 | 0 | 0 | 0 | 0 | 0 | 0
Scenario 5: High TRC ZEAS Phase In | SCG | Com | WaterHeat | Com - Restaurant | Gas Energy (MMTherm/year) | Energy Efficiency | 0.18453 | 0.18423 | 0.0178 | 0.017955 | 0.018135 | 0.018268 | 0.012375 | 0.012515 | 0.012653 | 0.012786 | 0.012923 | 0.013055 | 0.013193
Scenario 5: High TRC ZEAS Phase In | SCG | Com | WaterHeat | Com - Retail | Electric Demand (MW) | Energy Efficiency | -0.00010352 | -0.00010289 | 0 | 0 | 0 | 0 | 0 | 0 | 0 | 0 | 0 | 0 | 0
Scenario 5: High TRC ZEAS Phase In | SCG | Com | WaterHeat | Com - Retail | Electric Energy (GWh/year) | Energy Efficiency | -0.00067563 | -0.00067151 | 0 | 0 | 0 | 0 | 0 | 0 | 0 | 0 | 0 | 0 | 0
Scenario 5: High TRC ZEAS Phase In | SCG | Com | WaterHeat | Com - Retail | Gas Energy (MMTherm/year) | Energy Efficiency | 0.033521 | 0.010372 | 0.0026103 | 0 | 0.0010943 | 0.00041253 | 0 | 0 | 0 | 0 | 0 | 0 | 0
Scenario 5: High TRC ZEAS Phase In | SCG | Com | WaterHeat | Com - School | Electric Demand (MW) | Energy Efficiency | -0.00021975 | -0.00021446 | 1.7654e-05 | 1.7397e-05 | 1.7033e-05 | 1.6813e-05 | 0 | 0 | 0 | 0 | 0 | 0 | 0
Scenario 5: High TRC ZEAS Phase In | SCG | Com | WaterHeat | Com - School | Electric Energy (GWh/year) | Energy Efficiency | -0.0034136 | -0.0033314 | 0.00027296 | 0.00026899 | 0.00026336 | 0.00025995 | 0 | 0 | 0 | 0 | 0 | 0 | 0
Scenario 5: High TRC ZEAS Phase In | SCG | Com | WaterHeat | Com - School | Gas Energy (MMTherm/year) | Energy Efficiency | 0.05314 | 0.052006 | 0.013742 | 0.013569 | 0.013316 | 0.013169 | 0.0015236 | 0.0015261 | 0.0015302 | 0.0015357 | 0.0015404 | 0.0015475 | 0.001553
Scenario 5: High TRC ZEAS Phase In | SCG | Com | WaterHeat | Com - Warehouse | Electric Demand (MW) | Energy Efficiency | -6.2108e-07 | -6.1331e-07 | 9.3256e-07 | 9.3236e-07 | 9.3805e-07 | 9.4228e-07 | 0 | 0 | 0 | 0 | 0 | 0 | 0
Scenario 5: High TRC ZEAS Phase In | SCG | Com | WaterHeat | Com - Warehouse | Electric Energy (GWh/year) | Energy Efficiency | -1.8914e-05 | -1.8676e-05 | 2.8612e-05 | 2.8606e-05 | 2.8781e-05 | 2.891e-05 | 0 | 0 | 0 | 0 | 0 | 0 | 0
Scenario 5: High TRC ZEAS Phase In | SCG | Com | WaterHeat | Com - Warehouse | Gas Energy (MMTherm/year) | Energy Efficiency | 0.051 | 0.008233 | 0.001925 | 0.0016794 | 0.0015161 | 0.0014028 | 0.00022839 | 0 | 0 | 0 | 0 | 0 | 0
Scenario 5: High TRC ZEAS Phase In | SCG | Com | WholeBlg | Com - College | Electric Demand (MW) | Energy Efficiency | 0 | 0 | 0 | 0 | 0 | 0 | 0 | 0 | 0 | 0 | 0 | 0 | 0
Scenario 5: High TRC ZEAS Phase In | SCG | Com | WholeBlg | Com - College | Electric Energy (GWh/year) | Energy Efficiency | 0 | 0 | 0 | 0 | 0 | 0 | 0 | 0 | 0 | 0 | 0 | 0 | 0
Scenario 5: High TRC ZEAS Phase In | SCG | Com | WholeBlg | Com - College | Gas Energy (MMTherm/year) | Energy Efficiency | 0.013975 | 0.013971 | 0.013929 | 0.013922 | 0.013921 | 0.013941 | 0.013974 | 0.013977 | 0.013977 | 0.013996 | 0.013966 | 0.013903 | 0.013892
Scenario 5: High TRC ZEAS Phase In | SCG | Com | WholeBlg | Com - Grocery | Gas Energy (MMTherm/year) | Energy Efficiency | 0.0052561 | 0.0053235 | 0.0053786 | 0.0054476 | 0.005521 | 0.005573 | 0.0056265 | 0.0056773 | 0.0057295 | 0.0057658 | 0.0058 | 0.0058182 | 0.0058326
Scenario 5: High TRC ZEAS Phase In | SCG | Com | WholeBlg | Com - Health | Gas Energy (MMTherm/year) | Energy Efficiency | 0.019297 | 0.019609 | 0.019876 | 0.020192 | 0.020526 | 0.020801 | 0.021087 | 0.02135 | 0.021616 | 0.021826 | 0.022025 | 0.022159 | 0.022193
Scenario 5: High TRC ZEAS Phase In | SCG | Com | WholeBlg | Com - Lodging | Electric Demand (MW) | Energy Efficiency | 0 | 0 | 0 | 0 | 0 | 0 | 0 | 0 | 0 | 0 | 0 | 0 | 0
Scenario 5: High TRC ZEAS Phase In | SCG | Com | WholeBlg | Com - Lodging | Electric Energy (GWh/year) | Energy Efficiency | 0 | 0 | 0 | 0 | 0 | 0 | 0 | 0 | 0 | 0 | 0 | 0 | 0
Scenario 5: High TRC ZEAS Phase In | SCG | Com | WholeBlg | Com - Lodging | Gas Energy (MMTherm/year) | Energy Efficiency | 0.0094452 | 0.0095802 | 0.0096926 | 0.0098292 | 0.0099745 | 0.01009 | 0.010209 | 0.010322 | 0.010437 | 0.010534 | 0.01062 | 0.010677 | 0.010697
Scenario 5: High TRC ZEAS Phase In | SCG | Com | WholeBlg | Com - Office (Large) | Electric Demand (MW) | Energy Efficiency | 0 | 0 | 0 | 0 | 0 | 0 | 0 | 0 | 0 | 0 | 0 | 0 | 0
Scenario 5: High TRC ZEAS Phase In | SCG | Com | WholeBlg | Com - Office (Large) | Electric Energy (GWh/year) | Energy Efficiency | 0 | 0 | 0 | 0 | 0 | 0 | 0 | 0 | 0 | 0 | 0 | 0 | 0
Scenario 5: High TRC ZEAS Phase In | SCG | Com | WholeBlg | Com - Office (Large) | Gas Energy (MMTherm/year) | Energy Efficiency | 0.030241 | 0.030392 | 0.030453 | 0.030579 | 0.030726 | 0.030862 | 0.031046 | 0.031169 | 0.031284 | 0.031523 | 0.031556 | 0.031501 | 0.031462
Scenario 5: High TRC ZEAS Phase In | SCG | Com | WholeBlg | Com - Office (Small) | Electric Demand (MW) | Energy Efficiency | 0 | 0 | 0 | 0 | 0 | 0 | 0 | 0 | 0 | 0 | 0 | 0 | 0
Scenario 5: High TRC ZEAS Phase In | SCG | Com | WholeBlg | Com - Office (Small) | Electric Energy (GWh/year) | Energy Efficiency | 0 | 0 | 0 | 0 | 0 | 0 | 0 | 0 | 0 | 0 | 0 | 0 | 0
Scenario 5: High TRC ZEAS Phase In | SCG | Com | WholeBlg | Com - Office (Small) | Gas Energy (MMTherm/year) | Energy Efficiency | 0.0036009 | 0.0036395 | 0.0036699 | 0.00371 | 0.0037528 | 0.0037794 | 0.0038062 | 0.0038314 | 0.0038577 | 0.0038818 | 0.0038961 | 0.0039003 | 0.0039092
Scenario 5: High TRC ZEAS Phase In | SCG | Com | WholeBlg | Com - Other | Electric Demand (MW) | Energy Efficiency | 0 | 0 | 0 | 0 | 0 | 0 | 0 | 0 | 0 | 0 | 0 | 0 | 0
Scenario 5: High TRC ZEAS Phase In | SCG | Com | WholeBlg | Com - Other | Electric Energy (GWh/year) | Energy Efficiency | 0 | 0 | 0 | 0 | 0 | 0 | 0 | 0 | 0 | 0 | 0 | 0 | 0
Scenario 5: High TRC ZEAS Phase In | SCG | Com | WholeBlg | Com - Other | Gas Energy (MMTherm/year) | Energy Efficiency | 0.062905 | 0.0638 | 0.064563 | 0.065503 | 0.0665 | 0.067266 | 0.068074 | 0.068836 | 0.069617 | 0.070243 | 0.070823 | 0.071209 | 0.071349
Scenario 5: High TRC ZEAS Phase In | SCG | Com | WholeBlg | Com - Refrig. Warehouse | Gas Energy (MMTherm/year) | Energy Efficiency | 0.0012197 | 0.0012422 | 0.0012623 | 0.0012858 | 0.0013104 | 0.0013283 | 0.0013462 | 0.0013638 | 0.001382 | 0.001395 | 0.0014087 | 0.0014184 | 0.0014227
Scenario 5: High TRC ZEAS Phase In | SCG | Com | WholeBlg | Com - Restaurant | Electric Demand (MW) | Energy Efficiency | 0 | 0 | 0 | 0 | 0 | 0 | 0 | 0 | 0 | 0 | 0 | 0 | 0
Scenario 5: High TRC ZEAS Phase In | SCG | Com | WholeBlg | Com - Restaurant | Electric Energy (GWh/year) | Energy Efficiency | 0 | 0 | 0 | 0 | 0 | 0 | 0 | 0 | 0 | 0 | 0 | 0 | 0
Scenario 5: High TRC ZEAS Phase In | SCG | Com | WholeBlg | Com - Restaurant | Gas Energy (MMTherm/year) | Energy Efficiency | 0.026753 | 0.027253 | 0.027699 | 0.02822 | 0.028769 | 0.029181 | 0.029595 | 0.030003 | 0.030423 | 0.030741 | 0.031063 | 0.031299 | 0.03139
Scenario 5: High TRC ZEAS Phase In | SCG | Com | WholeBlg | Com - Retail | Electric Demand (MW) | Energy Efficiency | 0 | 0 | 0 | 0 | 0 | 0 | 0 | 0 | 0 | 0 | 0 | 0 | 0
Scenario 5: High TRC ZEAS Phase In | SCG | Com | WholeBlg | Com - Retail | Electric Energy (GWh/year) | Energy Efficiency | 0 | 0 | 0 | 0 | 0 | 0 | 0 | 0 | 0 | 0 | 0 | 0 | 0
Scenario 5: High TRC ZEAS Phase In | SCG | Com | WholeBlg | Com - Retail | Gas Energy (MMTherm/year) | Energy Efficiency | 0.007249 | 0.0073547 | 0.0074443 | 0.0075539 | 0.0076702 | 0.0077543 | 0.0078393 | 0.0079221 | 0.0080075 | 0.0080734 | 0.0081335 | 0.0081714 | 0.0081921
Scenario 5: High TRC ZEAS Phase In | SCG | Com | WholeBlg | Com - School | Electric Demand (MW) | Energy Efficiency | 0 | 0 | 0 | 0 | 0 | 0 | 0 | 0 | 0 | 0 | 0 | 0 | 0
Scenario 5: High TRC ZEAS Phase In | SCG | Com | WholeBlg | Com - School | Electric Energy (GWh/year) | Energy Efficiency | 0 | 0 | 0 | 0 | 0 | 0 | 0 | 0 | 0 | 0 | 0 | 0 | 0
Scenario 5: High TRC ZEAS Phase In | SCG | Com | WholeBlg | Com - School | Gas Energy (MMTherm/year) | Energy Efficiency | 0.011625 | 0.011671 | 0.011688 | 0.011735 | 0.011786 | 0.011821 | 0.011854 | 0.011873 | 0.011892 | 0.011911 | 0.011898 | 0.011853 | 0.011872
Scenario 5: High TRC ZEAS Phase In | SCG | Com | WholeBlg | Com - Warehouse | Electric Demand (MW) | Energy Efficiency | 0 | 0 | 0 | 0 | 0 | 0 | 0 | 0 | 0 | 0 | 0 | 0 | 0
Scenario 5: High TRC ZEAS Phase In | SCG | Com | WholeBlg | Com - Warehouse | Electric Energy (GWh/year) | Energy Efficiency | 0 | 0 | 0 | 0 | 0 | 0 | 0 | 0 | 0 | 0 | 0 | 0 | 0
Scenario 5: High TRC ZEAS Phase In | SCG | Com | WholeBlg | Com - Warehouse | Gas Energy (MMTherm/year) | Energy Efficiency | 0.023804 | 0.024156 | 0.024458 | 0.024829 | 0.025225 | 0.025498 | 0.025773 | 0.026044 | 0.026327 | 0.026524 | 0.026722 | 0.026847 | 0.026928
Scenario 5: High TRC ZEAS Phase In | SCG | Ind | WholeBlg | Ind - All Other Industrial | Gas Energy (MMTherm/year) | Energy Efficiency | 0.033334 | 0.033553 | 0.033721 | 0.03387 | 0.034008 | 0.034111 | 0.034201 | 0.034295 | 0.034396 | 0.034513 | 0.034642 | 0.034781 | 0.034929
Scenario 5: High TRC ZEAS Phase In | SCG | Ind | WholeBlg | Ind - Chemicals | Gas Energy (MMTherm/year) | Energy Efficiency | 0.40303 | 0.406 | 0.40876 | 0.41129 | 0.41364 | 0.41561 | 0.41723 | 0.4186 | 0.42001 | 0.42143 | 0.42276 | 0.42395 | 0.42509
Scenario 5: High TRC ZEAS Phase In | SCG | Ind | WholeBlg | Ind - Electronics | Gas Energy (MMTherm/year) | Energy Efficiency | 0.019253 | 0.019399 | 0.019544 | 0.019682 | 0.019816 | 0.019944 | 0.020071 | 0.0202 | 0.020328 | 0.020456 | 0.020582 | 0.020704 | 0.020824
Scenario 5: High TRC ZEAS Phase In | SCG | Ind | WholeBlg | Ind - Fabricated Metals | Gas Energy (MMTherm/year) | Energy Efficiency | 0.11556 | 0.11701 | 0.11851 | 0.11957 | 0.12042 | 0.12102 | 0.12147 | 0.12188 | 0.12227 | 0.12266 | 0.12301 | 0.12328 | 0.12349
Scenario 5: High TRC ZEAS Phase In | SCG | Ind | WholeBlg | Ind - Food | Gas Energy (MMTherm/year) | Energy Efficiency | 0.55403 | 0.55379 | 0.55344 | 0.55304 | 0.55252 | 0.5519 | 0.55127 | 0.55057 | 0.54987 | 0.54923 | 0.54851 | 0.54769 | 0.54687
Scenario 5: High TRC ZEAS Phase In | SCG | Ind | WholeBlg | Ind - Industrial Machinery | Gas Energy (MMTherm/year) | Energy Efficiency | 0.012017 | 0.01223 | 0.012459 | 0.012613 | 0.012721 | 0.0128 | 0.012875 | 0.012949 | 0.013024 | 0.013101 | 0.01317 | 0.013228 | 0.013277
Scenario 5: High TRC ZEAS Phase In | SCG | Ind | WholeBlg | Ind - Lumber & Furniture | Gas Energy (MMTherm/year) | Energy Efficiency | 0.0054055 | 0.005446 | 0.0054845 | 0.0055205 | 0.0055565 | 0.0055768 | 0.005583 | 0.005591 | 0.0056004 | 0.005612 | 0.0056252 | 0.0056372 | 0.0056479
Scenario 5: High TRC ZEAS Phase In | SCG | Ind | WholeBlg | Ind - Paper | Gas Energy (MMTherm/year) | Energy Efficiency | 0.084456 | 0.084588 | 0.084741 | 0.085035 | 0.085358 | 0.085611 | 0.085901 | 0.086274 | 0.086736 | 0.087284 | 0.08787 | 0.088458 | 0.089054
Scenario 5: High TRC ZEAS Phase In | SCG | Ind | WholeBlg | Ind - Petroleum | Gas Energy (MMTherm/year) | Energy Efficiency | 1.6438 | 1.6486 | 1.6532 | 1.6577 | 1.6611 | 1.6627 | 1.6634 | 1.6634 | 1.6639 | 1.6645 | 1.6644 | 1.6636 | 1.6627
Scenario 5: High TRC ZEAS Phase In | SCG | Ind | WholeBlg | Ind - Plastics | Gas Energy (MMTherm/year) | Energy Efficiency | 0.018896 | 0.019817 | 0.020707 | 0.021543 | 0.022362 | 0.023085 | 0.023667 | 0.024121 | 0.024608 | 0.025111 | 0.025609 | 0.02608 | 0.026529
Scenario 5: High TRC ZEAS Phase In | SCG | Ind | WholeBlg | Ind - Primary Metals | Gas Energy (MMTherm/year) | Energy Efficiency | 0.12366 | 0.12427 | 0.12494 | 0.12553 | 0.12603 | 0.12646 | 0.1269 | 0.12734 | 0.12776 | 0.12817 | 0.12855 | 0.12888 | 0.12921
Scenario 5: High TRC ZEAS Phase In | SCG | Ind | WholeBlg | Ind - Printing & Publishing | Gas Energy (MMTherm/year) | Energy Efficiency | 0.0068443 | 0.0068732 | 0.0069012 | 0.006928 | 0.0069444 | 0.0069434 | 0.0069414 | 0.0069437 | 0.0069553 | 0.0069729 | 0.0069891 | 0.0070007 | 0.0070094
Scenario 5: High TRC ZEAS Phase In | SCG | Ind | WholeBlg | Ind - Stone-Glass-Clay | Gas Energy (MMTherm/year) | Energy Efficiency | 0.13076 | 0.13177 | 0.13261 | 0.13331 | 0.13394 | 0.13444 | 0.13483 | 0.1352 | 0.13555 | 0.1359 | 0.13625 | 0.13659 | 0.13692
Scenario 5: High TRC ZEAS Phase In | SCG | Ind | WholeBlg | Ind - Textiles | Gas Energy (MMTherm/year) | Energy Efficiency | 0.062477 | 0.062571 | 0.062662 | 0.062713 | 0.062735 | 0.06273 | 0.062719 | 0.0627 | 0.062677 | 0.062655 | 0.062623 | 0.062583 | 0.062544
Scenario 5: High TRC ZEAS Phase In | SCG | Ind | WholeBlg | Ind - Transportation Equipment | Gas Energy (MMTherm/year) | Energy Efficiency | 0.046491 | 0.046473 | 0.046463 | 0.046443 | 0.046419 | 0.046389 | 0.046362 | 0.046333 | 0.046301 | 0.046269 | 0.046229 | 0.046185 | 0.046142
Scenario 5: High TRC ZEAS Phase In | SCG | Res | AppPlug | Res - Multi Family | Electric Demand (MW) | Energy Efficiency | 0 | 0 | 0 | 0 | 0 | 0 | 0 | 0 | 0 | 0 | 0 | 0 | 0
Scenario 5: High TRC ZEAS Phase In | SCG | Res | AppPlug | Res - Multi Family | Electric Energy (GWh/year) | Energy Efficiency | 0 | 0 | 0 | 0 | 0 | 0 | 0 | 0 | 0 | 0 | 0 | 0 | 0
Scenario 5: High TRC ZEAS Phase In | SCG | Res | AppPlug | Res - Multi Family | Gas Energy (MMTherm/year) | Energy Efficiency | 0 | 0 | 0 | 0 | 0 | 0 | 0 | 0 | 0 | 0 | 0 | 0 | 0
Scenario 5: High TRC ZEAS Phase In | SCG | Res | AppPlug | Res - Single Family | Electric Demand (MW) | Energy Efficiency | 0 | 0 | 0 | 0 | 0 | 0 | 0 | 0 | 0 | 0 | 0 | 0 | 0
Scenario 5: High TRC ZEAS Phase In | SCG | Res | AppPlug | Res - Single Family | Electric Energy (GWh/year) | Energy Efficiency | 0 | 0 | 0 | 0 | 0 | 0 | 0 | 0 | 0 | 0 | 0 | 0 | 0
Scenario 5: High TRC ZEAS Phase In | SCG | Res | AppPlug | Res - Single Family | Gas Energy (MMTherm/year) | Energy Efficiency | 0 | 0 | 0 | 0 | 0 | 0 | 0 | 0 | 0 | 0 | 0 | 0 | 0
Scenario 5: High TRC ZEAS Phase In | SCG | Res | BROs | Income Qualified - Multi Family IQ | Gas Energy (MMTherm/year) | Energy Efficiency | 0.23348 | 0.2365 | 0.24016 | 0.24449 | 0.24945 | 0.25506 | 0.26114 | 0.26853 | 0.27677 | 0.2863 | 0.29665 | 0.30796 | 0.32045
Scenario 5: High TRC ZEAS Phase In | SCG | Res | BROs | Income Qualified - Single Family IQ | Gas Energy (MMTherm/year) | Energy Efficiency | 0.72066 | 0.72917 | 0.73953 | 0.75176 | 0.76591 | 0.78207 | 0.80011 | 0.82174 | 0.84593 | 0.87291 | 0.90228 | 0.93442 | 0.96995
Scenario 5: High TRC ZEAS Phase In | SCG | Res | BROs | Res - Multi Family | Gas Energy (MMTherm/year) | Energy Efficiency | 2.4695 | 2.4988 | 2.5345 | 2.5767 | 2.6254 | 2.681 | 2.743 | 2.8174 | 2.9005 | 2.9935 | 3.0946 | 3.2053 | 3.3277
Scenario 5: High TRC ZEAS Phase In | SCG | Res | BROs | Res - Single Family | Gas Energy (MMTherm/year) | Energy Efficiency | 0.70639 | 0.71555 | 0.7267 | 0.73985 | 0.75495 | 0.77198 | 0.79043 | 0.81285 | 0.83786 | 0.86681 | 0.89829 | 0.93269 | 0.97065
Scenario 5: High TRC ZEAS Phase In | SCG | Res | BldgEnv | Res - Multi Family | Electric Demand (MW) | Energy Efficiency | 0 | 0 | 0 | 0 | 0 | 0 | 0 | 0 | 0 | 0 | 0 | 0 | 6.298e-05
Scenario 5: High TRC ZEAS Phase In | SCG | Res | BldgEnv | Res - Multi Family | Electric Energy (GWh/year) | Energy Efficiency | 0 | 0 | 0 | 0 | 0 | 0 | 0 | 0 | 0 | 0 | 0 | 0 | 9.6692e-05
Scenario 5: High TRC ZEAS Phase In | SCG | Res | BldgEnv | Res - Multi Family | Gas Energy (MMTherm/year) | Energy Efficiency | 0 | 0 | 0 | 0 | 0 | 0 | 0 | 0 | 0 | 0 | 0 | 0 | 3.0281e-05
Scenario 5: High TRC ZEAS Phase In | SCG | Res | BldgEnv | Res - Single Family | Electric Demand (MW) | Energy Efficiency | 0.01741 | 0.020185 | 0.02135 | 0.021484 | 0.021491 | 0.020916 | 0.020008 | 0.018991 | 0.018024 | 0 | 0 | 0 | 0
Scenario 5: High TRC ZEAS Phase In | SCG | Res | BldgEnv | Res - Single Family | Electric Energy (GWh/year) | Energy Efficiency | -0.014794 | -0.014164 | -0.013576 | -0.013073 | -0.01259 | -0.01215 | -0.011739 | -0.011342 | -0.010951 | 0 | 0 | 0 | 0
Scenario 5: High TRC ZEAS Phase In | SCG | Res | BldgEnv | Res - Single Family | Gas Energy (MMTherm/year) | Energy Efficiency | 0.0037316 | 0.0043573 | 0.0046248 | 0.0046619 | 0.0046701 | 0.0045476 | 0.00435 | 0.0041277 | 0.0039164 | 0 | 0 | 0 | 0
Scenario 5: High TRC ZEAS Phase In | SCG | Res | HVAC | Res - Multi Family | Electric Demand (MW) | Energy Efficiency | -2.8415e-05 | -2.8888e-05 | -2.8656e-05 | -2.8102e-05 | -2.7484e-05 | -2.6732e-05 | 0 | 0 | 0 | 0 | 0 | 0 | 0
Scenario 5: High TRC ZEAS Phase In | SCG | Res | HVAC | Res - Multi Family | Electric Energy (GWh/year) | Energy Efficiency | -2.6807e-09 | -2.7254e-09 | -2.7035e-09 | -2.6512e-09 | -2.5929e-09 | -2.5219e-09 | 0 | 0 | 0 | 0 | 0 | 0 | 0
Scenario 5: High TRC ZEAS Phase In | SCG | Res | HVAC | Res - Multi Family | Gas Energy (MMTherm/year) | Energy Efficiency | 6.7083e-06 | 6.8201e-06 | 6.7653e-06 | 6.6344e-06 | 6.4886e-06 | 6.311e-06 | 0 | 0 | 0 | 0 | 0 | 0 | 0
Scenario 5: High TRC ZEAS Phase In | SCG | Res | HVAC | Res - Single Family | Electric Demand (MW) | Energy Efficiency | 0.005882 | 0.0061877 | 0.0062998 | 0.0062689 | 0 | 0 | 0 | 0 | 0 | 0 | 0 | 0 | 0
Scenario 5: High TRC ZEAS Phase In | SCG | Res | HVAC | Res - Single Family | Electric Energy (GWh/year) | Energy Efficiency | 0.068091 | 0.074991 | 0.078236 | 0.079199 | 0 | 0 | 0 | 0 | 0 | 0 | 0 | 0 | 0
Scenario 5: High TRC ZEAS Phase In | SCG | Res | HVAC | Res - Single Family | Gas Energy (MMTherm/year) | Energy Efficiency | 0.0078246 | 0.0086827 | 0.0090756 | 0.0091991 | 0 | 0 | 0 | 0 | 0 | 0 | 0 | 0 | 0
Scenario 5: High TRC ZEAS Phase In | SCG | Res | WaterHeat | Res - Multi Family | Electric Demand (MW) | Energy Efficiency | -0.0032682 | -0.003294 | 0 | 0 | 0 | 0 | 0 | 0 | 0 | 0 | 0 | 0 | 0
Scenario 5: High TRC ZEAS Phase In | SCG | Res | WaterHeat | Res - Multi Family | Electric Energy (GWh/year) | Energy Efficiency | -0.016841 | -0.016975 | 0 | 0 | 0 | 0 | 0 | 0 | 0 | 0 | 0 | 0 | 0
Scenario 5: High TRC ZEAS Phase In | SCG | Res | WaterHeat | Res - Multi Family | Gas Energy (MMTherm/year) | Energy Efficiency | 0.29164 | 0.27034 | 0.086861 | 0.069474 | 0.057426 | 0.048303 | 0.045354 | 0.043056 | 0.040701 | 0.038378 | 0.036262 | 0.034499 | 0.032817
Scenario 5: High TRC ZEAS Phase In | SCG | Res | WaterHeat | Res - Single Family | Electric Demand (MW) | Energy Efficiency | -0.020044 | -0.021237 | 0 | 0 | 0 | 0 | 0 | 0 | 0 | 0 | 0 | 0 | 0
Scenario 5: High TRC ZEAS Phase In | SCG | Res | WaterHeat | Res - Single Family | Electric Energy (GWh/year) | Energy Efficiency | -0.11394 | -0.1208 | 0 | 0 | 0 | 0 | 0 | 0 | 0 | 0 | 0 | 0 | 0
Scenario 5: High TRC ZEAS Phase In | SCG | Res | WaterHeat | Res - Single Family | Gas Energy (MMTherm/year) | Energy Efficiency | 1.8096 | 1.7335 | 0.35953 | 0.29023 | 0.24581 | 0.2113 | 0.18353 | 0.16122 | 0.14807 | 0.13813 | 0.1293 | 0.12148 | 0.11421
Scenario 5: High TRC ZEAS Phase In | SCG | Res | WholeBlg | Res - Multi Family | Electric Demand (MW) | Energy Efficiency | 0 | 0 | 0 | 0 | 0 | 0 | 0 | 0 | 0 | 0 | 0 | 0 | 0
Scenario 5: High TRC ZEAS Phase In | SCG | Res | WholeBlg | Res - Multi Family | Electric Energy (GWh/year) | Energy Efficiency | 0 | 0 | 0 | 0 | 0 | 0 | 0 | 0 | 0 | 0 | 0 | 0 | 0
Scenario 5: High TRC ZEAS Phase In | SCG | Res | WholeBlg | Res - Multi Family | Gas Energy (MMTherm/year) | Energy Efficiency | 0 | 0 | 0 | 0 | 0 | 0 | 0 | 0 | 0 | 0 | 0 | 0 | 0
Scenario 5: High TRC ZEAS Phase In | SCG | Res | WholeBlg | Res - Single Family | Electric Demand (MW) | Energy Efficiency | 0 | 0 | 0 | 0 | 0 | 0 | 0 | 0 | 0 | 0 | 0 | 0 | 0
Scenario 5: High TRC ZEAS Phase In | SCG | Res | WholeBlg | Res - Single Family | Electric Energy (GWh/year) | Energy Efficiency | 0 | 0 | 0 | 0 | 0 | 0 | 0 | 0 | 0 | 0 | 0 | 0 | 0
Scenario 5: High TRC ZEAS Phase In | SCG | Res | WholeBlg | Res - Single Family | Gas Energy (MMTherm/year) | Energy Efficiency | 0 | 0 | 0 | 0 | 0 | 0 | 0 | 0 | 0 | 0 | 0 | 0 | 0
Scenario 5: High TRC ZEAS Phase In | SDG&E | Ag | WholeBlg | Ag - Dairies, fishing, hunting | Electric Demand (MW) | Energy Efficiency | 0.0018919 | 0.0019052 | 0.0019178 | 0.0019298 | 0.0019409 | 0.0019509 | 0.0019603 | 0.0019696 | 0.0019789 | 0.0019881 | 0.0019971 | 0.0020059 | 0.0020145
Scenario 5: High TRC ZEAS Phase In | SDG&E | Ag | WholeBlg | Ag - Dairies, fishing, hunting | Electric Energy (GWh/year) | Energy Efficiency | 0.0080594 | 0.0081163 | 0.0081697 | 0.0082209 | 0.0082681 | 0.0083107 | 0.0083508 | 0.0083906 | 0.0084301 | 0.0084693 | 0.0085075 | 0.0085451 | 0.0085817
Scenario 5: High TRC ZEAS Phase In | SDG&E | Ag | WholeBlg | Ag - Dairies, fishing, hunting | Gas Energy (MMTherm/year) | Energy Efficiency | 1.6867e-05 | 1.6867e-05 | 1.6867e-05 | 1.6867e-05 | 1.6867e-05 | 1.6867e-05 | 1.6867e-05 | 1.6867e-05 | 1.6867e-05 | 1.6867e-05 | 1.6867e-05 | 1.6867e-05 | 1.6867e-05
Scenario 5: High TRC ZEAS Phase In | SDG&E | Ag | WholeBlg | Ag - Irrigated Agriculture, vineyards, forestry and greenhouses | Electric Demand (MW) | Energy Efficiency | 0.013304 | 0.013773 | 0.014216 | 0.014647 | 0.015052 | 0.015421 | 0.015774 | 0.016128 | 0.016486 | 0.016845 | 0.017198 | 0.017547 | 0.01789
Scenario 5: High TRC ZEAS Phase In | SDG&E | Ag | WholeBlg | Ag - Irrigated Agriculture, vineyards, forestry and greenhouses | Electric Energy (GWh/year) | Energy Efficiency | 0.056675 | 0.058673 | 0.060559 | 0.062395 | 0.064121 | 0.065693 | 0.067196 | 0.068703 | 0.07023 | 0.071758 | 0.073261 | 0.07475 | 0.076209
Scenario 5: High TRC ZEAS Phase In | SDG&E | Ag | WholeBlg | Ag - Irrigated Agriculture, vineyards, forestry and greenhouses | Gas Energy (MMTherm/year) | Energy Efficiency | 0.0012197 | 0.0012197 | 0.0012197 | 0.0012197 | 0.0012197 | 0.0012197 | 0.0012197 | 0.0012197 | 0.0012197 | 0.0012197 | 0.0012197 | 0.0012197 | 0.0012197
Scenario 5: High TRC ZEAS Phase In | SDG&E | Ag | WholeBlg | Ag - Water pumping | Electric Demand (MW) | Energy Efficiency | 0.041617 | 0.041536 | 0.041457 | 0.041374 | 0.041291 | 0.041212 | 0.041132 | 0.04105 | 0.040961 | 0.040869 | 0.040777 | 0.040684 | 0.04059
Scenario 5: High TRC ZEAS Phase In | SDG&E | Ag | WholeBlg | Ag - Water pumping | Electric Energy (GWh/year) | Energy Efficiency | 0.17729 | 0.17694 | 0.1766 | 0.17625 | 0.1759 | 0.17556 | 0.17522 | 0.17487 | 0.17449 | 0.1741 | 0.17371 | 0.17331 | 0.17291
Scenario 5: High TRC ZEAS Phase In | SDG&E | Ag | WholeBlg | Ag - Water pumping | Gas Energy (MMTherm/year) | Energy Efficiency | 0.00034934 | 0.00034934 | 0.00034934 | 0.00034934 | 0.00034934 | 0.00034934 | 0.00034934 | 0.00034934 | 0.00034934 | 0.00034934 | 0.00034934 | 0.00034934 | 0.00034934
Scenario 5: High TRC ZEAS Phase In | SDG&E | Com | AppPlug | Com - Health | Gas Energy (MMTherm/year) | Energy Efficiency | 0.02624 | 0.029763 | 0.058146 | 0.065617 | 0.071887 | 0.077663 | 0.16469 | 0.1776 | 0.19246 | 0.20834 | 0.22313 | 0.22335 | 0.22586
Scenario 5: High TRC ZEAS Phase In | SDG&E | Com | AppPlug | Com - Lodging | Gas Energy (MMTherm/year) | Energy Efficiency | 0.023829 | 0.025971 | 0.028373 | 0.031749 | 0.033641 | 0.05353 | 0.13246 | 0.14112 | 0.15016 | 0.15868 | 0.16512 | 0.16843 | 0.1717
Scenario 5: High TRC ZEAS Phase In | SDG&E | Com | AppPlug | Com - Other | Gas Energy (MMTherm/year) | Energy Efficiency | 0 | 0 | 0.00024281 | 0.00027836 | 0.00031298 | 0.00035374 | 0.00039676 | 0.0004408 | 0.00048571 | 0.00053285 | 0.00057955 | 0.00062763 | 0.00067753
Scenario 5: High TRC ZEAS Phase In | SDG&E | Com | BROs | Com - Lodging | Electric Energy (GWh/year) | Energy Efficiency | 0.0087675 | 0.017942 | 0.027556 | 0.037827 | 0.048759 | 0.060287 | 0.07269 | 0.08562 | 0.099235 | 0.11359 | 0.12828 | 0.14288 | 0.1577
Scenario 5: High TRC ZEAS Phase In | SDG&E | Com | BROs | Com - Other | Electric Energy (GWh/year) | Energy Efficiency | 0.0079453 | 0.016295 | 0.025078 | 0.034484 | 0.044544 | 0.055196 | 0.066813 | 0.078968 | 0.091831 | 0.10546 | 0.11952 | 0.13362 | 0.14899
Scenario 5: High TRC ZEAS Phase In | SDG&E | Com | BROs | Com - Retail | Electric Demand (MW) | Energy Efficiency | 0.0016338 | 0.0033258 | 0.0050803 | 0.0069276 | 0.008875 | 0.010905 | 0.013094 | 0.015353 | 0.017704 | 0.020162 | 0.022645 | 0.025101 | 0.027999
Scenario 5: High TRC ZEAS Phase In | SDG&E | Com | BROs | Com - Retail | Electric Energy (GWh/year) | Energy Efficiency | 0.017664 | 0.035957 | 0.054926 | 0.074897 | 0.095951 | 0.1179 | 0.14157 | 0.16598 | 0.19141 | 0.21798 | 0.24482 | 0.27138 | 0.30271
Scenario 5: High TRC ZEAS Phase In | SDG&E | Com | BldgEnv | Com - College | Electric Demand (MW) | Energy Efficiency | 9.4089e-07 | 9.4132e-07 | 9.419e-07 | 1.5185e-06 | 1.5138e-06 | 1.5147e-06 | 1.5161e-06 | 1.5157e-06 | 1.5159e-06 | 1.5175e-06 | 1.5173e-06 | 1.5338e-06 | 1.5363e-06
Scenario 5: High TRC ZEAS Phase In | SDG&E | Com | BldgEnv | Com - College | Electric Energy (GWh/year) | Energy Efficiency | 3.2147e-07 | 3.2162e-07 | 3.2182e-07 | 5.1881e-07 | 5.1721e-07 | 5.1752e-07 | 5.18e-07 | 5.1786e-07 | 5.1793e-07 | 5.1848e-07 | 5.1842e-07 | 5.2404e-07 | 5.249e-07
Scenario 5: High TRC ZEAS Phase In | SDG&E | Com | BldgEnv | Com - College | Gas Energy (MMTherm/year) | Energy Efficiency | 6.5083e-07 | 6.4769e-07 | 6.4451e-07 | 1.097e-06 | 1.0901e-06 | 1.0848e-06 | 1.0796e-06 | 1.0738e-06 | 1.0682e-06 | 1.063e-06 | 1.0573e-06 | 1.0567e-06 | 1.0519e-06
Scenario 5: High TRC ZEAS Phase In | SDG&E | Com | BldgEnv | Com - Grocery | Electric Demand (MW) | Energy Efficiency | 4.9899e-06 | 4.8327e-06 | 4.6783e-06 | 4.5478e-06 | 4.4171e-06 | 4.3179e-06 | 4.2334e-06 | 4.1563e-06 | 4.0782e-06 | 4.0157e-06 | 3.9526e-06 | 3.8953e-06 | 3.8461e-06
Scenario 5: High TRC ZEAS Phase In | SDG&E | Com | BldgEnv | Com - Grocery | Electric Energy (GWh/year) | Energy Efficiency | 1.7049e-06 | 1.6512e-06 | 1.5984e-06 | 1.5538e-06 | 1.5092e-06 | 1.4753e-06 | 1.4464e-06 | 1.4201e-06 | 1.3934e-06 | 1.372e-06 | 1.3505e-06 | 1.3309e-06 | 1.3141e-06
Scenario 5: High TRC ZEAS Phase In | SDG&E | Com | BldgEnv | Com - Grocery | Gas Energy (MMTherm/year) | Energy Efficiency | 1.2899e-06 | 1.2504e-06 | 1.2099e-06 | 1.1751e-06 | 1.1402e-06 | 1.1138e-06 | 1.091e-06 | 1.07e-06 | 1.0487e-06 | 1.0316e-06 | 1.0147e-06 | 9.9958e-07 | 9.8701e-07
Scenario 5: High TRC ZEAS Phase In | SDG&E | Com | BldgEnv | Com - Health | Electric Demand (MW) | Energy Efficiency | 8.1833e-06 | 7.5755e-06 | 6.9153e-06 | 6.2405e-06 | 5.4499e-06 | 4.5729e-06 | 3.8301e-06 | 3.7167e-06 | 3.6608e-06 | 3.693e-06 | 3.7879e-06 | 3.5471e-06 | 3.3838e-06
Scenario 5: High TRC ZEAS Phase In | SDG&E | Com | BldgEnv | Com - Health | Electric Energy (GWh/year) | Energy Efficiency | 3.931e-06 | 3.639e-06 | 3.3219e-06 | 2.9977e-06 | 2.6179e-06 | 2.1967e-06 | 1.8399e-06 | 1.7854e-06 | 1.7585e-06 | 1.774e-06 | 1.8196e-06 | 1.7039e-06 | 1.6255e-06
Scenario 5: High TRC ZEAS Phase In | SDG&E | Com | BldgEnv | Com - Health | Gas Energy (MMTherm/year) | Energy Efficiency | 3.3994e-06 | 3.1343e-06 | 2.8478e-06 | 2.5563e-06 | 2.2201e-06 | 1.8541e-06 | 1.5501e-06 | 1.5041e-06 | 1.4816e-06 | 1.4951e-06 | 1.5343e-06 | 1.4362e-06 | 1.3699e-06
Scenario 5: High TRC ZEAS Phase In | SDG&E | Com | BldgEnv | Com - Lodging | Electric Demand (MW) | Energy Efficiency | 1.4917e-06 | 1.4775e-06 | 1.4634e-06 | 1.4586e-06 | 1.4404e-06 | 1.4323e-06 | 1.4199e-06 | 1.4077e-06 | 3.9659e-07 | 4.0247e-07 | 4.0389e-07 | 4.0566e-07 | 4.1108e-07
Scenario 5: High TRC ZEAS Phase In | SDG&E | Com | BldgEnv | Com - Lodging | Electric Energy (GWh/year) | Energy Efficiency | 9.7476e-07 | 9.6544e-07 | 9.5627e-07 | 9.531e-07 | 9.4122e-07 | 9.3591e-07 | 9.2781e-07 | 9.1985e-07 | 2.5915e-07 | 2.6299e-07 | 2.6392e-07 | 2.6508e-07 | 2.6862e-07
Scenario 5: High TRC ZEAS Phase In | SDG&E | Com | BldgEnv | Com - Lodging | Gas Energy (MMTherm/year) | Energy Efficiency | 4.9072e-07 | 4.8488e-07 | 4.791e-07 | 4.7511e-07 | 4.6861e-07 | 4.6408e-07 | 4.5877e-07 | 4.5355e-07 | 7.6145e-08 | 7.7266e-08 | 7.7535e-08 | 7.7873e-08 | 7.8914e-08
Scenario 5: High TRC ZEAS Phase In | SDG&E | Com | BldgEnv | Com - Office (Large) | Electric Demand (MW) | Energy Efficiency | 1.3932e-05 | 1.356e-05 | 1.3204e-05 | 1.2873e-05 | 1.2516e-05 | 1.2262e-05 | 1.2052e-05 | 1.1811e-05 | 1.1488e-05 | 1.1219e-05 | 1.095e-05 | 1.0709e-05 | 1.0491e-05
Scenario 5: High TRC ZEAS Phase In | SDG&E | Com | BldgEnv | Com - Office (Large) | Electric Energy (GWh/year) | Energy Efficiency | 4.7602e-06 | 4.6331e-06 | 4.5114e-06 | 4.3982e-06 | 4.2764e-06 | 4.1896e-06 | 4.1179e-06 | 4.0353e-06 | 3.9252e-06 | 3.8331e-06 | 3.7414e-06 | 3.6589e-06 | 3.5844e-06
Scenario 5: High TRC ZEAS Phase In | SDG&E | Com | BldgEnv | Com - Office (Large) | Gas Energy (MMTherm/year) | Energy Efficiency | 1.7525e-06 | 1.707e-06 | 1.6642e-06 | 1.6246e-06 | 1.5813e-06 | 1.551e-06 | 1.5261e-06 | 1.497e-06 | 1.4566e-06 | 1.423e-06 | 1.3896e-06 | 1.3598e-06 | 1.3329e-06
Scenario 5: High TRC ZEAS Phase In | SDG&E | Com | BldgEnv | Com - Office (Small) | Electric Demand (MW) | Energy Efficiency | 5.6524e-06 | 5.4627e-06 | 5.2847e-06 | 5.1173e-06 | 4.9577e-06 | 4.8108e-06 | 4.6735e-06 | 4.5424e-06 | 4.4198e-06 | 4.3037e-06 | 4.196e-06 | 4.0962e-06 | 4.0042e-06
Scenario 5: High TRC ZEAS Phase In | SDG&E | Com | BldgEnv | Com - Office (Small) | Electric Energy (GWh/year) | Energy Efficiency | 1.9312e-06 | 1.8664e-06 | 1.8056e-06 | 1.7484e-06 | 1.6939e-06 | 1.6437e-06 | 1.5968e-06 | 1.552e-06 | 1.5101e-06 | 1.4704e-06 | 1.4336e-06 | 1.3995e-06 | 1.3681e-06
Scenario 5: High TRC ZEAS Phase In | SDG&E | Com | BldgEnv | Com - Office (Small) | Gas Energy (MMTherm/year) | Energy Efficiency | 7.0599e-07 | 6.827e-07 | 6.6085e-07 | 6.4035e-07 | 6.2084e-07 | 6.0293e-07 | 5.8624e-07 | 5.7034e-07 | 5.5546e-07 | 5.4138e-07 | 5.2832e-07 | 5.1623e-07 | 5.0508e-07
Scenario 5: High TRC ZEAS Phase In | SDG&E | Com | BldgEnv | Com - Other | Electric Demand (MW) | Energy Efficiency | 8.7714e-06 | 8.5814e-06 | 8.7517e-06 | 8.5395e-06 | 8.2964e-06 | 8.0545e-06 | 7.798e-06 | 7.5242e-06 | 6.9511e-06 | 6.6754e-06 | 6.3859e-06 | 6.088e-06 | 5.7816e-06
Scenario 5: High TRC ZEAS Phase In | SDG&E | Com | BldgEnv | Com - Other | Electric Energy (GWh/year) | Energy Efficiency | 2.9984e-06 | 2.9334e-06 | 2.9916e-06 | 2.9191e-06 | 2.836e-06 | 2.7533e-06 | 2.6656e-06 | 2.572e-06 | 2.3761e-06 | 2.2819e-06 | 2.1829e-06 | 2.0811e-06 | 1.9764e-06
Scenario 5: High TRC ZEAS Phase In | SDG&E | Com | BldgEnv | Com - Other | Gas Energy (MMTherm/year) | Energy Efficiency | 1.1404e-06 | 1.1156e-06 | 1.2224e-06 | 1.1941e-06 | 1.1609e-06 | 1.1268e-06 | 1.0898e-06 | 1.0499e-06 | 9.0506e-07 | 8.6871e-07 | 8.307e-07 | 7.917e-07 | 7.5163e-07
Scenario 5: High TRC ZEAS Phase In | SDG&E | Com | BldgEnv | Com - Refrig. Warehouse | Electric Demand (MW) | Energy Efficiency | 1.5741e-07 | 1.5489e-07 | 1.524e-07 | 1.4924e-07 | 1.4646e-07 | 1.4381e-07 | 1.4142e-07 | 1.3906e-07 | 1.3697e-07 | 1.3477e-07 | 1.3288e-07 | 1.3117e-07 | 1.2946e-07
Scenario 5: High TRC ZEAS Phase In | SDG&E | Com | BldgEnv | Com - Refrig. Warehouse | Electric Energy (GWh/year) | Energy Efficiency | 5.3783e-08 | 5.292e-08 | 5.2069e-08 | 5.0991e-08 | 5.0042e-08 | 4.9135e-08 | 4.832e-08 | 4.7511e-08 | 4.6799e-08 | 4.6047e-08 | 4.5402e-08 | 4.4815e-08 | 4.4233e-08
Scenario 5: High TRC ZEAS Phase In | SDG&E | Com | BldgEnv | Com - Refrig. Warehouse | Gas Energy (MMTherm/year) | Energy Efficiency | 2.0331e-08 | 1.9993e-08 | 1.9658e-08 | 1.9239e-08 | 1.8871e-08 | 1.8519e-08 | 1.8204e-08 | 1.7892e-08 | 1.7617e-08 | 1.7327e-08 | 1.7078e-08 | 1.6851e-08 | 1.6625e-08
Scenario 5: High TRC ZEAS Phase In | SDG&E | Com | BldgEnv | Com - Restaurant | Electric Demand (MW) | Energy Efficiency | 1.7432e-06 | 1.8727e-06 | 1.8241e-06 | 1.7797e-06 | 1.7398e-06 | 1.7008e-06 | 1.6679e-06 | 1.6377e-06 | 1.6073e-06 | 1.5803e-06 | 1.5571e-06 | 1.5368e-06 | 1.5187e-06
Scenario 5: High TRC ZEAS Phase In | SDG&E | Com | BldgEnv | Com - Restaurant | Electric Energy (GWh/year) | Energy Efficiency | 5.9558e-07 | 6.3984e-07 | 6.2324e-07 | 6.0807e-07 | 5.9444e-07 | 5.8112e-07 | 5.6987e-07 | 5.5954e-07 | 5.4914e-07 | 5.3993e-07 | 5.3199e-07 | 5.2506e-07 | 5.1888e-07
Scenario 5: High TRC ZEAS Phase In | SDG&E | Com | BldgEnv | Com - Restaurant | Gas Energy (MMTherm/year) | Energy Efficiency | 2.0809e-07 | 2.3386e-07 | 2.2794e-07 | 2.2257e-07 | 2.1777e-07 | 2.1308e-07 | 2.0916e-07 | 2.0558e-07 | 2.0196e-07 | 1.9877e-07 | 1.9604e-07 | 1.9367e-07 | 1.9156e-07
Scenario 5: High TRC ZEAS Phase In | SDG&E | Com | BldgEnv | Com - Retail | Electric Demand (MW) | Energy Efficiency | 1.7761e-05 | 1.5547e-05 | 1.3238e-05 | 1.0638e-05 | 7.6686e-06 | 5.6406e-06 | 5.2035e-06 | 4.7952e-06 | 4.4286e-06 | 4.1125e-06 | 3.8274e-06 | 3.5878e-06 | 3.3786e-06
Scenario 5: High TRC ZEAS Phase In | SDG&E | Com | BldgEnv | Com - Retail | Electric Energy (GWh/year) | Energy Efficiency | 6.0683e-06 | 5.3118e-06 | 4.5231e-06 | 3.6347e-06 | 2.6201e-06 | 1.9272e-06 | 1.7779e-06 | 1.6384e-06 | 1.5131e-06 | 1.4051e-06 | 1.3077e-06 | 1.2258e-06 | 1.1544e-06
Scenario 5: High TRC ZEAS Phase In | SDG&E | Com | BldgEnv | Com - Retail | Gas Energy (MMTherm/year) | Energy Efficiency | 4.308e-06 | 3.7468e-06 | 3.1481e-06 | 2.5063e-06 | 1.749e-06 | 1.2512e-06 | 1.1667e-06 | 1.0877e-06 | 1.0158e-06 | 9.5207e-07 | 8.9363e-07 | 8.4238e-07 | 7.9619e-07
Scenario 5: High TRC ZEAS Phase In | SDG&E | Com | BldgEnv | Com - School | Electric Demand (MW) | Energy Efficiency | 2.4161e-06 | 2.4092e-06 | 2.4046e-06 | 2.4021e-06 | 2.4074e-06 | 2.4079e-06 | 2.4096e-06 | 2.4156e-06 | 2.4274e-06 | 2.4397e-06 | 2.4558e-06 | 2.4736e-06 | 2.4916e-06
Scenario 5: High TRC ZEAS Phase In | SDG&E | Com | BldgEnv | Com - School | Electric Energy (GWh/year) | Energy Efficiency | 8.2551e-07 | 8.2314e-07 | 8.2159e-07 | 8.2072e-07 | 8.2252e-07 | 8.2271e-07 | 8.2329e-07 | 8.2534e-07 | 8.2935e-07 | 8.3356e-07 | 8.3906e-07 | 8.4515e-07 | 8.5128e-07
Scenario 5: High TRC ZEAS Phase In | SDG&E | Com | BldgEnv | Com - School | Gas Energy (MMTherm/year) | Energy Efficiency | 3.067e-07 | 3.0613e-07 | 3.0584e-07 | 3.058e-07 | 3.0677e-07 | 3.0713e-07 | 3.0763e-07 | 3.087e-07 | 3.1049e-07 | 3.1235e-07 | 3.1469e-07 | 3.1723e-07 | 3.1977e-07
Scenario 5: High TRC ZEAS Phase In | SDG&E | Com | BldgEnv | Com - Warehouse | Electric Demand (MW) | Energy Efficiency | 9.4342e-06 | 9.3072e-06 | 9.179e-06 | 9.5399e-06 | 9.4149e-06 | 9.2988e-06 | 9.1684e-06 | 9.0347e-06 | 8.3527e-06 | 8.2052e-06 | 8.0515e-06 | 7.9003e-06 | 7.7588e-06
Scenario 5: High TRC ZEAS Phase In | SDG&E | Com | BldgEnv | Com - Warehouse | Electric Energy (GWh/year) | Energy Efficiency | 6.1648e-06 | 6.0818e-06 | 5.998e-06 | 6.2338e-06 | 6.1521e-06 | 6.0763e-06 | 5.9911e-06 | 5.9037e-06 | 5.4581e-06 | 5.3617e-06 | 5.2612e-06 | 5.1624e-06 | 5.07e-06
Scenario 5: High TRC ZEAS Phase In | SDG&E | Com | BldgEnv | Com - Warehouse | Gas Energy (MMTherm/year) | Energy Efficiency | 2.0503e-06 | 2.0225e-06 | 1.9942e-06 | 2.2577e-06 | 2.2375e-06 | 2.2185e-06 | 2.1956e-06 | 2.1713e-06 | 1.8168e-06 | 1.7838e-06 | 1.7495e-06 | 1.716e-06 | 1.6847e-06
Scenario 5: High TRC ZEAS Phase In | SDG&E | Com | ComRefrig | Com - College | Electric Demand (MW) | Energy Efficiency | 7.1745e-05 | 4.855e-05 | 2.8894e-05 | 1.4811e-05 | 5.7901e-06 | 2.3984e-06 | 7.2956e-07 | 0 | 0 | 0 | 0 | 0 | 0
Scenario 5: High TRC ZEAS Phase In | SDG&E | Com | ComRefrig | Com - College | Electric Energy (GWh/year) | Energy Efficiency | 0.00052639 | 0.00036223 | 0.00022013 | 0.00011617 | 4.8311e-05 | 2.0572e-05 | 6.2576e-06 | 0 | 0 | 0 | 0 | 0 | 0
Scenario 5: High TRC ZEAS Phase In | SDG&E | Com | ComRefrig | Com - College | Gas Energy (MMTherm/year) | Energy Efficiency | 0 | 0 | 0 | 0 | 0 | 0 | 0 | 0 | 0 | 0 | 0 | 0 | 0
Scenario 5: High TRC ZEAS Phase In | SDG&E | Com | ComRefrig | Com - Grocery | Electric Demand (MW) | Energy Efficiency | 0.065963 | 0.034271 | 0.012666 | 0.0051124 | 0.0011996 | 0 | 0 | 0 | 0 | 0 | 0 | 0 | 0
Scenario 5: High TRC ZEAS Phase In | SDG&E | Com | ComRefrig | Com - Grocery | Electric Energy (GWh/year) | Energy Efficiency | 0.4958 | 0.26624 | 0.1059 | 0.043851 | 0.01029 | 0 | 0 | 0 | 0 | 0 | 0 | 0 | 0
Scenario 5: High TRC ZEAS Phase In | SDG&E | Com | ComRefrig | Com - Grocery | Gas Energy (MMTherm/year) | Energy Efficiency | 0 | 0 | 0 | 0 | 0 | 0 | 0 | 0 | 0 | 0 | 0 | 0 | 0
Scenario 5: High TRC ZEAS Phase In | SDG&E | Com | ComRefrig | Com - Refrig. Warehouse | Electric Demand (MW) | Energy Efficiency | 2.1987e-05 | 1.4219e-05 | 7.9988e-06 | 3.748e-06 | 1.2817e-06 | 5.1927e-07 | 6.0664e-08 | 0 | 0 | 0 | 0 | 0 | 0
Scenario 5: High TRC ZEAS Phase In | SDG&E | Com | ComRefrig | Com - Refrig. Warehouse | Electric Energy (GWh/year) | Energy Efficiency | 0.00016187 | 0.00010654 | 6.129e-05 | 2.9744e-05 | 1.0993e-05 | 4.454e-06 | 5.2034e-07 | 0 | 0 | 0 | 0 | 0 | 0
Scenario 5: High TRC ZEAS Phase In | SDG&E | Com | ComRefrig | Com - Refrig. Warehouse | Gas Energy (MMTherm/year) | Energy Efficiency | 0 | 0 | 0 | 0 | 0 | 0 | 0 | 0 | 0 | 0 | 0 | 0 | 0
Scenario 5: High TRC ZEAS Phase In | SDG&E | Com | ComRefrig | Com - Restaurant | Electric Demand (MW) | Energy Efficiency | 0.0025375 | 0.0013459 | 0.00052578 | 0.00021378 | 6.1202e-05 | 0 | 0 | 0 | 0 | 0 | 0 | 0 | 0
Scenario 5: High TRC ZEAS Phase In | SDG&E | Com | ComRefrig | Com - Restaurant | Electric Energy (GWh/year) | Energy Efficiency | 0.019064 | 0.010443 | 0.0043623 | 0.0018336 | 0.00052495 | 0 | 0 | 0 | 0 | 0 | 0 | 0 | 0
Scenario 5: High TRC ZEAS Phase In | SDG&E | Com | ComRefrig | Com - Restaurant | Gas Energy (MMTherm/year) | Energy Efficiency | 0 | 0 | 0 | 0 | 0 | 0 | 0 | 0 | 0 | 0 | 0 | 0 | 0
Scenario 5: High TRC ZEAS Phase In | SDG&E | Com | ComRefrig | Com - Retail | Electric Demand (MW) | Energy Efficiency | 0.028556 | 0.015233 | 0.0060785 | 0.002298 | 0.00065053 | 0 | 0 | 0 | 0 | 0 | 0 | 0 | 0
Scenario 5: High TRC ZEAS Phase In | SDG&E | Com | ComRefrig | Com - Retail | Electric Energy (GWh/year) | Energy Efficiency | 0.21413 | 0.11772 | 0.04986 | 0.019711 | 0.0055798 | 0 | 0 | 0 | 0 | 0 | 0 | 0 | 0
Scenario 5: High TRC ZEAS Phase In | SDG&E | Com | ComRefrig | Com - Retail | Gas Energy (MMTherm/year) | Energy Efficiency | 0 | 0 | 0 | 0 | 0 | 0 | 0 | 0 | 0 | 0 | 0 | 0 | 0
Scenario 5: High TRC ZEAS Phase In | SDG&E | Com | ComRefrig | Com - School | Electric Demand (MW) | Energy Efficiency | 2.8948e-06 | 0 | 0 | 0 | 0 | 0 | 0 | 0 | 0 | 0 | 0 | 0 | 0
Scenario 5: High TRC ZEAS Phase In | SDG&E | Com | ComRefrig | Com - School | Electric Energy (GWh/year) | Energy Efficiency | 2.483e-05 | 0 | 0 | 0 | 0 | 0 | 0 | 0 | 0 | 0 | 0 | 0 | 0
Scenario 5: High TRC ZEAS Phase In | SDG&E | Com | ComRefrig | Com - School | Gas Energy (MMTherm/year) | Energy Efficiency | 0 | 0 | 0 | 0 | 0 | 0 | 0 | 0 | 0 | 0 | 0 | 0 | 0
Scenario 5: High TRC ZEAS Phase In | SDG&E | Com | FoodServ | Com - College | Electric Demand (MW) | Energy Efficiency | 0.00073122 | 0.00078684 | 0.00083213 | 0.00089186 | 0.00093146 | 0.00098913 | 0.0010474 | 0.0010988 | 0.0011512 | 0.0012068 | 0.0017825 | 0.0020817 | 0.0021546
Scenario 5: High TRC ZEAS Phase In | SDG&E | Com | FoodServ | Com - College | Electric Demand (MW) | Fuel Substitution | -0.00016258 | -0.00018895 | -0.00021869 | -0.00024536 | -0.00027201 | -0.00029864 | -0.00032531 | -0.00035196 | -0.00037852 | -0.00040498 | -0.00043119 | -0.00045714 | -0.00048272
Scenario 5: High TRC ZEAS Phase In | SDG&E | Com | FoodServ | Com - College | Electric Energy (GWh/year) | Energy Efficiency | 0.0039085 | 0.0041951 | 0.0044334 | 0.0047444 | 0.0049536 | 0.0052539 | 0.0055569 | 0.0058252 | 0.0060983 | 0.0063876 | 0.0089124 | 0.010282 | 0.010645
Scenario 5: High TRC ZEAS Phase In | SDG&E | Com | FoodServ | Com - College | Electric Energy (GWh/year) | Fuel Substitution | -0.0017497 | -0.0020356 | -0.0023374 | -0.0026287 | -0.0029236 | -0.0032225 | -0.0035266 | -0.0038359 | -0.0041503 | -0.0044698 | -0.0047933 | -0.0051531 | -0.0055316
Scenario 5: High TRC ZEAS Phase In | SDG&E | Com | FoodServ | Com - College | Gas Energy (MMTherm/year) | Energy Efficiency | 0.0027929 | 0.0031468 | 0.0033326 | 0.0034673 | 0.0035562 | 0.0036718 | 0.0037816 | 0.0038729 | 0.0039603 | 0.0040479 | 0.0041192 | 0.0042619 | 0.0043278
Scenario 5: High TRC ZEAS Phase In | SDG&E | Com | FoodServ | Com - College | Gas Energy (MMTherm/year) | Fuel Substitution | 0.00018136 | 0.00021109 | 0.00024196 | 0.00027215 | 0.00030267 | 0.00033358 | 0.00036499 | 0.0003969 | 0.0004293 | 0.00046218 | 0.00049544 | 0.0005323 | 0.00057099
Scenario 5: High TRC ZEAS Phase In | SDG&E | Com | FoodServ | Com - Grocery | Electric Demand (MW) | Energy Efficiency | 0.0038534 | 0.0042277 | 0.0045098 | 0.0048054 | 0.0050604 | 0.0053554 | 0.0056496 | 0.0059333 | 0.0061889 | 0.006463 | 0.010441 | 0.012229 | 0.012638
Scenario 5: High TRC ZEAS Phase In | SDG&E | Com | FoodServ | Com - Grocery | Electric Demand (MW) | Fuel Substitution | -0.00095858 | -0.0011098 | -0.0012823 | -0.0014342 | -0.0015855 | -0.0017364 | -0.0018871 | -0.0020374 | -0.0021869 | -0.0023355 | -0.0024825 | -0.0026274 | -0.0027699
Scenario 5: High TRC ZEAS Phase In | SDG&E | Com | FoodServ | Com - Grocery | Electric Energy (GWh/year) | Energy Efficiency | 0.021258 | 0.023203 | 0.024711 | 0.026287 | 0.027654 | 0.029226 | 0.030794 | 0.032307 | 0.033674 | 0.035135 | 0.052543 | 0.060515 | 0.062558
Scenario 5: High TRC ZEAS Phase In | SDG&E | Com | FoodServ | Com - Grocery | Electric Energy (GWh/year) | Fuel Substitution | -0.018617 | -0.021293 | -0.024047 | -0.026716 | -0.029391 | -0.032073 | -0.034775 | -0.037493 | -0.040222 | -0.042963 | -0.045701 | -0.048454 | -0.051324
Scenario 5: High TRC ZEAS Phase In | SDG&E | Com | FoodServ | Com - Grocery | Gas Energy (MMTherm/year) | Energy Efficiency | 0.013713 | 0.019454 | 0.021983 | 0.022888 | 0.023639 | 0.024467 | 0.025258 | 0.025986 | 0.026607 | 0.027246 | 0.027819 | 0.028368 | 0.028899
Scenario 5: High TRC ZEAS Phase In | SDG&E | Com | FoodServ | Com - Grocery | Gas Energy (MMTherm/year) | Fuel Substitution | 0.0019344 | 0.0022126 | 0.0024954 | 0.0027722 | 0.0030494 | 0.0033273 | 0.003607 | 0.0038881 | 0.0041703 | 0.0044535 | 0.0047362 | 0.0050202 | 0.0053155
Scenario 5: High TRC ZEAS Phase In | SDG&E | Com | FoodServ | Com - Health | Electric Demand (MW) | Energy Efficiency | 0.002239 | 0.0023866 | 0.0024995 | 0.002666 | 0.0027564 | 0.0028167 | 0.0026749 | 0.0027593 | 0.0029136 | 0.0031852 | 0.0044853 | 0.0046897 | 0.0046587
Scenario 5: High TRC ZEAS Phase In | SDG&E | Com | FoodServ | Com - Health | Electric Demand (MW) | Fuel Substitution | -0.00042368 | -0.00049509 | -0.00057453 | -0.00064753 | -0.00072091 | -0.00079459 | -0.0008685 | -0.00094238 | -0.0010161 | -0.0010896 | -0.0011627 | -0.001235 | -0.001306
Scenario 5: High TRC ZEAS Phase In | SDG&E | Com | FoodServ | Com - Health | Electric Energy (GWh/year) | Energy Efficiency | 0.011831 | 0.012589 | 0.013185 | 0.014051 | 0.014532 | 0.014863 | 0.014174 | 0.014624 | 0.015425 | 0.016817 | 0.022701 | 0.023507 | 0.02337
Scenario 5: High TRC ZEAS Phase In | SDG&E | Com | FoodServ | Com - Health | Electric Energy (GWh/year) | Fuel Substitution | -0.005572 | -0.0064424 | -0.0073538 | -0.0082484 | -0.0091576 | -0.010082 | -0.011026 | -0.011983 | -0.012951 | -0.013928 | -0.014912 | -0.015909 | -0.016966
Scenario 5: High TRC ZEAS Phase In | SDG&E | Com | FoodServ | Com - Health | Gas Energy (MMTherm/year) | Energy Efficiency | 0.0071871 | 0.0087083 | 0.0095167 | 0.0099147 | 0.010152 | 0.01032 | 0.010118 | 0.010307 | 0.0106 | 0.011074 | 0.011666 | 0.011446 | 0.011371
Scenario 5: High TRC ZEAS Phase In | SDG&E | Com | FoodServ | Com - Health | Gas Energy (MMTherm/year) | Fuel Substitution | 0.00059211 | 0.0006851 | 0.00078117 | 0.00087642 | 0.00097312 | 0.0010714 | 0.0011715 | 0.001273 | 0.0013753 | 0.0014786 | 0.0015825 | 0.0016874 | 0.0017984
Scenario 5: High TRC ZEAS Phase In | SDG&E | Com | FoodServ | Com - Lodging | Electric Demand (MW) | Energy Efficiency | 0.0044399 | 0.0046697 | 0.0048431 | 0.0050732 | 0.0052029 | 0.0053928 | 0.0055465 | 0.0056943 | 0.0058612 | 0.0060116 | 0.0071785 | 0.0075704 | 0.0077229
Scenario 5: High TRC ZEAS Phase In | SDG&E | Com | FoodServ | Com - Lodging | Electric Demand (MW) | Fuel Substitution | -0.00059521 | -0.00068798 | -0.00078302 | -0.0008751 | -0.00096676 | -0.001058 | -0.001149 | -0.0012394 | -0.001329 | -0.0014177 | -0.001505 | -0.0015906 | -0.0016743
Scenario 5: High TRC ZEAS Phase In | SDG&E | Com | FoodServ | Com - Lodging | Electric Energy (GWh/year) | Energy Efficiency | 0.028502 | 0.02983 | 0.030886 | 0.032265 | 0.033054 | 0.034186 | 0.035103 | 0.03598 | 0.036961 | 0.037843 | 0.043053 | 0.044917 | 0.04577
Scenario 5: High TRC ZEAS Phase In | SDG&E | Com | FoodServ | Com - Lodging | Electric Energy (GWh/year) | Fuel Substitution | -0.00748 | -0.0085775 | -0.0096824 | -0.010777 | -0.011874 | -0.012972 | -0.014076 | -0.015181 | -0.016286 | -0.01739 | -0.018486 | -0.019572 | -0.020646
Scenario 5: High TRC ZEAS Phase In | SDG&E | Com | FoodServ | Com - Lodging | Gas Energy (MMTherm/year) | Energy Efficiency | 0.0059456 | 0.0077702 | 0.0084886 | 0.008772 | 0.0089161 | 0.0091271 | 0.0092835 | 0.009424 | 0.0095786 | 0.009705 | 0.0097854 | 0.0098559 | 0.0099386
Scenario 5: High TRC ZEAS Phase In | SDG&E | Com | FoodServ | Com - Lodging | Gas Energy (MMTherm/year) | Fuel Substitution | 0.00077356 | 0.00088727 | 0.0010013 | 0.0011146 | 0.001228 | 0.0013416 | 0.0014556 | 0.0015697 | 0.0016837 | 0.0017975 | 0.0019105 | 0.0020222 | 0.0021328
Scenario 5: High TRC ZEAS Phase In | SDG&E | Com | FoodServ | Com - Office (Large) | Electric Demand (MW) | Energy Efficiency | 0.00025422 | 0.00026082 | 0.00026645 | 0.00027157 | 0.0002752 | 0.00028012 | 0.00028517 | 0.00028882 | 0.00029023 | 0.00029203 | 0.00029325 | 0.00029444 | 0.00029556
Scenario 5: High TRC ZEAS Phase In | SDG&E | Com | FoodServ | Com - Office (Large) | Electric Energy (GWh/year) | Energy Efficiency | 0.0022298 | 0.0022877 | 0.0023371 | 0.002382 | 0.0024138 | 0.002457 | 0.0025013 | 0.0025333 | 0.0025457 | 0.0025615 | 0.0025722 | 0.0025826 | 0.0025924
Scenario 5: High TRC ZEAS Phase In | SDG&E | Com | FoodServ | Com - Office (Small) | Electric Demand (MW) | Energy Efficiency | 9.032e-05 | 9.3648e-05 | 9.665e-05 | 9.936e-05 | 0.00010176 | 0.00010397 | 0.00010597 | 0.00010771 | 0.00010926 | 0.00011062 | 0.00011183 | 0.00011291 | 0.00011389
Scenario 5: High TRC ZEAS Phase In | SDG&E | Com | FoodServ | Com - Office (Small) | Electric Energy (GWh/year) | Energy Efficiency | 0.00079221 | 0.0008214 | 0.00084773 | 0.00087151 | 0.00089252 | 0.00091192 | 0.00092946 | 0.00094475 | 0.00095838 | 0.00097026 | 0.00098088 | 0.0009904 | 0.00099895
Scenario 5: High TRC ZEAS Phase In | SDG&E | Com | FoodServ | Com - Other | Electric Demand (MW) | Energy Efficiency | 0.0088294 | 0.0098593 | 0.010589 | 0.011311 | 0.011966 | 0.012666 | 0.013357 | 0.014028 | 0.014684 | 0.015346 | 0.020418 | 0.023007 | 0.02385
Scenario 5: High TRC ZEAS Phase In | SDG&E | Com | FoodServ | Com - Other | Electric Demand (MW) | Fuel Substitution | -0.0030102 | -0.0034838 | -0.0040094 | -0.0044908 | -0.0049741 | -0.0054598 | -0.0059488 | -0.0064404 | -0.0069334 | -0.0074275 | -0.0079201 | -0.0084101 | -0.0088958
Scenario 5: High TRC ZEAS Phase In | SDG&E | Com | FoodServ | Com - Other | Electric Energy (GWh/year) | Energy Efficiency | 0.046095 | 0.051302 | 0.055122 | 0.05891 | 0.062381 | 0.066087 | 0.069755 | 0.073331 | 0.07684 | 0.080389 | 0.10293 | 0.11478 | 0.11912
Scenario 5: High TRC ZEAS Phase In | SDG&E | Com | FoodServ | Com - Other | Electric Energy (GWh/year) | Fuel Substitution | -0.017583 | -0.020351 | -0.023347 | -0.026162 | -0.028998 | -0.031859 | -0.034753 | -0.037677 | -0.040626 | -0.043599 | -0.046612 | -0.049721 | -0.052853
Scenario 5: High TRC ZEAS Phase In | SDG&E | Com | FoodServ | Com - Other | Gas Energy (MMTherm/year) | Energy Efficiency | 0.019558 | 0.022395 | 0.024137 | 0.025277 | 0.026267 | 0.027313 | 0.028313 | 0.029247 | 0.030125 | 0.030986 | 0.031781 | 0.032547 | 0.033312
Scenario 5: High TRC ZEAS Phase In | SDG&E | Com | FoodServ | Com - Other | Gas Energy (MMTherm/year) | Fuel Substitution | 0.0016885 | 0.0019549 | 0.0022375 | 0.0025076 | 0.0027797 | 0.003054 | 0.0033316 | 0.0036119 | 0.0038947 | 0.0041797 | 0.0044688 | 0.0047673 | 0.0050682
Scenario 5: High TRC ZEAS Phase In | SDG&E | Com | FoodServ | Com - Restaurant | Electric Demand (MW) | Energy Efficiency | 0.016833 | 0.021171 | 0.022585 | 0.023965 | 0.025327 | 0.0266 | 0.027904 | 0.029173 | 0.030346 | 0.03151 | 0.038837 | 0.042226 | 0.043551
Scenario 5: High TRC ZEAS Phase In | SDG&E | Com | FoodServ | Com - Restaurant | Electric Demand (MW) | Fuel Substitution | -0.0060784 | -0.0070041 | -0.0079918 | -0.0089103 | -0.0098239 | -0.010733 | -0.011641 | -0.012546 | -0.013445 | -0.014338 | -0.015221 | -0.016092 | -0.016947
Scenario 5: High TRC ZEAS Phase In | SDG&E | Com | FoodServ | Com - Restaurant | Electric Energy (GWh/year) | Energy Efficiency | 0.095405 | 0.11826 | 0.12592 | 0.13341 | 0.14079 | 0.14771 | 0.15479 | 0.16169 | 0.16808 | 0.17442 | 0.20731 | 0.22321 | 0.23021
Scenario 5: High TRC ZEAS Phase In | SDG&E | Com | FoodServ | Com - Restaurant | Electric Energy (GWh/year) | Fuel Substitution | -0.060622 | -0.069273 | -0.078133 | -0.086682 | -0.095201 | -0.1037 | -0.11221 | -0.12072 | -0.12921 | -0.13767 | -0.14607 | -0.15439 | -0.16277
Scenario 5: High TRC ZEAS Phase In | SDG&E | Com | FoodServ | Com - Restaurant | Gas Energy (MMTherm/year) | Energy Efficiency | 0.034712 | 0.052507 | 0.05836 | 0.060912 | 0.063359 | 0.065587 | 0.067798 | 0.06988 | 0.071742 | 0.07352 | 0.075233 | 0.076861 | 0.078356
Scenario 5: High TRC ZEAS Phase In | SDG&E | Com | FoodServ | Com - Restaurant | Gas Energy (MMTherm/year) | Fuel Substitution | 0.0060937 | 0.006962 | 0.007842 | 0.0086985 | 0.0095517 | 0.010403 | 0.011255 | 0.012106 | 0.012955 | 0.013801 | 0.014641 | 0.015471 | 0.016309
Scenario 5: High TRC ZEAS Phase In | SDG&E | Com | FoodServ | Com - Retail | Electric Demand (MW) | Energy Efficiency | 0.00030074 | 0.00029939 | 0.00029794 | 0.00029252 | 0.0002794 | 0.000274 | 0.00026474 | 0.00025522 | 0.00024728 | 0.00024281 | 0.00023852 | 0.00023817 | 0.00023989
Scenario 5: High TRC ZEAS Phase In | SDG&E | Com | FoodServ | Com - Retail | Electric Energy (GWh/year) | Energy Efficiency | 0.0020796 | 0.0020849 | 0.0020878 | 0.0020675 | 0.0020038 | 0.0019808 | 0.0019355 | 0.0018877 | 0.0018475 | 0.0018249 | 0.0018025 | 0.0018004 | 0.0018087
Scenario 5: High TRC ZEAS Phase In | SDG&E | Com | FoodServ | Com - Retail | Gas Energy (MMTherm/year) | Energy Efficiency | 1.246e-05 | 1.2078e-05 | 1.1727e-05 | 1.112e-05 | 9.9726e-06 | 9.4318e-06 | 8.6285e-06 | 7.8299e-06 | 7.1745e-06 | 6.8023e-06 | 6.4636e-06 | 6.4421e-06 | 6.595e-06
Scenario 5: High TRC ZEAS Phase In | SDG&E | Com | FoodServ | Com - School | Electric Demand (MW) | Energy Efficiency | 0.0040503 | 0.0044403 | 0.0046934 | 0.0049394 | 0.0051867 | 0.0054188 | 0.0056469 | 0.0058773 | 0.0061131 | 0.0063444 | 0.0090189 | 0.010636 | 0.010945
Scenario 5: High TRC ZEAS Phase In | SDG&E | Com | FoodServ | Com - School | Electric Demand (MW) | Fuel Substitution | -0.00020144 | -0.00023209 | -0.00027419 | -0.00030558 | -0.00033674 | -0.0003677 | -0.00039855 | -0.00042922 | -0.00045965 | -0.00048983 | -0.00051958 | -0.00054885 | -0.00057753
Scenario 5: High TRC ZEAS Phase In | SDG&E | Com | FoodServ | Com - School | Electric Energy (GWh/year) | Energy Efficiency | 0.022332 | 0.02434 | 0.025707 | 0.027037 | 0.028377 | 0.029637 | 0.030874 | 0.032124 | 0.0334 | 0.034652 | 0.046433 | 0.053656 | 0.055233
Scenario 5: High TRC ZEAS Phase In | SDG&E | Com | FoodServ | Com - School | Electric Energy (GWh/year) | Fuel Substitution | -0.0025531 | -0.0029455 | -0.0033878 | -0.0037881 | -0.0041926 | -0.0046029 | -0.0050216 | -0.0054485 | -0.0058853 | -0.0063643 | -0.0068737 | -0.0074029 | -0.0079511
Scenario 5: High TRC ZEAS Phase In | SDG&E | Com | FoodServ | Com - School | Gas Energy (MMTherm/year) | Energy Efficiency | 0.0067978 | 0.0076033 | 0.0081305 | 0.0083798 | 0.0086222 | 0.0088317 | 0.0090249 | 0.0092109 | 0.0093936 | 0.0095555 | 0.0097095 | 0.0098539 | 0.009985
Scenario 5: High TRC ZEAS Phase In | SDG&E | Com | FoodServ | Com - School | Gas Energy (MMTherm/year) | Fuel Substitution | 0.00026823 | 0.00030954 | 0.00035433 | 0.00039615 | 0.00043836 | 0.00048112 | 0.00052467 | 0.000569 | 0.00061429 | 0.00066377 | 0.00071623 | 0.00077062 | 0.00082685
Scenario 5: High TRC ZEAS Phase In | SDG&E | Com | HVAC | Com - College | Electric Demand (MW) | Energy Efficiency | 0.0032664 | 0.0034918 | 0.0037235 | 0.0040581 | 0.0042631 | 0.0045941 | 0.0049321 | 0.0052235 | 0.0055212 | 0.00584 | 0.0061081 | 0.0067294 | 0.0070297
Scenario 5: High TRC ZEAS Phase In | SDG&E | Com | HVAC | Com - College | Electric Energy (GWh/year) | Energy Efficiency | 0.0029419 | 0.0031508 | 0.0033621 | 0.00364 | 0.0038287 | 0.0040991 | 0.0043714 | 0.0046099 | 0.0048496 | 0.0051006 | 0.005315 | 0.0057609 | 0.0059915
Scenario 5: High TRC ZEAS Phase In | SDG&E | Com | HVAC | Com - College | Electric Energy (GWh/year) | Fuel Substitution | 2.2378e-07 | 2.4645e-07 | 2.6975e-07 | 2.9373e-07 | 0 | 0 | 0 | 0 | 0 | 0 | 0 | 0 | 0
Scenario 5: High TRC ZEAS Phase In | SDG&E | Com | HVAC | Com - College | Gas Energy (MMTherm/year) | Energy Efficiency | 0.00028845 | 0.00030816 | 0.00032854 | 0.00035882 | 0.00037679 | 0.00040691 | 0.00043778 | 0.00046428 | 0.00049148 | 0.00052079 | 0.00054534 | 0.00060385 | 0.00063165
Scenario 5: High TRC ZEAS Phase In | SDG&E | Com | HVAC | Com - College | Gas Energy (MMTherm/year) | Fuel Substitution | 5.4187e-08 | 5.9675e-08 | 6.5315e-08 | 7.112e-08 | 0 | 0 | 0 | 0 | 0 | 0 | 0 | 0 | 0
Scenario 5: High TRC ZEAS Phase In | SDG&E | Com | HVAC | Com - Grocery | Electric Demand (MW) | Energy Efficiency | 0.00084624 | 0.00094168 | 0.0010399 | 0.0003477 | 0.00013876 | 0.00014679 | 0.00015461 | 0.00016203 | 0.00016879 | 0.00017555 | 0.00018183 | 0.00018788 | 0.00019382
Scenario 5: High TRC ZEAS Phase In | SDG&E | Com | HVAC | Com - Grocery | Electric Energy (GWh/year) | Energy Efficiency | 0.0051758 | 0.0057167 | 0.0062668 | 0.0032099 | 0.0023469 | 0.0025171 | 0.0026929 | 0.0028655 | 0.003019 | 0.0031929 | 0.0033589 | 0.0035319 | 0.0037193
Scenario 5: High TRC ZEAS Phase In | SDG&E | Com | HVAC | Com - Grocery | Electric Energy (GWh/year) | Fuel Substitution | -8.184e-05 | -8.9379e-05 | -9.7058e-05 | -0.00010504 | 0 | 0 | 0 | 0 | 0 | 0 | 0 | 0 | 0
Scenario 5: High TRC ZEAS Phase In | SDG&E | Com | HVAC | Com - Grocery | Gas Energy (MMTherm/year) | Energy Efficiency | 0.00028344 | 0.00030599 | 0.00032774 | 0.00035537 | 0.00037699 | 0.00040511 | 0.00043435 | 0.00046315 | 0.00048871 | 0.000518 | 0.00054603 | 0.00057543 | 0.00060753
Scenario 5: High TRC ZEAS Phase In | SDG&E | Com | HVAC | Com - Grocery | Gas Energy (MMTherm/year) | Fuel Substitution | 1.2484e-05 | 1.3638e-05 | 1.4814e-05 | 1.6032e-05 | 0 | 0 | 0 | 0 | 0 | 0 | 0 | 0 | 0
Scenario 5: High TRC ZEAS Phase In | SDG&E | Com | HVAC | Com - Health | Electric Demand (MW) | Energy Efficiency | 0.0063566 | 0.0069896 | 0.0076449 | 0.0083474 | 0.0090154 | 0.0096675 | 0.010184 | 0.010828 | 0.0024796 | 0.0017718 | 0.0019195 | 0.0019712 | 0.0020424
Scenario 5: High TRC ZEAS Phase In | SDG&E | Com | HVAC | Com - Health | Electric Energy (GWh/year) | Energy Efficiency | 0.051091 | 0.055504 | 0.060073 | 0.065224 | 0.069781 | 0.074097 | 0.076562 | 0.080966 | 0.024222 | 0.020805 | 0.023181 | 0.022531 | 0.022508
Scenario 5: High TRC ZEAS Phase In | SDG&E | Com | HVAC | Com - Health | Electric Energy (GWh/year) | Fuel Substitution | 5.1598e-06 | 5.6825e-06 | 3.4942e-06 | 3.791e-06 | 0 | 0 | 0 | 0 | 0 | 0 | 0 | 0 | 0
Scenario 5: High TRC ZEAS Phase In | SDG&E | Com | HVAC | Com - Health | Gas Energy (MMTherm/year) | Energy Efficiency | 0.0019494 | 0.0020062 | 0.0020669 | 0.0021915 | 0.0022342 | 0.0022477 | 0.0020423 | 0.0020923 | 0.0020734 | 0.0022741 | 0.0026055 | 0.002409 | 0.0023231
Scenario 5: High TRC ZEAS Phase In | SDG&E | Com | HVAC | Com - Health | Gas Energy (MMTherm/year) | Fuel Substitution | 3.5952e-07 | 3.9598e-07 | 7.9158e-07 | 8.6517e-07 | 0 | 0 | 0 | 0 | 0 | 0 | 0 | 0 | 0
Scenario 5: High TRC ZEAS Phase In | SDG&E | Com | HVAC | Com - Lodging | Electric Demand (MW) | Energy Efficiency | 0.0033361 | 0.0042771 | 0.0048875 | 0.0053177 | 0.0057043 | 0.0061148 | 0.0064253 | 0.0068006 | 0.0011917 | 0.0008334 | 0.00098405 | 0.0010312 | 0.0010806
Scenario 5: High TRC ZEAS Phase In | SDG&E | Com | HVAC | Com - Lodging | Electric Energy (GWh/year) | Energy Efficiency | 0.032182 | 0.037414 | 0.041067 | 0.043979 | 0.046445 | 0.049131 | 0.051034 | 0.053378 | 0.010583 | 0.0086828 | 0.0094049 | 0.009686 | 0.010028
Scenario 5: High TRC ZEAS Phase In | SDG&E | Com | HVAC | Com - Lodging | Electric Energy (GWh/year) | Fuel Substitution | -1.1472e-05 | -1.2552e-05 | -1.3668e-05 | -1.4832e-05 | 0 | 0 | 0 | 0 | 0 | 0 | 0 | 0 | 0
Scenario 5: High TRC ZEAS Phase In | SDG&E | Com | HVAC | Com - Lodging | Gas Energy (MMTherm/year) | Energy Efficiency | 0.0018168 | 0.001935 | 0.0020392 | 0.0021546 | 0.0022411 | 0.0023499 | 0.0021469 | 0.0022307 | 0.00059987 | 0.00059847 | 0.00061434 | 0.00062501 | 0.00064223
Scenario 5: High TRC ZEAS Phase In | SDG&E | Com | HVAC | Com - Lodging | Gas Energy (MMTherm/year) | Fuel Substitution | 2.8402e-06 | 3.1086e-06 | 3.3849e-06 | 3.6706e-06 | 0 | 0 | 0 | 0 | 0 | 0 | 0 | 0 | 0
Scenario 5: High TRC ZEAS Phase In | SDG&E | Com | HVAC | Com - Office (Large) | Electric Demand (MW) | Energy Efficiency | 0.0001685 | 0.00017908 | 0.00018915 | 0.00047533 | 0.00072314 | 0.00076813 | 0.00022709 | 0.00023566 | 0.0002422 | 0.00024886 | 0.00025477 | 0.00026038 | 0.00026564
Scenario 5: High TRC ZEAS Phase In | SDG&E | Com | HVAC | Com - Office (Large) | Electric Energy (GWh/year) | Energy Efficiency | 0.00043114 | 0.00045822 | 0.00048398 | 0.0025086 | 0.0042606 | 0.0045408 | 0.00058104 | 0.00060298 | 0.00061971 | 0.00063675 | 0.00065187 | 0.00066623 | 0.00067969
Scenario 5: High TRC ZEAS Phase In | SDG&E | Com | HVAC | Com - Office (Large) | Gas Energy (MMTherm/year) | Energy Efficiency | 0 | 0 | 0 | 0.0010704 | 0.0019963 | 0.002133 | 0 | 0 | 0 | 0 | 0 | 0 | 0
Scenario 5: High TRC ZEAS Phase In | SDG&E | Com | HVAC | Com - Office (Small) | Electric Demand (MW) | Energy Efficiency | 0.0033739 | 0.0036372 | 0.0039014 | 0.0041673 | 0.0044257 | 0.0046927 | 0.004959 | 0.005212 | 0.0054587 | 0.0056928 | 0.0059202 | 0.0061412 | 0.0063552
Scenario 5: High TRC ZEAS Phase In | SDG&E | Com | HVAC | Com - Office (Small) | Electric Energy (GWh/year) | Energy Efficiency | 0.0026478 | 0.0028521 | 0.0030553 | 0.0032579 | 0.0034537 | 0.0036532 | 0.0038502 | 0.0040367 | 0.0042172 | 0.0043875 | 0.0045517 | 0.0047098 | 0.0048616
Scenario 5: High TRC ZEAS Phase In | SDG&E | Com | HVAC | Com - Office (Small) | Gas Energy (MMTherm/year) | Energy Efficiency | 0.0001963 | 0.00021172 | 0.00022727 | 0.00024299 | 0.00025831 | 0.00027426 | 0.00029025 | 0.00030547 | 0.00032035 | 0.00033451 | 0.00034832 | 0.00036179 | 0.00037489
Scenario 5: High TRC ZEAS Phase In | SDG&E | Com | HVAC | Com - Other | Electric Demand (MW) | Energy Efficiency | 0.040874 | 0.044907 | 0.049121 | 0.053533 | 0.057393 | 0.064507 | 0.070169 | 0.074976 | 0.075621 | 0.078853 | 0.083012 | 0.087235 | 0.091616
Scenario 5: High TRC ZEAS Phase In | SDG&E | Com | HVAC | Com - Other | Electric Energy (GWh/year) | Energy Efficiency | 0.037129 | 0.040767 | 0.044568 | 0.048549 | 0.052046 | 0.065408 | 0.073116 | 0.078296 | 0.070279 | 0.064973 | 0.073207 | 0.076941 | 0.08082
Scenario 5: High TRC ZEAS Phase In | SDG&E | Com | HVAC | Com - Other | Electric Energy (GWh/year) | Fuel Substitution | -4.5169e-06 | -4.9808e-06 | -5.4885e-05 | -5.9899e-05 | 0 | 0 | 0 | 0 | 0 | 0 | 0 | 0 | 0
Scenario 5: High TRC ZEAS Phase In | SDG&E | Com | HVAC | Com - Other | Gas Energy (MMTherm/year) | Energy Efficiency | 0.0056464 | 0.0061996 | 0.0067775 | 0.0073827 | 0.0079111 | 0.0087704 | 0.009484 | 0.010127 | 0.010472 | 0.010566 | 0.01152 | 0.012108 | 0.012718
Scenario 5: High TRC ZEAS Phase In | SDG&E | Com | HVAC | Com - Other | Gas Energy (MMTherm/year) | Fuel Substitution | 2.5875e-06 | 2.8436e-06 | 9.1386e-06 | 9.9612e-06 | 0 | 0 | 0 | 0 | 0 | 0 | 0 | 0 | 0
Scenario 5: High TRC ZEAS Phase In | SDG&E | Com | HVAC | Com - Restaurant | Electric Demand (MW) | Energy Efficiency | 0.00097447 | 0.0023331 | 0.0025597 | 0.002797 | 0.0030482 | 0.0032896 | 0.0035547 | 0.0038213 | 0.0040681 | 0.0043189 | 0.0045755 | 0.0048314 | 0.0050808
Scenario 5: High TRC ZEAS Phase In | SDG&E | Com | HVAC | Com - Restaurant | Electric Energy (GWh/year) | Energy Efficiency | -0.00031971 | -0.00038085 | -0.0004254 | -0.00047146 | 5.5107e-06 | 0.00012363 | 0.00014732 | 0.00017335 | 0.00020212 | 0.00023363 | 0.00026827 | 0.00030669 | 0.00034914
Scenario 5: High TRC ZEAS Phase In | SDG&E | Com | HVAC | Com - Restaurant | Electric Energy (GWh/year) | Fuel Substitution | 3.9546e-08 | 4.3427e-08 | 4.7383e-08 | 5.1421e-08 | 0 | 0 | 0 | 0 | 0 | 0 | 0 | 0 | 0
Scenario 5: High TRC ZEAS Phase In | SDG&E | Com | HVAC | Com - Restaurant | Gas Energy (MMTherm/year) | Energy Efficiency | 0.0027391 | 0.0033039 | 0.0036841 | 0.0040918 | 0.0045658 | 0.0050401 | 0.0055475 | 0.006088 | 0.0066545 | 0.0072578 | 0.0078997 | 0.0085788 | 0.0092925
Scenario 5: High TRC ZEAS Phase In | SDG&E | Com | HVAC | Com - Restaurant | Gas Energy (MMTherm/year) | Fuel Substitution | 9.0948e-09 | 9.9873e-09 | 1.0897e-08 | 1.1826e-08 | 0 | 0 | 0 | 0 | 0 | 0 | 0 | 0 | 0
Scenario 5: High TRC ZEAS Phase In | SDG&E | Com | HVAC | Com - Retail | Electric Demand (MW) | Energy Efficiency | 0.0076234 | 0.0078058 | 0.0079881 | 0.008052 | 0.0078993 | 0.007955 | 0.0077921 | 0.0077096 | 0.00085813 | 0.00051437 | 0.00026736 | 0.00013584 | 6.2178e-05
Scenario 5: High TRC ZEAS Phase In | SDG&E | Com | HVAC | Com - Retail | Electric Energy (GWh/year) | Energy Efficiency | 0.020307 | 0.021667 | 0.023025 | 0.023793 | 0.024799 | 0.025966 | 0.026321 | 0.027275 | 0.00089151 | 0.00037734 | 0.00026729 | 0.00020944 | 0.00017755
Scenario 5: High TRC ZEAS Phase In | SDG&E | Com | HVAC | Com - Retail | Electric Energy (GWh/year) | Fuel Substitution | 1.0155e-06 | 1.6259e-06 | 1.774e-06 | 1.9257e-06 | 0 | 0 | 0 | 0 | 0 | 0 | 0 | 0 | 0
Scenario 5: High TRC ZEAS Phase In | SDG&E | Com | HVAC | Com - Retail | Gas Energy (MMTherm/year) | Energy Efficiency | 0.00041153 | 0.00043617 | 0.00046071 | 0.00048177 | 0.00049642 | 0.00051686 | 0.00017525 | 0.00017646 | 1.5158e-05 | 8.382e-06 | 3.9653e-06 | 1.6097e-06 | 2.8757e-07
Scenario 5: High TRC ZEAS Phase In | SDG&E | Com | HVAC | Com - Retail | Gas Energy (MMTherm/year) | Fuel Substitution | 1.3518e-07 | 1.7661e-07 | 1.9259e-07 | 2.0897e-07 | 0 | 0 | 0 | 0 | 0 | 0 | 0 | 0 | 0
Scenario 5: High TRC ZEAS Phase In | SDG&E | Com | HVAC | Com - School | Electric Demand (MW) | Energy Efficiency | 0.012404 | 0.012648 | 0.012791 | 0.012855 | 0.012906 | 0.01288 | 0.012843 | 0.01284 | 0.01308 | 0.013501 | 0.01407 | 0.014622 | 0.015142
Scenario 5: High TRC ZEAS Phase In | SDG&E | Com | HVAC | Com - School | Electric Energy (GWh/year) | Energy Efficiency | 0.037463 | 0.036096 | 0.034134 | 0.031708 | 0.030985 | 0.028179 | 0.025377 | 0.022757 | 0.022564 | 0.023137 | 0.023988 | 0.024822 | 0.025616
Scenario 5: High TRC ZEAS Phase In | SDG&E | Com | HVAC | Com - School | Electric Energy (GWh/year) | Fuel Substitution | -2.7056e-10 | -2.9256e-10 | -3.1437e-10 | 3.1547e-08 | 0 | 0 | 0 | 0 | 0 | 0 | 0 | 0 | 0
Scenario 5: High TRC ZEAS Phase In | SDG&E | Com | HVAC | Com - School | Gas Energy (MMTherm/year) | Energy Efficiency | 0.0021406 | 0.0022628 | 0.0023845 | 0.0025053 | 0.0029232 | 0.0030523 | 0.0031785 | 0.003308 | 0.0034406 | 0.0035681 | 0.0036974 | 0.0038243 | 0.0039453
Scenario 5: High TRC ZEAS Phase In | SDG&E | Com | HVAC | Com - School | Gas Energy (MMTherm/year) | Fuel Substitution | 1.68e-08 | 1.8166e-08 | 1.952e-08 | 1.2055e-07 | 0 | 0 | 0 | 0 | 0 | 0 | 0 | 0 | 0
Scenario 5: High TRC ZEAS Phase In | SDG&E | Com | HVAC | Com - Warehouse | Electric Demand (MW) | Energy Efficiency | 1.3155e-05 | 1.4247e-05 | 1.5324e-05 | 1.6433e-05 | 1.744e-05 | 1.8481e-05 | 1.9456e-05 | 2.0401e-05 | 5.096e-06 | 0 | 0 | 0 | 0
Scenario 5: High TRC ZEAS Phase In | SDG&E | Com | HVAC | Com - Warehouse | Electric Energy (GWh/year) | Energy Efficiency | 4.028e-05 | 4.3623e-05 | 4.692e-05 | 5.0318e-05 | 5.3399e-05 | 5.6587e-05 | 5.9572e-05 | 6.2467e-05 | 1.5604e-05 | 0 | 0 | 0 | 0
Scenario 5: High TRC ZEAS Phase In | SDG&E | Com | HVAC | Com - Warehouse | Electric Energy (GWh/year) | Fuel Substitution | -8.1972e-06 | -9.0149e-06 | -9.8584e-06 | -1.0691e-05 | 0 | 0 | 0 | 0 | 0 | 0 | 0 | 0 | 0
Scenario 5: High TRC ZEAS Phase In | SDG&E | Com | HVAC | Com - Warehouse | Gas Energy (MMTherm/year) | Fuel Substitution | 1.236e-06 | 1.3596e-06 | 1.487e-06 | 1.6409e-06 | 0 | 0 | 0 | 0 | 0 | 0 | 0 | 0 | 0
Scenario 5: High TRC ZEAS Phase In | SDG&E | Com | Lighting | Com - Grocery | Electric Demand (MW) | Energy Efficiency | 0.0046366 | 0.0046741 | 0.0047048 | 0.0047483 | 0.004769 | 0.0048173 | 0.0048663 | 0.0049105 | 0.0049408 | 0.0049822 | 0.0050178 | 0.0016972 | 0
Scenario 5: High TRC ZEAS Phase In | SDG&E | Com | Lighting | Com - Grocery | Electric Energy (GWh/year) | Energy Efficiency | 0.026632 | 0.026848 | 0.027024 | 0.027274 | 0.027393 | 0.02767 | 0.027952 | 0.028206 | 0.02838 | 0.028617 | 0.028822 | 0.0097486 | 0
Scenario 5: High TRC ZEAS Phase In | SDG&E | Com | Lighting | Com - Grocery | Gas Energy (MMTherm/year) | Energy Efficiency | -0.00031766 | -0.00032023 | -0.00032233 | -0.00032532 | -0.00032674 | -0.00033004 | -0.0003334 | -0.00033643 | -0.00033851 | -0.00034134 | -0.00034378 | -0.00011628 | 0
Scenario 5: High TRC ZEAS Phase In | SDG&E | Com | Lighting | Com - Health | Electric Demand (MW) | Energy Efficiency | 0.020348 | 0.020046 | 0.019797 | 0.019797 | 0.019545 | 0.019231 | 0.018298 | 0.018156 | 0.018249 | 0.018688 | 0.019351 | 0.018678 | 0.018311
Scenario 5: High TRC ZEAS Phase In | SDG&E | Com | Lighting | Com - Health | Electric Energy (GWh/year) | Energy Efficiency | 0.12468 | 0.12283 | 0.12131 | 0.12131 | 0.11976 | 0.11784 | 0.11213 | 0.11126 | 0.11183 | 0.11452 | 0.11858 | 0.11446 | 0.11221
Scenario 5: High TRC ZEAS Phase In | SDG&E | Com | Lighting | Com - Health | Gas Energy (MMTherm/year) | Energy Efficiency | -0.00068864 | -0.00067842 | -0.00067001 | -0.00067001 | -0.00066148 | -0.00065084 | -0.0006193 | -0.0006145 | -0.00061764 | -0.0006325 | -0.00065495 | -0.00063217 | -0.00061975
Scenario 5: High TRC ZEAS Phase In | SDG&E | Com | Lighting | Com - Refrig. Warehouse | Electric Demand (MW) | Energy Efficiency | 2.0286e-05 | 2.0184e-05 | 2.0117e-05 | 1.9864e-05 | 1.9762e-05 | 1.9716e-05 | 1.9762e-05 | 1.982e-05 | 1.9956e-05 | 2.0058e-05 | 2.0236e-05 | 2.0447e-05 | 2.0653e-05
Scenario 5: High TRC ZEAS Phase In | SDG&E | Com | Lighting | Com - Refrig. Warehouse | Electric Energy (GWh/year) | Energy Efficiency | 0.0001805 | 0.00017959 | 0.00017898 | 0.00017673 | 0.00017581 | 0.0001754 | 0.0001758 | 0.00017631 | 0.00017752 | 0.00017843 | 0.00018 | 0.00018188 | 0.00018371
Scenario 5: High TRC ZEAS Phase In | SDG&E | Com | Lighting | Com - Restaurant | Electric Demand (MW) | Energy Efficiency | 0.0027831 | 0.0030975 | 0.0031236 | 0.0031503 | 0.0049572 | 0.0055832 | 0.0055867 | 0.0055919 | 0.0055904 | 0.0055937 | 0.0056028 | 0.0056154 | 0.0056297
Scenario 5: High TRC ZEAS Phase In | SDG&E | Com | Lighting | Com - Restaurant | Electric Energy (GWh/year) | Energy Efficiency | 0.017402 | 0.019369 | 0.019532 | 0.019699 | 0.031012 | 0.034931 | 0.034953 | 0.034985 | 0.034976 | 0.034996 | 0.035053 | 0.035132 | 0.035221
Scenario 5: High TRC ZEAS Phase In | SDG&E | Com | Lighting | Com - Restaurant | Gas Energy (MMTherm/year) | Energy Efficiency | -5.3272e-05 | -5.9291e-05 | -5.9791e-05 | -6.0301e-05 | -9.4859e-05 | -0.00010683 | -0.0001069 | -0.000107 | -0.00010697 | -0.00010703 | -0.00010721 | -0.00010745 | -0.00010772
Scenario 5: High TRC ZEAS Phase In | SDG&E | Com | Lighting | Com - Retail | Electric Demand (MW) | Energy Efficiency | 0.034921 | 0.033734 | 0.032687 | 0.031631 | 0.030451 | 0.029605 | 0.028731 | 0.027925 | 0.027224 | 0.026662 | 0.026148 | 0.025761 | 0.025448
Scenario 5: High TRC ZEAS Phase In | SDG&E | Com | Lighting | Com - Retail | Electric Energy (GWh/year) | Energy Efficiency | 0.21756 | 0.21017 | 0.20364 | 0.19706 | 0.18971 | 0.18444 | 0.179 | 0.17397 | 0.16961 | 0.16611 | 0.1629 | 0.16049 | 0.15854
Scenario 5: High TRC ZEAS Phase In | SDG&E | Com | Lighting | Com - Retail | Gas Energy (MMTherm/year) | Energy Efficiency | -0.00032651 | -0.00031541 | -0.00030562 | -0.00029575 | -0.00028472 | -0.00027681 | -0.00026864 | -0.0002611 | -0.00025455 | -0.00024929 | -0.00024448 | -0.00024086 | -0.00023794
Scenario 5: High TRC ZEAS Phase In | SDG&E | Com | Lighting | Com - Warehouse | Electric Demand (MW) | Energy Efficiency | 0 | 0 | 0 | 0 | 0 | 0 | 0 | 0 | 0 | 0 | 0 | 0 | 0
Scenario 5: High TRC ZEAS Phase In | SDG&E | Com | Lighting | Com - Warehouse | Electric Energy (GWh/year) | Energy Efficiency | 0 | 0 | 0 | 0 | 0 | 0 | 0 | 0 | 0 | 0 | 0 | 0 | 0
Scenario 5: High TRC ZEAS Phase In | SDG&E | Com | Lighting | Com - Warehouse | Gas Energy (MMTherm/year) | Energy Efficiency | 0 | 0 | 0 | 0 | 0 | 0 | 0 | 0 | 0 | 0 | 0 | 0 | 0
Scenario 5: High TRC ZEAS Phase In | SDG&E | Com | WaterHeat | Com - College | Electric Demand (MW) | Energy Efficiency | 0.0051801 | 0.0055729 | 0.0059881 | 0.0064175 | 0.0068028 | 0.0072317 | 0.0076552 | 0.0080734 | 0.0084956 | 0.0089275 | 0.0093441 | 0.0098923 | 0.010331
Scenario 5: High TRC ZEAS Phase In | SDG&E | Com | WaterHeat | Com - College | Electric Demand (MW) | Fuel Substitution | 0 | 0 | 0.08149 | 0.18912 | 0.32067 | 0.35184 | 0.38989 | 0.43857 | 0.4826 | 0.52304 | 0.55059 | 0.5692 | 0.58152
Scenario 5: High TRC ZEAS Phase In | SDG&E | Com | WaterHeat | Com - College | Electric Energy (GWh/year) | Energy Efficiency | 0.019646 | 0.021136 | 0.022712 | 0.024341 | 0.025802 | 0.027429 | 0.029034 | 0.03062 | 0.032221 | 0.033859 | 0.035439 | 0.037518 | 0.039184
Scenario 5: High TRC ZEAS Phase In | SDG&E | Com | WaterHeat | Com - College | Electric Energy (GWh/year) | Fuel Substitution | -0.6175 | -0.67976 | -0.53998 | 0.20153 | 1.1605 | 1.2774 | 1.5484 | 1.7415 | 1.9162 | 2.0766 | 2.1858 | 2.2595 | 2.3082
Scenario 5: High TRC ZEAS Phase In | SDG&E | Com | WaterHeat | Com - College | Gas Energy (MMTherm/year) | Energy Efficiency | 0.0055703 | 0.0056551 | 0.0049624 | 0.0050106 | 0.0050349 | 0.0050749 | 0.0034899 | 0.003484 | 2.2117e-05 | 2.2372e-05 | 2.2593e-05 | 2.3053e-05 | 2.3308e-05
Scenario 5: High TRC ZEAS Phase In | SDG&E | Com | WaterHeat | Com - College | Gas Energy (MMTherm/year) | Fuel Substitution | 0.070001 | 0.076997 | 0.097345 | 0.06311 | 0.015458 | 0.016387 | 0 | 0 | 0 | 0 | 0 | 0 | 0
Scenario 5: High TRC ZEAS Phase In | SDG&E | Com | WaterHeat | Com - Grocery | Electric Demand (MW) | Energy Efficiency | 0.013375 | 0.014423 | 0.015463 | 0.016533 | 0.017555 | 0.018648 | 0.01975 | 0.020847 | 0.021908 | 0.023005 | 0.024088 | 0.025182 | 0.026304
Scenario 5: High TRC ZEAS Phase In | SDG&E | Com | WaterHeat | Com - Grocery | Electric Energy (GWh/year) | Energy Efficiency | 0.070239 | 0.075746 | 0.081204 | 0.086826 | 0.092195 | 0.097932 | 0.10372 | 0.10948 | 0.11505 | 0.12082 | 0.1265 | 0.13225 | 0.13814
Scenario 5: High TRC ZEAS Phase In | SDG&E | Com | WaterHeat | Com - Grocery | Electric Energy (GWh/year) | Fuel Substitution | -0.022338 | -0.024014 | -0.025656 | -0.027317 | -0.028996 | -0.030709 | 0 | 0 | 0 | 0 | 0 | 0 | 0
Scenario 5: High TRC ZEAS Phase In | SDG&E | Com | WaterHeat | Com - Grocery | Gas Energy (MMTherm/year) | Energy Efficiency | 0.00075446 | 0.00077091 | 0.0033286 | 0.003326 | 0.0033185 | 0.0033333 | 0.0029847 | 0.0029685 | 0.00051152 | 0.00051698 | 0.00052206 | 0.00052729 | 0.00053289
Scenario 5: High TRC ZEAS Phase In | SDG&E | Com | WaterHeat | Com - Grocery | Gas Energy (MMTherm/year) | Fuel Substitution | 0.0030264 | 0.0032535 | 0.0034759 | 0.003701 | 0.0039284 | 0.0041606 | 0 | 0 | 0 | 0 | 0 | 0 | 0
Scenario 5: High TRC ZEAS Phase In | SDG&E | Com | WaterHeat | Com - Health | Electric Demand (MW) | Energy Efficiency | 0.01685 | 0.018122 | 0.019428 | 0.020864 | 0.022102 | 0.023257 | 0.023802 | 0.024995 | 0.026396 | 0.028162 | 0.030215 | 0.03077 | 0.031604
Scenario 5: High TRC ZEAS Phase In | SDG&E | Com | WaterHeat | Com - Health | Electric Demand (MW) | Fuel Substitution | 0 | 0 | 0.10133 | 0.23663 | 0.40357 | 0.44507 | 0.49574 | 0.56075 | 0.6182 | 0.67289 | 0.71154 | 0.7375 | 0.7549
Scenario 5: High TRC ZEAS Phase In | SDG&E | Com | WaterHeat | Com - Health | Electric Energy (GWh/year) | Energy Efficiency | 0.13998 | 0.15054 | 0.16141 | 0.17333 | 0.18362 | 0.19321 | 0.19775 | 0.20766 | 0.2193 | 0.23396 | 0.25102 | 0.25563 | 0.26256
Scenario 5: High TRC ZEAS Phase In | SDG&E | Com | WaterHeat | Com - Health | Electric Energy (GWh/year) | Fuel Substitution | -1.6752 | -1.8486 | -1.4706 | 0.509 | 3.0977 | 3.4314 | 4.304 | 4.8681 | 5.3665 | 5.8406 | 6.1756 | 6.4004 | 6.5508
Scenario 5: High TRC ZEAS Phase In | SDG&E | Com | WaterHeat | Com - Health | Gas Energy (MMTherm/year) | Energy Efficiency | 0.011233 | 0.011497 | 0.0096916 | 0.0098579 | 0.0099241 | 0.009954 | 0.0046428 | 0.0046528 | 8.5919e-05 | 8.7948e-05 | 9.0589e-05 | 8.9663e-05 | 8.9453e-05
Scenario 5: High TRC ZEAS Phase In | SDG&E | Com | WaterHeat | Com - Health | Gas Energy (MMTherm/year) | Fuel Substitution | 0.1923 | 0.21203 | 0.26783 | 0.18033 | 0.056177 | 0.059803 | 0 | 0 | 0 | 0 | 0 | 0 | 0
Scenario 5: High TRC ZEAS Phase In | SDG&E | Com | WaterHeat | Com - Lodging | Electric Demand (MW) | Energy Efficiency | 0.0039043 | 0.0041541 | 0.0044375 | 0.0047148 | 0.004943 | 0.0052087 | 0.0053377 | 0.0055729 | 0.00581 | 0.0060451 | 0.0062615 | 0.0064747 | 0.0066957
Scenario 5: High TRC ZEAS Phase In | SDG&E | Com | WaterHeat | Com - Lodging | Electric Demand (MW) | Fuel Substitution | 0 | 0 | 0.1322 | 0.30684 | 0.5203 | 0.57068 | 0.62988 | 0.70817 | 0.77408 | 0.83693 | 0.87868 | 0.90566 | 0.92274
Scenario 5: High TRC ZEAS Phase In | SDG&E | Com | WaterHeat | Com - Lodging | Electric Energy (GWh/year) | Energy Efficiency | 0.031644 | 0.03367 | 0.035965 | 0.038212 | 0.040062 | 0.042212 | 0.043266 | 0.045174 | 0.0471 | 0.049006 | 0.050761 | 0.052489 | 0.05428
Scenario 5: High TRC ZEAS Phase In | SDG&E | Com | WaterHeat | Com - Lodging | Electric Energy (GWh/year) | Fuel Substitution | -2.2887 | -2.5095 | -2.0245 | 0.51859 | 3.8106 | 4.2032 | 5.3329 | 5.9953 | 6.5528 | 7.0842 | 7.4369 | 7.6646 | 7.8086
Scenario 5: High TRC ZEAS Phase In | SDG&E | Com | WaterHeat | Com - Lodging | Gas Energy (MMTherm/year) | Energy Efficiency | 0.049017 | 0.049185 | 0.047046 | 0.047644 | 0.047511 | 0.047875 | 0.0082885 | 0.0082267 | 8.1237e-05 | 8.1435e-05 | 8.1473e-05 | 8.1522e-05 | 8.1684e-05
Scenario 5: High TRC ZEAS Phase In | SDG&E | Com | WaterHeat | Com - Lodging | Gas Energy (MMTherm/year) | Fuel Substitution | 0.25805 | 0.28267 | 0.35168 | 0.23848 | 0.080216 | 0.084715 | 0 | 0 | 0 | 0 | 0 | 0 | 0
Scenario 5: High TRC ZEAS Phase In | SDG&E | Com | WaterHeat | Com - Office (Large) | Electric Demand (MW) | Energy Efficiency | 0.0035215 | 0.0037694 | 0.0040154 | 0.0042575 | 0.0044849 | 0.0047355 | 0.0049892 | 0.0052322 | 0.0054428 | 0.0056621 | 0.0058735 | 0.0060859 | 0.0062985
Scenario 5: High TRC ZEAS Phase In | SDG&E | Com | WaterHeat | Com - Office (Large) | Electric Demand (MW) | Fuel Substitution | 0 | 0 | 0.011084 | 0.025366 | 0.042483 | 0.046101 | 0.051698 | 0.057967 | 0.064158 | 0.069158 | 0.072327 | 0.07419 | 0.075163
Scenario 5: High TRC ZEAS Phase In | SDG&E | Com | WaterHeat | Com - Office (Large) | Electric Energy (GWh/year) | Energy Efficiency | 0.063562 | 0.068036 | 0.072483 | 0.076853 | 0.080957 | 0.08548 | 0.09005 | 0.094436 | 0.098237 | 0.10219 | 0.10601 | 0.10984 | 0.11368
Scenario 5: High TRC ZEAS Phase In | SDG&E | Com | WaterHeat | Com - Office (Large) | Electric Energy (GWh/year) | Fuel Substitution | -0.3607 | -0.39436 | -0.30779 | 0.17227 | 0.77727 | 0.84405 | 0.97724 | 1.0957 | 1.2126 | 1.307 | 1.3667 | 1.4018 | 1.42
Scenario 5: High TRC ZEAS Phase In | SDG&E | Com | WaterHeat | Com - Office (Large) | Gas Energy (MMTherm/year) | Energy Efficiency | 0.011861 | 0.0116 | 0.010699 | 0.010406 | 0.010098 | 0.0098351 | 0.0052511 | 0.0049488 | 0 | 0 | 0 | 0 | 0
Scenario 5: High TRC ZEAS Phase In | SDG&E | Com | WaterHeat | Com - Office (Large) | Gas Energy (MMTherm/year) | Fuel Substitution | 0.040228 | 0.043969 | 0.057552 | 0.034488 | 0.0035769 | 0.0037861 | 0 | 0 | 0 | 0 | 0 | 0 | 0
Scenario 5: High TRC ZEAS Phase In | SDG&E | Com | WaterHeat | Com - Office (Small) | Electric Demand (MW) | Energy Efficiency | 0.00020845 | 0.00022353 | 0.00023868 | 0.00025354 | 0.0002682 | 0.00028287 | 0.00029745 | 0.00031179 | 0.00032599 | 0.00033999 | 0.00035387 | 0.00036764 | 0.0003813
Scenario 5: High TRC ZEAS Phase In | SDG&E | Com | WaterHeat | Com - Office (Small) | Electric Demand (MW) | Fuel Substitution | 0 | 0 | 0.00078886 | 0.001819 | 0.0030659 | 0.0033451 | 0.0036868 | 0.0041209 | 0.0045096 | 0.0048586 | 0.005086 | 0.0052282 | 0.0053133
Scenario 5: High TRC ZEAS Phase In | SDG&E | Com | WaterHeat | Com - Office (Small) | Electric Energy (GWh/year) | Energy Efficiency | 0.022255 | 0.023865 | 0.025484 | 0.027071 | 0.028635 | 0.030202 | 0.031759 | 0.03329 | 0.034807 | 0.036301 | 0.037782 | 0.039253 | 0.040712
Scenario 5: High TRC ZEAS Phase In | SDG&E | Com | WaterHeat | Com - Office (Small) | Electric Energy (GWh/year) | Fuel Substitution | -0.15874 | -0.17409 | -0.13379 | 0.070553 | 0.33156 | 0.36212 | 0.4118 | 0.46024 | 0.50362 | 0.54255 | 0.56788 | 0.58371 | 0.59317
Scenario 5: High TRC ZEAS Phase In | SDG&E | Com | WaterHeat | Com - Office (Small) | Gas Energy (MMTherm/year) | Energy Efficiency | 0.00019221 | 0.00020431 | 0 | 0 | 0.0056963 | 0.0056413 | 0.0055832 | 0.0055223 | 0 | 0 | 0 | 0 | 0
Scenario 5: High TRC ZEAS Phase In | SDG&E | Com | WaterHeat | Com - Office (Small) | Gas Energy (MMTherm/year) | Fuel Substitution | 0.017546 | 0.019235 | 0.024475 | 0.014751 | 0.0014872 | 0.0015686 | 0 | 0 | 0 | 0 | 0 | 0 | 0
Scenario 5: High TRC ZEAS Phase In | SDG&E | Com | WaterHeat | Com - Other | Electric Demand (MW) | Energy Efficiency | 0.10155 | 0.10994 | 0.11856 | 0.1272 | 0.13556 | 0.14437 | 0.15326 | 0.16213 | 0.171 | 0.18001 | 0.18896 | 0.19804 | 0.20731
Scenario 5: High TRC ZEAS Phase In | SDG&E | Com | WaterHeat | Com - Other | Electric Demand (MW) | Fuel Substitution | 0 | 0 | 0.42762 | 0.99122 | 1.68 | 1.8433 | 2.0519 | 2.3109 | 2.5536 | 2.7708 | 2.9186 | 3.0166 | 3.0803
Scenario 5: High TRC ZEAS Phase In | SDG&E | Com | WaterHeat | Com - Other | Electric Energy (GWh/year) | Energy Efficiency | 0.65535 | 0.70948 | 0.76513 | 0.82087 | 0.87482 | 0.93174 | 0.98906 | 1.0463 | 1.1035 | 1.1617 | 1.2195 | 1.2781 | 1.3379
Scenario 5: High TRC ZEAS Phase In | SDG&E | Com | WaterHeat | Com - Other | Electric Energy (GWh/year) | Fuel Substitution | -5.8408 | -6.4226 | -5.2332 | 1.4395 | 10.0689 | 11.091 | 13.8703 | 15.6202 | 17.2591 | 18.7254 | 19.7224 | 20.3827 | 20.8115
Scenario 5: High TRC ZEAS Phase In | SDG&E | Com | WaterHeat | Com - Other | Gas Energy (MMTherm/year) | Energy Efficiency | 0.021964 | 0.022522 | 0.016098 | 0.016182 | 0.016237 | 0.016302 | 0.013083 | 0.013046 | 0.0012369 | 0.0012529 | 0.0012682 | 0.0012838 | 0.0013001
Scenario 5: High TRC ZEAS Phase In | SDG&E | Com | WaterHeat | Com - Other | Gas Energy (MMTherm/year) | Fuel Substitution | 0.64811 | 0.71212 | 0.89592 | 0.59215 | 0.16983 | 0.18043 | 0 | 0 | 0 | 0 | 0 | 0 | 0
Scenario 5: High TRC ZEAS Phase In | SDG&E | Com | WaterHeat | Com - Refrig. Warehouse | Electric Demand (MW) | Energy Efficiency | 6.6229e-05 | 7.1262e-05 | 7.6324e-05 | 8.0838e-05 | 8.5635e-05 | 9.0523e-05 | 9.564e-05 | 0.00010078 | 0.00010618 | 0.00011146 | 0.00011703 | 0.00012275 | 0.00012849
Scenario 5: High TRC ZEAS Phase In | SDG&E | Com | WaterHeat | Com - Refrig. Warehouse | Electric Demand (MW) | Fuel Substitution | 0 | 0 | 7.2433e-05 | 0.00016791 | 0.00028449 | 0.00031185 | 0.00033995 | 0.00038154 | 0.0004155 | 0.00044777 | 0.00046993 | 0.00048439 | 0.00049368
Scenario 5: High TRC ZEAS Phase In | SDG&E | Com | WaterHeat | Com - Refrig. Warehouse | Electric Energy (GWh/year) | Energy Efficiency | 0.00076142 | 0.00081928 | 0.0008775 | 0.00092939 | 0.00098454 | 0.0010407 | 0.0010996 | 0.0011586 | 0.0012207 | 0.0012814 | 0.0013454 | 0.0014113 | 0.0014772
Scenario 5: High TRC ZEAS Phase In | SDG&E | Com | WaterHeat | Com - Refrig. Warehouse | Electric Energy (GWh/year) | Fuel Substitution | -0.001752 | -0.0019117 | -0.0014711 | 0.00046697 | 0.0029664 | 0.0032713 | 0.0040875 | 0.0045873 | 0.0049952 | 0.0053827 | 0.0056485 | 0.0058218 | 0.0059331
Scenario 5: High TRC ZEAS Phase In | SDG&E | Com | WaterHeat | Com - Refrig. Warehouse | Gas Energy (MMTherm/year) | Energy Efficiency | 3.7613e-06 | 3.9599e-06 | 2.5953e-06 | 2.6518e-06 | 2.7281e-06 | 2.8082e-06 | 0 | 0 | 0 | 0 | 0 | 0 | 0
Scenario 5: High TRC ZEAS Phase In | SDG&E | Com | WaterHeat | Com - Refrig. Warehouse | Gas Energy (MMTherm/year) | Fuel Substitution | 0.00020451 | 0.00022288 | 0.00027132 | 0.00018442 | 6.3449e-05 | 6.6742e-05 | 0 | 0 | 0 | 0 | 0 | 0 | 0
Scenario 5: High TRC ZEAS Phase In | SDG&E | Com | WaterHeat | Com - Restaurant | Electric Demand (MW) | Energy Efficiency | 0.029376 | 0.03443 | 0.036982 | 0.03945 | 0.041945 | 0.044404 | 0.046918 | 0.049436 | 0.051898 | 0.054371 | 0.056867 | 0.05937 | 0.061869
Scenario 5: High TRC ZEAS Phase In | SDG&E | Com | WaterHeat | Com - Restaurant | Electric Demand (MW) | Fuel Substitution | 0 | 0 | 0.42181 | 0.97269 | 1.6397 | 1.7898 | 1.9707 | 2.2063 | 2.4202 | 2.6138 | 2.7428 | 2.8259 | 2.8777
Scenario 5: High TRC ZEAS Phase In | SDG&E | Com | WaterHeat | Com - Restaurant | Electric Energy (GWh/year) | Energy Efficiency | 0.15073 | 0.17669 | 0.18978 | 0.20245 | 0.21525 | 0.22788 | 0.24078 | 0.2537 | 0.26633 | 0.27903 | 0.29183 | 0.30468 | 0.3175
Scenario 5: High TRC ZEAS Phase In | SDG&E | Com | WaterHeat | Com - Restaurant | Electric Energy (GWh/year) | Fuel Substitution | -3.7023 | -4.0588 | -2.87 | 2.1864 | 8.6279 | 9.4229 | 10.5766 | 11.8406 | 12.9873 | 14.0252 | 14.7159 | 15.1607 | 15.4372
Scenario 5: High TRC ZEAS Phase In | SDG&E | Com | WaterHeat | Com - Restaurant | Gas Energy (MMTherm/year) | Energy Efficiency | 0.0058886 | 0.006949 | 0.0021705 | 0.0022062 | 0.0022414 | 0.0022727 | 0.0016572 | 0.0016739 | 0.0016886 | 0.0017034 | 0.0017185 | 0.0017337 | 0.0017487
Scenario 5: High TRC ZEAS Phase In | SDG&E | Com | WaterHeat | Com - Restaurant | Gas Energy (MMTherm/year) | Fuel Substitution | 0.42811 | 0.46919 | 0.59273 | 0.35276 | 0.025588 | 0.027044 | 0 | 0 | 0 | 0 | 0 | 0 | 0
Scenario 5: High TRC ZEAS Phase In | SDG&E | Com | WaterHeat | Com - Retail | Electric Demand (MW) | Energy Efficiency | 0.0065526 | 0.0068948 | 0.0072255 | 0.007519 | 0.0077627 | 0.0080245 | 0.0082514 | 0.008462 | 0.0085733 | 0.008783 | 0.0089817 | 0.0091883 | 0.0093934
Scenario 5: High TRC ZEAS Phase In | SDG&E | Com | WaterHeat | Com - Retail | Electric Demand (MW) | Fuel Substitution | 0 | 0 | 0.015927 | 0.036715 | 0.061844 | 0.067393 | 0.072767 | 0.080906 | 0.087156 | 0.092657 | 0.096388 | 0.09861 | 0.099878
Scenario 5: High TRC ZEAS Phase In | SDG&E | Com | WaterHeat | Com - Retail | Electric Energy (GWh/year) | Energy Efficiency | 0.040635 | 0.042775 | 0.044845 | 0.046683 | 0.04821 | 0.049852 | 0.051275 | 0.052597 | 0.053587 | 0.054899 | 0.056141 | 0.057433 | 0.058715
Scenario 5: High TRC ZEAS Phase In | SDG&E | Com | WaterHeat | Com - Retail | Electric Energy (GWh/year) | Fuel Substitution | -0.18325 | -0.20045 | -0.14732 | 0.094493 | 0.40286 | 0.43903 | 0.47579 | 0.52897 | 0.56977 | 0.60568 | 0.63001 | 0.64447 | 0.65272
Scenario 5: High TRC ZEAS Phase In | SDG&E | Com | WaterHeat | Com - Retail | Gas Energy (MMTherm/year) | Energy Efficiency | 0.011073 | 0.011048 | 0.010808 | 0.010756 | 0.010698 | 0.010635 | 0.010567 | 0.010494 | 0 | 0 | 0 | 0 | 0
Scenario 5: High TRC ZEAS Phase In | SDG&E | Com | WaterHeat | Com - Retail | Gas Energy (MMTherm/year) | Fuel Substitution | 0.019917 | 0.021784 | 0.027331 | 0.015844 | 0.00021827 | 0.00022774 | 0 | 0 | 0 | 0 | 0 | 0 | 0
Scenario 5: High TRC ZEAS Phase In | SDG&E | Com | WaterHeat | Com - School | Electric Demand (MW) | Energy Efficiency | 0.0041667 | 0.0044912 | 0.004828 | 0.0051534 | 0.0054858 | 0.005811 | 0.006132 | 0.006459 | 0.0067912 | 0.007122 | 0.0074559 | 0.0077903 | 0.008123
Scenario 5: High TRC ZEAS Phase In | SDG&E | Com | WaterHeat | Com - School | Electric Demand (MW) | Fuel Substitution | 0 | 0 | 0.04143 | 0.0951 | 0.15963 | 0.17356 | 0.19477 | 0.2187 | 0.24269 | 0.26225 | 0.27512 | 0.28315 | 0.28779
Scenario 5: High TRC ZEAS Phase In | SDG&E | Com | WaterHeat | Com - School | Electric Energy (GWh/year) | Energy Efficiency | 0.056565 | 0.06097 | 0.06556 | 0.069979 | 0.074493 | 0.078909 | 0.083262 | 0.087703 | 0.092212 | 0.096705 | 0.10124 | 0.10578 | 0.1103
Scenario 5: High TRC ZEAS Phase In | SDG&E | Com | WaterHeat | Com - School | Electric Energy (GWh/year) | Fuel Substitution | -1.0122 | -1.1104 | -0.8636 | 0.48182 | 2.1852 | 2.3779 | 2.7691 | 3.1091 | 3.45 | 3.7277 | 3.9103 | 4.024 | 4.0895
Scenario 5: High TRC ZEAS Phase In | SDG&E | Com | WaterHeat | Com - School | Gas Energy (MMTherm/year) | Energy Efficiency | 0.0038922 | 0.0040496 | 0.0058647 | 0.005782 | 0.0057025 | 0.0056173 | 0.0033872 | 0.0032689 | 0.0003336 | 0.00033632 | 0.00033917 | 0.00034205 | 0.00034489
Scenario 5: High TRC ZEAS Phase In | SDG&E | Com | WaterHeat | Com - School | Gas Energy (MMTherm/year) | Fuel Substitution | 0.11563 | 0.12681 | 0.1656 | 0.099976 | 0.011386 | 0.012083 | 0 | 0 | 0 | 0 | 0 | 0 | 0
Scenario 5: High TRC ZEAS Phase In | SDG&E | Com | WaterHeat | Com - Warehouse | Electric Demand (MW) | Energy Efficiency | 0.00036149 | 0.0003819 | 0.00040244 | 0.00042373 | 0.00044393 | 0.00046508 | 0.00048562 | 0.00050635 | 0.00041875 | 0.00044002 | 0.0004609 | 0.00048196 | 0.00050373
Scenario 5: High TRC ZEAS Phase In | SDG&E | Com | WaterHeat | Com - Warehouse | Electric Demand (MW) | Fuel Substitution | 0 | 0 | 0.00022168 | 0.0005143 | 0.00087235 | 0.00095765 | 0.0010577 | 0.0011893 | 0.0013055 | 0.001414 | 0.0014874 | 0.0015362 | 0.0015684
Scenario 5: High TRC ZEAS Phase In | SDG&E | Com | WaterHeat | Com - Warehouse | Electric Energy (GWh/year) | Energy Efficiency | 0.0070721 | 0.0076001 | 0.0081336 | 0.0086897 | 0.0092193 | 0.0097767 | 0.01032 | 0.010871 | 0.011082 | 0.011645 | 0.012198 | 0.012755 | 0.013331
Scenario 5: High TRC ZEAS Phase In | SDG&E | Com | WaterHeat | Com - Warehouse | Electric Energy (GWh/year) | Fuel Substitution | -0.013834 | -0.015163 | -0.012577 | 0.0015271 | 0.019821 | 0.021925 | 0.029316 | 0.032962 | 0.036182 | 0.039183 | 0.041215 | 0.042563 | 0.043452
Scenario 5: High TRC ZEAS Phase In | SDG&E | Com | WaterHeat | Com - Warehouse | Gas Energy (MMTherm/year) | Energy Efficiency | 0.0087128 | 0.0087565 | 0.0087784 | 0.0088086 | 0.0088331 | 0.0088544 | 0.0087336 | 0.0087439 | 0 | 0 | 0 | 0 | 0
Scenario 5: High TRC ZEAS Phase In | SDG&E | Com | WaterHeat | Com - Warehouse | Gas Energy (MMTherm/year) | Fuel Substitution | 0.0015679 | 0.0017167 | 0.002106 | 0.001467 | 0.00057245 | 0.00060626 | 0 | 0 | 0 | 0 | 0 | 0 | 0
Scenario 5: High TRC ZEAS Phase In | SDG&E | Com | WholeBlg | Com - College | Electric Demand (MW) | Energy Efficiency | 0.031626 | 0.032632 | 0.033701 | 0.034981 | 0.036406 | 0.037875 | 0.039554 | 0.041203 | 0.042907 | 0.044687 | 0.046409 | 0.047953 | 0.048774
Scenario 5: High TRC ZEAS Phase In | SDG&E | Com | WholeBlg | Com - College | Electric Energy (GWh/year) | Energy Efficiency | 0.28821 | 0.29738 | 0.30712 | 0.31879 | 0.33177 | 0.34516 | 0.36046 | 0.37548 | 0.39102 | 0.40724 | 0.42293 | 0.43701 | 0.44449
Scenario 5: High TRC ZEAS Phase In | SDG&E | Com | WholeBlg | Com - College | Gas Energy (MMTherm/year) | Energy Efficiency | 0.0032688 | 0.0032606 | 0.0032449 | 0.0032337 | 0.003218 | 0.0031906 | 0.0031654 | 0.003133 | 0.0031007 | 0.0030743 | 0.0030422 | 0.0030072 | 0.0030093
Scenario 5: High TRC ZEAS Phase In | SDG&E | Com | WholeBlg | Com - Grocery | Electric Demand (MW) | Energy Efficiency | 0.076189 | 0.078457 | 0.0809 | 0.083808 | 0.087038 | 0.090368 | 0.093865 | 0.097403 | 0.1011 | 0.10477 | 0.10843 | 0.11168 | 0.11167
Scenario 5: High TRC ZEAS Phase In | SDG&E | Com | WholeBlg | Com - Grocery | Electric Energy (GWh/year) | Energy Efficiency | 0.69432 | 0.71498 | 0.73725 | 0.76375 | 0.79319 | 0.82354 | 0.8554 | 0.88765 | 0.92134 | 0.95482 | 0.98816 | 1.0177 | 1.0177
Scenario 5: High TRC ZEAS Phase In | SDG&E | Com | WholeBlg | Com - Grocery | Gas Energy (MMTherm/year) | Energy Efficiency | 0.0011322 | 0.0011457 | 0.0011574 | 0.0011713 | 0.0011839 | 0.0011912 | 0.0011983 | 0.0012042 | 0.0012109 | 0.0012164 | 0.0012225 | 0.0012279 | 0.0012295
Scenario 5: High TRC ZEAS Phase In | SDG&E | Com | WholeBlg | Com - Health | Electric Demand (MW) | Energy Efficiency | 0.088077 | 0.090653 | 0.093331 | 0.096484 | 0.099923 | 0.10335 | 0.10714 | 0.11073 | 0.11444 | 0.11839 | 0.12224 | 0.12548 | 0.12835
Scenario 5: High TRC ZEAS Phase In | SDG&E | Com | WholeBlg | Com - Health | Electric Energy (GWh/year) | Energy Efficiency | 0.80266 | 0.82613 | 0.85054 | 0.87927 | 0.91061 | 0.94183 | 0.97635 | 1.0091 | 1.0429 | 1.0789 | 1.114 | 1.1435 | 1.1697
Scenario 5: High TRC ZEAS Phase In | SDG&E | Com | WholeBlg | Com - Health | Gas Energy (MMTherm/year) | Energy Efficiency | 0.0054812 | 0.0055973 | 0.0057026 | 0.0058152 | 0.0059189 | 0.005987 | 0.0060376 | 0.0060824 | 0.0061333 | 0.0061721 | 0.0062319 | 0.0062809 | 0.0062938
Scenario 5: High TRC ZEAS Phase In | SDG&E | Com | WholeBlg | Com - Lodging | Electric Demand (MW) | Energy Efficiency | 0.044237 | 0.045275 | 0.04637 | 0.047754 | 0.049258 | 0.050767 | 0.052481 | 0.054104 | 0.055756 | 0.057453 | 0.059004 | 0.060258 | 0.061409
Scenario 5: High TRC ZEAS Phase In | SDG&E | Com | WholeBlg | Com - Lodging | Electric Energy (GWh/year) | Energy Efficiency | 0.40314 | 0.4126 | 0.42258 | 0.43518 | 0.44889 | 0.46265 | 0.47827 | 0.49306 | 0.50811 | 0.52357 | 0.53771 | 0.54914 | 0.55963
Scenario 5: High TRC ZEAS Phase In | SDG&E | Com | WholeBlg | Com - Lodging | Gas Energy (MMTherm/year) | Energy Efficiency | 0.0040204 | 0.0040488 | 0.0040698 | 0.0040981 | 0.0041191 | 0.0041238 | 0.0041284 | 0.0041255 | 0.0041241 | 0.0041255 | 0.0041228 | 0.0041167 | 0.0041202
Scenario 5: High TRC ZEAS Phase In | SDG&E | Com | WholeBlg | Com - Office (Large) | Electric Demand (MW) | Energy Efficiency | 0.15161 | 0.15509 | 0.1587 | 0.16304 | 0.16781 | 0.17259 | 0.17825 | 0.18353 | 0.18886 | 0.19432 | 0.19926 | 0.20333 | 0.20903
Scenario 5: High TRC ZEAS Phase In | SDG&E | Com | WholeBlg | Com - Office (Large) | Electric Energy (GWh/year) | Energy Efficiency | 1.3816 | 1.4134 | 1.4462 | 1.4858 | 1.5292 | 1.5729 | 1.6244 | 1.6725 | 1.7211 | 1.7709 | 1.8159 | 1.853 | 1.9049
Scenario 5: High TRC ZEAS Phase In | SDG&E | Com | WholeBlg | Com - Office (Large) | Gas Energy (MMTherm/year) | Energy Efficiency | 0.0069284 | 0.0069604 | 0.0069759 | 0.0070003 | 0.007014 | 0.0070059 | 0.0070077 | 0.006994 | 0.0069819 | 0.0069904 | 0.0069807 | 0.0069668 | 0.0069647
Scenario 5: High TRC ZEAS Phase In | SDG&E | Com | WholeBlg | Com - Office (Small) | Electric Demand (MW) | Energy Efficiency | 0.045435 | 0.046297 | 0.047231 | 0.048425 | 0.049784 | 0.051156 | 0.052727 | 0.054237 | 0.055791 | 0.057541 | 0.059019 | 0.060252 | 0.061248
Scenario 5: High TRC ZEAS Phase In | SDG&E | Com | WholeBlg | Com - Office (Small) | Electric Energy (GWh/year) | Energy Efficiency | 0.41405 | 0.42191 | 0.43042 | 0.4413 | 0.45369 | 0.46619 | 0.4805 | 0.49427 | 0.50843 | 0.52438 | 0.53784 | 0.54909 | 0.55817
Scenario 5: High TRC ZEAS Phase In | SDG&E | Com | WholeBlg | Com - Office (Small) | Gas Energy (MMTherm/year) | Energy Efficiency | 0.00060879 | 0.00061669 | 0.00062365 | 0.00063185 | 0.00063943 | 0.00064368 | 0.0006469 | 0.00064989 | 0.00065333 | 0.00065555 | 0.00065841 | 0.00066084 | 0.0006619
Scenario 5: High TRC ZEAS Phase In | SDG&E | Com | WholeBlg | Com - Other | Electric Demand (MW) | Energy Efficiency | 0.080177 | 0.082239 | 0.084402 | 0.087068 | 0.089999 | 0.09296 | 0.096476 | 0.099802 | 0.10319 | 0.10669 | 0.10994 | 0.11271 | 0.11603
Scenario 5: High TRC ZEAS Phase In | SDG&E | Com | WholeBlg | Com - Other | Electric Energy (GWh/year) | Energy Efficiency | 0.73066 | 0.74946 | 0.76916 | 0.79345 | 0.82017 | 0.84715 | 0.8792 | 0.90951 | 0.94039 | 0.97228 | 1.0019 | 1.0271 | 1.0574
Scenario 5: High TRC ZEAS Phase In | SDG&E | Com | WholeBlg | Com - Other | Gas Energy (MMTherm/year) | Energy Efficiency | 0.0090077 | 0.009125 | 0.0092278 | 0.0093487 | 0.0094596 | 0.0095299 | 0.0096017 | 0.0096616 | 0.0097266 | 0.0097891 | 0.0098508 | 0.0099067 | 0.0099182
Scenario 5: High TRC ZEAS Phase In | SDG&E | Com | WholeBlg | Com - Refrig. Warehouse | Electric Demand (MW) | Energy Efficiency | 0.0016645 | 0.0017475 | 0.0018376 | 0.0019434 | 0.0020529 | 0.0021507 | 0.0022514 | 0.0023568 | 0.0024692 | 0.0025834 | 0.0027019 | 0.0028129 | 0.0028262
Scenario 5: High TRC ZEAS Phase In | SDG&E | Com | WholeBlg | Com - Refrig. Warehouse | Electric Energy (GWh/year) | Energy Efficiency | 0.015169 | 0.015925 | 0.016746 | 0.017711 | 0.018708 | 0.0196 | 0.020517 | 0.021478 | 0.022502 | 0.023543 | 0.024623 | 0.025635 | 0.025756
Scenario 5: High TRC ZEAS Phase In | SDG&E | Com | WholeBlg | Com - Refrig. Warehouse | Gas Energy (MMTherm/year) | Energy Efficiency | 3.831e-05 | 3.8687e-05 | 3.9018e-05 | 3.9436e-05 | 3.9828e-05 | 3.9997e-05 | 4.0094e-05 | 4.0191e-05 | 4.0326e-05 | 4.0345e-05 | 4.0452e-05 | 4.0546e-05 | 4.0649e-05
Scenario 5: High TRC ZEAS Phase In | SDG&E | Com | WholeBlg | Com - Restaurant | Electric Demand (MW) | Energy Efficiency | 0.045457 | 0.046674 | 0.04798 | 0.049602 | 0.051416 | 0.053277 | 0.05528 | 0.057293 | 0.059392 | 0.06151 | 0.06358 | 0.065384 | 0.065554
Scenario 5: High TRC ZEAS Phase In | SDG&E | Com | WholeBlg | Com - Restaurant | Electric Energy (GWh/year) | Energy Efficiency | 0.41426 | 0.42535 | 0.43725 | 0.45203 | 0.46856 | 0.48552 | 0.50377 | 0.52212 | 0.54125 | 0.56055 | 0.57941 | 0.59585 | 0.5974
Scenario 5: High TRC ZEAS Phase In | SDG&E | Com | WholeBlg | Com - Restaurant | Gas Energy (MMTherm/year) | Energy Efficiency | 0.0037049 | 0.0037496 | 0.0037885 | 0.0038348 | 0.003878 | 0.0039003 | 0.0039165 | 0.0039318 | 0.0039505 | 0.0039544 | 0.0039702 | 0.0039836 | 0.0039926
Scenario 5: High TRC ZEAS Phase In | SDG&E | Com | WholeBlg | Com - Retail | Electric Demand (MW) | Energy Efficiency | 0.05755 | 0.056193 | 0.054726 | 0.053582 | 0.053143 | 0.052517 | 0.052641 | 0.05297 | 0.05365 | 0.054589 | 0.055542 | 0.056166 | 0.058057
Scenario 5: High TRC ZEAS Phase In | SDG&E | Com | WholeBlg | Com - Retail | Electric Energy (GWh/year) | Energy Efficiency | 2.7576 | 3.1918 | 3.6543 | 4.1233 | 4.5135 | 4.9295 | 5.3038 | 5.6107 | 5.8588 | 6.0733 | 6.2364 | 6.384 | 6.5418
Scenario 5: High TRC ZEAS Phase In | SDG&E | Com | WholeBlg | Com - Retail | Gas Energy (MMTherm/year) | Energy Efficiency | 0.016222 | 0.019292 | 0.022562 | 0.025858 | 0.028568 | 0.031462 | 0.034022 | 0.036105 | 0.037765 | 0.039178 | 0.040236 | 0.041208 | 0.042174
Scenario 5: High TRC ZEAS Phase In | SDG&E | Com | WholeBlg | Com - School | Electric Demand (MW) | Energy Efficiency | 0.027604 | 0.028244 | 0.028921 | 0.029777 | 0.030736 | 0.031703 | 0.03288 | 0.033996 | 0.03513 | 0.036307 | 0.037391 | 0.038315 | 0.039274
Scenario 5: High TRC ZEAS Phase In | SDG&E | Com | WholeBlg | Com - School | Electric Energy (GWh/year) | Energy Efficiency | 0.25156 | 0.25739 | 0.26356 | 0.27136 | 0.2801 | 0.28891 | 0.29964 | 0.30981 | 0.32014 | 0.33087 | 0.34075 | 0.34917 | 0.35791
Scenario 5: High TRC ZEAS Phase In | SDG&E | Com | WholeBlg | Com - School | Gas Energy (MMTherm/year) | Energy Efficiency | 0.0015809 | 0.0015926 | 0.0016018 | 0.0016144 | 0.0016258 | 0.0016305 | 0.0016347 | 0.0016374 | 0.0016412 | 0.0016456 | 0.0016495 | 0.0016527 | 0.0016551
Scenario 5: High TRC ZEAS Phase In | SDG&E | Com | WholeBlg | Com - Warehouse | Electric Demand (MW) | Energy Efficiency | 0.025755 | 0.026483 | 0.027258 | 0.028203 | 0.029238 | 0.030274 | 0.031453 | 0.032585 | 0.033751 | 0.034958 | 0.036099 | 0.037085 | 0.038201
Scenario 5: High TRC ZEAS Phase In | SDG&E | Com | WholeBlg | Com - Warehouse | Electric Energy (GWh/year) | Energy Efficiency | 0.23471 | 0.24134 | 0.2484 | 0.25702 | 0.26645 | 0.27589 | 0.28663 | 0.29695 | 0.30758 | 0.31857 | 0.32898 | 0.33796 | 0.34813
Scenario 5: High TRC ZEAS Phase In | SDG&E | Com | WholeBlg | Com - Warehouse | Gas Energy (MMTherm/year) | Energy Efficiency | 0.0022739 | 0.0023082 | 0.0023396 | 0.002376 | 0.0024099 | 0.0024307 | 0.0024469 | 0.0024629 | 0.0024811 | 0.002492 | 0.0025077 | 0.0025218 | 0.002528
Scenario 5: High TRC ZEAS Phase In | SDG&E | Ind | WholeBlg | Ind - All Other Industrial | Electric Demand (MW) | Energy Efficiency | 0.033862 | 0.033848 | 0.033849 | 0.033966 | 0.03402 | 0.034071 | 0.03416 | 0.034206 | 0.03424 | 0.034275 | 0.03426 | 0.034257 | 0.034241
Scenario 5: High TRC ZEAS Phase In | SDG&E | Ind | WholeBlg | Ind - All Other Industrial | Electric Energy (GWh/year) | Energy Efficiency | 0.246 | 0.24589 | 0.2459 | 0.24674 | 0.24713 | 0.2475 | 0.24814 | 0.24847 | 0.24871 | 0.24896 | 0.24885 | 0.24882 | 0.2487
Scenario 5: High TRC ZEAS Phase In | SDG&E | Ind | WholeBlg | Ind - All Other Industrial | Gas Energy (MMTherm/year) | Energy Efficiency | 0.0051345 | 0.0051593 | 0.0051767 | 0.0051925 | 0.0052058 | 0.0052109 | 0.005213 | 0.0052179 | 0.0052247 | 0.0052344 | 0.0052463 | 0.00526 | 0.0052744
Scenario 5: High TRC ZEAS Phase In | SDG&E | Ind | WholeBlg | Ind - Chemicals | Electric Demand (MW) | Energy Efficiency | 0.037323 | 0.037627 | 0.037927 | 0.03833 | 0.038645 | 0.038924 | 0.039203 | 0.039395 | 0.039579 | 0.039759 | 0.039868 | 0.039968 | 0.040038
Scenario 5: High TRC ZEAS Phase In | SDG&E | Ind | WholeBlg | Ind - Chemicals | Electric Energy (GWh/year) | Energy Efficiency | 0.27114 | 0.27335 | 0.27552 | 0.27844 | 0.28073 | 0.28275 | 0.28477 | 0.28616 | 0.2875 | 0.2888 | 0.28958 | 0.29031 | 0.29081
Scenario 5: High TRC ZEAS Phase In | SDG&E | Ind | WholeBlg | Ind - Chemicals | Gas Energy (MMTherm/year) | Energy Efficiency | 0.0063209 | 0.0063623 | 0.0063985 | 0.0064301 | 0.0064586 | 0.0064802 | 0.0064949 | 0.0065066 | 0.006519 | 0.0065315 | 0.0065425 | 0.0065513 | 0.0065581
Scenario 5: High TRC ZEAS Phase In | SDG&E | Ind | WholeBlg | Ind - Electronics | Electric Demand (MW) | Energy Efficiency | 0.11765 | 0.11908 | 0.12056 | 0.12241 | 0.124 | 0.12559 | 0.12732 | 0.12891 | 0.13044 | 0.13194 | 0.13321 | 0.13448 | 0.13566
Scenario 5: High TRC ZEAS Phase In | SDG&E | Ind | WholeBlg | Ind - Electronics | Electric Energy (GWh/year) | Energy Efficiency | 0.85473 | 0.86505 | 0.87583 | 0.88923 | 0.90078 | 0.91228 | 0.92489 | 0.9364 | 0.94746 | 0.95838 | 0.96761 | 0.97681 | 0.98532
Scenario 5: High TRC ZEAS Phase In | SDG&E | Ind | WholeBlg | Ind - Electronics | Gas Energy (MMTherm/year) | Energy Efficiency | 0.0069633 | 0.0070771 | 0.0071895 | 0.0072987 | 0.0074061 | 0.0075101 | 0.0076136 | 0.0077215 | 0.007831 | 0.0079425 | 0.0080541 | 0.0081651 | 0.0082747
Scenario 5: High TRC ZEAS Phase In | SDG&E | Ind | WholeBlg | Ind - Fabricated Metals | Electric Demand (MW) | Energy Efficiency | 0.01941 | 0.019543 | 0.019691 | 0.019846 | 0.019935 | 0.019995 | 0.020057 | 0.020085 | 0.020102 | 0.020118 | 0.020097 | 0.02007 | 0.020025
Scenario 5: High TRC ZEAS Phase In | SDG&E | Ind | WholeBlg | Ind - Fabricated Metals | Electric Energy (GWh/year) | Energy Efficiency | 0.14101 | 0.14197 | 0.14304 | 0.14417 | 0.14481 | 0.14525 | 0.14569 | 0.14589 | 0.14602 | 0.14613 | 0.14598 | 0.14578 | 0.14545
Scenario 5: High TRC ZEAS Phase In | SDG&E | Ind | WholeBlg | Ind - Fabricated Metals | Gas Energy (MMTherm/year) | Energy Efficiency | 0.0018897 | 0.0019097 | 0.0019291 | 0.0019409 | 0.0019489 | 0.0019521 | 0.0019521 | 0.0019518 | 0.0019512 | 0.0019508 | 0.0019498 | 0.0019475 | 0.001944
Scenario 5: High TRC ZEAS Phase In | SDG&E | Ind | WholeBlg | Ind - Food | Electric Demand (MW) | Energy Efficiency | 0.052883 | 0.052718 | 0.052582 | 0.052631 | 0.052581 | 0.052543 | 0.05257 | 0.05252 | 0.052448 | 0.052376 | 0.052219 | 0.052065 | 0.051887
Scenario 5: High TRC ZEAS Phase In | SDG&E | Ind | WholeBlg | Ind - Food | Electric Energy (GWh/year) | Energy Efficiency | 0.38418 | 0.38297 | 0.38198 | 0.38233 | 0.38196 | 0.38168 | 0.38187 | 0.3815 | 0.38098 | 0.38045 | 0.3793 | 0.37818 | 0.37688
Scenario 5: High TRC ZEAS Phase In | SDG&E | Ind | WholeBlg | Ind - Food | Gas Energy (MMTherm/year) | Energy Efficiency | 0.010219 | 0.010175 | 0.010123 | 0.01007 | 0.010015 | 0.0099523 | 0.0098868 | 0.0098232 | 0.0097627 | 0.0097065 | 0.0096504 | 0.009594 | 0.0095369
Scenario 5: High TRC ZEAS Phase In | SDG&E | Ind | WholeBlg | Ind - Industrial Machinery | Electric Demand (MW) | Energy Efficiency | 0.036172 | 0.03646 | 0.036789 | 0.037096 | 0.037243 | 0.037338 | 0.037469 | 0.037544 | 0.037604 | 0.037667 | 0.037654 | 0.037627 | 0.037566
Scenario 5: High TRC ZEAS Phase In | SDG&E | Ind | WholeBlg | Ind - Industrial Machinery | Electric Energy (GWh/year) | Energy Efficiency | 0.26278 | 0.26487 | 0.26725 | 0.26948 | 0.27055 | 0.27123 | 0.27217 | 0.27272 | 0.27315 | 0.2736 | 0.2735 | 0.2733 | 0.27286
Scenario 5: High TRC ZEAS Phase In | SDG&E | Ind | WholeBlg | Ind - Industrial Machinery | Gas Energy (MMTherm/year) | Energy Efficiency | 0.013021 | 0.01322 | 0.013421 | 0.013537 | 0.0136 | 0.013622 | 0.013636 | 0.013649 | 0.013663 | 0.013682 | 0.013691 | 0.013689 | 0.013676
Scenario 5: High TRC ZEAS Phase In | SDG&E | Ind | WholeBlg | Ind - Lumber & Furniture | Electric Demand (MW) | Energy Efficiency | 0.0025797 | 0.0025778 | 0.0025779 | 0.0025867 | 0.0025912 | 0.0025945 | 0.002599 | 0.0026 | 0.0026 | 0.0025997 | 0.0025953 | 0.0025912 | 0.0025857
Scenario 5: High TRC ZEAS Phase In | SDG&E | Ind | WholeBlg | Ind - Lumber & Furniture | Electric Energy (GWh/year) | Energy Efficiency | 0.018741 | 0.018727 | 0.018727 | 0.018791 | 0.018823 | 0.018847 | 0.018879 | 0.018887 | 0.018886 | 0.018883 | 0.018851 | 0.018821 | 0.018781
Scenario 5: High TRC ZEAS Phase In | SDG&E | Ind | WholeBlg | Ind - Lumber & Furniture | Gas Energy (MMTherm/year) | Energy Efficiency | 6.5547e-05 | 6.6011e-05 | 6.6389e-05 | 6.6712e-05 | 6.7025e-05 | 6.708e-05 | 6.6904e-05 | 6.6754e-05 | 6.6621e-05 | 6.6515e-05 | 6.6429e-05 | 6.6317e-05 | 6.617e-05
Scenario 5: High TRC ZEAS Phase In | SDG&E | Ind | WholeBlg | Ind - Paper | Electric Demand (MW) | Energy Efficiency | 0.0033328 | 0.0033092 | 0.0032872 | 0.0032834 | 0.0032743 | 0.0032617 | 0.0032534 | 0.0032435 | 0.0032356 | 0.0032303 | 0.0032211 | 0.0032116 | 0.0032005
Scenario 5: High TRC ZEAS Phase In | SDG&E | Ind | WholeBlg | Ind - Paper | Electric Energy (GWh/year) | Energy Efficiency | 0.024212 | 0.02404 | 0.02388 | 0.023852 | 0.023785 | 0.023694 | 0.023633 | 0.023561 | 0.023503 | 0.023464 | 0.023396 | 0.023327 | 0.023247
Scenario 5: High TRC ZEAS Phase In | SDG&E | Ind | WholeBlg | Ind - Paper | Gas Energy (MMTherm/year) | Energy Efficiency | 3.6864e-06 | 3.6654e-06 | 3.6421e-06 | 3.6264e-06 | 3.6107e-06 | 3.5886e-06 | 3.5662e-06 | 3.5478e-06 | 3.5335e-06 | 3.523e-06 | 3.5139e-06 | 3.5035e-06 | 3.4926e-06
Scenario 5: High TRC ZEAS Phase In | SDG&E | Ind | WholeBlg | Ind - Petroleum | Electric Demand (MW) | Energy Efficiency | 0.0019522 | 0.0019475 | 0.0019448 | 0.001949 | 0.0019499 | 0.0019515 | 0.0019556 | 0.0019569 | 0.0019572 | 0.0019573 | 0.001954 | 0.0019509 | 0.001947
Scenario 5: High TRC ZEAS Phase In | SDG&E | Ind | WholeBlg | Ind - Petroleum | Electric Energy (GWh/year) | Energy Efficiency | 0.014183 | 0.014148 | 0.014128 | 0.014158 | 0.014164 | 0.014176 | 0.014205 | 0.014215 | 0.014217 | 0.014217 | 0.014193 | 0.014171 | 0.014142
Scenario 5: High TRC ZEAS Phase In | SDG&E | Ind | WholeBlg | Ind - Petroleum | Gas Energy (MMTherm/year) | Energy Efficiency | 4.7142e-06 | 4.7252e-06 | 4.7354e-06 | 4.7446e-06 | 4.7507e-06 | 4.7509e-06 | 4.7477e-06 | 4.7435e-06 | 4.7406e-06 | 4.738e-06 | 4.7332e-06 | 4.7263e-06 | 4.7185e-06
Scenario 5: High TRC ZEAS Phase In | SDG&E | Ind | WholeBlg | Ind - Plastics | Electric Demand (MW) | Energy Efficiency | 0.013439 | 0.013444 | 0.013457 | 0.013514 | 0.013546 | 0.01358 | 0.013624 | 0.013643 | 0.013656 | 0.013668 | 0.013656 | 0.013645 | 0.013627
Scenario 5: High TRC ZEAS Phase In | SDG&E | Ind | WholeBlg | Ind - Plastics | Electric Energy (GWh/year) | Energy Efficiency | 0.097631 | 0.097663 | 0.097756 | 0.098169 | 0.098404 | 0.098645 | 0.098962 | 0.099101 | 0.099198 | 0.099279 | 0.099193 | 0.099113 | 0.098981
Scenario 5: High TRC ZEAS Phase In | SDG&E | Ind | WholeBlg | Ind - Plastics | Gas Energy (MMTherm/year) | Energy Efficiency | 0.0013305 | 0.0013882 | 0.0014404 | 0.0014874 | 0.0015324 | 0.0015687 | 0.0015938 | 0.0016097 | 0.0016277 | 0.0016464 | 0.0016646 | 0.0016803 | 0.001694
Scenario 5: High TRC ZEAS Phase In | SDG&E | Ind | WholeBlg | Ind - Primary Metals | Electric Demand (MW) | Energy Efficiency | 0.0045046 | 0.004546 | 0.0045942 | 0.0046514 | 0.0046927 | 0.0047287 | 0.0047703 | 0.0048053 | 0.0048385 | 0.0048712 | 0.0048937 | 0.0049142 | 0.0049304
Scenario 5: High TRC ZEAS Phase In | SDG&E | Ind | WholeBlg | Ind - Primary Metals | Electric Energy (GWh/year) | Energy Efficiency | 0.032725 | 0.033025 | 0.033374 | 0.03379 | 0.034089 | 0.03435 | 0.034652 | 0.034905 | 0.035146 | 0.035383 | 0.035546 | 0.035694 | 0.035812
Scenario 5: High TRC ZEAS Phase In | SDG&E | Ind | WholeBlg | Ind - Primary Metals | Gas Energy (MMTherm/year) | Energy Efficiency | 0.0067757 | 0.0067989 | 0.0068227 | 0.0068418 | 0.0068562 | 0.0068659 | 0.0068742 | 0.0068831 | 0.0068918 | 0.0069002 | 0.0069066 | 0.0069111 | 0.0069139
Scenario 5: High TRC ZEAS Phase In | SDG&E | Ind | WholeBlg | Ind - Printing & Publishing | Electric Demand (MW) | Energy Efficiency | 0.017106 | 0.017079 | 0.017067 | 0.017116 | 0.017131 | 0.017147 | 0.017184 | 0.017198 | 0.017205 | 0.01721 | 0.017186 | 0.017163 | 0.017131
Scenario 5: High TRC ZEAS Phase In | SDG&E | Ind | WholeBlg | Ind - Printing & Publishing | Electric Energy (GWh/year) | Energy Efficiency | 0.12427 | 0.12407 | 0.12398 | 0.12434 | 0.12445 | 0.12456 | 0.12482 | 0.12492 | 0.12497 | 0.12501 | 0.12483 | 0.12466 | 0.12443
Scenario 5: High TRC ZEAS Phase In | SDG&E | Ind | WholeBlg | Ind - Printing & Publishing | Gas Energy (MMTherm/year) | Energy Efficiency | 0.00044457 | 0.00045063 | 0.00045622 | 0.00046166 | 0.00046632 | 0.00046975 | 0.00047274 | 0.00047589 | 0.00047923 | 0.00048261 | 0.00048572 | 0.00048851 | 0.00049106
Scenario 5: High TRC ZEAS Phase In | SDG&E | Ind | WholeBlg | Ind - Stone-Glass-Clay | Electric Demand (MW) | Energy Efficiency | 0.0046715 | 0.0047083 | 0.0047376 | 0.0047778 | 0.0048066 | 0.0048305 | 0.0048544 | 0.0048703 | 0.0048833 | 0.0048959 | 0.004901 | 0.0049066 | 0.0049087
Scenario 5: High TRC ZEAS Phase In | SDG&E | Ind | WholeBlg | Ind - Stone-Glass-Clay | Electric Energy (GWh/year) | Energy Efficiency | 0.033938 | 0.034204 | 0.034416 | 0.034708 | 0.034917 | 0.03509 | 0.035262 | 0.035377 | 0.035471 | 0.035563 | 0.035599 | 0.035639 | 0.035654
Scenario 5: High TRC ZEAS Phase In | SDG&E | Ind | WholeBlg | Ind - Stone-Glass-Clay | Gas Energy (MMTherm/year) | Energy Efficiency | 0.0055295 | 0.0056307 | 0.0057077 | 0.0057722 | 0.0058295 | 0.0058716 | 0.0058997 | 0.0059256 | 0.00595 | 0.0059751 | 0.0060001 | 0.006024 | 0.0060444
Scenario 5: High TRC ZEAS Phase In | SDG&E | Ind | WholeBlg | Ind - Textiles | Electric Demand (MW) | Energy Efficiency | 0.0020004 | 0.0019945 | 0.0019895 | 0.0019879 | 0.0019802 | 0.0019708 | 0.0019628 | 0.0019517 | 0.0019404 | 0.0019297 | 0.0019161 | 0.0019032 | 0.0018897
Scenario 5: High TRC ZEAS Phase In | SDG&E | Ind | WholeBlg | Ind - Textiles | Electric Energy (GWh/year) | Energy Efficiency | 0.014532 | 0.014489 | 0.014453 | 0.014441 | 0.014385 | 0.014316 | 0.014258 | 0.014177 | 0.014094 | 0.014017 | 0.013918 | 0.013824 | 0.013726
Scenario 5: High TRC ZEAS Phase In | SDG&E | Ind | WholeBlg | Ind - Textiles | Gas Energy (MMTherm/year) | Energy Efficiency | 7.1658e-05 | 7.1861e-05 | 7.2053e-05 | 7.2147e-05 | 7.2165e-05 | 7.2112e-05 | 7.2019e-05 | 7.1922e-05 | 7.1819e-05 | 7.172e-05 | 7.1606e-05 | 7.1479e-05 | 7.1336e-05
Scenario 5: High TRC ZEAS Phase In | SDG&E | Ind | WholeBlg | Ind - Transportation Equipment | Electric Demand (MW) | Energy Efficiency | 0.073716 | 0.074051 | 0.074855 | 0.075513 | 0.075779 | 0.075913 | 0.076244 | 0.076508 | 0.076817 | 0.077161 | 0.077321 | 0.077401 | 0.077362
Scenario 5: High TRC ZEAS Phase In | SDG&E | Ind | WholeBlg | Ind - Transportation Equipment | Electric Energy (GWh/year) | Energy Efficiency | 0.53553 | 0.53795 | 0.54378 | 0.54856 | 0.55048 | 0.55144 | 0.55384 | 0.55575 | 0.55798 | 0.56048 | 0.56163 | 0.5622 | 0.56191
Scenario 5: High TRC ZEAS Phase In | SDG&E | Ind | WholeBlg | Ind - Transportation Equipment | Gas Energy (MMTherm/year) | Energy Efficiency | 0.004166 | 0.0041631 | 0.0041605 | 0.0041571 | 0.0041533 | 0.004149 | 0.0041442 | 0.0041399 | 0.0041355 | 0.0041309 | 0.0041257 | 0.0041201 | 0.0041141
Scenario 5: High TRC ZEAS Phase In | SDG&E | Res | AppPlug | Res - Multi Family | Electric Demand (MW) | Energy Efficiency | 5.0176e-06 | 5.1184e-06 | 5.1974e-06 | 5.3656e-06 | 5.3232e-06 | 5.4104e-06 | 5.5045e-06 | 5.5839e-06 | 5.6657e-06 | 6.5025e-05 | 0.00012245 | 0.00012657 | 0.00013137
Scenario 5: High TRC ZEAS Phase In | SDG&E | Res | AppPlug | Res - Multi Family | Electric Energy (GWh/year) | Energy Efficiency | 3.563e-05 | 3.6346e-05 | 3.6907e-05 | 3.8101e-05 | 3.78e-05 | 3.8419e-05 | 3.9088e-05 | 3.9651e-05 | 4.0232e-05 | 0.00046175 | 0.0008695 | 0.0008988 | 0.00093289
Scenario 5: High TRC ZEAS Phase In | SDG&E | Res | AppPlug | Res - Multi Family | Electric Energy (GWh/year) | Fuel Substitution | -3.1589e-06 | -3.4182e-06 | -3.677e-06 | -3.9365e-06 | -4.1933e-06 | -4.4489e-06 | 0 | 0 | 0 | 0 | 0 | 0 | 0
Scenario 5: High TRC ZEAS Phase In | SDG&E | Res | AppPlug | Res - Multi Family | Gas Energy (MMTherm/year) | Energy Efficiency | 3.4234e-06 | 3.4921e-06 | 3.546e-06 | 3.6608e-06 | 3.6318e-06 | 3.6913e-06 | 3.7556e-06 | 3.8097e-06 | 3.8655e-06 | 4.4365e-05 | 8.3541e-05 | 8.6357e-05 | 8.9632e-05
Scenario 5: High TRC ZEAS Phase In | SDG&E | Res | AppPlug | Res - Multi Family | Gas Energy (MMTherm/year) | Fuel Substitution | 6.6954e-07 | 7.2448e-07 | 7.7934e-07 | 8.3434e-07 | 8.8877e-07 | 9.4295e-07 | 0 | 0 | 0 | 0 | 0 | 0 | 0
Scenario 5: High TRC ZEAS Phase In | SDG&E | Res | AppPlug | Res - Single Family | Electric Demand (MW) | Energy Efficiency | 0 | 0 | 0 | 0 | 0 | 0 | 0 | 0 | 0 | 0 | 1.2887e-06 | 2.1031e-06 | 2.1995e-06
Scenario 5: High TRC ZEAS Phase In | SDG&E | Res | AppPlug | Res - Single Family | Electric Energy (GWh/year) | Energy Efficiency | 0 | 0 | 0 | 0 | 0 | 0 | 0 | 0 | 0 | 0 | 8.205e-06 | 1.3391e-05 | 1.4005e-05
Scenario 5: High TRC ZEAS Phase In | SDG&E | Res | AppPlug | Res - Single Family | Electric Energy (GWh/year) | Fuel Substitution | -2.9862e-06 | -3.2112e-06 | -3.435e-06 | -3.6578e-06 | -3.8795e-06 | -4.1003e-06 | 0 | 0 | 0 | 0 | 0 | 0 | 0
Scenario 5: High TRC ZEAS Phase In | SDG&E | Res | AppPlug | Res - Single Family | Gas Energy (MMTherm/year) | Energy Efficiency | 0 | 0 | 0 | 0 | 0 | 1.824e-09 | 0 | 0 | 0 | 0 | 1.5458e-06 | 2.5227e-06 | 2.6384e-06
Scenario 5: High TRC ZEAS Phase In | SDG&E | Res | AppPlug | Res - Single Family | Gas Energy (MMTherm/year) | Fuel Substitution | 6.3353e-07 | 6.8126e-07 | 7.2874e-07 | 7.7601e-07 | 8.2304e-07 | 8.6988e-07 | 0 | 0 | 0 | 0 | 0 | 0 | 0
Scenario 5: High TRC ZEAS Phase In | SDG&E | Res | BROs | Income Qualified - Multi Family IQ | Electric Demand (MW) | Energy Efficiency | 0.75079 | 0.77168 | 0.79386 | 0.81959 | 0.84639 | 0.87536 | 0.90326 | 0.933 | 0.96101 | 0.98825 | 1.0114 | 0.96908 | 0.99268
Scenario 5: High TRC ZEAS Phase In | SDG&E | Res | BROs | Income Qualified - Multi Family IQ | Electric Energy (GWh/year) | Energy Efficiency | 3.3676 | 3.4808 | 3.6031 | 3.7455 | 3.8972 | 4.0641 | 4.232 | 4.4151 | 4.5975 | 4.7843 | 4.9603 | 4.8829 | 5.0881
Scenario 5: High TRC ZEAS Phase In | SDG&E | Res | BROs | Income Qualified - Multi Family IQ | Gas Energy (MMTherm/year) | Energy Efficiency | 0.061453 | 0.062715 | 0.064211 | 0.06593 | 0.067803 | 0.06974 | 0.071817 | 0.074003 | 0.07638 | 0.078911 | 0.081736 | 0.084893 | 0.088418
Scenario 5: High TRC ZEAS Phase In | SDG&E | Res | BROs | Income Qualified - Single Family IQ | Electric Demand (MW) | Energy Efficiency | 1.4012 | 1.4302 | 1.4612 | 1.5036 | 1.5477 | 1.5954 | 1.6408 | 1.6894 | 1.7347 | 1.7782 | 1.8142 | 1.744 | 1.7817
Scenario 5: High TRC ZEAS Phase In | SDG&E | Res | BROs | Income Qualified - Single Family IQ | Electric Energy (GWh/year) | Energy Efficiency | 6.2891 | 6.4562 | 6.6377 | 6.8781 | 7.1344 | 7.4168 | 7.6991 | 8.0082 | 8.3148 | 8.6278 | 8.9201 | 8.8036 | 9.1517
Scenario 5: High TRC ZEAS Phase In | SDG&E | Res | BROs | Income Qualified - Single Family IQ | Gas Energy (MMTherm/year) | Energy Efficiency | 0.20572 | 0.20904 | 0.21307 | 0.21779 | 0.22296 | 0.22831 | 0.23399 | 0.23999 | 0.24653 | 0.25359 | 0.26152 | 0.27042 | 0.28043
Scenario 5: High TRC ZEAS Phase In | SDG&E | Res | BROs | Res - Multi Family | Electric Demand (MW) | Energy Efficiency | 4.9533 | 5.0618 | 5.1776 | 5.3325 | 5.494 | 5.6688 | 5.8359 | 6.0149 | 6.1825 | 6.3446 | 6.4804 | 6.6558 | 6.8371
Scenario 5: High TRC ZEAS Phase In | SDG&E | Res | BROs | Res - Multi Family | Electric Energy (GWh/year) | Energy Efficiency | 22.2177 | 22.8324 | 23.5 | 24.3693 | 25.297 | 26.319 | 27.3427 | 28.4633 | 29.577 | 30.7156 | 31.7824 | 33.106 | 34.5312
Scenario 5: High TRC ZEAS Phase In | SDG&E | Res | BROs | Res - Multi Family | Gas Energy (MMTherm/year) | Energy Efficiency | 0.69719 | 0.70875 | 0.72277 | 0.73911 | 0.75704 | 0.77558 | 0.79528 | 0.81607 | 0.83874 | 0.86316 | 0.89058 | 0.92135 | 0.95587
Scenario 5: High TRC ZEAS Phase In | SDG&E | Res | BROs | Res - Single Family | Electric Demand (MW) | Energy Efficiency | 2.0795 | 2.1375 | 2.1989 | 2.2694 | 2.3426 | 2.4218 | 2.4977 | 2.5785 | 2.6544 | 2.7278 | 2.7898 | 2.8686 | 2.9496
Scenario 5: High TRC ZEAS Phase In | SDG&E | Res | BROs | Res - Single Family | Electric Energy (GWh/year) | Energy Efficiency | 9.3337 | 9.649 | 9.9894 | 10.3814 | 10.7991 | 11.2584 | 11.7198 | 12.2226 | 12.723 | 13.2352 | 13.7166 | 14.3092 | 14.9459
Scenario 5: High TRC ZEAS Phase In | SDG&E | Res | BROs | Res - Single Family | Gas Energy (MMTherm/year) | Energy Efficiency | 0.19225 | 0.19619 | 0.20086 | 0.20622 | 0.21207 | 0.21811 | 0.22459 | 0.23141 | 0.23883 | 0.24673 | 0.25555 | 0.2654 | 0.27641
Scenario 5: High TRC ZEAS Phase In | SDG&E | Res | BldgEnv | Res - Multi Family | Electric Demand (MW) | Energy Efficiency | 0 | 0 | 0 | 0 | 0 | 0 | 0 | 1.1705e-05 | 1.191e-05 | 1.2107e-05 | 9.9431e-05 | 0.00010091 | 0.00010234
Scenario 5: High TRC ZEAS Phase In | SDG&E | Res | BldgEnv | Res - Multi Family | Electric Energy (GWh/year) | Energy Efficiency | 0 | 0 | 0 | 0 | 0 | 0 | 0 | 5.4916e-05 | 5.5874e-05 | 5.6799e-05 | 0.00019358 | 0.00019646 | 0.00019923
Scenario 5: High TRC ZEAS Phase In | SDG&E | Res | BldgEnv | Res - Multi Family | Gas Energy (MMTherm/year) | Energy Efficiency | 0 | 0 | 0 | 0 | 0 | 0 | 0 | 1.9776e-05 | 2.0121e-05 | 2.0454e-05 | 0.00010481 | 0.00010637 | 0.00010787
Scenario 5: High TRC ZEAS Phase In | SDG&E | Res | BldgEnv | Res - Single Family | Electric Demand (MW) | Energy Efficiency | 0.0019648 | 0.0021237 | 0.0022204 | 0.0022434 | 0.0021563 | 0.0021098 | 0.0020525 | 0.0019888 | 0.0013612 | 0 | 0 | 0 | 0
Scenario 5: High TRC ZEAS Phase In | SDG&E | Res | BldgEnv | Res - Single Family | Electric Energy (GWh/year) | Energy Efficiency | 1.5985e-05 | 1.5603e-05 | 8.0401e-05 | 0.00018443 | 0.00033728 | 0.00044783 | 0.00055403 | 0.00065703 | -0.0013881 | 0 | 0 | 0 | 0
Scenario 5: High TRC ZEAS Phase In | SDG&E | Res | BldgEnv | Res - Single Family | Gas Energy (MMTherm/year) | Energy Efficiency | 0.00070285 | 0.00075427 | 0.00079273 | 0.00081256 | 0.00080378 | 0.0008034 | 0.00079939 | 0.00079315 | 0.00025528 | 0 | 0 | 0 | 0
Scenario 5: High TRC ZEAS Phase In | SDG&E | Res | HVAC | Res - Multi Family | Electric Demand (MW) | Energy Efficiency | 0 | 0 | 0 | 0 | 0 | 0 | 0 | 0 | 0 | 0 | 0 | 0 | 0
Scenario 5: High TRC ZEAS Phase In | SDG&E | Res | HVAC | Res - Multi Family | Electric Energy (GWh/year) | Energy Efficiency | 0 | 0 | 0 | 0 | 0 | 0 | 0 | 0 | 0 | 0.0034601 | 0.0032563 | 0.0030946 | 0.0029479
Scenario 5: High TRC ZEAS Phase In | SDG&E | Res | HVAC | Res - Multi Family | Electric Energy (GWh/year) | Fuel Substitution | -0.00073756 | -0.00075469 | -0.00087321 | -0.00087865 | 0 | 0 | 0 | 0 | 0 | 0 | 0 | 0 | 0
Scenario 5: High TRC ZEAS Phase In | SDG&E | Res | HVAC | Res - Multi Family | Gas Energy (MMTherm/year) | Energy Efficiency | 0 | 0 | 0 | 0 | 0 | 0 | 0 | 0 | 0 | 0.00044917 | 0.00042271 | 0.00040172 | 0.00038267
Scenario 5: High TRC ZEAS Phase In | SDG&E | Res | HVAC | Res - Multi Family | Gas Energy (MMTherm/year) | Fuel Substitution | 0.00042196 | 0.00043177 | 0.0005345 | 0.0005383 | 0 | 0 | 0 | 0 | 0 | 0 | 0 | 0 | 0
Scenario 5: High TRC ZEAS Phase In | SDG&E | Res | HVAC | Res - Single Family | Electric Demand (MW) | Energy Efficiency | 0.21275 | 0.20391 | 0.21032 | 0.21266 | 0.2095 | 0.20782 | 0.030949 | 0.0015044 | 0.00020929 | 0 | 0 | 0 | 0
Scenario 5: High TRC ZEAS Phase In | SDG&E | Res | HVAC | Res - Single Family | Electric Demand (MW) | Fuel Substitution | 0 | 0 | 0 | 0 | 2.863e-05 | 3.1217e-05 | 3.2277e-05 | 3.219e-05 | 0 | 0 | 0 | 0 | 0
Scenario 5: High TRC ZEAS Phase In | SDG&E | Res | HVAC | Res - Single Family | Electric Energy (GWh/year) | Energy Efficiency | 0.15753 | 0.15872 | 0.16373 | 0.16534 | 0.14011 | 0.13898 | 0.021156 | 0.0015336 | 0.00021229 | 0.0064891 | 0.0060434 | 0.0056794 | 0.0053499
Scenario 5: High TRC ZEAS Phase In | SDG&E | Res | HVAC | Res - Single Family | Electric Energy (GWh/year) | Fuel Substitution | -0.063574 | -0.070473 | -0.074783 | -0.075443 | 2.9102e-05 | 3.1734e-05 | 3.2812e-05 | 3.2725e-05 | 0 | 0 | 0 | 0 | 0
Scenario 5: High TRC ZEAS Phase In | SDG&E | Res | HVAC | Res - Single Family | Gas Energy (MMTherm/year) | Energy Efficiency | 0.00094271 | 0.0010205 | 0.0010544 | 0.0010494 | -0.00078433 | -0.00077806 | -0.00011098 | 0 | 0 | 0.00083985 | 0.00078217 | 0.00073505 | 0.00069241
Scenario 5: High TRC ZEAS Phase In | SDG&E | Res | HVAC | Res - Single Family | Gas Energy (MMTherm/year) | Fuel Substitution | 0.014128 | 0.015869 | 0.0172 | 0.017395 | 0 | 0 | 0 | 0 | 0 | 0 | 0 | 0 | 0
Scenario 5: High TRC ZEAS Phase In | SDG&E | Res | WaterHeat | Res - Multi Family | Electric Demand (MW) | Energy Efficiency | 0.33199 | 0.31523 | 0.29824 | 0.28231 | 0.26312 | 0.24727 | 0.23288 | 0.2188 | 0.20565 | 0.19368 | 0.18303 | 0.17394 | 0.16591
Scenario 5: High TRC ZEAS Phase In | SDG&E | Res | WaterHeat | Res - Multi Family | Electric Demand (MW) | Fuel Substitution | 0 | 0 | 0.00010374 | 0.00023836 | 0.00040558 | 0.00043895 | 0.00045876 | 0.00047027 | 0.00048038 | 0.00048534 | 0.0004858 | 0.00048347 | 0.00047949
Scenario 5: High TRC ZEAS Phase In | SDG&E | Res | WaterHeat | Res - Multi Family | Electric Energy (GWh/year) | Energy Efficiency | 1.6348 | 1.5521 | 1.4683 | 1.3895 | 1.2946 | 1.2162 | 1.1458 | 1.0762 | 1.0111 | 0.95187 | 0.89922 | 0.85432 | 0.81461
Scenario 5: High TRC ZEAS Phase In | SDG&E | Res | WaterHeat | Res - Multi Family | Electric Energy (GWh/year) | Fuel Substitution | -0.13716 | -0.14537 | -0.14838 | -0.14855 | -0.14666 | -0.14527 | 0.0023687 | 0.0024279 | 0.0024798 | 0.0025051 | 0.0025073 | 0.0024952 | 0.0024746
Scenario 5: High TRC ZEAS Phase In | SDG&E | Res | WaterHeat | Res - Multi Family | Gas Energy (MMTherm/year) | Energy Efficiency | 0.10663 | 0.10697 | 0.063142 | 0.056916 | 0.049768 | 0.043595 | 0.037901 | 0.032692 | 0.028129 | 0.024107 | 0.02066 | 0.017835 | 0.015463
Scenario 5: High TRC ZEAS Phase In | SDG&E | Res | WaterHeat | Res - Multi Family | Gas Energy (MMTherm/year) | Fuel Substitution | 0.0099909 | 0.010583 | 0.010801 | 0.010816 | 0.010678 | 0.010591 | 0 | 0 | 0 | 0 | 0 | 0 | 0
Scenario 5: High TRC ZEAS Phase In | SDG&E | Res | WaterHeat | Res - Single Family | Electric Demand (MW) | Energy Efficiency | 0.18677 | 0.1804 | 0.17524 | 0.16452 | 0.15154 | 0.14086 | 0.13093 | 0.12181 | 0.11358 | 0.10625 | 0.099755 | 0.094107 | 0.089101
Scenario 5: High TRC ZEAS Phase In | SDG&E | Res | WaterHeat | Res - Single Family | Electric Demand (MW) | Fuel Substitution | 0 | 0 | 0.00051695 | 0.0011728 | 0.0019306 | 0.0020816 | 0.0021692 | 0.002213 | 0.0022456 | 0.0022644 | 0.002264 | 0.002252 | 0.0022334
Scenario 5: High TRC ZEAS Phase In | SDG&E | Res | WaterHeat | Res - Single Family | Electric Energy (GWh/year) | Energy Efficiency | 0.96245 | 0.92905 | 0.90407 | 0.84824 | 0.78073 | 0.72507 | 0.67336 | 0.62591 | 0.58316 | 0.54509 | 0.51138 | 0.48211 | 0.4562
Scenario 5: High TRC ZEAS Phase In | SDG&E | Res | WaterHeat | Res - Single Family | Electric Energy (GWh/year) | Fuel Substitution | -0.010855 | -0.011034 | -0.0054963 | 0.0016611 | 0.010487 | 0.011305 | 0.01178 | 0.012015 | 0.012191 | 0.012291 | 0.012288 | 0.012223 | 0.012122
Scenario 5: High TRC ZEAS Phase In | SDG&E | Res | WaterHeat | Res - Single Family | Gas Energy (MMTherm/year) | Energy Efficiency | 0.41562 | 0.41249 | 0.20167 | 0.17973 | 0.15454 | 0.13271 | 0.11273 | 0.094928 | 0.07953 | 0.066484 | 0.055603 | 0.046748 | 0.03948
Scenario 5: High TRC ZEAS Phase In | SDG&E | Res | WaterHeat | Res - Single Family | Gas Energy (MMTherm/year) | Fuel Substitution | 0.0015607 | 0.0015863 | 0.0011939 | 0.00067716 | 0 | 0 | 0 | 0 | 0 | 0 | 0 | 0 | 0
Scenario 6: Aggressive Fuel Sub Phase In | PG&E | Ag | WholeBlg | Ag - Dairies, fishing, hunting | Electric Demand (MW) | Energy Efficiency | 0.10172 | 0.10281 | 0.10414 | 0.10543 | 0.10689 | 0.10806 | 0.10922 | 0.11028 | 0.11149 | 0.11255 | 0.11363 | 0.11462 | 0.11562
Scenario 6: Aggressive Fuel Sub Phase In | PG&E | Ag | WholeBlg | Ag - Dairies, fishing, hunting | Electric Energy (GWh/year) | Energy Efficiency | 0.43333 | 0.43797 | 0.44363 | 0.44912 | 0.45534 | 0.46033 | 0.46529 | 0.46981 | 0.47495 | 0.47945 | 0.48406 | 0.48826 | 0.49253
Scenario 6: Aggressive Fuel Sub Phase In | PG&E | Ag | WholeBlg | Ag - Dairies, fishing, hunting | Gas Energy (MMTherm/year) | Energy Efficiency | 0.0017339 | 0.0017339 | 0.0017339 | 0.0017339 | 0.0017339 | 0.0017339 | 0.0017339 | 0.0017339 | 0.0017339 | 0.0017339 | 0.0017339 | 0.0017339 | 0.0017339
Scenario 6: Aggressive Fuel Sub Phase In | PG&E | Ag | WholeBlg | Ag - Irrigated Agriculture, vineyards, forestry and greenhouses | Electric Demand (MW) | Energy Efficiency | 0.83085 | 0.85479 | 0.87901 | 0.90266 | 0.9259 | 0.94685 | 0.96783 | 0.98844 | 1.0098 | 1.0299 | 1.0497 | 1.0689 | 1.0878
Scenario 6: Aggressive Fuel Sub Phase In | PG&E | Ag | WholeBlg | Ag - Irrigated Agriculture, vineyards, forestry and greenhouses | Electric Energy (GWh/year) | Energy Efficiency | 3.5394 | 3.6414 | 3.7446 | 3.8453 | 3.9443 | 4.0336 | 4.1229 | 4.2107 | 4.3019 | 4.3874 | 4.4717 | 4.5534 | 4.6338
Scenario 6: Aggressive Fuel Sub Phase In | PG&E | Ag | WholeBlg | Ag - Irrigated Agriculture, vineyards, forestry and greenhouses | Gas Energy (MMTherm/year) | Energy Efficiency | 0.014204 | 0.014204 | 0.014204 | 0.014204 | 0.014204 | 0.014204 | 0.014204 | 0.014204 | 0.014204 | 0.014204 | 0.014204 | 0.014204 | 0.014204
Scenario 6: Aggressive Fuel Sub Phase In | PG&E | Ag | WholeBlg | Ag - Water pumping | Electric Demand (MW) | Energy Efficiency | 0.54978 | 0.5432 | 0.53629 | 0.52927 | 0.52202 | 0.51566 | 0.50978 | 0.50387 | 0.49723 | 0.49002 | 0.48237 | 0.47461 | 0.46665
Scenario 6: Aggressive Fuel Sub Phase In | PG&E | Ag | WholeBlg | Ag - Water pumping | Electric Energy (GWh/year) | Energy Efficiency | 2.342 | 2.314 | 2.2846 | 2.2547 | 2.2238 | 2.1967 | 2.1716 | 2.1465 | 2.1182 | 2.0875 | 2.0549 | 2.0218 | 1.9879
Scenario 6: Aggressive Fuel Sub Phase In | PG&E | Ag | WholeBlg | Ag - Water pumping | Gas Energy (MMTherm/year) | Energy Efficiency | 0.00072949 | 0.00072949 | 0.00072949 | 0.00072949 | 0.00072949 | 0.00072949 | 0.00072949 | 0.00072949 | 0.00072949 | 0.00072949 | 0.00072949 | 0.00072949 | 0.00072949
Scenario 6: Aggressive Fuel Sub Phase In | PG&E | Com | AppPlug | Com - Health | Gas Energy (MMTherm/year) | Energy Efficiency | 0.71921 | 0.76422 | 0.80057 | 0.82049 | 0.65838 | 0.6463 | 1.3539 | 0.86549 | 0.86813 | 0.86281 | 0.84939 | 0.84122 | 0.82817
Scenario 6: Aggressive Fuel Sub Phase In | PG&E | Com | AppPlug | Com - Lodging | Gas Energy (MMTherm/year) | Energy Efficiency | 0.55212 | 0.58949 | 0.60692 | 0.61886 | 0.63204 | 0.6401 | 0.64574 | 0.64819 | 0.64752 | 0.64462 | 0.23132 | 0.36201 | 1.7057
Scenario 6: Aggressive Fuel Sub Phase In | PG&E | Com | AppPlug | Com - Other | Gas Energy (MMTherm/year) | Energy Efficiency | 0.0013845 | 0.0015505 | 0.0017306 | 0.0019045 | 0.0020586 | 0.0022465 | 0.0024392 | 0.0026098 | 0.0027414 | 0.0028829 | 0.0030207 | 0.0031496 | 0.0032751
Scenario 6: Aggressive Fuel Sub Phase In | PG&E | Com | BROs | Com - Lodging | Electric Energy (GWh/year) | Energy Efficiency | 0.0092629 | 0.019041 | 0.029292 | 0.040146 | 0.051741 | 0.064078 | 0.077422 | 0.091167 | 0.10608 | 0.124 | 0.14051 | 0.15693 | 0.17287
Scenario 6: Aggressive Fuel Sub Phase In | PG&E | Com | BROs | Com - Other | Electric Energy (GWh/year) | Energy Efficiency | 0.035729 | 0.077239 | 0.124 | 0.17525 | 0.23403 | 0.30343 | 0.37844 | 0.4442 | 0.52407 | 0.61999 | 0.71147 | 0.80422 | 0.89092
Scenario 6: Aggressive Fuel Sub Phase In | PG&E | Com | BROs | Com - Retail | Electric Demand (MW) | Energy Efficiency | 0.0042778 | 0.008702 | 0.013249 | 0.017971 | 0.022913 | 0.028088 | 0.033645 | 0.040046 | 0.046109 | 0.053325 | 0.059776 | 0.066054 | 0.073417
Scenario 6: Aggressive Fuel Sub Phase In | PG&E | Com | BROs | Com - Retail | Electric Energy (GWh/year) | Energy Efficiency | 0.046249 | 0.094081 | 0.14325 | 0.19429 | 0.24772 | 0.30367 | 0.36375 | 0.43296 | 0.4985 | 0.57652 | 0.64626 | 0.71414 | 0.79374
Scenario 6: Aggressive Fuel Sub Phase In | PG&E | Com | BldgEnv | Com - College | Electric Demand (MW) | Energy Efficiency | 0.0006376 | 0.00065834 | 0.00070263 | 0.00075435 | 0.00078125 | 0.00080097 | 0.00083227 | 0.00084944 | 0.00088425 | 0.00090971 | 0.0009257 | 0.00092271 | 0.00093062
Scenario 6: Aggressive Fuel Sub Phase In | PG&E | Com | BldgEnv | Com - College | Electric Energy (GWh/year) | Energy Efficiency | 0.00018333 | 0.0001899 | 0.00020209 | 0.00021638 | 0.000224 | 0.00022956 | 0.00023849 | 0.00024337 | 0.00025338 | 0.00026074 | 0.00026542 | 0.00026466 | 0.00026709
Scenario 6: Aggressive Fuel Sub Phase In | PG&E | Com | BldgEnv | Com - College | Gas Energy (MMTherm/year) | Energy Efficiency | 4.2477e-05 | 4.249e-05 | 4.6801e-05 | 5.171e-05 | 5.3829e-05 | 5.5457e-05 | 5.7776e-05 | 5.9101e-05 | 6.1454e-05 | 6.3077e-05 | 6.3957e-05 | 6.3488e-05 | 6.3619e-05
Scenario 6: Aggressive Fuel Sub Phase In | PG&E | Com | BldgEnv | Com - Grocery | Electric Demand (MW) | Energy Efficiency | 0.0011843 | 0.0012203 | 0.0010936 | 0.0010546 | 0.0011112 | 0.0011814 | 0.0012455 | 0.0013073 | 0.0013535 | 0.0013998 | 0.0014457 | 0.0014873 | 0.0015303
Scenario 6: Aggressive Fuel Sub Phase In | PG&E | Com | BldgEnv | Com - Grocery | Electric Energy (GWh/year) | Energy Efficiency | 0.00033975 | 0.00035037 | 0.000299 | 0.00030441 | 0.00032079 | 0.00034105 | 0.00035956 | 0.00037741 | 0.00039076 | 0.00040414 | 0.0004174 | 0.0004294 | 0.00044182
Scenario 6: Aggressive Fuel Sub Phase In | PG&E | Com | BldgEnv | Com - Grocery | Gas Energy (MMTherm/year) | Energy Efficiency | 7.781e-05 | 7.9461e-05 | 7.1543e-05 | 6.8147e-05 | 7.1809e-05 | 7.6343e-05 | 8.0484e-05 | 8.4477e-05 | 8.7463e-05 | 9.0456e-05 | 9.3422e-05 | 9.6107e-05 | 9.8885e-05
Scenario 6: Aggressive Fuel Sub Phase In | PG&E | Com | BldgEnv | Com - Health | Electric Demand (MW) | Energy Efficiency | 0.071303 | 0.07391 | 0.073891 | 0.07094 | 0.06533 | 0.057782 | 0.04878 | 0.039202 | 0.02975 | 0.020954 | 0.01315 | 0.006592 | 0.0019127
Scenario 6: Aggressive Fuel Sub Phase In | PG&E | Com | BldgEnv | Com - Health | Electric Energy (GWh/year) | Energy Efficiency | 0.027521 | 0.028497 | 0.028446 | 0.027253 | 0.025034 | 0.022068 | 0.018557 | 0.014842 | 0.011194 | 0.0078165 | 0.0048339 | 0.0023399 | 0.00068745
Scenario 6: Aggressive Fuel Sub Phase In | PG&E | Com | BldgEnv | Com - Health | Gas Energy (MMTherm/year) | Energy Efficiency | 0.011959 | 0.012399 | 0.012401 | 0.011912 | 0.010964 | 0.0097169 | 0.0082111 | 0.0066067 | 0.0050213 | 0.0035441 | 0.002232 | 0.0011281 | 0.00032669
Scenario 6: Aggressive Fuel Sub Phase In | PG&E | Com | BldgEnv | Com - Lodging | Electric Demand (MW) | Energy Efficiency | 0.054914 | 0.051982 | 0.046921 | 0.04022 | 0.032579 | 0.024653 | 0.017063 | 0.010227 | 0.0043711 | 0.0016054 | 0.0016422 | 0.0016789 | 0.0017116
Scenario 6: Aggressive Fuel Sub Phase In | PG&E | Com | BldgEnv | Com - Lodging | Electric Energy (GWh/year) | Energy Efficiency | 0.027662 | 0.026138 | 0.023538 | 0.020116 | 0.016233 | 0.012222 | 0.0083978 | 0.0049672 | 0.0020405 | 0.00081845 | 0.00083723 | 0.00085592 | 0.00087256
Scenario 6: Aggressive Fuel Sub Phase In | PG&E | Com | BldgEnv | Com - Lodging | Gas Energy (MMTherm/year) | Energy Efficiency | 0.016048 | 0.015197 | 0.013725 | 0.011773 | 0.0095451 | 0.0072315 | 0.0050137 | 0.0030142 | 0.0012996 | 0.00046775 | 0.00047849 | 0.00048925 | 0.00049876
Scenario 6: Aggressive Fuel Sub Phase In | PG&E | Com | BldgEnv | Com - Office (Large) | Electric Demand (MW) | Energy Efficiency | 0.0082506 | 0.008607 | 0.0090154 | 0.0093077 | 0.0096264 | 0.0098674 | 0.010132 | 0.010261 | 0.010271 | 0.01035 | 0.010377 | 0.010393 | 0.010405
Scenario 6: Aggressive Fuel Sub Phase In | PG&E | Com | BldgEnv | Com - Office (Large) | Electric Energy (GWh/year) | Energy Efficiency | 0.0023819 | 0.0024848 | 0.0026028 | 0.0026872 | 0.0027793 | 0.0028489 | 0.0029253 | 0.0029627 | 0.0029655 | 0.0029882 | 0.0029961 | 0.0030008 | 0.0030042
Scenario 6: Aggressive Fuel Sub Phase In | PG&E | Com | BldgEnv | Com - Office (Large) | Gas Energy (MMTherm/year) | Energy Efficiency | 0.00053314 | 0.00055617 | 0.00058256 | 0.00060145 | 0.00062204 | 0.00063761 | 0.0006547 | 0.00066307 | 0.00066368 | 0.00066877 | 0.00067053 | 0.00067157 | 0.00067234
Scenario 6: Aggressive Fuel Sub Phase In | PG&E | Com | BldgEnv | Com - Office (Small) | Electric Demand (MW) | Energy Efficiency | 0.0014189 | 0.0015145 | 0.0016134 | 3.285e-05 | 0.019022 | 0.0016946 | 0.0017662 | 0.0018307 | 0.0018837 | 0.0019349 | 0.0019829 | 0.0020275 | 0.0020698
Scenario 6: Aggressive Fuel Sub Phase In | PG&E | Com | BldgEnv | Com - Office (Small) | Electric Energy (GWh/year) | Energy Efficiency | 0.00040951 | 0.00043711 | 0.00046569 | 9.2972e-06 | 0.0054929 | 0.00048917 | 0.00050983 | 0.00052848 | 0.00054378 | 0.00055858 | 0.00057246 | 0.00058533 | 0.00059755
Scenario 6: Aggressive Fuel Sub Phase In | PG&E | Com | BldgEnv | Com - Office (Small) | Gas Energy (MMTherm/year) | Energy Efficiency | 9.1703e-05 | 9.7875e-05 | 0.00010427 | 2.1327e-06 | 0.001229 | 0.00010952 | 0.00011414 | 0.00011831 | 0.00012173 | 0.00012504 | 0.00012815 | 0.00013102 | 0.00013376
Scenario 6: Aggressive Fuel Sub Phase In | PG&E | Com | BldgEnv | Com - Other | Electric Demand (MW) | Energy Efficiency | 0.0012004 | 0.001287 | 0.0013803 | 0.0014623 | 0.0015275 | 0.0016147 | 0.0017047 | 0.0017775 | 0.0018173 | 0.0018699 | 0.0019215 | 0.0019666 | 0.0020136
Scenario 6: Aggressive Fuel Sub Phase In | PG&E | Com | BldgEnv | Com - Other | Electric Energy (GWh/year) | Energy Efficiency | 0.00034832 | 0.0003735 | 0.0004006 | 0.00042442 | 0.00044337 | 0.00046873 | 0.00049488 | 0.00051603 | 0.00052758 | 0.00054288 | 0.00055788 | 0.00057098 | 0.00058465
Scenario 6: Aggressive Fuel Sub Phase In | PG&E | Com | BldgEnv | Com - Other | Gas Energy (MMTherm/year) | Energy Efficiency | 7.7579e-05 | 8.3176e-05 | 8.9202e-05 | 9.4498e-05 | 9.8712e-05 | 0.00010435 | 0.00011017 | 0.00011487 | 0.00011744 | 0.00012084 | 0.00012417 | 0.00012708 | 0.00013012
Scenario 6: Aggressive Fuel Sub Phase In | PG&E | Com | BldgEnv | Com - Refrig. Warehouse | Electric Demand (MW) | Energy Efficiency | 0.0004177 | 0.00043886 | 0.00045908 | 0.00047854 | 0.00049711 | 0.00051537 | 0.00052893 | 0.00054147 | 0.00054878 | 0.00055623 | 0.0005616 | 0.00056704 | 0.00057254
Scenario 6: Aggressive Fuel Sub Phase In | PG&E | Com | BldgEnv | Com - Refrig. Warehouse | Electric Energy (GWh/year) | Energy Efficiency | 0.00012428 | 0.00013064 | 0.0001366 | 0.0001422 | 0.00014741 | 0.00015238 | 0.0001559 | 0.00015904 | 0.00016065 | 0.0001623 | 0.00016339 | 0.00016454 | 0.00016576
Scenario 6: Aggressive Fuel Sub Phase In | PG&E | Com | BldgEnv | Com - Refrig. Warehouse | Gas Energy (MMTherm/year) | Energy Efficiency | 3.774e-05 | 3.9744e-05 | 4.1349e-05 | 4.2517e-05 | 4.3225e-05 | 4.3546e-05 | 4.3269e-05 | 4.2735e-05 | 4.1781e-05 | 4.0857e-05 | 3.9895e-05 | 3.9083e-05 | 3.8444e-05
Scenario 6: Aggressive Fuel Sub Phase In | PG&E | Com | BldgEnv | Com - Restaurant | Electric Demand (MW) | Energy Efficiency | 0.00058093 | 0.00041995 | 0.00044644 | 0.00047084 | 0.0004932 | 0.00051304 | 0.00053529 | 0.00055427 | 0.00057039 | 0.00058697 | 0.00060164 | 7.8234e-06 | 0.006809
Scenario 6: Aggressive Fuel Sub Phase In | PG&E | Com | BldgEnv | Com - Restaurant | Electric Energy (GWh/year) | Energy Efficiency | 0.00016637 | 0.00012115 | 0.0001288 | 0.00013584 | 0.00014229 | 0.00014801 | 0.00015443 | 0.0001599 | 0.00016455 | 0.00016933 | 0.00017356 | 2.2194e-06 | 0.0019662
Scenario 6: Aggressive Fuel Sub Phase In | PG&E | Com | BldgEnv | Com - Restaurant | Gas Energy (MMTherm/year) | Energy Efficiency | 3.7768e-05 | 2.7104e-05 | 2.8814e-05 | 3.0389e-05 | 3.1832e-05 | 3.3112e-05 | 3.4548e-05 | 3.5773e-05 | 3.6814e-05 | 3.7884e-05 | 3.8831e-05 | 5.076e-07 | 0.0004399
Scenario 6: Aggressive Fuel Sub Phase In | PG&E | Com | BldgEnv | Com - Retail | Electric Demand (MW) | Energy Efficiency | 0.067471 | 0.068283 | 0.0025682 | 0.056688 | 0.078916 | 0.048403 | 0.04129 | 0.033321 | 0.0038326 | 0.0039153 | 0.0040004 | 0.0040708 | 0.0040111
Scenario 6: Aggressive Fuel Sub Phase In | PG&E | Com | BldgEnv | Com - Retail | Electric Energy (GWh/year) | Energy Efficiency | 0.027262 | 0.027573 | 0.0007412 | 0.023102 | 0.02898 | 0.019404 | 0.016448 | 0.013174 | 0.001102 | 0.0011268 | 0.0011521 | 0.0011724 | 0.0011398
Scenario 6: Aggressive Fuel Sub Phase In | PG&E | Com | BldgEnv | Com - Retail | Gas Energy (MMTherm/year) | Energy Efficiency | 0.0039544 | 0.0040029 | 0.00016574 | 0.0033203 | 0.0047839 | 0.0028512 | 0.0024375 | 0.001972 | 0.00025425 | 0.00025723 | 0.00026064 | 0.00026347 | 0.00025979
Scenario 6: Aggressive Fuel Sub Phase In | PG&E | Com | BldgEnv | Com - School | Electric Demand (MW) | Energy Efficiency | 0.0022727 | 0.0023969 | 0.0025116 | 0.0026072 | 0.0026698 | 0.0027402 | 0.0027928 | 0.0028471 | 0.0028915 | 0.0029345 | 0.0029729 | 0.0030199 | 0.0030504
Scenario 6: Aggressive Fuel Sub Phase In | PG&E | Com | BldgEnv | Com - School | Electric Energy (GWh/year) | Energy Efficiency | 0.00065607 | 0.00069195 | 0.00072506 | 0.00075268 | 0.00077077 | 0.00079111 | 0.00080629 | 0.00082198 | 0.00083483 | 0.00084725 | 0.00085833 | 0.00087192 | 0.00088073
Scenario 6: Aggressive Fuel Sub Phase In | PG&E | Com | BldgEnv | Com - School | Gas Energy (MMTherm/year) | Energy Efficiency | 0.00014687 | 0.00015489 | 0.0001623 | 0.00016848 | 0.00017252 | 0.00017708 | 0.00018047 | 0.00018398 | 0.00018685 | 0.00018963 | 0.00019211 | 0.00019515 | 0.00019712
Scenario 6: Aggressive Fuel Sub Phase In | PG&E | Com | BldgEnv | Com - Warehouse | Electric Demand (MW) | Energy Efficiency | 0.14451 | 0.14189 | 0.13339 | 0.11977 | 0.10234 | 0.082846 | 0.062799 | 0.04369 | 0.026389 | 0.011524 | 0.0051253 | 0.0052144 | 0.0053049
Scenario 6: Aggressive Fuel Sub Phase In | PG&E | Com | BldgEnv | Com - Warehouse | Electric Energy (GWh/year) | Energy Efficiency | 0.072861 | 0.071448 | 0.067053 | 0.060069 | 0.051181 | 0.041287 | 0.03115 | 0.021525 | 0.012842 | 0.0054131 | 0.0026128 | 0.0026583 | 0.0027044
Scenario 6: Aggressive Fuel Sub Phase In | PG&E | Com | BldgEnv | Com - Warehouse | Gas Energy (MMTherm/year) | Energy Efficiency | 0.042225 | 0.041471 | 0.039004 | 0.035038 | 0.029959 | 0.024274 | 0.018421 | 0.012836 | 0.0077753 | 0.0034227 | 0.0014935 | 0.0015194 | 0.0015458
Scenario 6: Aggressive Fuel Sub Phase In | PG&E | Com | ComRefrig | Com - College | Electric Demand (MW) | Energy Efficiency | 0.00015244 | 9.3025e-05 | 4.9625e-05 | 2.1052e-05 | 8.0941e-06 | 2.7409e-06 | 0 | 4.4708e-05 | 5.7418e-05 | 5.551e-05 | 0.00010195 | 0.0001166 | 0.0001131
Scenario 6: Aggressive Fuel Sub Phase In | PG&E | Com | ComRefrig | Com - College | Electric Energy (GWh/year) | Energy Efficiency | 0.0010964 | 0.00067703 | 0.00036716 | 0.00016098 | 6.4037e-05 | 2.1685e-05 | 0 | 0.00034317 | 0.00044074 | 0.00042609 | 0.00078502 | 0.00089828 | 0.00087129
Scenario 6: Aggressive Fuel Sub Phase In | PG&E | Com | ComRefrig | Com - College | Gas Energy (MMTherm/year) | Energy Efficiency | 0 | 0 | 0 | 0 | 0 | 0 | 0 | -2.0552e-06 | -2.6396e-06 | -2.5518e-06 | -4.7229e-06 | -5.4086e-06 | -5.246e-06
Scenario 6: Aggressive Fuel Sub Phase In | PG&E | Com | ComRefrig | Com - Grocery | Electric Demand (MW) | Energy Efficiency | 0.10748 | 0.04646 | 0.016665 | 0.0053496 | 0 | 0 | 0 | 0.053327 | 0.071832 | 0.06944 | 0.12409 | 0.14737 | 0.14359
Scenario 6: Aggressive Fuel Sub Phase In | PG&E | Com | ComRefrig | Com - Grocery | Electric Energy (GWh/year) | Energy Efficiency | 0.78796 | 0.35204 | 0.13185 | 0.042324 | 0 | 0 | 0 | 0.40933 | 0.55138 | 0.53302 | 0.95537 | 1.1354 | 1.1062
Scenario 6: Aggressive Fuel Sub Phase In | PG&E | Com | ComRefrig | Com - Grocery | Gas Energy (MMTherm/year) | Energy Efficiency | 0 | 0 | 0 | 0 | 0 | 0 | 0 | -0.0024515 | -0.0033022 | -0.0031922 | -0.0057469 | -0.006836 | -0.0066605
Scenario 6: Aggressive Fuel Sub Phase In | PG&E | Com | ComRefrig | Com - Health | Electric Demand (MW) | Energy Efficiency | 0 | 0 | 0 | 0 | 0 | 0 | 0 | 0 | 0 | 0 | 0 | 0 | 0
Scenario 6: Aggressive Fuel Sub Phase In | PG&E | Com | ComRefrig | Com - Health | Electric Energy (GWh/year) | Energy Efficiency | 0 | 0 | 0 | 0 | 0 | 0 | 0 | 0 | 0 | 0 | 0 | 0 | 0
Scenario 6: Aggressive Fuel Sub Phase In | PG&E | Com | ComRefrig | Com - Health | Gas Energy (MMTherm/year) | Energy Efficiency | 0 | 0 | 0 | 0 | 0 | 0 | 0 | 0 | 0 | 0 | 0 | 0 | 0
Scenario 6: Aggressive Fuel Sub Phase In | PG&E | Com | ComRefrig | Com - Refrig. Warehouse | Electric Demand (MW) | Energy Efficiency | 0.00032539 | 0.00018843 | 9.2738e-05 | 3.2099e-05 | 1.3074e-05 | 2.2391e-06 | 0 | 0.00011419 | 0.00016662 | 0.00016191 | 0.00028245 | 0.00034629 | 0.00033856
Scenario 6: Aggressive Fuel Sub Phase In | PG&E | Com | ComRefrig | Com - Refrig. Warehouse | Electric Energy (GWh/year) | Energy Efficiency | 0.0023459 | 0.001376 | 0.00069065 | 0.00025204 | 0.00010344 | 1.7715e-05 | 0 | 0.00087648 | 0.0012789 | 0.0012428 | 0.0021744 | 0.0026678 | 0.0026083
Scenario 6: Aggressive Fuel Sub Phase In | PG&E | Com | ComRefrig | Com - Refrig. Warehouse | Gas Energy (MMTherm/year) | Energy Efficiency | 0 | 0 | 0 | 0 | 0 | 0 | 0 | -5.2492e-06 | -7.6595e-06 | -7.4433e-06 | -1.3078e-05 | -1.6063e-05 | -1.5705e-05
Scenario 6: Aggressive Fuel Sub Phase In | PG&E | Com | ComRefrig | Com - Restaurant | Electric Demand (MW) | Energy Efficiency | 0.0038075 | 0.0017097 | 0.00062065 | 0.00022337 | 0 | 0 | 0 | 0.001828 | 0.0023053 | 0.0022169 | 0.0040763 | 0.0029412 | 0.017712
Scenario 6: Aggressive Fuel Sub Phase In | PG&E | Com | ComRefrig | Com - Restaurant | Electric Energy (GWh/year) | Energy Efficiency | 0.027895 | 0.012918 | 0.0049103 | 0.0017672 | 0 | 0 | 0 | 0.014032 | 0.017695 | 0.017017 | 0.031388 | 0.022659 | 0.13646
Scenario 6: Aggressive Fuel Sub Phase In | PG&E | Com | ComRefrig | Com - Restaurant | Gas Energy (MMTherm/year) | Energy Efficiency | 0 | 0 | 0 | 0 | 0 | 0 | 0 | -8.4034e-05 | -0.00010598 | -0.00010191 | -0.00018884 | -0.00013643 | -0.00082161
Scenario 6: Aggressive Fuel Sub Phase In | PG&E | Com | ComRefrig | Com - Retail | Electric Demand (MW) | Energy Efficiency | 0.049885 | 0.022526 | 0 | 0.0053572 | 0.001438 | 0 | 0 | 0.021816 | 0.028817 | 0.027912 | 0.050573 | 0.059519 | 0.058101
Scenario 6: Aggressive Fuel Sub Phase In | PG&E | Com | ComRefrig | Com - Retail | Electric Energy (GWh/year) | Energy Efficiency | 0.36496 | 0.16957 | 0 | 0.042384 | 0.011377 | 0 | 0 | 0.16746 | 0.2212 | 0.21425 | 0.38938 | 0.45854 | 0.44761
Scenario 6: Aggressive Fuel Sub Phase In | PG&E | Com | ComRefrig | Com - Retail | Gas Energy (MMTherm/year) | Energy Efficiency | 0 | 0 | 0 | 0 | 0 | 0 | 0 | -0.0010029 | -0.0013248 | -0.0012831 | -0.0023424 | -0.0027609 | -0.0026951
Scenario 6: Aggressive Fuel Sub Phase In | PG&E | Com | ComRefrig | Com - School | Electric Demand (MW) | Energy Efficiency | 4.6425e-07 | 0 | 0 | 0 | 0 | 0 | 0 | 7.5133e-05 | 0.00012773 | 0.00012349 | 0.00019921 | 0.00026277 | 0.00025599
Scenario 6: Aggressive Fuel Sub Phase In | PG&E | Com | ComRefrig | Com - School | Electric Energy (GWh/year) | Energy Efficiency | 3.673e-06 | 0 | 0 | 0 | 0 | 0 | 0 | 0.00057672 | 0.00098043 | 0.00094788 | 0.0015331 | 0.0020244 | 0.0019721
Scenario 6: Aggressive Fuel Sub Phase In | PG&E | Com | ComRefrig | Com - School | Gas Energy (MMTherm/year) | Energy Efficiency | 0 | 0 | 0 | 0 | 0 | 0 | 0 | -3.4539e-06 | -5.8717e-06 | -5.6768e-06 | -9.2173e-06 | -1.2189e-05 | -1.1874e-05
Scenario 6: Aggressive Fuel Sub Phase In | PG&E | Com | FoodServ | Com - College | Electric Demand (MW) | Energy Efficiency | 0.0068094 | 0.0070595 | 0.0072384 | 0.0074445 | 0.0075992 | 0.007717 | 0.0096501 | 0.010368 | 0.010577 | 0.010741 | 0.010859 | 0.010874 | 0.010956
Scenario 6: Aggressive Fuel Sub Phase In | PG&E | Com | FoodServ | Com - College | Electric Demand (MW) | Fuel Substitution | -0.00021681 | -0.00024291 | -0.00026947 | -0.00029632 | -0.00032325 | -0.00035028 | -0.00037734 | -0.00040452 | -0.00043172 | -0.00045905 | -0.00048655 | -0.0005144 | -0.00054595
Scenario 6: Aggressive Fuel Sub Phase In | PG&E | Com | FoodServ | Com - College | Electric Energy (GWh/year) | Energy Efficiency | 0.032463 | 0.033733 | 0.034673 | 0.035753 | 0.036592 | 0.037259 | 0.043502 | 0.045964 | 0.047069 | 0.047958 | 0.048622 | 0.048796 | 0.049268
Scenario 6: Aggressive Fuel Sub Phase In | PG&E | Com | FoodServ | Com - College | Electric Energy (GWh/year) | Fuel Substitution | -0.0021011 | -0.0023274 | -0.0025539 | -0.0027789 | -0.0030004 | -0.0032494 | -0.0035783 | -0.0039433 | -0.0043898 | -0.0048836 | -0.0054309 | -0.0060407 | -0.0067325
Scenario 6: Aggressive Fuel Sub Phase In | PG&E | Com | FoodServ | Com - College | Gas Energy (MMTherm/year) | Energy Efficiency | 0.012636 | 0.012676 | 0.012368 | 0.013965 | 0.012541 | 0.012438 | 0.0124 | 0.012302 | 0.012314 | 0.012304 | 0.012355 | 0.012302 | 0.012285
Scenario 6: Aggressive Fuel Sub Phase In | PG&E | Com | FoodServ | Com - College | Gas Energy (MMTherm/year) | Fuel Substitution | 0.00021678 | 0.00023988 | 0.00026296 | 0.00028586 | 0.00030838 | 0.00033362 | 0.00036687 | 0.00040374 | 0.00044878 | 0.00049858 | 0.00055375 | 0.00061523 | 0.00068563
Scenario 6: Aggressive Fuel Sub Phase In | PG&E | Com | FoodServ | Com - Grocery | Electric Demand (MW) | Energy Efficiency | 0.0342 | 0.035286 | 0.036428 | 0.037523 | 0.038428 | 0.039523 | 0.047244 | 0.050956 | 0.051755 | 0.052561 | 0.053359 | 0.05408 | 0.054803
Scenario 6: Aggressive Fuel Sub Phase In | PG&E | Com | FoodServ | Com - Grocery | Electric Demand (MW) | Fuel Substitution | -0.0011121 | -0.0012424 | -0.0013741 | -0.0015065 | -0.0016381 | -0.0017691 | -0.001899 | -0.0020281 | -0.0021559 | -0.0022827 | -0.0024088 | -0.0025348 | -0.0026679
Scenario 6: Aggressive Fuel Sub Phase In | PG&E | Com | FoodServ | Com - Grocery | Electric Energy (GWh/year) | Energy Efficiency | 0.16217 | 0.16775 | 0.17366 | 0.17941 | 0.18431 | 0.19014 | 0.21581 | 0.2294 | 0.23385 | 0.2383 | 0.24266 | 0.24659 | 0.25046
Scenario 6: Aggressive Fuel Sub Phase In | PG&E | Com | FoodServ | Com - Grocery | Electric Energy (GWh/year) | Fuel Substitution | -0.021015 | -0.023269 | -0.025513 | -0.027724 | -0.029875 | -0.032076 | -0.034487 | -0.036991 | -0.039703 | -0.04256 | -0.045561 | -0.048765 | -0.052232
Scenario 6: Aggressive Fuel Sub Phase In | PG&E | Com | FoodServ | Com - Grocery | Gas Energy (MMTherm/year) | Energy Efficiency | 0.074932 | 0.075371 | 0.075779 | 0.076001 | 0.07583 | 0.075905 | 0.075813 | 0.075714 | 0.075348 | 0.075079 | 0.076446 | 0.077408 | 0.07764
Scenario 6: Aggressive Fuel Sub Phase In | PG&E | Com | FoodServ | Com - Grocery | Gas Energy (MMTherm/year) | Fuel Substitution | 0.0021801 | 0.0024129 | 0.0026444 | 0.0028723 | 0.0030939 | 0.0033202 | 0.0035673 | 0.0038235 | 0.0041004 | 0.0043918 | 0.0046975 | 0.0050236 | 0.0053777
Scenario 6: Aggressive Fuel Sub Phase In | PG&E | Com | FoodServ | Com - Health | Electric Demand (MW) | Energy Efficiency | 0.013066 | 0.013625 | 0.014612 | 0.014993 | 0.015594 | 0.016178 | 0.023505 | 0.026445 | 0.026748 | 0.026801 | 0.026615 | 0.026981 | 0.027342
Scenario 6: Aggressive Fuel Sub Phase In | PG&E | Com | FoodServ | Com - Health | Electric Demand (MW) | Fuel Substitution | -0.00049117 | -0.00055313 | -0.00061575 | -0.00067879 | -0.00074177 | -0.00080485 | -0.00086799 | -0.0009315 | -0.00099521 | -0.0010596 | -0.0011247 | -0.0011928 | -0.0012972
Scenario 6: Aggressive Fuel Sub Phase In | PG&E | Com | FoodServ | Com - Health | Electric Energy (GWh/year) | Energy Efficiency | 0.063553 | 0.066426 | 0.07141 | 0.073463 | 0.076604 | 0.07968 | 0.10293 | 0.11289 | 0.11464 | 0.11524 | 0.11473 | 0.11666 | 0.11853
Scenario 6: Aggressive Fuel Sub Phase In | PG&E | Com | FoodServ | Com - Health | Electric Energy (GWh/year) | Fuel Substitution | -0.0058798 | -0.0065935 | -0.0073266 | -0.0081343 | -0.0089627 | -0.0098573 | -0.010803 | -0.011806 | -0.012874 | -0.014026 | -0.015273 | -0.016645 | -0.018412
Scenario 6: Aggressive Fuel Sub Phase In | PG&E | Com | FoodServ | Com - Health | Gas Energy (MMTherm/year) | Energy Efficiency | 0.032388 | 0.032561 | 0.033295 | 0.033111 | 0.033222 | 0.032714 | 0.034722 | 0.033303 | 0.033153 | 0.032809 | 0.03273 | 0.033044 | 0.033136
Scenario 6: Aggressive Fuel Sub Phase In | PG&E | Com | FoodServ | Com - Health | Gas Energy (MMTherm/year) | Fuel Substitution | 0.00062152 | 0.00069617 | 0.00077263 | 0.00085649 | 0.0009423 | 0.0010347 | 0.0011321 | 0.0012353 | 0.001345 | 0.0014632 | 0.0015911 | 0.0017321 | 0.0019206
Scenario 6: Aggressive Fuel Sub Phase In | PG&E | Com | FoodServ | Com - Lodging | Electric Demand (MW) | Energy Efficiency | 0.018438 | 0.019384 | 0.020372 | 0.021304 | 0.022424 | 0.023396 | 0.027775 | 0.030556 | 0.031424 | 0.032327 | 0.033141 | 0.033911 | 0.034597
Scenario 6: Aggressive Fuel Sub Phase In | PG&E | Com | FoodServ | Com - Lodging | Electric Demand (MW) | Fuel Substitution | -0.00051898 | -0.00058315 | -0.00064818 | -0.00071362 | -0.00077888 | -0.00084399 | -0.00090879 | -0.00097348 | -0.0010378 | -0.0011022 | -0.0011667 | -0.0012413 | -0.0013377
Scenario 6: Aggressive Fuel Sub Phase In | PG&E | Com | FoodServ | Com - Lodging | Electric Energy (GWh/year) | Energy Efficiency | 0.10624 | 0.11144 | 0.11692 | 0.12212 | 0.12839 | 0.13388 | 0.14966 | 0.16057 | 0.16554 | 0.17067 | 0.17531 | 0.17969 | 0.18358
Scenario 6: Aggressive Fuel Sub Phase In | PG&E | Com | FoodServ | Com - Lodging | Electric Energy (GWh/year) | Fuel Substitution | -0.0062295 | -0.0069317 | -0.007628 | -0.008384 | -0.0091457 | -0.0099481 | -0.010766 | -0.011613 | -0.012491 | -0.013412 | -0.014383 | -0.015453 | -0.017301
Scenario 6: Aggressive Fuel Sub Phase In | PG&E | Com | FoodServ | Com - Lodging | Gas Energy (MMTherm/year) | Energy Efficiency | 0.027767 | 0.028076 | 0.028338 | 0.028429 | 0.02867 | 0.028697 | 0.028721 | 0.028724 | 0.028677 | 0.028703 | 0.029172 | 0.029378 | 0.030696
Scenario 6: Aggressive Fuel Sub Phase In | PG&E | Com | FoodServ | Com - Lodging | Gas Energy (MMTherm/year) | Fuel Substitution | 0.00064134 | 0.00071299 | 0.00078394 | 0.00086075 | 0.000938 | 0.0010192 | 0.0011019 | 0.0011874 | 0.001276 | 0.0013689 | 0.0014668 | 0.0015766 | 0.0017722
Scenario 6: Aggressive Fuel Sub Phase In | PG&E | Com | FoodServ | Com - Office (Large) | Electric Demand (MW) | Energy Efficiency | 0.00099976 | 0.00099578 | 0.00099665 | 0.00099383 | 0.00099434 | 0.00099323 | 0.00099496 | 0.00099261 | 0.00098691 | 0.00098549 | 0.00098331 | 0.00098185 | 0.00098126
Scenario 6: Aggressive Fuel Sub Phase In | PG&E | Com | FoodServ | Com - Office (Large) | Electric Energy (GWh/year) | Energy Efficiency | 0.008769 | 0.0087341 | 0.0087418 | 0.0087171 | 0.0087215 | 0.0087118 | 0.0087269 | 0.0087064 | 0.0086564 | 0.0086439 | 0.0086248 | 0.008612 | 0.0086069
Scenario 6: Aggressive Fuel Sub Phase In | PG&E | Com | FoodServ | Com - Office (Small) | Electric Demand (MW) | Energy Efficiency | 0.00022794 | 0.00022949 | 0.00023136 | 0.00012995 | 0.0010015 | 0.00022824 | 0.00022999 | 0.00023167 | 0.00023309 | 0.00023466 | 0.00023629 | 0.00023798 | 0.00023975
Scenario 6: Aggressive Fuel Sub Phase In | PG&E | Com | FoodServ | Com - Office (Small) | Electric Energy (GWh/year) | Energy Efficiency | 0.0019993 | 0.0020129 | 0.0020293 | 0.0011398 | 0.008784 | 0.0020019 | 0.0020173 | 0.002032 | 0.0020445 | 0.0020582 | 0.0020726 | 0.0020873 | 0.0021029
Scenario 6: Aggressive Fuel Sub Phase In | PG&E | Com | FoodServ | Com - Other | Electric Demand (MW) | Energy Efficiency | 0.057066 | 0.059385 | 0.061835 | 0.064221 | 0.066491 | 0.069111 | 0.078115 | 0.082787 | 0.084888 | 0.087117 | 0.089247 | 0.091159 | 0.092936
Scenario 6: Aggressive Fuel Sub Phase In | PG&E | Com | FoodServ | Com - Other | Electric Demand (MW) | Fuel Substitution | -0.0044474 | -0.0049984 | -0.0055607 | -0.0061303 | -0.0067022 | -0.007276 | -0.00785 | -0.008425 | -0.0089987 | -0.0095729 | -0.010147 | -0.010725 | -0.011315
Scenario 6: Aggressive Fuel Sub Phase In | PG&E | Com | FoodServ | Com - Other | Electric Energy (GWh/year) | Energy Efficiency | 0.27512 | 0.28787 | 0.30144 | 0.31488 | 0.32791 | 0.34273 | 0.377 | 0.39795 | 0.41037 | 0.42327 | 0.43553 | 0.44655 | 0.45666
Scenario 6: Aggressive Fuel Sub Phase In | PG&E | Com | FoodServ | Com - Other | Electric Energy (GWh/year) | Fuel Substitution | -0.025109 | -0.0281 | -0.031133 | -0.034189 | -0.037238 | -0.040298 | -0.043622 | -0.047097 | -0.05078 | -0.054653 | -0.058693 | -0.062946 | -0.067469
Scenario 6: Aggressive Fuel Sub Phase In | PG&E | Com | FoodServ | Com - Other | Gas Energy (MMTherm/year) | Energy Efficiency | 0.095652 | 0.096404 | 0.09704 | 0.097307 | 0.097176 | 0.097368 | 0.097529 | 0.097424 | 0.096852 | 0.096558 | 0.096797 | 0.096876 | 0.096886
Scenario 6: Aggressive Fuel Sub Phase In | PG&E | Com | FoodServ | Com - Other | Gas Energy (MMTherm/year) | Fuel Substitution | 0.0023967 | 0.0026801 | 0.0029673 | 0.0032564 | 0.0035446 | 0.0038336 | 0.0041491 | 0.0044797 | 0.0048312 | 0.0052017 | 0.0055892 | 0.0059979 | 0.0064353
Scenario 6: Aggressive Fuel Sub Phase In | PG&E | Com | FoodServ | Com - Restaurant | Electric Demand (MW) | Energy Efficiency | 0.088262 | 0.090865 | 0.093924 | 0.096918 | 0.099874 | 0.10275 | 0.11991 | 0.12737 | 0.13003 | 0.13269 | 0.13511 | 0.081749 | 0.60078
Scenario 6: Aggressive Fuel Sub Phase In | PG&E | Com | FoodServ | Com - Restaurant | Electric Demand (MW) | Fuel Substitution | -0.0065578 | -0.0073496 | -0.0081532 | -0.0089626 | -0.0097705 | -0.010576 | -0.011378 | -0.012175 | -0.012966 | -0.013752 | -0.014533 | -0.013606 | -0.014429
Scenario 6: Aggressive Fuel Sub Phase In | PG&E | Com | FoodServ | Com - Restaurant | Electric Energy (GWh/year) | Energy Efficiency | 0.45415 | 0.46865 | 0.48566 | 0.50253 | 0.51937 | 0.53594 | 0.59604 | 0.6266 | 0.64227 | 0.6578 | 0.67198 | 0.41271 | 2.9451
Scenario 6: Aggressive Fuel Sub Phase In | PG&E | Com | FoodServ | Com - Restaurant | Electric Energy (GWh/year) | Fuel Substitution | -0.06421 | -0.071472 | -0.078765 | -0.086026 | -0.093176 | -0.10033 | -0.10775 | -0.11535 | -0.12321 | -0.13128 | -0.13954 | -0.13167 | -0.14379
Scenario 6: Aggressive Fuel Sub Phase In | PG&E | Com | FoodServ | Com - Restaurant | Gas Energy (MMTherm/year) | Energy Efficiency | 0.19758 | 0.19775 | 0.19798 | 0.19757 | 0.19666 | 0.19535 | 0.19422 | 0.1928 | 0.19121 | 0.18987 | 0.19193 | 0.12117 | 0.75152
Scenario 6: Aggressive Fuel Sub Phase In | PG&E | Com | FoodServ | Com - Restaurant | Gas Energy (MMTherm/year) | Fuel Substitution | 0.0064372 | 0.0071606 | 0.0078863 | 0.0086081 | 0.0093182 | 0.010028 | 0.010765 | 0.011518 | 0.012298 | 0.013099 | 0.01392 | 0.013129 | 0.014364
Scenario 6: Aggressive Fuel Sub Phase In | PG&E | Com | FoodServ | Com - Retail | Electric Demand (MW) | Energy Efficiency | 0.001615 | 0.0017226 | 0.0018432 | 0.00040007 | 0.015324 | 0.0019915 | 0.0021891 | 0.0022979 | 0.0023808 | 0.0024606 | 0.002538 | 0.0026066 | 0.0026753
Scenario 6: Aggressive Fuel Sub Phase In | PG&E | Com | FoodServ | Com - Retail | Electric Energy (GWh/year) | Energy Efficiency | 0.010113 | 0.010654 | 0.011263 | 0.003509 | 0.081896 | 0.011971 | 0.012984 | 0.013535 | 0.013954 | 0.014359 | 0.014754 | 0.015107 | 0.015461
Scenario 6: Aggressive Fuel Sub Phase In | PG&E | Com | FoodServ | Com - Retail | Gas Energy (MMTherm/year) | Energy Efficiency | 0.00024654 | 0.00027102 | 0.00029833 | 0 | 0.0031946 | 0.00033439 | 0.00037822 | 0.00040273 | 0.00042148 | 0.00043939 | 0.00045665 | 0.00047186 | 0.00048694
Scenario 6: Aggressive Fuel Sub Phase In | PG&E | Com | FoodServ | Com - School | Electric Demand (MW) | Energy Efficiency | 0.034309 | 0.035465 | 0.036583 | 0.037599 | 0.038416 | 0.039339 | 0.043442 | 0.046583 | 0.047347 | 0.048099 | 0.048794 | 0.049529 | 0.050085
Scenario 6: Aggressive Fuel Sub Phase In | PG&E | Com | FoodServ | Com - School | Electric Demand (MW) | Fuel Substitution | -0.00026507 | -0.00029294 | -0.0003204 | -0.00034723 | -0.00037316 | -0.00039823 | -0.00042241 | -0.00044584 | -0.00046844 | -0.00049044 | -0.00051873 | -0.00056479 | -0.00061656
Scenario 6: Aggressive Fuel Sub Phase In | PG&E | Com | FoodServ | Com - School | Electric Energy (GWh/year) | Energy Efficiency | 0.16862 | 0.17479 | 0.18086 | 0.18651 | 0.19124 | 0.19652 | 0.21121 | 0.22307 | 0.22765 | 0.2321 | 0.23622 | 0.24044 | 0.24371
Scenario 6: Aggressive Fuel Sub Phase In | PG&E | Com | FoodServ | Com - School | Electric Energy (GWh/year) | Fuel Substitution | -0.0027139 | -0.0029282 | -0.0032438 | -0.003618 | -0.0040543 | -0.0045349 | -0.0050576 | -0.0056327 | -0.0062691 | -0.0069805 | -0.0078003 | -0.0089832 | -0.010539
Scenario 6: Aggressive Fuel Sub Phase In | PG&E | Com | FoodServ | Com - School | Gas Energy (MMTherm/year) | Energy Efficiency | 0.034511 | 0.034533 | 0.03448 | 0.034327 | 0.034007 | 0.033822 | 0.033591 | 0.033435 | 0.033281 | 0.033176 | 0.033238 | 0.033385 | 0.03334
Scenario 6: Aggressive Fuel Sub Phase In | PG&E | Com | FoodServ | Com - School | Gas Energy (MMTherm/year) | Fuel Substitution | 0.00028338 | 0.00030544 | 0.00033756 | 0.00037545 | 0.00041946 | 0.00046783 | 0.00052033 | 0.00057805 | 0.00064185 | 0.00071316 | 0.00079671 | 0.00092142 | 0.0010859
Scenario 6: Aggressive Fuel Sub Phase In | PG&E | Com | HVAC | Com - College | Electric Demand (MW) | Energy Efficiency | 0.11379 | 0.10839 | 0.10022 | 0.095624 | 0.086451 | 0.080196 | 0.075235 | 0.071614 | 0.071451 | 0.071973 | 0.072006 | 0.070842 | 0.070773
Scenario 6: Aggressive Fuel Sub Phase In | PG&E | Com | HVAC | Com - College | Electric Energy (GWh/year) | Energy Efficiency | 0.30211 | 0.27247 | 0.23579 | 0.21038 | 0.17246 | 0.14698 | 0.12471 | 0.11037 | 0.10595 | 0.10629 | 0.10605 | 0.10437 | 0.10403
Scenario 6: Aggressive Fuel Sub Phase In | PG&E | Com | HVAC | Com - College | Electric Energy (GWh/year) | Fuel Substitution | -0.063674 | -0.066538 | -0.069411 | -0.071446 | 0 | 0 | 0 | 0 | 0 | 0 | 0 | 0 | 0
Scenario 6: Aggressive Fuel Sub Phase In | PG&E | Com | HVAC | Com - College | Gas Energy (MMTherm/year) | Energy Efficiency | 0.009313 | 0.0096761 | 0.0087576 | 0.015925 | 0.010035 | 0.010023 | 0.006786 | 0.0067905 | 0.0069499 | 0.0070289 | 0.0070527 | 0.0069428 | 0.006952
Scenario 6: Aggressive Fuel Sub Phase In | PG&E | Com | HVAC | Com - College | Gas Energy (MMTherm/year) | Fuel Substitution | 0.012223 | 0.013486 | 0.014126 | 0.014613 | 0 | 0 | 0 | 0 | 0 | 0 | 0 | 0 | 0
Scenario 6: Aggressive Fuel Sub Phase In | PG&E | Com | HVAC | Com - Grocery | Electric Demand (MW) | Energy Efficiency | 0.16474 | 0.17723 | 0.18865 | 0.19862 | 0.20673 | 0.21396 | 0.22008 | 0.22605 | 0.23033 | 0.2335 | 0.23576 | 0.23713 | 0.23807
Scenario 6: Aggressive Fuel Sub Phase In | PG&E | Com | HVAC | Com - Grocery | Electric Demand (MW) | Fuel Substitution | 0 | 0 | 0 | 0 | 0.0035347 | 0.0036694 | 0.0037198 | 0.003722 | 0.00369 | 0.0036413 | 0.0035792 | 0.0035089 | 0.0034338
Scenario 6: Aggressive Fuel Sub Phase In | PG&E | Com | HVAC | Com - Grocery | Electric Energy (GWh/year) | Energy Efficiency | 0.62835 | 0.67639 | 0.72038 | 0.75887 | 0.79018 | 0.86015 | 0.88445 | 0.90776 | 0.88234 | 0.89487 | 0.90379 | 0.90922 | 0.91297
Scenario 6: Aggressive Fuel Sub Phase In | PG&E | Com | HVAC | Com - Grocery | Electric Energy (GWh/year) | Fuel Substitution | -0.54909 | -0.58046 | -0.60581 | -0.62442 | 0.032015 | 0.033231 | 0.033667 | 0.033675 | 0.033355 | 0.032911 | 0.032349 | 0.031714 | 0.031038
Scenario 6: Aggressive Fuel Sub Phase In | PG&E | Com | HVAC | Com - Grocery | Gas Energy (MMTherm/year) | Energy Efficiency | 0.011571 | 0.012459 | 0.013288 | 0.014019 | 0.014621 | 0.022367 | 0.022901 | 0.023355 | 0.016444 | 0.016707 | 0.016905 | 0.017037 | 0.017154
Scenario 6: Aggressive Fuel Sub Phase In | PG&E | Com | HVAC | Com - Grocery | Gas Energy (MMTherm/year) | Fuel Substitution | 0.082768 | 0.087635 | 0.091632 | 0.094659 | 2.8577e-08 | 6.5291e-08 | 6.6221e-08 | 6.6264e-08 | 2.9941e-08 | 2.9578e-08 | 2.9112e-08 | 2.8588e-08 | 2.8025e-08
Scenario 6: Aggressive Fuel Sub Phase In | PG&E | Com | HVAC | Com - Health | Electric Demand (MW) | Energy Efficiency | 0.22075 | 0.23021 | 0.2379 | 0.23971 | 0.24072 | 0.24029 | 0.23897 | 0.23923 | 0.23933 | 0.23849 | 0.23673 | 0.23783 | 0.23915
Scenario 6: Aggressive Fuel Sub Phase In | PG&E | Com | HVAC | Com - Health | Electric Demand (MW) | Fuel Substitution | 0 | 0 | 0 | 0 | 0.0021093 | 0.0022092 | 0.00226 | 0.0022789 | 0.0022768 | 0.0022605 | 0.0022348 | 0.0022029 | 0.0021672
Scenario 6: Aggressive Fuel Sub Phase In | PG&E | Com | HVAC | Com - Health | Electric Energy (GWh/year) | Energy Efficiency | 1.2317 | 1.2716 | 1.2997 | 1.2951 | 1.2863 | 1.2721 | 1.2553 | 1.2458 | 1.2369 | 1.2244 | 1.2078 | 1.2073 | 1.2082
Scenario 6: Aggressive Fuel Sub Phase In | PG&E | Com | HVAC | Com - Health | Electric Energy (GWh/year) | Fuel Substitution | -0.12747 | -0.13504 | -0.14093 | -0.14499 | 0.014573 | 0.015263 | 0.015613 | 0.015744 | 0.015729 | 0.015617 | 0.015439 | 0.015219 | 0.014972
Scenario 6: Aggressive Fuel Sub Phase In | PG&E | Com | HVAC | Com - Health | Gas Energy (MMTherm/year) | Energy Efficiency | 0.047527 | 0.050619 | 0.054177 | 0.056513 | 0.058838 | 0.059654 | 0.058551 | 0.059706 | 0.06032 | 0.060275 | 0.059613 | 0.059162 | 0.058394
Scenario 6: Aggressive Fuel Sub Phase In | PG&E | Com | HVAC | Com - Health | Gas Energy (MMTherm/year) | Fuel Substitution | 0.028982 | 0.03085 | 0.032394 | 0.033585 | 0 | 0 | 0 | 0 | 0 | 0 | 0 | 0 | 0
Scenario 6: Aggressive Fuel Sub Phase In | PG&E | Com | HVAC | Com - Lodging | Electric Demand (MW) | Energy Efficiency | 0.11768 | 0.12565 | 0.13288 | 0.13907 | 0.14516 | 0.14998 | 0.1538 | 0.15774 | 0.15696 | 0.15839 | 0.1606 | 0.16237 | 0.16365
Scenario 6: Aggressive Fuel Sub Phase In | PG&E | Com | HVAC | Com - Lodging | Electric Demand (MW) | Fuel Substitution | 0 | 0 | 0 | 0 | 0.0023217 | 0.0024041 | 0.0024378 | 0.00244 | 0.0012541 | 0.001239 | 0.0012193 | 0.0011965 | 0.0022589
Scenario 6: Aggressive Fuel Sub Phase In | PG&E | Com | HVAC | Com - Lodging | Electric Energy (GWh/year) | Energy Efficiency | 0.63959 | 0.66935 | 0.69559 | 0.71755 | 0.73993 | 0.75699 | 0.77162 | 0.78633 | 0.6168 | 0.62167 | 0.62987 | 0.71933 | 0.78012
Scenario 6: Aggressive Fuel Sub Phase In | PG&E | Com | HVAC | Com - Lodging | Electric Energy (GWh/year) | Fuel Substitution | -0.15474 | -0.16358 | -0.17057 | -0.17553 | 0.0095751 | 0.0099249 | 0.010069 | 0.010082 | 0.0070225 | 0.0069377 | 0.0068273 | 0.0066989 | 0.0093409
Scenario 6: Aggressive Fuel Sub Phase In | PG&E | Com | HVAC | Com - Lodging | Gas Energy (MMTherm/year) | Energy Efficiency | 0.028119 | 0.030007 | 0.031712 | 0.033122 | 0.034406 | 0.035306 | 0.034458 | 0.034816 | 0.017675 | 0.018023 | 0.018246 | 0.027552 | 0.033329
Scenario 6: Aggressive Fuel Sub Phase In | PG&E | Com | HVAC | Com - Lodging | Gas Energy (MMTherm/year) | Fuel Substitution | 0.026838 | 0.028426 | 0.029712 | 0.03067 | 0 | 0 | 0 | 0 | 0 | 0 | 0 | 0 | 0
Scenario 6: Aggressive Fuel Sub Phase In | PG&E | Com | HVAC | Com - Office (Large) | Electric Demand (MW) | Energy Efficiency | 0.053088 | 0.055701 | 0.058134 | 0.059976 | 0.06157 | 0.06272 | 0.055012 | 0.055676 | 0.049112 | 0.045975 | 0.04605 | 0.046085 | 0.046019
Scenario 6: Aggressive Fuel Sub Phase In | PG&E | Com | HVAC | Com - Office (Large) | Electric Energy (GWh/year) | Energy Efficiency | 0.39706 | 0.41165 | 0.42648 | 0.43623 | 0.44555 | 0.45147 | 0.42782 | 0.42968 | 0.39803 | 0.29328 | 0.38102 | 0.37903 | 0.37686
Scenario 6: Aggressive Fuel Sub Phase In | PG&E | Com | HVAC | Com - Office (Large) | Electric Energy (GWh/year) | Fuel Substitution | -0.00017252 | 0.0016587 | 0.0017127 | 0.0017498 | 0 | 0 | 0 | 0 | 0 | 0 | 0 | 0 | 0
Scenario 6: Aggressive Fuel Sub Phase In | PG&E | Com | HVAC | Com - Office (Large) | Gas Energy (MMTherm/year) | Energy Efficiency | 0.03333 | 0.033915 | 0.034371 | 0.034414 | 0.034375 | 0.034119 | 0.0095705 | 0.009541 | 0.0094069 | 0.0059566 | 0.0092512 | 0.0091621 | 0.0090783
Scenario 6: Aggressive Fuel Sub Phase In | PG&E | Com | HVAC | Com - Office (Large) | Gas Energy (MMTherm/year) | Fuel Substitution | 2.1975e-05 | 0.00021039 | 0.00021657 | 0.00022048 | 0 | 0 | 0 | 0 | 0 | 0 | 0 | 0 | 0
Scenario 6: Aggressive Fuel Sub Phase In | PG&E | Com | HVAC | Com - Office (Small) | Electric Demand (MW) | Energy Efficiency | 0.058877 | 0.060841 | 0.062606 | 0.015289 | 0.51772 | 0.060239 | 0.059211 | 0.060515 | 0.05874 | 0.058412 | 0.058766 | 0.059061 | 0.059289
Scenario 6: Aggressive Fuel Sub Phase In | PG&E | Com | HVAC | Com - Office (Small) | Electric Energy (GWh/year) | Energy Efficiency | 0.11549 | 0.11995 | 0.12389 | 0.047994 | 0.81603 | 0.12122 | 0.11886 | 0.12335 | 0.11498 | 0.11286 | 0.11371 | 0.11438 | 0.11485
Scenario 6: Aggressive Fuel Sub Phase In | PG&E | Com | HVAC | Com - Office (Small) | Electric Energy (GWh/year) | Fuel Substitution | -0.025829 | -0.027176 | -0.050644 | -0.041694 | 0 | 0 | 0 | 0 | 0 | 0 | 0 | 0 | 0
Scenario 6: Aggressive Fuel Sub Phase In | PG&E | Com | HVAC | Com - Office (Small) | Gas Energy (MMTherm/year) | Energy Efficiency | 0.015663 | 0.016095 | 0.016422 | 0.0068948 | 0.096217 | 0.015216 | 0.0046023 | 0.004658 | 0.0046903 | 0.0047251 | 0.00476 | 0.0047928 | 0.0048261
Scenario 6: Aggressive Fuel Sub Phase In | PG&E | Com | HVAC | Com - Office (Small) | Gas Energy (MMTherm/year) | Fuel Substitution | 0.0048114 | 0.0050831 | 0.0080449 | 0.0066577 | 0 | 0 | 0 | 0 | 0 | 0 | 0 | 0 | 0
Scenario 6: Aggressive Fuel Sub Phase In | PG&E | Com | HVAC | Com - Other | Electric Demand (MW) | Energy Efficiency | 1.4957 | 1.054 | 0.82132 | 0.85169 | 0.87227 | 0.90035 | 0.92772 | 0.94672 | 0.93402 | 0.94701 | 0.95957 | 0.96824 | 0.97775
Scenario 6: Aggressive Fuel Sub Phase In | PG&E | Com | HVAC | Com - Other | Electric Energy (GWh/year) | Energy Efficiency | 2.2456 | 1.7225 | 1.4637 | 1.5218 | 1.5634 | 1.6118 | 1.656 | 1.6853 | 1.4755 | 1.5055 | 1.5292 | 1.5436 | 1.5584
Scenario 6: Aggressive Fuel Sub Phase In | PG&E | Com | HVAC | Com - Other | Electric Energy (GWh/year) | Fuel Substitution | -0.9308 | -0.98496 | -1.0277 | -1.0582 | 0 | 0 | 0 | 0 | 0 | 0 | 0 | 0 | 0
Scenario 6: Aggressive Fuel Sub Phase In | PG&E | Com | HVAC | Com - Other | Gas Energy (MMTherm/year) | Energy Efficiency | 0.21133 | 0.1513 | 0.12079 | 0.12476 | 0.12729 | 0.13073 | 0.13393 | 0.13583 | 0.11429 | 0.11551 | 0.11683 | 0.11785 | 0.11904
Scenario 6: Aggressive Fuel Sub Phase In | PG&E | Com | HVAC | Com - Other | Gas Energy (MMTherm/year) | Fuel Substitution | 0.16518 | 0.17514 | 0.18323 | 0.18929 | 0 | 0 | 0 | 0 | 0 | 0 | 0 | 0 | 0
Scenario 6: Aggressive Fuel Sub Phase In | PG&E | Com | HVAC | Com - Restaurant | Electric Demand (MW) | Energy Efficiency | 0.027903 | 0.028427 | 0.029191 | 0.029758 | 0.030178 | 0.030456 | 0.030895 | 0.03118 | 0.031351 | 0.031593 | 0.03178 | 0.0013045 | 0.33803
Scenario 6: Aggressive Fuel Sub Phase In | PG&E | Com | HVAC | Com - Restaurant | Electric Demand (MW) | Fuel Substitution | 0 | 0 | 0 | 0 | 0 | 1.9741e-06 | 1.9984e-06 | 1.9982e-06 | 1.9824e-06 | 1.9564e-06 | 1.9235e-06 | 1.6974e-06 | 1.6618e-06
Scenario 6: Aggressive Fuel Sub Phase In | PG&E | Com | HVAC | Com - Restaurant | Electric Energy (GWh/year) | Energy Efficiency | 0.04039 | 0.041372 | 0.042771 | 0.044008 | 0.044931 | 0.04563 | 0.046528 | 0.047178 | 0.047633 | 0.048158 | 0.048464 | 0.0037781 | 0.49982
Scenario 6: Aggressive Fuel Sub Phase In | PG&E | Com | HVAC | Com - Restaurant | Electric Energy (GWh/year) | Fuel Substitution | -0.035834 | -0.037769 | -0.039216 | -0.040151 | 0 | 1.6126e-05 | 1.6325e-05 | 1.6323e-05 | 1.6194e-05 | 1.5981e-05 | 1.5713e-05 | 1.3866e-05 | 1.3575e-05
Scenario 6: Aggressive Fuel Sub Phase In | PG&E | Com | HVAC | Com - Restaurant | Gas Energy (MMTherm/year) | Energy Efficiency | 0.072435 | 0.077137 | 0.081198 | 0.084303 | 0.086375 | 0.087489 | 0.087946 | 0.08765 | 0.086795 | 0.085594 | 0.084081 | 0.053731 | 0.28492
Scenario 6: Aggressive Fuel Sub Phase In | PG&E | Com | HVAC | Com - Restaurant | Gas Energy (MMTherm/year) | Fuel Substitution | 0.008158 | 0.0086383 | 0.0090245 | 0.0093112 | 0 | 0 | 0 | 0 | 0 | 0 | 0 | 0 | 0
Scenario 6: Aggressive Fuel Sub Phase In | PG&E | Com | HVAC | Com - Retail | Electric Demand (MW) | Energy Efficiency | 0.35084 | 0.37436 | 0.39369 | 0.25695 | 1.5769 | 0.41725 | 0.44373 | 0.45463 | 0.4182 | 0.41517 | 0.42202 | 0.42753 | 0.43249
Scenario 6: Aggressive Fuel Sub Phase In | PG&E | Com | HVAC | Com - Retail | Electric Demand (MW) | Fuel Substitution | 0 | 0 | 0 | 0 | 0.0065166 | 0.0068067 | 0.0069443 | 0.0069819 | 0 | 0 | 0 | 0 | 0
Scenario 6: Aggressive Fuel Sub Phase In | PG&E | Com | HVAC | Com - Retail | Electric Energy (GWh/year) | Energy Efficiency | 0.82625 | 0.88053 | 0.85812 | 0.66931 | 3.0784 | 0.98571 | 1.0371 | 1.0629 | 0.91371 | 0.89459 | 0.90939 | 0.92114 | 0.93134
Scenario 6: Aggressive Fuel Sub Phase In | PG&E | Com | HVAC | Com - Retail | Electric Energy (GWh/year) | Fuel Substitution | -0.098799 | -0.10409 | -0.10801 | -0.099754 | 0.020231 | 0.021146 | 0.021583 | 0.021704 | 0 | 0 | 0 | 0 | 0
Scenario 6: Aggressive Fuel Sub Phase In | PG&E | Com | HVAC | Com - Retail | Gas Energy (MMTherm/year) | Energy Efficiency | 0.022647 | 0.024071 | 0.025423 | 0.015138 | 0.11142 | 0.026237 | 0.023979 | 0.024613 | 0.025079 | 0.025529 | 0.025976 | 0.02634 | 0.026677
Scenario 6: Aggressive Fuel Sub Phase In | PG&E | Com | HVAC | Com - Retail | Gas Energy (MMTherm/year) | Fuel Substitution | 0.024168 | 0.025593 | 0.026738 | 0.024937 | 0 | 0 | 0 | 0 | 0 | 0 | 0 | 0 | 0
Scenario 6: Aggressive Fuel Sub Phase In | PG&E | Com | HVAC | Com - School | Electric Demand (MW) | Energy Efficiency | 0.056827 | 0.064666 | 0.067285 | 0.073536 | 0.077373 | 0.079003 | 0.076515 | 0.077491 | 0.057516 | 0.048296 | 0.048454 | 0.065219 | 0.072843
Scenario 6: Aggressive Fuel Sub Phase In | PG&E | Com | HVAC | Com - School | Electric Energy (GWh/year) | Energy Efficiency | 0.34331 | 0.37415 | 0.38332 | 0.4256 | 0.451 | 0.45861 | 0.45112 | 0.45541 | 0.38097 | 0.3455 | 0.34638 | 0.38522 | 0.4025
Scenario 6: Aggressive Fuel Sub Phase In | PG&E | Com | HVAC | Com - School | Electric Energy (GWh/year) | Fuel Substitution | -0.1201 | -0.12481 | -0.12784 | -0.12902 | 0 | 0 | 0 | 0 | 0 | 0 | 0 | 0 | 0
Scenario 6: Aggressive Fuel Sub Phase In | PG&E | Com | HVAC | Com - School | Gas Energy (MMTherm/year) | Energy Efficiency | 0.042152 | 0.044029 | 0.045025 | 0.046881 | 0.047645 | 0.047857 | 0.037764 | 0.037905 | 0.034669 | 0.033128 | 0.033111 | 0.035127 | 0.035967
Scenario 6: Aggressive Fuel Sub Phase In | PG&E | Com | HVAC | Com - School | Gas Energy (MMTherm/year) | Fuel Substitution | 0.019683 | 0.02049 | 0.021035 | 0.022015 | 0 | 0 | 0 | 0 | 0 | 0 | 0 | 0 | 0
Scenario 6: Aggressive Fuel Sub Phase In | PG&E | Com | HVAC | Com - Warehouse | Electric Demand (MW) | Energy Efficiency | 0.022933 | 0.024817 | 0.026568 | 0.028163 | 0.029565 | 0.030894 | 0.031901 | 0.032781 | 0.021811 | 0.018537 | 0.018797 | 0.019003 | 0.019169
Scenario 6: Aggressive Fuel Sub Phase In | PG&E | Com | HVAC | Com - Warehouse | Electric Energy (GWh/year) | Energy Efficiency | 0.089824 | 0.097176 | 0.10405 | 0.11034 | 0.11587 | 0.12121 | 0.12516 | 0.12866 | 0.08732 | 0.066865 | 0.06777 | 0.068482 | 0.069053
Scenario 6: Aggressive Fuel Sub Phase In | PG&E | Com | HVAC | Com - Warehouse | Electric Energy (GWh/year) | Fuel Substitution | -0.083001 | -0.08821 | -0.092442 | -0.095614 | 0 | 0 | 0 | 0 | 0 | 0 | 0 | 0 | 0
Scenario 6: Aggressive Fuel Sub Phase In | PG&E | Com | HVAC | Com - Warehouse | Gas Energy (MMTherm/year) | Energy Efficiency | 0.0024247 | 0.0026217 | 0.0028048 | 0.0029713 | 0.0031167 | 0.0032589 | 0.0033613 | 0.0034517 | 0.0026087 | 0.0020382 | 0.0020677 | 0.0020915 | 0.0021111
Scenario 6: Aggressive Fuel Sub Phase In | PG&E | Com | HVAC | Com - Warehouse | Gas Energy (MMTherm/year) | Fuel Substitution | 0.013115 | 0.013958 | 0.014654 | 0.015191 | 0 | 0 | 0 | 0 | 0 | 0 | 0 | 0 | 0
Scenario 6: Aggressive Fuel Sub Phase In | PG&E | Com | Lighting | Com - College | Electric Demand (MW) | Energy Efficiency | 0 | 0 | 0 | 0 | 0 | 0 | 0 | 0 | 0 | 0 | 0 | 0 | 0
Scenario 6: Aggressive Fuel Sub Phase In | PG&E | Com | Lighting | Com - College | Electric Energy (GWh/year) | Energy Efficiency | 0 | 0 | 0 | 0 | 0 | 0 | 0 | 0 | 0 | 0 | 0 | 0 | 0
Scenario 6: Aggressive Fuel Sub Phase In | PG&E | Com | Lighting | Com - College | Gas Energy (MMTherm/year) | Energy Efficiency | 0 | 0 | 0 | 0 | 0 | 0 | 0 | 0 | 0 | 0 | 0 | 0 | 0
Scenario 6: Aggressive Fuel Sub Phase In | PG&E | Com | Lighting | Com - Grocery | Electric Demand (MW) | Energy Efficiency | 0.014623 | 0.014999 | 0.015321 | 0.01557 | 0.015718 | 0.015875 | 0.015984 | 0.016079 | 0.016125 | 0.016176 | 0.01623 | 0.016276 | 0.016333
Scenario 6: Aggressive Fuel Sub Phase In | PG&E | Com | Lighting | Com - Grocery | Electric Energy (GWh/year) | Energy Efficiency | 0.083617 | 0.085768 | 0.087607 | 0.089028 | 0.089875 | 0.09077 | 0.091393 | 0.091933 | 0.092197 | 0.092484 | 0.092792 | 0.093055 | 0.093381
Scenario 6: Aggressive Fuel Sub Phase In | PG&E | Com | Lighting | Com - Grocery | Gas Energy (MMTherm/year) | Energy Efficiency | -0.0011543 | -0.0011839 | -0.0012093 | -0.0012289 | -0.0012405 | -0.0012528 | -0.0012614 | -0.0012688 | -0.0012724 | -0.0012763 | -0.0012805 | -0.0012841 | -0.0012886
Scenario 6: Aggressive Fuel Sub Phase In | PG&E | Com | Lighting | Com - Health | Electric Demand (MW) | Energy Efficiency | 0.03477 | 0.035693 | 0.036919 | 0.037319 | 0.037835 | 0.038235 | 0.038506 | 0.038704 | 0.038762 | 0.038625 | 0.03831 | 0.038434 | 0.038573
Scenario 6: Aggressive Fuel Sub Phase In | PG&E | Com | Lighting | Com - Health | Electric Energy (GWh/year) | Energy Efficiency | 0.20731 | 0.21281 | 0.22011 | 0.22248 | 0.22555 | 0.22793 | 0.22953 | 0.23069 | 0.23102 | 0.2302 | 0.22831 | 0.22904 | 0.22986
Scenario 6: Aggressive Fuel Sub Phase In | PG&E | Com | Lighting | Com - Health | Gas Energy (MMTherm/year) | Energy Efficiency | -0.0025147 | -0.0025814 | -0.00267 | -0.0026988 | -0.0027361 | -0.002765 | -0.0027845 | -0.0027988 | -0.0028028 | -0.0027929 | -0.00277 | -0.002779 | -0.0027889
Scenario 6: Aggressive Fuel Sub Phase In | PG&E | Com | Lighting | Com - Lodging | Electric Demand (MW) | Energy Efficiency | 0 | 0 | 0 | 0 | 0 | 0 | 0 | 0 | 0 | 0 | 0 | 0 | 0
Scenario 6: Aggressive Fuel Sub Phase In | PG&E | Com | Lighting | Com - Lodging | Electric Energy (GWh/year) | Energy Efficiency | 0 | 0 | 0 | 0 | 0 | 0 | 0 | 0 | 0 | 0 | 0 | 0 | 0
Scenario 6: Aggressive Fuel Sub Phase In | PG&E | Com | Lighting | Com - Lodging | Gas Energy (MMTherm/year) | Energy Efficiency | 0 | 0 | 0 | 0 | 0 | 0 | 0 | 0 | 0 | 0 | 0 | 0 | 0
Scenario 6: Aggressive Fuel Sub Phase In | PG&E | Com | Lighting | Com - Office (Large) | Electric Demand (MW) | Energy Efficiency | 0.029447 | 0.030873 | 0.032232 | 0.033273 | 0.034243 | 0.034991 | 0.035698 | 0.036328 | 0.036911 | 0.037531 | 0.03801 | 0.038419 | 0.038778
Scenario 6: Aggressive Fuel Sub Phase In | PG&E | Com | Lighting | Com - Office (Large) | Electric Energy (GWh/year) | Energy Efficiency | 0.21104 | 0.22126 | 0.231 | 0.23846 | 0.2454 | 0.25077 | 0.25583 | 0.26035 | 0.26453 | 0.26898 | 0.27241 | 0.27534 | 0.27791
Scenario 6: Aggressive Fuel Sub Phase In | PG&E | Com | Lighting | Com - Office (Large) | Gas Energy (MMTherm/year) | Energy Efficiency | -0.0009843 | -0.001032 | -0.0010774 | -0.0011122 | -0.0011446 | -0.0011696 | -0.0011932 | -0.0012143 | -0.0012338 | -0.0012545 | -0.0012705 | -0.0012842 | -0.0012962
Scenario 6: Aggressive Fuel Sub Phase In | PG&E | Com | Lighting | Com - Office (Small) | Electric Demand (MW) | Energy Efficiency | 0 | 0 | 0 | 0 | 0 | 0 | 0 | 0 | 0 | 0 | 0 | 0 | 0
Scenario 6: Aggressive Fuel Sub Phase In | PG&E | Com | Lighting | Com - Office (Small) | Electric Energy (GWh/year) | Energy Efficiency | 0 | 0 | 0 | 0 | 0 | 0 | 0 | 0 | 0 | 0 | 0 | 0 | 0
Scenario 6: Aggressive Fuel Sub Phase In | PG&E | Com | Lighting | Com - Office (Small) | Gas Energy (MMTherm/year) | Energy Efficiency | 0 | 0 | 0 | 0 | 0 | 0 | 0 | 0 | 0 | 0 | 0 | 0 | 0
Scenario 6: Aggressive Fuel Sub Phase In | PG&E | Com | Lighting | Com - Other | Electric Demand (MW) | Energy Efficiency | 0 | 0 | 0 | 0 | 0 | 0 | 0 | 0 | 0 | 0 | 0 | 0 | 0
Scenario 6: Aggressive Fuel Sub Phase In | PG&E | Com | Lighting | Com - Other | Electric Energy (GWh/year) | Energy Efficiency | 0 | 0 | 0 | 0 | 0 | 0 | 0 | 0 | 0 | 0 | 0 | 0 | 0
Scenario 6: Aggressive Fuel Sub Phase In | PG&E | Com | Lighting | Com - Other | Gas Energy (MMTherm/year) | Energy Efficiency | 0 | 0 | 0 | 0 | 0 | 0 | 0 | 0 | 0 | 0 | 0 | 0 | 0
Scenario 6: Aggressive Fuel Sub Phase In | PG&E | Com | Lighting | Com - Refrig. Warehouse | Electric Demand (MW) | Energy Efficiency | 0.00020335 | 0.00020868 | 0.00021301 | 0.00021655 | 0.00021947 | 0.00022197 | 0.00022372 | 0.00022539 | 0.00022635 | 0.00022736 | 0.0002281 | 0.00022887 | 0.0002297
Scenario 6: Aggressive Fuel Sub Phase In | PG&E | Com | Lighting | Com - Refrig. Warehouse | Electric Energy (GWh/year) | Energy Efficiency | 0.0018684 | 0.0019175 | 0.0019573 | 0.0019899 | 0.0020168 | 0.0020398 | 0.002056 | 0.0020714 | 0.0020803 | 0.0020896 | 0.0020965 | 0.0021037 | 0.0021113
Scenario 6: Aggressive Fuel Sub Phase In | PG&E | Com | Lighting | Com - Restaurant | Electric Demand (MW) | Energy Efficiency | 0.0034858 | 0.0036506 | 0.0038004 | 0.003924 | 0.0040245 | 0.0080679 | 0.0089686 | 0.0089762 | 0.0089722 | 0.0054897 | 0.0046874 | 0.0032352 | 0.016614
Scenario 6: Aggressive Fuel Sub Phase In | PG&E | Com | Lighting | Com - Restaurant | Electric Energy (GWh/year) | Energy Efficiency | 0.020906 | 0.021894 | 0.022793 | 0.023534 | 0.024136 | 0.048363 | 0.05376 | 0.053806 | 0.053783 | 0.032919 | 0.028112 | 0.019403 | 0.099643
Scenario 6: Aggressive Fuel Sub Phase In | PG&E | Com | Lighting | Com - Restaurant | Gas Energy (MMTherm/year) | Energy Efficiency | -0.00022656 | -0.00023726 | -0.00024701 | -0.00025504 | -0.00026157 | -0.00052426 | -0.00058278 | -0.00058327 | -0.00058302 | -0.00035678 | -0.00030465 | -0.00021027 | -0.0010798
Scenario 6: Aggressive Fuel Sub Phase In | PG&E | Com | Lighting | Com - Retail | Electric Demand (MW) | Energy Efficiency | 0.071097 | 0.072885 | 0.074407 | 0.053773 | 0.21445 | 0.073795 | 0.07526 | 0.075809 | 0.076129 | 0.076448 | 0.076782 | 0.07707 | 0.077399
Scenario 6: Aggressive Fuel Sub Phase In | PG&E | Com | Lighting | Com - Retail | Electric Energy (GWh/year) | Energy Efficiency | 0.42331 | 0.43395 | 0.44302 | 0.32016 | 1.2769 | 0.43939 | 0.44812 | 0.45139 | 0.4533 | 0.45521 | 0.4572 | 0.45892 | 0.46088
Scenario 6: Aggressive Fuel Sub Phase In | PG&E | Com | Lighting | Com - Retail | Gas Energy (MMTherm/year) | Energy Efficiency | -0.0026038 | -0.0026693 | -0.0027252 | -0.0019694 | -0.0078556 | -0.002703 | -0.0027567 | -0.0027769 | -0.0027887 | -0.0028005 | -0.0028127 | -0.0028233 | -0.0028355
Scenario 6: Aggressive Fuel Sub Phase In | PG&E | Com | Lighting | Com - School | Electric Demand (MW) | Energy Efficiency | 0 | 0 | 0 | 0 | 0 | 0 | 0 | 0 | 0 | 0 | 0 | 0 | 0
Scenario 6: Aggressive Fuel Sub Phase In | PG&E | Com | Lighting | Com - School | Electric Energy (GWh/year) | Energy Efficiency | 0 | 0 | 0 | 0 | 0 | 0 | 0 | 0 | 0 | 0 | 0 | 0 | 0
Scenario 6: Aggressive Fuel Sub Phase In | PG&E | Com | Lighting | Com - School | Gas Energy (MMTherm/year) | Energy Efficiency | 0 | 0 | 0 | 0 | 0 | 0 | 0 | 0 | 0 | 0 | 0 | 0 | 0
Scenario 6: Aggressive Fuel Sub Phase In | PG&E | Com | Lighting | Com - Warehouse | Electric Demand (MW) | Energy Efficiency | 0.00044007 | 0.00046506 | 0.00048804 | 0.00050893 | 0.00052717 | 0.0005446 | 0.00056573 | 0.00058645 | 0.00018426 | 0 | 0 | 0 | 0
Scenario 6: Aggressive Fuel Sub Phase In | PG&E | Com | Lighting | Com - Warehouse | Electric Energy (GWh/year) | Energy Efficiency | 0.0035238 | 0.0037239 | 0.0039079 | 0.0040752 | 0.0042213 | 0.0043608 | 0.00453 | 0.0046959 | 0.0014754 | 0 | 0 | 0 | 0
Scenario 6: Aggressive Fuel Sub Phase In | PG&E | Com | Lighting | Com - Warehouse | Gas Energy (MMTherm/year) | Energy Efficiency | -2.4801e-05 | -2.6209e-05 | -2.7504e-05 | -2.8682e-05 | -2.971e-05 | -3.0692e-05 | -3.1882e-05 | -3.305e-05 | -1.0384e-05 | 0 | 0 | 0 | 0
Scenario 6: Aggressive Fuel Sub Phase In | PG&E | Com | WaterHeat | Com - College | Electric Demand (MW) | Energy Efficiency | -7.9339e-06 | -1.2581e-05 | 2.532e-05 | 8.2801e-05 | 3.8779e-05 | 4.2741e-05 | 2.7053e-05 | 3.3874e-05 | 4.2543e-05 | 5.3364e-05 | 6.6862e-05 | 8.356e-05 | 0.00010462
Scenario 6: Aggressive Fuel Sub Phase In | PG&E | Com | WaterHeat | Com - College | Electric Demand (MW) | Fuel Substitution | 0 | 0 | 0.043291 | 0.11062 | 0.20721 | 0.25178 | 0.30814 | 0.39169 | 0.48161 | 0.58772 | 0.69492 | 0.80373 | 0.91644
Scenario 6: Aggressive Fuel Sub Phase In | PG&E | Com | WaterHeat | Com - College | Electric Energy (GWh/year) | Energy Efficiency | -7.5275e-05 | -0.0001192 | 0.00022258 | 0.00075049 | 0.00034037 | 0.00037248 | 0.00022194 | 0.0002779 | 0.00034902 | 0.00043779 | 0.00054852 | 0.0006855 | 0.00085825
Scenario 6: Aggressive Fuel Sub Phase In | PG&E | Com | WaterHeat | Com - College | Electric Energy (GWh/year) | Fuel Substitution | -0.74115 | -0.91196 | -0.73278 | 0.12175 | 1.4664 | 1.7781 | 2.6434 | 3.3601 | 4.1313 | 5.0413 | 5.9605 | 6.8933 | 7.8595
Scenario 6: Aggressive Fuel Sub Phase In | PG&E | Com | WaterHeat | Com - College | Gas Energy (MMTherm/year) | Energy Efficiency | 0.040605 | 0.067096 | 0.054702 | 0.090144 | 0.085382 | 0.10141 | 0.10939 | 0.1246 | 0.13573 | 0.14134 | 0.1392 | 0.12897 | 0.11204
Scenario 6: Aggressive Fuel Sub Phase In | PG&E | Com | WaterHeat | Com - College | Gas Energy (MMTherm/year) | Fuel Substitution | 0.083524 | 0.10277 | 0.12453 | 0.09597 | 0.041931 | 0.051423 | 0 | 0 | 0 | 0 | 0 | 0 | 0
Scenario 6: Aggressive Fuel Sub Phase In | PG&E | Com | WaterHeat | Com - Grocery | Electric Demand (MW) | Energy Efficiency | 3.8444e-05 | 4.6513e-05 | 5.666e-05 | 6.9367e-05 | 8.5162e-05 | 0.0001052 | 0.00012334 | 0.00015493 | 0.00019433 | 0.00024381 | 0.00030596 | 0.00038386 | 0.00048177
Scenario 6: Aggressive Fuel Sub Phase In | PG&E | Com | WaterHeat | Com - Grocery | Electric Energy (GWh/year) | Energy Efficiency | 0.00020296 | 0.00024559 | 0.00029919 | 0.00036631 | 0.00044975 | 0.00055559 | 0.00065156 | 0.00081843 | 0.0010266 | 0.0012879 | 0.0016162 | 0.0020277 | 0.0025449
Scenario 6: Aggressive Fuel Sub Phase In | PG&E | Com | WaterHeat | Com - Grocery | Electric Energy (GWh/year) | Fuel Substitution | -0.028891 | -0.035256 | -0.043058 | -0.052582 | -0.064082 | -0.078118 | 0 | 0 | 0 | 0 | 0 | 0 | 0
Scenario 6: Aggressive Fuel Sub Phase In | PG&E | Com | WaterHeat | Com - Grocery | Gas Energy (MMTherm/year) | Energy Efficiency | 0.025742 | 0.030738 | 0.036519 | 0.043108 | 0.050449 | 0.058423 | 0.065085 | 0.073277 | 0.080703 | 0.086678 | 0.090362 | 0.091073 | 0.088443
Scenario 6: Aggressive Fuel Sub Phase In | PG&E | Com | WaterHeat | Com - Grocery | Gas Energy (MMTherm/year) | Fuel Substitution | 0.0038766 | 0.0047307 | 0.0057776 | 0.0070555 | 0.0085986 | 0.010482 | 0 | 0 | 0 | 0 | 0 | 0 | 0
Scenario 6: Aggressive Fuel Sub Phase In | PG&E | Com | WaterHeat | Com - Health | Electric Demand (MW) | Energy Efficiency | 1.8712e-05 | 1.2539e-05 | 0.00015556 | 0.00017395 | 0.00019838 | 0.00020008 | 0.00019153 | 0.00024111 | 0.00030287 | 0.0003794 | 0.00047402 | 0.00059548 | 0.00074797
Scenario 6: Aggressive Fuel Sub Phase In | PG&E | Com | WaterHeat | Com - Health | Electric Demand (MW) | Fuel Substitution | 0 | 0 | 0.11272 | 0.29001 | 0.54671 | 0.66806 | 0.81826 | 1.0492 | 1.2962 | 1.5867 | 1.8846 | 2.1885 | 2.5046
Scenario 6: Aggressive Fuel Sub Phase In | PG&E | Com | WaterHeat | Com - Health | Electric Energy (GWh/year) | Energy Efficiency | 0.0001226 | 6.9892e-05 | 0.001274 | 0.0014283 | 0.0016328 | 0.0016571 | 0.0016018 | 0.0020164 | 0.0025329 | 0.0031729 | 0.0039642 | 0.0049799 | 0.0062553
Scenario 6: Aggressive Fuel Sub Phase In | PG&E | Com | WaterHeat | Com - Health | Electric Energy (GWh/year) | Fuel Substitution | -1.9336 | -2.3944 | -1.9747 | 0.20941 | 3.6937 | 4.5049 | 7.1419 | 9.1574 | 11.3126 | 13.848 | 16.4463 | 19.0972 | 21.8548
Scenario 6: Aggressive Fuel Sub Phase In | PG&E | Com | WaterHeat | Com - Health | Gas Energy (MMTherm/year) | Energy Efficiency | 0.089458 | 0.10406 | 0.11151 | 0.12922 | 0.14024 | 0.15388 | 0.15469 | 0.16812 | 0.17484 | 0.17284 | 0.16173 | 0.14292 | 0.11932
Scenario 6: Aggressive Fuel Sub Phase In | PG&E | Com | WaterHeat | Com - Health | Gas Energy (MMTherm/year) | Fuel Substitution | 0.22404 | 0.27727 | 0.34254 | 0.2778 | 0.14795 | 0.18192 | 0 | 0 | 0 | 0 | 0 | 0 | 0
Scenario 6: Aggressive Fuel Sub Phase In | PG&E | Com | WaterHeat | Com - Lodging | Electric Demand (MW) | Energy Efficiency | 0.0075287 | 0.007584 | 0.007537 | 0.0071015 | 0.0064548 | 0.0056451 | 0.00421 | 0.0032905 | 5.6581e-05 | 7.1406e-05 | 9.0231e-05 | 0.00011373 | 0.00014332
Scenario 6: Aggressive Fuel Sub Phase In | PG&E | Com | WaterHeat | Com - Lodging | Electric Demand (MW) | Fuel Substitution | 0 | 0 | 0.10964 | 0.28051 | 0.52647 | 0.64118 | 0.79136 | 1.0126 | 1.2531 | 1.5409 | 1.8293 | 2.1218 | 2.4243
Scenario 6: Aggressive Fuel Sub Phase In | PG&E | Com | WaterHeat | Com - Lodging | Electric Energy (GWh/year) | Energy Efficiency | 0.026493 | 0.026628 | 0.027186 | 0.025828 | 0.023811 | 0.021257 | 0.014155 | 0.011277 | 0.00046081 | 0.00058155 | 0.00073473 | 0.00092614 | 0.0011671
Scenario 6: Aggressive Fuel Sub Phase In | PG&E | Com | WaterHeat | Com - Lodging | Electric Energy (GWh/year) | Fuel Substitution | -1.9686 | -2.4265 | -2.0439 | 0.020244 | 3.2967 | 4 | 6.7277 | 8.6086 | 10.6525 | 13.0981 | 15.549 | 18.0344 | 20.6036
Scenario 6: Aggressive Fuel Sub Phase In | PG&E | Com | WaterHeat | Com - Lodging | Gas Energy (MMTherm/year) | Energy Efficiency | 0.28716 | 0.30537 | 0.31433 | 0.33086 | 0.34707 | 0.35865 | 0.17415 | 0.1745 | 0.1276 | 0.11594 | 0.00028433 | 0.084565 | 0.064548
Scenario 6: Aggressive Fuel Sub Phase In | PG&E | Com | WaterHeat | Com - Lodging | Gas Energy (MMTherm/year) | Fuel Substitution | 0.22393 | 0.27597 | 0.33859 | 0.27848 | 0.15836 | 0.19483 | 0 | 0 | 0 | 0 | 0 | 0 | 0
Scenario 6: Aggressive Fuel Sub Phase In | PG&E | Com | WaterHeat | Com - Office (Large) | Electric Demand (MW) | Energy Efficiency | 3.1959e-05 | 3.2437e-05 | 5.1896e-05 | 5.6168e-05 | 6.1776e-05 | 6.8873e-05 | 4.6156e-05 | 5.8208e-05 | 7.3219e-05 | 9.2266e-05 | 0.00011615 | 0.00014618 | 0.00018396
Scenario 6: Aggressive Fuel Sub Phase In | PG&E | Com | WaterHeat | Com - Office (Large) | Electric Demand (MW) | Fuel Substitution | 0 | 0 | 0.013221 | 0.033361 | 0.061833 | 0.074467 | 0.09272 | 0.11758 | 0.14691 | 0.17966 | 0.21188 | 0.24407 | 0.27682
Scenario 6: Aggressive Fuel Sub Phase In | PG&E | Com | WaterHeat | Com - Office (Large) | Electric Energy (GWh/year) | Energy Efficiency | 0.00061691 | 0.00062159 | 0.0010023 | 0.0010796 | 0.0011813 | 0.0013101 | 0.00084337 | 0.0010636 | 0.0013379 | 0.0016859 | 0.0021222 | 0.002671 | 0.0033614
Scenario 6: Aggressive Fuel Sub Phase In | PG&E | Com | WaterHeat | Com - Office (Large) | Electric Energy (GWh/year) | Fuel Substitution | -0.42537 | -0.52176 | -0.39547 | 0.20013 | 1.1097 | 1.3349 | 1.7714 | 2.2462 | 2.8066 | 3.4319 | 4.0471 | 4.6617 | 5.2868
Scenario 6: Aggressive Fuel Sub Phase In | PG&E | Com | WaterHeat | Com - Office (Large) | Gas Energy (MMTherm/year) | Energy Efficiency | 0.28872 | 0.30414 | 0.29906 | 0.27636 | 0.23473 | 0.18073 | 0.095333 | 0.04461 | 0.0048892 | 0 | 0 | 0 | 0
Scenario 6: Aggressive Fuel Sub Phase In | PG&E | Com | WaterHeat | Com - Office (Large) | Gas Energy (MMTherm/year) | Fuel Substitution | 0.047082 | 0.05775 | 0.071724 | 0.049137 | 0.0098079 | 0.012021 | 0 | 0 | 0 | 0 | 0 | 0 | 0
Scenario 6: Aggressive Fuel Sub Phase In | PG&E | Com | WaterHeat | Com - Office (Small) | Electric Demand (MW) | Energy Efficiency | -1.5026e-07 | -1.3729e-07 | 6.2632e-07 | 5.4008e-07 | 2.6817e-06 | 1.2208e-06 | 1.5865e-06 | 2.0372e-06 | 2.5947e-06 | 3.2896e-06 | 4.1578e-06 | 5.2442e-06 | 6.6057e-06
Scenario 6: Aggressive Fuel Sub Phase In | PG&E | Com | WaterHeat | Com - Office (Small) | Electric Demand (MW) | Fuel Substitution | 0 | 0 | 0.00056349 | 0.0012032 | 0.0022874 | 0.002801 | 0.0037258 | 0.0048224 | 0.0061351 | 0.0075166 | 0.0088865 | 0.010271 | 0.011699
Scenario 6: Aggressive Fuel Sub Phase In | PG&E | Com | WaterHeat | Com - Office (Small) | Electric Energy (GWh/year) | Energy Efficiency | -2.14e-05 | -2.0816e-05 | 6.8392e-05 | 5.8975e-05 | 0.00029283 | 0.00013331 | 0.00017324 | 0.00022245 | 0.00028333 | 0.00035921 | 0.00045401 | 0.00057263 | 0.00072131
Scenario 6: Aggressive Fuel Sub Phase In | PG&E | Com | WaterHeat | Com - Office (Small) | Electric Energy (GWh/year) | Fuel Substitution | -0.11332 | -0.13927 | -0.10522 | 0.040735 | 0.24148 | 0.29602 | 0.42534 | 0.55052 | 0.70034 | 0.85798 | 1.0143 | 1.1722 | 1.335
Scenario 6: Aggressive Fuel Sub Phase In | PG&E | Com | WaterHeat | Com - Office (Small) | Gas Energy (MMTherm/year) | Energy Efficiency | 0.064923 | 0.081235 | 0 | 0.083901 | 0.10026 | 0.11604 | 0.12909 | 0.1368 | 0.13682 | 0.12812 | 0.11159 | 0.089979 | 0.066883
Scenario 6: Aggressive Fuel Sub Phase In | PG&E | Com | WaterHeat | Com - Office (Small) | Gas Energy (MMTherm/year) | Fuel Substitution | 0.012455 | 0.015307 | 0.018639 | 0.010773 | 0.002651 | 0.0032002 | 0 | 0 | 0 | 0 | 0 | 0 | 0
Scenario 6: Aggressive Fuel Sub Phase In | PG&E | Com | WaterHeat | Com - Other | Electric Demand (MW) | Energy Efficiency | -0.00014427 | -0.00015132 | 0.00052493 | 0.00064156 | 0.00078652 | 0.00097691 | 0.0011462 | 0.0014332 | 0.0017843 | 0.0022321 | 0.0027924 | 0.0034923 | 0.0043685
Scenario 6: Aggressive Fuel Sub Phase In | PG&E | Com | WaterHeat | Com - Other | Electric Demand (MW) | Fuel Substitution | 0 | 0 | 0.51903 | 1.3236 | 2.4755 | 3.0039 | 3.6606 | 4.6486 | 5.7059 | 6.9479 | 8.2022 | 9.4713 | 10.7818
Scenario 6: Aggressive Fuel Sub Phase In | PG&E | Com | WaterHeat | Com - Other | Electric Energy (GWh/year) | Energy Efficiency | -0.00092581 | -0.00096959 | 0.0034064 | 0.0041635 | 0.0051045 | 0.0063172 | 0.0074199 | 0.0092855 | 0.011583 | 0.01449 | 0.018127 | 0.02267 | 0.028359
Scenario 6: Aggressive Fuel Sub Phase In | PG&E | Com | WaterHeat | Com - Other | Electric Energy (GWh/year) | Fuel Substitution | -7.476 | -9.1657 | -7.5093 | 0.54237 | 13.2119 | 16.0001 | 24.8765 | 31.59 | 38.7727 | 47.2107 | 55.7299 | 64.3489 | 73.2481
Scenario 6: Aggressive Fuel Sub Phase In | PG&E | Com | WaterHeat | Com - Other | Gas Energy (MMTherm/year) | Energy Efficiency | 0.20045 | 0.24061 | 0.24932 | 0.29743 | 0.35159 | 0.41017 | 0.45175 | 0.50532 | 0.53927 | 0.55877 | 0.55058 | 0.51318 | 0.45102
Scenario 6: Aggressive Fuel Sub Phase In | PG&E | Com | WaterHeat | Com - Other | Gas Energy (MMTherm/year) | Fuel Substitution | 0.83065 | 1.0183 | 1.2273 | 0.96792 | 0.47293 | 0.57788 | 0 | 0 | 0 | 0 | 0 | 0 | 0
Scenario 6: Aggressive Fuel Sub Phase In | PG&E | Com | WaterHeat | Com - Refrig. Warehouse | Electric Demand (MW) | Energy Efficiency | 1.6747e-06 | 2.0835e-06 | 3.6202e-06 | 4.4676e-06 | 5.5383e-06 | 6.893e-06 | 8.1921e-06 | 1.034e-05 | 1.3028e-05 | 1.6417e-05 | 2.0673e-05 | 2.6031e-05 | 3.2777e-05
Scenario 6: Aggressive Fuel Sub Phase In | PG&E | Com | WaterHeat | Com - Refrig. Warehouse | Electric Demand (MW) | Fuel Substitution | 0 | 0 | 0.00074741 | 0.0019148 | 0.0036004 | 0.0043937 | 0.0054202 | 0.006947 | 0.0086064 | 0.010585 | 0.012572 | 0.014589 | 0.016674
Scenario 6: Aggressive Fuel Sub Phase In | PG&E | Com | WaterHeat | Com - Refrig. Warehouse | Electric Energy (GWh/year) | Energy Efficiency | 1.9248e-05 | 2.3935e-05 | 4.1996e-05 | 5.1798e-05 | 6.4182e-05 | 7.9852e-05 | 9.476e-05 | 0.0001196 | 0.0001507 | 0.0001899 | 0.00023913 | 0.00030111 | 0.00037913
Scenario 6: Aggressive Fuel Sub Phase In | PG&E | Com | WaterHeat | Com - Refrig. Warehouse | Electric Energy (GWh/year) | Fuel Substitution | -0.018471 | -0.022788 | -0.018896 | 0.00066146 | 0.031761 | 0.038613 | 0.065354 | 0.083762 | 0.10377 | 0.12762 | 0.15157 | 0.17587 | 0.20099
Scenario 6: Aggressive Fuel Sub Phase In | PG&E | Com | WaterHeat | Com - Refrig. Warehouse | Gas Energy (MMTherm/year) | Energy Efficiency | 0.0061571 | 0.0078348 | 0.0097936 | 0.012567 | 0.015619 | 0.018855 | 0.022195 | 0.025885 | 0.029358 | 0.032345 | 0.034234 | 0.034674 | 0.033429
Scenario 6: Aggressive Fuel Sub Phase In | PG&E | Com | WaterHeat | Com - Refrig. Warehouse | Gas Energy (MMTherm/year) | Fuel Substitution | 0.0021766 | 0.0026853 | 0.0032908 | 0.0027394 | 0.001617 | 0.0019929 | 0 | 0 | 0 | 0 | 0 | 0 | 0
Scenario 6: Aggressive Fuel Sub Phase In | PG&E | Com | WaterHeat | Com - Restaurant | Electric Demand (MW) | Energy Efficiency | -0.00027066 | -0.00030904 | 0.00012654 | 0.00015496 | 0.00019043 | 0.00023469 | 0.00027797 | 0.00034746 | 0.0004341 | 0.00054246 | 0.00067767 | 0.00067127 | 0.002252
Scenario 6: Aggressive Fuel Sub Phase In | PG&E | Com | WaterHeat | Com - Restaurant | Electric Demand (MW) | Fuel Substitution | 0 | 0 | 0.3852 | 0.9783 | 1.8224 | 2.2035 | 2.6819 | 3.3925 | 4.1534 | 5.0485 | 5.9481 | 6.1723 | 7.2956
Scenario 6: Aggressive Fuel Sub Phase In | PG&E | Com | WaterHeat | Com - Restaurant | Electric Energy (GWh/year) | Energy Efficiency | -0.0013837 | -0.00158 | 0.0006496 | 0.00079522 | 0.00097698 | 0.0012038 | 0.0014244 | 0.0017805 | 0.0022245 | 0.0027797 | 0.0034726 | 0.0034398 | 0.01154
Scenario 6: Aggressive Fuel Sub Phase In | PG&E | Com | WaterHeat | Com - Restaurant | Electric Energy (GWh/year) | Fuel Substitution | -3.3805 | -4.1401 | -2.8861 | 1.9493 | 9.385 | 11.3417 | 14.3808 | 18.1912 | 22.2699 | 27.0683 | 31.8896 | 33.0891 | 39.1104
Scenario 6: Aggressive Fuel Sub Phase In | PG&E | Com | WaterHeat | Com - Restaurant | Gas Energy (MMTherm/year) | Energy Efficiency | 0.046292 | 0.054458 | 0.040973 | 0.048135 | 0.055384 | 0.062016 | 0.064233 | 0.066677 | 0.065537 | 0.06062 | 0.0057152 | 0.045394 | 0.044441
Scenario 6: Aggressive Fuel Sub Phase In | PG&E | Com | WaterHeat | Com - Restaurant | Gas Energy (MMTherm/year) | Fuel Substitution | 0.38511 | 0.47161 | 0.56434 | 0.38039 | 0.05605 | 0.068521 | 0 | 0 | 0 | 0 | 0 | 0 | 0
Scenario 6: Aggressive Fuel Sub Phase In | PG&E | Com | WaterHeat | Com - Retail | Electric Demand (MW) | Energy Efficiency | 0.0026056 | 0.0027193 | 2.9259e-05 | 0.0024805 | 0.0024676 | 0.0022798 | 0.0020763 | 0.0018251 | 0.00011621 | 0.00014627 | 0.00018385 | 0.00023079 | 0.0002896
Scenario 6: Aggressive Fuel Sub Phase In | PG&E | Com | WaterHeat | Com - Retail | Electric Demand (MW) | Fuel Substitution | 0 | 0 | 0.017304 | 0.040295 | 0.075924 | 0.09242 | 0.11685 | 0.14879 | 0.18602 | 0.2275 | 0.26862 | 0.31021 | 0.35314
Scenario 6: Aggressive Fuel Sub Phase In | PG&E | Com | WaterHeat | Com - Retail | Electric Energy (GWh/year) | Energy Efficiency | 0.0082657 | 0.0086323 | 0.00018419 | 0.0079554 | 0.0081086 | 0.0074031 | 0.0068094 | 0.0060738 | 0.00073153 | 0.00092076 | 0.0011573 | 0.0014528 | 0.001823
Scenario 6: Aggressive Fuel Sub Phase In | PG&E | Com | WaterHeat | Com - Retail | Electric Energy (GWh/year) | Fuel Substitution | -0.19412 | -0.23777 | -0.17023 | 0.098808 | 0.49669 | 0.6046 | 0.77105 | 0.98177 | 1.2274 | 1.501 | 1.7722 | 2.0464 | 2.3295
Scenario 6: Aggressive Fuel Sub Phase In | PG&E | Com | WaterHeat | Com - Retail | Gas Energy (MMTherm/year) | Energy Efficiency | 0.11965 | 0.15093 | 0.14239 | 0.20478 | 0.24685 | 0.29085 | 0.33329 | 0.36929 | 0.39025 | 0.39679 | 0.38283 | 0.34883 | 0.29921
Scenario 6: Aggressive Fuel Sub Phase In | PG&E | Com | WaterHeat | Com - Retail | Gas Energy (MMTherm/year) | Fuel Substitution | 0.020687 | 0.025336 | 0.030312 | 0.017847 | 0.00057969 | 0.00070076 | 0 | 0 | 0 | 0 | 0 | 0 | 0
Scenario 6: Aggressive Fuel Sub Phase In | PG&E | Com | WaterHeat | Com - School | Electric Demand (MW) | Energy Efficiency | 0.00074511 | 0.00025284 | -3.6097e-08 | -4.5595e-08 | -5.7432e-08 | -7.2406e-08 | -9.1168e-08 | -1.1483e-07 | -1.4454e-07 | -1.8197e-07 | -2.2904e-07 | -2.8852e-07 | -3.6307e-07
Scenario 6: Aggressive Fuel Sub Phase In | PG&E | Com | WaterHeat | Com - School | Electric Demand (MW) | Fuel Substitution | 0 | 0 | -8.6417e-05 | -0.00021814 | -0.00040407 | -0.00048607 | -0.00060273 | -0.00076113 | -0.00094651 | -0.0011545 | -0.0013596 | -0.0015653 | -0.001775
Scenario 6: Aggressive Fuel Sub Phase In | PG&E | Com | WaterHeat | Com - School | Electric Energy (GWh/year) | Energy Efficiency | 0.0021189 | 0.00048062 | 0.00062471 | 0.00069813 | 0.00078866 | 0.00090615 | 0.00074519 | 0.00093857 | 0.0011815 | 0.0014874 | 0.0018722 | 0.0023584 | 0.0029678
Scenario 6: Aggressive Fuel Sub Phase In | PG&E | Com | WaterHeat | Com - School | Electric Energy (GWh/year) | Fuel Substitution | -1.27 | -1.557 | -1.1797 | 0.55236 | 3.1981 | 3.8417 | 5.1357 | 6.4856 | 8.0649 | 9.8369 | 11.5838 | 13.3351 | 15.1207
Scenario 6: Aggressive Fuel Sub Phase In | PG&E | Com | WaterHeat | Com - School | Gas Energy (MMTherm/year) | Energy Efficiency | 0.15355 | 0.17247 | 0.17559 | 0.17927 | 0.17182 | 0.15306 | 0.1116 | 0.080088 | 0.049568 | 0.023755 | 0.0041984 | 0.0015928 | 0.0015997
Scenario 6: Aggressive Fuel Sub Phase In | PG&E | Com | WaterHeat | Com - School | Gas Energy (MMTherm/year) | Fuel Substitution | 0.14363 | 0.17609 | 0.21672 | 0.14972 | 0.032642 | 0.039972 | 0 | 0 | 0 | 0 | 0 | 0 | 0
Scenario 6: Aggressive Fuel Sub Phase In | PG&E | Com | WaterHeat | Com - Warehouse | Electric Demand (MW) | Energy Efficiency | 0.0015815 | 0.0018125 | 0.0020381 | 0.0022462 | 0.0024243 | 0.0025584 | 0.0026353 | 0.002647 | 6.7358e-06 | 8.482e-06 | 1.0668e-05 | 1.3414e-05 | 1.6866e-05
Scenario 6: Aggressive Fuel Sub Phase In | PG&E | Com | WaterHeat | Com - Warehouse | Electric Demand (MW) | Fuel Substitution | 0 | 0 | 0.00029941 | 0.00076782 | 0.0014445 | 0.001763 | 0.0021933 | 0.0028013 | 0.0034628 | 0.0042514 | 0.0050424 | 0.0058467 | 0.0066805
Scenario 6: Aggressive Fuel Sub Phase In | PG&E | Com | WaterHeat | Com - Warehouse | Electric Energy (GWh/year) | Energy Efficiency | 0.0050518 | 0.0057894 | 0.006522 | 0.0071923 | 0.0077702 | 0.0082124 | 0.0084552 | 0.0085188 | 0.00018138 | 0.00022841 | 0.00028727 | 0.00036122 | 0.00045417
Scenario 6: Aggressive Fuel Sub Phase In | PG&E | Com | WaterHeat | Com - Warehouse | Electric Energy (GWh/year) | Fuel Substitution | -0.019503 | -0.024258 | -0.021852 | -0.0033486 | 0.026419 | 0.032148 | 0.061814 | 0.078947 | 0.097584 | 0.1198 | 0.14208 | 0.16473 | 0.18821
Scenario 6: Aggressive Fuel Sub Phase In | PG&E | Com | WaterHeat | Com - Warehouse | Gas Energy (MMTherm/year) | Energy Efficiency | 0.084598 | 0.10617 | 0.13164 | 0.16119 | 0.19509 | 0.23061 | 0.26524 | 0.29798 | 0.31953 | 0.33475 | 0.33412 | 0.31743 | 0.28626
Scenario 6: Aggressive Fuel Sub Phase In | PG&E | Com | WaterHeat | Com - Warehouse | Gas Energy (MMTherm/year) | Fuel Substitution | 0.0022165 | 0.0027541 | 0.0034355 | 0.0029249 | 0.0018543 | 0.0022751 | 0 | 0 | 0 | 0 | 0 | 0 | 0
Scenario 6: Aggressive Fuel Sub Phase In | PG&E | Com | WholeBlg | Com - College | Electric Demand (MW) | Energy Efficiency | 0.037096 | 0.03782 | 0.038469 | 0.039216 | 0.040065 | 0.04098 | 0.042188 | 0.043499 | 0.044563 | 0.046565 | 0.047474 | 0.048082 | 0.049588
Scenario 6: Aggressive Fuel Sub Phase In | PG&E | Com | WholeBlg | Com - College | Electric Energy (GWh/year) | Energy Efficiency | 0.34577 | 0.3529 | 0.35927 | 0.36673 | 0.375 | 0.38385 | 0.39551 | 0.40795 | 0.41841 | 0.43739 | 0.44625 | 0.45212 | 0.46637
Scenario 6: Aggressive Fuel Sub Phase In | PG&E | Com | WholeBlg | Com - College | Gas Energy (MMTherm/year) | Energy Efficiency | 0.0094393 | 0.0093692 | 0.0092652 | 0.0091727 | 0.0090662 | 0.0089373 | 0.008811 | 0.0086786 | 0.0085679 | 0.0084769 | 0.0083874 | 0.0082834 | 0.0083255
Scenario 6: Aggressive Fuel Sub Phase In | PG&E | Com | WholeBlg | Com - Grocery | Electric Demand (MW) | Energy Efficiency | 0.32403 | 0.3327 | 0.34108 | 0.35066 | 0.36146 | 0.37278 | 0.38523 | 0.41008 | 0.42332 | 0.44407 | 0.45668 | 0.46681 | 0.47335
Scenario 6: Aggressive Fuel Sub Phase In | PG&E | Com | WholeBlg | Com - Grocery | Electric Energy (GWh/year) | Energy Efficiency | 2.9529 | 3.032 | 3.1083 | 3.1956 | 3.2941 | 3.3972 | 3.5107 | 3.7371 | 3.8578 | 4.0469 | 4.1618 | 4.2541 | 4.3137
Scenario 6: Aggressive Fuel Sub Phase In | PG&E | Com | WholeBlg | Com - Grocery | Gas Energy (MMTherm/year) | Energy Efficiency | 0.0078308 | 0.0078692 | 0.0078865 | 0.0079163 | 0.0079396 | 0.0079347 | 0.0079374 | 0.0079421 | 0.0079656 | 0.007993 | 0.0080408 | 0.008082 | 0.0081203
Scenario 6: Aggressive Fuel Sub Phase In | PG&E | Com | WholeBlg | Com - Health | Electric Demand (MW) | Energy Efficiency | 0.35798 | 0.36897 | 0.37945 | 0.39121 | 0.40435 | 0.41804 | 0.43344 | 0.45363 | 0.46932 | 0.4947 | 0.50952 | 0.52148 | 0.53144
Scenario 6: Aggressive Fuel Sub Phase In | PG&E | Com | WholeBlg | Com - Health | Electric Energy (GWh/year) | Energy Efficiency | 3.2623 | 3.3624 | 3.458 | 3.5651 | 3.6849 | 3.8096 | 3.95 | 4.134 | 4.277 | 4.5082 | 4.6433 | 4.7523 | 4.8431
Scenario 6: Aggressive Fuel Sub Phase In | PG&E | Com | WholeBlg | Com - Health | Gas Energy (MMTherm/year) | Energy Efficiency | 0.029918 | 0.030417 | 0.03084 | 0.03132 | 0.031782 | 0.032089 | 0.032415 | 0.032763 | 0.033197 | 0.033593 | 0.034107 | 0.034594 | 0.034807
Scenario 6: Aggressive Fuel Sub Phase In | PG&E | Com | WholeBlg | Com - Lodging | Electric Demand (MW) | Energy Efficiency | 0.046737 | 0.048048 | 0.049293 | 0.050682 | 0.05227 | 0.053959 | 0.055898 | 0.057609 | 0.059603 | 0.062723 | 0.064626 | 0.066183 | 0.067316
Scenario 6: Aggressive Fuel Sub Phase In | PG&E | Com | WholeBlg | Com - Lodging | Electric Energy (GWh/year) | Energy Efficiency | 0.42591 | 0.43787 | 0.44921 | 0.46187 | 0.47634 | 0.49174 | 0.5094 | 0.525 | 0.54317 | 0.5716 | 0.58895 | 0.60314 | 0.61346
Scenario 6: Aggressive Fuel Sub Phase In | PG&E | Com | WholeBlg | Com - Lodging | Gas Energy (MMTherm/year) | Energy Efficiency | 0.010613 | 0.010625 | 0.010611 | 0.010618 | 0.010622 | 0.010592 | 0.010568 | 0.010553 | 0.010571 | 0.010607 | 0.010667 | 0.010723 | 0.010784
Scenario 6: Aggressive Fuel Sub Phase In | PG&E | Com | WholeBlg | Com - Office (Large) | Electric Demand (MW) | Energy Efficiency | 0.50711 | 0.5202 | 0.53228 | 0.54575 | 0.56109 | 0.57761 | 0.59728 | 0.60193 | 0.62115 | 0.65191 | 0.67022 | 0.68473 | 0.70068
Scenario 6: Aggressive Fuel Sub Phase In | PG&E | Com | WholeBlg | Com - Office (Large) | Electric Energy (GWh/year) | Energy Efficiency | 4.6213 | 4.7406 | 4.8507 | 4.9735 | 5.1133 | 5.2639 | 5.4431 | 5.4854 | 5.6606 | 5.941 | 6.1078 | 6.2401 | 6.3854
Scenario 6: Aggressive Fuel Sub Phase In | PG&E | Com | WholeBlg | Com - Office (Large) | Gas Energy (MMTherm/year) | Energy Efficiency | 0.032095 | 0.032348 | 0.032511 | 0.032722 | 0.032909 | 0.032995 | 0.033127 | 0.033256 | 0.033462 | 0.033937 | 0.034243 | 0.034523 | 0.034649
Scenario 6: Aggressive Fuel Sub Phase In | PG&E | Com | WholeBlg | Com - Office (Small) | Electric Demand (MW) | Energy Efficiency | 0.091498 | 0.093955 | 0.096314 | 0.098967 | 0.10197 | 0.10515 | 0.1088 | 0.11571 | 0.1194 | 0.12528 | 0.12878 | 0.1316 | 0.13429
Scenario 6: Aggressive Fuel Sub Phase In | PG&E | Com | WholeBlg | Com - Office (Small) | Electric Energy (GWh/year) | Energy Efficiency | 0.83383 | 0.85622 | 0.87772 | 0.9019 | 0.92929 | 0.95823 | 0.99151 | 1.0544 | 1.0881 | 1.1417 | 1.1736 | 1.1992 | 1.2238
Scenario 6: Aggressive Fuel Sub Phase In | PG&E | Com | WholeBlg | Com - Office (Small) | Gas Energy (MMTherm/year) | Energy Efficiency | 0.0047828 | 0.004839 | 0.0048836 | 0.0049371 | 0.004988 | 0.005019 | 0.0050547 | 0.0050936 | 0.0051458 | 0.0051899 | 0.0052594 | 0.0053257 | 0.0053533
Scenario 6: Aggressive Fuel Sub Phase In | PG&E | Com | WholeBlg | Com - Other | Electric Demand (MW) | Energy Efficiency | 0.36054 | 0.38982 | 0.41734 | 0.44248 | 0.47284 | 0.51103 | 0.54646 | 0.56139 | 0.5889 | 0.6272 | 0.65449 | 0.67834 | 0.69386
Scenario 6: Aggressive Fuel Sub Phase In | PG&E | Com | WholeBlg | Com - Other | Electric Energy (GWh/year) | Energy Efficiency | 3.2857 | 3.5525 | 3.8033 | 4.0324 | 4.309 | 4.657 | 4.98 | 5.116 | 5.3667 | 5.7157 | 5.9644 | 6.1818 | 6.3232
Scenario 6: Aggressive Fuel Sub Phase In | PG&E | Com | WholeBlg | Com - Other | Gas Energy (MMTherm/year) | Energy Efficiency | 0.055623 | 0.056191 | 0.056618 | 0.057144 | 0.057633 | 0.057841 | 0.058086 | 0.058381 | 0.05883 | 0.059274 | 0.059897 | 0.060484 | 0.060857
Scenario 6: Aggressive Fuel Sub Phase In | PG&E | Com | WholeBlg | Com - Refrig. Warehouse | Electric Demand (MW) | Energy Efficiency | 0.048373 | 0.050304 | 0.052248 | 0.054379 | 0.056721 | 0.059073 | 0.06158 | 0.067714 | 0.070551 | 0.074472 | 0.077304 | 0.079765 | 0.080465
Scenario 6: Aggressive Fuel Sub Phase In | PG&E | Com | WholeBlg | Com - Refrig. Warehouse | Electric Energy (GWh/year) | Energy Efficiency | 0.44083 | 0.45842 | 0.47614 | 0.49557 | 0.5169 | 0.53834 | 0.56119 | 0.61709 | 0.64294 | 0.67867 | 0.70448 | 0.72691 | 0.73329
Scenario 6: Aggressive Fuel Sub Phase In | PG&E | Com | WholeBlg | Com - Refrig. Warehouse | Gas Energy (MMTherm/year) | Energy Efficiency | 0.00031279 | 0.00032009 | 0.0003267 | 0.00033396 | 0.00034109 | 0.00034643 | 0.000352 | 0.00035793 | 0.00036482 | 0.00037117 | 0.00037921 | 0.00038704 | 0.00038948
Scenario 6: Aggressive Fuel Sub Phase In | PG&E | Com | WholeBlg | Com - Restaurant | Electric Demand (MW) | Energy Efficiency | 0.12233 | 0.12528 | 0.12808 | 0.13124 | 0.13488 | 0.1387 | 0.14292 | 0.14834 | 0.15277 | 0.16062 | 0.16472 | 0.16677 | 0.18163
Scenario 6: Aggressive Fuel Sub Phase In | PG&E | Com | WholeBlg | Com - Restaurant | Electric Energy (GWh/year) | Energy Efficiency | 1.1218 | 1.1492 | 1.1754 | 1.205 | 1.2389 | 1.2743 | 1.3136 | 1.3638 | 1.4049 | 1.4772 | 1.5153 | 1.5198 | 1.8247
Scenario 6: Aggressive Fuel Sub Phase In | PG&E | Com | WholeBlg | Com - Restaurant | Gas Energy (MMTherm/year) | Energy Efficiency | 0.018277 | 0.01854 | 0.018757 | 0.019008 | 0.019245 | 0.019368 | 0.019498 | 0.019646 | 0.019846 | 0.020006 | 0.020257 | 0.020658 | 0.018926
Scenario 6: Aggressive Fuel Sub Phase In | PG&E | Com | WholeBlg | Com - Retail | Electric Demand (MW) | Energy Efficiency | 0.18485 | 0.18803 | 0.19087 | 0.19467 | 0.19379 | 0.2024 | 0.20783 | 0.21649 | 0.2216 | 0.23069 | 0.23512 | 0.23819 | 0.24441
Scenario 6: Aggressive Fuel Sub Phase In | PG&E | Com | WholeBlg | Com - Retail | Electric Energy (GWh/year) | Energy Efficiency | 1.7445 | 1.7801 | 1.8137 | 1.774 | 2.5833 | 1.937 | 1.9949 | 2.0825 | 2.1369 | 2.228 | 2.277 | 2.3136 | 2.3795
Scenario 6: Aggressive Fuel Sub Phase In | PG&E | Com | WholeBlg | Com - Retail | Gas Energy (MMTherm/year) | Energy Efficiency | 0.007687 | 0.0077476 | 0.007795 | 0.0072919 | 0.012901 | 0.0079089 | 0.0079517 | 0.0079986 | 0.0080576 | 0.0081429 | 0.0082344 | 0.008321 | 0.0084108
Scenario 6: Aggressive Fuel Sub Phase In | PG&E | Com | WholeBlg | Com - School | Electric Demand (MW) | Energy Efficiency | 0.057799 | 0.059213 | 0.060558 | 0.062057 | 0.063777 | 0.065679 | 0.067995 | 0.071833 | 0.074103 | 0.077739 | 0.079863 | 0.081569 | 0.083706
Scenario 6: Aggressive Fuel Sub Phase In | PG&E | Com | WholeBlg | Com - School | Electric Energy (GWh/year) | Energy Efficiency | 0.52673 | 0.53961 | 0.55187 | 0.56553 | 0.5812 | 0.59854 | 0.61964 | 0.65462 | 0.67531 | 0.70845 | 0.7278 | 0.74335 | 0.76283
Scenario 6: Aggressive Fuel Sub Phase In | PG&E | Com | WholeBlg | Com - School | Gas Energy (MMTherm/year) | Energy Efficiency | 0.02248 | 0.022366 | 0.022179 | 0.022017 | 0.021827 | 0.02159 | 0.021354 | 0.021111 | 0.020912 | 0.020776 | 0.02064 | 0.020482 | 0.020561
Scenario 6: Aggressive Fuel Sub Phase In | PG&E | Com | WholeBlg | Com - Warehouse | Electric Demand (MW) | Energy Efficiency | 0.21081 | 0.21834 | 0.22581 | 0.23401 | 0.24276 | 0.25237 | 0.2628 | 0.29225 | 0.30397 | 0.32067 | 0.33223 | 0.34209 | 0.34687
Scenario 6: Aggressive Fuel Sub Phase In | PG&E | Com | WholeBlg | Com - Warehouse | Electric Energy (GWh/year) | Energy Efficiency | 1.9474 | 2.0181 | 2.0885 | 2.166 | 2.2123 | 2.2999 | 2.3949 | 2.6633 | 2.7701 | 2.9223 | 3.0276 | 3.1175 | 3.1611
Scenario 6: Aggressive Fuel Sub Phase In | PG&E | Com | WholeBlg | Com - Warehouse | Gas Energy (MMTherm/year) | Energy Efficiency | 0.0046864 | 0.0047165 | 0.0047289 | 0.0047461 | 0.0051544 | 0.0051816 | 0.0052146 | 0.0052484 | 0.0052942 | 0.0053524 | 0.005415 | 0.0054739 | 0.005495
Scenario 6: Aggressive Fuel Sub Phase In | PG&E | Ind | WholeBlg | Ind - All Other Industrial | Electric Demand (MW) | Energy Efficiency | 0.064882 | 0.065282 | 0.065368 | 0.065507 | 0.06548 | 0.06565 | 0.065697 | 0.065871 | 0.065875 | 0.065988 | 0.066015 | 0.066091 | 0.066141
Scenario 6: Aggressive Fuel Sub Phase In | PG&E | Ind | WholeBlg | Ind - All Other Industrial | Electric Energy (GWh/year) | Energy Efficiency | 0.47135 | 0.47425 | 0.47487 | 0.47587 | 0.47567 | 0.47689 | 0.47723 | 0.47848 | 0.47851 | 0.47932 | 0.4795 | 0.48005 | 0.48041
Scenario 6: Aggressive Fuel Sub Phase In | PG&E | Ind | WholeBlg | Ind - All Other Industrial | Gas Energy (MMTherm/year) | Energy Efficiency | 0.011597 | 0.011645 | 0.011682 | 0.011714 | 0.011742 | 0.01176 | 0.011777 | 0.011799 | 0.011824 | 0.011854 | 0.011891 | 0.011932 | 0.011974
Scenario 6: Aggressive Fuel Sub Phase In | PG&E | Ind | WholeBlg | Ind - Chemicals | Electric Demand (MW) | Energy Efficiency | 0.27072 | 0.27475 | 0.27728 | 0.27984 | 0.28156 | 0.28387 | 0.28538 | 0.2872 | 0.28834 | 0.28995 | 0.29109 | 0.2923 | 0.29329
Scenario 6: Aggressive Fuel Sub Phase In | PG&E | Ind | WholeBlg | Ind - Chemicals | Electric Energy (GWh/year) | Energy Efficiency | 1.9667 | 1.9959 | 2.0143 | 2.0329 | 2.0453 | 2.0621 | 2.073 | 2.0862 | 2.0945 | 2.1061 | 2.1144 | 2.1232 | 2.1303
Scenario 6: Aggressive Fuel Sub Phase In | PG&E | Ind | WholeBlg | Ind - Chemicals | Gas Energy (MMTherm/year) | Energy Efficiency | 0.38695 | 0.38958 | 0.39188 | 0.39388 | 0.39565 | 0.39703 | 0.39814 | 0.39901 | 0.39995 | 0.40091 | 0.40182 | 0.40258 | 0.40321
Scenario 6: Aggressive Fuel Sub Phase In | PG&E | Ind | WholeBlg | Ind - Electronics | Electric Demand (MW) | Energy Efficiency | 0.52545 | 0.53077 | 0.53362 | 0.53681 | 0.5386 | 0.54202 | 0.54444 | 0.54786 | 0.54985 | 0.55268 | 0.55462 | 0.55682 | 0.55871
Scenario 6: Aggressive Fuel Sub Phase In | PG&E | Ind | WholeBlg | Ind - Electronics | Electric Energy (GWh/year) | Energy Efficiency | 3.8173 | 3.8559 | 3.8765 | 3.8996 | 3.9125 | 3.9373 | 3.9549 | 3.9796 | 3.9941 | 4.0145 | 4.0285 | 4.0445 | 4.0581
Scenario 6: Aggressive Fuel Sub Phase In | PG&E | Ind | WholeBlg | Ind - Electronics | Gas Energy (MMTherm/year) | Energy Efficiency | 0.049928 | 0.050123 | 0.050301 | 0.050461 | 0.05061 | 0.050743 | 0.050875 | 0.051004 | 0.051133 | 0.051264 | 0.051389 | 0.051506 | 0.051614
Scenario 6: Aggressive Fuel Sub Phase In | PG&E | Ind | WholeBlg | Ind - Fabricated Metals | Electric Demand (MW) | Energy Efficiency | 0.1034 | 0.10495 | 0.10597 | 0.10671 | 0.10701 | 0.10746 | 0.1076 | 0.1079 | 0.10792 | 0.10811 | 0.10811 | 0.10814 | 0.10807
Scenario 6: Aggressive Fuel Sub Phase In | PG&E | Ind | WholeBlg | Ind - Fabricated Metals | Electric Energy (GWh/year) | Energy Efficiency | 0.75118 | 0.76245 | 0.76979 | 0.77516 | 0.77734 | 0.78061 | 0.78163 | 0.78381 | 0.78393 | 0.78527 | 0.78528 | 0.78547 | 0.78494
Scenario 6: Aggressive Fuel Sub Phase In | PG&E | Ind | WholeBlg | Ind - Fabricated Metals | Gas Energy (MMTherm/year) | Energy Efficiency | 0.027211 | 0.027575 | 0.027912 | 0.028127 | 0.028281 | 0.028369 | 0.028422 | 0.028465 | 0.028508 | 0.028554 | 0.028594 | 0.02862 | 0.028627
Scenario 6: Aggressive Fuel Sub Phase In | PG&E | Ind | WholeBlg | Ind - Food | Electric Demand (MW) | Energy Efficiency | 0.63332 | 0.63724 | 0.63806 | 0.63925 | 0.63868 | 0.64005 | 0.64023 | 0.64147 | 0.64103 | 0.64156 | 0.64109 | 0.64092 | 0.64038
Scenario 6: Aggressive Fuel Sub Phase In | PG&E | Ind | WholeBlg | Ind - Food | Electric Energy (GWh/year) | Energy Efficiency | 4.6009 | 4.6293 | 4.6352 | 4.6437 | 4.6395 | 4.6494 | 4.6506 | 4.6596 | 4.6563 | 4.6601 | 4.6567 | 4.6553 | 4.6513
Scenario 6: Aggressive Fuel Sub Phase In | PG&E | Ind | WholeBlg | Ind - Food | Gas Energy (MMTherm/year) | Energy Efficiency | 0.73435 | 0.73673 | 0.7384 | 0.73949 | 0.74007 | 0.74028 | 0.74045 | 0.74045 | 0.74046 | 0.74055 | 0.74054 | 0.74032 | 0.7399
Scenario 6: Aggressive Fuel Sub Phase In | PG&E | Ind | WholeBlg | Ind - Industrial Machinery | Electric Demand (MW) | Energy Efficiency | 0.093429 | 0.094867 | 0.095877 | 0.096568 | 0.096795 | 0.097191 | 0.097396 | 0.097764 | 0.097887 | 0.098177 | 0.098296 | 0.098433 | 0.098479
Scenario 6: Aggressive Fuel Sub Phase In | PG&E | Ind | WholeBlg | Ind - Industrial Machinery | Electric Energy (GWh/year) | Energy Efficiency | 0.67874 | 0.68918 | 0.6965 | 0.70151 | 0.70314 | 0.70601 | 0.70749 | 0.71015 | 0.71104 | 0.71313 | 0.71398 | 0.71497 | 0.71529
Scenario 6: Aggressive Fuel Sub Phase In | PG&E | Ind | WholeBlg | Ind - Industrial Machinery | Gas Energy (MMTherm/year) | Energy Efficiency | 0.01383 | 0.01409 | 0.014348 | 0.01451 | 0.014616 | 0.014684 | 0.01475 | 0.014812 | 0.014878 | 0.014949 | 0.015014 | 0.015068 | 0.01511
Scenario 6: Aggressive Fuel Sub Phase In | PG&E | Ind | WholeBlg | Ind - Lumber & Furniture | Electric Demand (MW) | Energy Efficiency | 0.079637 | 0.079995 | 0.080003 | 0.080088 | 0.079981 | 0.080115 | 0.080084 | 0.080196 | 0.080095 | 0.080114 | 0.080011 | 0.079949 | 0.079848
Scenario 6: Aggressive Fuel Sub Phase In | PG&E | Ind | WholeBlg | Ind - Lumber & Furniture | Electric Energy (GWh/year) | Energy Efficiency | 0.57854 | 0.58114 | 0.58118 | 0.58179 | 0.58101 | 0.58197 | 0.58174 | 0.58254 | 0.5818 | 0.58193 | 0.58117 | 0.58071 | 0.57997
Scenario 6: Aggressive Fuel Sub Phase In | PG&E | Ind | WholeBlg | Ind - Lumber & Furniture | Gas Energy (MMTherm/year) | Energy Efficiency | 0.0076642 | 0.0076987 | 0.0077247 | 0.0077489 | 0.0077697 | 0.0077739 | 0.0077678 | 0.0077645 | 0.007764 | 0.0077671 | 0.0077725 | 0.0077779 | 0.0077819
Scenario 6: Aggressive Fuel Sub Phase In | PG&E | Ind | WholeBlg | Ind - Paper | Electric Demand (MW) | Energy Efficiency | 0.034954 | 0.035088 | 0.035101 | 0.035193 | 0.0352 | 0.035287 | 0.035326 | 0.035478 | 0.035587 | 0.035805 | 0.036015 | 0.036273 | 0.036528
Scenario 6: Aggressive Fuel Sub Phase In | PG&E | Ind | WholeBlg | Ind - Paper | Electric Energy (GWh/year) | Energy Efficiency | 0.25393 | 0.2549 | 0.25499 | 0.25566 | 0.2557 | 0.25633 | 0.25661 | 0.25771 | 0.2585 | 0.26008 | 0.2616 | 0.26347 | 0.26532
Scenario 6: Aggressive Fuel Sub Phase In | PG&E | Ind | WholeBlg | Ind - Paper | Gas Energy (MMTherm/year) | Energy Efficiency | 0.025705 | 0.025869 | 0.026048 | 0.026237 | 0.026405 | 0.026533 | 0.026661 | 0.026808 | 0.02698 | 0.027182 | 0.027406 | 0.02764 | 0.027877
Scenario 6: Aggressive Fuel Sub Phase In | PG&E | Ind | WholeBlg | Ind - Petroleum | Electric Demand (MW) | Energy Efficiency | 0.50195 | 0.50395 | 0.50378 | 0.50413 | 0.50326 | 0.50401 | 0.50382 | 0.50449 | 0.50381 | 0.50386 | 0.5031 | 0.50259 | 0.50185
Scenario 6: Aggressive Fuel Sub Phase In | PG&E | Ind | WholeBlg | Ind - Petroleum | Electric Energy (GWh/year) | Energy Efficiency | 3.6465 | 3.661 | 3.6597 | 3.6622 | 3.6558 | 3.6612 | 3.6598 | 3.6646 | 3.6596 | 3.6599 | 3.6543 | 3.6506 | 3.6451
Scenario 6: Aggressive Fuel Sub Phase In | PG&E | Ind | WholeBlg | Ind - Petroleum | Gas Energy (MMTherm/year) | Energy Efficiency | 1.1016 | 1.1048 | 1.1077 | 1.1103 | 1.112 | 1.1125 | 1.1124 | 1.1119 | 1.1116 | 1.1114 | 1.1107 | 1.1096 | 1.1082
Scenario 6: Aggressive Fuel Sub Phase In | PG&E | Ind | WholeBlg | Ind - Plastics | Electric Demand (MW) | Energy Efficiency | 0.097656 | 0.098415 | 0.09872 | 0.09909 | 0.099208 | 0.099614 | 0.09979 | 0.1001 | 0.10014 | 0.10033 | 0.10036 | 0.10043 | 0.10045
Scenario 6: Aggressive Fuel Sub Phase In | PG&E | Ind | WholeBlg | Ind - Plastics | Electric Energy (GWh/year) | Energy Efficiency | 0.70944 | 0.71495 | 0.71715 | 0.71983 | 0.72067 | 0.72361 | 0.72488 | 0.7271 | 0.72741 | 0.72877 | 0.72896 | 0.72947 | 0.72957
Scenario 6: Aggressive Fuel Sub Phase In | PG&E | Ind | WholeBlg | Ind - Plastics | Gas Energy (MMTherm/year) | Energy Efficiency | 0.010097 | 0.010687 | 0.011249 | 0.011773 | 0.012285 | 0.012742 | 0.013122 | 0.013433 | 0.013763 | 0.014103 | 0.014444 | 0.014771 | 0.015082
Scenario 6: Aggressive Fuel Sub Phase In | PG&E | Ind | WholeBlg | Ind - Primary Metals | Electric Demand (MW) | Energy Efficiency | 0.055326 | 0.056404 | 0.057229 | 0.058003 | 0.058537 | 0.059187 | 0.059737 | 0.060393 | 0.060886 | 0.061465 | 0.061931 | 0.06241 | 0.062831
Scenario 6: Aggressive Fuel Sub Phase In | PG&E | Ind | WholeBlg | Ind - Primary Metals | Electric Energy (GWh/year) | Energy Efficiency | 0.40193 | 0.40975 | 0.41574 | 0.42136 | 0.42523 | 0.42994 | 0.43393 | 0.43869 | 0.44227 | 0.44646 | 0.44984 | 0.45332 | 0.45637
Scenario 6: Aggressive Fuel Sub Phase In | PG&E | Ind | WholeBlg | Ind - Primary Metals | Gas Energy (MMTherm/year) | Energy Efficiency | 0.038596 | 0.038788 | 0.038973 | 0.039125 | 0.039245 | 0.039341 | 0.039438 | 0.03953 | 0.039618 | 0.039704 | 0.039782 | 0.039848 | 0.039903
Scenario 6: Aggressive Fuel Sub Phase In | PG&E | Ind | WholeBlg | Ind - Printing & Publishing | Electric Demand (MW) | Energy Efficiency | 0.056602 | 0.056836 | 0.056824 | 0.056868 | 0.056765 | 0.056834 | 0.056797 | 0.056862 | 0.056782 | 0.05679 | 0.056708 | 0.056656 | 0.056576
Scenario 6: Aggressive Fuel Sub Phase In | PG&E | Ind | WholeBlg | Ind - Printing & Publishing | Electric Energy (GWh/year) | Energy Efficiency | 0.4112 | 0.41289 | 0.4128 | 0.41311 | 0.41236 | 0.41285 | 0.41258 | 0.41305 | 0.41246 | 0.4125 | 0.41191 | 0.41152 | 0.41093
Scenario 6: Aggressive Fuel Sub Phase In | PG&E | Ind | WholeBlg | Ind - Printing & Publishing | Gas Energy (MMTherm/year) | Energy Efficiency | 0.0080454 | 0.0080992 | 0.0081475 | 0.0081936 | 0.0082276 | 0.0082441 | 0.0082579 | 0.0082747 | 0.0082972 | 0.0083232 | 0.0083487 | 0.0083723 | 0.0083941
Scenario 6: Aggressive Fuel Sub Phase In | PG&E | Ind | WholeBlg | Ind - Stone-Glass-Clay | Electric Demand (MW) | Energy Efficiency | 0.18133 | 0.18439 | 0.18619 | 0.18787 | 0.18892 | 0.19032 | 0.19115 | 0.19229 | 0.1929 | 0.19381 | 0.19445 | 0.19521 | 0.19583
Scenario 6: Aggressive Fuel Sub Phase In | PG&E | Ind | WholeBlg | Ind - Stone-Glass-Clay | Electric Energy (GWh/year) | Energy Efficiency | 1.3173 | 1.3395 | 1.3526 | 1.3647 | 1.3724 | 1.3825 | 1.3886 | 1.3968 | 1.4012 | 1.4078 | 1.4124 | 1.4179 | 1.4224
Scenario 6: Aggressive Fuel Sub Phase In | PG&E | Ind | WholeBlg | Ind - Stone-Glass-Clay | Gas Energy (MMTherm/year) | Energy Efficiency | 0.30835 | 0.31258 | 0.31599 | 0.31886 | 0.32143 | 0.32352 | 0.32523 | 0.32684 | 0.32839 | 0.32994 | 0.3315 | 0.33302 | 0.3344
Scenario 6: Aggressive Fuel Sub Phase In | PG&E | Ind | WholeBlg | Ind - Textiles | Electric Demand (MW) | Energy Efficiency | 0.0037419 | 0.0037582 | 0.0037555 | 0.0037456 | 0.0037201 | 0.003702 | 0.003676 | 0.0036564 | 0.0036288 | 0.0036091 | 0.0035855 | 0.0035648 | 0.0035437
Scenario 6: Aggressive Fuel Sub Phase In | PG&E | Ind | WholeBlg | Ind - Textiles | Electric Energy (GWh/year) | Energy Efficiency | 0.027184 | 0.027302 | 0.027282 | 0.02721 | 0.027024 | 0.026892 | 0.026703 | 0.02656 | 0.026359 | 0.026216 | 0.026044 | 0.025893 | 0.025739
Scenario 6: Aggressive Fuel Sub Phase In | PG&E | Ind | WholeBlg | Ind - Textiles | Gas Energy (MMTherm/year) | Energy Efficiency | 0.00099146 | 0.00099235 | 0.0009932 | 0.00099312 | 0.00099231 | 0.00099093 | 0.00098941 | 0.00098775 | 0.00098606 | 0.00098449 | 0.00098287 | 0.00098117 | 0.00097937
Scenario 6: Aggressive Fuel Sub Phase In | PG&E | Ind | WholeBlg | Ind - Transportation Equipment | Electric Demand (MW) | Energy Efficiency | 0.091891 | 0.09301 | 0.094213 | 0.09499 | 0.095236 | 0.095633 | 0.095998 | 0.096586 | 0.097008 | 0.097627 | 0.09804 | 0.098404 | 0.098614
Scenario 6: Aggressive Fuel Sub Phase In | PG&E | Ind | WholeBlg | Ind - Transportation Equipment | Electric Energy (GWh/year) | Energy Efficiency | 0.66756 | 0.67568 | 0.68441 | 0.69005 | 0.69182 | 0.69469 | 0.69734 | 0.70159 | 0.70465 | 0.70914 | 0.71212 | 0.71476 | 0.71627
Scenario 6: Aggressive Fuel Sub Phase In | PG&E | Ind | WholeBlg | Ind - Transportation Equipment | Gas Energy (MMTherm/year) | Energy Efficiency | 0.028305 | 0.028278 | 0.028253 | 0.028221 | 0.028185 | 0.028145 | 0.028106 | 0.028065 | 0.028022 | 0.027979 | 0.027933 | 0.027883 | 0.027829
Scenario 6: Aggressive Fuel Sub Phase In | PG&E | Res | AppPlug | Res - Multi Family | Electric Demand (MW) | Energy Efficiency | 0 | 0 | 0.0022415 | 0.0029143 | 0.0029191 | 0.0029162 | 0.0029104 | 0.0028274 | 0.0028163 | 0.0028066 | 0.0028002 | 0.0027996 | 0.0027574
Scenario 6: Aggressive Fuel Sub Phase In | PG&E | Res | AppPlug | Res - Multi Family | Electric Energy (GWh/year) | Energy Efficiency | 0 | 0 | 0.014072 | 0.018296 | 0.018326 | 0.018307 | 0.018271 | 0.01775 | 0.01768 | 0.01762 | 0.017579 | 0.017576 | 0.01731
Scenario 6: Aggressive Fuel Sub Phase In | PG&E | Res | AppPlug | Res - Multi Family | Electric Energy (GWh/year) | Fuel Substitution | -9.5289e-06 | -1.0289e-05 | -1.1059e-05 | -1.1832e-05 | -1.2603e-05 | -1.3371e-05 | 0 | 0 | 0 | 0 | 0 | 0 | 0
Scenario 6: Aggressive Fuel Sub Phase In | PG&E | Res | AppPlug | Res - Multi Family | Gas Energy (MMTherm/year) | Energy Efficiency | 0 | 0 | 0.0016117 | 0.0020954 | 0.0020989 | 0.0020968 | 0.0020926 | 0.0020329 | 0.002025 | 0.002018 | 0.0020134 | 0.002013 | 0.0019826
Scenario 6: Aggressive Fuel Sub Phase In | PG&E | Res | AppPlug | Res - Multi Family | Gas Energy (MMTherm/year) | Fuel Substitution | 1.9403e-06 | 2.095e-06 | 2.2518e-06 | 2.4092e-06 | 2.5663e-06 | 2.7226e-06 | 0 | 0 | 0 | 0 | 0 | 0 | 0
Scenario 6: Aggressive Fuel Sub Phase In | PG&E | Res | AppPlug | Res - Single Family | Electric Demand (MW) | Energy Efficiency | 0 | 0 | 0 | 0 | 0 | 0 | 0 | 0 | 0 | 0 | 0 | 0.0056018 | 0.006433
Scenario 6: Aggressive Fuel Sub Phase In | PG&E | Res | AppPlug | Res - Single Family | Electric Energy (GWh/year) | Energy Efficiency | 0 | 0 | 0 | 0 | 0 | 0 | 0 | 0 | 0 | 0 | 0 | 0.032146 | 0.036917
Scenario 6: Aggressive Fuel Sub Phase In | PG&E | Res | AppPlug | Res - Single Family | Electric Energy (GWh/year) | Fuel Substitution | -5.9526e-05 | -6.4164e-05 | -6.8823e-05 | -7.3492e-05 | -7.8165e-05 | -8.2838e-05 | 0 | 0 | 0 | 0 | 0 | 0 | 0
Scenario 6: Aggressive Fuel Sub Phase In | PG&E | Res | AppPlug | Res - Single Family | Gas Energy (MMTherm/year) | Energy Efficiency | 0 | 0 | 0 | 0 | 0 | 0 | 0 | 0 | 0 | 0 | 0 | 0.0048204 | 0.0055358
Scenario 6: Aggressive Fuel Sub Phase In | PG&E | Res | AppPlug | Res - Single Family | Gas Energy (MMTherm/year) | Fuel Substitution | 1.2141e-05 | 1.3087e-05 | 1.4038e-05 | 1.499e-05 | 1.5943e-05 | 1.6896e-05 | 0 | 0 | 0 | 0 | 0 | 0 | 0
Scenario 6: Aggressive Fuel Sub Phase In | PG&E | Res | BROs | Income Qualified - Multi Family IQ | Electric Demand (MW) | Energy Efficiency | 1.623 | 1.6709 | 1.7214 | 1.7831 | 1.8478 | 1.9187 | 1.982 | 2.0541 | 2.1245 | 2.1955 | 2.2587 | 1.8609 | 1.8945
Scenario 6: Aggressive Fuel Sub Phase In | PG&E | Res | BROs | Income Qualified - Multi Family IQ | Electric Energy (GWh/year) | Energy Efficiency | 10.6811 | 10.9986 | 11.335 | 11.7479 | 12.1836 | 12.6629 | 13.0969 | 13.5941 | 14.086 | 14.5894 | 15.0493 | 13.6623 | 14.0609
Scenario 6: Aggressive Fuel Sub Phase In | PG&E | Res | BROs | Income Qualified - Multi Family IQ | Gas Energy (MMTherm/year) | Energy Efficiency | 0.33747 | 0.3416 | 0.34653 | 0.35218 | 0.35848 | 0.36518 | 0.37096 | 0.37786 | 0.38531 | 0.3932 | 0.40185 | 0.37716 | 0.38512
Scenario 6: Aggressive Fuel Sub Phase In | PG&E | Res | BROs | Income Qualified - Single Family IQ | Electric Demand (MW) | Energy Efficiency | 6.1031 | 6.2502 | 6.4032 | 6.6001 | 6.8056 | 7.0298 | 7.2345 | 7.464 | 7.6846 | 7.9 | 8.0855 | 6.766 | 6.8634
Scenario 6: Aggressive Fuel Sub Phase In | PG&E | Res | BROs | Income Qualified - Single Family IQ | Electric Energy (GWh/year) | Energy Efficiency | 40.3232 | 41.3154 | 42.3541 | 43.6939 | 45.1022 | 46.649 | 48.0842 | 49.705 | 51.2902 | 52.8685 | 54.2785 | 49.6746 | 50.9392
Scenario 6: Aggressive Fuel Sub Phase In | PG&E | Res | BROs | Income Qualified - Single Family IQ | Gas Energy (MMTherm/year) | Energy Efficiency | 1.1712 | 1.1841 | 1.1994 | 1.2169 | 1.2365 | 1.2571 | 1.2757 | 1.2974 | 1.3208 | 1.3447 | 1.371 | 1.2945 | 1.3191
Scenario 6: Aggressive Fuel Sub Phase In | PG&E | Res | BROs | Res - Multi Family | Electric Demand (MW) | Energy Efficiency | 14.4651 | 14.8265 | 15.2033 | 15.6855 | 16.1896 | 16.74 | 17.2452 | 17.8118 | 18.3592 | 18.8969 | 19.3653 | 19.9455 | 20.5435
Scenario 6: Aggressive Fuel Sub Phase In | PG&E | Res | BROs | Res - Multi Family | Electric Energy (GWh/year) | Energy Efficiency | 95.1952 | 97.5953 | 100.1119 | 103.3436 | 106.7446 | 110.4812 | 113.9553 | 117.88 | 121.7288 | 125.5728 | 129.0254 | 133.3031 | 137.7944
Scenario 6: Aggressive Fuel Sub Phase In | PG&E | Res | BROs | Res - Multi Family | Gas Energy (MMTherm/year) | Energy Efficiency | 4.0162 | 4.0618 | 4.1158 | 4.1776 | 4.2467 | 4.3194 | 4.3851 | 4.4616 | 4.5442 | 4.6287 | 4.7217 | 4.8246 | 4.9387
Scenario 6: Aggressive Fuel Sub Phase In | PG&E | Res | BROs | Res - Single Family | Electric Demand (MW) | Energy Efficiency | 3.7579 | 3.8667 | 3.9812 | 4.1214 | 4.2681 | 4.4286 | 4.571 | 4.7333 | 4.891 | 5.0499 | 5.1903 | 5.3602 | 5.5342
Scenario 6: Aggressive Fuel Sub Phase In | PG&E | Res | BROs | Res - Single Family | Electric Energy (GWh/year) | Energy Efficiency | 24.8286 | 25.5597 | 26.3341 | 27.2841 | 28.2858 | 29.3876 | 30.3811 | 31.5201 | 32.6449 | 33.7953 | 34.8429 | 36.1128 | 37.4389
Scenario 6: Aggressive Fuel Sub Phase In | PG&E | Res | BROs | Res - Single Family | Gas Energy (MMTherm/year) | Energy Efficiency | 0.99461 | 1.0065 | 1.0208 | 1.0372 | 1.0555 | 1.075 | 1.0917 | 1.1116 | 1.1332 | 1.1561 | 1.1812 | 1.2088 | 1.2395
Scenario 6: Aggressive Fuel Sub Phase In | PG&E | Res | BldgEnv | Res - Single Family | Electric Demand (MW) | Energy Efficiency | 0.014615 | 0.017015 | 0.017898 | 0.017838 | 0.017335 | 0.016642 | 0.015849 | 0.014988 | 0.014145 | 0 | 0 | 0 | 0
Scenario 6: Aggressive Fuel Sub Phase In | PG&E | Res | BldgEnv | Res - Single Family | Electric Energy (GWh/year) | Energy Efficiency | -0.0043969 | -0.0042491 | -0.0041029 | -0.0039588 | -0.0038171 | -0.0036774 | -0.0035391 | -0.0033993 | -0.0032586 | 0 | 0 | 0 | 0
Scenario 6: Aggressive Fuel Sub Phase In | PG&E | Res | BldgEnv | Res - Single Family | Gas Energy (MMTherm/year) | Energy Efficiency | 0.0025923 | 0.0030637 | 0.0032419 | 0.0032386 | 0.0031496 | 0.0030241 | 0.0028794 | 0.002722 | 0.0025681 | 0 | 0 | 0 | 0
Scenario 6: Aggressive Fuel Sub Phase In | PG&E | Res | HVAC | Res - Multi Family | Electric Demand (MW) | Energy Efficiency | 0.013003 | 0.014245 | 0.79067 | 0.016245 | 0.016986 | 0.017644 | 0.018243 | 0.017517 | 0.017971 | 0.018402 | 0.018812 | 0.019224 | 0.01912
Scenario 6: Aggressive Fuel Sub Phase In | PG&E | Res | HVAC | Res - Multi Family | Electric Demand (MW) | Fuel Substitution | 0 | 0 | 0 | 0 | 2.6115e-05 | 2.7671e-05 | 2.9047e-05 | 3.0222e-05 | 3.1778e-05 | 3.3031e-05 | 3.3881e-05 | 3.4454e-05 | 3.4835e-05
Scenario 6: Aggressive Fuel Sub Phase In | PG&E | Res | HVAC | Res - Multi Family | Electric Energy (GWh/year) | Energy Efficiency | 0.10127 | 0.11106 | 0.7054 | 0.12663 | 0.13241 | 0.13754 | 0.14219 | 0.13595 | 0.13949 | 0.14285 | 0.14604 | 0.16483 | 0.16007
Scenario 6: Aggressive Fuel Sub Phase In | PG&E | Res | HVAC | Res - Multi Family | Electric Energy (GWh/year) | Fuel Substitution | -9.6678e-05 | -0.00012877 | -0.00013458 | -0.00014005 | 0.00019688 | 0.00020861 | 0.000219 | 0.00022787 | 0.00023962 | 0.00024907 | 0.00025549 | 0.00025981 | 0.00026269
Scenario 6: Aggressive Fuel Sub Phase In | PG&E | Res | HVAC | Res - Multi Family | Gas Energy (MMTherm/year) | Energy Efficiency | 0 | 0 | 0 | 1.4816e-07 | 2.0716e-07 | 2.1649e-07 | 0 | 0 | 0 | 0 | 0 | 0.0023639 | 0.0017463
Scenario 6: Aggressive Fuel Sub Phase In | PG&E | Res | HVAC | Res - Multi Family | Gas Energy (MMTherm/year) | Fuel Substitution | 2.4983e-05 | 3.4439e-05 | 3.6003e-05 | 3.747e-05 | 0 | 0 | 0 | 0 | 0 | 0 | 0 | 0 | 0
Scenario 6: Aggressive Fuel Sub Phase In | PG&E | Res | HVAC | Res - Single Family | Electric Demand (MW) | Energy Efficiency | 0.74693 | 0.86498 | 7.3624 | 1.0047 | 0.61621 | 0.63931 | 0.65974 | 0.67781 | 0.14138 | 0.047534 | 0.048485 | 0.049388 | 0.050192
Scenario 6: Aggressive Fuel Sub Phase In | PG&E | Res | HVAC | Res - Single Family | Electric Demand (MW) | Fuel Substitution | 0 | 0 | 0 | 0 | 0.00055143 | 0.00058647 | 0.00062392 | 0.00066022 | 4.0729e-05 | 4.2806e-05 | 4.4422e-05 | 4.56e-05 | 4.6543e-05
Scenario 6: Aggressive Fuel Sub Phase In | PG&E | Res | HVAC | Res - Single Family | Electric Energy (GWh/year) | Energy Efficiency | 0.78406 | 0.90894 | 4.0561 | 1.0526 | 0.6674 | 0.69212 | 0.71394 | 0.73319 | 0.30072 | 0.22838 | 0.23295 | 0.35284 | 0.35319
Scenario 6: Aggressive Fuel Sub Phase In | PG&E | Res | HVAC | Res - Single Family | Electric Energy (GWh/year) | Fuel Substitution | -0.0096677 | -0.010231 | -0.011398 | -0.011921 | 0.0024143 | 0.0025646 | 0.0027175 | 0.0028641 | 0.00019148 | 0.00020117 | 0.00020884 | 0.00021429 | 0.00021871
Scenario 6: Aggressive Fuel Sub Phase In | PG&E | Res | HVAC | Res - Single Family | Gas Energy (MMTherm/year) | Energy Efficiency | 0.012547 | 0.01538 | 0.017231 | 0.018351 | -0.0039008 | -0.0040478 | -0.0041779 | -0.0042929 | -0.00064408 | 0 | 0 | 0.014734 | 0.014287
Scenario 6: Aggressive Fuel Sub Phase In | PG&E | Res | HVAC | Res - Single Family | Gas Energy (MMTherm/year) | Fuel Substitution | 0.0013755 | 0.0014558 | 0.0016412 | 0.0017164 | 0 | 0 | 0 | 0 | 0 | 0 | 0 | 0 | 0
Scenario 6: Aggressive Fuel Sub Phase In | PG&E | Res | WaterHeat | Res - Multi Family | Electric Demand (MW) | Energy Efficiency | 0.020284 | 0.03736 | 0.043724 | 0.046055 | 0.048053 | 0.049915 | 0.051707 | 0.051003 | 0.052584 | 0.054185 | 0.055814 | 0.057547 | 0.057721
Scenario 6: Aggressive Fuel Sub Phase In | PG&E | Res | WaterHeat | Res - Multi Family | Electric Demand (MW) | Fuel Substitution | 0 | 0 | 0.0026708 | 0.0061486 | 0.010442 | 0.01154 | 0.012972 | 0.014694 | 0.016251 | 0.017769 | 0.019096 | 0.020113 | 0.020919
Scenario 6: Aggressive Fuel Sub Phase In | PG&E | Res | WaterHeat | Res - Multi Family | Electric Energy (GWh/year) | Energy Efficiency | 0.11522 | 0.21461 | 0.25143 | 0.26469 | 0.27596 | 0.28643 | 0.29649 | 0.29208 | 0.30095 | 0.30993 | 0.31909 | 0.32887 | 0.32963
Scenario 6: Aggressive Fuel Sub Phase In | PG&E | Res | WaterHeat | Res - Multi Family | Electric Energy (GWh/year) | Fuel Substitution | -2.4003 | -2.5933 | -2.8056 | -2.9683 | -3.1204 | -3.3164 | 0.078314 | 0.088663 | 0.098042 | 0.10719 | 0.11518 | 0.1213 | 0.12614
Scenario 6: Aggressive Fuel Sub Phase In | PG&E | Res | WaterHeat | Res - Multi Family | Gas Energy (MMTherm/year) | Energy Efficiency | 0.042079 | 0.045073 | 0.027496 | 0.027405 | 0.026491 | 0.025561 | 0.024622 | 0.021796 | 0.020796 | 0.019848 | 0.019045 | 0.018499 | 0.016956
Scenario 6: Aggressive Fuel Sub Phase In | PG&E | Res | WaterHeat | Res - Multi Family | Gas Energy (MMTherm/year) | Fuel Substitution | 0.18386 | 0.19871 | 0.21861 | 0.23131 | 0.2431 | 0.25858 | 0 | 0 | 0 | 0 | 0 | 0 | 0
Scenario 6: Aggressive Fuel Sub Phase In | PG&E | Res | WaterHeat | Res - Single Family | Electric Demand (MW) | Energy Efficiency | 0.10492 | 0.11539 | 0.12527 | 0.13146 | 0.13672 | 0.14149 | 0.14594 | 0.15014 | 0.15061 | 0.15423 | 0.15837 | 0.16259 | 0.16678
Scenario 6: Aggressive Fuel Sub Phase In | PG&E | Res | WaterHeat | Res - Single Family | Electric Demand (MW) | Fuel Substitution | 0 | 0 | 0.015657 | 0.036054 | 0.061158 | 0.067496 | 0.074531 | 0.083912 | 0.093001 | 0.10192 | 0.10965 | 0.11561 | 0.12039
Scenario 6: Aggressive Fuel Sub Phase In | PG&E | Res | WaterHeat | Res - Single Family | Electric Energy (GWh/year) | Energy Efficiency | 0.71419 | 0.78489 | 0.85362 | 0.89571 | 0.9314 | 0.96377 | 0.99393 | 1.0223 | 1.0337 | 1.0596 | 1.0879 | 1.1169 | 1.1456
Scenario 6: Aggressive Fuel Sub Phase In | PG&E | Res | WaterHeat | Res - Single Family | Electric Energy (GWh/year) | Fuel Substitution | -0.065842 | -0.091132 | -0.26193 | 0.047382 | 0.44831 | 0.49458 | 0.54593 | 0.61452 | 0.68094 | 0.74608 | 0.80252 | 0.84597 | 0.88085
Scenario 6: Aggressive Fuel Sub Phase In | PG&E | Res | WaterHeat | Res - Single Family | Gas Energy (MMTherm/year) | Energy Efficiency | 0.20735 | 0.23845 | 0.11081 | 0.11108 | 0.10732 | 0.10343 | 0.099002 | 0.094277 | 0.089797 | 0.085948 | 0.082573 | 0.079681 | 0.077055
Scenario 6: Aggressive Fuel Sub Phase In | PG&E | Res | WaterHeat | Res - Single Family | Gas Energy (MMTherm/year) | Fuel Substitution | 0.008915 | 0.012338 | 0.051026 | 0.029374 | 0 | 0 | 0 | 0 | 0 | 0 | 0 | 0 | 0
Scenario 6: Aggressive Fuel Sub Phase In | PG&E | Res | WholeBlg | Res - Multi Family | Electric Demand (MW) | Energy Efficiency | 0 | 0 | 0.00093991 | 0.00097017 | 0.00095678 | 0.00094411 | 0.24394 | 0.23333 | 0.21791 | 0.20438 | 0.18891 | 0.31839 | 0.29595
Scenario 6: Aggressive Fuel Sub Phase In | PG&E | Res | WholeBlg | Res - Multi Family | Electric Energy (GWh/year) | Energy Efficiency | 0 | 0 | 0.0090796 | 0.0093719 | 0.0092426 | 0.0091202 | 2.1434 | 2.0501 | 1.9147 | 1.7958 | 1.6598 | 2.5549 | 2.3748
Scenario 6: Aggressive Fuel Sub Phase In | PG&E | Res | WholeBlg | Res - Multi Family | Gas Energy (MMTherm/year) | Energy Efficiency | 0 | 0 | 6.7456e-05 | 6.9628e-05 | 6.8667e-05 | 6.7758e-05 | 0.018668 | 0.017856 | 0.016676 | 0.015641 | 0.014456 | 0.023815 | 0.022137
Scenario 6: Aggressive Fuel Sub Phase In | PG&E | Res | WholeBlg | Res - Single Family | Electric Demand (MW) | Energy Efficiency | 0 | 0 | 0.0076699 | 0.0079518 | 0.0077705 | 0.0076022 | 0.0072099 | 0.0067554 | 0.0062097 | 0.0057715 | 0.0052737 | 0.0048601 | 0.63092
Scenario 6: Aggressive Fuel Sub Phase In | PG&E | Res | WholeBlg | Res - Single Family | Electric Energy (GWh/year) | Energy Efficiency | 0 | 0 | 0.034337 | 0.035599 | 0.034787 | 0.034034 | 0.032277 | 0.030243 | 0.0278 | 0.025838 | 0.023609 | 0.021758 | 3.3928
Scenario 6: Aggressive Fuel Sub Phase In | PG&E | Res | WholeBlg | Res - Single Family | Gas Energy (MMTherm/year) | Energy Efficiency | 0 | 0 | 0.00019799 | 0.00020526 | 0.00020058 | 0.00019624 | 0.00018611 | 0.00017438 | 0.00016029 | 0.00014898 | 0.00013613 | 0.00012546 | 0.020886
Scenario 6: Aggressive Fuel Sub Phase In | SCE | Ag | WholeBlg | Ag - Dairies, fishing, hunting | Electric Demand (MW) | Energy Efficiency | 0.042678 | 0.042932 | 0.043158 | 0.043366 | 0.043565 | 0.043748 | 0.043926 | 0.044113 | 0.044304 | 0.044494 | 0.044674 | 0.044846 | 0.045011
Scenario 6: Aggressive Fuel Sub Phase In | SCE | Ag | WholeBlg | Ag - Dairies, fishing, hunting | Electric Energy (GWh/year) | Energy Efficiency | 0.18181 | 0.18289 | 0.18385 | 0.18474 | 0.18559 | 0.18637 | 0.18712 | 0.18792 | 0.18874 | 0.18954 | 0.19031 | 0.19104 | 0.19175
Scenario 6: Aggressive Fuel Sub Phase In | SCE | Ag | WholeBlg | Ag - Irrigated Agriculture, vineyards, forestry and greenhouses | Electric Demand (MW) | Energy Efficiency | 0.10273 | 0.10807 | 0.113 | 0.11768 | 0.12222 | 0.12645 | 0.13048 | 0.13463 | 0.13886 | 0.14314 | 0.14738 | 0.15158 | 0.15576
Scenario 6: Aggressive Fuel Sub Phase In | SCE | Ag | WholeBlg | Ag - Irrigated Agriculture, vineyards, forestry and greenhouses | Electric Energy (GWh/year) | Energy Efficiency | 0.43761 | 0.46038 | 0.48137 | 0.50133 | 0.52067 | 0.53865 | 0.55584 | 0.5735 | 0.59152 | 0.60977 | 0.62785 | 0.64573 | 0.66354
Scenario 6: Aggressive Fuel Sub Phase In | SCE | Ag | WholeBlg | Ag - Water pumping | Electric Demand (MW) | Energy Efficiency | 0.59452 | 0.59403 | 0.59351 | 0.59294 | 0.59237 | 0.59185 | 0.59143 | 0.59103 | 0.59063 | 0.59014 | 0.58954 | 0.58884 | 0.58804
Scenario 6: Aggressive Fuel Sub Phase In | SCE | Ag | WholeBlg | Ag - Water pumping | Electric Energy (GWh/year) | Energy Efficiency | 2.5326 | 2.5306 | 2.5283 | 2.5259 | 2.5235 | 2.5213 | 2.5195 | 2.5178 | 2.5161 | 2.514 | 2.5114 | 2.5084 | 2.5051
Scenario 6: Aggressive Fuel Sub Phase In | SCE | Com | BROs | Com - Lodging | Electric Energy (GWh/year) | Energy Efficiency | 0.024629 | 0.050421 | 0.07744 | 0.10626 | 0.13713 | 0.16977 | 0.20492 | 0.24148 | 0.27995 | 0.32063 | 0.36258 | 0.40457 | 0.44519
Scenario 6: Aggressive Fuel Sub Phase In | SCE | Com | BROs | Com - Other | Electric Energy (GWh/year) | Energy Efficiency | 0.039575 | 0.080674 | 0.12345 | 0.1687 | 0.21682 | 0.26735 | 0.32173 | 0.3778 | 0.43648 | 0.49809 | 0.56125 | 0.6242 | 0.69509
Scenario 6: Aggressive Fuel Sub Phase In | SCE | Com | BROs | Com - Retail | Electric Demand (MW) | Energy Efficiency | 0.0073178 | 0.014871 | 0.022708 | 0.03091 | 0.039577 | 0.048623 | 0.058302 | 0.068216 | 0.078507 | 0.089219 | 0.10007 | 0.11081 | 0.12253
Scenario 6: Aggressive Fuel Sub Phase In | SCE | Com | BROs | Com - Retail | Electric Energy (GWh/year) | Energy Efficiency | 0.079116 | 0.16077 | 0.2455 | 0.33419 | 0.42788 | 0.52568 | 0.63033 | 0.73751 | 0.84878 | 0.96458 | 1.0819 | 1.198 | 1.3247
Scenario 6: Aggressive Fuel Sub Phase In | SCE | Com | BldgEnv | Com - College | Electric Demand (MW) | Energy Efficiency | 0.0014377 | 0.001523 | 0.0015615 | 0.0015452 | 0.0014709 | 0.0013483 | 0.0011869 | 0.0010011 | 7.2087e-05 | 0 | 0 | 0 | 0
Scenario 6: Aggressive Fuel Sub Phase In | SCE | Com | BldgEnv | Com - College | Electric Energy (GWh/year) | Energy Efficiency | 0.00049063 | 0.00051972 | 0.00053284 | 0.00052724 | 0.00050181 | 0.00045988 | 0.00040469 | 0.00034117 | 2.3744e-05 | 0 | 0 | 0 | 0
Scenario 6: Aggressive Fuel Sub Phase In | SCE | Com | BldgEnv | Com - College | Gas Energy (MMTherm/year) | Energy Efficiency | 0.0015634 | 0.0016562 | 0.0016978 | 0.0016795 | 0.001598 | 0.0014636 | 0.0012869 | 0.0010836 | 6.8947e-05 | 0 | 0 | 0 | 0
Scenario 6: Aggressive Fuel Sub Phase In | SCE | Com | BldgEnv | Com - Grocery | Electric Demand (MW) | Energy Efficiency | 0.0001349 | 0.00014159 | 0.00014619 | 0.00012737 | 0.00013613 | 0.00014383 | 0.00015014 | 0.00015743 | 0.00016367 | 0 | 0 | 0 | 0
Scenario 6: Aggressive Fuel Sub Phase In | SCE | Com | BldgEnv | Com - Grocery | Electric Energy (GWh/year) | Energy Efficiency | 4.4431e-05 | 4.6635e-05 | 4.815e-05 | 4.1954e-05 | 4.484e-05 | 4.7373e-05 | 4.9454e-05 | 5.1854e-05 | 5.391e-05 | 0 | 0 | 0 | 0
Scenario 6: Aggressive Fuel Sub Phase In | SCE | Com | BldgEnv | Com - Grocery | Gas Energy (MMTherm/year) | Energy Efficiency | 9.3973e-05 | 9.8636e-05 | 0.00010184 | 8.8742e-05 | 9.4846e-05 | 0.00010021 | 0.00010461 | 0.00010968 | 0.00011403 | 0 | 0 | 0 | 0
Scenario 6: Aggressive Fuel Sub Phase In | SCE | Com | BldgEnv | Com - Health | Electric Demand (MW) | Energy Efficiency | 0.002706 | 0.0024011 | 0.00041255 | 0.00035084 | 0.00029076 | 0.00023293 | 0.00018301 | 0.00013579 | 0.00013849 | 0 | 0 | 0 | 0
Scenario 6: Aggressive Fuel Sub Phase In | SCE | Com | BldgEnv | Com - Health | Electric Energy (GWh/year) | Energy Efficiency | 0.0012494 | 0.0011086 | 0.0001607 | 0.0001393 | 0.00011872 | 9.8705e-05 | 8.1533e-05 | 6.2694e-05 | 6.3939e-05 | 0 | 0 | 0 | 0
Scenario 6: Aggressive Fuel Sub Phase In | SCE | Com | BldgEnv | Com - Health | Gas Energy (MMTherm/year) | Energy Efficiency | 0.0021401 | 0.001899 | 0.00020301 | 0.00018357 | 0.00016567 | 0.00014762 | 0.00013247 | 0.00010739 | 0.00010952 | 0 | 0 | 0 | 0
Scenario 6: Aggressive Fuel Sub Phase In | SCE | Com | BldgEnv | Com - Lodging | Electric Demand (MW) | Energy Efficiency | 0.00012169 | 0.00014756 | 0.00017856 | 0.00021559 | 0.00025971 | 0.00031206 | 0.00037382 | 0.00044624 | 4.3823e-06 | 0 | 0 | 0 | 0
Scenario 6: Aggressive Fuel Sub Phase In | SCE | Com | BldgEnv | Com - Lodging | Electric Energy (GWh/year) | Energy Efficiency | 7.6201e-05 | 9.2394e-05 | 0.0001118 | 0.00013497 | 0.00016259 | 0.00019535 | 0.000234 | 0.00027932 | 2.8312e-06 | 0 | 0 | 0 | 0
Scenario 6: Aggressive Fuel Sub Phase In | SCE | Com | BldgEnv | Com - Lodging | Gas Energy (MMTherm/year) | Energy Efficiency | 4.8239e-05 | 5.8551e-05 | 7.0911e-05 | 8.5685e-05 | 0.00010329 | 0.00012418 | 0.00014884 | 0.00017776 | 7.3242e-07 | 0 | 0 | 0 | 0
Scenario 6: Aggressive Fuel Sub Phase In | SCE | Com | BldgEnv | Com - Office (Large) | Electric Demand (MW) | Energy Efficiency | 0.0029386 | 0.0030553 | 0.0031468 | 0.0032353 | 0.0033428 | 0.0034375 | 0.0034966 | 0.003553 | 0.0035672 | 0 | 0 | 0 | 0
Scenario 6: Aggressive Fuel Sub Phase In | SCE | Com | BldgEnv | Com - Office (Large) | Electric Energy (GWh/year) | Energy Efficiency | 0.00099605 | 0.0010356 | 0.0010666 | 0.0010966 | 0.0011331 | 0.0011652 | 0.0011852 | 0.0012043 | 0.0012091 | 0 | 0 | 0 | 0
Scenario 6: Aggressive Fuel Sub Phase In | SCE | Com | BldgEnv | Com - Office (Large) | Gas Energy (MMTherm/year) | Energy Efficiency | 0.0008313 | 0.00086432 | 0.0008902 | 0.00091525 | 0.00094565 | 0.00097246 | 0.00098916 | 0.0010051 | 0.0010091 | 0 | 0 | 0 | 0
Scenario 6: Aggressive Fuel Sub Phase In | SCE | Com | BldgEnv | Com - Office (Small) | Electric Demand (MW) | Energy Efficiency | 0.00013624 | 0.00014228 | 0.00014727 | 0.00013325 | 1.3864e-06 | 0.0016461 | 0.0001357 | 0.00014016 | 0.00014403 | 0 | 0 | 0 | 0
Scenario 6: Aggressive Fuel Sub Phase In | SCE | Com | BldgEnv | Com - Office (Small) | Electric Energy (GWh/year) | Energy Efficiency | 4.4875e-05 | 4.6864e-05 | 4.8508e-05 | 4.3889e-05 | 4.5669e-07 | 0.00054221 | 4.4698e-05 | 4.6165e-05 | 4.7442e-05 | 0 | 0 | 0 | 0
Scenario 6: Aggressive Fuel Sub Phase In | SCE | Com | BldgEnv | Com - Office (Small) | Gas Energy (MMTherm/year) | Energy Efficiency | 4.4756e-05 | 4.674e-05 | 4.838e-05 | 4.3771e-05 | 4.5554e-07 | 0.00054076 | 4.4579e-05 | 4.6042e-05 | 4.7315e-05 | 0 | 0 | 0 | 0
Scenario 6: Aggressive Fuel Sub Phase In | SCE | Com | BldgEnv | Com - Other | Electric Demand (MW) | Energy Efficiency | 0.0059813 | 0.0054516 | 0.0047499 | 0.0039526 | 0.0031409 | 0.0023786 | 0.0017136 | 0.0014 | 0.0013542 | 0 | 0 | 0 | 0
Scenario 6: Aggressive Fuel Sub Phase In | SCE | Com | BldgEnv | Com - Other | Electric Energy (GWh/year) | Energy Efficiency | 0.0020418 | 0.0018605 | 0.0016205 | 0.0013478 | 0.0010702 | 0.00080943 | 0.00058198 | 0.000475 | 0.00045925 | 0 | 0 | 0 | 0
Scenario 6: Aggressive Fuel Sub Phase In | SCE | Com | BldgEnv | Com - Other | Gas Energy (MMTherm/year) | Energy Efficiency | 0.0042105 | 0.0037613 | 0.0031766 | 0.0025184 | 0.00185 | 0.0012221 | 0.00067005 | 0.00041455 | 0.00041069 | 0 | 0 | 0 | 0
Scenario 6: Aggressive Fuel Sub Phase In | SCE | Com | BldgEnv | Com - Refrig. Warehouse | Electric Demand (MW) | Energy Efficiency | 2.3536e-05 | 2.3646e-06 | 2.4635e-06 | 2.5036e-06 | 2.5844e-06 | 2.6907e-06 | 2.8125e-06 | 2.9124e-06 | 3.0298e-06 | 0 | 0 | 0 | 0
Scenario 6: Aggressive Fuel Sub Phase In | SCE | Com | BldgEnv | Com - Refrig. Warehouse | Electric Energy (GWh/year) | Energy Efficiency | 1.0984e-05 | 1.1035e-06 | 1.1496e-06 | 1.1684e-06 | 1.2061e-06 | 1.2557e-06 | 1.3125e-06 | 1.3591e-06 | 1.4139e-06 | 0 | 0 | 0 | 0
Scenario 6: Aggressive Fuel Sub Phase In | SCE | Com | BldgEnv | Com - Refrig. Warehouse | Gas Energy (MMTherm/year) | Energy Efficiency | 1.3285e-05 | 1.3347e-06 | 1.3905e-06 | 1.4132e-06 | 1.4588e-06 | 1.5187e-06 | 1.5875e-06 | 1.6439e-06 | 1.7101e-06 | 0 | 0 | 0 | 0
Scenario 6: Aggressive Fuel Sub Phase In | SCE | Com | BldgEnv | Com - Restaurant | Electric Demand (MW) | Energy Efficiency | 0 | 0 | 0 | 0 | 0 | 0 | 0 | 0 | 0 | 0 | 0 | 0 | 0
Scenario 6: Aggressive Fuel Sub Phase In | SCE | Com | BldgEnv | Com - Restaurant | Electric Energy (GWh/year) | Energy Efficiency | 0 | 0 | 0 | 0 | 0 | 0 | 0 | 0 | 0 | 0 | 0 | 0 | 0
Scenario 6: Aggressive Fuel Sub Phase In | SCE | Com | BldgEnv | Com - Restaurant | Gas Energy (MMTherm/year) | Energy Efficiency | 0 | 0 | 0 | 0 | 0 | 0 | 0 | 0 | 0 | 0 | 0 | 0 | 0
Scenario 6: Aggressive Fuel Sub Phase In | SCE | Com | BldgEnv | Com - Retail | Electric Demand (MW) | Energy Efficiency | 0.00035585 | 0.00036989 | 0.00037961 | 0.00039004 | 0.00040095 | 0.00040504 | 0.00035324 | 0.00035976 | 0.00036112 | 0 | 0 | 0 | 0
Scenario 6: Aggressive Fuel Sub Phase In | SCE | Com | BldgEnv | Com - Retail | Electric Energy (GWh/year) | Energy Efficiency | 0.00012058 | 0.00012542 | 0.00012878 | 0.00013238 | 0.00013616 | 0.00013763 | 0.00012064 | 0.00012287 | 0.00012334 | 0 | 0 | 0 | 0
Scenario 6: Aggressive Fuel Sub Phase In | SCE | Com | BldgEnv | Com - Retail | Gas Energy (MMTherm/year) | Energy Efficiency | 0.0001254 | 0.00013055 | 0.00013414 | 0.000138 | 0.00014204 | 0.0001437 | 0.00012686 | 0.00012921 | 0.00012971 | 0 | 0 | 0 | 0
Scenario 6: Aggressive Fuel Sub Phase In | SCE | Com | BldgEnv | Com - School | Electric Demand (MW) | Energy Efficiency | 0.00016623 | 0.00017446 | 0.00018248 | 0.00018926 | 0.00019437 | 0.00019967 | 0.00020294 | 0.0002065 | 0.00020988 | 0 | 0 | 0 | 0
Scenario 6: Aggressive Fuel Sub Phase In | SCE | Com | BldgEnv | Com - School | Electric Energy (GWh/year) | Energy Efficiency | 5.4752e-05 | 5.7464e-05 | 6.0107e-05 | 6.2339e-05 | 6.4021e-05 | 6.5767e-05 | 6.6845e-05 | 6.8018e-05 | 6.913e-05 | 0 | 0 | 0 | 0
Scenario 6: Aggressive Fuel Sub Phase In | SCE | Com | BldgEnv | Com - School | Gas Energy (MMTherm/year) | Energy Efficiency | 5.4606e-05 | 5.731e-05 | 5.9946e-05 | 6.2172e-05 | 6.385e-05 | 6.5591e-05 | 6.6666e-05 | 6.7836e-05 | 6.8945e-05 | 0 | 0 | 0 | 0
Scenario 6: Aggressive Fuel Sub Phase In | SCE | Com | BldgEnv | Com - Warehouse | Electric Demand (MW) | Energy Efficiency | 0.0014825 | 0.0016923 | 0.0018965 | 0.0020879 | 0.0022539 | 0.0023741 | 0.0024381 | 0.00244 | 0.00021734 | 0 | 0 | 0 | 0
Scenario 6: Aggressive Fuel Sub Phase In | SCE | Com | BldgEnv | Com - Warehouse | Electric Energy (GWh/year) | Energy Efficiency | 0.00071705 | 0.00081697 | 0.00091397 | 0.0010054 | 0.0010855 | 0.0011435 | 0.0011749 | 0.0011773 | 0.00014097 | 0 | 0 | 0 | 0
Scenario 6: Aggressive Fuel Sub Phase In | SCE | Com | BldgEnv | Com - Warehouse | Gas Energy (MMTherm/year) | Energy Efficiency | 0.00084197 | 0.00096079 | 0.0010764 | 0.0011849 | 0.0012791 | 0.0013474 | 0.0013838 | 0.0013852 | 0.00013081 | 0 | 0 | 0 | 0
Scenario 6: Aggressive Fuel Sub Phase In | SCE | Com | ComRefrig | Com - College | Electric Demand (MW) | Energy Efficiency | 0.00012355 | 8.2209e-05 | 4.9712e-05 | 2.6266e-05 | 1.0342e-05 | 4.5339e-06 | 0.00067343 | 0.00088715 | 0.00086047 | 0.00083305 | 0.00080932 | 0.00080178 | 0.00078199
Scenario 6: Aggressive Fuel Sub Phase In | SCE | Com | ComRefrig | Com - College | Electric Energy (GWh/year) | Energy Efficiency | 0.00090938 | 0.00061257 | 0.00037638 | 0.00020401 | 8.5692e-05 | 3.8564e-05 | 0.0058947 | 0.007766 | 0.0075324 | 0.0072924 | 0.0070847 | 0.0070187 | 0.0068455
Scenario 6: Aggressive Fuel Sub Phase In | SCE | Com | ComRefrig | Com - College | Gas Energy (MMTherm/year) | Energy Efficiency | 0 | 0 | 0 | 0 | 0 | 0 | -9.0994e-05 | -0.00012013 | -0.00011652 | -0.0001128 | -0.00010959 | -0.00010857 | -0.00010589
Scenario 6: Aggressive Fuel Sub Phase In | SCE | Com | ComRefrig | Com - Grocery | Electric Demand (MW) | Energy Efficiency | 0.17337 | 0.095636 | 0.039757 | 0.015548 | 0.0049781 | 0 | 0 | 0 | 0 | 0 | 0 | 0 | 0
Scenario 6: Aggressive Fuel Sub Phase In | SCE | Com | ComRefrig | Com - Grocery | Electric Energy (GWh/year) | Energy Efficiency | 1.295 | 0.73213 | 0.32172 | 0.13224 | 0.042342 | 0 | 0 | 0 | 0 | 0 | 0 | 0 | 0
Scenario 6: Aggressive Fuel Sub Phase In | SCE | Com | ComRefrig | Com - Grocery | Gas Energy (MMTherm/year) | Energy Efficiency | 0 | 0 | 0 | 0 | 0 | 0 | 0 | 0 | 0 | 0 | 0 | 0 | 0
Scenario 6: Aggressive Fuel Sub Phase In | SCE | Com | ComRefrig | Com - Health | Electric Demand (MW) | Energy Efficiency | 0 | 0 | 0 | 0 | 0 | 0 | 0.0044806 | 0.0061213 | 0.0059052 | 0.0056652 | 0.0054328 | 0.005294 | 0.0051919
Scenario 6: Aggressive Fuel Sub Phase In | SCE | Com | ComRefrig | Com - Health | Electric Energy (GWh/year) | Energy Efficiency | 0 | 0 | 0 | 0 | 0 | 0 | 0.039222 | 0.053585 | 0.051693 | 0.049592 | 0.047558 | 0.046343 | 0.04545
Scenario 6: Aggressive Fuel Sub Phase In | SCE | Com | ComRefrig | Com - Health | Gas Energy (MMTherm/year) | Energy Efficiency | 0 | 0 | 0 | 0 | 0 | 0 | -0.00060671 | -0.00082888 | -0.00079962 | -0.00076712 | -0.00073566 | -0.00071686 | -0.00070304
Scenario 6: Aggressive Fuel Sub Phase In | SCE | Com | ComRefrig | Com - Refrig. Warehouse | Electric Demand (MW) | Energy Efficiency | 0.00029687 | 0.00021386 | 0.00014057 | 8.3424e-05 | 4.2612e-05 | 1.521e-05 | 6.7707e-06 | 1.582e-06 | 0 | 0 | 0 | 0 | 0
Scenario 6: Aggressive Fuel Sub Phase In | SCE | Com | ComRefrig | Com - Refrig. Warehouse | Electric Energy (GWh/year) | Energy Efficiency | 0.0021633 | 0.0015741 | 0.0010475 | 0.00063189 | 0.00033169 | 0.00012806 | 5.759e-05 | 1.3456e-05 | 0 | 0 | 0 | 0 | 0
Scenario 6: Aggressive Fuel Sub Phase In | SCE | Com | ComRefrig | Com - Refrig. Warehouse | Gas Energy (MMTherm/year) | Energy Efficiency | 0 | 0 | 0 | 0 | 0 | 0 | 0 | 0 | 0 | 0 | 0 | 0 | 0
Scenario 6: Aggressive Fuel Sub Phase In | SCE | Com | ComRefrig | Com - Restaurant | Electric Demand (MW) | Energy Efficiency | 0.0069929 | 0.0038457 | 0.0015953 | 0.00059572 | 0.00018354 | 0 | 0 | 0 | 0 | 0 | 0 | 0 | 0
Scenario 6: Aggressive Fuel Sub Phase In | SCE | Com | ComRefrig | Com - Restaurant | Electric Energy (GWh/year) | Energy Efficiency | 0.0521 | 0.02933 | 0.012832 | 0.005067 | 0.0015611 | 0 | 0 | 0 | 0 | 0 | 0 | 0 | 0
Scenario 6: Aggressive Fuel Sub Phase In | SCE | Com | ComRefrig | Com - Restaurant | Gas Energy (MMTherm/year) | Energy Efficiency | 0 | 0 | 0 | 0 | 0 | 0 | 0 | 0 | 0 | 0 | 0 | 0 | 0
Scenario 6: Aggressive Fuel Sub Phase In | SCE | Com | ComRefrig | Com - Retail | Electric Demand (MW) | Energy Efficiency | 0.084179 | 0.047648 | 0.02128 | 0.0078197 | 0.0028581 | 0 | 0 | 0 | 0 | 0 | 0 | 0 | 0
Scenario 6: Aggressive Fuel Sub Phase In | SCE | Com | ComRefrig | Com - Retail | Electric Energy (GWh/year) | Energy Efficiency | 0.62751 | 0.36308 | 0.16953 | 0.066512 | 0.02431 | 0 | 0 | 0 | 0 | 0 | 0 | 0 | 0
Scenario 6: Aggressive Fuel Sub Phase In | SCE | Com | ComRefrig | Com - Retail | Gas Energy (MMTherm/year) | Energy Efficiency | 0 | 0 | 0 | 0 | 0 | 0 | 0 | 0 | 0 | 0 | 0 | 0 | 0
Scenario 6: Aggressive Fuel Sub Phase In | SCE | Com | ComRefrig | Com - School | Electric Demand (MW) | Energy Efficiency | 2.0407e-05 | 2.7572e-06 | 0 | 0 | 0 | 0 | 0 | 0 | 0 | 0 | 0 | 0 | 0
Scenario 6: Aggressive Fuel Sub Phase In | SCE | Com | ComRefrig | Com - School | Electric Energy (GWh/year) | Energy Efficiency | 0.00017358 | 2.3451e-05 | 0 | 0 | 0 | 0 | 0 | 0 | 0 | 0 | 0 | 0 | 0
Scenario 6: Aggressive Fuel Sub Phase In | SCE | Com | ComRefrig | Com - School | Gas Energy (MMTherm/year) | Energy Efficiency | 0 | 0 | 0 | 0 | 0 | 0 | 0 | 0 | 0 | 0 | 0 | 0 | 0
Scenario 6: Aggressive Fuel Sub Phase In | SCE | Com | FoodServ | Com - College | Electric Demand (MW) | Energy Efficiency | 0.002423 | 0.0039387 | 0.004439 | 0.0046714 | 0.0048772 | 0.0051185 | 0.005266 | 0.0053159 | 0.0060031 | 0.0063262 | 0.0063373 | 0.0065762 | 0.0065735
Scenario 6: Aggressive Fuel Sub Phase In | SCE | Com | FoodServ | Com - College | Electric Demand (MW) | Fuel Substitution | -0.0002693 | -0.00030271 | -0.00033446 | -0.00036469 | -0.00039346 | -0.00042083 | -0.00044683 | -0.00047206 | -0.00049842 | -0.00052482 | -0.00055051 | -0.00057555 | -0.00059976
Scenario 6: Aggressive Fuel Sub Phase In | SCE | Com | FoodServ | Com - College | Electric Energy (GWh/year) | Energy Efficiency | 0.011869 | 0.021027 | 0.023917 | 0.025112 | 0.026246 | 0.027498 | 0.028232 | 0.028467 | 0.031475 | 0.032852 | 0.032875 | 0.034038 | 0.033997
Scenario 6: Aggressive Fuel Sub Phase In | SCE | Com | FoodServ | Com - College | Electric Energy (GWh/year) | Fuel Substitution | -0.0035021 | -0.0039587 | -0.0044072 | -0.0048514 | -0.0052927 | -0.0057328 | -0.0061752 | -0.006619 | -0.007071 | -0.0075238 | -0.0079727 | -0.0084178 | -0.0088541
Scenario 6: Aggressive Fuel Sub Phase In | SCE | Com | FoodServ | Com - College | Gas Energy (MMTherm/year) | Energy Efficiency | 0.00026284 | 0.00027315 | 0.00029142 | 0.00031086 | 0.00045731 | 0.00053684 | 0.00055445 | 0.00056208 | 0.00056728 | 0.0005676 | 0.00057033 | 0.00059685 | 0.00059848
Scenario 6: Aggressive Fuel Sub Phase In | SCE | Com | FoodServ | Com - College | Gas Energy (MMTherm/year) | Fuel Substitution | 0.00036216 | 0.00040934 | 0.00045563 | 0.00050143 | 0.00054688 | 0.00059214 | 0.00063756 | 0.00068321 | 0.00073015 | 0.00077741 | 0.00082438 | 0.00087106 | 0.00091693
Scenario 6: Aggressive Fuel Sub Phase In | SCE | Com | FoodServ | Com - Grocery | Electric Demand (MW) | Energy Efficiency | 0.010778 | 0.023129 | 0.027029 | 0.028012 | 0.030009 | 0.031192 | 0.031496 | 0.031827 | 0.03742 | 0.040933 | 0.041116 | 0.041174 | 0.041226
Scenario 6: Aggressive Fuel Sub Phase In | SCE | Com | FoodServ | Com - Grocery | Electric Demand (MW) | Fuel Substitution | -0.0016617 | -0.0018692 | -0.0020654 | -0.0022516 | -0.0024284 | -0.0025963 | -0.0027559 | -0.0029125 | -0.0030715 | -0.0032261 | -0.0033754 | -0.003519 | -0.0036571
Scenario 6: Aggressive Fuel Sub Phase In | SCE | Com | FoodServ | Com - Grocery | Electric Energy (GWh/year) | Energy Efficiency | 0.052795 | 0.12754 | 0.15118 | 0.15643 | 0.16742 | 0.17385 | 0.17536 | 0.17696 | 0.20146 | 0.2167 | 0.21735 | 0.21739 | 0.21742
Scenario 6: Aggressive Fuel Sub Phase In | SCE | Com | FoodServ | Com - Grocery | Electric Energy (GWh/year) | Fuel Substitution | -0.036395 | -0.04073 | -0.044915 | -0.048986 | -0.052964 | -0.056887 | -0.060809 | -0.06472 | -0.06868 | -0.072606 | -0.076484 | -0.080295 | -0.084023
Scenario 6: Aggressive Fuel Sub Phase In | SCE | Com | FoodServ | Com - Grocery | Gas Energy (MMTherm/year) | Energy Efficiency | 0.0011692 | 0.0012474 | 0.0013035 | 0.0013628 | 0.0026066 | 0.0032897 | 0.0033297 | 0.003383 | 0.0034218 | 0.0034448 | 0.0034731 | 0.0034918 | 0.0035113
Scenario 6: Aggressive Fuel Sub Phase In | SCE | Com | FoodServ | Com - Grocery | Gas Energy (MMTherm/year) | Fuel Substitution | 0.0037795 | 0.0042289 | 0.0046627 | 0.0050843 | 0.0054961 | 0.0059019 | 0.0063077 | 0.0067132 | 0.0071259 | 0.0075358 | 0.0079413 | 0.0083404 | 0.0087315
Scenario 6: Aggressive Fuel Sub Phase In | SCE | Com | FoodServ | Com - Health | Electric Demand (MW) | Energy Efficiency | 0.007428 | 0.011278 | 0.012789 | 0.013055 | 0.013669 | 0.013965 | 0.014248 | 0.014252 | 0.015143 | 0.015389 | 0.015066 | 0.015194 | 0.015442
Scenario 6: Aggressive Fuel Sub Phase In | SCE | Com | FoodServ | Com - Health | Electric Demand (MW) | Fuel Substitution | -0.00066584 | -0.0007532 | -0.00083669 | -0.00091648 | -0.00099278 | -0.0010656 | -0.0011372 | -0.0012118 | -0.0012889 | -0.001365 | -0.00144 | -0.0015139 | -0.001587
Scenario 6: Aggressive Fuel Sub Phase In | SCE | Com | FoodServ | Com - Health | Electric Energy (GWh/year) | Energy Efficiency | 0.036384 | 0.059413 | 0.068149 | 0.069568 | 0.072854 | 0.074438 | 0.075849 | 0.075839 | 0.079675 | 0.080523 | 0.078834 | 0.079408 | 0.080594
Scenario 6: Aggressive Fuel Sub Phase In | SCE | Com | FoodServ | Com - Health | Electric Energy (GWh/year) | Fuel Substitution | -0.010028 | -0.011319 | -0.012581 | -0.01382 | -0.015045 | -0.016266 | -0.017494 | -0.018743 | -0.020008 | -0.021266 | -0.022511 | -0.023745 | -0.024965
Scenario 6: Aggressive Fuel Sub Phase In | SCE | Com | FoodServ | Com - Health | Gas Energy (MMTherm/year) | Energy Efficiency | 0.00080574 | 0.00085404 | 0.00090948 | 0.00092539 | 0.001208 | 0.0013497 | 0.0013817 | 0.0013862 | 0.001387 | 0.0013638 | 0.0013353 | 0.0013538 | 0.0013849
Scenario 6: Aggressive Fuel Sub Phase In | SCE | Com | FoodServ | Com - Health | Gas Energy (MMTherm/year) | Fuel Substitution | 0.0010623 | 0.001199 | 0.0013326 | 0.0014636 | 0.0015928 | 0.0017215 | 0.001851 | 0.0019838 | 0.0021191 | 0.0022541 | 0.0023879 | 0.002521 | 0.0026529
Scenario 6: Aggressive Fuel Sub Phase In | SCE | Com | FoodServ | Com - Lodging | Electric Demand (MW) | Energy Efficiency | 0.0062867 | 0.018813 | 0.023768 | 0.024401 | 0.025415 | 0.026085 | 0.026301 | 0.026407 | 0.026808 | 0.026999 | 0.026894 | 0.026767 | 0.026638
Scenario 6: Aggressive Fuel Sub Phase In | SCE | Com | FoodServ | Com - Lodging | Electric Demand (MW) | Fuel Substitution | -0.00069053 | -0.00077756 | -0.0008608 | -0.00094054 | -0.001017 | -0.0010903 | -0.0011623 | -0.0012341 | -0.0013059 | -0.0013758 | -0.0014436 | -0.0015094 | -0.0015737
Scenario 6: Aggressive Fuel Sub Phase In | SCE | Com | FoodServ | Com - Lodging | Electric Energy (GWh/year) | Energy Efficiency | 0.030794 | 0.11208 | 0.145 | 0.14859 | 0.15436 | 0.15817 | 0.1594 | 0.16002 | 0.16176 | 0.16247 | 0.1619 | 0.16122 | 0.16054
Scenario 6: Aggressive Fuel Sub Phase In | SCE | Com | FoodServ | Com - Lodging | Electric Energy (GWh/year) | Fuel Substitution | -0.0096818 | -0.010882 | -0.012048 | -0.013188 | -0.014315 | -0.015435 | -0.016553 | -0.01768 | -0.018812 | -0.019936 | -0.021048 | -0.022143 | -0.023221
Scenario 6: Aggressive Fuel Sub Phase In | SCE | Com | FoodServ | Com - Lodging | Gas Energy (MMTherm/year) | Energy Efficiency | 0.00068195 | 0.00071629 | 0.00074814 | 0.00077022 | 0.0013011 | 0.0016512 | 0.0016741 | 0.0016936 | 0.0017044 | 0.0017097 | 0.0017166 | 0.0017216 | 0.0017258
Scenario 6: Aggressive Fuel Sub Phase In | SCE | Com | FoodServ | Com - Lodging | Gas Energy (MMTherm/year) | Fuel Substitution | 0.0010025 | 0.0011267 | 0.0012474 | 0.0013653 | 0.0014817 | 0.0015974 | 0.0017131 | 0.0018304 | 0.0019488 | 0.0020666 | 0.0021834 | 0.0022988 | 0.0024124
Scenario 6: Aggressive Fuel Sub Phase In | SCE | Com | FoodServ | Com - Office (Large) | Electric Demand (MW) | Energy Efficiency | 0 | 0.00061848 | 0.0010742 | 0.0010676 | 0.001066 | 0.0010648 | 0.0010609 | 0.0010586 | 0.0010529 | 0.0010462 | 0.0010422 | 0.001037 | 0.0010334
Scenario 6: Aggressive Fuel Sub Phase In | SCE | Com | FoodServ | Com - Office (Large) | Electric Energy (GWh/year) | Energy Efficiency | 0 | 0.0054248 | 0.0094223 | 0.0093638 | 0.0093498 | 0.0093393 | 0.0093054 | 0.0092855 | 0.0092352 | 0.0091763 | 0.0091417 | 0.0090957 | 0.0090638
Scenario 6: Aggressive Fuel Sub Phase In | SCE | Com | FoodServ | Com - Office (Small) | Electric Demand (MW) | Energy Efficiency | 0 | 0.00017233 | 0.00025528 | 0.00025631 | 0.00014614 | 0.001127 | 0.00025144 | 0.00025276 | 0.00025401 | 0.00025511 | 0.00025636 | 0.00025756 | 0.00025882
Scenario 6: Aggressive Fuel Sub Phase In | SCE | Com | FoodServ | Com - Office (Small) | Electric Energy (GWh/year) | Energy Efficiency | 0 | 0.0015115 | 0.0022391 | 0.0022481 | 0.0012818 | 0.0098854 | 0.0022054 | 0.002217 | 0.002228 | 0.0022376 | 0.0022486 | 0.0022591 | 0.0022702
Scenario 6: Aggressive Fuel Sub Phase In | SCE | Com | FoodServ | Com - Other | Electric Demand (MW) | Energy Efficiency | 0.010539 | 0.060342 | 0.075527 | 0.078349 | 0.08459 | 0.088159 | 0.088907 | 0.088977 | 0.093865 | 0.097002 | 0.096651 | 0.096189 | 0.095837
Scenario 6: Aggressive Fuel Sub Phase In | SCE | Com | FoodServ | Com - Other | Electric Demand (MW) | Fuel Substitution | -0.0066012 | -0.0074259 | -0.0082127 | -0.0089656 | -0.0096356 | -0.010373 | -0.011043 | -0.011693 | -0.012316 | -0.012912 | -0.01348 | -0.01402 | -0.014554
Scenario 6: Aggressive Fuel Sub Phase In | SCE | Com | FoodServ | Com - Other | Electric Energy (GWh/year) | Energy Efficiency | 0.051624 | 0.34086 | 0.42863 | 0.44454 | 0.47995 | 0.50005 | 0.50398 | 0.50406 | 0.52458 | 0.53739 | 0.53481 | 0.53167 | 0.52916
Scenario 6: Aggressive Fuel Sub Phase In | SCE | Com | FoodServ | Com - Other | Electric Energy (GWh/year) | Fuel Substitution | -0.041743 | -0.047054 | -0.052186 | -0.057175 | -0.061654 | -0.066792 | -0.071504 | -0.076161 | -0.080723 | -0.085181 | -0.089524 | -0.093742 | -0.097916
Scenario 6: Aggressive Fuel Sub Phase In | SCE | Com | FoodServ | Com - Other | Gas Energy (MMTherm/year) | Energy Efficiency | 0.0011432 | 0.0012217 | 0.0012932 | 0.0013543 | 0.0060954 | 0.0087723 | 0.008894 | 0.0089812 | 0.0090314 | 0.0091046 | 0.0091804 | 0.0092487 | 0.009329
Scenario 6: Aggressive Fuel Sub Phase In | SCE | Com | FoodServ | Com - Other | Gas Energy (MMTherm/year) | Fuel Substitution | 0.0040263 | 0.0045388 | 0.0050345 | 0.0055165 | 0.00595 | 0.0064473 | 0.0069053 | 0.0073604 | 0.0078075 | 0.0082458 | 0.008674 | 0.009091 | 0.0095041
Scenario 6: Aggressive Fuel Sub Phase In | SCE | Com | FoodServ | Com - Restaurant | Electric Demand (MW) | Energy Efficiency | 0.05515 | 0.1579 | 0.19214 | 0.19847 | 0.21629 | 0.22612 | 0.22671 | 0.227 | 0.23788 | 0.24423 | 0.24337 | 0.24205 | 0.24093
Scenario 6: Aggressive Fuel Sub Phase In | SCE | Com | FoodServ | Com - Restaurant | Electric Demand (MW) | Fuel Substitution | -0.015469 | -0.017387 | -0.019219 | -0.020976 | -0.022664 | -0.024286 | -0.025854 | -0.027371 | -0.028858 | -0.030286 | -0.031655 | -0.032962 | -0.034292
Scenario 6: Aggressive Fuel Sub Phase In | SCE | Com | FoodServ | Com - Restaurant | Electric Energy (GWh/year) | Energy Efficiency | 0.27014 | 0.89642 | 1.1071 | 1.1424 | 1.2433 | 1.2989 | 1.302 | 1.3032 | 1.3499 | 1.3759 | 1.3703 | 1.3623 | 1.3555
Scenario 6: Aggressive Fuel Sub Phase In | SCE | Com | FoodServ | Com - Restaurant | Electric Energy (GWh/year) | Fuel Substitution | -0.16387 | -0.18378 | -0.20301 | -0.22172 | -0.23999 | -0.25813 | -0.27604 | -0.29386 | -0.31165 | -0.32918 | -0.34642 | -0.36329 | -0.38012
Scenario 6: Aggressive Fuel Sub Phase In | SCE | Com | FoodServ | Com - Restaurant | Gas Energy (MMTherm/year) | Energy Efficiency | 0.0059823 | 0.0062422 | 0.0064846 | 0.0067234 | 0.020807 | 0.029231 | 0.029404 | 0.02963 | 0.029804 | 0.029911 | 0.030038 | 0.030114 | 0.030214
Scenario 6: Aggressive Fuel Sub Phase In | SCE | Com | FoodServ | Com - Restaurant | Gas Energy (MMTherm/year) | Fuel Substitution | 0.016507 | 0.018509 | 0.020444 | 0.022325 | 0.024164 | 0.02599 | 0.027797 | 0.0296 | 0.031409 | 0.033196 | 0.034957 | 0.036685 | 0.038407
Scenario 6: Aggressive Fuel Sub Phase In | SCE | Com | FoodServ | Com - Retail | Electric Demand (MW) | Energy Efficiency | 0.0034007 | 0.0042738 | 0.0047107 | 0.0048685 | 0.0050385 | 0.0051612 | 0.0052425 | 0.0053394 | 0.0053992 | 0.0054359 | 0.0054762 | 0.005493 | 0.0055102
Scenario 6: Aggressive Fuel Sub Phase In | SCE | Com | FoodServ | Com - Retail | Electric Energy (GWh/year) | Energy Efficiency | 0.016658 | 0.023506 | 0.026763 | 0.027562 | 0.02843 | 0.02906 | 0.02948 | 0.029985 | 0.030302 | 0.030503 | 0.030724 | 0.030825 | 0.030931
Scenario 6: Aggressive Fuel Sub Phase In | SCE | Com | FoodServ | Com - Retail | Gas Energy (MMTherm/year) | Energy Efficiency | 0.00036889 | 0.00039159 | 0.00040767 | 0.00042406 | 0.00044151 | 0.00045403 | 0.00046221 | 0.00047188 | 0.00047769 | 0.0004811 | 0.0004848 | 0.00048608 | 0.00048736
Scenario 6: Aggressive Fuel Sub Phase In | SCE | Com | FoodServ | Com - School | Electric Demand (MW) | Energy Efficiency | 0.0095717 | 0.022062 | 0.027411 | 0.027992 | 0.028576 | 0.028908 | 0.028705 | 0.028452 | 0.028904 | 0.029126 | 0.028739 | 0.028441 | 0.028058
Scenario 6: Aggressive Fuel Sub Phase In | SCE | Com | FoodServ | Com - School | Electric Demand (MW) | Fuel Substitution | -0.00037872 | -0.00042505 | -0.00046867 | -0.0005098 | -0.00054855 | -0.00058508 | -0.0006195 | -0.00065449 | -0.00069167 | -0.00072825 | -0.00076407 | -0.0007991 | -0.00083337
Scenario 6: Aggressive Fuel Sub Phase In | SCE | Com | FoodServ | Com - School | Electric Energy (GWh/year) | Energy Efficiency | 0.046885 | 0.12306 | 0.15609 | 0.15928 | 0.16255 | 0.16438 | 0.1632 | 0.16174 | 0.1633 | 0.16383 | 0.16162 | 0.1599 | 0.15774
Scenario 6: Aggressive Fuel Sub Phase In | SCE | Com | FoodServ | Com - School | Electric Energy (GWh/year) | Fuel Substitution | -0.0058665 | -0.0066315 | -0.0073815 | -0.0081232 | -0.0088604 | -0.0096 | -0.010341 | -0.011092 | -0.011854 | -0.012616 | -0.013374 | -0.014124 | -0.014863
Scenario 6: Aggressive Fuel Sub Phase In | SCE | Com | FoodServ | Com - School | Gas Energy (MMTherm/year) | Energy Efficiency | 0.0010383 | 0.0010761 | 0.001108 | 0.0011289 | 0.0015198 | 0.0018015 | 0.0017929 | 0.0017876 | 0.0017823 | 0.0017768 | 0.0017657 | 0.0017618 | 0.0017495
Scenario 6: Aggressive Fuel Sub Phase In | SCE | Com | FoodServ | Com - School | Gas Energy (MMTherm/year) | Fuel Substitution | 0.00061149 | 0.00069093 | 0.00076874 | 0.00084557 | 0.00092182 | 0.00099818 | 0.0010746 | 0.0011524 | 0.0012322 | 0.0013121 | 0.0013917 | 0.0014707 | 0.0015487
Scenario 6: Aggressive Fuel Sub Phase In | SCE | Com | HVAC | Com - College | Electric Demand (MW) | Energy Efficiency | 0.021015 | 0.022152 | 0.023856 | 0.02572 | 0.026783 | 0.028685 | 0.030459 | 0.031664 | 0.032711 | 0.033425 | 0.034251 | 0.036602 | 0.037298
Scenario 6: Aggressive Fuel Sub Phase In | SCE | Com | HVAC | Com - College | Electric Energy (GWh/year) | Energy Efficiency | 0.04199 | 0.043923 | 0.04663 | 0.049504 | 0.051156 | 0.05398 | 0.056575 | 0.058318 | 0.059807 | 0.0608 | 0.061937 | 0.065226 | 0.066159
Scenario 6: Aggressive Fuel Sub Phase In | SCE | Com | HVAC | Com - College | Electric Energy (GWh/year) | Fuel Substitution | 0.0079197 | 0.008029 | 0.0080508 | 0.008007 | 0 | 0 | 0 | 0 | 0 | 0 | 0 | 0 | 0
Scenario 6: Aggressive Fuel Sub Phase In | SCE | Com | HVAC | Com - College | Gas Energy (MMTherm/year) | Energy Efficiency | 0.00098161 | 0.0010452 | 0.0011463 | 0.0012595 | 0.0013238 | 0.0014427 | 0.0015548 | 0.0016316 | 0.0016991 | 0.0017458 | 0.0018002 | 0.0019534 | 0.002
Scenario 6: Aggressive Fuel Sub Phase In | SCE | Com | HVAC | Com - College | Gas Energy (MMTherm/year) | Fuel Substitution | 0.0010127 | 0.0010238 | 0.0010237 | 0.0010155 | 0 | 0 | 0 | 0 | 0 | 0 | 0 | 0 | 0
Scenario 6: Aggressive Fuel Sub Phase In | SCE | Com | HVAC | Com - Grocery | Electric Demand (MW) | Energy Efficiency | 0.028652 | 0.042952 | 0.048255 | 0.052518 | 0.056927 | 0.061277 | 0.06553 | 0.069905 | 0.073802 | 0.077846 | 0.08204 | 0.086145 | 0.090224
Scenario 6: Aggressive Fuel Sub Phase In | SCE | Com | HVAC | Com - Grocery | Electric Demand (MW) | Fuel Substitution | 0 | 0 | 0 | 0 | 0.011765 | 0.011659 | 0.011465 | 0.011218 | 0.01094 | 0.010648 | 0.01035 | 0.010054 | 0.0097619
Scenario 6: Aggressive Fuel Sub Phase In | SCE | Com | HVAC | Com - Grocery | Electric Energy (GWh/year) | Energy Efficiency | 0.10944 | 0.16986 | 0.1921 | 0.20951 | 0.22752 | 0.24533 | 0.26277 | 0.28072 | 0.29661 | 0.31321 | 0.33047 | 0.34737 | 0.36418
Scenario 6: Aggressive Fuel Sub Phase In | SCE | Com | HVAC | Com - Grocery | Electric Energy (GWh/year) | Fuel Substitution | -0.49742 | -0.4861 | -0.46986 | -0.45149 | 0.065536 | 0.065037 | 0.064019 | 0.062683 | 0.061172 | 0.059576 | 0.057953 | 0.056342 | 0.054762
Scenario 6: Aggressive Fuel Sub Phase In | SCE | Com | HVAC | Com - Grocery | Gas Energy (MMTherm/year) | Energy Efficiency | 0.00041752 | 0.00052695 | 0.00057613 | 0.00063116 | 0.00068849 | 0.0007457 | 0.00080226 | 0.00086071 | 0.00080827 | 0.00082402 | 0.00087104 | 0.00091719 | 0.00096308
Scenario 6: Aggressive Fuel Sub Phase In | SCE | Com | HVAC | Com - Grocery | Gas Energy (MMTherm/year) | Fuel Substitution | 0.090075 | 0.08884 | 0.086696 | 0.084075 | 1.241e-07 | 1.2358e-07 | 1.2197e-07 | 1.1974e-07 | 1.1722e-07 | 1.1461e-07 | 1.1201e-07 | 1.0949e-07 | 1.0708e-07
Scenario 6: Aggressive Fuel Sub Phase In | SCE | Com | HVAC | Com - Health | Electric Demand (MW) | Energy Efficiency | 0.014376 | 0.014951 | 0.032989 | 0.039151 | 0.045435 | 0.048984 | 0.052078 | 0.054752 | 0.024238 | 0.01686 | 0.016804 | 0.016954 | 0.017152
Scenario 6: Aggressive Fuel Sub Phase In | SCE | Com | HVAC | Com - Health | Electric Demand (MW) | Fuel Substitution | 0 | 0 | 0 | 0 | 0.0089878 | 0.0090059 | 0.0089437 | 0.0088251 | 0.0086712 | 0.0084966 | 0.0083114 | 0.0081219 | 0.0079272
Scenario 6: Aggressive Fuel Sub Phase In | SCE | Com | HVAC | Com - Health | Electric Energy (GWh/year) | Energy Efficiency | 0.094246 | 0.098 | 0.17976 | 0.20798 | 0.2404 | 0.25798 | 0.27298 | 0.28568 | 0.1449 | 0.11078 | 0.11041 | 0.11139 | 0.11269
Scenario 6: Aggressive Fuel Sub Phase In | SCE | Com | HVAC | Com - Health | Electric Energy (GWh/year) | Fuel Substitution | -0.014611 | -0.011921 | -0.0091046 | -0.0064057 | 0.053903 | 0.054051 | 0.053706 | 0.053015 | 0.052108 | 0.051079 | 0.04999 | 0.04888 | 0.047753
Scenario 6: Aggressive Fuel Sub Phase In | SCE | Com | HVAC | Com - Health | Gas Energy (MMTherm/year) | Energy Efficiency | 6.091e-05 | 6.7622e-05 | 0.00082745 | 0.0010852 | 0.0013642 | 0.0015175 | 0.0016919 | 0.0018244 | 0.00035493 | 0 | 0 | 0 | 0
Scenario 6: Aggressive Fuel Sub Phase In | SCE | Com | HVAC | Com - Health | Gas Energy (MMTherm/year) | Fuel Substitution | 0.020169 | 0.020012 | 0.019646 | 0.019159 | 0 | 0 | 0 | 0 | 0 | 0 | 0 | 0 | 0
Scenario 6: Aggressive Fuel Sub Phase In | SCE | Com | HVAC | Com - Lodging | Electric Demand (MW) | Energy Efficiency | 0.032921 | 0.036257 | 0.039602 | 0.055313 | 0.066591 | 0.076263 | 0.081778 | 0.087291 | 0.029182 | 0.010008 | 0.01009 | 0.010157 | 0.010212
Scenario 6: Aggressive Fuel Sub Phase In | SCE | Com | HVAC | Com - Lodging | Electric Demand (MW) | Fuel Substitution | 0 | 0 | 0 | 0 | 0.0046924 | 0.0046641 | 0.004598 | 0.0045077 | 0.0044003 | 0.0042885 | 0.0041736 | 0.0040583 | 0.0039445
Scenario 6: Aggressive Fuel Sub Phase In | SCE | Com | HVAC | Com - Lodging | Electric Energy (GWh/year) | Energy Efficiency | 0.13773 | 0.15049 | 0.16313 | 0.21544 | 0.25483 | 0.30896 | 0.3279 | 0.34647 | 0.12638 | 0.060053 | 0.060549 | 0.060951 | 0.061287
Scenario 6: Aggressive Fuel Sub Phase In | SCE | Com | HVAC | Com - Lodging | Electric Energy (GWh/year) | Fuel Substitution | -0.06111 | -0.059173 | -0.056645 | -0.053877 | 0.023159 | 0.023038 | 0.022726 | 0.022292 | 0.021753 | 0.021212 | 0.020658 | 0.020104 | 0.019559
Scenario 6: Aggressive Fuel Sub Phase In | SCE | Com | HVAC | Com - Lodging | Gas Energy (MMTherm/year) | Energy Efficiency | 0.0012956 | 0.001447 | 0.0016048 | 0.0022112 | 0.0026744 | 0.0028157 | 0.00307 | 0.0033302 | 0.00087511 | 0 | 0 | 0 | 0
Scenario 6: Aggressive Fuel Sub Phase In | SCE | Com | HVAC | Com - Lodging | Gas Energy (MMTherm/year) | Fuel Substitution | 0.014756 | 0.014575 | 0.014245 | 0.013831 | 6.1853e-09 | 6.1563e-09 | 6.0761e-09 | 5.9635e-09 | 5.833e-09 | 5.6939e-09 | 5.5523e-09 | 5.4119e-09 | 5.2749e-09
Scenario 6: Aggressive Fuel Sub Phase In | SCE | Com | HVAC | Com - Office (Large) | Electric Demand (MW) | Energy Efficiency | 0.013263 | 0.013542 | 0.013747 | 0.013927 | 0.014128 | 0.014289 | 0.014372 | 0.014442 | 0.01443 | 0.014376 | 0.01434 | 0.014264 | 0.014195
Scenario 6: Aggressive Fuel Sub Phase In | SCE | Com | HVAC | Com - Office (Large) | Electric Energy (GWh/year) | Energy Efficiency | 0.032138 | 0.032813 | 0.03331 | 0.033748 | 0.034233 | 0.034624 | 0.034825 | 0.034995 | 0.034966 | 0.034835 | 0.034747 | 0.034563 | 0.034397
Scenario 6: Aggressive Fuel Sub Phase In | SCE | Com | HVAC | Com - Office (Large) | Electric Energy (GWh/year) | Fuel Substitution | -0.00046723 | -0.00044582 | -0.00042081 | -0.00039467 | 0 | 0 | 0 | 0 | 0 | 0 | 0 | 0 | 0
Scenario 6: Aggressive Fuel Sub Phase In | SCE | Com | HVAC | Com - Office (Large) | Gas Energy (MMTherm/year) | Energy Efficiency | 0 | 0 | 0 | 0 | 0 | 0 | 0 | 0 | 0 | 0 | 0 | 0 | 0
Scenario 6: Aggressive Fuel Sub Phase In | SCE | Com | HVAC | Com - Office (Large) | Gas Energy (MMTherm/year) | Fuel Substitution | 6.025e-05 | 5.7805e-05 | 5.4867e-05 | 5.1738e-05 | 0 | 0 | 0 | 0 | 0 | 0 | 0 | 0 | 0
Scenario 6: Aggressive Fuel Sub Phase In | SCE | Com | HVAC | Com - Office (Small) | Electric Demand (MW) | Energy Efficiency | 0.02162 | 0.022893 | 0.024109 | 0.025269 | 0.0043574 | 0.2593 | 0.026134 | 0.027082 | 0.027922 | 0.028632 | 0.029301 | 0.029878 | 0.030406
Scenario 6: Aggressive Fuel Sub Phase In | SCE | Com | HVAC | Com - Office (Small) | Electric Energy (GWh/year) | Energy Efficiency | 0.036612 | 0.038656 | 0.040595 | 0.042432 | 0.0093359 | 0.40697 | 0.043749 | 0.04522 | 0.046517 | 0.047609 | 0.048635 | 0.049518 | 0.050323
Scenario 6: Aggressive Fuel Sub Phase In | SCE | Com | HVAC | Com - Office (Small) | Electric Energy (GWh/year) | Fuel Substitution | 0.002078 | 0.0021091 | 0.0021161 | 0.0021043 | 0 | 0 | 0 | 0 | 0 | 0 | 0 | 0 | 0
Scenario 6: Aggressive Fuel Sub Phase In | SCE | Com | HVAC | Com - Office (Small) | Gas Energy (MMTherm/year) | Energy Efficiency | 0.00092484 | 0.00098998 | 0.0010536 | 0.0011155 | 0 | 0.014159 | 0.0011668 | 0.0012204 | 0.0012684 | 0.0013092 | 0.001348 | 0.0013818 | 0.0014128
Scenario 6: Aggressive Fuel Sub Phase In | SCE | Com | HVAC | Com - Office (Small) | Gas Energy (MMTherm/year) | Fuel Substitution | 0.00033124 | 0.00033266 | 0.00033043 | 0.00032562 | 0 | 0 | 0 | 0 | 0 | 0 | 0 | 0 | 0
Scenario 6: Aggressive Fuel Sub Phase In | SCE | Com | HVAC | Com - Other | Electric Demand (MW) | Energy Efficiency | 0.3729 | 0.40601 | 0.44011 | 0.47314 | 0.50589 | 0.53794 | 0.57222 | 0.6023 | 0.6212 | 0.64873 | 0.67602 | 0.70096 | 0.72637
Scenario 6: Aggressive Fuel Sub Phase In | SCE | Com | HVAC | Com - Other | Electric Demand (MW) | Fuel Substitution | 0 | 0 | 0 | 0 | 3.7334e-05 | 3.7011e-05 | 3.6433e-05 | 3.5718e-05 | 3.4937e-05 | 3.4129e-05 | 3.332e-05 | 3.2525e-05 | 3.1753e-05
Scenario 6: Aggressive Fuel Sub Phase In | SCE | Com | HVAC | Com - Other | Electric Energy (GWh/year) | Energy Efficiency | 0.63913 | 0.68927 | 0.73928 | 0.78563 | 0.82981 | 0.87104 | 0.91385 | 0.94944 | 0.90306 | 0.94217 | 0.98135 | 1.0172 | 1.0536
Scenario 6: Aggressive Fuel Sub Phase In | SCE | Com | HVAC | Com - Other | Electric Energy (GWh/year) | Fuel Substitution | -0.36902 | -0.29161 | -0.27735 | -0.26197 | 0.00027755 | 0.00027515 | 0.00027085 | 0.00026554 | 0.00025973 | 0.00025372 | 0.00024771 | 0.0002418 | 0.00023606
Scenario 6: Aggressive Fuel Sub Phase In | SCE | Com | HVAC | Com - Other | Gas Energy (MMTherm/year) | Energy Efficiency | 0.040405 | 0.043269 | 0.046034 | 0.048455 | 0.050601 | 0.052476 | 0.05434 | 0.055734 | 0.048023 | 0.050129 | 0.052265 | 0.054219 | 0.056209
Scenario 6: Aggressive Fuel Sub Phase In | SCE | Com | HVAC | Com - Other | Gas Energy (MMTherm/year) | Fuel Substitution | 0.08408 | 0.089266 | 0.087399 | 0.085 | 0 | 0 | 0 | 0 | 0 | 0 | 0 | 0 | 0
Scenario 6: Aggressive Fuel Sub Phase In | SCE | Com | HVAC | Com - Restaurant | Electric Demand (MW) | Energy Efficiency | 0.026208 | 0.028305 | 0.03043 | 0.032609 | 0.0349 | 0.036611 | 0.038047 | 0.039579 | 0.040917 | 0.041997 | 0.043033 | 0.043811 | 0.044537
Scenario 6: Aggressive Fuel Sub Phase In | SCE | Com | HVAC | Com - Restaurant | Electric Demand (MW) | Fuel Substitution | 0 | 0 | 0 | 0 | 5.1636e-06 | 5.1115e-06 | 5.0234e-06 | 4.9154e-06 | 4.7976e-06 | 4.6761e-06 | 4.5547e-06 | 4.4355e-06 | 4.3198e-06
Scenario 6: Aggressive Fuel Sub Phase In | SCE | Com | HVAC | Com - Restaurant | Electric Energy (GWh/year) | Energy Efficiency | 0.023233 | 0.024826 | 0.026412 | 0.028014 | 0.029674 | 0.030913 | 0.031946 | 0.033035 | 0.033983 | 0.034748 | 0.035479 | 0.036031 | 0.036547
Scenario 6: Aggressive Fuel Sub Phase In | SCE | Com | HVAC | Com - Restaurant | Electric Energy (GWh/year) | Fuel Substitution | 0.011794 | 0.011913 | 0.011901 | 0.011793 | 4.2181e-05 | 4.1755e-05 | 4.1035e-05 | 4.0153e-05 | 3.9191e-05 | 3.8199e-05 | 3.7207e-05 | 3.6233e-05 | 3.5288e-05
Scenario 6: Aggressive Fuel Sub Phase In | SCE | Com | HVAC | Com - Restaurant | Gas Energy (MMTherm/year) | Energy Efficiency | 0.0014676 | 0.0015928 | 0.0017205 | 0.0018523 | 0.0019917 | 0.0020964 | 0.0021847 | 0.0022793 | 0.0023625 | 0.0024303 | 0.0024955 | 0.0025453 | 0.0025921
Scenario 6: Aggressive Fuel Sub Phase In | SCE | Com | HVAC | Com - Restaurant | Gas Energy (MMTherm/year) | Fuel Substitution | 0.0012019 | 0.0012099 | 0.0012048 | 0.0011903 | 0 | 0 | 0 | 0 | 0 | 0 | 0 | 0 | 0
Scenario 6: Aggressive Fuel Sub Phase In | SCE | Com | HVAC | Com - Retail | Electric Demand (MW) | Energy Efficiency | 0.15365 | 0.16925 | 0.22153 | 0.25971 | 0.28519 | 0.30757 | 0.32922 | 0.35174 | 0.15615 | 0.097887 | 0.10021 | 0.10181 | 0.1032
Scenario 6: Aggressive Fuel Sub Phase In | SCE | Com | HVAC | Com - Retail | Electric Demand (MW) | Fuel Substitution | 0 | 0 | 0 | 0 | 0.018986 | 0.019038 | 0.018893 | 0.018603 | 0.0013048 | 0.0012714 | 0.0012359 | 0.0011993 | 1.3416e-05
Scenario 6: Aggressive Fuel Sub Phase In | SCE | Com | HVAC | Com - Retail | Electric Energy (GWh/year) | Energy Efficiency | 0.33025 | 0.3644 | 0.49231 | 0.58417 | 0.64225 | 0.69282 | 0.74229 | 0.80231 | 0.26877 | 0.10235 | 0.10427 | 0.10548 | 0.10649
Scenario 6: Aggressive Fuel Sub Phase In | SCE | Com | HVAC | Com - Retail | Electric Energy (GWh/year) | Fuel Substitution | 0.041627 | 0.042048 | 0.042009 | 0.04163 | 0.071802 | 0.072016 | 0.071483 | 0.070402 | 0.003757 | 0.0036611 | 0.0035588 | 0.0034537 | 9.1136e-05
Scenario 6: Aggressive Fuel Sub Phase In | SCE | Com | HVAC | Com - Retail | Gas Energy (MMTherm/year) | Energy Efficiency | 0.0039149 | 0.0041945 | 0.0049574 | 0.0054134 | 0.0057164 | 0.0059838 | 0.0062192 | 0.0064572 | 0.0027845 | 0.0020883 | 0.0021417 | 0.002179 | 0.0022118
Scenario 6: Aggressive Fuel Sub Phase In | SCE | Com | HVAC | Com - Retail | Gas Energy (MMTherm/year) | Fuel Substitution | 0.0027325 | 0.0027523 | 0.0027422 | 0.0027105 | 0 | 0 | 0 | 0 | 0 | 0 | 0 | 0 | 0
Scenario 6: Aggressive Fuel Sub Phase In | SCE | Com | HVAC | Com - School | Electric Demand (MW) | Energy Efficiency | 0.055584 | 0.058485 | 0.061423 | 0.064045 | 0.066184 | 0.068436 | 0.070555 | 0.071787 | 0.073475 | 0.07506 | 0.076253 | 0.0777 | 0.078573
Scenario 6: Aggressive Fuel Sub Phase In | SCE | Com | HVAC | Com - School | Electric Energy (GWh/year) | Energy Efficiency | 0.04957 | 0.052049 | 0.054546 | 0.056764 | 0.058565 | 0.060453 | 0.0648 | 0.06324 | 0.064637 | 0.065944 | 0.066921 | 0.068108 | 0.068814
Scenario 6: Aggressive Fuel Sub Phase In | SCE | Com | HVAC | Com - School | Electric Energy (GWh/year) | Fuel Substitution | -0.00087181 | -0.00083696 | -0.00079494 | -0.00075079 | 0 | 0 | 0 | 0 | 0 | 0 | 0 | 0 | 0
Scenario 6: Aggressive Fuel Sub Phase In | SCE | Com | HVAC | Com - School | Gas Energy (MMTherm/year) | Energy Efficiency | 0.0030372 | 0.0032022 | 0.0033702 | 0.0035207 | 0.003644 | 0.0037743 | 0.0038636 | 0.0039695 | 0.0040682 | 0.0041611 | 0.0042315 | 0.0043167 | 0.0043686
Scenario 6: Aggressive Fuel Sub Phase In | SCE | Com | HVAC | Com - School | Gas Energy (MMTherm/year) | Fuel Substitution | 0.00087476 | 0.00086582 | 0.0008475 | 0.00082297 | 0 | 0 | 0 | 0 | 0 | 0 | 0 | 0 | 0
Scenario 6: Aggressive Fuel Sub Phase In | SCE | Com | HVAC | Com - Warehouse | Electric Demand (MW) | Energy Efficiency | 0.00091505 | 0.00095924 | 0.00099692 | 0.001035 | 0.0010827 | 0.0011155 | 0.0011428 | 0.0011691 | 0.0011204 | 0.0011353 | 0.0011488 | 0.0011583 | 0.0011682
Scenario 6: Aggressive Fuel Sub Phase In | SCE | Com | HVAC | Com - Warehouse | Electric Demand (MW) | Fuel Substitution | 0 | 0 | 0 | 0 | 2.0283e-06 | 2.022e-06 | 1.9998e-06 | 1.9685e-06 | 0 | 0 | 0 | 0 | 0
Scenario 6: Aggressive Fuel Sub Phase In | SCE | Com | HVAC | Com - Warehouse | Electric Energy (GWh/year) | Energy Efficiency | 0.0029275 | 0.003072 | 0.0031963 | 0.003322 | 0.003515 | 0.0036266 | 0.0037211 | 0.0038123 | 0.0034991 | 0.0035458 | 0.003588 | 0.0036179 | 0.003649
Scenario 6: Aggressive Fuel Sub Phase In | SCE | Com | HVAC | Com - Warehouse | Electric Energy (GWh/year) | Fuel Substitution | -0.077914 | -0.076344 | -0.07398 | -0.071226 | 2.8065e-05 | 2.7977e-05 | 2.767e-05 | 2.7237e-05 | 0 | 0 | 0 | 0 | 0
Scenario 6: Aggressive Fuel Sub Phase In | SCE | Com | HVAC | Com - Warehouse | Gas Energy (MMTherm/year) | Energy Efficiency | 1.346e-05 | 1.4711e-05 | 1.5964e-05 | 1.7213e-05 | 1.8454e-05 | 1.9686e-05 | 2.0903e-05 | 2.2101e-05 | 0 | 0 | 0 | 0 | 0
Scenario 6: Aggressive Fuel Sub Phase In | SCE | Com | HVAC | Com - Warehouse | Gas Energy (MMTherm/year) | Fuel Substitution | 0.01661 | 0.016472 | 0.016163 | 0.015755 | 0 | 0 | 0 | 0 | 0 | 0 | 0 | 0 | 0
Scenario 6: Aggressive Fuel Sub Phase In | SCE | Com | Lighting | Com - College | Electric Demand (MW) | Energy Efficiency | 0 | 0.0046432 | 0.0064351 | 0.0068877 | 0.0072505 | 0.007662 | 0.008043 | 0.0083554 | 0.0086345 | 0.0088655 | 0.0090889 | 0.0094347 | 0.0097424
Scenario 6: Aggressive Fuel Sub Phase In | SCE | Com | Lighting | Com - College | Electric Energy (GWh/year) | Energy Efficiency | 0 | 0.017449 | 0.024183 | 0.025883 | 0.027247 | 0.028793 | 0.030225 | 0.031399 | 0.032448 | 0.033316 | 0.034156 | 0.035455 | 0.036611
Scenario 6: Aggressive Fuel Sub Phase In | SCE | Com | Lighting | Com - College | Gas Energy (MMTherm/year) | Energy Efficiency | 0 | -9.6654e-05 | -0.00013395 | -0.00014338 | -0.00015093 | -0.00015949 | -0.00016743 | -0.00017393 | -0.00017974 | -0.00018455 | -0.0001892 | -0.0001964 | -0.0002028
Scenario 6: Aggressive Fuel Sub Phase In | SCE | Com | Lighting | Com - Grocery | Electric Demand (MW) | Energy Efficiency | 0.022284 | 0.023428 | 0.024396 | 0.025309 | 0.026197 | 0.026957 | 0.027581 | 0.028196 | 0.028709 | 0.029116 | 0.029495 | 0.029794 | 0.030067
Scenario 6: Aggressive Fuel Sub Phase In | SCE | Com | Lighting | Com - Grocery | Electric Energy (GWh/year) | Energy Efficiency | 0.12503 | 0.13145 | 0.13687 | 0.14199 | 0.14696 | 0.15122 | 0.15471 | 0.15816 | 0.16103 | 0.16331 | 0.16543 | 0.1671 | 0.16862
Scenario 6: Aggressive Fuel Sub Phase In | SCE | Com | Lighting | Com - Grocery | Gas Energy (MMTherm/year) | Energy Efficiency | -0.0013211 | -0.0013889 | -0.0014463 | -0.0015004 | -0.0015531 | -0.0015981 | -0.0016351 | -0.0016715 | -0.001702 | -0.0017261 | -0.0017486 | -0.0017662 | -0.0017824
Scenario 6: Aggressive Fuel Sub Phase In | SCE | Com | Lighting | Com - Health | Electric Demand (MW) | Energy Efficiency | 0.023401 | 0.024646 | 0.02587 | 0.026745 | 0.027661 | 0.028398 | 0.029164 | 0.029687 | 0.030121 | 0.030328 | 0.030433 | 0.030813 | 0.031264
Scenario 6: Aggressive Fuel Sub Phase In | SCE | Com | Lighting | Com - Health | Electric Energy (GWh/year) | Energy Efficiency | 0.13688 | 0.14416 | 0.15133 | 0.15645 | 0.16182 | 0.16613 | 0.17062 | 0.17368 | 0.17622 | 0.17744 | 0.17806 | 0.18028 | 0.18293
Scenario 6: Aggressive Fuel Sub Phase In | SCE | Com | Lighting | Com - Health | Gas Energy (MMTherm/year) | Energy Efficiency | -0.00089642 | -0.00094414 | -0.00099106 | -0.0010246 | -0.0010597 | -0.001088 | -0.0011173 | -0.0011374 | -0.001154 | -0.001162 | -0.001166 | -0.0011806 | -0.0011979
Scenario 6: Aggressive Fuel Sub Phase In | SCE | Com | Lighting | Com - Lodging | Electric Demand (MW) | Energy Efficiency | 0 | 0 | 0 | 0 | 0 | 0 | 0 | 0 | 0 | 0 | 0 | 0 | 0
Scenario 6: Aggressive Fuel Sub Phase In | SCE | Com | Lighting | Com - Lodging | Electric Energy (GWh/year) | Energy Efficiency | 0 | 0 | 0 | 0 | 0 | 0 | 0 | 0 | 0 | 0 | 0 | 0 | 0
Scenario 6: Aggressive Fuel Sub Phase In | SCE | Com | Lighting | Com - Lodging | Gas Energy (MMTherm/year) | Energy Efficiency | 0 | 0 | 0 | 0 | 0 | 0 | 0 | 0 | 0 | 0 | 0 | 0 | 0
Scenario 6: Aggressive Fuel Sub Phase In | SCE | Com | Lighting | Com - Office (Large) | Electric Demand (MW) | Energy Efficiency | 0 | 0.0084758 | 0.015289 | 0.016103 | 0.016915 | 0.017662 | 0.018293 | 0.018881 | 0.019338 | 0.019707 | 0.020066 | 0.020341 | 0.020596
Scenario 6: Aggressive Fuel Sub Phase In | SCE | Com | Lighting | Com - Office (Large) | Electric Energy (GWh/year) | Energy Efficiency | 0 | 0.058903 | 0.10626 | 0.11191 | 0.11755 | 0.12274 | 0.12713 | 0.13122 | 0.13439 | 0.13695 | 0.13945 | 0.14136 | 0.14313
Scenario 6: Aggressive Fuel Sub Phase In | SCE | Com | Lighting | Com - Office (Large) | Gas Energy (MMTherm/year) | Energy Efficiency | 0 | -0.0001396 | -0.00025183 | -0.00026522 | -0.0002786 | -0.0002909 | -0.0003013 | -0.00031098 | -0.0003185 | -0.00032458 | -0.00033049 | -0.00033503 | -0.00033922
Scenario 6: Aggressive Fuel Sub Phase In | SCE | Com | Lighting | Com - Office (Small) | Electric Demand (MW) | Energy Efficiency | 0 | 0 | 0 | 0 | 0 | 0 | 0 | 0 | 0 | 0 | 0 | 0 | 0
Scenario 6: Aggressive Fuel Sub Phase In | SCE | Com | Lighting | Com - Office (Small) | Electric Energy (GWh/year) | Energy Efficiency | 0 | 0 | 0 | 0 | 0 | 0 | 0 | 0 | 0 | 0 | 0 | 0 | 0
Scenario 6: Aggressive Fuel Sub Phase In | SCE | Com | Lighting | Com - Office (Small) | Gas Energy (MMTherm/year) | Energy Efficiency | 0 | 0 | 0 | 0 | 0 | 0 | 0 | 0 | 0 | 0 | 0 | 0 | 0
Scenario 6: Aggressive Fuel Sub Phase In | SCE | Com | Lighting | Com - Other | Electric Demand (MW) | Energy Efficiency | 0 | 0 | 0 | 0 | 0 | 0 | 0 | 0 | 0 | 0 | 0 | 0 | 0
Scenario 6: Aggressive Fuel Sub Phase In | SCE | Com | Lighting | Com - Other | Electric Energy (GWh/year) | Energy Efficiency | 0 | 0 | 0 | 0 | 0 | 0 | 0 | 0 | 0 | 0 | 0 | 0 | 0
Scenario 6: Aggressive Fuel Sub Phase In | SCE | Com | Lighting | Com - Other | Gas Energy (MMTherm/year) | Energy Efficiency | 0 | 0 | 0 | 0 | 0 | 0 | 0 | 0 | 0 | 0 | 0 | 0 | 0
Scenario 6: Aggressive Fuel Sub Phase In | SCE | Com | Lighting | Com - Refrig. Warehouse | Electric Demand (MW) | Energy Efficiency | 0.00095049 | 0.00029357 | 0.00030544 | 0.0003142 | 0.00032302 | 0.00033155 | 0.0003396 | 0.00034614 | 0.00035246 | 0.00035791 | 0.00036228 | 0.00036694 | 0.00037111
Scenario 6: Aggressive Fuel Sub Phase In | SCE | Com | Lighting | Com - Refrig. Warehouse | Electric Energy (GWh/year) | Energy Efficiency | 0.009027 | 0.0027878 | 0.0029007 | 0.0029841 | 0.0030679 | 0.0031491 | 0.0032257 | 0.0032879 | 0.003348 | 0.0033999 | 0.0034415 | 0.003486 | 0.0035258
Scenario 6: Aggressive Fuel Sub Phase In | SCE | Com | Lighting | Com - Restaurant | Electric Demand (MW) | Energy Efficiency | 0.013262 | 0.013988 | 0.014658 | 0.015282 | 0.015871 | 0.016341 | 0.016735 | 0.017106 | 0.017424 | 0.017686 | 0.01792 | 0.018107 | 0.018275
Scenario 6: Aggressive Fuel Sub Phase In | SCE | Com | Lighting | Com - Restaurant | Electric Energy (GWh/year) | Energy Efficiency | 0.080389 | 0.084793 | 0.08886 | 0.092641 | 0.096215 | 0.099072 | 0.10146 | 0.10372 | 0.10565 | 0.10724 | 0.10866 | 0.1098 | 0.11082
Scenario 6: Aggressive Fuel Sub Phase In | SCE | Com | Lighting | Com - Restaurant | Gas Energy (MMTherm/year) | Energy Efficiency | -0.00039474 | -0.00041636 | -0.00043633 | -0.00045489 | -0.00047243 | -0.00048646 | -0.0004982 | -0.00050925 | -0.00051874 | -0.00052652 | -0.00053351 | -0.00053909 | -0.0005441
Scenario 6: Aggressive Fuel Sub Phase In | SCE | Com | Lighting | Com - Retail | Electric Demand (MW) | Energy Efficiency | 0.085127 | 0.089487 | 0.093188 | 0.096653 | 0.099951 | 0.10273 | 0.10503 | 0.10721 | 0.10895 | 0.11036 | 0.11161 | 0.11254 | 0.1134
Scenario 6: Aggressive Fuel Sub Phase In | SCE | Com | Lighting | Com - Retail | Electric Energy (GWh/year) | Energy Efficiency | 0.50668 | 0.53262 | 0.55464 | 0.57526 | 0.59488 | 0.61142 | 0.62507 | 0.63806 | 0.64843 | 0.65677 | 0.6642 | 0.66974 | 0.67483
Scenario 6: Aggressive Fuel Sub Phase In | SCE | Com | Lighting | Com - Retail | Gas Energy (MMTherm/year) | Energy Efficiency | -0.0012947 | -0.001361 | -0.0014173 | -0.00147 | -0.0015202 | -0.0015625 | -0.0015974 | -0.0016307 | -0.0016572 | -0.0016785 | -0.0016975 | -0.0017117 | -0.0017248
Scenario 6: Aggressive Fuel Sub Phase In | SCE | Com | Lighting | Com - School | Electric Demand (MW) | Energy Efficiency | 0 | 0 | 0 | 0 | 0 | 0 | 0 | 0 | 0 | 0 | 0 | 0 | 0
Scenario 6: Aggressive Fuel Sub Phase In | SCE | Com | Lighting | Com - School | Electric Energy (GWh/year) | Energy Efficiency | 0 | 0 | 0 | 0 | 0 | 0 | 0 | 0 | 0 | 0 | 0 | 0 | 0
Scenario 6: Aggressive Fuel Sub Phase In | SCE | Com | Lighting | Com - School | Gas Energy (MMTherm/year) | Energy Efficiency | 0 | 0 | 0 | 0 | 0 | 0 | 0 | 0 | 0 | 0 | 0 | 0 | 0
Scenario 6: Aggressive Fuel Sub Phase In | SCE | Com | Lighting | Com - Warehouse | Electric Demand (MW) | Energy Efficiency | 0.0011359 | 0.0012374 | 0.0013309 | 0.0014244 | 0.0015201 | 0.0034819 | 0.0040139 | 0.004111 | 0.00095044 | 0 | 0 | 0 | 0
Scenario 6: Aggressive Fuel Sub Phase In | SCE | Com | Lighting | Com - Warehouse | Electric Energy (GWh/year) | Energy Efficiency | 0.0095173 | 0.010368 | 0.011152 | 0.011935 | 0.012737 | 0.029174 | 0.033631 | 0.034445 | 0.0079635 | 0 | 0 | 0 | 0
Scenario 6: Aggressive Fuel Sub Phase In | SCE | Com | Lighting | Com - Warehouse | Gas Energy (MMTherm/year) | Energy Efficiency | -3.6754e-05 | -4.004e-05 | -4.3067e-05 | -4.6092e-05 | -4.9188e-05 | -5.195e-05 | -5.444e-05 | -5.6849e-05 | -1.5258e-05 | 0 | 0 | 0 | 0
Scenario 6: Aggressive Fuel Sub Phase In | SCE | Com | WaterHeat | Com - College | Electric Demand (MW) | Energy Efficiency | 0.00010598 | 0.00012755 | 0.00015378 | 0.00018524 | 0.00022167 | 0.00026644 | 0.00031976 | 0.00038231 | 0.00045657 | 0.00054416 | 0.00064883 | 0.0007795 | 0.00092872
Scenario 6: Aggressive Fuel Sub Phase In | SCE | Com | WaterHeat | Com - College | Electric Demand (MW) | Fuel Substitution | 0 | 0 | 0.097165 | 0.2401 | 0.42031 | 0.46182 | 0.48514 | 0.4963 | 0.50442 | 0.50566 | 0.50166 | 0.49468 | 0.486
Scenario 6: Aggressive Fuel Sub Phase In | SCE | Com | WaterHeat | Com - College | Electric Energy (GWh/year) | Energy Efficiency | 0.00043374 | 0.000522 | 0.00062935 | 0.00075813 | 0.00090722 | 0.0010904 | 0.0013087 | 0.0015647 | 0.0018686 | 0.002227 | 0.0026554 | 0.0031902 | 0.0038009
Scenario 6: Aggressive Fuel Sub Phase In | SCE | Com | WaterHeat | Com - College | Electric Energy (GWh/year) | Fuel Substitution | -1.5415 | -1.5132 | -0.77082 | 0.22717 | 1.6217 | 1.8006 | 2.0575 | 2.1048 | 2.1392 | 2.1446 | 2.1277 | 2.0983 | 2.0617
Scenario 6: Aggressive Fuel Sub Phase In | SCE | Com | WaterHeat | Com - College | Gas Energy (MMTherm/year) | Fuel Substitution | 0.16899 | 0.16583 | 0.13049 | 0.088629 | 0.02138 | 0.021007 | 0 | 0 | 0 | 0 | 0 | 0 | 0
Scenario 6: Aggressive Fuel Sub Phase In | SCE | Com | WaterHeat | Com - Grocery | Electric Demand (MW) | Energy Efficiency | 0.00031034 | 0.00037354 | 0.00044813 | 0.00053767 | 0.00064558 | 0.00077376 | 0.00092564 | 0.0011084 | 0.0013255 | 0.001583 | 0.0018909 | 0.0022564 | 0.0026919
Scenario 6: Aggressive Fuel Sub Phase In | SCE | Com | WaterHeat | Com - Grocery | Electric Energy (GWh/year) | Energy Efficiency | 0.001747 | 0.0021028 | 0.0025227 | 0.0030268 | 0.0036342 | 0.0043558 | 0.0052108 | 0.0062395 | 0.007462 | 0.0089115 | 0.010645 | 0.012702 | 0.015154
Scenario 6: Aggressive Fuel Sub Phase In | SCE | Com | WaterHeat | Com - Grocery | Electric Energy (GWh/year) | Fuel Substitution | -0.048038 | -0.04678 | -0.045646 | -0.044738 | -0.04403 | -0.043483 | 0 | 0 | 0 | 0 | 0 | 0 | 0
Scenario 6: Aggressive Fuel Sub Phase In | SCE | Com | WaterHeat | Com - Grocery | Gas Energy (MMTherm/year) | Fuel Substitution | 0.0063715 | 0.0062046 | 0.0060543 | 0.0059339 | 0.0058399 | 0.0057674 | 0 | 0 | 0 | 0 | 0 | 0 | 0
Scenario 6: Aggressive Fuel Sub Phase In | SCE | Com | WaterHeat | Com - Health | Electric Demand (MW) | Energy Efficiency | 0.00031074 | 0.00037585 | 0.00045472 | 0.00054602 | 0.00065712 | 0.00078847 | 0.00094771 | 0.0011343 | 0.0013565 | 0.0016161 | 0.0019227 | 0.0023008 | 0.0027567
Scenario 6: Aggressive Fuel Sub Phase In | SCE | Com | WaterHeat | Com - Health | Electric Demand (MW) | Fuel Substitution | 0 | 0 | 0.1095 | 0.27233 | 0.48034 | 0.5313 | 0.56126 | 0.57708 | 0.58943 | 0.59289 | 0.58983 | 0.58298 | 0.57394
Scenario 6: Aggressive Fuel Sub Phase In | SCE | Com | WaterHeat | Com - Health | Electric Energy (GWh/year) | Energy Efficiency | 0.0027463 | 0.0033218 | 0.0040188 | 0.0048257 | 0.0058076 | 0.0069685 | 0.0083758 | 0.010025 | 0.011989 | 0.014283 | 0.016993 | 0.020335 | 0.024364
Scenario 6: Aggressive Fuel Sub Phase In | SCE | Com | WaterHeat | Com - Health | Electric Energy (GWh/year) | Fuel Substitution | -3.829 | -3.7662 | -1.9079 | 0.49393 | 3.8851 | 4.3596 | 5.1599 | 5.3052 | 5.4188 | 5.4508 | 5.4229 | 5.3604 | 5.2778
Scenario 6: Aggressive Fuel Sub Phase In | SCE | Com | WaterHeat | Com - Health | Gas Energy (MMTherm/year) | Fuel Substitution | 0.42673 | 0.41959 | 0.32783 | 0.23048 | 0.071624 | 0.070838 | 0 | 0 | 0 | 0 | 0 | 0 | 0
Scenario 6: Aggressive Fuel Sub Phase In | SCE | Com | WaterHeat | Com - Lodging | Electric Demand (MW) | Energy Efficiency | 6.4664e-05 | 7.8387e-05 | 9.485e-05 | 0.00011439 | 0.00013801 | 0.00016626 | 0.00020004 | 0.00024045 | 0.0002885 | 0.00034571 | 0.00041418 | 0.00049582 | 0.00059319
Scenario 6: Aggressive Fuel Sub Phase In | SCE | Com | WaterHeat | Com - Lodging | Electric Demand (MW) | Fuel Substitution | 0 | 0 | 0.11294 | 0.28208 | 0.49843 | 0.55188 | 0.5833 | 0.60132 | 0.61626 | 0.62042 | 0.61758 | 0.61032 | 0.6004
Scenario 6: Aggressive Fuel Sub Phase In | SCE | Com | WaterHeat | Com - Lodging | Electric Energy (GWh/year) | Energy Efficiency | 0.00055695 | 0.00067516 | 0.00081695 | 0.00098528 | 0.0011887 | 0.001432 | 0.0017229 | 0.002071 | 0.0024849 | 0.0029776 | 0.0035673 | 0.0042705 | 0.0051092
Scenario 6: Aggressive Fuel Sub Phase In | SCE | Com | WaterHeat | Com - Lodging | Electric Energy (GWh/year) | Fuel Substitution | -3.8739 | -3.8041 | -2.1023 | 0.34578 | 3.8249 | 4.3098 | 5.2259 | 5.3872 | 5.521 | 5.5583 | 5.533 | 5.4683 | 5.3799
Scenario 6: Aggressive Fuel Sub Phase In | SCE | Com | WaterHeat | Com - Lodging | Gas Energy (MMTherm/year) | Fuel Substitution | 0.4251 | 0.41733 | 0.34457 | 0.24647 | 0.08466 | 0.083868 | 0 | 0 | 0 | 0 | 0 | 0 | 0
Scenario 6: Aggressive Fuel Sub Phase In | SCE | Com | WaterHeat | Com - Office (Large) | Electric Demand (MW) | Energy Efficiency | 8.2024e-05 | 9.9311e-05 | 0.00011963 | 0.00014381 | 0.00017291 | 0.00020752 | 0.00024827 | 0.0002969 | 0.00035393 | 0.00042124 | 0.00050168 | 0.00059651 | 0.00070933
Scenario 6: Aggressive Fuel Sub Phase In | SCE | Com | WaterHeat | Com - Office (Large) | Electric Demand (MW) | Fuel Substitution | 0 | 0 | 0.015621 | 0.038781 | 0.067934 | 0.07454 | 0.078191 | 0.081184 | 0.082806 | 0.082909 | 0.082027 | 0.080524 | 0.078673
Scenario 6: Aggressive Fuel Sub Phase In | SCE | Com | WaterHeat | Com - Office (Large) | Electric Energy (GWh/year) | Energy Efficiency | 0.0015706 | 0.0019016 | 0.0022907 | 0.0027536 | 0.0033107 | 0.0039734 | 0.0047538 | 0.0056849 | 0.0067769 | 0.0080657 | 0.0096059 | 0.011422 | 0.013582
Scenario 6: Aggressive Fuel Sub Phase In | SCE | Com | WaterHeat | Com - Office (Large) | Electric Energy (GWh/year) | Fuel Substitution | -1.0138 | -0.98793 | -0.50468 | 0.25051 | 1.3109 | 1.4434 | 1.5614 | 1.6211 | 1.6534 | 1.6555 | 1.6379 | 1.6079 | 1.571
Scenario 6: Aggressive Fuel Sub Phase In | SCE | Com | WaterHeat | Com - Office (Large) | Gas Energy (MMTherm/year) | Fuel Substitution | 0.11007 | 0.10726 | 0.08886 | 0.057446 | 0.006131 | 0.0060586 | 0 | 0 | 0 | 0 | 0 | 0 | 0
Scenario 6: Aggressive Fuel Sub Phase In | SCE | Com | WaterHeat | Com - Office (Small) | Electric Demand (MW) | Energy Efficiency | 3.0391e-06 | 3.6587e-06 | 4.3954e-06 | 5.2711e-06 | 4.2873e-06 | 2.1548e-05 | 8.7001e-06 | 1.0659e-05 | 1.2942e-05 | 1.5613e-05 | 1.8757e-05 | 2.2462e-05 | 2.6838e-05
Scenario 6: Aggressive Fuel Sub Phase In | SCE | Com | WaterHeat | Com - Office (Small) | Electric Demand (MW) | Fuel Substitution | 0 | 0 | 0.000598 | 0.0014755 | 0.0022587 | 0.0027191 | 0.0029302 | 0.0030725 | 0.0031327 | 0.0031381 | 0.0031093 | 0.0030598 | 0.0029992
Scenario 6: Aggressive Fuel Sub Phase In | SCE | Com | WaterHeat | Com - Office (Small) | Electric Energy (GWh/year) | Energy Efficiency | 0.00034959 | 0.00042086 | 0.00050559 | 0.00060633 | 0.00049317 | 0.0024786 | 0.0010008 | 0.0012261 | 0.0014888 | 0.0017959 | 0.0021576 | 0.0025837 | 0.0030872
Scenario 6: Aggressive Fuel Sub Phase In | SCE | Com | WaterHeat | Com - Office (Small) | Electric Energy (GWh/year) | Fuel Substitution | -0.25826 | -0.253 | -0.11967 | 0.054822 | 0.26156 | 0.31485 | 0.35102 | 0.36806 | 0.37525 | 0.3759 | 0.37245 | 0.36654 | 0.3593
Scenario 6: Aggressive Fuel Sub Phase In | SCE | Com | WaterHeat | Com - Office (Small) | Gas Energy (MMTherm/year) | Fuel Substitution | 0.027752 | 0.027185 | 0.020613 | 0.013229 | 0.0011822 | 0.0014347 | 0 | 0 | 0 | 0 | 0 | 0 | 0
Scenario 6: Aggressive Fuel Sub Phase In | SCE | Com | WaterHeat | Com - Other | Electric Demand (MW) | Energy Efficiency | 0.0032248 | 0.0038955 | 0.0046971 | 0.0056525 | 0.0067936 | 0.0081566 | 0.0097946 | 0.011741 | 0.014048 | 0.016818 | 0.020128 | 0.024073 | 0.028791
Scenario 6: Aggressive Fuel Sub Phase In | SCE | Com | WaterHeat | Com - Other | Electric Demand (MW) | Fuel Substitution | 0 | 0 | 0.69478 | 1.7201 | 2.9899 | 3.3237 | 3.5004 | 3.6012 | 3.6836 | 3.7018 | 3.6788 | 3.6302 | 3.5668
Scenario 6: Aggressive Fuel Sub Phase In | SCE | Com | WaterHeat | Com - Other | Electric Energy (GWh/year) | Energy Efficiency | 0.02206 | 0.026649 | 0.032132 | 0.038668 | 0.046474 | 0.055799 | 0.067004 | 0.08032 | 0.096103 | 0.11505 | 0.1377 | 0.16468 | 0.19695
Scenario 6: Aggressive Fuel Sub Phase In | SCE | Com | WaterHeat | Com - Other | Electric Energy (GWh/year) | Fuel Substitution | -19.8904 | -19.5217 | -10.2137 | 1.9059 | 18.7899 | 21.141 | 24.8925 | 25.6085 | 26.1945 | 26.3248 | 26.1625 | 25.8186 | 25.3706
Scenario 6: Aggressive Fuel Sub Phase In | SCE | Com | WaterHeat | Com - Other | Gas Energy (MMTherm/year) | Fuel Substitution | 2.1365 | 2.0963 | 1.6402 | 1.1366 | 0.3171 | 0.3201 | 0 | 0 | 0 | 0 | 0 | 0 | 0
Scenario 6: Aggressive Fuel Sub Phase In | SCE | Com | WaterHeat | Com - Refrig. Warehouse | Electric Demand (MW) | Energy Efficiency | 2.3585e-05 | 1.1337e-05 | 1.3883e-05 | 1.6806e-05 | 2.0288e-05 | 2.4436e-05 | 2.9379e-05 | 3.5212e-05 | 4.2184e-05 | 5.0467e-05 | 6.0279e-05 | 7.2038e-05 | 8.5996e-05
Scenario 6: Aggressive Fuel Sub Phase In | SCE | Com | WaterHeat | Com - Refrig. Warehouse | Electric Demand (MW) | Fuel Substitution | 0 | 0 | 0.00042164 | 0.0011454 | 0.0020319 | 0.0022543 | 0.0023887 | 0.0024726 | 0.0025221 | 0.0025347 | 0.0025192 | 0.0024872 | 0.002446
Scenario 6: Aggressive Fuel Sub Phase In | SCE | Com | WaterHeat | Com - Refrig. Warehouse | Electric Energy (GWh/year) | Energy Efficiency | 0.00028811 | 0.00013849 | 0.0001696 | 0.00020531 | 0.00024785 | 0.00029852 | 0.0003589 | 0.00043015 | 0.00051533 | 0.00061651 | 0.00073638 | 0.00088003 | 0.0010505
Scenario 6: Aggressive Fuel Sub Phase In | SCE | Com | WaterHeat | Com - Refrig. Warehouse | Electric Energy (GWh/year) | Fuel Substitution | -0.021852 | -0.021455 | -0.010686 | 0.0020153 | 0.021787 | 0.024688 | 0.03033 | 0.031394 | 0.032021 | 0.032181 | 0.031985 | 0.031579 | 0.031059
Scenario 6: Aggressive Fuel Sub Phase In | SCE | Com | WaterHeat | Com - Refrig. Warehouse | Gas Energy (MMTherm/year) | Fuel Substitution | 0.0024826 | 0.0024361 | 0.0018366 | 0.0014706 | 0.00054715 | 0.00053655 | 0 | 0 | 0 | 0 | 0 | 0 | 0
Scenario 6: Aggressive Fuel Sub Phase In | SCE | Com | WaterHeat | Com - Restaurant | Electric Demand (MW) | Energy Efficiency | 0.0012195 | 0.0014768 | 0.001784 | 0.0021516 | 0.0025927 | 0.0031117 | 0.0037272 | 0.0044645 | 0.0053411 | 0.0063808 | 0.0076199 | 0.0090883 | 0.010835
Scenario 6: Aggressive Fuel Sub Phase In | SCE | Com | WaterHeat | Com - Restaurant | Electric Demand (MW) | Fuel Substitution | 0 | 0 | 0.78239 | 1.9404 | 3.403 | 3.7444 | 3.9393 | 4.0641 | 4.1594 | 4.1838 | 4.1624 | 4.1121 | 4.0446
Scenario 6: Aggressive Fuel Sub Phase In | SCE | Com | WaterHeat | Com - Restaurant | Electric Energy (GWh/year) | Energy Efficiency | 0.0066581 | 0.0080631 | 0.0097408 | 0.011748 | 0.014157 | 0.016992 | 0.020354 | 0.024383 | 0.029172 | 0.034853 | 0.041625 | 0.04965 | 0.059199
Scenario 6: Aggressive Fuel Sub Phase In | SCE | Com | WaterHeat | Com - Restaurant | Electric Energy (GWh/year) | Fuel Substitution | -13.5144 | -13.2767 | -6.2481 | 4.2462 | 18.9385 | 20.8843 | 22.3917 | 23.1009 | 23.6421 | 23.781 | 23.6605 | 23.3761 | 22.9944
Scenario 6: Aggressive Fuel Sub Phase In | SCE | Com | WaterHeat | Com - Restaurant | Gas Energy (MMTherm/year) | Fuel Substitution | 1.5179 | 1.491 | 1.2034 | 0.76774 | 0.05766 | 0.056985 | 0 | 0 | 0 | 0 | 0 | 0 | 0
Scenario 6: Aggressive Fuel Sub Phase In | SCE | Com | WaterHeat | Com - Retail | Electric Demand (MW) | Energy Efficiency | 0.00020326 | 0.00024467 | 0.00029352 | 0.000352 | 0.00045943 | 0.00054233 | 0.00063961 | 0.00075542 | 0.00085972 | 0.0010241 | 0.0012195 | 0.0014502 | 0.0017237
Scenario 6: Aggressive Fuel Sub Phase In | SCE | Com | WaterHeat | Com - Retail | Electric Demand (MW) | Fuel Substitution | 0 | 0 | 0.024058 | 0.059371 | 0.10265 | 0.11411 | 0.11999 | 0.12359 | 0.12633 | 0.12688 | 0.12602 | 0.12428 | 0.12202
Scenario 6: Aggressive Fuel Sub Phase In | SCE | Com | WaterHeat | Com - Retail | Electric Energy (GWh/year) | Energy Efficiency | 0.0013559 | 0.0016322 | 0.0019582 | 0.0023484 | 0.0029341 | 0.0034878 | 0.0041404 | 0.0049195 | 0.0057376 | 0.0068348 | 0.0081397 | 0.0096805 | 0.011508
Scenario 6: Aggressive Fuel Sub Phase In | SCE | Com | WaterHeat | Com - Retail | Electric Energy (GWh/year) | Fuel Substitution | -0.58545 | -0.57452 | -0.25745 | 0.14943 | 0.71038 | 0.79001 | 0.83393 | 0.85896 | 0.87801 | 0.88185 | 0.87593 | 0.86389 | 0.84828
Scenario 6: Aggressive Fuel Sub Phase In | SCE | Com | WaterHeat | Com - Retail | Gas Energy (MMTherm/year) | Fuel Substitution | 0.061897 | 0.060738 | 0.044911 | 0.027864 | 0.00039998 | 0.00040578 | 0 | 0 | 0 | 0 | 0 | 0 | 0
Scenario 6: Aggressive Fuel Sub Phase In | SCE | Com | WaterHeat | Com - School | Electric Demand (MW) | Energy Efficiency | 0.00010108 | 0.0001225 | 0.00014793 | 0.00017794 | 0.00021329 | 0.00025545 | 0.00030508 | 0.00036428 | 0.00043473 | 0.00051851 | 0.00061764 | 0.00073614 | 0.00087592
Scenario 6: Aggressive Fuel Sub Phase In | SCE | Com | WaterHeat | Com - School | Electric Demand (MW) | Fuel Substitution | 0 | 0 | 0.052467 | 0.12995 | 0.22704 | 0.24855 | 0.26003 | 0.26843 | 0.27344 | 0.27375 | 0.27104 | 0.26649 | 0.26087
Scenario 6: Aggressive Fuel Sub Phase In | SCE | Com | WaterHeat | Com - School | Electric Energy (GWh/year) | Energy Efficiency | 0.0014975 | 0.0018149 | 0.0021916 | 0.0026363 | 0.00316 | 0.0037847 | 0.0045199 | 0.005397 | 0.0064408 | 0.007682 | 0.0091508 | 0.010906 | 0.012977
Scenario 6: Aggressive Fuel Sub Phase In | SCE | Com | WaterHeat | Com - School | Electric Energy (GWh/year) | Fuel Substitution | -2.5988 | -2.5417 | -1.2986 | 0.63587 | 3.338 | 3.6688 | 3.9739 | 4.102 | 4.1786 | 4.1833 | 4.142 | 4.0726 | 3.987
Scenario 6: Aggressive Fuel Sub Phase In | SCE | Com | WaterHeat | Com - School | Gas Energy (MMTherm/year) | Fuel Substitution | 0.28851 | 0.28215 | 0.23359 | 0.1511 | 0.017215 | 0.016948 | 0 | 0 | 0 | 0 | 0 | 0 | 0
Scenario 6: Aggressive Fuel Sub Phase In | SCE | Com | WaterHeat | Com - Warehouse | Electric Demand (MW) | Energy Efficiency | 9.6898e-06 | 1.1649e-05 | 1.3959e-05 | 1.6733e-05 | 2.0082e-05 | 2.4026e-05 | 2.869e-05 | 3.4263e-05 | 4.0837e-05 | 4.8644e-05 | 5.7927e-05 | 6.888e-05 | 8.1932e-05
Scenario 6: Aggressive Fuel Sub Phase In | SCE | Com | WaterHeat | Com - Warehouse | Electric Demand (MW) | Fuel Substitution | 0 | 0 | 0.00045145 | 0.0011113 | 0.0019478 | 0.0021443 | 0.0022567 | 0.0023126 | 0.0023551 | 0.0023646 | 0.0023486 | 0.0023173 | 0.0022777
Scenario 6: Aggressive Fuel Sub Phase In | SCE | Com | WaterHeat | Com - Warehouse | Electric Energy (GWh/year) | Energy Efficiency | 0.00027432 | 0.00032979 | 0.0003952 | 0.00047377 | 0.00056862 | 0.00068035 | 0.00081246 | 0.00097033 | 0.0011566 | 0.0013778 | 0.0016409 | 0.0019513 | 0.0023212
Scenario 6: Aggressive Fuel Sub Phase In | SCE | Com | WaterHeat | Com - Warehouse | Electric Energy (GWh/year) | Fuel Substitution | -0.058761 | -0.057663 | -0.031545 | 0.0010509 | 0.046573 | 0.052511 | 0.066319 | 0.067961 | 0.069211 | 0.069491 | 0.069026 | 0.068113 | 0.066956
Scenario 6: Aggressive Fuel Sub Phase In | SCE | Com | WaterHeat | Com - Warehouse | Gas Energy (MMTherm/year) | Fuel Substitution | 0.0064354 | 0.0063122 | 0.0049567 | 0.0035655 | 0.0013642 | 0.0013437 | 0 | 0 | 0 | 0 | 0 | 0 | 0
Scenario 6: Aggressive Fuel Sub Phase In | SCE | Com | WholeBlg | Com - College | Electric Demand (MW) | Energy Efficiency | 0.080354 | 0.082146 | 0.084109 | 0.086488 | 0.089198 | 0.091997 | 0.095225 | 0.098192 | 0.1012 | 0.10438 | 0.10725 | 0.10976 | 0.11209
Scenario 6: Aggressive Fuel Sub Phase In | SCE | Com | WholeBlg | Com - College | Electric Energy (GWh/year) | Energy Efficiency | 0.73228 | 0.7486 | 0.76649 | 0.78818 | 0.81287 | 0.83838 | 0.86779 | 0.89483 | 0.92222 | 0.95125 | 0.9774 | 1.0003 | 1.0215
Scenario 6: Aggressive Fuel Sub Phase In | SCE | Com | WholeBlg | Com - College | Gas Energy (MMTherm/year) | Energy Efficiency | 0 | 0 | 0 | 0 | 0 | 0 | 0 | 0 | 0 | 0 | 0 | 0 | 0
Scenario 6: Aggressive Fuel Sub Phase In | SCE | Com | WholeBlg | Com - Grocery | Electric Demand (MW) | Energy Efficiency | 0.27552 | 0.2819 | 0.28921 | 0.29758 | 0.30731 | 0.31718 | 0.32724 | 0.33699 | 0.3471 | 0.35704 | 0.36686 | 0.37525 | 0.37304
Scenario 6: Aggressive Fuel Sub Phase In | SCE | Com | WholeBlg | Com - Grocery | Electric Energy (GWh/year) | Energy Efficiency | 2.5108 | 2.569 | 2.6356 | 2.7119 | 2.8006 | 2.8905 | 2.9821 | 3.071 | 3.1632 | 3.2538 | 3.3432 | 3.4197 | 3.3996
Scenario 6: Aggressive Fuel Sub Phase In | SCE | Com | WholeBlg | Com - Health | Electric Demand (MW) | Energy Efficiency | 0.2627 | 0.2698 | 0.27747 | 0.28633 | 0.29643 | 0.30659 | 0.31796 | 0.32848 | 0.3392 | 0.3502 | 0.36065 | 0.36962 | 0.37778
Scenario 6: Aggressive Fuel Sub Phase In | SCE | Com | WholeBlg | Com - Health | Electric Energy (GWh/year) | Energy Efficiency | 2.394 | 2.4587 | 2.5286 | 2.6094 | 2.7014 | 2.794 | 2.8976 | 2.9935 | 3.0912 | 3.1914 | 3.2866 | 3.3684 | 3.4427
Scenario 6: Aggressive Fuel Sub Phase In | SCE | Com | WholeBlg | Com - Lodging | Electric Demand (MW) | Energy Efficiency | 0.12427 | 0.12724 | 0.13032 | 0.13415 | 0.13853 | 0.14296 | 0.14795 | 0.15259 | 0.15729 | 0.16218 | 0.16677 | 0.17062 | 0.17336
Scenario 6: Aggressive Fuel Sub Phase In | SCE | Com | WholeBlg | Com - Lodging | Electric Energy (GWh/year) | Energy Efficiency | 1.1325 | 1.1595 | 1.1876 | 1.2225 | 1.2625 | 1.3028 | 1.3483 | 1.3906 | 1.4334 | 1.478 | 1.5198 | 1.5549 | 1.5799
Scenario 6: Aggressive Fuel Sub Phase In | SCE | Com | WholeBlg | Com - Office (Large) | Electric Demand (MW) | Energy Efficiency | 0.52284 | 0.53094 | 0.53986 | 0.55059 | 0.56341 | 0.57617 | 0.5912 | 0.60426 | 0.61727 | 0.63059 | 0.64244 | 0.65157 | 0.66763
Scenario 6: Aggressive Fuel Sub Phase In | SCE | Com | WholeBlg | Com - Office (Large) | Electric Energy (GWh/year) | Energy Efficiency | 4.7646 | 4.8385 | 4.9198 | 5.0176 | 5.1344 | 5.2507 | 5.3876 | 5.5067 | 5.6253 | 5.7467 | 5.8547 | 5.9379 | 6.0842
Scenario 6: Aggressive Fuel Sub Phase In | SCE | Com | WholeBlg | Com - Office (Large) | Gas Energy (MMTherm/year) | Energy Efficiency | 0 | 0 | 0 | 0 | 0 | 0 | 0 | 0 | 0 | 0 | 0 | 0 | 0
Scenario 6: Aggressive Fuel Sub Phase In | SCE | Com | WholeBlg | Com - Office (Small) | Electric Demand (MW) | Energy Efficiency | 0.091786 | 0.093458 | 0.095344 | 0.097584 | 0.10021 | 0.10283 | 0.10575 | 0.10839 | 0.11107 | 0.11386 | 0.11636 | 0.11838 | 0.12013
Scenario 6: Aggressive Fuel Sub Phase In | SCE | Com | WholeBlg | Com - Office (Small) | Electric Energy (GWh/year) | Energy Efficiency | 0.83645 | 0.85169 | 0.86888 | 0.88929 | 0.91323 | 0.93714 | 0.96367 | 0.98775 | 1.0122 | 1.0376 | 1.0604 | 1.0789 | 1.0947
Scenario 6: Aggressive Fuel Sub Phase In | SCE | Com | WholeBlg | Com - Other | Electric Demand (MW) | Energy Efficiency | 0.39936 | 0.40716 | 0.41546 | 0.42594 | 0.43807 | 0.45027 | 0.46457 | 0.47747 | 0.49047 | 0.50388 | 0.5163 | 0.52649 | 0.54134
Scenario 6: Aggressive Fuel Sub Phase In | SCE | Com | WholeBlg | Com - Other | Electric Energy (GWh/year) | Energy Efficiency | 3.6394 | 3.7105 | 3.7862 | 3.8817 | 3.9922 | 4.1034 | 4.2337 | 4.3513 | 4.4697 | 4.5919 | 4.7051 | 4.798 | 4.9333
Scenario 6: Aggressive Fuel Sub Phase In | SCE | Com | WholeBlg | Com - Other | Gas Energy (MMTherm/year) | Energy Efficiency | 0 | 0 | 0 | 0 | 0 | 0 | 0 | 0 | 0 | 0 | 0 | 0 | 0
Scenario 6: Aggressive Fuel Sub Phase In | SCE | Com | WholeBlg | Com - Refrig. Warehouse | Electric Demand (MW) | Energy Efficiency | 0.030728 | 0.031863 | 0.033082 | 0.034527 | 0.036123 | 0.037675 | 0.039215 | 0.040768 | 0.042391 | 0.043972 | 0.045604 | 0.047056 | 0.046593
Scenario 6: Aggressive Fuel Sub Phase In | SCE | Com | WholeBlg | Com - Refrig. Warehouse | Electric Energy (GWh/year) | Energy Efficiency | 0.28003 | 0.29037 | 0.30148 | 0.31465 | 0.32919 | 0.34333 | 0.35737 | 0.37153 | 0.38632 | 0.40072 | 0.4156 | 0.42882 | 0.42461
Scenario 6: Aggressive Fuel Sub Phase In | SCE | Com | WholeBlg | Com - Restaurant | Electric Demand (MW) | Energy Efficiency | 0.23361 | 0.24097 | 0.249 | 0.25859 | 0.26951 | 0.28053 | 0.29204 | 0.30356 | 0.31551 | 0.32748 | 0.33955 | 0.35047 | 0.35352
Scenario 6: Aggressive Fuel Sub Phase In | SCE | Com | WholeBlg | Com - Restaurant | Electric Energy (GWh/year) | Energy Efficiency | 2.2343 | 2.3188 | 2.4117 | 2.5212 | 2.6458 | 2.7708 | 2.9014 | 3.0353 | 3.1753 | 3.3169 | 3.4625 | 3.5994 | 3.6682
Scenario 6: Aggressive Fuel Sub Phase In | SCE | Com | WholeBlg | Com - Restaurant | Gas Energy (MMTherm/year) | Energy Efficiency | -0.0011657 | -0.0013579 | -0.0015756 | -0.0018201 | -0.0020968 | -0.0023695 | -0.0026524 | -0.002973 | -0.003316 | -0.003675 | -0.0040685 | -0.004483 | -0.0049353
Scenario 6: Aggressive Fuel Sub Phase In | SCE | Com | WholeBlg | Com - Retail | Electric Demand (MW) | Energy Efficiency | 0.31335 | 0.31796 | 0.32325 | 0.3295 | 0.33692 | 0.34432 | 0.35326 | 0.3609 | 0.3684 | 0.37595 | 0.38237 | 0.38702 | 0.39393
Scenario 6: Aggressive Fuel Sub Phase In | SCE | Com | WholeBlg | Com - Retail | Electric Energy (GWh/year) | Energy Efficiency | 3.4426 | 3.5808 | 3.7303 | 3.9052 | 4.1106 | 4.3246 | 4.5609 | 4.8094 | 5.0658 | 5.3343 | 5.6144 | 5.8908 | 6.2095
Scenario 6: Aggressive Fuel Sub Phase In | SCE | Com | WholeBlg | Com - Retail | Gas Energy (MMTherm/year) | Energy Efficiency | 0.0040287 | 0.0046885 | 0.0053838 | 0.0061932 | 0.0071386 | 0.0081448 | 0.0092076 | 0.010435 | 0.011726 | 0.013096 | 0.014617 | 0.016223 | 0.017978
Scenario 6: Aggressive Fuel Sub Phase In | SCE | Com | WholeBlg | Com - School | Electric Demand (MW) | Energy Efficiency | 0.096541 | 0.098266 | 0.10011 | 0.10247 | 0.10519 | 0.10792 | 0.11113 | 0.11399 | 0.11683 | 0.11977 | 0.12236 | 0.12441 | 0.12717
Scenario 6: Aggressive Fuel Sub Phase In | SCE | Com | WholeBlg | Com - School | Electric Energy (GWh/year) | Energy Efficiency | 0.87978 | 0.89551 | 0.91229 | 0.93378 | 0.95865 | 0.98353 | 1.0127 | 1.0388 | 1.0647 | 1.0915 | 1.1151 | 1.1337 | 1.159
Scenario 6: Aggressive Fuel Sub Phase In | SCE | Com | WholeBlg | Com - Warehouse | Electric Demand (MW) | Energy Efficiency | 0.16218 | 0.16586 | 0.16979 | 0.17473 | 0.18046 | 0.18625 | 0.19266 | 0.19867 | 0.20479 | 0.2112 | 0.21725 | 0.22242 | 0.22837
Scenario 6: Aggressive Fuel Sub Phase In | SCE | Com | WholeBlg | Com - Warehouse | Electric Energy (GWh/year) | Energy Efficiency | 1.5892 | 1.6436 | 1.7021 | 1.7752 | 1.8623 | 1.9506 | 2.0462 | 2.1436 | 2.2431 | 2.3489 | 2.4561 | 2.5572 | 2.6726
Scenario 6: Aggressive Fuel Sub Phase In | SCE | Com | WholeBlg | Com - Warehouse | Gas Energy (MMTherm/year) | Energy Efficiency | -0.0012158 | -0.0014447 | -0.0016922 | -0.0019987 | -0.0023797 | -0.0027685 | -0.0031744 | -0.0036406 | -0.0041188 | -0.0046366 | -0.005205 | -0.0057951 | -0.0064646
Scenario 6: Aggressive Fuel Sub Phase In | SCE | Ind | WholeBlg | Ind - All Other Industrial | Electric Demand (MW) | Energy Efficiency | 0.12727 | 0.12712 | 0.12728 | 0.12765 | 0.12791 | 0.1281 | 0.12826 | 0.12839 | 0.12851 | 0.12858 | 0.12857 | 0.12859 | 0.12857
Scenario 6: Aggressive Fuel Sub Phase In | SCE | Ind | WholeBlg | Ind - All Other Industrial | Electric Energy (GWh/year) | Energy Efficiency | 0.92461 | 0.92345 | 0.92463 | 0.9273 | 0.92918 | 0.93054 | 0.93168 | 0.93263 | 0.93346 | 0.934 | 0.93391 | 0.93399 | 0.93385
Scenario 6: Aggressive Fuel Sub Phase In | SCE | Ind | WholeBlg | Ind - Chemicals | Electric Demand (MW) | Energy Efficiency | 0.38538 | 0.38816 | 0.39186 | 0.39601 | 0.39973 | 0.40288 | 0.40558 | 0.40783 | 0.41011 | 0.41223 | 0.41397 | 0.41559 | 0.41696
Scenario 6: Aggressive Fuel Sub Phase In | SCE | Ind | WholeBlg | Ind - Chemicals | Electric Energy (GWh/year) | Energy Efficiency | 2.7997 | 2.8198 | 2.8467 | 2.8768 | 2.9037 | 2.9266 | 2.9461 | 2.9624 | 2.979 | 2.9944 | 3.0069 | 3.0186 | 3.0286
Scenario 6: Aggressive Fuel Sub Phase In | SCE | Ind | WholeBlg | Ind - Electronics | Electric Demand (MW) | Energy Efficiency | 0.18946 | 0.18962 | 0.19037 | 0.19146 | 0.1924 | 0.19327 | 0.19413 | 0.19495 | 0.19574 | 0.19643 | 0.19695 | 0.19746 | 0.1979
Scenario 6: Aggressive Fuel Sub Phase In | SCE | Ind | WholeBlg | Ind - Electronics | Electric Energy (GWh/year) | Energy Efficiency | 1.3764 | 1.3775 | 1.3829 | 1.3908 | 1.3976 | 1.404 | 1.4101 | 1.4161 | 1.4218 | 1.4268 | 1.4306 | 1.4343 | 1.4374
Scenario 6: Aggressive Fuel Sub Phase In | SCE | Ind | WholeBlg | Ind - Fabricated Metals | Electric Demand (MW) | Energy Efficiency | 0.26179 | 0.26355 | 0.26624 | 0.26859 | 0.27038 | 0.27167 | 0.27272 | 0.27359 | 0.27437 | 0.27505 | 0.27542 | 0.27567 | 0.27572
Scenario 6: Aggressive Fuel Sub Phase In | SCE | Ind | WholeBlg | Ind - Fabricated Metals | Electric Energy (GWh/year) | Energy Efficiency | 1.9019 | 1.9146 | 1.9341 | 1.9512 | 1.9641 | 1.9735 | 1.9811 | 1.9873 | 1.993 | 1.9978 | 2.0005 | 2.0023 | 2.0027
Scenario 6: Aggressive Fuel Sub Phase In | SCE | Ind | WholeBlg | Ind - Food | Electric Demand (MW) | Energy Efficiency | 0.54495 | 0.54278 | 0.5422 | 0.54258 | 0.54253 | 0.54232 | 0.54215 | 0.54178 | 0.54133 | 0.54069 | 0.5396 | 0.53849 | 0.53719
Scenario 6: Aggressive Fuel Sub Phase In | SCE | Ind | WholeBlg | Ind - Food | Electric Energy (GWh/year) | Energy Efficiency | 3.9589 | 3.9431 | 3.9388 | 3.9415 | 3.9411 | 3.9395 | 3.9382 | 3.9354 | 3.9322 | 3.9274 | 3.9194 | 3.9113 | 3.9018
Scenario 6: Aggressive Fuel Sub Phase In | SCE | Ind | WholeBlg | Ind - Industrial Machinery | Electric Demand (MW) | Energy Efficiency | 0.081888 | 0.082494 | 0.083427 | 0.084178 | 0.084669 | 0.085011 | 0.085355 | 0.085656 | 0.085948 | 0.086213 | 0.086371 | 0.086485 | 0.08653
Scenario 6: Aggressive Fuel Sub Phase In | SCE | Ind | WholeBlg | Ind - Industrial Machinery | Electric Energy (GWh/year) | Energy Efficiency | 0.5949 | 0.59929 | 0.60606 | 0.6115 | 0.61506 | 0.61753 | 0.62003 | 0.6222 | 0.62431 | 0.62623 | 0.62736 | 0.62818 | 0.6285
Scenario 6: Aggressive Fuel Sub Phase In | SCE | Ind | WholeBlg | Ind - Lumber & Furniture | Electric Demand (MW) | Energy Efficiency | 0.045111 | 0.045032 | 0.045092 | 0.045228 | 0.045335 | 0.045392 | 0.045408 | 0.045415 | 0.045415 | 0.045399 | 0.04535 | 0.0453 | 0.045232
Scenario 6: Aggressive Fuel Sub Phase In | SCE | Ind | WholeBlg | Ind - Lumber & Furniture | Electric Energy (GWh/year) | Energy Efficiency | 0.32772 | 0.32714 | 0.32757 | 0.32855 | 0.32932 | 0.32974 | 0.32985 | 0.32989 | 0.32989 | 0.32977 | 0.32941 | 0.32904 | 0.32854
Scenario 6: Aggressive Fuel Sub Phase In | SCE | Ind | WholeBlg | Ind - Paper | Electric Demand (MW) | Energy Efficiency | 0.17664 | 0.17325 | 0.1708 | 0.16916 | 0.16758 | 0.16592 | 0.16453 | 0.16334 | 0.16241 | 0.1617 | 0.16104 | 0.1605 | 0.16001
Scenario 6: Aggressive Fuel Sub Phase In | SCE | Ind | WholeBlg | Ind - Paper | Electric Energy (GWh/year) | Energy Efficiency | 1.2832 | 1.2586 | 1.2408 | 1.2288 | 1.2173 | 1.2053 | 1.1952 | 1.1865 | 1.1798 | 1.1745 | 1.1697 | 1.1658 | 1.1622
Scenario 6: Aggressive Fuel Sub Phase In | SCE | Ind | WholeBlg | Ind - Petroleum | Electric Demand (MW) | Energy Efficiency | 0.67636 | 0.67347 | 0.67274 | 0.67336 | 0.67348 | 0.67344 | 0.67326 | 0.67297 | 0.67256 | 0.67185 | 0.67055 | 0.66926 | 0.66778
Scenario 6: Aggressive Fuel Sub Phase In | SCE | Ind | WholeBlg | Ind - Petroleum | Electric Energy (GWh/year) | Energy Efficiency | 4.9135 | 4.8925 | 4.8871 | 4.8916 | 4.8924 | 4.892 | 4.8906 | 4.8884 | 4.8854 | 4.8801 | 4.8706 | 4.8612 | 4.8503
Scenario 6: Aggressive Fuel Sub Phase In | SCE | Ind | WholeBlg | Ind - Plastics | Electric Demand (MW) | Energy Efficiency | 0.31056 | 0.31022 | 0.31081 | 0.31192 | 0.31276 | 0.31344 | 0.31393 | 0.31423 | 0.31449 | 0.31461 | 0.31445 | 0.31427 | 0.31398
Scenario 6: Aggressive Fuel Sub Phase In | SCE | Ind | WholeBlg | Ind - Plastics | Electric Energy (GWh/year) | Energy Efficiency | 2.2561 | 2.2537 | 2.2579 | 2.2659 | 2.272 | 2.2769 | 2.2804 | 2.2825 | 2.2844 | 2.2852 | 2.2841 | 2.2827 | 2.2806
Scenario 6: Aggressive Fuel Sub Phase In | SCE | Ind | WholeBlg | Ind - Primary Metals | Electric Demand (MW) | Energy Efficiency | 0.14736 | 0.14901 | 0.15135 | 0.15374 | 0.15577 | 0.15759 | 0.15947 | 0.16129 | 0.16309 | 0.16481 | 0.16631 | 0.16772 | 0.16901
Scenario 6: Aggressive Fuel Sub Phase In | SCE | Ind | WholeBlg | Ind - Primary Metals | Electric Energy (GWh/year) | Energy Efficiency | 1.0705 | 1.0825 | 1.0995 | 1.1168 | 1.1315 | 1.1448 | 1.1584 | 1.1716 | 1.1846 | 1.1971 | 1.208 | 1.2182 | 1.2276
Scenario 6: Aggressive Fuel Sub Phase In | SCE | Ind | WholeBlg | Ind - Printing & Publishing | Electric Demand (MW) | Energy Efficiency | 0.052172 | 0.051966 | 0.051929 | 0.051991 | 0.052001 | 0.051966 | 0.051932 | 0.051892 | 0.051863 | 0.051824 | 0.05174 | 0.05165 | 0.051538
Scenario 6: Aggressive Fuel Sub Phase In | SCE | Ind | WholeBlg | Ind - Printing & Publishing | Electric Energy (GWh/year) | Energy Efficiency | 0.37902 | 0.37751 | 0.37724 | 0.37769 | 0.37775 | 0.37749 | 0.37724 | 0.37694 | 0.37672 | 0.37644 | 0.37582 | 0.37516 | 0.37434
Scenario 6: Aggressive Fuel Sub Phase In | SCE | Ind | WholeBlg | Ind - Stone-Glass-Clay | Electric Demand (MW) | Energy Efficiency | 0.26418 | 0.26735 | 0.27076 | 0.27424 | 0.27731 | 0.27996 | 0.28229 | 0.28451 | 0.2866 | 0.28858 | 0.29035 | 0.29215 | 0.29379
Scenario 6: Aggressive Fuel Sub Phase In | SCE | Ind | WholeBlg | Ind - Stone-Glass-Clay | Electric Energy (GWh/year) | Energy Efficiency | 1.9192 | 1.9422 | 1.967 | 1.9922 | 2.0144 | 2.0337 | 2.0506 | 2.0667 | 2.0818 | 2.0962 | 2.109 | 2.1221 | 2.1339
Scenario 6: Aggressive Fuel Sub Phase In | SCE | Ind | WholeBlg | Ind - Textiles | Electric Demand (MW) | Energy Efficiency | 0.036978 | 0.036893 | 0.03691 | 0.036933 | 0.036908 | 0.036846 | 0.036787 | 0.036701 | 0.036619 | 0.036535 | 0.036424 | 0.036318 | 0.036205
Scenario 6: Aggressive Fuel Sub Phase In | SCE | Ind | WholeBlg | Ind - Textiles | Electric Energy (GWh/year) | Energy Efficiency | 0.26863 | 0.26801 | 0.26813 | 0.26829 | 0.26811 | 0.26766 | 0.26722 | 0.2666 | 0.266 | 0.26538 | 0.26457 | 0.26379 | 0.26297
Scenario 6: Aggressive Fuel Sub Phase In | SCE | Ind | WholeBlg | Ind - Transportation Equipment | Electric Demand (MW) | Energy Efficiency | 0.31145 | 0.31232 | 0.31602 | 0.31858 | 0.31998 | 0.32073 | 0.32208 | 0.32338 | 0.32497 | 0.32661 | 0.32774 | 0.3285 | 0.3288
Scenario 6: Aggressive Fuel Sub Phase In | SCE | Ind | WholeBlg | Ind - Transportation Equipment | Electric Energy (GWh/year) | Energy Efficiency | 2.2626 | 2.2689 | 2.2957 | 2.3143 | 2.3244 | 2.3299 | 2.3396 | 2.349 | 2.3606 | 2.3724 | 2.3805 | 2.386 | 2.3882
Scenario 6: Aggressive Fuel Sub Phase In | SCE | Res | AppPlug | Res - Multi Family | Electric Demand (MW) | Energy Efficiency | 0 | 0 | 0 | 0 | 0 | 0 | 0 | 0 | 0 | 0 | 0 | 0 | 0
Scenario 6: Aggressive Fuel Sub Phase In | SCE | Res | AppPlug | Res - Multi Family | Electric Energy (GWh/year) | Energy Efficiency | 0 | 0 | 0 | 0 | 0 | 0 | 0 | 0 | 0 | 0 | 0 | 0 | 0
Scenario 6: Aggressive Fuel Sub Phase In | SCE | Res | AppPlug | Res - Multi Family | Electric Energy (GWh/year) | Fuel Substitution | -0.014484 | -0.015625 | -0.016774 | -0.017932 | -0.019099 | -0.020271 | 0 | 0 | 0 | 0 | 0 | 0 | 0
Scenario 6: Aggressive Fuel Sub Phase In | SCE | Res | AppPlug | Res - Multi Family | Gas Energy (MMTherm/year) | Energy Efficiency | 0 | 0 | 0 | 0 | 0 | 0 | 0 | 0 | 0 | 0 | 0 | 0 | 0
Scenario 6: Aggressive Fuel Sub Phase In | SCE | Res | AppPlug | Res - Multi Family | Gas Energy (MMTherm/year) | Fuel Substitution | 0.0029499 | 0.0031824 | 0.0034163 | 0.0036522 | 0.0038899 | 0.0041286 | 0 | 0 | 0 | 0 | 0 | 0 | 0
Scenario 6: Aggressive Fuel Sub Phase In | SCE | Res | AppPlug | Res - Single Family | Electric Demand (MW) | Energy Efficiency | 0 | 0 | 0 | 0 | 0 | 0 | 0 | 0 | 0 | 0 | 0 | 0 | 0
Scenario 6: Aggressive Fuel Sub Phase In | SCE | Res | AppPlug | Res - Single Family | Electric Energy (GWh/year) | Energy Efficiency | 0 | 0 | 0 | 0 | 0 | 0 | 0 | 0 | 0 | 0 | 0 | 0 | 0
Scenario 6: Aggressive Fuel Sub Phase In | SCE | Res | AppPlug | Res - Single Family | Electric Energy (GWh/year) | Fuel Substitution | -0.10866 | -0.11735 | -0.12606 | -0.13481 | -0.14363 | -0.1525 | 0 | 0 | 0 | 0 | 0 | 0 | 0
Scenario 6: Aggressive Fuel Sub Phase In | SCE | Res | AppPlug | Res - Single Family | Gas Energy (MMTherm/year) | Energy Efficiency | 0 | 0 | 0 | 0 | 0 | 0 | 0 | 0 | 0 | 0 | 0 | 0 | 0
Scenario 6: Aggressive Fuel Sub Phase In | SCE | Res | AppPlug | Res - Single Family | Gas Energy (MMTherm/year) | Fuel Substitution | 0.022056 | 0.02382 | 0.025587 | 0.027364 | 0.029154 | 0.030956 | 0 | 0 | 0 | 0 | 0 | 0 | 0
Scenario 6: Aggressive Fuel Sub Phase In | SCE | Res | BROs | Income Qualified - Multi Family IQ | Electric Demand (MW) | Energy Efficiency | 2.6492 | 2.7675 | 2.8929 | 3.0048 | 3.0809 | 3.1625 | 3.2358 | 3.3198 | 3.4 | 3.4841 | 3.5569 | 3.6463 | 3.7381
Scenario 6: Aggressive Fuel Sub Phase In | SCE | Res | BROs | Income Qualified - Multi Family IQ | Electric Energy (GWh/year) | Energy Efficiency | 11.846 | 12.4085 | 13.0114 | 13.5709 | 13.9959 | 14.4595 | 14.8998 | 15.4065 | 15.9147 | 16.4624 | 16.9806 | 17.605 | 18.2718
Scenario 6: Aggressive Fuel Sub Phase In | SCE | Res | BROs | Income Qualified - Single Family IQ | Electric Demand (MW) | Energy Efficiency | 9.0294 | 9.3687 | 9.7261 | 10.067 | 10.2865 | 10.5247 | 10.7392 | 10.9854 | 11.2183 | 11.4547 | 11.6538 | 11.9071 | 12.1677
Scenario 6: Aggressive Fuel Sub Phase In | SCE | Res | BROs | Income Qualified - Single Family IQ | Electric Energy (GWh/year) | Energy Efficiency | 40.3774 | 42.0082 | 43.7462 | 45.4696 | 46.7327 | 48.1237 | 49.4539 | 50.9844 | 52.5144 | 54.1291 | 55.6414 | 57.4964 | 59.4833
Scenario 6: Aggressive Fuel Sub Phase In | SCE | Res | BROs | Res - Multi Family | Electric Demand (MW) | Energy Efficiency | 19.6664 | 20.4106 | 21.195 | 21.9413 | 22.4232 | 22.9459 | 23.4166 | 23.9569 | 24.4684 | 24.9885 | 25.4271 | 25.9842 | 26.5574
Scenario 6: Aggressive Fuel Sub Phase In | SCE | Res | BROs | Res - Multi Family | Electric Energy (GWh/year) | Energy Efficiency | 87.9402 | 91.5157 | 95.3273 | 99.0972 | 101.8653 | 104.9126 | 107.8264 | 111.1788 | 114.5307 | 118.0714 | 121.3894 | 125.4558 | 129.8108
Scenario 6: Aggressive Fuel Sub Phase In | SCE | Res | BROs | Res - Single Family | Electric Demand (MW) | Energy Efficiency | 4.7019 | 4.913 | 5.1369 | 5.336 | 5.4716 | 5.6171 | 5.7476 | 5.8972 | 6.0401 | 6.19 | 6.3198 | 6.4792 | 6.6427
Scenario 6: Aggressive Fuel Sub Phase In | SCE | Res | BROs | Res - Single Family | Electric Energy (GWh/year) | Energy Efficiency | 21.0259 | 22.0293 | 23.1049 | 24.101 | 24.8581 | 25.6837 | 26.4676 | 27.3698 | 28.2747 | 29.2506 | 30.174 | 31.2862 | 32.4738
Scenario 6: Aggressive Fuel Sub Phase In | SCE | Res | BldgEnv | Res - Single Family | Electric Demand (MW) | Energy Efficiency | 0.022623 | 0.025907 | 0.027346 | 0.027344 | 0.027765 | 0.027405 | 0.026701 | 0.025886 | 0.016647 | 0 | 0 | 0 | 0
Scenario 6: Aggressive Fuel Sub Phase In | SCE | Res | BldgEnv | Res - Single Family | Electric Energy (GWh/year) | Energy Efficiency | 0.010421 | 0.012143 | 0.013404 | 0.014284 | 0.015218 | 0.015917 | 0.016505 | 0.017048 | -0.0060448 | 0 | 0 | 0 | 0
Scenario 6: Aggressive Fuel Sub Phase In | SCE | Res | BldgEnv | Res - Single Family | Gas Energy (MMTherm/year) | Energy Efficiency | 0.0064075 | 0.0071407 | 0.0074846 | 0.007521 | 0.0076429 | 0.0075944 | 0.0074703 | 0.0073215 | 0.0036368 | 0 | 0 | 0 | 0
Scenario 6: Aggressive Fuel Sub Phase In | SCE | Res | HVAC | Res - Multi Family | Electric Demand (MW) | Energy Efficiency | 1.6551 | 1.3542 | 1.0797 | 0.84156 | 0.64306 | 0.48181 | 0.35449 | 0.2554 | 0.17932 | 0.12148 | 0.077869 | 0.045175 | 0.020769
Scenario 6: Aggressive Fuel Sub Phase In | SCE | Res | HVAC | Res - Multi Family | Electric Demand (MW) | Fuel Substitution | 0 | 0 | 0 | 0 | 2.2278e-07 | 2.3529e-07 | 2.4558e-07 | 2.5197e-07 | 2.5531e-07 | 2.5656e-07 | 2.5646e-07 | 2.5553e-07 | 2.5411e-07
Scenario 6: Aggressive Fuel Sub Phase In | SCE | Res | HVAC | Res - Multi Family | Electric Energy (GWh/year) | Energy Efficiency | 1.8481 | 1.5445 | 1.2526 | 0.99469 | 0.7799 | 0.60155 | 0.46381 | 0.35665 | 0.27438 | 0.21184 | 0.16467 | 0.12929 | 0.10275
Scenario 6: Aggressive Fuel Sub Phase In | SCE | Res | HVAC | Res - Multi Family | Electric Energy (GWh/year) | Fuel Substitution | 7.8966e-06 | 7.8949e-06 | 7.8217e-06 | 7.134e-06 | 2.1334e-06 | 2.2535e-06 | 2.3525e-06 | 2.4141e-06 | 2.4464e-06 | 2.4585e-06 | 2.4577e-06 | 2.449e-06 | 2.4355e-06
Scenario 6: Aggressive Fuel Sub Phase In | SCE | Res | HVAC | Res - Multi Family | Gas Energy (MMTherm/year) | Fuel Substitution | 1.0855e-05 | 1.0863e-05 | 1.0777e-05 | 1.1079e-05 | 0 | 0 | 0 | 0 | 0 | 0 | 0 | 0 | 0
Scenario 6: Aggressive Fuel Sub Phase In | SCE | Res | HVAC | Res - Single Family | Electric Demand (MW) | Energy Efficiency | 19.4468 | 16.242 | 13.3171 | 10.769 | 8.6457 | 6.9157 | 5.5391 | 4.4634 | 2.5618 | 1.7221 | 1.2335 | 0.86563 | 0.58995
Scenario 6: Aggressive Fuel Sub Phase In | SCE | Res | HVAC | Res - Single Family | Electric Demand (MW) | Fuel Substitution | 0 | 0 | 0 | 0 | 1.3474e-05 | 8.2081e-06 | 8.566e-06 | 8.5166e-06 | 3.9674e-06 | 3.9944e-06 | 3.9985e-06 | 3.9881e-06 | 3.9688e-06
Scenario 6: Aggressive Fuel Sub Phase In | SCE | Res | HVAC | Res - Single Family | Electric Energy (GWh/year) | Energy Efficiency | 11.7028 | 9.8565 | 8.1694 | 6.6945 | 5.4683 | 4.4675 | 3.6704 | 3.0472 | 1.5722 | 1.0138 | 0.72729 | 0.51159 | 0.34992
Scenario 6: Aggressive Fuel Sub Phase In | SCE | Res | HVAC | Res - Single Family | Electric Energy (GWh/year) | Fuel Substitution | -0.00086541 | -0.00087972 | -0.00088038 | -0.00089942 | 5.7576e-05 | 5.505e-05 | 5.7511e-05 | 5.6859e-05 | 2.6977e-05 | 2.7168e-05 | 2.7201e-05 | 2.7135e-05 | 2.7007e-05
Scenario 6: Aggressive Fuel Sub Phase In | SCE | Res | HVAC | Res - Single Family | Gas Energy (MMTherm/year) | Energy Efficiency | -0.0022129 | -0.0024567 | -0.0026487 | -0.0027894 | -0.0029295 | -0.0030311 | -0.0031066 | -0.0031633 | -0.00049024 | 0 | 0 | 0 | 0
Scenario 6: Aggressive Fuel Sub Phase In | SCE | Res | HVAC | Res - Single Family | Gas Energy (MMTherm/year) | Fuel Substitution | 0.00026676 | 0.00027101 | 0.00027088 | 0.00028581 | 0 | 0 | 0 | 0 | 0 | 0 | 0 | 0 | 0
Scenario 6: Aggressive Fuel Sub Phase In | SCE | Res | WaterHeat | Res - Multi Family | Electric Demand (MW) | Energy Efficiency | 0.016763 | 0.017834 | 0.019164 | 0.020338 | 0.021517 | 0.022458 | 0.023483 | 0.02447 | 0.025428 | 0.026366 | 0.027304 | 0.028719 | 0.030385
Scenario 6: Aggressive Fuel Sub Phase In | SCE | Res | WaterHeat | Res - Multi Family | Electric Demand (MW) | Fuel Substitution | 0 | 0 | 0.04314 | 0.099289 | 0.17082 | 0.1861 | 0.19519 | 0.1999 | 0.20362 | 0.20568 | 0.20581 | 0.20476 | 0.20304
Scenario 6: Aggressive Fuel Sub Phase In | SCE | Res | WaterHeat | Res - Multi Family | Electric Energy (GWh/year) | Energy Efficiency | 0.088507 | 0.094122 | 0.10113 | 0.1073 | 0.1135 | 0.11844 | 0.12382 | 0.129 | 0.13403 | 0.13895 | 0.14387 | 0.15135 | 0.16016
Scenario 6: Aggressive Fuel Sub Phase In | SCE | Res | WaterHeat | Res - Multi Family | Electric Energy (GWh/year) | Fuel Substitution | -46.3907 | -45.4419 | -44.0887 | -42.724 | -41.2774 | -40.5642 | 1.0831 | 1.1091 | 1.1296 | 1.141 | 1.1416 | 1.1358 | 1.1262
Scenario 6: Aggressive Fuel Sub Phase In | SCE | Res | WaterHeat | Res - Multi Family | Gas Energy (MMTherm/year) | Fuel Substitution | 3.3025 | 3.2336 | 3.1374 | 3.0424 | 2.9401 | 2.8963 | 0 | 0 | 0 | 0 | 0 | 0 | 0
Scenario 6: Aggressive Fuel Sub Phase In | SCE | Res | WaterHeat | Res - Single Family | Electric Demand (MW) | Energy Efficiency | 0.015103 | 0.017239 | 0.0189 | 0.020165 | 0.021571 | 0.022771 | 0.023854 | 0.024872 | 0.023336 | 0.023972 | 0.024932 | 0.026037 | 0.02715
Scenario 6: Aggressive Fuel Sub Phase In | SCE | Res | WaterHeat | Res - Single Family | Electric Demand (MW) | Fuel Substitution | 0 | 0 | 0.31025 | 0.70997 | 1.2176 | 1.3243 | 1.3875 | 1.4203 | 1.4461 | 1.4604 | 1.4614 | 1.4542 | 1.4424
Scenario 6: Aggressive Fuel Sub Phase In | SCE | Res | WaterHeat | Res - Single Family | Electric Energy (GWh/year) | Energy Efficiency | 0.077402 | 0.088302 | 0.096841 | 0.10339 | 0.11061 | 0.11678 | 0.12234 | 0.12757 | 0.12121 | 0.12469 | 0.12966 | 0.13542 | 0.14118
Scenario 6: Aggressive Fuel Sub Phase In | SCE | Res | WaterHeat | Res - Single Family | Electric Energy (GWh/year) | Fuel Substitution | -7.5331 | -7.2728 | -3.6693 | 0.83055 | 6.7012 | 7.2879 | 7.6349 | 7.8143 | 7.9556 | 8.0336 | 8.0383 | 7.9987 | 7.9336
Scenario 6: Aggressive Fuel Sub Phase In | SCE | Res | WaterHeat | Res - Single Family | Gas Energy (MMTherm/year) | Fuel Substitution | 1.0464 | 1.01 | 0.74669 | 0.42723 | 0 | 0 | 0 | 0 | 0 | 0 | 0 | 0 | 0
Scenario 6: Aggressive Fuel Sub Phase In | SCE | Res | WholeBlg | Res - Multi Family | Electric Demand (MW) | Energy Efficiency | 0 | 0 | 0 | 0 | 0.012356 | 0.011434 | 0.010602 | 0.0097651 | 0.0089481 | 0.0081604 | 0.0074966 | 0.0069653 | 0.0064653
Scenario 6: Aggressive Fuel Sub Phase In | SCE | Res | WholeBlg | Res - Multi Family | Electric Energy (GWh/year) | Energy Efficiency | 0 | 0 | 0 | 0 | 0.11936 | 0.11046 | 0.10241 | 0.094332 | 0.086439 | 0.07883 | 0.072417 | 0.067285 | 0.062456
Scenario 6: Aggressive Fuel Sub Phase In | SCE | Res | WholeBlg | Res - Multi Family | Gas Energy (MMTherm/year) | Energy Efficiency | 0 | 0 | 0 | 0 | 0.0008868 | 0.00082062 | 0.00076088 | 0.00070083 | 0.00064219 | 0.00058566 | 0.00053802 | 0.00049989 | 0.00046401
Scenario 6: Aggressive Fuel Sub Phase In | SCE | Res | WholeBlg | Res - Single Family | Electric Demand (MW) | Energy Efficiency | 0 | 0 | 0.091141 | 0.091406 | 0.088619 | 0.082851 | 0.076004 | 0.068977 | 0.06255 | 0.056604 | 0.051415 | 0.047124 | 0.043171
Scenario 6: Aggressive Fuel Sub Phase In | SCE | Res | WholeBlg | Res - Single Family | Electric Energy (GWh/year) | Energy Efficiency | 0 | 0 | 0.40802 | 0.40921 | 0.39673 | 0.37091 | 0.34026 | 0.3088 | 0.28002 | 0.25341 | 0.23018 | 0.21097 | 0.19327
Scenario 6: Aggressive Fuel Sub Phase In | SCE | Res | WholeBlg | Res - Single Family | Gas Energy (MMTherm/year) | Energy Efficiency | 0 | 0 | 0.0023526 | 0.0023595 | 0.0022875 | 0.0021387 | 0.0019619 | 0.0017805 | 0.0016146 | 0.0014611 | 0.0013272 | 0.0012164 | 0.0011144
Scenario 6: Aggressive Fuel Sub Phase In | SCG | Ag | WholeBlg | Ag - Dairies, fishing, hunting | Gas Energy (MMTherm/year) | Energy Efficiency | 0.0049239 | 0.0049239 | 0.0049239 | 0.0049239 | 0.0049239 | 0.0049239 | 0.0049239 | 0.0049239 | 0.0049239 | 0.0049239 | 0.0049239 | 0.0049239 | 0.0049239
Scenario 6: Aggressive Fuel Sub Phase In | SCG | Ag | WholeBlg | Ag - Irrigated Agriculture, vineyards, forestry and greenhouses | Gas Energy (MMTherm/year) | Energy Efficiency | 0.021124 | 0.021124 | 0.021124 | 0.021124 | 0.021124 | 0.021124 | 0.021124 | 0.021124 | 0.021124 | 0.021124 | 0.021124 | 0.021124 | 0.021124
Scenario 6: Aggressive Fuel Sub Phase In | SCG | Ag | WholeBlg | Ag - Water pumping | Gas Energy (MMTherm/year) | Energy Efficiency | 0.0069376 | 0.0069376 | 0.0069376 | 0.0069376 | 0.0069376 | 0.0069376 | 0.0069376 | 0.0069376 | 0.0069376 | 0.0069376 | 0.0069376 | 0.0069376 | 0.0069376
Scenario 6: Aggressive Fuel Sub Phase In | SCG | Com | AppPlug | Com - College | Gas Energy (MMTherm/year) | Energy Efficiency | 0 | 0 | 0 | 0 | 0 | 0 | 0 | 0 | 0 | 0 | 0 | 0 | 0.0032292
Scenario 6: Aggressive Fuel Sub Phase In | SCG | Com | AppPlug | Com - Health | Gas Energy (MMTherm/year) | Energy Efficiency | 0.8812 | 0.97682 | 1.0673 | 1.1297 | 1.1888 | 1.2347 | 1.2715 | 1.2873 | 1.2852 | 1.2611 | 1.2188 | 1.1711 | 1.1122
Scenario 6: Aggressive Fuel Sub Phase In | SCG | Com | AppPlug | Com - Lodging | Gas Energy (MMTherm/year) | Energy Efficiency | 0.61486 | 0.67734 | 0.74595 | 0.77932 | 0.81032 | 0.83616 | 0.85496 | 0.86521 | 0.86502 | 0.85462 | 0.83524 | 0.80659 | 0.77021
Scenario 6: Aggressive Fuel Sub Phase In | SCG | Com | AppPlug | Com - Other | Gas Energy (MMTherm/year) | Energy Efficiency | 0.001969 | 0.0022816 | 0.0026133 | 0.02639 | 0.021837 | 0.026418 | 0.020615 | 0.018049 | 0.015482 | 0.01312 | 0.011048 | 0.0092911 | 0.0078763
Scenario 6: Aggressive Fuel Sub Phase In | SCG | Com | BldgEnv | Com - College | Electric Demand (MW) | Energy Efficiency | 0.0042218 | 0.0042063 | 0.0041031 | 0.0038121 | 0.0034058 | 0.0029419 | 0.0024523 | 0.0019669 | 0.0015198 | 0.0011241 | 0.00079235 | 0.0005385 | 0.00050454
Scenario 6: Aggressive Fuel Sub Phase In | SCG | Com | BldgEnv | Com - College | Electric Energy (GWh/year) | Energy Efficiency | 0.0014365 | 0.0014312 | 0.0013917 | 0.0012931 | 0.0011554 | 0.00099817 | 0.00083224 | 0.00066774 | 0.0005162 | 0.00038209 | 0.00026965 | 0.00018366 | 0.00017219
Scenario 6: Aggressive Fuel Sub Phase In | SCG | Com | BldgEnv | Com - College | Gas Energy (MMTherm/year) | Energy Efficiency | 0.0038306 | 0.0038046 | 0.0036478 | 0.0033559 | 0.0029611 | 0.0025056 | 0.0020267 | 0.0015573 | 0.0011254 | 0.00074562 | 0.0004258 | 0.00016984 | 0.00013495
Scenario 6: Aggressive Fuel Sub Phase In | SCG | Com | BldgEnv | Com - Grocery | Electric Demand (MW) | Energy Efficiency | 0.0042402 | 0.00294 | 0.00168 | 0.00086289 | 0.00088135 | 0.00081136 | 0.00084764 | 0.00088711 | 0.00091973 | 0.00094645 | 0.00097416 | 0.00099679 | 0.0010187
Scenario 6: Aggressive Fuel Sub Phase In | SCG | Com | BldgEnv | Com - Grocery | Electric Energy (GWh/year) | Energy Efficiency | 0.0014432 | 0.0010009 | 0.00057131 | 0.00029447 | 0.00030076 | 0.00027683 | 0.0002892 | 0.00030267 | 0.0003138 | 0.00032292 | 0.00033237 | 0.00034009 | 0.00034757
Scenario 6: Aggressive Fuel Sub Phase In | SCG | Com | BldgEnv | Com - Grocery | Gas Energy (MMTherm/year) | Energy Efficiency | 0.0029026 | 0.0018462 | 0.00081873 | 0.00015934 | 0.00016625 | 0.00016612 | 0.00017358 | 0.0001817 | 0.00018841 | 0.00019391 | 0.00019961 | 0.00020426 | 0.00020876
Scenario 6: Aggressive Fuel Sub Phase In | SCG | Com | BldgEnv | Com - Health | Electric Demand (MW) | Energy Efficiency | 0.0060866 | 0.0054974 | 0.0047352 | 0.0038534 | 0.0029787 | 0.0021516 | 0.0014428 | 0.0010524 | 0.00099671 | 0.00091515 | 0.00090958 | 0.00094889 | 0.00099405
Scenario 6: Aggressive Fuel Sub Phase In | SCG | Com | BldgEnv | Com - Health | Electric Energy (GWh/year) | Energy Efficiency | 0.0029019 | 0.0026214 | 0.0022586 | 0.0018387 | 0.0014222 | 0.0010284 | 0.00069088 | 0.00050496 | 0.0004782 | 0.00043902 | 0.00043635 | 0.0004552 | 0.00047687
Scenario 6: Aggressive Fuel Sub Phase In | SCG | Com | BldgEnv | Com - Health | Gas Energy (MMTherm/year) | Energy Efficiency | 0.0037239 | 0.0033065 | 0.0027697 | 0.0021644 | 0.001557 | 0.00098681 | 0.00048912 | 0.00021947 | 0.00021377 | 0.00020275 | 0.0002015 | 0.00021021 | 0.00022022
Scenario 6: Aggressive Fuel Sub Phase In | SCG | Com | BldgEnv | Com - Lodging | Electric Demand (MW) | Energy Efficiency | 0.00016434 | 0.00019883 | 0.00024007 | 0.00050558 | 0.00060797 | 0.00072896 | 0.0008711 | 0.0010368 | 0.0012282 | 0.0014466 | 0.0016926 | 0.0019644 | 0.002258
Scenario 6: Aggressive Fuel Sub Phase In | SCG | Com | BldgEnv | Com - Lodging | Electric Energy (GWh/year) | Energy Efficiency | 0.00010566 | 0.00012782 | 0.00015433 | 0.0003273 | 0.00039358 | 0.0004719 | 0.00056391 | 0.00067117 | 0.00079504 | 0.00093647 | 0.0010956 | 0.0012716 | 0.0014617
Scenario 6: Aggressive Fuel Sub Phase In | SCG | Com | BldgEnv | Com - Lodging | Gas Energy (MMTherm/year) | Energy Efficiency | 6.1967e-05 | 7.5073e-05 | 9.0751e-05 | 0.00018992 | 0.00022851 | 0.00027413 | 0.00032772 | 0.00039022 | 0.00046242 | 0.00054487 | 0.00063767 | 0.00074024 | 0.00085103
Scenario 6: Aggressive Fuel Sub Phase In | SCG | Com | BldgEnv | Com - Office (Large) | Electric Demand (MW) | Energy Efficiency | 0.0044593 | 0.0046327 | 0.0047628 | 0.004887 | 0.0050237 | 0.0051514 | 0.0052353 | 0.0053068 | 0.0053214 | 0.0053115 | 0.0053129 | 0.0052862 | 0.0052622
Scenario 6: Aggressive Fuel Sub Phase In | SCG | Com | BldgEnv | Com - Office (Large) | Electric Energy (GWh/year) | Energy Efficiency | 0.0015214 | 0.0015806 | 0.001625 | 0.0016674 | 0.001714 | 0.0017576 | 0.0017862 | 0.0018106 | 0.0018156 | 0.0018122 | 0.0018127 | 0.0018036 | 0.0017954
Scenario 6: Aggressive Fuel Sub Phase In | SCG | Com | BldgEnv | Com - Office (Large) | Gas Energy (MMTherm/year) | Energy Efficiency | 0.00057006 | 0.00059231 | 0.00060899 | 0.00062492 | 0.00064247 | 0.00065886 | 0.00066966 | 0.00067887 | 0.0006808 | 0.00067957 | 0.0006798 | 0.00067641 | 0.00067335
Scenario 6: Aggressive Fuel Sub Phase In | SCG | Com | BldgEnv | Com - Office (Small) | Electric Demand (MW) | Energy Efficiency | 0.0025873 | 0.0018891 | 0.0012294 | 0.00074915 | 9.6686e-05 | 0.0075342 | 0.00077527 | 0.00079866 | 0.00081887 | 0.00083567 | 0.00085151 | 0.00086456 | 0.00087675
Scenario 6: Aggressive Fuel Sub Phase In | SCG | Com | BldgEnv | Com - Office (Small) | Electric Energy (GWh/year) | Energy Efficiency | 0.00087884 | 0.00064224 | 0.0004179 | 0.0002556 | 3.3031e-05 | 0.0025706 | 0.00026451 | 0.00027249 | 0.00027939 | 0.00028512 | 0.00029053 | 0.00029498 | 0.00029914
Scenario 6: Aggressive Fuel Sub Phase In | SCG | Com | BldgEnv | Com - Office (Small) | Gas Energy (MMTherm/year) | Energy Efficiency | 0.00073407 | 0.00048026 | 0.00023913 | 9.5615e-05 | 8.0186e-06 | 0.00096212 | 9.8972e-05 | 0.00010197 | 0.00010456 | 0.00010671 | 0.00010874 | 0.00011042 | 0.00011197
Scenario 6: Aggressive Fuel Sub Phase In | SCG | Com | BldgEnv | Com - Other | Electric Demand (MW) | Energy Efficiency | 0.011844 | 0.010666 | 0.0092333 | 0.026304 | 0.017586 | 0.01356 | 0.0058479 | 0.0017639 | 0.0018239 | 0.0018885 | 0.0019519 | 0.0020073 | 0.0020645
Scenario 6: Aggressive Fuel Sub Phase In | SCG | Com | BldgEnv | Com - Other | Electric Energy (GWh/year) | Energy Efficiency | 0.0040326 | 0.0036315 | 0.003135 | 0.0089751 | 0.0060006 | 0.0046278 | 0.0019964 | 0.00060221 | 0.00062271 | 0.00064475 | 0.0006664 | 0.00068531 | 0.00070484
Scenario 6: Aggressive Fuel Sub Phase In | SCG | Com | BldgEnv | Com - Other | Gas Energy (MMTherm/year) | Energy Efficiency | 0.0087138 | 0.0077337 | 0.0064817 | 0.0090123 | 0.0059843 | 0.0044015 | 0.0017659 | 0.00052947 | 0.0005475 | 0.00056687 | 0.00058591 | 0.00060254 | 0.00061972
Scenario 6: Aggressive Fuel Sub Phase In | SCG | Com | BldgEnv | Com - Refrig. Warehouse | Electric Demand (MW) | Energy Efficiency | 0.001028 | 9.4359e-05 | 0.00019534 | 0.001301 | 0.00057111 | 0.00064523 | 0.00072201 | 0.00079697 | 0.00086803 | 0.00092948 | 0.00097624 | 0.0010056 | 0.0010125
Scenario 6: Aggressive Fuel Sub Phase In | SCG | Com | BldgEnv | Com - Refrig. Warehouse | Electric Energy (GWh/year) | Energy Efficiency | 0.00035302 | 3.2297e-05 | 6.8093e-05 | 0.00044664 | 0.00019704 | 0.00022264 | 0.00024916 | 0.00027505 | 0.00029959 | 0.00032081 | 0.00033696 | 0.00034707 | 0.00034943
Scenario 6: Aggressive Fuel Sub Phase In | SCG | Com | BldgEnv | Com - Refrig. Warehouse | Gas Energy (MMTherm/year) | Energy Efficiency | 0.00022943 | 1.8082e-05 | 7.1884e-05 | 0.00031907 | 0.00019075 | 0.00021709 | 0.0002443 | 0.00027099 | 0.0002961 | 0.00031777 | 0.00033417 | 0.00034404 | 0.0003458
Scenario 6: Aggressive Fuel Sub Phase In | SCG | Com | BldgEnv | Com - Restaurant | Electric Demand (MW) | Energy Efficiency | 0.00066666 | 0.0007195 | 0.0007714 | 0.00082331 | 0.00087673 | 0.00092016 | 0.00095754 | 0.00099614 | 0.0010314 | 0.0010618 | 0.0010916 | 0.0011171 | 0.0011423
Scenario 6: Aggressive Fuel Sub Phase In | SCG | Com | BldgEnv | Com - Restaurant | Electric Energy (GWh/year) | Energy Efficiency | 0.0002275 | 0.00024553 | 0.00026324 | 0.00028095 | 0.00029918 | 0.000314 | 0.00032676 | 0.00033993 | 0.00035196 | 0.00036232 | 0.0003725 | 0.00038121 | 0.0003898
Scenario 6: Aggressive Fuel Sub Phase In | SCG | Com | BldgEnv | Com - Restaurant | Gas Energy (MMTherm/year) | Energy Efficiency | 0.00017695 | 0.00019097 | 0.00020475 | 0.00021853 | 0.00023271 | 0.00024424 | 0.00025416 | 0.0002644 | 0.00027377 | 0.00028182 | 0.00028974 | 0.00029651 | 0.0003032
Scenario 6: Aggressive Fuel Sub Phase In | SCG | Com | BldgEnv | Com - Retail | Electric Demand (MW) | Energy Efficiency | 0.021345 | 0.018424 | 0.015106 | 0.0031779 | 0.0065215 | 0.0095405 | 0.0035937 | 0.0036949 | 0.0034955 | 0.0035992 | 0.0037035 | 0.00379 | 0.003875
Scenario 6: Aggressive Fuel Sub Phase In | SCG | Com | BldgEnv | Com - Retail | Electric Energy (GWh/year) | Energy Efficiency | 0.0072638 | 0.0062705 | 0.0051274 | 0.0010846 | 0.0022115 | 0.0032495 | 0.0012265 | 0.001261 | 0.0011928 | 0.0012282 | 0.0012638 | 0.0012933 | 0.0013223
Scenario 6: Aggressive Fuel Sub Phase In | SCG | Com | BldgEnv | Com - Retail | Gas Energy (MMTherm/year) | Energy Efficiency | 0.028829 | 0.024246 | 0.018876 | 0.0010643 | 0.0090879 | 0.006329 | 0.0012222 | 0.0012675 | 0.0012613 | 0.0012986 | 0.0013362 | 0.0013673 | 0.001398
Scenario 6: Aggressive Fuel Sub Phase In | SCG | Com | BldgEnv | Com - School | Electric Demand (MW) | Energy Efficiency | 0.0009696 | 0.0010161 | 0.0010621 | 0.0011019 | 0.0011226 | 0.0011536 | 0.0011708 | 0.0011856 | 0.0012015 | 0.0012189 | 0.0012298 | 0.001246 | 0.0012533
Scenario 6: Aggressive Fuel Sub Phase In | SCG | Com | BldgEnv | Com - School | Electric Energy (GWh/year) | Energy Efficiency | 0.00033081 | 0.00034667 | 0.00036238 | 0.00037597 | 0.00038303 | 0.00039358 | 0.00039947 | 0.00040449 | 0.00040994 | 0.00041588 | 0.0004196 | 0.0004251 | 0.00042761
Scenario 6: Aggressive Fuel Sub Phase In | SCG | Com | BldgEnv | Com - School | Gas Energy (MMTherm/year) | Energy Efficiency | 0.00012394 | 0.0001299 | 0.0001358 | 0.00014091 | 0.00014356 | 0.00014753 | 0.00014976 | 0.00015165 | 0.00015371 | 0.00015595 | 0.00015736 | 0.00015943 | 0.00016037
Scenario 6: Aggressive Fuel Sub Phase In | SCG | Com | BldgEnv | Com - Warehouse | Electric Demand (MW) | Energy Efficiency | 0.0072048 | 0.008202 | 0.0091671 | 0.016669 | 0.017986 | 0.018962 | 0.019494 | 0.019532 | 0.019035 | 0.018045 | 0.016647 | 0.014944 | 0.01309
Scenario 6: Aggressive Fuel Sub Phase In | SCG | Com | BldgEnv | Com - Warehouse | Electric Energy (GWh/year) | Energy Efficiency | 0.0046014 | 0.0052374 | 0.0058528 | 0.010741 | 0.01159 | 0.012219 | 0.012563 | 0.012588 | 0.012269 | 0.011633 | 0.010733 | 0.009638 | 0.0084451
Scenario 6: Aggressive Fuel Sub Phase In | SCG | Com | BldgEnv | Com - Warehouse | Gas Energy (MMTherm/year) | Energy Efficiency | 0.0039323 | 0.0044978 | 0.0050491 | 0.0095354 | 0.010287 | 0.010836 | 0.011124 | 0.011113 | 0.010787 | 0.010166 | 0.0092989 | 0.0082544 | 0.0071165
Scenario 6: Aggressive Fuel Sub Phase In | SCG | Com | FoodServ | Com - College | Electric Demand (MW) | Energy Efficiency | 0.002221 | 0.0023982 | 0.0026086 | 0.0028307 | 0.002998 | 0.0032221 | 0.0034446 | 0.0036208 | 0.0037908 | 0.0039332 | 0.0040874 | 0.0043542 | 0.0045034
Scenario 6: Aggressive Fuel Sub Phase In | SCG | Com | FoodServ | Com - College | Electric Energy (GWh/year) | Energy Efficiency | 0.010879 | 0.01174 | 0.012764 | 0.013846 | 0.014661 | 0.015753 | 0.016838 | 0.017696 | 0.018524 | 0.019216 | 0.019966 | 0.021267 | 0.021991
Scenario 6: Aggressive Fuel Sub Phase In | SCG | Com | FoodServ | Com - College | Gas Energy (MMTherm/year) | Energy Efficiency | 0.011624 | 0.012148 | 0.012665 | 0.013142 | 0.013478 | 0.013855 | 0.014867 | 0.015316 | 0.015525 | 0.015658 | 0.015788 | 0.016061 | 0.016151
Scenario 6: Aggressive Fuel Sub Phase In | SCG | Com | FoodServ | Com - Grocery | Electric Demand (MW) | Energy Efficiency | 0.01351 | 0.014704 | 0.015767 | 0.016849 | 0.017942 | 0.019031 | 0.020039 | 0.021108 | 0.022092 | 0.023001 | 0.023942 | 0.024818 | 0.025696
Scenario 6: Aggressive Fuel Sub Phase In | SCG | Com | FoodServ | Com - Grocery | Electric Energy (GWh/year) | Energy Efficiency | 0.066177 | 0.071963 | 0.077119 | 0.08237 | 0.087683 | 0.092973 | 0.097867 | 0.10306 | 0.10784 | 0.11224 | 0.11681 | 0.12105 | 0.12531
Scenario 6: Aggressive Fuel Sub Phase In | SCG | Com | FoodServ | Com - Grocery | Gas Energy (MMTherm/year) | Energy Efficiency | 0.091198 | 0.095991 | 0.10007 | 0.10389 | 0.10745 | 0.11066 | 0.12902 | 0.13848 | 0.14206 | 0.14523 | 0.14834 | 0.15111 | 0.15377
Scenario 6: Aggressive Fuel Sub Phase In | SCG | Com | FoodServ | Com - Health | Electric Demand (MW) | Energy Efficiency | 0.0057862 | 0.0063718 | 0.007009 | 0.0074492 | 0.0080104 | 0.0085006 | 0.0091445 | 0.0096166 | 0.010069 | 0.010347 | 0.010558 | 0.011179 | 0.011873
Scenario 6: Aggressive Fuel Sub Phase In | SCG | Com | FoodServ | Com - Health | Electric Energy (GWh/year) | Energy Efficiency | 0.028202 | 0.031045 | 0.034142 | 0.03628 | 0.03901 | 0.041395 | 0.04453 | 0.046828 | 0.049028 | 0.050378 | 0.0514 | 0.054425 | 0.057807
Scenario 6: Aggressive Fuel Sub Phase In | SCG | Com | FoodServ | Com - Health | Gas Energy (MMTherm/year) | Energy Efficiency | 0.031357 | 0.033084 | 0.034748 | 0.035918 | 0.037169 | 0.038163 | 0.042656 | 0.044648 | 0.045482 | 0.045956 | 0.046266 | 0.047182 | 0.04816
Scenario 6: Aggressive Fuel Sub Phase In | SCG | Com | FoodServ | Com - Lodging | Electric Demand (MW) | Energy Efficiency | 0.0072508 | 0.0078216 | 0.0083826 | 0.0088861 | 0.0094226 | 0.0099626 | 0.010493 | 0.011003 | 0.011457 | 0.011873 | 0.012296 | 0.012699 | 0.01309
Scenario 6: Aggressive Fuel Sub Phase In | SCG | Com | FoodServ | Com - Lodging | Electric Energy (GWh/year) | Energy Efficiency | 0.035442 | 0.038212 | 0.040938 | 0.043385 | 0.045993 | 0.048617 | 0.05119 | 0.053668 | 0.055871 | 0.057889 | 0.059941 | 0.061891 | 0.063783
Scenario 6: Aggressive Fuel Sub Phase In | SCG | Com | FoodServ | Com - Lodging | Gas Energy (MMTherm/year) | Energy Efficiency | 0.027433 | 0.028898 | 0.030267 | 0.031453 | 0.0326 | 0.033653 | 0.038504 | 0.041172 | 0.04222 | 0.043154 | 0.044052 | 0.04487 | 0.045627
Scenario 6: Aggressive Fuel Sub Phase In | SCG | Com | FoodServ | Com - Other | Electric Demand (MW) | Energy Efficiency | 0.041668 | 0.045134 | 0.048359 | 0.051322 | 0.032678 | 0.078504 | 0.059268 | 0.061648 | 0.063768 | 0.065948 | 0.068119 | 0.070186 | 0.072306
Scenario 6: Aggressive Fuel Sub Phase In | SCG | Com | FoodServ | Com - Other | Electric Energy (GWh/year) | Energy Efficiency | 0.20269 | 0.21932 | 0.23481 | 0.24905 | 0.15864 | 0.38051 | 0.28722 | 0.29865 | 0.30881 | 0.31926 | 0.32965 | 0.33953 | 0.34967
Scenario 6: Aggressive Fuel Sub Phase In | SCG | Com | FoodServ | Com - Other | Gas Energy (MMTherm/year) | Energy Efficiency | 0.13684 | 0.14533 | 0.15323 | 0.16046 | 0.12135 | 0.21929 | 0.18394 | 0.19129 | 0.19623 | 0.20111 | 0.20576 | 0.20999 | 0.21404
Scenario 6: Aggressive Fuel Sub Phase In | SCG | Com | FoodServ | Com - Restaurant | Electric Demand (MW) | Energy Efficiency | 0.11681 | 0.12572 | 0.13398 | 0.14219 | 0.1505 | 0.15787 | 0.16466 | 0.17156 | 0.17815 | 0.18417 | 0.19016 | 0.19581 | 0.20151
Scenario 6: Aggressive Fuel Sub Phase In | SCG | Com | FoodServ | Com - Restaurant | Electric Energy (GWh/year) | Energy Efficiency | 0.57712 | 0.62062 | 0.66102 | 0.7011 | 0.74164 | 0.77754 | 0.81056 | 0.8441 | 0.8761 | 0.90529 | 0.93433 | 0.96165 | 0.98919
Scenario 6: Aggressive Fuel Sub Phase In | SCG | Com | FoodServ | Com - Restaurant | Gas Energy (MMTherm/year) | Energy Efficiency | 0.42957 | 0.45498 | 0.47863 | 0.50113 | 0.52281 | 0.54131 | 0.61807 | 0.66245 | 0.68287 | 0.7016 | 0.71968 | 0.73638 | 0.75222
Scenario 6: Aggressive Fuel Sub Phase In | SCG | Com | FoodServ | Com - Retail | Electric Demand (MW) | Energy Efficiency | 0.0016293 | 0.0018072 | 0.0019751 | 0.0021597 | 0 | 0.0054141 | 0.0027546 | 0.0029689 | 0.0031683 | 0.0033626 | 0.0035641 | 0.0037542 | 0.0039473
Scenario 6: Aggressive Fuel Sub Phase In | SCG | Com | FoodServ | Com - Retail | Electric Energy (GWh/year) | Energy Efficiency | 0.007981 | 0.0088522 | 0.0096748 | 0.010579 | 0 | 0.02652 | 0.013493 | 0.014542 | 0.015519 | 0.016471 | 0.017458 | 0.018389 | 0.019335
Scenario 6: Aggressive Fuel Sub Phase In | SCG | Com | FoodServ | Com - Retail | Gas Energy (MMTherm/year) | Energy Efficiency | 0.00017674 | 0.00019604 | 0.00021425 | 0.00023427 | 0 | 0.00058729 | 0.0002988 | 0.00032205 | 0.00034368 | 0.00036475 | 0.00038662 | 0.00040723 | 0.00042818
Scenario 6: Aggressive Fuel Sub Phase In | SCG | Com | FoodServ | Com - School | Electric Demand (MW) | Energy Efficiency | 0.013812 | 0.01465 | 0.015487 | 0.016273 | 0.016888 | 0.017598 | 0.018182 | 0.018741 | 0.019312 | 0.019897 | 0.020416 | 0.020987 | 0.021463
Scenario 6: Aggressive Fuel Sub Phase In | SCG | Com | FoodServ | Com - School | Electric Energy (GWh/year) | Energy Efficiency | 0.066027 | 0.070039 | 0.074051 | 0.077818 | 0.080758 | 0.084162 | 0.086961 | 0.089641 | 0.092378 | 0.095184 | 0.09767 | 0.10041 | 0.1027
Scenario 6: Aggressive Fuel Sub Phase In | SCG | Com | FoodServ | Com - School | Gas Energy (MMTherm/year) | Energy Efficiency | 0.031987 | 0.033331 | 0.034561 | 0.035617 | 0.036348 | 0.037129 | 0.039038 | 0.040164 | 0.04065 | 0.041116 | 0.041465 | 0.041857 | 0.042112
Scenario 6: Aggressive Fuel Sub Phase In | SCG | Com | HVAC | Com - College | Electric Demand (MW) | Energy Efficiency | 0.039708 | 0.039774 | 0.040818 | 0.042151 | 0.042327 | 0.043682 | 0.043925 | 0.044347 | 0.04469 | 0.044617 | 0.044784 | 0.046634 | 0.04673
Scenario 6: Aggressive Fuel Sub Phase In | SCG | Com | HVAC | Com - College | Electric Energy (GWh/year) | Energy Efficiency | 0.051161 | 0.051126 | 0.052269 | 0.053764 | 0.053871 | 0.055405 | 0.051711 | 0.052208 | 0.052611 | 0.052526 | 0.052722 | 0.0549 | 0.055013
Scenario 6: Aggressive Fuel Sub Phase In | SCG | Com | HVAC | Com - College | Gas Energy (MMTherm/year) | Energy Efficiency | 0.006005 | 0.0059225 | 0.005925 | 0.0059554 | 0.0075613 | 0.0079539 | 0.0049608 | 0.0050096 | 0.0050494 | 0.0047334 | 0.0050626 | 0.0052734 | 0.0052861
Scenario 6: Aggressive Fuel Sub Phase In | SCG | Com | HVAC | Com - Grocery | Gas Energy (MMTherm/year) | Energy Efficiency | 0.0039826 | 0.0040789 | 0.0041255 | 0.0041901 | 0.0042653 | 0.0043411 | 0.0043894 | 0.0044605 | 0.0045042 | 0.0045275 | 0.0045642 | 0.0045854 | 0.0046118
Scenario 6: Aggressive Fuel Sub Phase In | SCG | Com | HVAC | Com - Health | Electric Demand (MW) | Energy Efficiency | 0.0012734 | 0.0012515 | 0.0012332 | 0.0012012 | 0.0011796 | 0.0011552 | 0 | 0 | 0 | 0 | 0 | 0 | 0
Scenario 6: Aggressive Fuel Sub Phase In | SCG | Com | HVAC | Com - Health | Electric Energy (GWh/year) | Energy Efficiency | 0.0063598 | 0.0062505 | 0.0061592 | 0.0059989 | 0.0058913 | 0.0057692 | 0 | 0 | 0 | 0 | 0 | 0 | 0
Scenario 6: Aggressive Fuel Sub Phase In | SCG | Com | HVAC | Com - Health | Gas Energy (MMTherm/year) | Energy Efficiency | 0.11415 | 0.11701 | 0.11766 | 0.11528 | 0.1109 | 0.10427 | 0.092955 | 0.083689 | 0.073912 | 0.06387 | 0.054208 | 0.046023 | 0.038864
Scenario 6: Aggressive Fuel Sub Phase In | SCG | Com | HVAC | Com - Lodging | Electric Demand (MW) | Energy Efficiency | 0.00052636 | 0.00051591 | 0.00050623 | 0.00049563 | 0.00048717 | 0.00047973 | 0 | 0 | 0 | 0 | 0 | 0 | 0
Scenario 6: Aggressive Fuel Sub Phase In | SCG | Com | HVAC | Com - Lodging | Electric Energy (GWh/year) | Energy Efficiency | 0.0026288 | 0.0025766 | 0.0025282 | 0.0024752 | 0.002433 | 0.0023958 | 0 | 0 | 0 | 0 | 0 | 0 | 0
Scenario 6: Aggressive Fuel Sub Phase In | SCG | Com | HVAC | Com - Lodging | Gas Energy (MMTherm/year) | Energy Efficiency | 0.058624 | 0.059396 | 0.05888 | 0.056981 | 0.053906 | 0.049819 | 0.043568 | 0.038343 | 0.0073049 | 0.0072917 | 0.0072951 | 0.0072894 | 0.0072838
Scenario 6: Aggressive Fuel Sub Phase In | SCG | Com | HVAC | Com - Office (Large) | Electric Demand (MW) | Energy Efficiency | 0.0095609 | 0.0092422 | 0.0089129 | 0.0086178 | 0.0083731 | 0.0081554 | 0 | 0 | 0 | 0 | 0 | 0 | 0
Scenario 6: Aggressive Fuel Sub Phase In | SCG | Com | HVAC | Com - Office (Large) | Electric Energy (GWh/year) | Energy Efficiency | 0.047749 | 0.046157 | 0.044513 | 0.043038 | 0.041816 | 0.040729 | 0 | 0 | 0 | 0 | 0 | 0 | 0
Scenario 6: Aggressive Fuel Sub Phase In | SCG | Com | HVAC | Com - Office (Large) | Gas Energy (MMTherm/year) | Energy Efficiency | 0.028846 | 0.027886 | 0.026893 | 0.026003 | 0.025265 | 0.024609 | 5.4873e-05 | 5.4124e-05 | 5.2983e-05 | 5.1778e-05 | 5.0845e-05 | 4.9778e-05 | 4.8862e-05
Scenario 6: Aggressive Fuel Sub Phase In | SCG | Com | HVAC | Com - Office (Small) | Electric Demand (MW) | Energy Efficiency | 0.044216 | 0.044216 | 0.044134 | 0.04412 | 0.0018926 | 0.39566 | 0.037578 | 0.037643 | 0.03766 | 0.037613 | 0.037608 | 0.037556 | 0.037536
Scenario 6: Aggressive Fuel Sub Phase In | SCG | Com | HVAC | Com - Office (Small) | Electric Energy (GWh/year) | Energy Efficiency | 0.077097 | 0.076776 | 0.076325 | 0.075988 | 0.0094519 | 0.61765 | 0.053612 | 0.053705 | 0.053729 | 0.053661 | 0.053654 | 0.05358 | 0.053551
Scenario 6: Aggressive Fuel Sub Phase In | SCG | Com | HVAC | Com - Office (Small) | Gas Energy (MMTherm/year) | Energy Efficiency | 0.014149 | 0.013883 | 0.013602 | 0.013339 | 0.0056982 | 0.066803 | 0.0021646 | 0.0021683 | 0.0021693 | 0.0021666 | 0.0021663 | 0.0021633 | 0.0021622
Scenario 6: Aggressive Fuel Sub Phase In | SCG | Com | HVAC | Com - Other | Electric Demand (MW) | Energy Efficiency | 0.93742 | 0.95759 | 0.97888 | 0.99823 | 0.043029 | 2.0075 | 1.0581 | 1.0754 | 1.0853 | 1.0998 | 1.1155 | 1.1284 | 1.1438
Scenario 6: Aggressive Fuel Sub Phase In | SCG | Com | HVAC | Com - Other | Electric Energy (GWh/year) | Energy Efficiency | 1.3109 | 1.3391 | 1.3689 | 1.3959 | 0.060172 | 2.8073 | 1.4797 | 1.5039 | 1.5176 | 1.538 | 1.56 | 1.5779 | 1.5995
Scenario 6: Aggressive Fuel Sub Phase In | SCG | Com | HVAC | Com - Other | Gas Energy (MMTherm/year) | Energy Efficiency | 0.071067 | 0.072611 | 0.074219 | 0.075665 | 0.0035244 | 0.15181 | 0.080095 | 0.081365 | 0.082074 | 0.083145 | 0.084307 | 0.085254 | 0.086405
Scenario 6: Aggressive Fuel Sub Phase In | SCG | Com | HVAC | Com - Restaurant | Electric Demand (MW) | Energy Efficiency | 0.069849 | 0.071176 | 0.07256 | 0.074093 | 0.075888 | 0.076942 | 0.077659 | 0.078648 | 0.079527 | 0.080174 | 0.080926 | 0.081493 | 0.082164
Scenario 6: Aggressive Fuel Sub Phase In | SCG | Com | HVAC | Com - Restaurant | Electric Energy (GWh/year) | Energy Efficiency | 0.044728 | 0.045577 | 0.046464 | 0.047445 | 0.048595 | 0.04927 | 0.049729 | 0.050363 | 0.050926 | 0.051341 | 0.051823 | 0.052186 | 0.052615
Scenario 6: Aggressive Fuel Sub Phase In | SCG | Com | HVAC | Com - Restaurant | Gas Energy (MMTherm/year) | Energy Efficiency | 0.2492 | 0.2484 | 0.24519 | 0.24085 | 0.23633 | 0.23108 | 0.2258 | 0.22125 | 0.21707 | 0.21314 | 0.20979 | 0.20671 | 0.20414
Scenario 6: Aggressive Fuel Sub Phase In | SCG | Com | HVAC | Com - Retail | Electric Demand (MW) | Energy Efficiency | 0.16701 | 0.16956 | 0.17067 | 0.17281 | 0.00095105 | 0.37581 | 0.17872 | 0.1815 | 0.1832 | 0.18455 | 0.18628 | 0.18744 | 0.18884
Scenario 6: Aggressive Fuel Sub Phase In | SCG | Com | HVAC | Com - Retail | Electric Energy (GWh/year) | Energy Efficiency | 0.14873 | 0.15077 | 0.15156 | 0.15324 | 0.0047496 | 0.32812 | 0.15175 | 0.15412 | 0.15556 | 0.1567 | 0.15817 | 0.15916 | 0.16034
Scenario 6: Aggressive Fuel Sub Phase In | SCG | Com | HVAC | Com - Retail | Gas Energy (MMTherm/year) | Energy Efficiency | 0.0089837 | 0.0089518 | 0.0088698 | 0.0088255 | 0.0028633 | 0.015499 | 0.0042778 | 0.0043446 | 0.0043853 | 0.0044177 | 0.0044592 | 0.004487 | 0.0045205
Scenario 6: Aggressive Fuel Sub Phase In | SCG | Com | HVAC | Com - School | Electric Demand (MW) | Energy Efficiency | 0.15324 | 0.15124 | 0.14999 | 0.14859 | 0.14534 | 0.14408 | 0.13872 | 0.13664 | 0.13516 | 0.13423 | 0.1329 | 0.13244 | 0.1313
Scenario 6: Aggressive Fuel Sub Phase In | SCG | Com | HVAC | Com - School | Electric Energy (GWh/year) | Energy Efficiency | 0.13285 | 0.13088 | 0.12952 | 0.12805 | 0.12509 | 0.12379 | 0.10676 | 0.10515 | 0.10402 | 0.1033 | 0.10228 | 0.10193 | 0.10105
Scenario 6: Aggressive Fuel Sub Phase In | SCG | Com | HVAC | Com - School | Gas Energy (MMTherm/year) | Energy Efficiency | 0.034995 | 0.034387 | 0.033939 | 0.03346 | 0.032636 | 0.032209 | 0.022643 | 0.02231 | 0.022075 | 0.021929 | 0.02172 | 0.021652 | 0.021473
Scenario 6: Aggressive Fuel Sub Phase In | SCG | Com | HVAC | Com - Warehouse | Gas Energy (MMTherm/year) | Energy Efficiency | 1.7389e-06 | 1.8386e-06 | 1.903e-06 | 1.9904e-06 | 2.1047e-06 | 2.2014e-06 | 2.2774e-06 | 2.3593e-06 | 2.4183e-06 | 2.4747e-06 | 2.5336e-06 | 2.5767e-06 | 2.6323e-06
Scenario 6: Aggressive Fuel Sub Phase In | SCG | Com | WaterHeat | Com - College | Electric Demand (MW) | Energy Efficiency | -0.00032279 | -0.00031843 | 4.4331e-05 | 4.4227e-05 | 4.3722e-05 | 4.371e-05 | 0 | 0 | 0 | 0 | 0 | 0 | 0
Scenario 6: Aggressive Fuel Sub Phase In | SCG | Com | WaterHeat | Com - College | Electric Energy (GWh/year) | Energy Efficiency | -0.0012723 | -0.0012551 | 0.00017964 | 0.00017922 | 0.00017717 | 0.00017712 | 0 | 0 | 0 | 0 | 0 | 0 | 0
Scenario 6: Aggressive Fuel Sub Phase In | SCG | Com | WaterHeat | Com - College | Gas Energy (MMTherm/year) | Energy Efficiency | 0.024822 | 0.022914 | 0.0090671 | 0.0097142 | 0.0088731 | 0.0083388 | 0.00022717 | 0.00015888 | 9.5331e-05 | 9.5887e-05 | 9.6508e-05 | 9.7641e-05 | 9.8274e-05
Scenario 6: Aggressive Fuel Sub Phase In | SCG | Com | WaterHeat | Com - Grocery | Electric Demand (MW) | Energy Efficiency | 8.3412e-06 | 8.2802e-06 | 8.1936e-06 | 8.1373e-06 | 8.1031e-06 | 8.0814e-06 | 0 | 0 | 0 | 0 | 0 | 0 | 0
Scenario 6: Aggressive Fuel Sub Phase In | SCG | Com | WaterHeat | Com - Grocery | Electric Energy (GWh/year) | Energy Efficiency | 4.5356e-05 | 4.5024e-05 | 4.4553e-05 | 4.4247e-05 | 4.4061e-05 | 4.3943e-05 | 0 | 0 | 0 | 0 | 0 | 0 | 0
Scenario 6: Aggressive Fuel Sub Phase In | SCG | Com | WaterHeat | Com - Grocery | Gas Energy (MMTherm/year) | Energy Efficiency | 0.042617 | 0.018211 | 0.0046322 | 0.0042314 | 0.0042439 | 0.0042601 | 0.0023159 | 0.0023383 | 0.0023587 | 0.0023773 | 0.0023972 | 0.0024158 | 0.002435
Scenario 6: Aggressive Fuel Sub Phase In | SCG | Com | WaterHeat | Com - Health | Electric Demand (MW) | Energy Efficiency | -0.00036617 | -0.00036461 | 6.8069e-05 | 6.6962e-05 | 6.6571e-05 | 6.5928e-05 | 0 | 0 | 0 | 0 | 0 | 0 | 0
Scenario 6: Aggressive Fuel Sub Phase In | SCG | Com | WaterHeat | Com - Health | Electric Energy (GWh/year) | Energy Efficiency | -0.0032033 | -0.0031895 | 0.0005616 | 0.00055247 | 0.00054924 | 0.00054394 | 0 | 0 | 0 | 0 | 0 | 0 | 0
Scenario 6: Aggressive Fuel Sub Phase In | SCG | Com | WaterHeat | Com - Health | Gas Energy (MMTherm/year) | Energy Efficiency | 0.19195 | 0.63029 | 0.41299 | 0.2724 | 0.17793 | 0.1143 | 0.047393 | 0.018904 | 0.00034266 | 0.00034444 | 0.00034584 | 0.00035 | 0.00035463
Scenario 6: Aggressive Fuel Sub Phase In | SCG | Com | WaterHeat | Com - Lodging | Electric Demand (MW) | Energy Efficiency | -1.5972e-05 | -1.7919e-05 | 0.00049309 | 0.000488 | 0.00048526 | 0.00048337 | 0 | 0 | 0 | 0 | 0 | 0 | 0
Scenario 6: Aggressive Fuel Sub Phase In | SCG | Com | WaterHeat | Com - Lodging | Electric Energy (GWh/year) | Energy Efficiency | -0.00013305 | -0.00014906 | 0.0040597 | 0.0040178 | 0.0039952 | 0.0039797 | 0 | 0 | 0 | 0 | 0 | 0 | 0
Scenario 6: Aggressive Fuel Sub Phase In | SCG | Com | WaterHeat | Com - Lodging | Gas Energy (MMTherm/year) | Energy Efficiency | 0.3672 | 0.32353 | 0.24952 | 0.21947 | 0.19913 | 0.18586 | 0.00028604 | 0.00028908 | 0.00029179 | 0.00029432 | 0.00029697 | 0.00029954 | 0.00030211
Scenario 6: Aggressive Fuel Sub Phase In | SCG | Com | WaterHeat | Com - Office (Large) | Electric Demand (MW) | Energy Efficiency | -4.4416e-05 | -4.3365e-05 | 3.3841e-05 | 3.3088e-05 | 3.2526e-05 | 3.2046e-05 | 0 | 0 | 0 | 0 | 0 | 0 | 0
Scenario 6: Aggressive Fuel Sub Phase In | SCG | Com | WaterHeat | Com - Office (Large) | Electric Energy (GWh/year) | Energy Efficiency | -0.00090804 | -0.00088658 | 0.00069347 | 0.00067804 | 0.00066651 | 0.00065667 | 0 | 0 | 0 | 0 | 0 | 0 | 0
Scenario 6: Aggressive Fuel Sub Phase In | SCG | Com | WaterHeat | Com - Office (Large) | Gas Energy (MMTherm/year) | Energy Efficiency | 0.048237 | 0.047083 | 0.031034 | 0.030344 | 0.029828 | 0.029388 | 0 | 0 | 0 | 0 | 0 | 0 | 0
Scenario 6: Aggressive Fuel Sub Phase In | SCG | Com | WaterHeat | Com - Office (Small) | Electric Demand (MW) | Energy Efficiency | -2.4081e-06 | -2.3842e-06 | 0 | 0 | 0 | 0 | 0 | 0 | 0 | 0 | 0 | 0 | 0
Scenario 6: Aggressive Fuel Sub Phase In | SCG | Com | WaterHeat | Com - Office (Small) | Electric Energy (GWh/year) | Energy Efficiency | -0.00029316 | -0.00029025 | 0 | 0 | 0 | 0 | 0 | 0 | 0 | 0 | 0 | 0 | 0
Scenario 6: Aggressive Fuel Sub Phase In | SCG | Com | WaterHeat | Com - Office (Small) | Gas Energy (MMTherm/year) | Energy Efficiency | 0.0028602 | 0.0028318 | 0 | 0 | 0 | 0 | 0 | 0 | 0 | 0 | 0 | 0 | 0
Scenario 6: Aggressive Fuel Sub Phase In | SCG | Com | WaterHeat | Com - Other | Electric Demand (MW) | Energy Efficiency | -0.0028696 | -0.0028582 | 7.9921e-05 | 7.9669e-05 | 4.5003e-05 | 0.00011342 | 0 | 0 | 0 | 0 | 0 | 0 | 0
Scenario 6: Aggressive Fuel Sub Phase In | SCG | Com | WaterHeat | Com - Other | Electric Energy (GWh/year) | Energy Efficiency | -0.019064 | -0.018988 | 0.00053392 | 0.00053224 | 0.00030065 | 0.00075771 | 0 | 0 | 0 | 0 | 0 | 0 | 0
Scenario 6: Aggressive Fuel Sub Phase In | SCG | Com | WaterHeat | Com - Other | Gas Energy (MMTherm/year) | Energy Efficiency | 0.2217 | 0.20927 | 0.03395 | 0.0324 | 0.019773 | 0.042254 | 0.0073244 | 0.007332 | 0.0074058 | 0.007486 | 0.0075684 | 0.0076481 | 0.0077321
Scenario 6: Aggressive Fuel Sub Phase In | SCG | Com | WaterHeat | Com - Refrig. Warehouse | Electric Demand (MW) | Energy Efficiency | -5.6457e-06 | -1.655e-06 | 1.0259e-07 | 7.9749e-07 | 1.8001e-07 | 1.7892e-07 | 0 | 0 | 0 | 0 | 0 | 0 | 0
Scenario 6: Aggressive Fuel Sub Phase In | SCG | Com | WaterHeat | Com - Refrig. Warehouse | Electric Energy (GWh/year) | Energy Efficiency | -6.8892e-05 | -2.0201e-05 | 1.2609e-06 | 9.8019e-06 | 2.2125e-06 | 2.1991e-06 | 0 | 0 | 0 | 0 | 0 | 0 | 0
Scenario 6: Aggressive Fuel Sub Phase In | SCG | Com | WaterHeat | Com - Refrig. Warehouse | Gas Energy (MMTherm/year) | Energy Efficiency | 0.0047386 | 0.00029627 | 0.00023815 | 0.00043792 | 9.8849e-05 | 9.825e-05 | 0 | 0 | 0 | 0 | 0 | 0 | 0
Scenario 6: Aggressive Fuel Sub Phase In | SCG | Com | WaterHeat | Com - Restaurant | Electric Demand (MW) | Energy Efficiency | -0.0032782 | -0.0032713 | 2.4914e-05 | 2.4918e-05 | 2.4988e-05 | 2.4956e-05 | 0 | 0 | 0 | 0 | 0 | 0 | 0
Scenario 6: Aggressive Fuel Sub Phase In | SCG | Com | WaterHeat | Com - Restaurant | Electric Energy (GWh/year) | Energy Efficiency | -0.017298 | -0.017262 | 0.00013456 | 0.00013458 | 0.00013495 | 0.00013478 | 0 | 0 | 0 | 0 | 0 | 0 | 0
Scenario 6: Aggressive Fuel Sub Phase In | SCG | Com | WaterHeat | Com - Restaurant | Gas Energy (MMTherm/year) | Energy Efficiency | 0.18306 | 0.18284 | 0.0178 | 0.017955 | 0.018135 | 0.018268 | 0.012375 | 0.012515 | 0.012653 | 0.012786 | 0.012923 | 0.013055 | 0.013193
Scenario 6: Aggressive Fuel Sub Phase In | SCG | Com | WaterHeat | Com - Retail | Electric Demand (MW) | Energy Efficiency | -0.00010246 | -0.0001019 | 0 | 0 | 0 | 0 | 0 | 0 | 0 | 0 | 0 | 0 | 0
Scenario 6: Aggressive Fuel Sub Phase In | SCG | Com | WaterHeat | Com - Retail | Electric Energy (GWh/year) | Energy Efficiency | -0.00066869 | -0.00066502 | 0 | 0 | 0 | 0 | 0 | 0 | 0 | 0 | 0 | 0 | 0
Scenario 6: Aggressive Fuel Sub Phase In | SCG | Com | WaterHeat | Com - Retail | Gas Energy (MMTherm/year) | Energy Efficiency | 0.033456 | 0.010311 | 0.0026103 | 0 | 0.0010943 | 0.00041253 | 0 | 0 | 0 | 0 | 0 | 0 | 0
Scenario 6: Aggressive Fuel Sub Phase In | SCG | Com | WaterHeat | Com - School | Electric Demand (MW) | Energy Efficiency | -0.00021803 | -0.00021363 | 1.7654e-05 | 1.7397e-05 | 1.7033e-05 | 1.6813e-05 | 0 | 0 | 0 | 0 | 0 | 0 | 0
Scenario 6: Aggressive Fuel Sub Phase In | SCG | Com | WaterHeat | Com - School | Electric Energy (GWh/year) | Energy Efficiency | -0.0033869 | -0.0033187 | 0.00027296 | 0.00026899 | 0.00026336 | 0.00025995 | 0 | 0 | 0 | 0 | 0 | 0 | 0
Scenario 6: Aggressive Fuel Sub Phase In | SCG | Com | WaterHeat | Com - School | Gas Energy (MMTherm/year) | Energy Efficiency | 0.052859 | 0.051871 | 0.013742 | 0.013569 | 0.013316 | 0.013169 | 0.0015236 | 0.0015261 | 0.0015302 | 0.0015357 | 0.0015404 | 0.0015475 | 0.001553
Scenario 6: Aggressive Fuel Sub Phase In | SCG | Com | WaterHeat | Com - Warehouse | Electric Demand (MW) | Energy Efficiency | -6.0288e-07 | -5.962e-07 | 9.3256e-07 | 9.3236e-07 | 9.3805e-07 | 9.4228e-07 | 0 | 0 | 0 | 0 | 0 | 0 | 0
Scenario 6: Aggressive Fuel Sub Phase In | SCG | Com | WaterHeat | Com - Warehouse | Electric Energy (GWh/year) | Energy Efficiency | -1.8357e-05 | -1.8153e-05 | 2.8612e-05 | 2.8606e-05 | 2.8781e-05 | 2.891e-05 | 0 | 0 | 0 | 0 | 0 | 0 | 0
Scenario 6: Aggressive Fuel Sub Phase In | SCG | Com | WaterHeat | Com - Warehouse | Gas Energy (MMTherm/year) | Energy Efficiency | 0.058041 | 0.013434 | 0.0054084 | 0.0038624 | 0.0027895 | 0.0020413 | 0.00022839 | 0 | 0 | 0 | 0 | 0 | 0
Scenario 6: Aggressive Fuel Sub Phase In | SCG | Com | WholeBlg | Com - College | Electric Demand (MW) | Energy Efficiency | 0 | 0 | 0 | 0 | 0 | 0 | 0 | 0 | 0 | 0 | 0 | 0 | 0
Scenario 6: Aggressive Fuel Sub Phase In | SCG | Com | WholeBlg | Com - College | Electric Energy (GWh/year) | Energy Efficiency | 0 | 0 | 0 | 0 | 0 | 0 | 0 | 0 | 0 | 0 | 0 | 0 | 0
Scenario 6: Aggressive Fuel Sub Phase In | SCG | Com | WholeBlg | Com - College | Gas Energy (MMTherm/year) | Energy Efficiency | 0.013975 | 0.013971 | 0.013929 | 0.013922 | 0.013921 | 0.013941 | 0.013974 | 0.013977 | 0.013977 | 0.013996 | 0.013966 | 0.013903 | 0.013892
Scenario 6: Aggressive Fuel Sub Phase In | SCG | Com | WholeBlg | Com - Grocery | Gas Energy (MMTherm/year) | Energy Efficiency | 0.0052561 | 0.0053235 | 0.0053786 | 0.0054476 | 0.005521 | 0.005573 | 0.0056265 | 0.0056773 | 0.0057295 | 0.0057658 | 0.0058 | 0.0058182 | 0.0058326
Scenario 6: Aggressive Fuel Sub Phase In | SCG | Com | WholeBlg | Com - Health | Gas Energy (MMTherm/year) | Energy Efficiency | 0.019297 | 0.019609 | 0.019876 | 0.020192 | 0.020526 | 0.020801 | 0.021087 | 0.02135 | 0.021616 | 0.021826 | 0.022025 | 0.022159 | 0.022193
Scenario 6: Aggressive Fuel Sub Phase In | SCG | Com | WholeBlg | Com - Lodging | Electric Demand (MW) | Energy Efficiency | 0 | 0 | 0 | 0 | 0 | 0 | 0 | 0 | 0 | 0 | 0 | 0 | 0
Scenario 6: Aggressive Fuel Sub Phase In | SCG | Com | WholeBlg | Com - Lodging | Electric Energy (GWh/year) | Energy Efficiency | 0 | 0 | 0 | 0 | 0 | 0 | 0 | 0 | 0 | 0 | 0 | 0 | 0
Scenario 6: Aggressive Fuel Sub Phase In | SCG | Com | WholeBlg | Com - Lodging | Gas Energy (MMTherm/year) | Energy Efficiency | 0.0094452 | 0.0095802 | 0.0096926 | 0.0098292 | 0.0099745 | 0.01009 | 0.010209 | 0.010322 | 0.010437 | 0.010534 | 0.01062 | 0.010677 | 0.010697
Scenario 6: Aggressive Fuel Sub Phase In | SCG | Com | WholeBlg | Com - Office (Large) | Electric Demand (MW) | Energy Efficiency | 0 | 0 | 0 | 0 | 0 | 0 | 0 | 0 | 0 | 0 | 0 | 0 | 0
Scenario 6: Aggressive Fuel Sub Phase In | SCG | Com | WholeBlg | Com - Office (Large) | Electric Energy (GWh/year) | Energy Efficiency | 0 | 0 | 0 | 0 | 0 | 0 | 0 | 0 | 0 | 0 | 0 | 0 | 0
Scenario 6: Aggressive Fuel Sub Phase In | SCG | Com | WholeBlg | Com - Office (Large) | Gas Energy (MMTherm/year) | Energy Efficiency | 0.030241 | 0.030392 | 0.030453 | 0.030579 | 0.030726 | 0.030862 | 0.031046 | 0.031169 | 0.031284 | 0.031523 | 0.031556 | 0.031501 | 0.031462
Scenario 6: Aggressive Fuel Sub Phase In | SCG | Com | WholeBlg | Com - Office (Small) | Electric Demand (MW) | Energy Efficiency | 0 | 0 | 0 | 0 | 0 | 0 | 0 | 0 | 0 | 0 | 0 | 0 | 0
Scenario 6: Aggressive Fuel Sub Phase In | SCG | Com | WholeBlg | Com - Office (Small) | Electric Energy (GWh/year) | Energy Efficiency | 0 | 0 | 0 | 0 | 0 | 0 | 0 | 0 | 0 | 0 | 0 | 0 | 0
Scenario 6: Aggressive Fuel Sub Phase In | SCG | Com | WholeBlg | Com - Office (Small) | Gas Energy (MMTherm/year) | Energy Efficiency | 0.0036009 | 0.0036395 | 0.0036699 | 0.00371 | 0.0037528 | 0.0037794 | 0.0038062 | 0.0038314 | 0.0038577 | 0.0038818 | 0.0038961 | 0.0039003 | 0.0039092
Scenario 6: Aggressive Fuel Sub Phase In | SCG | Com | WholeBlg | Com - Other | Electric Demand (MW) | Energy Efficiency | 0 | 0 | 0 | 0 | 0 | 0 | 0 | 0 | 0 | 0 | 0 | 0 | 0
Scenario 6: Aggressive Fuel Sub Phase In | SCG | Com | WholeBlg | Com - Other | Electric Energy (GWh/year) | Energy Efficiency | 0 | 0 | 0 | 0 | 0 | 0 | 0 | 0 | 0 | 0 | 0 | 0 | 0
Scenario 6: Aggressive Fuel Sub Phase In | SCG | Com | WholeBlg | Com - Other | Gas Energy (MMTherm/year) | Energy Efficiency | 0.062905 | 0.0638 | 0.064563 | 0.065503 | 0.0665 | 0.067266 | 0.068074 | 0.068836 | 0.069617 | 0.070243 | 0.070823 | 0.071209 | 0.071349
Scenario 6: Aggressive Fuel Sub Phase In | SCG | Com | WholeBlg | Com - Refrig. Warehouse | Gas Energy (MMTherm/year) | Energy Efficiency | 0.0012197 | 0.0012422 | 0.0012623 | 0.0012858 | 0.0013104 | 0.0013283 | 0.0013462 | 0.0013638 | 0.001382 | 0.001395 | 0.0014087 | 0.0014184 | 0.0014227
Scenario 6: Aggressive Fuel Sub Phase In | SCG | Com | WholeBlg | Com - Restaurant | Electric Demand (MW) | Energy Efficiency | 0 | 0 | 0 | 0 | 0 | 0 | 0 | 0 | 0 | 0 | 0 | 0 | 0
Scenario 6: Aggressive Fuel Sub Phase In | SCG | Com | WholeBlg | Com - Restaurant | Electric Energy (GWh/year) | Energy Efficiency | 0 | 0 | 0 | 0 | 0 | 0 | 0 | 0 | 0 | 0 | 0 | 0 | 0
Scenario 6: Aggressive Fuel Sub Phase In | SCG | Com | WholeBlg | Com - Restaurant | Gas Energy (MMTherm/year) | Energy Efficiency | 0.026753 | 0.027253 | 0.027699 | 0.02822 | 0.028769 | 0.029181 | 0.029595 | 0.030003 | 0.030423 | 0.030741 | 0.031063 | 0.031299 | 0.03139
Scenario 6: Aggressive Fuel Sub Phase In | SCG | Com | WholeBlg | Com - Retail | Electric Demand (MW) | Energy Efficiency | 0 | 0 | 0 | 0 | 0 | 0 | 0 | 0 | 0 | 0 | 0 | 0 | -0.0054537
Scenario 6: Aggressive Fuel Sub Phase In | SCG | Com | WholeBlg | Com - Retail | Electric Energy (GWh/year) | Energy Efficiency | 0 | 0 | 0 | 0 | 0 | 0 | 0 | 0 | 0 | 0 | 0 | 0 | 0.87409
Scenario 6: Aggressive Fuel Sub Phase In | SCG | Com | WholeBlg | Com - Retail | Gas Energy (MMTherm/year) | Energy Efficiency | 0.007249 | 0.0073547 | 0.0074443 | 0.0075539 | 0.0076702 | 0.0077543 | 0.0078393 | 0.0079221 | 0.0080075 | 0.0080734 | 0.0081335 | 0.0081714 | 0.014532
Scenario 6: Aggressive Fuel Sub Phase In | SCG | Com | WholeBlg | Com - School | Electric Demand (MW) | Energy Efficiency | 0 | 0 | 0 | 0 | 0 | 0 | 0 | 0 | 0 | 0 | 0 | 0 | 0
Scenario 6: Aggressive Fuel Sub Phase In | SCG | Com | WholeBlg | Com - School | Electric Energy (GWh/year) | Energy Efficiency | 0 | 0 | 0 | 0 | 0 | 0 | 0 | 0 | 0 | 0 | 0 | 0 | 0
Scenario 6: Aggressive Fuel Sub Phase In | SCG | Com | WholeBlg | Com - School | Gas Energy (MMTherm/year) | Energy Efficiency | 0.011625 | 0.011671 | 0.011688 | 0.011735 | 0.011786 | 0.011821 | 0.011854 | 0.011873 | 0.011892 | 0.011911 | 0.011898 | 0.011853 | 0.011872
Scenario 6: Aggressive Fuel Sub Phase In | SCG | Com | WholeBlg | Com - Warehouse | Electric Demand (MW) | Energy Efficiency | 0 | 0 | 0 | 0 | 0 | 0 | 0 | 0 | 0 | 0 | 0 | 0 | 0
Scenario 6: Aggressive Fuel Sub Phase In | SCG | Com | WholeBlg | Com - Warehouse | Electric Energy (GWh/year) | Energy Efficiency | 0 | 0 | 0 | 0 | 0 | 0 | 0 | 0 | 0 | 0 | 0 | 0 | 0
Scenario 6: Aggressive Fuel Sub Phase In | SCG | Com | WholeBlg | Com - Warehouse | Gas Energy (MMTherm/year) | Energy Efficiency | 0.023804 | 0.024156 | 0.024458 | 0.024829 | 0.025225 | 0.025498 | 0.025773 | 0.026044 | 0.026327 | 0.026524 | 0.026722 | 0.026847 | 0.026928
Scenario 6: Aggressive Fuel Sub Phase In | SCG | Ind | WholeBlg | Ind - All Other Industrial | Gas Energy (MMTherm/year) | Energy Efficiency | 0.033334 | 0.033553 | 0.033721 | 0.03387 | 0.034008 | 0.034111 | 0.034201 | 0.034295 | 0.034396 | 0.034513 | 0.034642 | 0.034781 | 0.034929
Scenario 6: Aggressive Fuel Sub Phase In | SCG | Ind | WholeBlg | Ind - Chemicals | Gas Energy (MMTherm/year) | Energy Efficiency | 0.40303 | 0.406 | 0.40876 | 0.41129 | 0.41364 | 0.41561 | 0.41723 | 0.4186 | 0.42001 | 0.42143 | 0.42276 | 0.42395 | 0.42509
Scenario 6: Aggressive Fuel Sub Phase In | SCG | Ind | WholeBlg | Ind - Electronics | Gas Energy (MMTherm/year) | Energy Efficiency | 0.019253 | 0.019399 | 0.019544 | 0.019682 | 0.019816 | 0.019944 | 0.020071 | 0.0202 | 0.020328 | 0.020456 | 0.020582 | 0.020704 | 0.020824
Scenario 6: Aggressive Fuel Sub Phase In | SCG | Ind | WholeBlg | Ind - Fabricated Metals | Gas Energy (MMTherm/year) | Energy Efficiency | 0.11556 | 0.11701 | 0.11851 | 0.11957 | 0.12042 | 0.12102 | 0.12147 | 0.12188 | 0.12227 | 0.12266 | 0.12301 | 0.12328 | 0.12349
Scenario 6: Aggressive Fuel Sub Phase In | SCG | Ind | WholeBlg | Ind - Food | Gas Energy (MMTherm/year) | Energy Efficiency | 0.55403 | 0.55379 | 0.55344 | 0.55304 | 0.55252 | 0.5519 | 0.55127 | 0.55057 | 0.54987 | 0.54923 | 0.54851 | 0.54769 | 0.54687
Scenario 6: Aggressive Fuel Sub Phase In | SCG | Ind | WholeBlg | Ind - Industrial Machinery | Gas Energy (MMTherm/year) | Energy Efficiency | 0.012017 | 0.01223 | 0.012459 | 0.012613 | 0.012721 | 0.0128 | 0.012875 | 0.012949 | 0.013024 | 0.013101 | 0.01317 | 0.013228 | 0.013277
Scenario 6: Aggressive Fuel Sub Phase In | SCG | Ind | WholeBlg | Ind - Lumber & Furniture | Gas Energy (MMTherm/year) | Energy Efficiency | 0.0054055 | 0.005446 | 0.0054845 | 0.0055205 | 0.0055565 | 0.0055768 | 0.005583 | 0.005591 | 0.0056004 | 0.005612 | 0.0056252 | 0.0056372 | 0.0056479
Scenario 6: Aggressive Fuel Sub Phase In | SCG | Ind | WholeBlg | Ind - Paper | Gas Energy (MMTherm/year) | Energy Efficiency | 0.084456 | 0.084588 | 0.084741 | 0.085035 | 0.085358 | 0.085611 | 0.085901 | 0.086274 | 0.086736 | 0.087284 | 0.08787 | 0.088458 | 0.089054
Scenario 6: Aggressive Fuel Sub Phase In | SCG | Ind | WholeBlg | Ind - Petroleum | Gas Energy (MMTherm/year) | Energy Efficiency | 1.6438 | 1.6486 | 1.6532 | 1.6577 | 1.6611 | 1.6627 | 1.6634 | 1.6634 | 1.6639 | 1.6645 | 1.6644 | 1.6636 | 1.6627
Scenario 6: Aggressive Fuel Sub Phase In | SCG | Ind | WholeBlg | Ind - Plastics | Gas Energy (MMTherm/year) | Energy Efficiency | 0.018896 | 0.019817 | 0.020707 | 0.021543 | 0.022362 | 0.023085 | 0.023667 | 0.024121 | 0.024608 | 0.025111 | 0.025609 | 0.02608 | 0.026529
Scenario 6: Aggressive Fuel Sub Phase In | SCG | Ind | WholeBlg | Ind - Primary Metals | Gas Energy (MMTherm/year) | Energy Efficiency | 0.12366 | 0.12427 | 0.12494 | 0.12553 | 0.12603 | 0.12646 | 0.1269 | 0.12734 | 0.12776 | 0.12817 | 0.12855 | 0.12888 | 0.12921
Scenario 6: Aggressive Fuel Sub Phase In | SCG | Ind | WholeBlg | Ind - Printing & Publishing | Gas Energy (MMTherm/year) | Energy Efficiency | 0.0068443 | 0.0068732 | 0.0069012 | 0.006928 | 0.0069444 | 0.0069434 | 0.0069414 | 0.0069437 | 0.0069553 | 0.0069729 | 0.0069891 | 0.0070007 | 0.0070094
Scenario 6: Aggressive Fuel Sub Phase In | SCG | Ind | WholeBlg | Ind - Stone-Glass-Clay | Gas Energy (MMTherm/year) | Energy Efficiency | 0.13076 | 0.13177 | 0.13261 | 0.13331 | 0.13394 | 0.13444 | 0.13483 | 0.1352 | 0.13555 | 0.1359 | 0.13625 | 0.13659 | 0.13692
Scenario 6: Aggressive Fuel Sub Phase In | SCG | Ind | WholeBlg | Ind - Textiles | Gas Energy (MMTherm/year) | Energy Efficiency | 0.062477 | 0.062571 | 0.062662 | 0.062713 | 0.062735 | 0.06273 | 0.062719 | 0.0627 | 0.062677 | 0.062655 | 0.062623 | 0.062583 | 0.062544
Scenario 6: Aggressive Fuel Sub Phase In | SCG | Ind | WholeBlg | Ind - Transportation Equipment | Gas Energy (MMTherm/year) | Energy Efficiency | 0.046491 | 0.046473 | 0.046463 | 0.046443 | 0.046419 | 0.046389 | 0.046362 | 0.046333 | 0.046301 | 0.046269 | 0.046229 | 0.046185 | 0.046142
Scenario 6: Aggressive Fuel Sub Phase In | SCG | Res | AppPlug | Res - Multi Family | Electric Demand (MW) | Energy Efficiency | 0 | 0 | 0 | 0 | 0 | 0 | 0 | 0 | 0 | 0 | 0 | 0 | 0
Scenario 6: Aggressive Fuel Sub Phase In | SCG | Res | AppPlug | Res - Multi Family | Electric Energy (GWh/year) | Energy Efficiency | 0 | 0 | 0 | 0 | 0 | 0 | 0 | 0 | 0 | 0 | 0 | 0 | 0
Scenario 6: Aggressive Fuel Sub Phase In | SCG | Res | AppPlug | Res - Multi Family | Gas Energy (MMTherm/year) | Energy Efficiency | 0 | 0 | 0 | 0 | 0 | 0 | 0 | 0 | 0 | 0 | 0 | 0 | 0
Scenario 6: Aggressive Fuel Sub Phase In | SCG | Res | AppPlug | Res - Single Family | Electric Demand (MW) | Energy Efficiency | 0 | 0 | 0 | 0 | 0 | 0 | 0 | 0 | 0 | 0 | 0 | 0 | 0
Scenario 6: Aggressive Fuel Sub Phase In | SCG | Res | AppPlug | Res - Single Family | Electric Energy (GWh/year) | Energy Efficiency | 0 | 0 | 0 | 0 | 0 | 0 | 0 | 0 | 0 | 0 | 0 | 0 | 0
Scenario 6: Aggressive Fuel Sub Phase In | SCG | Res | AppPlug | Res - Single Family | Gas Energy (MMTherm/year) | Energy Efficiency | 0 | 0 | 0 | 0 | 0 | 0 | 0 | 0 | 0 | 0 | 0 | 0 | 0
Scenario 6: Aggressive Fuel Sub Phase In | SCG | Res | BROs | Income Qualified - Multi Family IQ | Gas Energy (MMTherm/year) | Energy Efficiency | 0.23348 | 0.2365 | 0.24016 | 0.24449 | 0.24945 | 0.25506 | 0.26114 | 0.26853 | 0.27677 | 0.2863 | 0.29665 | 0.30796 | 0.32045
Scenario 6: Aggressive Fuel Sub Phase In | SCG | Res | BROs | Income Qualified - Single Family IQ | Gas Energy (MMTherm/year) | Energy Efficiency | 0.72066 | 0.72917 | 0.73953 | 0.75176 | 0.76591 | 0.78207 | 0.80011 | 0.82174 | 0.84593 | 0.87291 | 0.90228 | 0.93442 | 0.96995
Scenario 6: Aggressive Fuel Sub Phase In | SCG | Res | BROs | Res - Multi Family | Gas Energy (MMTherm/year) | Energy Efficiency | 2.4695 | 2.4988 | 2.5345 | 2.5767 | 2.6254 | 2.681 | 2.743 | 2.8174 | 2.9005 | 2.9935 | 3.0946 | 3.2053 | 3.3277
Scenario 6: Aggressive Fuel Sub Phase In | SCG | Res | BROs | Res - Single Family | Gas Energy (MMTherm/year) | Energy Efficiency | 0.70639 | 0.71555 | 0.7267 | 0.73985 | 0.75495 | 0.77198 | 0.79043 | 0.81285 | 0.83786 | 0.86681 | 0.89829 | 0.93269 | 0.97065
Scenario 6: Aggressive Fuel Sub Phase In | SCG | Res | BldgEnv | Res - Multi Family | Electric Demand (MW) | Energy Efficiency | 0 | 0 | 0 | 0 | 0 | 0 | 0 | 0 | 5.9701e-05 | 6.0618e-05 | 6.147e-05 | 6.2258e-05 | 6.298e-05
Scenario 6: Aggressive Fuel Sub Phase In | SCG | Res | BldgEnv | Res - Multi Family | Electric Energy (GWh/year) | Energy Efficiency | 0 | 0 | 0 | 0 | 0 | 0 | 0 | 0 | 9.1657e-05 | 9.3065e-05 | 9.4374e-05 | 9.5583e-05 | 9.6692e-05
Scenario 6: Aggressive Fuel Sub Phase In | SCG | Res | BldgEnv | Res - Multi Family | Gas Energy (MMTherm/year) | Energy Efficiency | 0 | 0 | 0 | 0 | 0 | 0 | 0 | 0 | 2.8705e-05 | 2.9146e-05 | 2.9555e-05 | 2.9934e-05 | 3.0281e-05
Scenario 6: Aggressive Fuel Sub Phase In | SCG | Res | BldgEnv | Res - Single Family | Electric Demand (MW) | Energy Efficiency | 0.01741 | 0.020185 | 0.02135 | 0.021484 | 0.021491 | 0.020916 | 0.020414 | 0.019404 | 0.018024 | 0 | 0 | 0 | 0
Scenario 6: Aggressive Fuel Sub Phase In | SCG | Res | BldgEnv | Res - Single Family | Electric Energy (GWh/year) | Energy Efficiency | -0.014794 | -0.014164 | -0.013576 | -0.013073 | -0.01259 | -0.01215 | -0.011282 | -0.010877 | -0.010951 | 0 | 0 | 0 | 0
Scenario 6: Aggressive Fuel Sub Phase In | SCG | Res | BldgEnv | Res - Single Family | Gas Energy (MMTherm/year) | Energy Efficiency | 0.0037316 | 0.0043573 | 0.0046248 | 0.0046619 | 0.0046701 | 0.0045476 | 0.0044641 | 0.0042438 | 0.0039164 | 0 | 0 | 0 | 0
Scenario 6: Aggressive Fuel Sub Phase In | SCG | Res | HVAC | Res - Multi Family | Electric Demand (MW) | Energy Efficiency | -2.8425e-05 | -2.8857e-05 | -2.86e-05 | -2.8033e-05 | -2.741e-05 | -2.6657e-05 | 0 | 0 | 0 | 0 | 0 | 0 | 0
Scenario 6: Aggressive Fuel Sub Phase In | SCG | Res | HVAC | Res - Multi Family | Electric Energy (GWh/year) | Energy Efficiency | -2.6817e-09 | -2.7224e-09 | -2.6982e-09 | -2.6447e-09 | -2.586e-09 | -2.5149e-09 | 0 | 0 | 0 | 0 | 0 | 0 | 0.00053283
Scenario 6: Aggressive Fuel Sub Phase In | SCG | Res | HVAC | Res - Multi Family | Gas Energy (MMTherm/year) | Energy Efficiency | 6.7108e-06 | 6.8126e-06 | 6.752e-06 | 6.6182e-06 | 6.4712e-06 | 6.2934e-06 | 0 | 0 | 0 | 0 | 0 | 0 | 3.428e-05
Scenario 6: Aggressive Fuel Sub Phase In | SCG | Res | HVAC | Res - Single Family | Electric Demand (MW) | Energy Efficiency | 0.0092616 | 0.0061877 | 0.0062998 | 0.0062689 | 0 | 0 | 0 | 0 | 0 | 0 | 0 | 0 | 0
Scenario 6: Aggressive Fuel Sub Phase In | SCG | Res | HVAC | Res - Single Family | Electric Energy (GWh/year) | Energy Efficiency | 0.094434 | 0.10106 | 0.1064 | 0.10833 | 0 | 0 | 0 | 0 | 0 | 0 | 0 | 0 | 0.011024
Scenario 6: Aggressive Fuel Sub Phase In | SCG | Res | HVAC | Res - Single Family | Gas Energy (MMTherm/year) | Energy Efficiency | 0.010269 | 0.011533 | 0.012163 | 0.012399 | 0 | 0 | 0 | 0 | 0 | 0 | 0 | 0 | 0.00060383
Scenario 6: Aggressive Fuel Sub Phase In | SCG | Res | WaterHeat | Res - Multi Family | Electric Demand (MW) | Energy Efficiency | -0.0032593 | -0.0032848 | 0 | 0 | 0 | 0 | 0 | 0 | 0 | 0 | 0 | 0 | 0
Scenario 6: Aggressive Fuel Sub Phase In | SCG | Res | WaterHeat | Res - Multi Family | Electric Energy (GWh/year) | Energy Efficiency | -0.016796 | -0.016928 | 0 | 0 | 0 | 0 | 0 | 0 | 0 | 0 | 0 | 0 | 0
Scenario 6: Aggressive Fuel Sub Phase In | SCG | Res | WaterHeat | Res - Multi Family | Gas Energy (MMTherm/year) | Energy Efficiency | 0.30861 | 0.26993 | 0.086915 | 0.069507 | 0.057446 | 0.048314 | 0.04536 | 0.04306 | 0.040703 | 0.038378 | 0.036262 | 0.0345 | 0.032817
Scenario 6: Aggressive Fuel Sub Phase In | SCG | Res | WaterHeat | Res - Single Family | Electric Demand (MW) | Energy Efficiency | -0.020003 | -0.021191 | 0 | 0 | 0 | 0 | 0 | 0 | 0 | 0 | 0 | 0 | 0
Scenario 6: Aggressive Fuel Sub Phase In | SCG | Res | WaterHeat | Res - Single Family | Electric Energy (GWh/year) | Energy Efficiency | -0.11371 | -0.12053 | 0 | 0 | 0 | 0 | 0 | 0 | 0 | 0 | 0 | 0 | 0
Scenario 6: Aggressive Fuel Sub Phase In | SCG | Res | WaterHeat | Res - Single Family | Gas Energy (MMTherm/year) | Energy Efficiency | 1.8067 | 1.7303 | 0.35961 | 0.29028 | 0.24584 | 0.21131 | 0.18353 | 0.16123 | 0.14807 | 0.13813 | 0.1293 | 0.12148 | 0.11421
Scenario 6: Aggressive Fuel Sub Phase In | SCG | Res | WholeBlg | Res - Multi Family | Electric Demand (MW) | Energy Efficiency | 0 | 0 | 0 | 0 | 0 | 0 | 0 | 0 | 0 | 0 | 0 | 0 | 0
Scenario 6: Aggressive Fuel Sub Phase In | SCG | Res | WholeBlg | Res - Multi Family | Electric Energy (GWh/year) | Energy Efficiency | 0 | 0 | 0 | 0 | 0 | 0 | 0 | 0 | 0 | 0 | 0 | 0 | 0
Scenario 6: Aggressive Fuel Sub Phase In | SCG | Res | WholeBlg | Res - Multi Family | Gas Energy (MMTherm/year) | Energy Efficiency | 0 | 0 | 0 | 0 | 0 | 0 | 0 | 0 | 0 | 0 | 0 | 0 | 0
Scenario 6: Aggressive Fuel Sub Phase In | SCG | Res | WholeBlg | Res - Single Family | Electric Demand (MW) | Energy Efficiency | 0 | 0 | 0 | 0 | 0 | 0 | 0 | 0 | 0 | 0 | 0 | 0 | 0
Scenario 6: Aggressive Fuel Sub Phase In | SCG | Res | WholeBlg | Res - Single Family | Electric Energy (GWh/year) | Energy Efficiency | 0 | 0 | 0 | 0 | 0 | 0 | 0 | 0 | 0 | 0 | 0 | 0 | 0
Scenario 6: Aggressive Fuel Sub Phase In | SCG | Res | WholeBlg | Res - Single Family | Gas Energy (MMTherm/year) | Energy Efficiency | 0 | 0 | 0 | 0 | 0 | 0 | 0 | 0 | 0 | 0 | 0 | 0 | 0
Scenario 6: Aggressive Fuel Sub Phase In | SDG&E | Ag | WholeBlg | Ag - Dairies, fishing, hunting | Electric Demand (MW) | Energy Efficiency | 0.0018919 | 0.0019052 | 0.0019178 | 0.0019298 | 0.0019409 | 0.0019509 | 0.0019603 | 0.0019696 | 0.0019789 | 0.0019881 | 0.0019971 | 0.0020059 | 0.0020145
Scenario 6: Aggressive Fuel Sub Phase In | SDG&E | Ag | WholeBlg | Ag - Dairies, fishing, hunting | Electric Energy (GWh/year) | Energy Efficiency | 0.0080594 | 0.0081163 | 0.0081697 | 0.0082209 | 0.0082681 | 0.0083107 | 0.0083508 | 0.0083906 | 0.0084301 | 0.0084693 | 0.0085075 | 0.0085451 | 0.0085817
Scenario 6: Aggressive Fuel Sub Phase In | SDG&E | Ag | WholeBlg | Ag - Dairies, fishing, hunting | Gas Energy (MMTherm/year) | Energy Efficiency | 1.6867e-05 | 1.6867e-05 | 1.6867e-05 | 1.6867e-05 | 1.6867e-05 | 1.6867e-05 | 1.6867e-05 | 1.6867e-05 | 1.6867e-05 | 1.6867e-05 | 1.6867e-05 | 1.6867e-05 | 1.6867e-05
Scenario 6: Aggressive Fuel Sub Phase In | SDG&E | Ag | WholeBlg | Ag - Irrigated Agriculture, vineyards, forestry and greenhouses | Electric Demand (MW) | Energy Efficiency | 0.013304 | 0.013773 | 0.014216 | 0.014647 | 0.015052 | 0.015421 | 0.015774 | 0.016128 | 0.016486 | 0.016845 | 0.017198 | 0.017547 | 0.01789
Scenario 6: Aggressive Fuel Sub Phase In | SDG&E | Ag | WholeBlg | Ag - Irrigated Agriculture, vineyards, forestry and greenhouses | Electric Energy (GWh/year) | Energy Efficiency | 0.056675 | 0.058673 | 0.060559 | 0.062395 | 0.064121 | 0.065693 | 0.067196 | 0.068703 | 0.07023 | 0.071758 | 0.073261 | 0.07475 | 0.076209
Scenario 6: Aggressive Fuel Sub Phase In | SDG&E | Ag | WholeBlg | Ag - Irrigated Agriculture, vineyards, forestry and greenhouses | Gas Energy (MMTherm/year) | Energy Efficiency | 0.0012197 | 0.0012197 | 0.0012197 | 0.0012197 | 0.0012197 | 0.0012197 | 0.0012197 | 0.0012197 | 0.0012197 | 0.0012197 | 0.0012197 | 0.0012197 | 0.0012197
Scenario 6: Aggressive Fuel Sub Phase In | SDG&E | Ag | WholeBlg | Ag - Water pumping | Electric Demand (MW) | Energy Efficiency | 0.041617 | 0.041536 | 0.041457 | 0.041374 | 0.041291 | 0.041212 | 0.041132 | 0.04105 | 0.040961 | 0.040869 | 0.040777 | 0.040684 | 0.04059
Scenario 6: Aggressive Fuel Sub Phase In | SDG&E | Ag | WholeBlg | Ag - Water pumping | Electric Energy (GWh/year) | Energy Efficiency | 0.17729 | 0.17694 | 0.1766 | 0.17625 | 0.1759 | 0.17556 | 0.17522 | 0.17487 | 0.17449 | 0.1741 | 0.17371 | 0.17331 | 0.17291
Scenario 6: Aggressive Fuel Sub Phase In | SDG&E | Ag | WholeBlg | Ag - Water pumping | Gas Energy (MMTherm/year) | Energy Efficiency | 0.00034934 | 0.00034934 | 0.00034934 | 0.00034934 | 0.00034934 | 0.00034934 | 0.00034934 | 0.00034934 | 0.00034934 | 0.00034934 | 0.00034934 | 0.00034934 | 0.00034934
Scenario 6: Aggressive Fuel Sub Phase In | SDG&E | Com | AppPlug | Com - Health | Gas Energy (MMTherm/year) | Energy Efficiency | 0.046686 | 0.052198 | 0.11921 | 0.13266 | 0.1452 | 0.15747 | 0.16469 | 0.1776 | 0.19246 | 0.20834 | 0.22313 | 0.22335 | 0.22586
Scenario 6: Aggressive Fuel Sub Phase In | SDG&E | Com | AppPlug | Com - Lodging | Gas Energy (MMTherm/year) | Energy Efficiency | 0.023955 | 0.026107 | 0.097667 | 0.10678 | 0.11459 | 0.12376 | 0.13246 | 0.14112 | 0.15016 | 0.15868 | 0.16512 | 0.16843 | 0.1717
Scenario 6: Aggressive Fuel Sub Phase In | SDG&E | Com | AppPlug | Com - Other | Gas Energy (MMTherm/year) | Energy Efficiency | 0.0001807 | 0.00021033 | 0.00024281 | 0.00027836 | 0.00031298 | 0.00035374 | 0.00039676 | 0.0004408 | 0.00048571 | 0.00053285 | 0.00057955 | 0.00062763 | 0.00067753
Scenario 6: Aggressive Fuel Sub Phase In | SDG&E | Com | BROs | Com - Lodging | Electric Energy (GWh/year) | Energy Efficiency | 0.0087675 | 0.017942 | 0.027556 | 0.037827 | 0.048759 | 0.060287 | 0.07269 | 0.08562 | 0.099235 | 0.11359 | 0.12828 | 0.14288 | 0.1577
Scenario 6: Aggressive Fuel Sub Phase In | SDG&E | Com | BROs | Com - Other | Electric Energy (GWh/year) | Energy Efficiency | 0.0079453 | 0.016295 | 0.025078 | 0.034484 | 0.044544 | 0.055196 | 0.066813 | 0.078968 | 0.091831 | 0.10546 | 0.11952 | 0.13362 | 0.14899
Scenario 6: Aggressive Fuel Sub Phase In | SDG&E | Com | BROs | Com - Retail | Electric Demand (MW) | Energy Efficiency | 0.0016338 | 0.0033258 | 0.0050803 | 0.0069276 | 0.008875 | 0.010905 | 0.013094 | 0.015353 | 0.017704 | 0.020162 | 0.022645 | 0.025101 | 0.027999
Scenario 6: Aggressive Fuel Sub Phase In | SDG&E | Com | BROs | Com - Retail | Electric Energy (GWh/year) | Energy Efficiency | 0.017664 | 0.035957 | 0.054926 | 0.074897 | 0.095951 | 0.1179 | 0.14157 | 0.16598 | 0.19141 | 0.21798 | 0.24482 | 0.27138 | 0.30271
Scenario 6: Aggressive Fuel Sub Phase In | SDG&E | Com | BldgEnv | Com - College | Electric Demand (MW) | Energy Efficiency | 1.5285e-06 | 1.5244e-06 | 1.5203e-06 | 1.5205e-06 | 1.5152e-06 | 1.5156e-06 | 1.5166e-06 | 1.516e-06 | 1.5161e-06 | 1.5176e-06 | 1.5174e-06 | 1.5338e-06 | 1.5363e-06
Scenario 6: Aggressive Fuel Sub Phase In | SDG&E | Com | BldgEnv | Com - College | Electric Energy (GWh/year) | Energy Efficiency | 5.2225e-07 | 5.2085e-07 | 5.1943e-07 | 5.1951e-07 | 5.1769e-07 | 5.1782e-07 | 5.1817e-07 | 5.1796e-07 | 5.1799e-07 | 5.1851e-07 | 5.1844e-07 | 5.2405e-07 | 5.249e-07
Scenario 6: Aggressive Fuel Sub Phase In | SDG&E | Com | BldgEnv | Com - College | Gas Energy (MMTherm/year) | Energy Efficiency | 1.118e-06 | 1.1113e-06 | 1.1043e-06 | 1.0986e-06 | 1.0912e-06 | 1.0855e-06 | 1.08e-06 | 1.074e-06 | 1.0683e-06 | 1.0631e-06 | 1.0573e-06 | 1.0567e-06 | 1.0519e-06
Scenario 6: Aggressive Fuel Sub Phase In | SDG&E | Com | BldgEnv | Com - Grocery | Electric Demand (MW) | Energy Efficiency | 4.9843e-06 | 4.8247e-06 | 4.672e-06 | 4.5436e-06 | 4.4146e-06 | 4.3165e-06 | 4.2326e-06 | 4.1558e-06 | 4.078e-06 | 4.0156e-06 | 3.9525e-06 | 3.8953e-06 | 3.8461e-06
Scenario 6: Aggressive Fuel Sub Phase In | SDG&E | Com | BldgEnv | Com - Grocery | Electric Energy (GWh/year) | Energy Efficiency | 1.703e-06 | 1.6484e-06 | 1.5963e-06 | 1.5524e-06 | 1.5083e-06 | 1.4748e-06 | 1.4461e-06 | 1.4199e-06 | 1.3933e-06 | 1.372e-06 | 1.3504e-06 | 1.3309e-06 | 1.3141e-06
Scenario 6: Aggressive Fuel Sub Phase In | SDG&E | Com | BldgEnv | Com - Grocery | Gas Energy (MMTherm/year) | Energy Efficiency | 1.2854e-06 | 1.2439e-06 | 1.2047e-06 | 1.1716e-06 | 1.1381e-06 | 1.1125e-06 | 1.0903e-06 | 1.0696e-06 | 1.0485e-06 | 1.0315e-06 | 1.0146e-06 | 9.9955e-07 | 9.8699e-07
Scenario 6: Aggressive Fuel Sub Phase In | SDG&E | Com | BldgEnv | Com - Health | Electric Demand (MW) | Energy Efficiency | 8.1815e-06 | 7.5745e-06 | 6.9147e-06 | 6.2403e-06 | 5.4497e-06 | 4.5729e-06 | 3.8301e-06 | 3.7167e-06 | 3.6608e-06 | 3.693e-06 | 3.7879e-06 | 3.5471e-06 | 3.3838e-06
Scenario 6: Aggressive Fuel Sub Phase In | SDG&E | Com | BldgEnv | Com - Health | Electric Energy (GWh/year) | Energy Efficiency | 3.9301e-06 | 3.6385e-06 | 3.3216e-06 | 2.9976e-06 | 2.6179e-06 | 2.1966e-06 | 1.8399e-06 | 1.7854e-06 | 1.7585e-06 | 1.774e-06 | 1.8196e-06 | 1.7039e-06 | 1.6255e-06
Scenario 6: Aggressive Fuel Sub Phase In | SDG&E | Com | BldgEnv | Com - Health | Gas Energy (MMTherm/year) | Energy Efficiency | 3.3966e-06 | 3.1327e-06 | 2.847e-06 | 2.5559e-06 | 2.2199e-06 | 1.854e-06 | 1.5501e-06 | 1.5041e-06 | 1.4815e-06 | 1.4951e-06 | 1.5343e-06 | 1.4362e-06 | 1.3699e-06
Scenario 6: Aggressive Fuel Sub Phase In | SDG&E | Com | BldgEnv | Com - Lodging | Electric Demand (MW) | Energy Efficiency | 1.4917e-06 | 1.4775e-06 | 1.4634e-06 | 1.4586e-06 | 1.4404e-06 | 1.4323e-06 | 1.4199e-06 | 1.4077e-06 | 3.9659e-07 | 1.3882e-06 | 2.147e-06 | 2.1228e-06 | 2.1023e-06
Scenario 6: Aggressive Fuel Sub Phase In | SDG&E | Com | BldgEnv | Com - Lodging | Electric Energy (GWh/year) | Energy Efficiency | 9.7476e-07 | 9.6544e-07 | 9.5627e-07 | 9.531e-07 | 9.4122e-07 | 9.3591e-07 | 9.2781e-07 | 9.1985e-07 | 2.5915e-07 | 9.0709e-07 | 1.403e-06 | 1.3871e-06 | 1.3738e-06
Scenario 6: Aggressive Fuel Sub Phase In | SDG&E | Com | BldgEnv | Com - Lodging | Gas Energy (MMTherm/year) | Energy Efficiency | 4.9072e-07 | 4.8488e-07 | 4.791e-07 | 4.7511e-07 | 4.6861e-07 | 4.6408e-07 | 4.5877e-07 | 4.5355e-07 | 7.6145e-08 | 4.4384e-07 | 7.258e-07 | 7.1646e-07 | 7.0789e-07
Scenario 6: Aggressive Fuel Sub Phase In | SDG&E | Com | BldgEnv | Com - Office (Large) | Electric Demand (MW) | Energy Efficiency | 1.3948e-05 | 1.3577e-05 | 1.3216e-05 | 1.288e-05 | 1.2521e-05 | 1.2265e-05 | 1.2054e-05 | 1.1811e-05 | 1.1489e-05 | 1.1222e-05 | 1.0953e-05 | 1.0711e-05 | 1.0492e-05
Scenario 6: Aggressive Fuel Sub Phase In | SDG&E | Com | BldgEnv | Com - Office (Large) | Electric Energy (GWh/year) | Energy Efficiency | 4.7656e-06 | 4.6387e-06 | 4.5155e-06 | 4.4008e-06 | 4.278e-06 | 4.1905e-06 | 4.1184e-06 | 4.0356e-06 | 3.9253e-06 | 3.834e-06 | 3.7422e-06 | 3.6595e-06 | 3.5847e-06
Scenario 6: Aggressive Fuel Sub Phase In | SDG&E | Com | BldgEnv | Com - Office (Large) | Gas Energy (MMTherm/year) | Energy Efficiency | 1.7582e-06 | 1.7129e-06 | 1.6686e-06 | 1.6273e-06 | 1.583e-06 | 1.5519e-06 | 1.5267e-06 | 1.4973e-06 | 1.4568e-06 | 1.424e-06 | 1.3905e-06 | 1.3604e-06 | 1.3333e-06
Scenario 6: Aggressive Fuel Sub Phase In | SDG&E | Com | BldgEnv | Com - Office (Small) | Electric Demand (MW) | Energy Efficiency | 5.6524e-06 | 5.4627e-06 | 5.2847e-06 | 5.1173e-06 | 4.9596e-06 | 4.8144e-06 | 4.6781e-06 | 4.5476e-06 | 4.4236e-06 | 4.3076e-06 | 4.1987e-06 | 4.098e-06 | 4.0052e-06
Scenario 6: Aggressive Fuel Sub Phase In | SDG&E | Com | BldgEnv | Com - Office (Small) | Electric Energy (GWh/year) | Energy Efficiency | 1.9312e-06 | 1.8664e-06 | 1.8056e-06 | 1.7484e-06 | 1.6945e-06 | 1.6449e-06 | 1.5984e-06 | 1.5538e-06 | 1.5114e-06 | 1.4718e-06 | 1.4346e-06 | 1.4001e-06 | 1.3685e-06
Scenario 6: Aggressive Fuel Sub Phase In | SDG&E | Com | BldgEnv | Com - Office (Small) | Gas Energy (MMTherm/year) | Energy Efficiency | 7.0599e-07 | 6.827e-07 | 6.6085e-07 | 6.4035e-07 | 6.2152e-07 | 6.0422e-07 | 5.8791e-07 | 5.7219e-07 | 5.5684e-07 | 5.4277e-07 | 5.2931e-07 | 5.1685e-07 | 5.0544e-07
Scenario 6: Aggressive Fuel Sub Phase In | SDG&E | Com | BldgEnv | Com - Other | Electric Demand (MW) | Energy Efficiency | 9.155e-06 | 8.9658e-06 | 8.7632e-06 | 8.5469e-06 | 8.3009e-06 | 8.0571e-06 | 7.7994e-06 | 7.525e-06 | 6.9515e-06 | 6.9335e-06 | 6.7986e-06 | 6.4461e-06 | 6.082e-06
Scenario 6: Aggressive Fuel Sub Phase In | SDG&E | Com | BldgEnv | Com - Other | Electric Energy (GWh/year) | Energy Efficiency | 3.1295e-06 | 3.0648e-06 | 2.9955e-06 | 2.9216e-06 | 2.8375e-06 | 2.7542e-06 | 2.6661e-06 | 2.5723e-06 | 2.3762e-06 | 2.3701e-06 | 2.324e-06 | 2.2035e-06 | 2.079e-06
Scenario 6: Aggressive Fuel Sub Phase In | SDG&E | Com | BldgEnv | Com - Other | Gas Energy (MMTherm/year) | Energy Efficiency | 1.2783e-06 | 1.2538e-06 | 1.2266e-06 | 1.1968e-06 | 1.1625e-06 | 1.1277e-06 | 1.0904e-06 | 1.0501e-06 | 9.0519e-07 | 9.6151e-07 | 9.7909e-07 | 9.2046e-07 | 8.5962e-07
Scenario 6: Aggressive Fuel Sub Phase In | SDG&E | Com | BldgEnv | Com - Refrig. Warehouse | Electric Demand (MW) | Energy Efficiency | 1.5741e-07 | 1.5489e-07 | 1.524e-07 | 1.4924e-07 | 1.4646e-07 | 1.4381e-07 | 1.4142e-07 | 1.5974e-07 | 1.3702e-07 | 1.5628e-07 | 1.7241e-07 | 1.7131e-07 | 1.7018e-07
Scenario 6: Aggressive Fuel Sub Phase In | SDG&E | Com | BldgEnv | Com - Refrig. Warehouse | Electric Energy (GWh/year) | Energy Efficiency | 5.3783e-08 | 5.292e-08 | 5.2069e-08 | 5.0991e-08 | 5.0042e-08 | 4.9135e-08 | 4.832e-08 | 5.4577e-08 | 4.6816e-08 | 5.3397e-08 | 5.8908e-08 | 5.8531e-08 | 5.8144e-08
Scenario 6: Aggressive Fuel Sub Phase In | SDG&E | Com | BldgEnv | Com - Refrig. Warehouse | Gas Energy (MMTherm/year) | Energy Efficiency | 2.0331e-08 | 1.9993e-08 | 1.9658e-08 | 1.9239e-08 | 1.8871e-08 | 1.8519e-08 | 1.8204e-08 | 2.5327e-08 | 1.7634e-08 | 2.5061e-08 | 3.1288e-08 | 3.1282e-08 | 3.1262e-08
Scenario 6: Aggressive Fuel Sub Phase In | SDG&E | Com | BldgEnv | Com - Restaurant | Electric Demand (MW) | Energy Efficiency | 1.7432e-06 | 1.6457e-06 | 1.5564e-06 | 1.4652e-06 | 1.7398e-06 | 1.7008e-06 | 1.6679e-06 | 1.6382e-06 | 1.6077e-06 | 1.5811e-06 | 1.5577e-06 | 1.5372e-06 | 1.5189e-06
Scenario 6: Aggressive Fuel Sub Phase In | SDG&E | Com | BldgEnv | Com - Restaurant | Electric Energy (GWh/year) | Energy Efficiency | 5.9558e-07 | 5.623e-07 | 5.3176e-07 | 5.0062e-07 | 5.9444e-07 | 5.8112e-07 | 5.6987e-07 | 5.5971e-07 | 5.4931e-07 | 5.4019e-07 | 5.3221e-07 | 5.252e-07 | 5.1896e-07
Scenario 6: Aggressive Fuel Sub Phase In | SDG&E | Com | BldgEnv | Com - Restaurant | Gas Energy (MMTherm/year) | Energy Efficiency | 2.0809e-07 | 1.9688e-07 | 1.8647e-07 | 1.761e-07 | 2.1777e-07 | 2.1308e-07 | 2.0916e-07 | 2.0576e-07 | 2.0213e-07 | 1.9905e-07 | 1.9627e-07 | 1.9382e-07 | 1.9165e-07
Scenario 6: Aggressive Fuel Sub Phase In | SDG&E | Com | BldgEnv | Com - Retail | Electric Demand (MW) | Energy Efficiency | 1.7926e-05 | 1.5656e-05 | 1.3296e-05 | 1.0623e-05 | 7.6609e-06 | 5.637e-06 | 5.2015e-06 | 4.794e-06 | 4.428e-06 | 4.1121e-06 | 3.8273e-06 | 3.5878e-06 | 3.3785e-06
Scenario 6: Aggressive Fuel Sub Phase In | SDG&E | Com | BldgEnv | Com - Retail | Electric Energy (GWh/year) | Energy Efficiency | 6.1247e-06 | 5.3491e-06 | 4.5427e-06 | 3.6295e-06 | 2.6175e-06 | 1.926e-06 | 1.7772e-06 | 1.638e-06 | 1.5129e-06 | 1.405e-06 | 1.3076e-06 | 1.2258e-06 | 1.1543e-06
Scenario 6: Aggressive Fuel Sub Phase In | SDG&E | Com | BldgEnv | Com - Retail | Gas Energy (MMTherm/year) | Energy Efficiency | 4.4413e-06 | 3.8348e-06 | 3.1944e-06 | 2.4939e-06 | 1.7428e-06 | 1.2483e-06 | 1.165e-06 | 1.0868e-06 | 1.0153e-06 | 9.5179e-07 | 8.9349e-07 | 8.423e-07 | 7.9615e-07
Scenario 6: Aggressive Fuel Sub Phase In | SDG&E | Com | BldgEnv | Com - School | Electric Demand (MW) | Energy Efficiency | 2.4161e-06 | 2.4092e-06 | 2.4046e-06 | 2.4026e-06 | 2.4083e-06 | 2.4092e-06 | 2.411e-06 | 2.417e-06 | 2.4284e-06 | 2.4407e-06 | 2.4565e-06 | 2.474e-06 | 2.4918e-06
Scenario 6: Aggressive Fuel Sub Phase In | SDG&E | Com | BldgEnv | Com - School | Electric Energy (GWh/year) | Energy Efficiency | 8.2551e-07 | 8.2314e-07 | 8.2159e-07 | 8.209e-07 | 8.2284e-07 | 8.2313e-07 | 8.2376e-07 | 8.2582e-07 | 8.297e-07 | 8.339e-07 | 8.393e-07 | 8.453e-07 | 8.5137e-07
Scenario 6: Aggressive Fuel Sub Phase In | SDG&E | Com | BldgEnv | Com - School | Gas Energy (MMTherm/year) | Energy Efficiency | 3.067e-07 | 3.0613e-07 | 3.0584e-07 | 3.0598e-07 | 3.0711e-07 | 3.0757e-07 | 3.0813e-07 | 3.092e-07 | 3.1086e-07 | 3.1271e-07 | 3.1494e-07 | 3.1739e-07 | 3.1986e-07
Scenario 6: Aggressive Fuel Sub Phase In | SDG&E | Com | BldgEnv | Com - Warehouse | Electric Demand (MW) | Energy Efficiency | 9.8745e-06 | 9.7662e-06 | 9.6553e-06 | 9.5512e-06 | 9.4224e-06 | 9.3034e-06 | 9.1712e-06 | 9.0363e-06 | 8.3534e-06 | 8.7589e-06 | 9.0629e-06 | 8.9219e-06 | 8.7874e-06
Scenario 6: Aggressive Fuel Sub Phase In | SDG&E | Com | BldgEnv | Com - Warehouse | Electric Energy (GWh/year) | Energy Efficiency | 6.4525e-06 | 6.3817e-06 | 6.3093e-06 | 6.2412e-06 | 6.157e-06 | 6.0793e-06 | 5.9929e-06 | 5.9047e-06 | 5.4585e-06 | 5.7235e-06 | 5.9221e-06 | 5.83e-06 | 5.7421e-06
Scenario 6: Aggressive Fuel Sub Phase In | SDG&E | Com | BldgEnv | Com - Warehouse | Gas Energy (MMTherm/year) | Energy Efficiency | 2.3157e-06 | 2.2992e-06 | 2.2814e-06 | 2.2646e-06 | 2.2421e-06 | 2.2213e-06 | 2.1973e-06 | 2.1722e-06 | 1.8173e-06 | 2.1176e-06 | 2.3593e-06 | 2.3319e-06 | 2.3048e-06
Scenario 6: Aggressive Fuel Sub Phase In | SDG&E | Com | ComRefrig | Com - College | Electric Demand (MW) | Energy Efficiency | 7.1745e-05 | 4.855e-05 | 2.8894e-05 | 1.4811e-05 | 5.7901e-06 | 2.3984e-06 | 7.2956e-07 | 0 | 0 | 0 | 0 | 0 | 0
Scenario 6: Aggressive Fuel Sub Phase In | SDG&E | Com | ComRefrig | Com - College | Electric Energy (GWh/year) | Energy Efficiency | 0.00052639 | 0.00036223 | 0.00022013 | 0.00011617 | 4.8311e-05 | 2.0572e-05 | 6.2576e-06 | 0 | 0 | 0 | 0 | 0 | 0
Scenario 6: Aggressive Fuel Sub Phase In | SDG&E | Com | ComRefrig | Com - College | Gas Energy (MMTherm/year) | Energy Efficiency | 0 | 0 | 0 | 0 | 0 | 0 | 0 | 0 | 0 | 0 | 0 | 0 | 0
Scenario 6: Aggressive Fuel Sub Phase In | SDG&E | Com | ComRefrig | Com - Grocery | Electric Demand (MW) | Energy Efficiency | 0.065963 | 0.034271 | 0.012666 | 0.0051124 | 0.0011996 | 0 | 0 | 0 | 0 | 0 | 0 | 0 | 0
Scenario 6: Aggressive Fuel Sub Phase In | SDG&E | Com | ComRefrig | Com - Grocery | Electric Energy (GWh/year) | Energy Efficiency | 0.4958 | 0.26624 | 0.1059 | 0.043851 | 0.01029 | 0 | 0 | 0 | 0 | 0 | 0 | 0 | 0
Scenario 6: Aggressive Fuel Sub Phase In | SDG&E | Com | ComRefrig | Com - Grocery | Gas Energy (MMTherm/year) | Energy Efficiency | 0 | 0 | 0 | 0 | 0 | 0 | 0 | 0 | 0 | 0 | 0 | 0 | 0
Scenario 6: Aggressive Fuel Sub Phase In | SDG&E | Com | ComRefrig | Com - Refrig. Warehouse | Electric Demand (MW) | Energy Efficiency | 2.1987e-05 | 1.4219e-05 | 7.9988e-06 | 3.748e-06 | 1.2817e-06 | 5.1927e-07 | 6.0664e-08 | 0 | 0 | 0 | 0 | 0 | 0
Scenario 6: Aggressive Fuel Sub Phase In | SDG&E | Com | ComRefrig | Com - Refrig. Warehouse | Electric Energy (GWh/year) | Energy Efficiency | 0.00016187 | 0.00010654 | 6.129e-05 | 2.9744e-05 | 1.0993e-05 | 4.454e-06 | 5.2034e-07 | 0 | 0 | 0 | 0 | 0 | 0
Scenario 6: Aggressive Fuel Sub Phase In | SDG&E | Com | ComRefrig | Com - Refrig. Warehouse | Gas Energy (MMTherm/year) | Energy Efficiency | 0 | 0 | 0 | 0 | 0 | 0 | 0 | 0 | 0 | 0 | 0 | 0 | 0
Scenario 6: Aggressive Fuel Sub Phase In | SDG&E | Com | ComRefrig | Com - Restaurant | Electric Demand (MW) | Energy Efficiency | 0.0025375 | 0.0013459 | 0.00052578 | 0.00021378 | 6.1202e-05 | 0 | 0 | 0 | 0 | 0 | 0 | 0 | 0
Scenario 6: Aggressive Fuel Sub Phase In | SDG&E | Com | ComRefrig | Com - Restaurant | Electric Energy (GWh/year) | Energy Efficiency | 0.019064 | 0.010443 | 0.0043623 | 0.0018336 | 0.00052495 | 0 | 0 | 0 | 0 | 0 | 0 | 0 | 0
Scenario 6: Aggressive Fuel Sub Phase In | SDG&E | Com | ComRefrig | Com - Restaurant | Gas Energy (MMTherm/year) | Energy Efficiency | 0 | 0 | 0 | 0 | 0 | 0 | 0 | 0 | 0 | 0 | 0 | 0 | 0
Scenario 6: Aggressive Fuel Sub Phase In | SDG&E | Com | ComRefrig | Com - Retail | Electric Demand (MW) | Energy Efficiency | 0.028556 | 0.015233 | 0.0060785 | 0.002298 | 0.00065053 | 0 | 0 | 0 | 0 | 0 | 0 | 0 | 0
Scenario 6: Aggressive Fuel Sub Phase In | SDG&E | Com | ComRefrig | Com - Retail | Electric Energy (GWh/year) | Energy Efficiency | 0.21413 | 0.11772 | 0.04986 | 0.019711 | 0.0055798 | 0 | 0 | 0 | 0 | 0 | 0 | 0 | 0
Scenario 6: Aggressive Fuel Sub Phase In | SDG&E | Com | ComRefrig | Com - Retail | Gas Energy (MMTherm/year) | Energy Efficiency | 0 | 0 | 0 | 0 | 0 | 0 | 0 | 0 | 0 | 0 | 0 | 0 | 0
Scenario 6: Aggressive Fuel Sub Phase In | SDG&E | Com | ComRefrig | Com - School | Electric Demand (MW) | Energy Efficiency | 2.8948e-06 | 0 | 0 | 0 | 0 | 0 | 0 | 0 | 0 | 0 | 0 | 0 | 0
Scenario 6: Aggressive Fuel Sub Phase In | SDG&E | Com | ComRefrig | Com - School | Electric Energy (GWh/year) | Energy Efficiency | 2.483e-05 | 0 | 0 | 0 | 0 | 0 | 0 | 0 | 0 | 0 | 0 | 0 | 0
Scenario 6: Aggressive Fuel Sub Phase In | SDG&E | Com | ComRefrig | Com - School | Gas Energy (MMTherm/year) | Energy Efficiency | 0 | 0 | 0 | 0 | 0 | 0 | 0 | 0 | 0 | 0 | 0 | 0 | 0
Scenario 6: Aggressive Fuel Sub Phase In | SDG&E | Com | FoodServ | Com - College | Electric Demand (MW) | Energy Efficiency | 0.0013861 | 0.0015804 | 0.0016586 | 0.0017562 | 0.0018958 | 0.0020129 | 0.0021083 | 0.0021922 | 0.0022761 | 0.0023632 | 0.0024393 | 0.002585 | 0.0026671
Scenario 6: Aggressive Fuel Sub Phase In | SDG&E | Com | FoodServ | Com - College | Electric Demand (MW) | Fuel Substitution | -0.00026828 | -0.00030839 | -0.0003478 | -0.00038683 | -0.00042541 | -0.00046356 | -0.00050138 | -0.00053876 | -0.00057561 | -0.00061192 | -0.00064746 | -0.00068225 | -0.00071612
Scenario 6: Aggressive Fuel Sub Phase In | SDG&E | Com | FoodServ | Com - College | Electric Energy (GWh/year) | Energy Efficiency | 0.0067561 | 0.0076372 | 0.008018 | 0.0084931 | 0.0091428 | 0.0097028 | 0.010167 | 0.010577 | 0.010986 | 0.011412 | 0.011786 | 0.012496 | 0.012899
Scenario 6: Aggressive Fuel Sub Phase In | SDG&E | Com | FoodServ | Com - College | Electric Energy (GWh/year) | Fuel Substitution | -0.0031928 | -0.0036563 | -0.0041225 | -0.0045951 | -0.0050737 | -0.0055645 | -0.0060688 | -0.006586 | -0.0071158 | -0.0076663 | -0.0082317 | -0.0088126 | -0.0094046
Scenario 6: Aggressive Fuel Sub Phase In | SDG&E | Com | FoodServ | Com - College | Gas Energy (MMTherm/year) | Energy Efficiency | 0.0031007 | 0.0032258 | 0.0033396 | 0.0034721 | 0.0035584 | 0.00367 | 0.0037752 | 0.0038617 | 0.003944 | 0.0040256 | 0.0040908 | 0.0042321 | 0.0042976
Scenario 6: Aggressive Fuel Sub Phase In | SDG&E | Com | FoodServ | Com - College | Gas Energy (MMTherm/year) | Fuel Substitution | 0.00033007 | 0.00037816 | 0.00042647 | 0.00047538 | 0.00052485 | 0.0005755 | 0.00062745 | 0.00068065 | 0.00073507 | 0.00079155 | 0.00084949 | 0.00090894 | 0.00096944
Scenario 6: Aggressive Fuel Sub Phase In | SDG&E | Com | FoodServ | Com - Grocery | Electric Demand (MW) | Energy Efficiency | 0.0085791 | 0.010031 | 0.010578 | 0.011139 | 0.012133 | 0.012876 | 0.01344 | 0.013974 | 0.014449 | 0.014947 | 0.015412 | 0.015875 | 0.016353
Scenario 6: Aggressive Fuel Sub Phase In | SDG&E | Com | FoodServ | Com - Grocery | Electric Demand (MW) | Fuel Substitution | -0.0015782 | -0.0018081 | -0.002033 | -0.0022549 | -0.0024735 | -0.0026892 | -0.0029025 | -0.0031129 | -0.00332 | -0.0035236 | -0.0037226 | -0.0039164 | -0.0041046
Scenario 6: Aggressive Fuel Sub Phase In | SDG&E | Com | FoodServ | Com - Grocery | Electric Energy (GWh/year) | Energy Efficiency | 0.041808 | 0.048376 | 0.051029 | 0.053759 | 0.058378 | 0.061911 | 0.064648 | 0.067249 | 0.069567 | 0.072 | 0.074278 | 0.076552 | 0.078897
Scenario 6: Aggressive Fuel Sub Phase In | SDG&E | Com | FoodServ | Com - Grocery | Electric Energy (GWh/year) | Fuel Substitution | -0.033793 | -0.038199 | -0.04252 | -0.046797 | -0.051032 | -0.05523 | -0.05946 | -0.063725 | -0.06806 | -0.07258 | -0.077141 | -0.081734 | -0.086347
Scenario 6: Aggressive Fuel Sub Phase In | SDG&E | Com | FoodServ | Com - Grocery | Gas Energy (MMTherm/year) | Energy Efficiency | 0.020146 | 0.02113 | 0.022019 | 0.022909 | 0.023647 | 0.024463 | 0.025233 | 0.025934 | 0.02652 | 0.027107 | 0.02763 | 0.028134 | 0.028641
Scenario 6: Aggressive Fuel Sub Phase In | SDG&E | Com | FoodServ | Com - Grocery | Gas Energy (MMTherm/year) | Fuel Substitution | 0.0035102 | 0.0039678 | 0.0044162 | 0.0048598 | 0.0052988 | 0.0057337 | 0.0061716 | 0.0066125 | 0.0070604 | 0.0075275 | 0.0079985 | 0.0084725 | 0.0089483
Scenario 6: Aggressive Fuel Sub Phase In | SDG&E | Com | FoodServ | Com - Health | Electric Demand (MW) | Energy Efficiency | 0.0033638 | 0.0038045 | 0.0039732 | 0.0042084 | 0.0044514 | 0.0045914 | 0.0044311 | 0.0045583 | 0.0047722 | 0.0051319 | 0.0055956 | 0.0054358 | 0.0054004
Scenario 6: Aggressive Fuel Sub Phase In | SDG&E | Com | FoodServ | Com - Health | Electric Demand (MW) | Fuel Substitution | -0.00069714 | -0.00080604 | -0.0009138 | -0.0010213 | -0.0011282 | -0.0012343 | -0.0013395 | -0.0014436 | -0.0015462 | -0.0016476 | -0.0017476 | -0.0018449 | -0.0019393
Scenario 6: Aggressive Fuel Sub Phase In | SDG&E | Com | FoodServ | Com - Health | Electric Energy (GWh/year) | Energy Efficiency | 0.016727 | 0.018736 | 0.019573 | 0.020736 | 0.02189 | 0.022569 | 0.021799 | 0.022435 | 0.023494 | 0.025268 | 0.027553 | 0.026788 | 0.026631
Scenario 6: Aggressive Fuel Sub Phase In | SDG&E | Com | FoodServ | Com - Health | Electric Energy (GWh/year) | Fuel Substitution | -0.010074 | -0.011503 | -0.012937 | -0.014378 | -0.015829 | -0.017305 | -0.018804 | -0.020319 | -0.021849 | -0.023441 | -0.025084 | -0.026735 | -0.028392
Scenario 6: Aggressive Fuel Sub Phase In | SDG&E | Com | FoodServ | Com - Health | Gas Energy (MMTherm/year) | Energy Efficiency | 0.0088977 | 0.0092309 | 0.0095402 | 0.0099333 | 0.010166 | 0.010326 | 0.010116 | 0.010294 | 0.010578 | 0.011035 | 0.011609 | 0.011374 | 0.011294
Scenario 6: Aggressive Fuel Sub Phase In | SDG&E | Com | FoodServ | Com - Health | Gas Energy (MMTherm/year) | Fuel Substitution | 0.0010672 | 0.0012193 | 0.0013718 | 0.0015249 | 0.0016789 | 0.0018352 | 0.0019937 | 0.0021537 | 0.002315 | 0.0024825 | 0.002655 | 0.0028282 | 0.0030017
Scenario 6: Aggressive Fuel Sub Phase In | SDG&E | Com | FoodServ | Com - Lodging | Electric Demand (MW) | Energy Efficiency | 0.0054679 | 0.0059418 | 0.0061568 | 0.0064378 | 0.0066571 | 0.0069061 | 0.0070945 | 0.0072743 | 0.0074749 | 0.0076543 | 0.0077941 | 0.0079298 | 0.0080847
Scenario 6: Aggressive Fuel Sub Phase In | SDG&E | Com | FoodServ | Com - Lodging | Electric Demand (MW) | Fuel Substitution | -0.00096595 | -0.001105 | -0.0012411 | -0.0013754 | -0.0015076 | -0.0016377 | -0.0017659 | -0.0018919 | -0.0020153 | -0.002136 | -0.0022531 | -0.0023665 | -0.0024756
Scenario 6: Aggressive Fuel Sub Phase In | SDG&E | Com | FoodServ | Com - Lodging | Electric Energy (GWh/year) | Energy Efficiency | 0.032968 | 0.035331 | 0.036565 | 0.038164 | 0.039347 | 0.040736 | 0.041803 | 0.042818 | 0.043945 | 0.044952 | 0.045738 | 0.046498 | 0.047361
Scenario 6: Aggressive Fuel Sub Phase In | SDG&E | Com | FoodServ | Com - Lodging | Electric Energy (GWh/year) | Fuel Substitution | -0.013318 | -0.015092 | -0.016837 | -0.018565 | -0.020274 | -0.021965 | -0.023658 | -0.025346 | -0.027027 | -0.028695 | -0.030418 | -0.03213 | -0.033828
Scenario 6: Aggressive Fuel Sub Phase In | SDG&E | Com | FoodServ | Com - Lodging | Gas Energy (MMTherm/year) | Energy Efficiency | 0.0080615 | 0.0082943 | 0.0085087 | 0.0087863 | 0.0089249 | 0.0091307 | 0.0092796 | 0.0094112 | 0.0095558 | 0.0096721 | 0.009735 | 0.0097883 | 0.0098549
Scenario 6: Aggressive Fuel Sub Phase In | SDG&E | Com | FoodServ | Com - Lodging | Gas Energy (MMTherm/year) | Fuel Substitution | 0.0013785 | 0.0015624 | 0.0017432 | 0.0019221 | 0.002099 | 0.0022739 | 0.0024488 | 0.0026231 | 0.0027965 | 0.0029684 | 0.003146 | 0.0033225 | 0.0034973
Scenario 6: Aggressive Fuel Sub Phase In | SDG&E | Com | FoodServ | Com - Office (Large) | Electric Demand (MW) | Energy Efficiency | 0.00025422 | 0.00026082 | 0.00026645 | 0.00027157 | 0.0002752 | 0.00028012 | 0.00028517 | 0.00028882 | 0.00029023 | 0.00029203 | 0.00029325 | 0.00029444 | 0.00029556
Scenario 6: Aggressive Fuel Sub Phase In | SDG&E | Com | FoodServ | Com - Office (Large) | Electric Energy (GWh/year) | Energy Efficiency | 0.0022298 | 0.0022877 | 0.0023371 | 0.002382 | 0.0024138 | 0.002457 | 0.0025013 | 0.0025333 | 0.0025457 | 0.0025615 | 0.0025722 | 0.0025826 | 0.0025924
Scenario 6: Aggressive Fuel Sub Phase In | SDG&E | Com | FoodServ | Com - Office (Small) | Electric Demand (MW) | Energy Efficiency | 9.032e-05 | 9.3648e-05 | 9.665e-05 | 9.936e-05 | 0.00010176 | 0.00010397 | 0.00010597 | 0.00010771 | 0.00010926 | 0.00011062 | 0.00011183 | 0.00011291 | 0.00011389
Scenario 6: Aggressive Fuel Sub Phase In | SDG&E | Com | FoodServ | Com - Office (Small) | Electric Energy (GWh/year) | Energy Efficiency | 0.00079221 | 0.0008214 | 0.00084773 | 0.00087151 | 0.00089252 | 0.00091192 | 0.00092946 | 0.00094475 | 0.00095838 | 0.00097026 | 0.00098088 | 0.0009904 | 0.00099895
Scenario 6: Aggressive Fuel Sub Phase In | SDG&E | Com | FoodServ | Com - Other | Electric Demand (MW) | Energy Efficiency | 0.013585 | 0.015731 | 0.016767 | 0.017787 | 0.019072 | 0.020205 | 0.021186 | 0.022131 | 0.023045 | 0.023961 | 0.024842 | 0.025726 | 0.026623
Scenario 6: Aggressive Fuel Sub Phase In | SDG&E | Com | FoodServ | Com - Other | Electric Demand (MW) | Fuel Substitution | -0.0049426 | -0.0056598 | -0.0063672 | -0.0070707 | -0.0077698 | -0.0084651 | -0.0091584 | -0.0098481 | -0.010532 | -0.011211 | -0.01188 | -0.012537 | -0.013181
Scenario 6: Aggressive Fuel Sub Phase In | SDG&E | Com | FoodServ | Com - Other | Electric Energy (GWh/year) | Energy Efficiency | 0.066804 | 0.076723 | 0.081869 | 0.086947 | 0.093178 | 0.098772 | 0.1037 | 0.10846 | 0.11309 | 0.11774 | 0.12223 | 0.12673 | 0.13132
Scenario 6: Aggressive Fuel Sub Phase In | SDG&E | Com | FoodServ | Com - Other | Electric Energy (GWh/year) | Fuel Substitution | -0.030094 | -0.034407 | -0.038686 | -0.042974 | -0.047275 | -0.051598 | -0.055959 | -0.060351 | -0.064773 | -0.069267 | -0.073776 | -0.078289 | -0.082793
Scenario 6: Aggressive Fuel Sub Phase In | SDG&E | Com | FoodServ | Com - Other | Gas Energy (MMTherm/year) | Energy Efficiency | 0.021801 | 0.023039 | 0.024216 | 0.025345 | 0.026321 | 0.027349 | 0.02833 | 0.029244 | 0.030101 | 0.030935 | 0.03171 | 0.032468 | 0.033225
Scenario 6: Aggressive Fuel Sub Phase In | SDG&E | Com | FoodServ | Com - Other | Gas Energy (MMTherm/year) | Fuel Substitution | 0.0028933 | 0.0033083 | 0.0037199 | 0.0041325 | 0.0045464 | 0.0049625 | 0.0053822 | 0.0058051 | 0.006231 | 0.0066643 | 0.0070993 | 0.0075349 | 0.00797
Scenario 6: Aggressive Fuel Sub Phase In | SDG&E | Com | FoodServ | Com - Restaurant | Electric Demand (MW) | Energy Efficiency | 0.023703 | 0.025138 | 0.02583 | 0.026278 | 0.03536 | 0.037191 | 0.038862 | 0.040477 | 0.041962 | 0.043425 | 0.044881 | 0.046313 | 0.047706
Scenario 6: Aggressive Fuel Sub Phase In | SDG&E | Com | FoodServ | Com - Restaurant | Electric Demand (MW) | Fuel Substitution | -0.0099122 | -0.011287 | -0.012615 | -0.013907 | -0.015191 | -0.016457 | -0.017707 | -0.018941 | -0.020153 | -0.021345 | -0.02251 | -0.023644 | -0.024744
Scenario 6: Aggressive Fuel Sub Phase In | SDG&E | Com | FoodServ | Com - Restaurant | Electric Energy (GWh/year) | Energy Efficiency | 0.12527 | 0.13211 | 0.13578 | 0.13821 | 0.18397 | 0.1933 | 0.20195 | 0.21033 | 0.21806 | 0.22567 | 0.23326 | 0.24073 | 0.24801
Scenario 6: Aggressive Fuel Sub Phase In | SDG&E | Com | FoodServ | Com - Restaurant | Electric Energy (GWh/year) | Fuel Substitution | -0.10654 | -0.12033 | -0.13367 | -0.14669 | -0.15941 | -0.17196 | -0.18439 | -0.19674 | -0.20908 | -0.22161 | -0.23434 | -0.247 | -0.25955
Scenario 6: Aggressive Fuel Sub Phase In | SDG&E | Com | FoodServ | Com - Restaurant | Gas Energy (MMTherm/year) | Energy Efficiency | 0.04867 | 0.049802 | 0.050917 | 0.051656 | 0.062703 | 0.064856 | 0.066999 | 0.069009 | 0.070781 | 0.072443 | 0.074017 | 0.075512 | 0.076911
Scenario 6: Aggressive Fuel Sub Phase In | SDG&E | Com | FoodServ | Com - Restaurant | Gas Energy (MMTherm/year) | Fuel Substitution | 0.010736 | 0.012123 | 0.013465 | 0.014774 | 0.016052 | 0.017312 | 0.018559 | 0.019797 | 0.021034 | 0.022291 | 0.023569 | 0.024841 | 0.026103
Scenario 6: Aggressive Fuel Sub Phase In | SDG&E | Com | FoodServ | Com - Retail | Electric Demand (MW) | Energy Efficiency | 0.00030074 | 0.00029939 | 0.00029794 | 0.00029252 | 0.0002794 | 0.000274 | 0.00026474 | 0.00025522 | 0.00024728 | 0.00024281 | 0.00023852 | 0.00023817 | 0.00023989
Scenario 6: Aggressive Fuel Sub Phase In | SDG&E | Com | FoodServ | Com - Retail | Electric Energy (GWh/year) | Energy Efficiency | 0.0020796 | 0.0020849 | 0.0020878 | 0.0020675 | 0.0020038 | 0.0019808 | 0.0019355 | 0.0018877 | 0.0018475 | 0.0018249 | 0.0018025 | 0.0018004 | 0.0018087
Scenario 6: Aggressive Fuel Sub Phase In | SDG&E | Com | FoodServ | Com - Retail | Gas Energy (MMTherm/year) | Energy Efficiency | 1.246e-05 | 1.2078e-05 | 1.1727e-05 | 1.112e-05 | 9.9726e-06 | 9.4318e-06 | 8.6285e-06 | 7.8299e-06 | 7.1745e-06 | 6.8023e-06 | 6.4636e-06 | 6.4421e-06 | 6.595e-06
Scenario 6: Aggressive Fuel Sub Phase In | SDG&E | Com | FoodServ | Com - School | Electric Demand (MW) | Energy Efficiency | 0.0061793 | 0.0075253 | 0.0079168 | 0.0082952 | 0.008738 | 0.0091271 | 0.009473 | 0.0098178 | 0.010166 | 0.010503 | 0.010839 | 0.011167 | 0.011483
Scenario 6: Aggressive Fuel Sub Phase In | SDG&E | Com | FoodServ | Com - School | Electric Demand (MW) | Fuel Substitution | -0.00034013 | -0.00038821 | -0.00043503 | -0.00048106 | -0.00052629 | -0.00057078 | -0.00061466 | -0.00065783 | -0.0007002 | -0.00074177 | -0.00078229 | -0.00082166 | -0.00085975
Scenario 6: Aggressive Fuel Sub Phase In | SDG&E | Com | FoodServ | Com - School | Electric Energy (GWh/year) | Energy Efficiency | 0.031577 | 0.037659 | 0.039623 | 0.041524 | 0.043715 | 0.045656 | 0.047402 | 0.049145 | 0.050907 | 0.052617 | 0.054321 | 0.055991 | 0.057598
Scenario 6: Aggressive Fuel Sub Phase In | SDG&E | Com | FoodServ | Com - School | Electric Energy (GWh/year) | Fuel Substitution | -0.0047413 | -0.0054006 | -0.0060605 | -0.0067316 | -0.007417 | -0.0081197 | -0.0088448 | -0.0096045 | -0.010391 | -0.011205 | -0.012042 | -0.0129 | -0.013778
Scenario 6: Aggressive Fuel Sub Phase In | SDG&E | Com | FoodServ | Com - School | Gas Energy (MMTherm/year) | Energy Efficiency | 0.0075726 | 0.0078702 | 0.0081396 | 0.0083844 | 0.0086207 | 0.0088232 | 0.0090086 | 0.009185 | 0.0093582 | 0.0095172 | 0.0096705 | 0.0098137 | 0.0099433
Scenario 6: Aggressive Fuel Sub Phase In | SDG&E | Com | FoodServ | Com - School | Gas Energy (MMTherm/year) | Fuel Substitution | 0.00049468 | 0.00056358 | 0.00063244 | 0.00070234 | 0.00077358 | 0.00084646 | 0.00092152 | 0.001 | 0.0010812 | 0.0011649 | 0.001251 | 0.0013391 | 0.0014291
Scenario 6: Aggressive Fuel Sub Phase In | SDG&E | Com | HVAC | Com - College | Electric Demand (MW) | Energy Efficiency | 0.0064476 | 0.0070004 | 0.0075295 | 0.0041442 | 0.0043556 | 0.0046939 | 0.0095414 | 0.010004 | 0.0055212 | 0.00584 | 0.0061081 | 0.0067294 | 0.0070297
Scenario 6: Aggressive Fuel Sub Phase In | SDG&E | Com | HVAC | Com - College | Electric Energy (GWh/year) | Energy Efficiency | 0.016614 | 0.018382 | 0.019951 | 0.0042632 | 0.0044982 | 0.004821 | 0.024182 | 0.025155 | 0.0048496 | 0.0051006 | 0.005315 | 0.0057609 | 0.0059915
Scenario 6: Aggressive Fuel Sub Phase In | SDG&E | Com | HVAC | Com - College | Electric Energy (GWh/year) | Fuel Substitution | 2.2667e-07 | 2.4968e-07 | 2.7346e-07 | 4.7593e-07 | 0 | 0 | 0 | 0 | 0 | 0 | 0 | 0 | 0
Scenario 6: Aggressive Fuel Sub Phase In | SDG&E | Com | HVAC | Com - College | Gas Energy (MMTherm/year) | Energy Efficiency | 0.00027888 | 0.00049729 | 0.00062273 | 0.00069237 | 0.00073515 | 0.00079332 | 0.00042392 | 0.00044991 | 0.00049148 | 0.00052079 | 0.00054534 | 0.00060385 | 0.00063165
Scenario 6: Aggressive Fuel Sub Phase In | SDG&E | Com | HVAC | Com - College | Gas Energy (MMTherm/year) | Fuel Substitution | 5.4886e-08 | 6.0456e-08 | 6.6213e-08 | 8.5731e-08 | 0 | 0 | 0 | 0 | 0 | 0 | 0 | 0 | 0
Scenario 6: Aggressive Fuel Sub Phase In | SDG&E | Com | HVAC | Com - Grocery | Electric Demand (MW) | Energy Efficiency | 0.0045475 | 0.0050779 | 0.0056265 | 0.00621 | 0.0067986 | 0.007439 | 0.0081095 | 0.0088041 | 0.0034156 | 0.0018542 | 0.0019856 | 0.0021194 | 0.00064949
Scenario 6: Aggressive Fuel Sub Phase In | SDG&E | Com | HVAC | Com - Grocery | Electric Energy (GWh/year) | Energy Efficiency | 0.023868 | 0.026605 | 0.02943 | 0.032446 | 0.035465 | 0.03878 | 0.042251 | 0.045841 | 0.018695 | 0.010892 | 0.011632 | 0.012391 | 0.0058097
Scenario 6: Aggressive Fuel Sub Phase In | SDG&E | Com | HVAC | Com - Grocery | Electric Energy (GWh/year) | Fuel Substitution | -8.472e-05 | -9.2871e-05 | -0.00010124 | -0.00011 | 0 | 0 | 0 | 0 | 0 | 0 | 0 | 0 | 0
Scenario 6: Aggressive Fuel Sub Phase In | SDG&E | Com | HVAC | Com - Grocery | Gas Energy (MMTherm/year) | Energy Efficiency | 0.00023141 | 0.00024781 | 0.0002632 | 0.00028159 | 0.00029541 | 0.00031578 | 0.0003369 | 0.00035727 | 0.00046011 | 0.00051284 | 0.00054048 | 0.00056949 | 0.0006062
Scenario 6: Aggressive Fuel Sub Phase In | SDG&E | Com | HVAC | Com - Grocery | Gas Energy (MMTherm/year) | Fuel Substitution | 1.2842e-05 | 1.4074e-05 | 1.5339e-05 | 1.6655e-05 | 0 | 0 | 0 | 0 | 0 | 0 | 0 | 0 | 0
Scenario 6: Aggressive Fuel Sub Phase In | SDG&E | Com | HVAC | Com - Health | Electric Demand (MW) | Energy Efficiency | 0.0066303 | 0.0073064 | 0.0080062 | 0.0088487 | 0.0096219 | 0.010333 | 0.010731 | 0.011428 | 0.010813 | 0.012241 | 0.013032 | 0.013463 | 0.013926
Scenario 6: Aggressive Fuel Sub Phase In | SDG&E | Com | HVAC | Com - Health | Electric Energy (GWh/year) | Energy Efficiency | 0.052446 | 0.064154 | 0.069379 | 0.075859 | 0.083057 | 0.08819 | 0.090215 | 0.09537 | 0.080212 | 0.091778 | 0.098373 | 0.10025 | 0.11432
Scenario 6: Aggressive Fuel Sub Phase In | SDG&E | Com | HVAC | Com - Health | Electric Energy (GWh/year) | Fuel Substitution | 3.5146e-06 | 3.8683e-06 | 4.2361e-06 | 4.6152e-06 | 0 | 0 | 0 | 0 | 0 | 0 | 0 | 0 | 0
Scenario 6: Aggressive Fuel Sub Phase In | SDG&E | Com | HVAC | Com - Health | Gas Energy (MMTherm/year) | Energy Efficiency | 0.0019605 | 0.0035606 | 0.0037176 | 0.004285 | 0.0049481 | 0.0051068 | 0.0044097 | 0.0045669 | 0.0022345 | 0.0024811 | 0.0028336 | 0.0026476 | 0.0050854
Scenario 6: Aggressive Fuel Sub Phase In | SDG&E | Com | HVAC | Com - Health | Gas Energy (MMTherm/year) | Fuel Substitution | 7.0537e-07 | 7.7929e-07 | 8.5603e-07 | 9.359e-07 | 0 | 0 | 0 | 0 | 0 | 0 | 0 | 0 | 0
Scenario 6: Aggressive Fuel Sub Phase In | SDG&E | Com | HVAC | Com - Lodging | Electric Demand (MW) | Energy Efficiency | 0.0054362 | 0.0060044 | 0.0065865 | 0.0072171 | 0.0077873 | 0.0084031 | 0.0089161 | 0.0094985 | 0.0043887 | 0.0036354 | 0.003848 | 0.0040651 | 0.004293
Scenario 6: Aggressive Fuel Sub Phase In | SDG&E | Com | HVAC | Com - Lodging | Electric Energy (GWh/year) | Energy Efficiency | 0.041769 | 0.045191 | 0.048661 | 0.052463 | 0.055744 | 0.059342 | 0.062143 | 0.065405 | 0.026437 | 0.023296 | 0.024442 | 0.025615 | 0.026895
Scenario 6: Aggressive Fuel Sub Phase In | SDG&E | Com | HVAC | Com - Lodging | Electric Energy (GWh/year) | Fuel Substitution | -1.183e-05 | -1.3006e-05 | -1.423e-05 | -1.5516e-05 | 0 | 0 | 0 | 0 | 0 | 0 | 0 | 0 | 0
Scenario 6: Aggressive Fuel Sub Phase In | SDG&E | Com | HVAC | Com - Lodging | Gas Energy (MMTherm/year) | Energy Efficiency | 0.0018977 | 0.0019957 | 0.002096 | 0.0022182 | 0.002311 | 0.0024268 | 0.0022308 | 0.0023217 | 0.00077354 | 0.00076354 | 0.00078322 | 0.0008039 | 0.00083165
Scenario 6: Aggressive Fuel Sub Phase In | SDG&E | Com | HVAC | Com - Lodging | Gas Energy (MMTherm/year) | Fuel Substitution | 2.8994e-06 | 3.1828e-06 | 3.4764e-06 | 3.7819e-06 | 0 | 0 | 0 | 0 | 0 | 0 | 0 | 0 | 0
Scenario 6: Aggressive Fuel Sub Phase In | SDG&E | Com | HVAC | Com - Office (Large) | Electric Demand (MW) | Energy Efficiency | 0.00056175 | 0.00060423 | 0.00064594 | 0.00068777 | 0.00072668 | 0.00077047 | 0.00022709 | 0.00023566 | 0.0002422 | 0.00024886 | 0.00025477 | 0.00026038 | 0.00026564
Scenario 6: Aggressive Fuel Sub Phase In | SDG&E | Com | HVAC | Com - Office (Large) | Electric Energy (GWh/year) | Energy Efficiency | 0.0032761 | 0.0035338 | 0.0037886 | 0.0040454 | 0.0042863 | 0.0045577 | 0.00058104 | 0.00060298 | 0.00061971 | 0.00063675 | 0.00065187 | 0.00066623 | 0.00067969
Scenario 6: Aggressive Fuel Sub Phase In | SDG&E | Com | HVAC | Com - Office (Large) | Gas Energy (MMTherm/year) | Energy Efficiency | 0.0015229 | 0.0016464 | 0.0017689 | 0.001893 | 0.00201 | 0.0021421 | 0 | 0 | 0 | 0 | 0 | 0 | 0
Scenario 6: Aggressive Fuel Sub Phase In | SDG&E | Com | HVAC | Com - Office (Small) | Electric Demand (MW) | Energy Efficiency | 0.0033739 | 0.0036372 | 0.0039014 | 0.0041673 | 0.0044257 | 0.0046927 | 0.004959 | 0.005212 | 0.0054587 | 0.0056928 | 0.0059202 | 0.0061412 | 0.0063552
Scenario 6: Aggressive Fuel Sub Phase In | SDG&E | Com | HVAC | Com - Office (Small) | Electric Energy (GWh/year) | Energy Efficiency | 0.0026478 | 0.0028521 | 0.0030553 | 0.0032579 | 0.0034537 | 0.0036532 | 0.0038502 | 0.0040367 | 0.0042172 | 0.0043875 | 0.0045517 | 0.0047098 | 0.0048616
Scenario 6: Aggressive Fuel Sub Phase In | SDG&E | Com | HVAC | Com - Office (Small) | Gas Energy (MMTherm/year) | Energy Efficiency | 0.0001963 | 0.00021172 | 0.00022727 | 0.00024299 | 0.00025831 | 0.00027426 | 0.00029025 | 0.00030547 | 0.00032035 | 0.00033451 | 0.00034832 | 0.00036179 | 0.00037489
Scenario 6: Aggressive Fuel Sub Phase In | SDG&E | Com | HVAC | Com - Other | Electric Demand (MW) | Energy Efficiency | 0.042839 | 0.047349 | 0.051949 | 0.056673 | 0.060849 | 0.065805 | 0.070812 | 0.075682 | 0.07665 | 0.080018 | 0.08799 | 0.093742 | 0.098593
Scenario 6: Aggressive Fuel Sub Phase In | SDG&E | Com | HVAC | Com - Other | Electric Energy (GWh/year) | Energy Efficiency | 0.044314 | 0.049377 | 0.054395 | 0.059423 | 0.06398 | 0.069302 | 0.074714 | 0.080046 | 0.072951 | 0.07346 | 0.090108 | 0.099027 | 0.10448
Scenario 6: Aggressive Fuel Sub Phase In | SDG&E | Com | HVAC | Com - Other | Electric Energy (GWh/year) | Fuel Substitution | -4.7384e-05 | -5.2234e-05 | -5.7254e-05 | -6.1375e-05 | 0 | 0 | 0 | 0 | 0 | 0 | 0 | 0 | 0
Scenario 6: Aggressive Fuel Sub Phase In | SDG&E | Com | HVAC | Com - Other | Gas Energy (MMTherm/year) | Energy Efficiency | 0.0058214 | 0.0064058 | 0.0070108 | 0.0076399 | 0.0081921 | 0.0088514 | 0.0095169 | 0.010163 | 0.010534 | 0.011078 | 0.01193 | 0.012629 | 0.013275
Scenario 6: Aggressive Fuel Sub Phase In | SDG&E | Com | HVAC | Com - Other | Gas Energy (MMTherm/year) | Fuel Substitution | 7.8468e-06 | 8.6435e-06 | 9.4674e-06 | 1.0486e-05 | 0 | 0 | 0 | 0 | 0 | 0 | 0 | 0 | 0
Scenario 6: Aggressive Fuel Sub Phase In | SDG&E | Com | HVAC | Com - Restaurant | Electric Demand (MW) | Energy Efficiency | 0.00097449 | 0.0009057 | 0.0008501 | 0.00075716 | 0.0030329 | 0.0032618 | 0.0035175 | 0.0037774 | 0.0040197 | 0.0042676 | 0.0045225 | 0.0047779 | 0.0050277
Scenario 6: Aggressive Fuel Sub Phase In | SDG&E | Com | HVAC | Com - Restaurant | Electric Energy (GWh/year) | Energy Efficiency | -0.00012723 | -9.0636e-05 | -5.961e-05 | -1.9975e-05 | 9.5617e-05 | 0.00011384 | 0.00013482 | 0.00015878 | 0.00018604 | 0.00021642 | 0.0002502 | 0.00028796 | 0.00032993
Scenario 6: Aggressive Fuel Sub Phase In | SDG&E | Com | HVAC | Com - Restaurant | Electric Energy (GWh/year) | Fuel Substitution | 4.0145e-08 | 4.4062e-08 | 3.4933e-07 | 3.7999e-07 | 0 | 0 | 0 | 0 | 0 | 0 | 0 | 0 | 0
Scenario 6: Aggressive Fuel Sub Phase In | SDG&E | Com | HVAC | Com - Restaurant | Gas Energy (MMTherm/year) | Energy Efficiency | 0.002758 | 0.0030205 | 0.0033029 | 0.0035875 | 0.0045291 | 0.0049872 | 0.005485 | 0.0060163 | 0.0065738 | 0.0071682 | 0.0078013 | 0.0084715 | 0.0091763
Scenario 6: Aggressive Fuel Sub Phase In | SDG&E | Com | HVAC | Com - Restaurant | Gas Energy (MMTherm/year) | Fuel Substitution | 9.2326e-09 | 1.0133e-08 | 5.1177e-08 | 5.5659e-08 | 0 | 0 | 0 | 0 | 0 | 0 | 0 | 0 | 0
Scenario 6: Aggressive Fuel Sub Phase In | SDG&E | Com | HVAC | Com - Retail | Electric Demand (MW) | Energy Efficiency | 0.011292 | 0.011971 | 0.012662 | 0.013223 | 0.013539 | 0.014098 | 0.01442 | 0.014821 | 0.00099735 | 0.00051437 | 0.00026736 | 0.00013584 | 6.2178e-05
Scenario 6: Aggressive Fuel Sub Phase In | SDG&E | Com | HVAC | Com - Retail | Electric Energy (GWh/year) | Energy Efficiency | 0.03168 | 0.034579 | 0.037513 | 0.040294 | 0.042768 | 0.045514 | 0.047388 | 0.049859 | 0.0013292 | 0.00037734 | 0.00026729 | 0.00020944 | 0.00017755
Scenario 6: Aggressive Fuel Sub Phase In | SDG&E | Com | HVAC | Com - Retail | Electric Energy (GWh/year) | Fuel Substitution | 3.75e-06 | 4.1176e-06 | 4.4952e-06 | 4.8833e-06 | 0 | 0 | 0 | 0 | 0 | 0 | 0 | 0 | 0
Scenario 6: Aggressive Fuel Sub Phase In | SDG&E | Com | HVAC | Com - Retail | Gas Energy (MMTherm/year) | Energy Efficiency | 0.00048478 | 0.00051854 | 0.00055261 | 0.00058319 | 0.00060679 | 0.00063693 | 0.00030457 | 0.00031518 | 1.7844e-05 | 8.382e-06 | 3.9653e-06 | 1.6097e-06 | 2.8757e-07
Scenario 6: Aggressive Fuel Sub Phase In | SDG&E | Com | HVAC | Com - Retail | Gas Energy (MMTherm/year) | Fuel Substitution | 2.7877e-07 | 3.0604e-07 | 3.3407e-07 | 3.6289e-07 | 0 | 0 | 0 | 0 | 0 | 0 | 0 | 0 | 0
Scenario 6: Aggressive Fuel Sub Phase In | SDG&E | Com | HVAC | Com - School | Electric Demand (MW) | Energy Efficiency | 0.012404 | 0.012648 | 0.012791 | 0.012856 | 0.012906 | 0.013065 | 0.012843 | 0.01284 | 0.013344 | 0.01393 | 0.014515 | 0.015081 | 0.015614
Scenario 6: Aggressive Fuel Sub Phase In | SDG&E | Com | HVAC | Com - School | Electric Energy (GWh/year) | Energy Efficiency | 0.039169 | 0.037862 | 0.035961 | 0.0336 | 0.031011 | 0.029533 | 0.02539 | 0.022767 | 0.02304 | 0.023907 | 0.024784 | 0.025642 | 0.02646
Scenario 6: Aggressive Fuel Sub Phase In | SDG&E | Com | HVAC | Com - School | Electric Energy (GWh/year) | Fuel Substitution | 2.5859e-08 | 2.7968e-08 | 3.0067e-08 | 3.2159e-08 | 0 | 0 | 0 | 0 | 0 | 0 | 0 | 0 | 0
Scenario 6: Aggressive Fuel Sub Phase In | SDG&E | Com | HVAC | Com - School | Gas Energy (MMTherm/year) | Energy Efficiency | 0.0023946 | 0.0025253 | 0.0026558 | 0.002786 | 0.0029274 | 0.0037703 | 0.0031807 | 0.0033096 | 0.0034419 | 0.0035692 | 0.0036985 | 0.0038253 | 0.0039463
Scenario 6: Aggressive Fuel Sub Phase In | SDG&E | Com | HVAC | Com - School | Gas Energy (MMTherm/year) | Fuel Substitution | 9.8776e-08 | 1.0682e-07 | 1.1483e-07 | 1.2281e-07 | 0 | 0 | 0 | 0 | 0 | 0 | 0 | 0 | 0
Scenario 6: Aggressive Fuel Sub Phase In | SDG&E | Com | HVAC | Com - Warehouse | Electric Demand (MW) | Energy Efficiency | 1.3077e-05 | 1.4163e-05 | 1.5235e-05 | 1.634e-05 | 1.7342e-05 | 1.8378e-05 | 1.9349e-05 | 2.029e-05 | 2.1198e-05 | 2.2081e-05 | 2.2895e-05 | 2.3676e-05 | 6.1577e-06
Scenario 6: Aggressive Fuel Sub Phase In | SDG&E | Com | HVAC | Com - Warehouse | Electric Energy (GWh/year) | Energy Efficiency | 4.004e-05 | 4.3367e-05 | 4.6648e-05 | 5.0031e-05 | 5.3098e-05 | 5.6273e-05 | 5.9244e-05 | 6.2127e-05 | 6.4906e-05 | 6.761e-05 | 7.0104e-05 | 7.2493e-05 | 1.8854e-05
Scenario 6: Aggressive Fuel Sub Phase In | SDG&E | Com | HVAC | Com - Warehouse | Electric Energy (GWh/year) | Fuel Substitution | -8.1579e-06 | -8.9952e-06 | -9.8228e-06 | -1.0736e-05 | 0 | 0 | 0 | 0 | 0 | 0 | 0 | 0 | 0
Scenario 6: Aggressive Fuel Sub Phase In | SDG&E | Com | HVAC | Com - Warehouse | Gas Energy (MMTherm/year) | Energy Efficiency | 0 | 0 | 0 | 0 | 0 | 0 | 0 | 0 | 0 | 0 | 0 | 0 | 0
Scenario 6: Aggressive Fuel Sub Phase In | SDG&E | Com | HVAC | Com - Warehouse | Gas Energy (MMTherm/year) | Fuel Substitution | 1.3642e-06 | 1.5043e-06 | 1.6678e-06 | 1.8221e-06 | 0 | 0 | 0 | 0 | 0 | 0 | 0 | 0 | 0
Scenario 6: Aggressive Fuel Sub Phase In | SDG&E | Com | Lighting | Com - College | Electric Demand (MW) | Energy Efficiency | 0 | 0.0050287 | 0.0073437 | 0.0074618 | 0.0074892 | 0.0075821 | 0.007671 | 0.0077319 | 0.0023867 | 0 | 0 | 0 | 0
Scenario 6: Aggressive Fuel Sub Phase In | SDG&E | Com | Lighting | Com - College | Electric Energy (GWh/year) | Energy Efficiency | 0 | 0.019603 | 0.028627 | 0.029088 | 0.029194 | 0.029557 | 0.029903 | 0.03014 | 0.0093039 | 0 | 0 | 0 | 0
Scenario 6: Aggressive Fuel Sub Phase In | SDG&E | Com | Lighting | Com - College | Gas Energy (MMTherm/year) | Energy Efficiency | 0 | -8.8034e-05 | -0.00012856 | -0.00013063 | -0.00013111 | -0.00013274 | -0.00013429 | -0.00013536 | -4.1783e-05 | 0 | 0 | 0 | 0
Scenario 6: Aggressive Fuel Sub Phase In | SDG&E | Com | Lighting | Com - Grocery | Electric Demand (MW) | Energy Efficiency | 0.008634 | 0.0085813 | 0.0085311 | 0.0085145 | 0.0084693 | 0.0084797 | 0.0084991 | 0.0085169 | 0.0085173 | 0.0061268 | 0.0049939 | 0.0050447 | 0.0050983
Scenario 6: Aggressive Fuel Sub Phase In | SDG&E | Com | Lighting | Com - Grocery | Electric Energy (GWh/year) | Energy Efficiency | 0.049473 | 0.049173 | 0.048887 | 0.048794 | 0.048536 | 0.048597 | 0.048709 | 0.048812 | 0.048816 | 0.035157 | 0.028684 | 0.028977 | 0.029284
Scenario 6: Aggressive Fuel Sub Phase In | SDG&E | Com | Lighting | Com - Grocery | Gas Energy (MMTherm/year) | Energy Efficiency | -0.00059215 | -0.00058852 | -0.00058507 | -0.00058393 | -0.00058082 | -0.00058153 | -0.00058285 | -0.00058407 | -0.00058409 | -0.00041994 | -0.00034214 | -0.00034563 | -0.0003493
Scenario 6: Aggressive Fuel Sub Phase In | SDG&E | Com | Lighting | Com - Health | Electric Demand (MW) | Energy Efficiency | 0.020348 | 0.020046 | 0.019797 | 0.019797 | 0.019545 | 0.019231 | 0.018298 | 0.018156 | 0.018249 | 0.018688 | 0.019351 | 0.018678 | 0.018311
Scenario 6: Aggressive Fuel Sub Phase In | SDG&E | Com | Lighting | Com - Health | Electric Energy (GWh/year) | Energy Efficiency | 0.12468 | 0.12283 | 0.12131 | 0.12131 | 0.11976 | 0.11784 | 0.11213 | 0.11126 | 0.11183 | 0.11452 | 0.11858 | 0.11446 | 0.11221
Scenario 6: Aggressive Fuel Sub Phase In | SDG&E | Com | Lighting | Com - Health | Gas Energy (MMTherm/year) | Energy Efficiency | -0.00068864 | -0.00067842 | -0.00067001 | -0.00067001 | -0.00066148 | -0.00065084 | -0.0006193 | -0.0006145 | -0.00061764 | -0.0006325 | -0.00065495 | -0.00063217 | -0.00061975
Scenario 6: Aggressive Fuel Sub Phase In | SDG&E | Com | Lighting | Com - Office (Large) | Electric Demand (MW) | Energy Efficiency | 0.017217 | 0.017065 | 0.01691 | 0.01678 | 0.016596 | 0.016557 | 0.016566 | 0.016513 | 0.01634 | 0.016227 | 0.016104 | 0.016006 | 0.015926
Scenario 6: Aggressive Fuel Sub Phase In | SDG&E | Com | Lighting | Com - Office (Large) | Electric Energy (GWh/year) | Energy Efficiency | 0.12666 | 0.12555 | 0.12441 | 0.12345 | 0.1221 | 0.12181 | 0.12188 | 0.12149 | 0.12021 | 0.11938 | 0.11848 | 0.11776 | 0.11717
Scenario 6: Aggressive Fuel Sub Phase In | SDG&E | Com | Lighting | Com - Office (Large) | Gas Energy (MMTherm/year) | Energy Efficiency | -0.00012559 | -0.00012448 | -0.00012335 | -0.0001224 | -0.00012106 | -0.00012078 | -0.00012084 | -0.00012045 | -0.00011919 | -0.00011837 | -0.00011747 | -0.00011675 | -0.00011617
Scenario 6: Aggressive Fuel Sub Phase In | SDG&E | Com | Lighting | Com - Refrig. Warehouse | Electric Demand (MW) | Energy Efficiency | 2.0286e-05 | 2.0184e-05 | 2.0117e-05 | 1.9864e-05 | 1.9762e-05 | 1.9716e-05 | 1.9762e-05 | 1.982e-05 | 1.9956e-05 | 2.0058e-05 | 2.0236e-05 | 2.0447e-05 | 2.0653e-05
Scenario 6: Aggressive Fuel Sub Phase In | SDG&E | Com | Lighting | Com - Refrig. Warehouse | Electric Energy (GWh/year) | Energy Efficiency | 0.0001805 | 0.00017959 | 0.00017898 | 0.00017673 | 0.00017581 | 0.0001754 | 0.0001758 | 0.00017631 | 0.00017752 | 0.00017843 | 0.00018 | 0.00018188 | 0.00018371
Scenario 6: Aggressive Fuel Sub Phase In | SDG&E | Com | Lighting | Com - Restaurant | Electric Demand (MW) | Energy Efficiency | 0.0051987 | 0.0050051 | 0.0048471 | 0.0046828 | 0.0055303 | 0.0055177 | 0.0055195 | 0.0055241 | 0.0055227 | 0.0055266 | 0.0055366 | 0.0055501 | 0.0055653
Scenario 6: Aggressive Fuel Sub Phase In | SDG&E | Com | Lighting | Com - Restaurant | Electric Energy (GWh/year) | Energy Efficiency | 0.032527 | 0.031316 | 0.030327 | 0.029299 | 0.0346 | 0.034522 | 0.034532 | 0.034561 | 0.034552 | 0.034577 | 0.034639 | 0.034723 | 0.034818
Scenario 6: Aggressive Fuel Sub Phase In | SDG&E | Com | Lighting | Com - Restaurant | Gas Energy (MMTherm/year) | Energy Efficiency | -9.9471e-05 | -9.5767e-05 | -9.2745e-05 | -8.9601e-05 | -0.00010582 | -0.00010558 | -0.00010561 | -0.0001057 | -0.00010568 | -0.00010575 | -0.00010594 | -0.0001062 | -0.00010649
Scenario 6: Aggressive Fuel Sub Phase In | SDG&E | Com | Lighting | Com - Retail | Electric Demand (MW) | Energy Efficiency | 0.034921 | 0.033734 | 0.032687 | 0.031631 | 0.030451 | 0.029605 | 0.028731 | 0.027925 | 0.027224 | 0.026662 | 0.026148 | 0.025761 | 0.025448
Scenario 6: Aggressive Fuel Sub Phase In | SDG&E | Com | Lighting | Com - Retail | Electric Energy (GWh/year) | Energy Efficiency | 0.21756 | 0.21017 | 0.20364 | 0.19706 | 0.18971 | 0.18444 | 0.179 | 0.17397 | 0.16961 | 0.16611 | 0.1629 | 0.16049 | 0.15854
Scenario 6: Aggressive Fuel Sub Phase In | SDG&E | Com | Lighting | Com - Retail | Gas Energy (MMTherm/year) | Energy Efficiency | -0.00032651 | -0.00031541 | -0.00030562 | -0.00029575 | -0.00028472 | -0.00027681 | -0.00026864 | -0.0002611 | -0.00025455 | -0.00024929 | -0.00024448 | -0.00024086 | -0.00023794
Scenario 6: Aggressive Fuel Sub Phase In | SDG&E | Com | Lighting | Com - Warehouse | Electric Demand (MW) | Energy Efficiency | 0.00043838 | 0.00044227 | 0.0004464 | 0.00045248 | 0.000456 | 0.00046155 | 0.00046602 | 0.00047064 | 0.00013579 | 0 | 0 | 0 | 0
Scenario 6: Aggressive Fuel Sub Phase In | SDG&E | Com | Lighting | Com - Warehouse | Electric Energy (GWh/year) | Energy Efficiency | 0.0036381 | 0.0036704 | 0.0037047 | 0.0037551 | 0.0037843 | 0.0038303 | 0.0038675 | 0.0039058 | 0.0011269 | 0 | 0 | 0 | 0
Scenario 6: Aggressive Fuel Sub Phase In | SDG&E | Com | Lighting | Com - Warehouse | Gas Energy (MMTherm/year) | Energy Efficiency | -1.2153e-05 | -1.2261e-05 | -1.2375e-05 | -1.2544e-05 | -1.2641e-05 | -1.2795e-05 | -1.2919e-05 | -1.3047e-05 | -3.7645e-06 | 0 | 0 | 0 | 0
Scenario 6: Aggressive Fuel Sub Phase In | SDG&E | Com | WaterHeat | Com - College | Electric Demand (MW) | Energy Efficiency | 0.0051807 | 0.0055736 | 0.0059881 | 0.0064175 | 0.0068028 | 0.0072317 | 0.0076552 | 0.0080734 | 0.0084956 | 0.0089275 | 0.0093441 | 0.0098923 | 0.010331
Scenario 6: Aggressive Fuel Sub Phase In | SDG&E | Com | WaterHeat | Com - College | Electric Demand (MW) | Fuel Substitution | 0 | 0 | 0.094969 | 0.22004 | 0.37246 | 0.40796 | 0.45166 | 0.50624 | 0.55601 | 0.60079 | 0.63102 | 0.65117 | 0.66424
Scenario 6: Aggressive Fuel Sub Phase In | SDG&E | Com | WaterHeat | Com - College | Electric Energy (GWh/year) | Energy Efficiency | 0.019649 | 0.021139 | 0.022712 | 0.024341 | 0.025802 | 0.027429 | 0.029034 | 0.03062 | 0.032221 | 0.033859 | 0.035439 | 0.037518 | 0.039184
Scenario 6: Aggressive Fuel Sub Phase In | SDG&E | Com | WaterHeat | Com - College | Electric Energy (GWh/year) | Fuel Substitution | -0.73013 | -0.80185 | -0.62931 | 0.2344 | 1.3478 | 1.4809 | 1.7936 | 2.0102 | 2.2076 | 2.3853 | 2.505 | 2.5848 | 2.6365
Scenario 6: Aggressive Fuel Sub Phase In | SDG&E | Com | WaterHeat | Com - College | Gas Energy (MMTherm/year) | Energy Efficiency | 0.0055481 | 0.0056302 | 0.0049624 | 0.0050106 | 0.0050349 | 0.0050749 | 0.0034899 | 0.003484 | 2.2117e-05 | 2.2372e-05 | 0.0034647 | 0.0034567 | 0.0034468
Scenario 6: Aggressive Fuel Sub Phase In | SDG&E | Com | WaterHeat | Com - College | Gas Energy (MMTherm/year) | Fuel Substitution | 0.082732 | 0.09079 | 0.11344 | 0.073434 | 0.01797 | 0.019027 | 0 | 0 | 0 | 0 | 0 | 0 | 0
Scenario 6: Aggressive Fuel Sub Phase In | SDG&E | Com | WaterHeat | Com - Grocery | Electric Demand (MW) | Energy Efficiency | 0.013375 | 0.014423 | 0.015463 | 0.016533 | 0.017555 | 0.018648 | 0.01975 | 0.020847 | 0.021908 | 0.023005 | 0.024088 | 0.025182 | 0.026304
Scenario 6: Aggressive Fuel Sub Phase In | SDG&E | Com | WaterHeat | Com - Grocery | Electric Energy (GWh/year) | Energy Efficiency | 0.070239 | 0.075746 | 0.081204 | 0.086826 | 0.092195 | 0.097932 | 0.10372 | 0.10948 | 0.11505 | 0.12082 | 0.1265 | 0.13225 | 0.13814
Scenario 6: Aggressive Fuel Sub Phase In | SDG&E | Com | WaterHeat | Com - Grocery | Electric Energy (GWh/year) | Fuel Substitution | -0.026095 | -0.02802 | -0.029899 | -0.031797 | -0.033708 | -0.035656 | 0 | 0 | 0 | 0 | 0 | 0 | 0
Scenario 6: Aggressive Fuel Sub Phase In | SDG&E | Com | WaterHeat | Com - Grocery | Gas Energy (MMTherm/year) | Energy Efficiency | 0.0033495 | 0.0033515 | 0.0033492 | 0.0033464 | 0.0033386 | 0.0033333 | 0.0029847 | 0.0029685 | 0.00051152 | 0.00051698 | 0.0028967 | 0.0028781 | 0.0028592
Scenario 6: Aggressive Fuel Sub Phase In | SDG&E | Com | WaterHeat | Com - Grocery | Gas Energy (MMTherm/year) | Fuel Substitution | 0.0035354 | 0.0037962 | 0.0040508 | 0.0043079 | 0.0045669 | 0.0048308 | 0 | 0 | 0 | 0 | 0 | 0 | 0
Scenario 6: Aggressive Fuel Sub Phase In | SDG&E | Com | WaterHeat | Com - Health | Electric Demand (MW) | Energy Efficiency | 0.016851 | 0.018122 | 0.019428 | 0.020864 | 0.022102 | 0.023257 | 0.023802 | 0.024995 | 0.026396 | 0.028162 | 0.030215 | 0.03077 | 0.031604
Scenario 6: Aggressive Fuel Sub Phase In | SDG&E | Com | WaterHeat | Com - Health | Electric Demand (MW) | Fuel Substitution | 0 | 0 | 0.11809 | 0.27532 | 0.46877 | 0.51608 | 0.57443 | 0.64738 | 0.71234 | 0.77298 | 0.81551 | 0.84372 | 0.86227
Scenario 6: Aggressive Fuel Sub Phase In | SDG&E | Com | WaterHeat | Com - Health | Electric Energy (GWh/year) | Energy Efficiency | 0.13999 | 0.15055 | 0.16141 | 0.17333 | 0.18362 | 0.19321 | 0.19775 | 0.20766 | 0.2193 | 0.23396 | 0.25102 | 0.25563 | 0.26256
Scenario 6: Aggressive Fuel Sub Phase In | SDG&E | Com | WaterHeat | Com - Health | Electric Energy (GWh/year) | Fuel Substitution | -1.9792 | -2.1794 | -1.7141 | 0.59186 | 3.5976 | 3.9779 | 4.9871 | 5.62 | 6.1835 | 6.7093 | 7.0778 | 7.322 | 7.4824
Scenario 6: Aggressive Fuel Sub Phase In | SDG&E | Com | WaterHeat | Com - Health | Gas Energy (MMTherm/year) | Energy Efficiency | 0.011225 | 0.011438 | 0.0096916 | 0.0098579 | 0.0099241 | 0.009954 | 0.0046428 | 0.0046528 | 8.5919e-05 | 8.7948e-05 | 0.0046536 | 0.0046577 | 0.0046607
Scenario 6: Aggressive Fuel Sub Phase In | SDG&E | Com | WaterHeat | Com - Health | Gas Energy (MMTherm/year) | Fuel Substitution | 0.22707 | 0.24985 | 0.31215 | 0.20985 | 0.065326 | 0.069456 | 0 | 0 | 0 | 0 | 0 | 0 | 0
Scenario 6: Aggressive Fuel Sub Phase In | SDG&E | Com | WaterHeat | Com - Lodging | Electric Demand (MW) | Energy Efficiency | 0.003913 | 0.0041629 | 0.0044452 | 0.0047224 | 0.0049505 | 0.0052087 | 0.0053377 | 0.0055729 | 0.00581 | 0.0060451 | 0.0062615 | 0.0064747 | 0.0066957
Scenario 6: Aggressive Fuel Sub Phase In | SDG&E | Com | WaterHeat | Com - Lodging | Electric Demand (MW) | Fuel Substitution | 0 | 0 | 0.15408 | 0.35703 | 0.60436 | 0.66172 | 0.72974 | 0.81749 | 0.89184 | 0.96132 | 1.007 | 1.036 | 1.0539
Scenario 6: Aggressive Fuel Sub Phase In | SDG&E | Com | WaterHeat | Com - Lodging | Electric Energy (GWh/year) | Energy Efficiency | 0.03171 | 0.033736 | 0.036022 | 0.038269 | 0.040119 | 0.042212 | 0.043266 | 0.045174 | 0.0471 | 0.049006 | 0.050761 | 0.052489 | 0.05428
Scenario 6: Aggressive Fuel Sub Phase In | SDG&E | Com | WaterHeat | Com - Lodging | Electric Energy (GWh/year) | Fuel Substitution | -2.7034 | -2.9578 | -2.3598 | 0.60282 | 4.4252 | 4.8724 | 6.1782 | 6.9206 | 7.5494 | 8.1369 | 8.5225 | 8.7674 | 8.9182
Scenario 6: Aggressive Fuel Sub Phase In | SDG&E | Com | WaterHeat | Com - Lodging | Gas Energy (MMTherm/year) | Energy Efficiency | 0.04895 | 0.04911 | 0.047046 | 0.047644 | 0.047511 | 0.047875 | 0.0082885 | 0.0082267 | 8.1237e-05 | 8.1435e-05 | 0.0045965 | 0.004557 | 0.0045154
Scenario 6: Aggressive Fuel Sub Phase In | SDG&E | Com | WaterHeat | Com - Lodging | Gas Energy (MMTherm/year) | Fuel Substitution | 0.30465 | 0.33299 | 0.40991 | 0.27755 | 0.093289 | 0.098398 | 0 | 0 | 0 | 0 | 0 | 0 | 0
Scenario 6: Aggressive Fuel Sub Phase In | SDG&E | Com | WaterHeat | Com - Office (Large) | Electric Demand (MW) | Energy Efficiency | 0.0035216 | 0.0037695 | 0.0040154 | 0.0042575 | 0.0044849 | 0.0047355 | 0.0049892 | 0.0052322 | 0.0054428 | 0.0056621 | 0.0058735 | 0.0060859 | 0.0062985
Scenario 6: Aggressive Fuel Sub Phase In | SDG&E | Com | WaterHeat | Com - Office (Large) | Electric Demand (MW) | Fuel Substitution | 0 | 0 | 0.012914 | 0.029509 | 0.04934 | 0.053451 | 0.0599 | 0.066972 | 0.073939 | 0.079464 | 0.082921 | 0.084905 | 0.085889
Scenario 6: Aggressive Fuel Sub Phase In | SDG&E | Com | WaterHeat | Com - Office (Large) | Electric Energy (GWh/year) | Energy Efficiency | 0.063564 | 0.068038 | 0.072483 | 0.076853 | 0.080957 | 0.08548 | 0.09005 | 0.094436 | 0.098237 | 0.10219 | 0.10601 | 0.10984 | 0.11368
Scenario 6: Aggressive Fuel Sub Phase In | SDG&E | Com | WaterHeat | Com - Office (Large) | Electric Energy (GWh/year) | Fuel Substitution | -0.42708 | -0.46591 | -0.35863 | 0.20038 | 0.90268 | 0.97855 | 1.1323 | 1.2658 | 1.3974 | 1.5017 | 1.5669 | 1.6042 | 1.6227
Scenario 6: Aggressive Fuel Sub Phase In | SDG&E | Com | WaterHeat | Com - Office (Large) | Gas Energy (MMTherm/year) | Energy Efficiency | 0.011847 | 0.011585 | 0.010699 | 0.010406 | 0.010098 | 0.0098351 | 0.0052511 | 0.0049488 | 0 | 0 | 0.0040837 | 0.003809 | 0.003541
Scenario 6: Aggressive Fuel Sub Phase In | SDG&E | Com | WaterHeat | Com - Office (Large) | Gas Energy (MMTherm/year) | Fuel Substitution | 0.047622 | 0.051937 | 0.067056 | 0.040122 | 0.0041574 | 0.0043952 | 0 | 0 | 0 | 0 | 0 | 0 | 0
Scenario 6: Aggressive Fuel Sub Phase In | SDG&E | Com | WaterHeat | Com - Office (Small) | Electric Demand (MW) | Energy Efficiency | 0.00020846 | 0.00022354 | 0.00023868 | 0.00025354 | 0.0002682 | 0.00028287 | 0.00029745 | 0.00031179 | 0.00032599 | 0.00033999 | 0.00035387 | 0.00036764 | 0.0003813
Scenario 6: Aggressive Fuel Sub Phase In | SDG&E | Com | WaterHeat | Com - Office (Small) | Electric Demand (MW) | Fuel Substitution | 0 | 0 | 0.00091935 | 0.0021164 | 0.0035612 | 0.0038788 | 0.0042703 | 0.0047564 | 0.0051951 | 0.0055806 | 0.0058287 | 0.005981 | 0.0060691
Scenario 6: Aggressive Fuel Sub Phase In | SDG&E | Com | WaterHeat | Com - Office (Small) | Electric Energy (GWh/year) | Energy Efficiency | 0.022256 | 0.023865 | 0.025484 | 0.027071 | 0.028635 | 0.030202 | 0.031759 | 0.03329 | 0.034807 | 0.036301 | 0.037782 | 0.039253 | 0.040712
Scenario 6: Aggressive Fuel Sub Phase In | SDG&E | Com | WaterHeat | Com - Office (Small) | Electric Energy (GWh/year) | Fuel Substitution | -0.18786 | -0.20551 | -0.15593 | 0.082077 | 0.3851 | 0.41986 | 0.47696 | 0.53121 | 0.58016 | 0.62316 | 0.6508 | 0.66774 | 0.67752
Scenario 6: Aggressive Fuel Sub Phase In | SDG&E | Com | WaterHeat | Com - Office (Small) | Gas Energy (MMTherm/year) | Energy Efficiency | 0.0060622 | 0.0060363 | 0.0058428 | 0.0057939 | 0.0057411 | 0.0056848 | 0.0056254 | 0.0055629 | 0 | 0 | 0.0053229 | 0.005251 | 0.0051763
Scenario 6: Aggressive Fuel Sub Phase In | SDG&E | Com | WaterHeat | Com - Office (Small) | Gas Energy (MMTherm/year) | Fuel Substitution | 0.020761 | 0.022703 | 0.028523 | 0.017163 | 0.0017285 | 0.001821 | 0 | 0 | 0 | 0 | 0 | 0 | 0
Scenario 6: Aggressive Fuel Sub Phase In | SDG&E | Com | WaterHeat | Com - Other | Electric Demand (MW) | Energy Efficiency | 0.10155 | 0.10994 | 0.11856 | 0.1272 | 0.13556 | 0.14437 | 0.15326 | 0.16213 | 0.171 | 0.18001 | 0.18896 | 0.19804 | 0.20731
Scenario 6: Aggressive Fuel Sub Phase In | SDG&E | Com | WaterHeat | Com - Other | Electric Demand (MW) | Fuel Substitution | 0 | 0 | 0.49836 | 1.1533 | 1.9514 | 2.1373 | 2.3772 | 2.6678 | 2.9424 | 3.1831 | 3.3453 | 3.4514 | 3.5189
Scenario 6: Aggressive Fuel Sub Phase In | SDG&E | Com | WaterHeat | Com - Other | Electric Energy (GWh/year) | Energy Efficiency | 0.65537 | 0.7095 | 0.76513 | 0.82087 | 0.87482 | 0.93174 | 0.98906 | 1.0463 | 1.1035 | 1.1617 | 1.2195 | 1.2781 | 1.3379
Scenario 6: Aggressive Fuel Sub Phase In | SDG&E | Com | WaterHeat | Com - Other | Electric Energy (GWh/year) | Fuel Substitution | -6.9028 | -7.5734 | -6.0991 | 1.6741 | 11.694 | 12.858 | 16.0685 | 18.0316 | 19.8861 | 21.5112 | 22.6056 | 23.3205 | 23.7747
Scenario 6: Aggressive Fuel Sub Phase In | SDG&E | Com | WaterHeat | Com - Other | Gas Energy (MMTherm/year) | Energy Efficiency | 0.021775 | 0.022311 | 0.016098 | 0.016182 | 0.016237 | 0.016302 | 0.013083 | 0.013046 | 0.0012369 | 0.0012529 | 0.012551 | 0.012498 | 0.012441
Scenario 6: Aggressive Fuel Sub Phase In | SDG&E | Com | WaterHeat | Com - Other | Gas Energy (MMTherm/year) | Fuel Substitution | 0.7656 | 0.83936 | 1.0441 | 0.68906 | 0.19744 | 0.20951 | 0 | 0 | 0 | 0 | 0 | 0 | 0
Scenario 6: Aggressive Fuel Sub Phase In | SDG&E | Com | WaterHeat | Com - Refrig. Warehouse | Electric Demand (MW) | Energy Efficiency | 6.6229e-05 | 7.1262e-05 | 7.6324e-05 | 8.0838e-05 | 8.5635e-05 | 9.0523e-05 | 9.564e-05 | 0.00010078 | 0.00010618 | 0.00011146 | 0.00011703 | 0.00012275 | 0.00012849
Scenario 6: Aggressive Fuel Sub Phase In | SDG&E | Com | WaterHeat | Com - Refrig. Warehouse | Electric Demand (MW) | Fuel Substitution | 0 | 0 | 8.4423e-05 | 0.00019537 | 0.00033046 | 0.0003616 | 0.00039377 | 0.00044037 | 0.00047834 | 0.00051425 | 0.00053847 | 0.00055402 | 0.00056377
Scenario 6: Aggressive Fuel Sub Phase In | SDG&E | Com | WaterHeat | Com - Refrig. Warehouse | Electric Energy (GWh/year) | Energy Efficiency | 0.00076143 | 0.00081929 | 0.0008775 | 0.00092939 | 0.00098454 | 0.0010407 | 0.0010996 | 0.0011586 | 0.0012207 | 0.0012814 | 0.0013454 | 0.0014113 | 0.0014772
Scenario 6: Aggressive Fuel Sub Phase In | SDG&E | Com | WaterHeat | Com - Refrig. Warehouse | Electric Energy (GWh/year) | Fuel Substitution | -0.002068 | -0.0022513 | -0.0017146 | 0.00054305 | 0.0034451 | 0.0037923 | 0.0047345 | 0.0052945 | 0.0057505 | 0.0061817 | 0.0064723 | 0.0066587 | 0.0067754
Scenario 6: Aggressive Fuel Sub Phase In | SDG&E | Com | WaterHeat | Com - Refrig. Warehouse | Gas Energy (MMTherm/year) | Energy Efficiency | 3.7066e-06 | 3.8989e-06 | 2.5953e-06 | 2.6518e-06 | 2.7281e-06 | 2.8082e-06 | 0 | 0.00010958 | 0 | 0 | 0.00010895 | 0.00010865 | 0.00010831
Scenario 6: Aggressive Fuel Sub Phase In | SDG&E | Com | WaterHeat | Com - Refrig. Warehouse | Gas Energy (MMTherm/year) | Fuel Substitution | 0.00024126 | 0.00026234 | 0.00031622 | 0.00021462 | 7.3768e-05 | 7.7502e-05 | 0 | 0 | 0 | 0 | 0 | 0 | 0
Scenario 6: Aggressive Fuel Sub Phase In | SDG&E | Com | WaterHeat | Com - Restaurant | Electric Demand (MW) | Energy Efficiency | 0.02938 | 0.030885 | 0.032445 | 0.033745 | 0.041349 | 0.043736 | 0.046183 | 0.048637 | 0.05104 | 0.053458 | 0.055901 | 0.058356 | 0.060807
Scenario 6: Aggressive Fuel Sub Phase In | SDG&E | Com | WaterHeat | Com - Restaurant | Electric Demand (MW) | Fuel Substitution | 0 | 0 | 0.48479 | 1.1142 | 1.8736 | 2.0402 | 2.2308 | 2.4877 | 2.7229 | 2.9316 | 3.0691 | 3.1562 | 3.2088
Scenario 6: Aggressive Fuel Sub Phase In | SDG&E | Com | WaterHeat | Com - Restaurant | Electric Energy (GWh/year) | Energy Efficiency | 0.15074 | 0.15847 | 0.16648 | 0.17315 | 0.2122 | 0.22444 | 0.237 | 0.24959 | 0.26192 | 0.27433 | 0.28687 | 0.29947 | 0.31205
Scenario 6: Aggressive Fuel Sub Phase In | SDG&E | Com | WaterHeat | Com - Restaurant | Electric Energy (GWh/year) | Fuel Substitution | -4.3814 | -4.7756 | -3.2978 | 2.5068 | 9.8605 | 10.7423 | 11.9716 | 13.3497 | 14.6107 | 15.7294 | 16.4657 | 16.9315 | 17.212
Scenario 6: Aggressive Fuel Sub Phase In | SDG&E | Com | WaterHeat | Com - Restaurant | Gas Energy (MMTherm/year) | Energy Efficiency | 0.0057248 | 0.0058409 | 0.0019564 | 0.0019461 | 0.002214 | 0.0022451 | 0.0016349 | 0.0034024 | 0.0016663 | 0.0016811 | 0.0033997 | 0.0033972 | 0.0033937
Scenario 6: Aggressive Fuel Sub Phase In | SDG&E | Com | WaterHeat | Com - Restaurant | Gas Energy (MMTherm/year) | Fuel Substitution | 0.50655 | 0.55193 | 0.68107 | 0.40365 | 0.028875 | 0.030514 | 0 | 0 | 0 | 0 | 0 | 0 | 0
Scenario 6: Aggressive Fuel Sub Phase In | SDG&E | Com | WaterHeat | Com - Retail | Electric Demand (MW) | Energy Efficiency | 0.0065528 | 0.006895 | 0.0072255 | 0.007519 | 0.0077627 | 0.0080245 | 0.0082514 | 0.008462 | 0.0085733 | 0.008783 | 0.0089817 | 0.0091883 | 0.0093934
Scenario 6: Aggressive Fuel Sub Phase In | SDG&E | Com | WaterHeat | Com - Retail | Electric Demand (MW) | Fuel Substitution | 0 | 0 | 0.018562 | 0.042717 | 0.071831 | 0.078139 | 0.084261 | 0.093358 | 0.10031 | 0.10638 | 0.11041 | 0.11275 | 0.11402
Scenario 6: Aggressive Fuel Sub Phase In | SDG&E | Com | WaterHeat | Com - Retail | Electric Energy (GWh/year) | Energy Efficiency | 0.040636 | 0.042776 | 0.044845 | 0.046683 | 0.04821 | 0.049852 | 0.051275 | 0.052597 | 0.053587 | 0.054899 | 0.056141 | 0.057433 | 0.058715
Scenario 6: Aggressive Fuel Sub Phase In | SDG&E | Com | WaterHeat | Com - Retail | Electric Energy (GWh/year) | Fuel Substitution | -0.21683 | -0.23656 | -0.17171 | 0.10993 | 0.4679 | 0.50902 | 0.55094 | 0.61037 | 0.65575 | 0.69536 | 0.72165 | 0.73687 | 0.74512
Scenario 6: Aggressive Fuel Sub Phase In | SDG&E | Com | WaterHeat | Com - Retail | Gas Energy (MMTherm/year) | Energy Efficiency | 0.011065 | 0.01104 | 0.010808 | 0.010756 | 0.010698 | 0.010635 | 0.010567 | 0.010494 | 0 | 0 | 0.010241 | 0.010152 | 0.010058
Scenario 6: Aggressive Fuel Sub Phase In | SDG&E | Com | WaterHeat | Com - Retail | Gas Energy (MMTherm/year) | Fuel Substitution | 0.023566 | 0.025707 | 0.031852 | 0.018435 | 0.00025366 | 0.00026435 | 0 | 0 | 0 | 0 | 0 | 0 | 0
Scenario 6: Aggressive Fuel Sub Phase In | SDG&E | Com | WaterHeat | Com - School | Electric Demand (MW) | Energy Efficiency | 0.0041669 | 0.0044915 | 0.004828 | 0.0051534 | 0.0054858 | 0.005811 | 0.006132 | 0.006459 | 0.0067912 | 0.007122 | 0.0074559 | 0.0077903 | 0.008123
Scenario 6: Aggressive Fuel Sub Phase In | SDG&E | Com | WaterHeat | Com - School | Electric Demand (MW) | Fuel Substitution | 0 | 0 | 0.048273 | 0.11063 | 0.1854 | 0.20124 | 0.22565 | 0.25265 | 0.27967 | 0.30132 | 0.31541 | 0.32404 | 0.32886
Scenario 6: Aggressive Fuel Sub Phase In | SDG&E | Com | WaterHeat | Com - School | Electric Energy (GWh/year) | Energy Efficiency | 0.056569 | 0.060975 | 0.06556 | 0.069979 | 0.074493 | 0.078909 | 0.083262 | 0.087703 | 0.092212 | 0.096705 | 0.10124 | 0.10578 | 0.1103
Scenario 6: Aggressive Fuel Sub Phase In | SDG&E | Com | WaterHeat | Com - School | Electric Energy (GWh/year) | Fuel Substitution | -1.1985 | -1.3117 | -1.0063 | 0.56043 | 2.5378 | 2.7568 | 3.208 | 3.5917 | 3.9755 | 4.2829 | 4.4828 | 4.605 | 4.673
Scenario 6: Aggressive Fuel Sub Phase In | SDG&E | Com | WaterHeat | Com - School | Gas Energy (MMTherm/year) | Energy Efficiency | 0.0076441 | 0.0076749 | 0.0058647 | 0.005782 | 0.0057025 | 0.0056173 | 0.0033872 | 0.0032689 | 0.0003336 | 0.00033632 | 0.0029204 | 0.0028063 | 0.0026933
Scenario 6: Aggressive Fuel Sub Phase In | SDG&E | Com | WaterHeat | Com - School | Gas Energy (MMTherm/year) | Fuel Substitution | 0.13688 | 0.14977 | 0.19295 | 0.11631 | 0.013235 | 0.014028 | 0 | 0 | 0 | 0 | 0 | 0 | 0
Scenario 6: Aggressive Fuel Sub Phase In | SDG&E | Com | WaterHeat | Com - Warehouse | Electric Demand (MW) | Energy Efficiency | 0.000361 | 0.00038137 | 0.00040187 | 0.00042312 | 0.00044328 | 0.0004644 | 0.0004849 | 0.00050559 | 0.00041797 | 0.0004392 | 0.00046005 | 0.00048108 | 0.00050282
Scenario 6: Aggressive Fuel Sub Phase In | SDG&E | Com | WaterHeat | Com - Warehouse | Electric Demand (MW) | Fuel Substitution | 0 | 0 | 0.00025757 | 0.00059657 | 0.0010102 | 0.001107 | 0.0012214 | 0.0013686 | 0.0014996 | 0.0016193 | 0.0016996 | 0.0017523 | 0.0017862
Scenario 6: Aggressive Fuel Sub Phase In | SDG&E | Com | WaterHeat | Com - Warehouse | Electric Energy (GWh/year) | Energy Efficiency | 0.0070591 | 0.007586 | 0.0081184 | 0.0086734 | 0.0092021 | 0.0097585 | 0.010301 | 0.010851 | 0.011061 | 0.011624 | 0.012175 | 0.012732 | 0.013307
Scenario 6: Aggressive Fuel Sub Phase In | SDG&E | Com | WaterHeat | Com - Warehouse | Electric Energy (GWh/year) | Fuel Substitution | -0.016281 | -0.017805 | -0.014615 | 0.0017667 | 0.022945 | 0.025334 | 0.033853 | 0.03793 | 0.041558 | 0.044872 | 0.047093 | 0.048547 | 0.049485
Scenario 6: Aggressive Fuel Sub Phase In | SDG&E | Com | WaterHeat | Com - Warehouse | Gas Energy (MMTherm/year) | Energy Efficiency | 0.0087123 | 0.0087559 | 0.0087783 | 0.0088085 | 0.008833 | 0.0088543 | 0.0087336 | 0.0087439 | 0 | 0 | 0.0085954 | 0.0085932 | 0.0085876
Scenario 6: Aggressive Fuel Sub Phase In | SDG&E | Com | WaterHeat | Com - Warehouse | Gas Energy (MMTherm/year) | Fuel Substitution | 0.0018442 | 0.0020149 | 0.0024471 | 0.0017022 | 0.00066377 | 0.00070215 | 0 | 0 | 0 | 0 | 0 | 0 | 0
Scenario 6: Aggressive Fuel Sub Phase In | SDG&E | Com | WholeBlg | Com - College | Electric Demand (MW) | Energy Efficiency | 0.031626 | 0.032632 | 0.033701 | 0.034981 | 0.036406 | 0.037875 | 0.039554 | 0.041203 | 0.042907 | 0.044687 | 0.046409 | 0.047953 | 0.048774
Scenario 6: Aggressive Fuel Sub Phase In | SDG&E | Com | WholeBlg | Com - College | Electric Energy (GWh/year) | Energy Efficiency | 0.28821 | 0.29738 | 0.30712 | 0.31879 | 0.33177 | 0.34516 | 0.36046 | 0.37548 | 0.39102 | 0.40724 | 0.42293 | 0.43701 | 0.44449
Scenario 6: Aggressive Fuel Sub Phase In | SDG&E | Com | WholeBlg | Com - College | Gas Energy (MMTherm/year) | Energy Efficiency | 0.0032688 | 0.0032606 | 0.0032449 | 0.0032337 | 0.003218 | 0.0031906 | 0.0031654 | 0.003133 | 0.0031007 | 0.0030743 | 0.0030422 | 0.0030072 | 0.0030093
Scenario 6: Aggressive Fuel Sub Phase In | SDG&E | Com | WholeBlg | Com - Grocery | Electric Demand (MW) | Energy Efficiency | 0.076189 | 0.078457 | 0.0809 | 0.083808 | 0.087038 | 0.090368 | 0.093865 | 0.097403 | 0.1011 | 0.10477 | 0.10843 | 0.11168 | 0.11167
Scenario 6: Aggressive Fuel Sub Phase In | SDG&E | Com | WholeBlg | Com - Grocery | Electric Energy (GWh/year) | Energy Efficiency | 0.69432 | 0.71498 | 0.73725 | 0.76375 | 0.79319 | 0.82354 | 0.8554 | 0.88765 | 0.92134 | 0.95482 | 0.98816 | 1.0177 | 1.0177
Scenario 6: Aggressive Fuel Sub Phase In | SDG&E | Com | WholeBlg | Com - Grocery | Gas Energy (MMTherm/year) | Energy Efficiency | 0.0011322 | 0.0011457 | 0.0011574 | 0.0011713 | 0.0011839 | 0.0011912 | 0.0011983 | 0.0012042 | 0.0012109 | 0.0012164 | 0.0012225 | 0.0012279 | 0.0012295
Scenario 6: Aggressive Fuel Sub Phase In | SDG&E | Com | WholeBlg | Com - Health | Electric Demand (MW) | Energy Efficiency | 0.088077 | 0.090653 | 0.093331 | 0.096484 | 0.099923 | 0.10335 | 0.10714 | 0.11073 | 0.11444 | 0.11839 | 0.12224 | 0.12548 | 0.12835
Scenario 6: Aggressive Fuel Sub Phase In | SDG&E | Com | WholeBlg | Com - Health | Electric Energy (GWh/year) | Energy Efficiency | 0.80266 | 0.82613 | 0.85054 | 0.87927 | 0.91061 | 0.94183 | 0.97635 | 1.0091 | 1.0429 | 1.0789 | 1.114 | 1.1435 | 1.1697
Scenario 6: Aggressive Fuel Sub Phase In | SDG&E | Com | WholeBlg | Com - Health | Gas Energy (MMTherm/year) | Energy Efficiency | 0.0054812 | 0.0055973 | 0.0057026 | 0.0058152 | 0.0059189 | 0.005987 | 0.0060376 | 0.0060824 | 0.0061333 | 0.0061721 | 0.0062319 | 0.0062809 | 0.0062938
Scenario 6: Aggressive Fuel Sub Phase In | SDG&E | Com | WholeBlg | Com - Lodging | Electric Demand (MW) | Energy Efficiency | 0.044237 | 0.045275 | 0.04637 | 0.047754 | 0.049258 | 0.050767 | 0.052481 | 0.054104 | 0.055756 | 0.057453 | 0.059004 | 0.060258 | 0.061409
Scenario 6: Aggressive Fuel Sub Phase In | SDG&E | Com | WholeBlg | Com - Lodging | Electric Energy (GWh/year) | Energy Efficiency | 0.40314 | 0.4126 | 0.42258 | 0.43518 | 0.44889 | 0.46265 | 0.47827 | 0.49306 | 0.50811 | 0.52357 | 0.53771 | 0.54914 | 0.55963
Scenario 6: Aggressive Fuel Sub Phase In | SDG&E | Com | WholeBlg | Com - Lodging | Gas Energy (MMTherm/year) | Energy Efficiency | 0.0040204 | 0.0040488 | 0.0040698 | 0.0040981 | 0.0041191 | 0.0041238 | 0.0041284 | 0.0041255 | 0.0041241 | 0.0041255 | 0.0041228 | 0.0041167 | 0.0041202
Scenario 6: Aggressive Fuel Sub Phase In | SDG&E | Com | WholeBlg | Com - Office (Large) | Electric Demand (MW) | Energy Efficiency | 0.15161 | 0.15509 | 0.1587 | 0.16304 | 0.16781 | 0.17259 | 0.17825 | 0.18353 | 0.18886 | 0.19432 | 0.19926 | 0.20333 | 0.20903
Scenario 6: Aggressive Fuel Sub Phase In | SDG&E | Com | WholeBlg | Com - Office (Large) | Electric Energy (GWh/year) | Energy Efficiency | 1.3816 | 1.4134 | 1.4462 | 1.4858 | 1.5292 | 1.5729 | 1.6244 | 1.6725 | 1.7211 | 1.7709 | 1.8159 | 1.853 | 1.9049
Scenario 6: Aggressive Fuel Sub Phase In | SDG&E | Com | WholeBlg | Com - Office (Large) | Gas Energy (MMTherm/year) | Energy Efficiency | 0.0069284 | 0.0069604 | 0.0069759 | 0.0070003 | 0.007014 | 0.0070059 | 0.0070077 | 0.006994 | 0.0069819 | 0.0069904 | 0.0069807 | 0.0069668 | 0.0069647
Scenario 6: Aggressive Fuel Sub Phase In | SDG&E | Com | WholeBlg | Com - Office (Small) | Electric Demand (MW) | Energy Efficiency | 0.045435 | 0.046297 | 0.047231 | 0.048425 | 0.049784 | 0.051156 | 0.052727 | 0.054237 | 0.055791 | 0.057541 | 0.059019 | 0.060252 | 0.061248
Scenario 6: Aggressive Fuel Sub Phase In | SDG&E | Com | WholeBlg | Com - Office (Small) | Electric Energy (GWh/year) | Energy Efficiency | 0.41405 | 0.42191 | 0.43042 | 0.4413 | 0.45369 | 0.46619 | 0.4805 | 0.49427 | 0.50843 | 0.52438 | 0.53784 | 0.54909 | 0.55817
Scenario 6: Aggressive Fuel Sub Phase In | SDG&E | Com | WholeBlg | Com - Office (Small) | Gas Energy (MMTherm/year) | Energy Efficiency | 0.00060879 | 0.00061669 | 0.00062365 | 0.00063185 | 0.00063943 | 0.00064368 | 0.0006469 | 0.00064989 | 0.00065333 | 0.00065555 | 0.00065841 | 0.00066084 | 0.0006619
Scenario 6: Aggressive Fuel Sub Phase In | SDG&E | Com | WholeBlg | Com - Other | Electric Demand (MW) | Energy Efficiency | 0.080177 | 0.082239 | 0.084402 | 0.087068 | 0.089999 | 0.09296 | 0.096476 | 0.099802 | 0.10319 | 0.10669 | 0.10994 | 0.11271 | 0.11603
Scenario 6: Aggressive Fuel Sub Phase In | SDG&E | Com | WholeBlg | Com - Other | Electric Energy (GWh/year) | Energy Efficiency | 0.73066 | 0.74946 | 0.76916 | 0.79345 | 0.82017 | 0.84715 | 0.8792 | 0.90951 | 0.94039 | 0.97228 | 1.0019 | 1.0271 | 1.0574
Scenario 6: Aggressive Fuel Sub Phase In | SDG&E | Com | WholeBlg | Com - Other | Gas Energy (MMTherm/year) | Energy Efficiency | 0.0090077 | 0.009125 | 0.0092278 | 0.0093487 | 0.0094596 | 0.0095299 | 0.0096017 | 0.0096616 | 0.0097266 | 0.0097891 | 0.0098508 | 0.0099067 | 0.0099182
Scenario 6: Aggressive Fuel Sub Phase In | SDG&E | Com | WholeBlg | Com - Refrig. Warehouse | Electric Demand (MW) | Energy Efficiency | 0.0016645 | 0.0017475 | 0.0018376 | 0.0019434 | 0.0020529 | 0.0021507 | 0.0022514 | 0.0023568 | 0.0024692 | 0.0025834 | 0.0027019 | 0.0028129 | 0.0028262
Scenario 6: Aggressive Fuel Sub Phase In | SDG&E | Com | WholeBlg | Com - Refrig. Warehouse | Electric Energy (GWh/year) | Energy Efficiency | 0.015169 | 0.015925 | 0.016746 | 0.017711 | 0.018708 | 0.0196 | 0.020517 | 0.021478 | 0.022502 | 0.023543 | 0.024623 | 0.025635 | 0.025756
Scenario 6: Aggressive Fuel Sub Phase In | SDG&E | Com | WholeBlg | Com - Refrig. Warehouse | Gas Energy (MMTherm/year) | Energy Efficiency | 3.831e-05 | 3.8687e-05 | 3.9018e-05 | 3.9436e-05 | 3.9828e-05 | 3.9997e-05 | 4.0094e-05 | 4.0191e-05 | 4.0326e-05 | 4.0345e-05 | 4.0452e-05 | 4.0546e-05 | 4.0649e-05
Scenario 6: Aggressive Fuel Sub Phase In | SDG&E | Com | WholeBlg | Com - Restaurant | Electric Demand (MW) | Energy Efficiency | 0.072999 | 0.079091 | 0.085816 | 0.049602 | 0.051416 | 0.053277 | 0.05528 | 0.057293 | 0.059392 | 0.06151 | 0.06358 | 0.065384 | 0.065554
Scenario 6: Aggressive Fuel Sub Phase In | SDG&E | Com | WholeBlg | Com - Restaurant | Electric Energy (GWh/year) | Energy Efficiency | 1.0277 | 1.1474 | 1.2799 | 0.45203 | 0.46856 | 0.48552 | 0.50377 | 0.52212 | 0.54125 | 0.56055 | 0.57941 | 0.59585 | 0.5974
Scenario 6: Aggressive Fuel Sub Phase In | SDG&E | Com | WholeBlg | Com - Restaurant | Gas Energy (MMTherm/year) | Energy Efficiency | -0.00030117 | -0.00096553 | -0.0017149 | 0.0038348 | 0.003878 | 0.0039003 | 0.0039165 | 0.0039318 | 0.0039505 | 0.0039544 | 0.0039702 | 0.0039836 | 0.0039926
Scenario 6: Aggressive Fuel Sub Phase In | SDG&E | Com | WholeBlg | Com - Retail | Electric Demand (MW) | Energy Efficiency | 0.05755 | 0.056193 | 0.054726 | 0.053582 | 0.053143 | 0.052517 | 0.052641 | 0.05297 | 0.05365 | 0.054589 | 0.055542 | 0.056166 | 0.058057
Scenario 6: Aggressive Fuel Sub Phase In | SDG&E | Com | WholeBlg | Com - Retail | Electric Energy (GWh/year) | Energy Efficiency | 2.7576 | 3.1918 | 3.6543 | 4.1233 | 4.5135 | 4.9295 | 5.3038 | 5.6107 | 5.8588 | 6.0733 | 6.2364 | 6.384 | 6.5418
Scenario 6: Aggressive Fuel Sub Phase In | SDG&E | Com | WholeBlg | Com - Retail | Gas Energy (MMTherm/year) | Energy Efficiency | 0.016222 | 0.019292 | 0.022562 | 0.025858 | 0.028568 | 0.031462 | 0.034022 | 0.036105 | 0.037765 | 0.039178 | 0.040236 | 0.041208 | 0.042174
Scenario 6: Aggressive Fuel Sub Phase In | SDG&E | Com | WholeBlg | Com - School | Electric Demand (MW) | Energy Efficiency | 0.027604 | 0.028244 | 0.028921 | 0.029777 | 0.030736 | 0.031703 | 0.03288 | 0.033996 | 0.03513 | 0.036307 | 0.037391 | 0.038315 | 0.039274
Scenario 6: Aggressive Fuel Sub Phase In | SDG&E | Com | WholeBlg | Com - School | Electric Energy (GWh/year) | Energy Efficiency | 0.25156 | 0.25739 | 0.26356 | 0.27136 | 0.2801 | 0.28891 | 0.29964 | 0.30981 | 0.32014 | 0.33087 | 0.34075 | 0.34917 | 0.35791
Scenario 6: Aggressive Fuel Sub Phase In | SDG&E | Com | WholeBlg | Com - School | Gas Energy (MMTherm/year) | Energy Efficiency | 0.0015809 | 0.0015926 | 0.0016018 | 0.0016144 | 0.0016258 | 0.0016305 | 0.0016347 | 0.0016374 | 0.0016412 | 0.0016456 | 0.0016495 | 0.0016527 | 0.0016551
Scenario 6: Aggressive Fuel Sub Phase In | SDG&E | Com | WholeBlg | Com - Warehouse | Electric Demand (MW) | Energy Efficiency | 0.025755 | 0.026483 | 0.027258 | 0.028203 | 0.029238 | 0.030274 | 0.031453 | 0.032585 | 0.033751 | 0.034958 | 0.036099 | 0.037085 | 0.038201
Scenario 6: Aggressive Fuel Sub Phase In | SDG&E | Com | WholeBlg | Com - Warehouse | Electric Energy (GWh/year) | Energy Efficiency | 0.23471 | 0.24134 | 0.2484 | 0.25702 | 0.26645 | 0.27589 | 0.28663 | 0.29695 | 0.30758 | 0.31857 | 0.32898 | 0.33796 | 0.34813
Scenario 6: Aggressive Fuel Sub Phase In | SDG&E | Com | WholeBlg | Com - Warehouse | Gas Energy (MMTherm/year) | Energy Efficiency | 0.0022739 | 0.0023082 | 0.0023396 | 0.002376 | 0.0024099 | 0.0024307 | 0.0024469 | 0.0024629 | 0.0024811 | 0.002492 | 0.0025077 | 0.0025218 | 0.002528
Scenario 6: Aggressive Fuel Sub Phase In | SDG&E | Ind | WholeBlg | Ind - All Other Industrial | Electric Demand (MW) | Energy Efficiency | 0.033862 | 0.033848 | 0.033849 | 0.033966 | 0.03402 | 0.034071 | 0.03416 | 0.034206 | 0.03424 | 0.034275 | 0.03426 | 0.034257 | 0.034241
Scenario 6: Aggressive Fuel Sub Phase In | SDG&E | Ind | WholeBlg | Ind - All Other Industrial | Electric Energy (GWh/year) | Energy Efficiency | 0.246 | 0.24589 | 0.2459 | 0.24674 | 0.24713 | 0.2475 | 0.24814 | 0.24847 | 0.24871 | 0.24896 | 0.24885 | 0.24882 | 0.2487
Scenario 6: Aggressive Fuel Sub Phase In | SDG&E | Ind | WholeBlg | Ind - All Other Industrial | Gas Energy (MMTherm/year) | Energy Efficiency | 0.0051345 | 0.0051593 | 0.0051767 | 0.0051925 | 0.0052058 | 0.0052109 | 0.005213 | 0.0052179 | 0.0052247 | 0.0052344 | 0.0052463 | 0.00526 | 0.0052744
Scenario 6: Aggressive Fuel Sub Phase In | SDG&E | Ind | WholeBlg | Ind - Chemicals | Electric Demand (MW) | Energy Efficiency | 0.037323 | 0.037627 | 0.037927 | 0.03833 | 0.038645 | 0.038924 | 0.039203 | 0.039395 | 0.039579 | 0.039759 | 0.039868 | 0.039968 | 0.040038
Scenario 6: Aggressive Fuel Sub Phase In | SDG&E | Ind | WholeBlg | Ind - Chemicals | Electric Energy (GWh/year) | Energy Efficiency | 0.27114 | 0.27335 | 0.27552 | 0.27844 | 0.28073 | 0.28275 | 0.28477 | 0.28616 | 0.2875 | 0.2888 | 0.28958 | 0.29031 | 0.29081
Scenario 6: Aggressive Fuel Sub Phase In | SDG&E | Ind | WholeBlg | Ind - Chemicals | Gas Energy (MMTherm/year) | Energy Efficiency | 0.0063209 | 0.0063623 | 0.0063985 | 0.0064301 | 0.0064586 | 0.0064802 | 0.0064949 | 0.0065066 | 0.006519 | 0.0065315 | 0.0065425 | 0.0065513 | 0.0065581
Scenario 6: Aggressive Fuel Sub Phase In | SDG&E | Ind | WholeBlg | Ind - Electronics | Electric Demand (MW) | Energy Efficiency | 0.11765 | 0.11908 | 0.12056 | 0.12241 | 0.124 | 0.12559 | 0.12732 | 0.12891 | 0.13044 | 0.13194 | 0.13321 | 0.13448 | 0.13566
Scenario 6: Aggressive Fuel Sub Phase In | SDG&E | Ind | WholeBlg | Ind - Electronics | Electric Energy (GWh/year) | Energy Efficiency | 0.85473 | 0.86505 | 0.87583 | 0.88923 | 0.90078 | 0.91228 | 0.92489 | 0.9364 | 0.94746 | 0.95838 | 0.96761 | 0.97681 | 0.98532
Scenario 6: Aggressive Fuel Sub Phase In | SDG&E | Ind | WholeBlg | Ind - Electronics | Gas Energy (MMTherm/year) | Energy Efficiency | 0.0069633 | 0.0070771 | 0.0071895 | 0.0072987 | 0.0074061 | 0.0075101 | 0.0076136 | 0.0077215 | 0.007831 | 0.0079425 | 0.0080541 | 0.0081651 | 0.0082747
Scenario 6: Aggressive Fuel Sub Phase In | SDG&E | Ind | WholeBlg | Ind - Fabricated Metals | Electric Demand (MW) | Energy Efficiency | 0.01941 | 0.019543 | 0.019691 | 0.019846 | 0.019935 | 0.019995 | 0.020057 | 0.020085 | 0.020102 | 0.020118 | 0.020097 | 0.02007 | 0.020025
Scenario 6: Aggressive Fuel Sub Phase In | SDG&E | Ind | WholeBlg | Ind - Fabricated Metals | Electric Energy (GWh/year) | Energy Efficiency | 0.14101 | 0.14197 | 0.14304 | 0.14417 | 0.14481 | 0.14525 | 0.14569 | 0.14589 | 0.14602 | 0.14613 | 0.14598 | 0.14578 | 0.14545
Scenario 6: Aggressive Fuel Sub Phase In | SDG&E | Ind | WholeBlg | Ind - Fabricated Metals | Gas Energy (MMTherm/year) | Energy Efficiency | 0.0018897 | 0.0019097 | 0.0019291 | 0.0019409 | 0.0019489 | 0.0019521 | 0.0019521 | 0.0019518 | 0.0019512 | 0.0019508 | 0.0019498 | 0.0019475 | 0.001944
Scenario 6: Aggressive Fuel Sub Phase In | SDG&E | Ind | WholeBlg | Ind - Food | Electric Demand (MW) | Energy Efficiency | 0.052883 | 0.052718 | 0.052582 | 0.052631 | 0.052581 | 0.052543 | 0.05257 | 0.05252 | 0.052448 | 0.052376 | 0.052219 | 0.052065 | 0.051887
Scenario 6: Aggressive Fuel Sub Phase In | SDG&E | Ind | WholeBlg | Ind - Food | Electric Energy (GWh/year) | Energy Efficiency | 0.38418 | 0.38297 | 0.38198 | 0.38233 | 0.38196 | 0.38168 | 0.38187 | 0.3815 | 0.38098 | 0.38045 | 0.3793 | 0.37818 | 0.37688
Scenario 6: Aggressive Fuel Sub Phase In | SDG&E | Ind | WholeBlg | Ind - Food | Gas Energy (MMTherm/year) | Energy Efficiency | 0.010219 | 0.010175 | 0.010123 | 0.01007 | 0.010015 | 0.0099523 | 0.0098868 | 0.0098232 | 0.0097627 | 0.0097065 | 0.0096504 | 0.009594 | 0.0095369
Scenario 6: Aggressive Fuel Sub Phase In | SDG&E | Ind | WholeBlg | Ind - Industrial Machinery | Electric Demand (MW) | Energy Efficiency | 0.036172 | 0.03646 | 0.036789 | 0.037096 | 0.037243 | 0.037338 | 0.037469 | 0.037544 | 0.037604 | 0.037667 | 0.037654 | 0.037627 | 0.037566
Scenario 6: Aggressive Fuel Sub Phase In | SDG&E | Ind | WholeBlg | Ind - Industrial Machinery | Electric Energy (GWh/year) | Energy Efficiency | 0.26278 | 0.26487 | 0.26725 | 0.26948 | 0.27055 | 0.27123 | 0.27217 | 0.27272 | 0.27315 | 0.2736 | 0.2735 | 0.2733 | 0.27286
Scenario 6: Aggressive Fuel Sub Phase In | SDG&E | Ind | WholeBlg | Ind - Industrial Machinery | Gas Energy (MMTherm/year) | Energy Efficiency | 0.013021 | 0.01322 | 0.013421 | 0.013537 | 0.0136 | 0.013622 | 0.013636 | 0.013649 | 0.013663 | 0.013682 | 0.013691 | 0.013689 | 0.013676
Scenario 6: Aggressive Fuel Sub Phase In | SDG&E | Ind | WholeBlg | Ind - Lumber & Furniture | Electric Demand (MW) | Energy Efficiency | 0.0025797 | 0.0025778 | 0.0025779 | 0.0025867 | 0.0025912 | 0.0025945 | 0.002599 | 0.0026 | 0.0026 | 0.0025997 | 0.0025953 | 0.0025912 | 0.0025857
Scenario 6: Aggressive Fuel Sub Phase In | SDG&E | Ind | WholeBlg | Ind - Lumber & Furniture | Electric Energy (GWh/year) | Energy Efficiency | 0.018741 | 0.018727 | 0.018727 | 0.018791 | 0.018823 | 0.018847 | 0.018879 | 0.018887 | 0.018886 | 0.018883 | 0.018851 | 0.018821 | 0.018781
Scenario 6: Aggressive Fuel Sub Phase In | SDG&E | Ind | WholeBlg | Ind - Lumber & Furniture | Gas Energy (MMTherm/year) | Energy Efficiency | 6.5547e-05 | 6.6011e-05 | 6.6389e-05 | 6.6712e-05 | 6.7025e-05 | 6.708e-05 | 6.6904e-05 | 6.6754e-05 | 6.6621e-05 | 6.6515e-05 | 6.6429e-05 | 6.6317e-05 | 6.617e-05
Scenario 6: Aggressive Fuel Sub Phase In | SDG&E | Ind | WholeBlg | Ind - Paper | Electric Demand (MW) | Energy Efficiency | 0.0033328 | 0.0033092 | 0.0032872 | 0.0032834 | 0.0032743 | 0.0032617 | 0.0032534 | 0.0032435 | 0.0032356 | 0.0032303 | 0.0032211 | 0.0032116 | 0.0032005
Scenario 6: Aggressive Fuel Sub Phase In | SDG&E | Ind | WholeBlg | Ind - Paper | Electric Energy (GWh/year) | Energy Efficiency | 0.024212 | 0.02404 | 0.02388 | 0.023852 | 0.023785 | 0.023694 | 0.023633 | 0.023561 | 0.023503 | 0.023464 | 0.023396 | 0.023327 | 0.023247
Scenario 6: Aggressive Fuel Sub Phase In | SDG&E | Ind | WholeBlg | Ind - Paper | Gas Energy (MMTherm/year) | Energy Efficiency | 3.6864e-06 | 3.6654e-06 | 3.6421e-06 | 3.6264e-06 | 3.6107e-06 | 3.5886e-06 | 3.5662e-06 | 3.5478e-06 | 3.5335e-06 | 3.523e-06 | 3.5139e-06 | 3.5035e-06 | 3.4926e-06
Scenario 6: Aggressive Fuel Sub Phase In | SDG&E | Ind | WholeBlg | Ind - Petroleum | Electric Demand (MW) | Energy Efficiency | 0.0019522 | 0.0019475 | 0.0019448 | 0.001949 | 0.0019499 | 0.0019515 | 0.0019556 | 0.0019569 | 0.0019572 | 0.0019573 | 0.001954 | 0.0019509 | 0.001947
Scenario 6: Aggressive Fuel Sub Phase In | SDG&E | Ind | WholeBlg | Ind - Petroleum | Electric Energy (GWh/year) | Energy Efficiency | 0.014183 | 0.014148 | 0.014128 | 0.014158 | 0.014164 | 0.014176 | 0.014205 | 0.014215 | 0.014217 | 0.014217 | 0.014193 | 0.014171 | 0.014142
Scenario 6: Aggressive Fuel Sub Phase In | SDG&E | Ind | WholeBlg | Ind - Petroleum | Gas Energy (MMTherm/year) | Energy Efficiency | 4.7142e-06 | 4.7252e-06 | 4.7354e-06 | 4.7446e-06 | 4.7507e-06 | 4.7509e-06 | 4.7477e-06 | 4.7435e-06 | 4.7406e-06 | 4.738e-06 | 4.7332e-06 | 4.7263e-06 | 4.7185e-06
Scenario 6: Aggressive Fuel Sub Phase In | SDG&E | Ind | WholeBlg | Ind - Plastics | Electric Demand (MW) | Energy Efficiency | 0.013439 | 0.013444 | 0.013457 | 0.013514 | 0.013546 | 0.01358 | 0.013624 | 0.013643 | 0.013656 | 0.013668 | 0.013656 | 0.013645 | 0.013627
Scenario 6: Aggressive Fuel Sub Phase In | SDG&E | Ind | WholeBlg | Ind - Plastics | Electric Energy (GWh/year) | Energy Efficiency | 0.097631 | 0.097663 | 0.097756 | 0.098169 | 0.098404 | 0.098645 | 0.098962 | 0.099101 | 0.099198 | 0.099279 | 0.099193 | 0.099113 | 0.098981
Scenario 6: Aggressive Fuel Sub Phase In | SDG&E | Ind | WholeBlg | Ind - Plastics | Gas Energy (MMTherm/year) | Energy Efficiency | 0.0013305 | 0.0013882 | 0.0014404 | 0.0014874 | 0.0015324 | 0.0015687 | 0.0015938 | 0.0016097 | 0.0016277 | 0.0016464 | 0.0016646 | 0.0016803 | 0.001694
Scenario 6: Aggressive Fuel Sub Phase In | SDG&E | Ind | WholeBlg | Ind - Primary Metals | Electric Demand (MW) | Energy Efficiency | 0.0045046 | 0.004546 | 0.0045942 | 0.0046514 | 0.0046927 | 0.0047287 | 0.0047703 | 0.0048053 | 0.0048385 | 0.0048712 | 0.0048937 | 0.0049142 | 0.0049304
Scenario 6: Aggressive Fuel Sub Phase In | SDG&E | Ind | WholeBlg | Ind - Primary Metals | Electric Energy (GWh/year) | Energy Efficiency | 0.032725 | 0.033025 | 0.033374 | 0.03379 | 0.034089 | 0.03435 | 0.034652 | 0.034905 | 0.035146 | 0.035383 | 0.035546 | 0.035694 | 0.035812
Scenario 6: Aggressive Fuel Sub Phase In | SDG&E | Ind | WholeBlg | Ind - Primary Metals | Gas Energy (MMTherm/year) | Energy Efficiency | 0.0067757 | 0.0067989 | 0.0068227 | 0.0068418 | 0.0068562 | 0.0068659 | 0.0068742 | 0.0068831 | 0.0068918 | 0.0069002 | 0.0069066 | 0.0069111 | 0.0069139
Scenario 6: Aggressive Fuel Sub Phase In | SDG&E | Ind | WholeBlg | Ind - Printing & Publishing | Electric Demand (MW) | Energy Efficiency | 0.017106 | 0.017079 | 0.017067 | 0.017116 | 0.017131 | 0.017147 | 0.017184 | 0.017198 | 0.017205 | 0.01721 | 0.017186 | 0.017163 | 0.017131
Scenario 6: Aggressive Fuel Sub Phase In | SDG&E | Ind | WholeBlg | Ind - Printing & Publishing | Electric Energy (GWh/year) | Energy Efficiency | 0.12427 | 0.12407 | 0.12398 | 0.12434 | 0.12445 | 0.12456 | 0.12482 | 0.12492 | 0.12497 | 0.12501 | 0.12483 | 0.12466 | 0.12443
Scenario 6: Aggressive Fuel Sub Phase In | SDG&E | Ind | WholeBlg | Ind - Printing & Publishing | Gas Energy (MMTherm/year) | Energy Efficiency | 0.00044457 | 0.00045063 | 0.00045622 | 0.00046166 | 0.00046632 | 0.00046975 | 0.00047274 | 0.00047589 | 0.00047923 | 0.00048261 | 0.00048572 | 0.00048851 | 0.00049106
Scenario 6: Aggressive Fuel Sub Phase In | SDG&E | Ind | WholeBlg | Ind - Stone-Glass-Clay | Electric Demand (MW) | Energy Efficiency | 0.0046715 | 0.0047083 | 0.0047376 | 0.0047778 | 0.0048066 | 0.0048305 | 0.0048544 | 0.0048703 | 0.0048833 | 0.0048959 | 0.004901 | 0.0049066 | 0.0049087
Scenario 6: Aggressive Fuel Sub Phase In | SDG&E | Ind | WholeBlg | Ind - Stone-Glass-Clay | Electric Energy (GWh/year) | Energy Efficiency | 0.033938 | 0.034204 | 0.034416 | 0.034708 | 0.034917 | 0.03509 | 0.035262 | 0.035377 | 0.035471 | 0.035563 | 0.035599 | 0.035639 | 0.035654
Scenario 6: Aggressive Fuel Sub Phase In | SDG&E | Ind | WholeBlg | Ind - Stone-Glass-Clay | Gas Energy (MMTherm/year) | Energy Efficiency | 0.0055295 | 0.0056307 | 0.0057077 | 0.0057722 | 0.0058295 | 0.0058716 | 0.0058997 | 0.0059256 | 0.00595 | 0.0059751 | 0.0060001 | 0.006024 | 0.0060444
Scenario 6: Aggressive Fuel Sub Phase In | SDG&E | Ind | WholeBlg | Ind - Textiles | Electric Demand (MW) | Energy Efficiency | 0.0020004 | 0.0019945 | 0.0019895 | 0.0019879 | 0.0019802 | 0.0019708 | 0.0019628 | 0.0019517 | 0.0019404 | 0.0019297 | 0.0019161 | 0.0019032 | 0.0018897
Scenario 6: Aggressive Fuel Sub Phase In | SDG&E | Ind | WholeBlg | Ind - Textiles | Electric Energy (GWh/year) | Energy Efficiency | 0.014532 | 0.014489 | 0.014453 | 0.014441 | 0.014385 | 0.014316 | 0.014258 | 0.014177 | 0.014094 | 0.014017 | 0.013918 | 0.013824 | 0.013726
Scenario 6: Aggressive Fuel Sub Phase In | SDG&E | Ind | WholeBlg | Ind - Textiles | Gas Energy (MMTherm/year) | Energy Efficiency | 7.1658e-05 | 7.1861e-05 | 7.2053e-05 | 7.2147e-05 | 7.2165e-05 | 7.2112e-05 | 7.2019e-05 | 7.1922e-05 | 7.1819e-05 | 7.172e-05 | 7.1606e-05 | 7.1479e-05 | 7.1336e-05
Scenario 6: Aggressive Fuel Sub Phase In | SDG&E | Ind | WholeBlg | Ind - Transportation Equipment | Electric Demand (MW) | Energy Efficiency | 0.073716 | 0.074051 | 0.074855 | 0.075513 | 0.075779 | 0.075913 | 0.076244 | 0.076508 | 0.076817 | 0.077161 | 0.077321 | 0.077401 | 0.077362
Scenario 6: Aggressive Fuel Sub Phase In | SDG&E | Ind | WholeBlg | Ind - Transportation Equipment | Electric Energy (GWh/year) | Energy Efficiency | 0.53553 | 0.53795 | 0.54378 | 0.54856 | 0.55048 | 0.55144 | 0.55384 | 0.55575 | 0.55798 | 0.56048 | 0.56163 | 0.5622 | 0.56191
Scenario 6: Aggressive Fuel Sub Phase In | SDG&E | Ind | WholeBlg | Ind - Transportation Equipment | Gas Energy (MMTherm/year) | Energy Efficiency | 0.004166 | 0.0041631 | 0.0041605 | 0.0041571 | 0.0041533 | 0.004149 | 0.0041442 | 0.0041399 | 0.0041355 | 0.0041309 | 0.0041257 | 0.0041201 | 0.0041141
Scenario 6: Aggressive Fuel Sub Phase In | SDG&E | Res | AppPlug | Res - Multi Family | Electric Demand (MW) | Energy Efficiency | 5.0177e-06 | 5.1184e-06 | 5.1974e-06 | 3.5582e-05 | 0.00010979 | 0.00011167 | 0.0001137 | 0.00011543 | 0.00011721 | 0.00011946 | 0.00012245 | 0.00012658 | 0.00013138
Scenario 6: Aggressive Fuel Sub Phase In | SDG&E | Res | AppPlug | Res - Multi Family | Electric Energy (GWh/year) | Energy Efficiency | 3.5631e-05 | 3.6346e-05 | 3.6907e-05 | 0.00025267 | 0.00077964 | 0.00079298 | 0.00080737 | 0.00081966 | 0.00083232 | 0.0008483 | 0.00086953 | 0.00089882 | 0.0009329
Scenario 6: Aggressive Fuel Sub Phase In | SDG&E | Res | AppPlug | Res - Multi Family | Electric Energy (GWh/year) | Fuel Substitution | -3.9488e-06 | -4.2729e-06 | -4.5965e-06 | -4.9209e-06 | -5.242e-06 | -5.5616e-06 | 0 | 0 | 0 | 0 | 0 | 0 | 0
Scenario 6: Aggressive Fuel Sub Phase In | SDG&E | Res | AppPlug | Res - Multi Family | Gas Energy (MMTherm/year) | Energy Efficiency | 3.4234e-06 | 3.4921e-06 | 3.546e-06 | 2.4276e-05 | 7.4908e-05 | 7.6189e-05 | 7.7572e-05 | 7.8752e-05 | 7.9969e-05 | 8.1505e-05 | 8.3544e-05 | 8.6359e-05 | 8.9633e-05
Scenario 6: Aggressive Fuel Sub Phase In | SDG&E | Res | AppPlug | Res - Multi Family | Gas Energy (MMTherm/year) | Fuel Substitution | 8.3695e-07 | 9.0564e-07 | 9.7422e-07 | 1.043e-06 | 1.111e-06 | 1.1788e-06 | 0 | 0 | 0 | 0 | 0 | 0 | 0
Scenario 6: Aggressive Fuel Sub Phase In | SDG&E | Res | AppPlug | Res - Single Family | Electric Demand (MW) | Energy Efficiency | 0 | 0 | 0 | 0 | 0 | 7.6597e-07 | 1.8351e-06 | 1.8636e-06 | 1.9023e-06 | 1.9538e-06 | 2.0194e-06 | 2.1032e-06 | 2.1996e-06
Scenario 6: Aggressive Fuel Sub Phase In | SDG&E | Res | AppPlug | Res - Single Family | Electric Energy (GWh/year) | Energy Efficiency | 0 | 0 | 0 | 0 | 0 | 4.877e-06 | 1.1684e-05 | 1.1866e-05 | 1.2112e-05 | 1.244e-05 | 1.2858e-05 | 1.3391e-05 | 1.4005e-05
Scenario 6: Aggressive Fuel Sub Phase In | SDG&E | Res | AppPlug | Res - Single Family | Electric Energy (GWh/year) | Fuel Substitution | -3.9547e-06 | -4.254e-06 | -4.5529e-06 | -4.851e-06 | -5.1471e-06 | -5.4419e-06 | 0 | 0 | 0 | 0 | 0 | 0 | 0
Scenario 6: Aggressive Fuel Sub Phase In | SDG&E | Res | AppPlug | Res - Single Family | Gas Energy (MMTherm/year) | Energy Efficiency | 1.187e-09 | 1.8476e-09 | 2.0662e-09 | 2.2476e-09 | 2.3621e-09 | 9.213e-07 | 2.2012e-06 | 2.2355e-06 | 2.2818e-06 | 2.3436e-06 | 2.4223e-06 | 2.5228e-06 | 2.6384e-06
Scenario 6: Aggressive Fuel Sub Phase In | SDG&E | Res | AppPlug | Res - Single Family | Gas Energy (MMTherm/year) | Fuel Substitution | 8.39e-07 | 9.0249e-07 | 9.659e-07 | 1.0291e-06 | 1.092e-06 | 1.1545e-06 | 0 | 0 | 0 | 0 | 0 | 0 | 0
Scenario 6: Aggressive Fuel Sub Phase In | SDG&E | Res | BROs | Income Qualified - Multi Family IQ | Electric Demand (MW) | Energy Efficiency | 0.75079 | 0.77168 | 0.79386 | 0.81959 | 0.84639 | 0.87536 | 0.90326 | 0.933 | 0.96101 | 0.98825 | 1.0114 | 0.96908 | 0.99268
Scenario 6: Aggressive Fuel Sub Phase In | SDG&E | Res | BROs | Income Qualified - Multi Family IQ | Electric Energy (GWh/year) | Energy Efficiency | 3.3676 | 3.4808 | 3.6031 | 3.7455 | 3.8972 | 4.0641 | 4.232 | 4.4151 | 4.5975 | 4.7843 | 4.9603 | 4.8829 | 5.0881
Scenario 6: Aggressive Fuel Sub Phase In | SDG&E | Res | BROs | Income Qualified - Multi Family IQ | Gas Energy (MMTherm/year) | Energy Efficiency | 0.061453 | 0.062715 | 0.064211 | 0.06593 | 0.067803 | 0.06974 | 0.071817 | 0.074003 | 0.07638 | 0.078911 | 0.081736 | 0.084893 | 0.088418
Scenario 6: Aggressive Fuel Sub Phase In | SDG&E | Res | BROs | Income Qualified - Single Family IQ | Electric Demand (MW) | Energy Efficiency | 1.4012 | 1.4302 | 1.4612 | 1.5036 | 1.5477 | 1.5954 | 1.6408 | 1.6894 | 1.7347 | 1.7782 | 1.8142 | 1.744 | 1.7817
Scenario 6: Aggressive Fuel Sub Phase In | SDG&E | Res | BROs | Income Qualified - Single Family IQ | Electric Energy (GWh/year) | Energy Efficiency | 6.2891 | 6.4562 | 6.6377 | 6.8781 | 7.1344 | 7.4168 | 7.6991 | 8.0082 | 8.3148 | 8.6278 | 8.9201 | 8.8036 | 9.1517
Scenario 6: Aggressive Fuel Sub Phase In | SDG&E | Res | BROs | Income Qualified - Single Family IQ | Gas Energy (MMTherm/year) | Energy Efficiency | 0.20572 | 0.20904 | 0.21307 | 0.21779 | 0.22296 | 0.22831 | 0.23399 | 0.23999 | 0.24653 | 0.25359 | 0.26152 | 0.27042 | 0.28043
Scenario 6: Aggressive Fuel Sub Phase In | SDG&E | Res | BROs | Res - Multi Family | Electric Demand (MW) | Energy Efficiency | 4.9533 | 5.0618 | 5.1776 | 5.3325 | 5.494 | 5.6688 | 5.8359 | 6.0149 | 6.1825 | 6.3446 | 6.4804 | 6.6558 | 6.8371
Scenario 6: Aggressive Fuel Sub Phase In | SDG&E | Res | BROs | Res - Multi Family | Electric Energy (GWh/year) | Energy Efficiency | 22.2177 | 22.8324 | 23.5 | 24.3693 | 25.297 | 26.319 | 27.3427 | 28.4633 | 29.577 | 30.7156 | 31.7824 | 33.106 | 34.5312
Scenario 6: Aggressive Fuel Sub Phase In | SDG&E | Res | BROs | Res - Multi Family | Gas Energy (MMTherm/year) | Energy Efficiency | 0.69719 | 0.70875 | 0.72277 | 0.73911 | 0.75704 | 0.77558 | 0.79528 | 0.81607 | 0.83874 | 0.86316 | 0.89058 | 0.92135 | 0.95587
Scenario 6: Aggressive Fuel Sub Phase In | SDG&E | Res | BROs | Res - Single Family | Electric Demand (MW) | Energy Efficiency | 2.0795 | 2.1375 | 2.1989 | 2.2694 | 2.3426 | 2.4218 | 2.4977 | 2.5785 | 2.6544 | 2.7278 | 2.7898 | 2.8686 | 2.9496
Scenario 6: Aggressive Fuel Sub Phase In | SDG&E | Res | BROs | Res - Single Family | Electric Energy (GWh/year) | Energy Efficiency | 9.3337 | 9.649 | 9.9894 | 10.3814 | 10.7991 | 11.2584 | 11.7198 | 12.2226 | 12.723 | 13.2352 | 13.7166 | 14.3092 | 14.9459
Scenario 6: Aggressive Fuel Sub Phase In | SDG&E | Res | BROs | Res - Single Family | Gas Energy (MMTherm/year) | Energy Efficiency | 0.19225 | 0.19619 | 0.20086 | 0.20622 | 0.21207 | 0.21811 | 0.22459 | 0.23141 | 0.23883 | 0.24673 | 0.25555 | 0.2654 | 0.27641
Scenario 6: Aggressive Fuel Sub Phase In | SDG&E | Res | BldgEnv | Res - Multi Family | Electric Demand (MW) | Energy Efficiency | 0 | 0 | 0 | 1.0817e-05 | 1.105e-05 | 9.1174e-05 | 9.294e-05 | 9.4648e-05 | 9.6299e-05 | 9.7893e-05 | 9.9431e-05 | 0.00010091 | 0.00010234
Scenario 6: Aggressive Fuel Sub Phase In | SDG&E | Res | BldgEnv | Res - Multi Family | Electric Energy (GWh/year) | Energy Efficiency | 0 | 0 | 0 | 5.0746e-05 | 5.1842e-05 | 0.0001775 | 0.00018094 | 0.00018426 | 0.00018748 | 0.00019058 | 0.00019358 | 0.00019646 | 0.00019923
Scenario 6: Aggressive Fuel Sub Phase In | SDG&E | Res | BldgEnv | Res - Multi Family | Gas Energy (MMTherm/year) | Energy Efficiency | 0 | 0 | 0 | 1.8274e-05 | 1.8669e-05 | 9.6104e-05 | 9.7965e-05 | 9.9765e-05 | 0.00010151 | 0.00010319 | 0.00010481 | 0.00010637 | 0.00010787
Scenario 6: Aggressive Fuel Sub Phase In | SDG&E | Res | BldgEnv | Res - Single Family | Electric Demand (MW) | Energy Efficiency | 0.0027907 | 0.002975 | 0.0030884 | 0.0031225 | 0.0030433 | 0.0030029 | 0.0029507 | 0.0028915 | 0.0014365 | 7.6374e-05 | 7.7417e-05 | 7.845e-05 | 7.9473e-05
Scenario 6: Aggressive Fuel Sub Phase In | SDG&E | Res | BldgEnv | Res - Single Family | Electric Energy (GWh/year) | Energy Efficiency | 0.00078148 | 0.00080419 | 0.00088406 | 0.00099826 | 0.0011584 | 0.0012746 | 0.0013854 | 0.0014926 | -0.00080908 | 0.00058711 | 0.00059513 | 0.00060308 | 0.00061094
Scenario 6: Aggressive Fuel Sub Phase In | SDG&E | Res | BldgEnv | Res - Single Family | Gas Energy (MMTherm/year) | Energy Efficiency | 0.00092831 | 0.00098684 | 0.0010299 | 0.0010528 | 0.0010463 | 0.0010476 | 0.001045 | 0.00104 | 0.00036657 | 0.00011284 | 0.00011439 | 0.00011591 | 0.00011742
Scenario 6: Aggressive Fuel Sub Phase In | SDG&E | Res | HVAC | Res - Multi Family | Electric Demand (MW) | Energy Efficiency | 0 | 0 | 0 | 0 | 0 | 0 | 0 | 0 | 0 | 0 | 0 | 0 | 0
Scenario 6: Aggressive Fuel Sub Phase In | SDG&E | Res | HVAC | Res - Multi Family | Electric Energy (GWh/year) | Energy Efficiency | 0 | 0 | 0 | 0 | 0 | 0.0043647 | 0.0041908 | 0.0039718 | 0.0037303 | 0.0034929 | 0.0032771 | 0.003107 | 0.002955
Scenario 6: Aggressive Fuel Sub Phase In | SDG&E | Res | HVAC | Res - Multi Family | Electric Energy (GWh/year) | Fuel Substitution | -0.00091556 | -0.00091594 | -0.0010128 | -0.0010084 | 0 | 0 | 0 | 0 | 0 | 0 | 0 | 0 | 0
Scenario 6: Aggressive Fuel Sub Phase In | SDG&E | Res | HVAC | Res - Multi Family | Gas Energy (MMTherm/year) | Energy Efficiency | 0 | 0 | 0 | 0 | 0 | 0.0005666 | 0.00054402 | 0.00051559 | 0.00048424 | 0.00045342 | 0.00042541 | 0.00040333 | 0.00038359
Scenario 6: Aggressive Fuel Sub Phase In | SDG&E | Res | HVAC | Res - Multi Family | Gas Energy (MMTherm/year) | Fuel Substitution | 0.00056164 | 0.00056515 | 0.00063221 | 0.00062958 | 0 | 0 | 0 | 0 | 0 | 0 | 0 | 0 | 0
Scenario 6: Aggressive Fuel Sub Phase In | SDG&E | Res | HVAC | Res - Single Family | Electric Demand (MW) | Energy Efficiency | 0.37004 | 0.38369 | 0.40371 | 0.41071 | 0.2095 | 0.20782 | 0.20526 | 0.20209 | 0.025633 | 0 | 0 | 0 | 0
Scenario 6: Aggressive Fuel Sub Phase In | SDG&E | Res | HVAC | Res - Single Family | Electric Demand (MW) | Fuel Substitution | 0 | 0 | 0 | 0 | 2.7176e-05 | 2.9609e-05 | 3.0636e-05 | 3.0594e-05 | 0 | 0 | 0 | 0 | 0
Scenario 6: Aggressive Fuel Sub Phase In | SDG&E | Res | HVAC | Res - Single Family | Electric Energy (GWh/year) | Energy Efficiency | 0.29272 | 0.31369 | 0.33073 | 0.33654 | 0.14011 | 0.14779 | 0.14549 | 0.14277 | 0.024204 | 0.006536 | 0.0060729 | 0.0056968 | 0.0053598
Scenario 6: Aggressive Fuel Sub Phase In | SDG&E | Res | HVAC | Res - Single Family | Electric Energy (GWh/year) | Fuel Substitution | -0.082354 | -0.083033 | -0.0831 | -0.082852 | 2.7632e-05 | 3.0111e-05 | 3.1158e-05 | 3.1115e-05 | 0 | 0 | 0 | 0 | 0
Scenario 6: Aggressive Fuel Sub Phase In | SDG&E | Res | HVAC | Res - Single Family | Gas Energy (MMTherm/year) | Energy Efficiency | 0.0026549 | 0.0030116 | 0.0032175 | 0.0032779 | -0.00078433 | 0.00036152 | 0.00029584 | 0.00023028 | 0.00081729 | 0.00084593 | 0.00078599 | 0.00073731 | 0.00069369
Scenario 6: Aggressive Fuel Sub Phase In | SDG&E | Res | HVAC | Res - Single Family | Gas Energy (MMTherm/year) | Fuel Substitution | 0.019606 | 0.019743 | 0.019747 | 0.019711 | 0 | 0 | 0 | 0 | 0 | 0 | 0 | 0 | 0
Scenario 6: Aggressive Fuel Sub Phase In | SDG&E | Res | WaterHeat | Res - Multi Family | Electric Demand (MW) | Energy Efficiency | 0.33201 | 0.31566 | 0.29865 | 0.28272 | 0.26351 | 0.24764 | 0.23288 | 0.2188 | 0.20565 | 0.19368 | 0.18303 | 0.17395 | 0.16591
Scenario 6: Aggressive Fuel Sub Phase In | SDG&E | Res | WaterHeat | Res - Multi Family | Electric Demand (MW) | Fuel Substitution | 0 | 0 | 0.00010577 | 0.00024184 | 0.00040953 | 0.00044164 | 0.00046052 | 0.00047142 | 0.00048106 | 0.00048569 | 0.00048596 | 0.00048352 | 0.00047947
Scenario 6: Aggressive Fuel Sub Phase In | SDG&E | Res | WaterHeat | Res - Multi Family | Electric Energy (GWh/year) | Energy Efficiency | 1.6349 | 1.5552 | 1.4712 | 1.3924 | 1.2974 | 1.2189 | 1.1458 | 1.0762 | 1.0111 | 0.95187 | 0.89922 | 0.85432 | 0.81461
Scenario 6: Aggressive Fuel Sub Phase In | SDG&E | Res | WaterHeat | Res - Multi Family | Electric Energy (GWh/year) | Fuel Substitution | -0.15238 | -0.15215 | -0.14959 | -0.14634 | -0.14246 | -0.14004 | 0.0023777 | 0.0024337 | 0.0024832 | 0.0025069 | 0.0025081 | 0.0024954 | 0.0024745
Scenario 6: Aggressive Fuel Sub Phase In | SDG&E | Res | WaterHeat | Res - Multi Family | Gas Energy (MMTherm/year) | Energy Efficiency | 0.11257 | 0.10662 | 0.063242 | 0.05698 | 0.049805 | 0.043616 | 0.037913 | 0.032698 | 0.028132 | 0.024109 | 0.020661 | 0.017835 | 0.015464
Scenario 6: Aggressive Fuel Sub Phase In | SDG&E | Res | WaterHeat | Res - Multi Family | Gas Energy (MMTherm/year) | Fuel Substitution | 0.011085 | 0.011072 | 0.010891 | 0.010659 | 0.010378 | 0.010216 | 0 | 0 | 0 | 0 | 0 | 0 | 0
Scenario 6: Aggressive Fuel Sub Phase In | SDG&E | Res | WaterHeat | Res - Single Family | Electric Demand (MW) | Energy Efficiency | 0.18709 | 0.18076 | 0.17524 | 0.16452 | 0.15155 | 0.14086 | 0.13093 | 0.12181 | 0.11358 | 0.10625 | 0.099755 | 0.094107 | 0.089101
Scenario 6: Aggressive Fuel Sub Phase In | SDG&E | Res | WaterHeat | Res - Single Family | Electric Demand (MW) | Fuel Substitution | 0 | 0 | 0.00052649 | 0.0011894 | 0.0019517 | 0.0020958 | 0.0021784 | 0.0022188 | 0.002249 | 0.002266 | 0.0022646 | 0.002252 | 0.0022331
Scenario 6: Aggressive Fuel Sub Phase In | SDG&E | Res | WaterHeat | Res - Single Family | Electric Energy (GWh/year) | Energy Efficiency | 0.96474 | 0.9317 | 0.90408 | 0.84825 | 0.78074 | 0.72508 | 0.67336 | 0.62591 | 0.58317 | 0.54509 | 0.51138 | 0.48211 | 0.4562
Scenario 6: Aggressive Fuel Sub Phase In | SDG&E | Res | WaterHeat | Res - Single Family | Electric Energy (GWh/year) | Fuel Substitution | -0.011141 | -0.011295 | -0.0055986 | 0.001684 | 0.010601 | 0.011382 | 0.011829 | 0.012047 | 0.012209 | 0.012301 | 0.012292 | 0.012223 | 0.01212
Scenario 6: Aggressive Fuel Sub Phase In | SDG&E | Res | WaterHeat | Res - Single Family | Gas Energy (MMTherm/year) | Energy Efficiency | 0.4123 | 0.40932 | 0.20176 | 0.17978 | 0.15457 | 0.13273 | 0.11273 | 0.094933 | 0.079532 | 0.066485 | 0.055603 | 0.046748 | 0.03948
Scenario 6: Aggressive Fuel Sub Phase In | SDG&E | Res | WaterHeat | Res - Single Family | Gas Energy (MMTherm/year) | Fuel Substitution | 0.0016016 | 0.0016237 | 0.001216 | 0.00068675 | 0 | 0 | 0 | 0 | 0 | 0 | 0 | 0 | 0

## Cum. Achievable Pot. Detail (hidden)
Scenario | Utility | Sector | End Use | Building Type | Savings Type | Measure Type | 2025 | 2026 | 2027 | 2028 | 2029 | 2030 | 2031 | 2032 | 2033 | 2034 | 2035 | 2036 | 2037
Scenario 4: Reference ZEAS Phase In | PG&E | Ag | WholeBlg | Ag - Dairies, fishing, hunting | Electric Demand (MW) | Energy Efficiency | 0.10172 | 0.20453 | 0.30867 | 0.4141 | 0.52099 | 0.62905 | 0.73827 | 0.84855 | 0.91017 | 0.92046 | 0.93063 | 0.94048 | 0.94995
Scenario 4: Reference ZEAS Phase In | PG&E | Ag | WholeBlg | Ag - Dairies, fishing, hunting | Electric Energy (GWh/year) | Energy Efficiency | 0.43333 | 0.8713 | 1.3149 | 1.7641 | 2.2194 | 2.6797 | 3.145 | 3.6148 | 3.8773 | 3.9212 | 3.9645 | 4.0064 | 4.0468
Scenario 4: Reference ZEAS Phase In | PG&E | Ag | WholeBlg | Ag - Dairies, fishing, hunting | Gas Energy (MMTherm/year) | Energy Efficiency | 0.0017339 | 0.0034678 | 0.0052016 | 0.0069355 | 0.0086694 | 0.010403 | 0.012137 | 0.013871 | 0.014755 | 0.014755 | 0.014755 | 0.014755 | 0.014755
Scenario 4: Reference ZEAS Phase In | PG&E | Ag | WholeBlg | Ag - Irrigated Agriculture, vineyards, forestry and greenhouses | Electric Demand (MW) | Energy Efficiency | 0.83085 | 1.6856 | 2.5647 | 3.4673 | 4.3932 | 5.3401 | 6.3079 | 7.2963 | 7.8988 | 8.0861 | 8.2692 | 8.4474 | 8.6211
Scenario 4: Reference ZEAS Phase In | PG&E | Ag | WholeBlg | Ag - Irrigated Agriculture, vineyards, forestry and greenhouses | Electric Energy (GWh/year) | Energy Efficiency | 3.5394 | 7.1808 | 10.9254 | 14.7707 | 18.715 | 22.7485 | 26.8715 | 31.0822 | 33.6487 | 34.4467 | 35.2265 | 35.9859 | 36.7259
Scenario 4: Reference ZEAS Phase In | PG&E | Ag | WholeBlg | Ag - Irrigated Agriculture, vineyards, forestry and greenhouses | Gas Energy (MMTherm/year) | Energy Efficiency | 0.014204 | 0.028408 | 0.042612 | 0.056816 | 0.07102 | 0.085224 | 0.099428 | 0.11363 | 0.12087 | 0.12087 | 0.12087 | 0.12087 | 0.12087
Scenario 4: Reference ZEAS Phase In | PG&E | Ag | WholeBlg | Ag - Water pumping | Electric Demand (MW) | Energy Efficiency | 0.54978 | 1.093 | 1.6293 | 2.1585 | 2.6805 | 3.1962 | 3.706 | 4.2099 | 4.4375 | 4.381 | 4.3236 | 4.2653 | 4.2063
Scenario 4: Reference ZEAS Phase In | PG&E | Ag | WholeBlg | Ag - Water pumping | Electric Energy (GWh/year) | Energy Efficiency | 2.342 | 4.656 | 6.9406 | 9.1953 | 11.419 | 13.6157 | 15.7874 | 17.9339 | 18.9038 | 18.663 | 18.4183 | 18.1702 | 17.9186
Scenario 4: Reference ZEAS Phase In | PG&E | Ag | WholeBlg | Ag - Water pumping | Gas Energy (MMTherm/year) | Energy Efficiency | 0.00072949 | 0.001459 | 0.0021885 | 0.002918 | 0.0036475 | 0.004377 | 0.0051065 | 0.0058359 | 0.0062078 | 0.0062078 | 0.0062078 | 0.0062078 | 0.0062078
Scenario 4: Reference ZEAS Phase In | PG&E | Com | AppPlug | Com - Health | Gas Energy (MMTherm/year) | Energy Efficiency | 0.74397 | 1.5342 | 2.362 | 3.211 | 3.3176 | 3.3848 | 4.1339 | 4.3717 | 4.7776 | 4.9984 | 5.1927 | 5.2065 | 5.1853
Scenario 4: Reference ZEAS Phase In | PG&E | Com | AppPlug | Com - Lodging | Gas Energy (MMTherm/year) | Energy Efficiency | 0.56664 | 1.1714 | 1.7942 | 2.4298 | 2.7049 | 2.9741 | 3.2351 | 3.4874 | 3.7297 | 3.9619 | 3.7736 | 3.5228 | 4.5931
Scenario 4: Reference ZEAS Phase In | PG&E | Com | AppPlug | Com - Other | Gas Energy (MMTherm/year) | Energy Efficiency | 0.0013845 | 0.0029349 | 0.0046655 | 0.00657 | 0.0086286 | 0.010875 | 0.01193 | 0.012989 | 0.014 | 0.014978 | 0.01594 | 0.016844 | 0.01768
Scenario 4: Reference ZEAS Phase In | PG&E | Com | BROs | Com - Lodging | Electric Energy (GWh/year) | Energy Efficiency | 0.0092629 | 0.028303 | 0.048333 | 0.069439 | 0.091887 | 0.11582 | 0.1415 | 0.16859 | 0.19725 | 0.23009 | 0.26451 | 0.29744 | 0.3298
Scenario 4: Reference ZEAS Phase In | PG&E | Com | BROs | Com - Other | Electric Energy (GWh/year) | Energy Efficiency | 0.035729 | 0.11297 | 0.20124 | 0.29925 | 0.40928 | 0.53746 | 0.68187 | 0.82265 | 0.96827 | 1.1441 | 1.3315 | 1.5157 | 1.6951
Scenario 4: Reference ZEAS Phase In | PG&E | Com | BROs | Com - Retail | Electric Demand (MW) | Energy Efficiency | 0.0042778 | 0.01298 | 0.021951 | 0.03122 | 0.040884 | 0.051 | 0.061733 | 0.073691 | 0.086155 | 0.099434 | 0.1131 | 0.12583 | 0.13947
Scenario 4: Reference ZEAS Phase In | PG&E | Com | BROs | Com - Retail | Electric Energy (GWh/year) | Energy Efficiency | 0.046249 | 0.14033 | 0.23733 | 0.33754 | 0.44201 | 0.55139 | 0.66742 | 0.79671 | 0.93146 | 1.075 | 1.2228 | 1.3604 | 1.5079
Scenario 4: Reference ZEAS Phase In | PG&E | Com | BldgEnv | Com - College | Electric Demand (MW) | Energy Efficiency | 0.00063766 | 0.001296 | 0.0019987 | 0.0027531 | 0.0035344 | 0.0043355 | 0.0051678 | 0.0059531 | 0.0067907 | 0.007635 | 0.0084748 | 0.0093062 | 0.01014
Scenario 4: Reference ZEAS Phase In | PG&E | Com | BldgEnv | Com - College | Electric Energy (GWh/year) | Energy Efficiency | 0.00018335 | 0.00037326 | 0.00057537 | 0.00079176 | 0.0010158 | 0.0012454 | 0.0014839 | 0.0017095 | 0.0019495 | 0.0021921 | 0.0024341 | 0.0026739 | 0.0029147
Scenario 4: Reference ZEAS Phase In | PG&E | Com | BldgEnv | Com - College | Gas Energy (MMTherm/year) | Energy Efficiency | 4.2484e-05 | 8.4981e-05 | 0.00013179 | 0.00018351 | 0.00023734 | 0.00029281 | 0.0003506 | 0.00040423 | 0.00046266 | 0.00052006 | 0.00057545 | 0.00062963 | 0.00068324
Scenario 4: Reference ZEAS Phase In | PG&E | Com | BldgEnv | Com - Grocery | Electric Demand (MW) | Energy Efficiency | 0.0011848 | 0.0024061 | 0.0035822 | 0.0047721 | 0.0060119 | 0.0073154 | 0.0086769 | 0.0097275 | 0.010851 | 0.012136 | 0.01352 | 0.014949 | 0.016424
Scenario 4: Reference ZEAS Phase In | PG&E | Com | BldgEnv | Com - Grocery | Electric Energy (GWh/year) | Energy Efficiency | 0.00033988 | 0.00069052 | 0.001022 | 0.0013652 | 0.0017228 | 0.0020988 | 0.0024915 | 0.0027968 | 0.0031229 | 0.0035016 | 0.0039015 | 0.0043143 | 0.0047403
Scenario 4: Reference ZEAS Phase In | PG&E | Com | BldgEnv | Com - Grocery | Gas Energy (MMTherm/year) | Energy Efficiency | 7.787e-05 | 0.00015742 | 0.00023385 | 0.00031077 | 0.00039092 | 0.00047518 | 0.00056318 | 0.00062979 | 0.00070178 | 0.00078439 | 0.00087384 | 0.00096616 | 0.0010615
Scenario 4: Reference ZEAS Phase In | PG&E | Com | BldgEnv | Com - Health | Electric Demand (MW) | Energy Efficiency | 0.071609 | 0.14582 | 0.22001 | 0.29124 | 0.35685 | 0.41491 | 0.46396 | 0.43289 | 0.38982 | 0.3381 | 0.28156 | 0.22414 | 0.16965
Scenario 4: Reference ZEAS Phase In | PG&E | Com | BldgEnv | Com - Health | Electric Energy (GWh/year) | Energy Efficiency | 0.02764 | 0.056253 | 0.084814 | 0.11218 | 0.13733 | 0.1595 | 0.17816 | 0.16588 | 0.149 | 0.12885 | 0.10691 | 0.084732 | 0.063888
Scenario 4: Reference ZEAS Phase In | PG&E | Com | BldgEnv | Com - Health | Gas Energy (MMTherm/year) | Energy Efficiency | 0.01201 | 0.02446 | 0.03691 | 0.04887 | 0.059882 | 0.069645 | 0.077902 | 0.072722 | 0.065526 | 0.056873 | 0.047403 | 0.037787 | 0.028628
Scenario 4: Reference ZEAS Phase In | PG&E | Com | BldgEnv | Com - Lodging | Electric Demand (MW) | Energy Efficiency | 0.055052 | 0.10717 | 0.15423 | 0.19458 | 0.2273 | 0.25208 | 0.26927 | 0.22562 | 0.17912 | 0.13499 | 0.097647 | 0.068065 | 0.046498
Scenario 4: Reference ZEAS Phase In | PG&E | Com | BldgEnv | Com - Lodging | Electric Energy (GWh/year) | Energy Efficiency | 0.027732 | 0.05394 | 0.077548 | 0.097734 | 0.11403 | 0.12632 | 0.13478 | 0.11262 | 0.089087 | 0.066969 | 0.048322 | 0.033617 | 0.022968
Scenario 4: Reference ZEAS Phase In | PG&E | Com | BldgEnv | Com - Lodging | Gas Energy (MMTherm/year) | Energy Efficiency | 0.016088 | 0.031325 | 0.04509 | 0.056902 | 0.066486 | 0.073755 | 0.078805 | 0.066076 | 0.052502 | 0.039588 | 0.028655 | 0.019983 | 0.013651
Scenario 4: Reference ZEAS Phase In | PG&E | Com | BldgEnv | Com - Office (Large) | Electric Demand (MW) | Energy Efficiency | 0.0088531 | 0.018032 | 0.027592 | 0.037416 | 0.047752 | 0.058294 | 0.069066 | 0.079236 | 0.089242 | 0.099339 | 0.10948 | 0.11942 | 0.1294
Scenario 4: Reference ZEAS Phase In | PG&E | Com | BldgEnv | Com - Office (Large) | Electric Energy (GWh/year) | Energy Efficiency | 0.0025542 | 0.0052027 | 0.007961 | 0.010796 | 0.013805 | 0.016873 | 0.020006 | 0.022966 | 0.025855 | 0.028772 | 0.0317 | 0.034546 | 0.037403
Scenario 4: Reference ZEAS Phase In | PG&E | Com | BldgEnv | Com - Office (Large) | Gas Energy (MMTherm/year) | Energy Efficiency | 0.00057221 | 0.0011655 | 0.0017833 | 0.0024182 | 0.0030848 | 0.0037648 | 0.0044597 | 0.0051156 | 0.005762 | 0.0064144 | 0.0070694 | 0.0077135 | 0.0083597
Scenario 4: Reference ZEAS Phase In | PG&E | Com | BldgEnv | Com - Office (Small) | Electric Demand (MW) | Energy Efficiency | 0.0016576 | 0.0033988 | 0.0052275 | 0.005465 | 0.024682 | 0.026561 | 0.028503 | 0.030223 | 0.032002 | 0.033837 | 0.035726 | 0.037663 | 0.039648
Scenario 4: Reference ZEAS Phase In | PG&E | Com | BldgEnv | Com - Office (Small) | Electric Energy (GWh/year) | Energy Efficiency | 0.00047779 | 0.00097975 | 0.0015071 | 0.0015749 | 0.0071233 | 0.0076653 | 0.0082254 | 0.0087224 | 0.0092363 | 0.0097665 | 0.010312 | 0.010872 | 0.011445
Scenario 4: Reference ZEAS Phase In | PG&E | Com | BldgEnv | Com - Office (Small) | Gas Energy (MMTherm/year) | Energy Efficiency | 0.00010718 | 0.00021975 | 0.00033799 | 0.00035338 | 0.001595 | 0.0017165 | 0.001842 | 0.0019531 | 0.002068 | 0.0021866 | 0.0023086 | 0.0024338 | 0.0025621
Scenario 4: Reference ZEAS Phase In | PG&E | Com | BldgEnv | Com - Other | Electric Demand (MW) | Energy Efficiency | 0.0015574 | 0.0031835 | 0.0048859 | 0.0067959 | 0.0087487 | 0.010767 | 0.012856 | 0.014585 | 0.016246 | 0.017968 | 0.019607 | 0.021305 | 0.023063
Scenario 4: Reference ZEAS Phase In | PG&E | Com | BldgEnv | Com - Other | Electric Energy (GWh/year) | Energy Efficiency | 0.00045112 | 0.00092227 | 0.0014156 | 0.0019862 | 0.0025683 | 0.0031689 | 0.003789 | 0.0043051 | 0.0047879 | 0.0052883 | 0.0057478 | 0.0062253 | 0.0067211
Scenario 4: Reference ZEAS Phase In | PG&E | Com | BldgEnv | Com - Other | Gas Energy (MMTherm/year) | Energy Efficiency | 0.00010072 | 0.00020588 | 0.00031596 | 0.00043854 | 0.00056393 | 0.00069362 | 0.00082786 | 0.00093879 | 0.0010461 | 0.0011573 | 0.0012641 | 0.0013747 | 0.0014891
Scenario 4: Reference ZEAS Phase In | PG&E | Com | BldgEnv | Com - Refrig. Warehouse | Electric Demand (MW) | Energy Efficiency | 0.00041775 | 0.00085666 | 0.0013158 | 0.0017944 | 0.0022916 | 0.002807 | 0.003336 | 0.0038081 | 0.0042874 | 0.0047746 | 0.0052684 | 0.0057697 | 0.0062793
Scenario 4: Reference ZEAS Phase In | PG&E | Com | BldgEnv | Com - Refrig. Warehouse | Electric Energy (GWh/year) | Energy Efficiency | 0.0001243 | 0.00025497 | 0.00039159 | 0.00053382 | 0.00068125 | 0.00083366 | 0.00098958 | 0.001125 | 0.0012618 | 0.0014002 | 0.0015401 | 0.0016819 | 0.001826
Scenario 4: Reference ZEAS Phase In | PG&E | Com | BldgEnv | Com - Refrig. Warehouse | Gas Energy (MMTherm/year) | Energy Efficiency | 3.7769e-05 | 7.7542e-05 | 0.00011892 | 0.00016147 | 0.00020472 | 0.0002483 | 0.0002916 | 0.00031927 | 0.00034536 | 0.00037027 | 0.0003944 | 0.00041834 | 0.0004427
Scenario 4: Reference ZEAS Phase In | PG&E | Com | BldgEnv | Com - Restaurant | Electric Demand (MW) | Energy Efficiency | 0.00058186 | 0.0010865 | 0.0016133 | 0.0021606 | 0.0027264 | 0.0033083 | 0.0039091 | 0.0043287 | 0.0048605 | 0.0054108 | 0.0059776 | 0.0059523 | 0.01273
Scenario 4: Reference ZEAS Phase In | PG&E | Com | BldgEnv | Com - Restaurant | Electric Energy (GWh/year) | Energy Efficiency | 0.00016665 | 0.00031202 | 0.00046382 | 0.00062151 | 0.00078456 | 0.00095229 | 0.0011255 | 0.0012476 | 0.0014012 | 0.00156 | 0.0017237 | 0.0017165 | 0.0036737
Scenario 4: Reference ZEAS Phase In | PG&E | Com | BldgEnv | Com - Restaurant | Gas Energy (MMTherm/year) | Energy Efficiency | 3.7842e-05 | 7.0436e-05 | 0.00010446 | 0.00013981 | 0.00017635 | 0.00021393 | 0.00025273 | 0.00027953 | 0.00031384 | 0.00034935 | 0.00038592 | 0.00038428 | 0.00082214
Scenario 4: Reference ZEAS Phase In | PG&E | Com | BldgEnv | Com - Retail | Electric Demand (MW) | Energy Efficiency | 0.067717 | 0.13625 | 0.13915 | 0.19608 | 0.27523 | 0.32388 | 0.36541 | 0.33339 | 0.27103 | 0.27458 | 0.22166 | 0.17333 | 0.13139
Scenario 4: Reference ZEAS Phase In | PG&E | Com | BldgEnv | Com - Retail | Electric Energy (GWh/year) | Energy Efficiency | 0.027363 | 0.055038 | 0.05589 | 0.07909 | 0.10817 | 0.12767 | 0.14422 | 0.13074 | 0.10484 | 0.10585 | 0.083804 | 0.063625 | 0.046044
Scenario 4: Reference ZEAS Phase In | PG&E | Com | BldgEnv | Com - Retail | Gas Energy (MMTherm/year) | Energy Efficiency | 0.0039688 | 0.0079862 | 0.0081727 | 0.011507 | 0.016305 | 0.01917 | 0.021621 | 0.019777 | 0.016165 | 0.016399 | 0.013326 | 0.01052 | 0.008088
Scenario 4: Reference ZEAS Phase In | PG&E | Com | BldgEnv | Com - School | Electric Demand (MW) | Energy Efficiency | 0.0024736 | 0.0050613 | 0.0077541 | 0.010533 | 0.013367 | 0.016262 | 0.019203 | 0.021957 | 0.02476 | 0.027611 | 0.030504 | 0.033448 | 0.036426
Scenario 4: Reference ZEAS Phase In | PG&E | Com | BldgEnv | Com - School | Electric Energy (GWh/year) | Energy Efficiency | 0.0007135 | 0.00146 | 0.0022369 | 0.0030388 | 0.0038564 | 0.0046919 | 0.0055404 | 0.0063359 | 0.0071456 | 0.0079689 | 0.0088046 | 0.0096549 | 0.010515
Scenario 4: Reference ZEAS Phase In | PG&E | Com | BldgEnv | Com - School | Gas Energy (MMTherm/year) | Energy Efficiency | 0.00015989 | 0.00032716 | 0.00050121 | 0.00068085 | 0.00086398 | 0.0010511 | 0.0012412 | 0.0014191 | 0.0016002 | 0.0017844 | 0.0019714 | 0.0021616 | 0.002354
Scenario 4: Reference ZEAS Phase In | PG&E | Com | BldgEnv | Com - Warehouse | Electric Demand (MW) | Energy Efficiency | 0.14531 | 0.28797 | 0.42211 | 0.54261 | 0.64565 | 0.72918 | 0.79263 | 0.69496 | 0.58278 | 0.46444 | 0.35355 | 0.26037 | 0.18705
Scenario 4: Reference ZEAS Phase In | PG&E | Com | BldgEnv | Com - Warehouse | Electric Energy (GWh/year) | Energy Efficiency | 0.073265 | 0.14511 | 0.21254 | 0.27298 | 0.32452 | 0.36616 | 0.39764 | 0.34791 | 0.291 | 0.23116 | 0.17561 | 0.1291 | 0.092662
Scenario 4: Reference ZEAS Phase In | PG&E | Com | BldgEnv | Com - Warehouse | Gas Energy (MMTherm/year) | Energy Efficiency | 0.042456 | 0.084151 | 0.12337 | 0.15862 | 0.18879 | 0.21326 | 0.23187 | 0.2034 | 0.17067 | 0.13612 | 0.10367 | 0.076376 | 0.054876
Scenario 4: Reference ZEAS Phase In | PG&E | Com | ComRefrig | Com - College | Electric Demand (MW) | Energy Efficiency | 0.00016302 | 0.00026635 | 0.00032583 | 0.0003562 | 0.00037305 | 0.000384 | 0.00039169 | 0.000517 | 0.00065777 | 0.00079916 | 0.0010926 | 0.001406 | 0.0017208
Scenario 4: Reference ZEAS Phase In | PG&E | Com | ComRefrig | Com - College | Electric Energy (GWh/year) | Energy Efficiency | 0.001171 | 0.0019207 | 0.0023574 | 0.0025843 | 0.0027103 | 0.00279 | 0.0028444 | 0.0038019 | 0.0048784 | 0.0059598 | 0.0082164 | 0.010627 | 0.013049
Scenario 4: Reference ZEAS Phase In | PG&E | Com | ComRefrig | Com - College | Gas Energy (MMTherm/year) | Energy Efficiency | 0 | 0 | 0 | 0 | 0 | 0 | 0 | -5.4298e-06 | -1.1591e-05 | -1.7801e-05 | -3.1133e-05 | -4.5413e-05 | -5.9775e-05
Scenario 4: Reference ZEAS Phase In | PG&E | Com | ComRefrig | Com - Grocery | Electric Demand (MW) | Energy Efficiency | 0.12023 | 0.17882 | 0.20693 | 0.22301 | 0.23306 | 0.24246 | 0.25127 | 0.40271 | 0.57602 | 0.75003 | 1.1078 | 1.4954 | 1.8852
Scenario 4: Reference ZEAS Phase In | PG&E | Com | ComRefrig | Com - Grocery | Electric Energy (GWh/year) | Energy Efficiency | 0.8779 | 1.3157 | 1.5283 | 1.6465 | 1.7175 | 1.784 | 1.8462 | 3.0036 | 4.3292 | 5.6605 | 8.4119 | 11.3935 | 14.3928
Scenario 4: Reference ZEAS Phase In | PG&E | Com | ComRefrig | Com - Grocery | Gas Energy (MMTherm/year) | Energy Efficiency | 0 | 0 | 0 | 0 | 0 | 0 | 0 | -0.0065826 | -0.014195 | -0.021862 | -0.038135 | -0.055818 | -0.073625
Scenario 4: Reference ZEAS Phase In | PG&E | Com | ComRefrig | Com - Refrig. Warehouse | Electric Demand (MW) | Energy Efficiency | 0.00035076 | 0.00056373 | 0.00067983 | 0.00073395 | 0.0007677 | 0.00078931 | 0.00080744 | 0.0011362 | 0.0015256 | 0.0019181 | 0.0027193 | 0.0036008 | 0.00449
Scenario 4: Reference ZEAS Phase In | PG&E | Com | ComRefrig | Com - Refrig. Warehouse | Electric Energy (GWh/year) | Energy Efficiency | 0.0025248 | 0.004074 | 0.0049297 | 0.0053374 | 0.0055871 | 0.0057417 | 0.0058699 | 0.0083828 | 0.011363 | 0.014366 | 0.020528 | 0.027311 | 0.034154
Scenario 4: Reference ZEAS Phase In | PG&E | Com | ComRefrig | Com - Refrig. Warehouse | Gas Energy (MMTherm/year) | Energy Efficiency | 0 | 0 | 0 | 0 | 0 | 0 | 0 | -1.4331e-05 | -3.1504e-05 | -4.8864e-05 | -8.5358e-05 | -0.00012564 | -0.00016632
Scenario 4: Reference ZEAS Phase In | PG&E | Com | ComRefrig | Com - Restaurant | Electric Demand (MW) | Energy Efficiency | 0.0042489 | 0.0063792 | 0.0073963 | 0.007992 | 0.0083405 | 0.0086669 | 0.0089724 | 0.014115 | 0.01984 | 0.025571 | 0.037472 | 0.04768 | 0.073802
Scenario 4: Reference ZEAS Phase In | PG&E | Com | ComRefrig | Com - Restaurant | Electric Energy (GWh/year) | Energy Efficiency | 0.031008 | 0.046897 | 0.05461 | 0.059008 | 0.061471 | 0.063777 | 0.065936 | 0.10524 | 0.14901 | 0.19285 | 0.28437 | 0.36287 | 0.56398
Scenario 4: Reference ZEAS Phase In | PG&E | Com | ComRefrig | Com - Restaurant | Gas Energy (MMTherm/year) | Energy Efficiency | 0 | 0 | 0 | 0 | 0 | 0 | 0 | -0.00022326 | -0.00047411 | -0.00072604 | -0.0012669 | -0.0017303 | -0.0029324
Scenario 4: Reference ZEAS Phase In | PG&E | Com | ComRefrig | Com - Retail | Electric Demand (MW) | Energy Efficiency | 0.055521 | 0.083419 | 0.08845 | 0.098541 | 0.10442 | 0.10857 | 0.11246 | 0.1775 | 0.25083 | 0.32443 | 0.47676 | 0.64055 | 0.80528
Scenario 4: Reference ZEAS Phase In | PG&E | Com | ComRefrig | Com - Retail | Electric Energy (GWh/year) | Energy Efficiency | 0.40472 | 0.61223 | 0.64775 | 0.72358 | 0.76632 | 0.79567 | 0.82316 | 1.3201 | 1.8809 | 2.4439 | 3.6153 | 4.8753 | 6.1427
Scenario 4: Reference ZEAS Phase In | PG&E | Com | ComRefrig | Com - Retail | Gas Energy (MMTherm/year) | Energy Efficiency | 0 | 0 | 0 | 0 | 0 | 0 | 0 | -0.0028223 | -0.0060363 | -0.009273 | -0.016197 | -0.023665 | -0.031184
Scenario 4: Reference ZEAS Phase In | PG&E | Com | ComRefrig | Com - School | Electric Demand (MW) | Energy Efficiency | 1.4538e-05 | 2.7715e-05 | 4.0054e-05 | 5.1607e-05 | 6.2424e-05 | 7.2553e-05 | 8.2037e-05 | 0.00032352 | 0.00062333 | 0.00092414 | 0.0015249 | 0.0022 | 0.0028782
Scenario 4: Reference ZEAS Phase In | PG&E | Com | ComRefrig | Com - School | Electric Energy (GWh/year) | Energy Efficiency | 0.00010296 | 0.00019591 | 0.00028293 | 0.0003644 | 0.00044067 | 0.00051207 | 0.00057892 | 0.002427 | 0.004723 | 0.0070271 | 0.011649 | 0.016845 | 0.022066
Scenario 4: Reference ZEAS Phase In | PG&E | Com | ComRefrig | Com - School | Gas Energy (MMTherm/year) | Energy Efficiency | 0 | 0 | 0 | 0 | 0 | 0 | 0 | -1.0693e-05 | -2.4093e-05 | -3.7564e-05 | -6.5069e-05 | -9.6065e-05 | -0.00012723
Scenario 4: Reference ZEAS Phase In | PG&E | Com | FoodServ | Com - College | Electric Demand (MW) | Energy Efficiency | 0.012186 | 0.024786 | 0.037727 | 0.051035 | 0.064655 | 0.078549 | 0.097671 | 0.11771 | 0.13816 | 0.15896 | 0.18009 | 0.20095 | 0.22208
Scenario 4: Reference ZEAS Phase In | PG&E | Com | FoodServ | Com - College | Electric Demand (MW) | Fuel Substitution | -0.00016314 | -0.00034848 | -0.00055676 | -0.0007886 | -0.0010444 | -0.0013247 | -0.0016297 | -0.0019599 | -0.0023155 | -0.0026968 | -0.0031041 | -0.003538 | -0.0039988
Scenario 4: Reference ZEAS Phase In | PG&E | Com | FoodServ | Com - College | Electric Energy (GWh/year) | Energy Efficiency | 0.057826 | 0.11769 | 0.17927 | 0.24269 | 0.30771 | 0.37416 | 0.45706 | 0.54332 | 0.63159 | 0.72167 | 0.81332 | 0.90196 | 0.99194
Scenario 4: Reference ZEAS Phase In | PG&E | Com | FoodServ | Com - College | Electric Energy (GWh/year) | Fuel Substitution | -0.0014937 | -0.0031699 | -0.0050315 | -0.0070798 | -0.0093147 | -0.011736 | -0.014344 | -0.017201 | -0.020336 | -0.023788 | -0.027609 | -0.03184 | -0.03653
Scenario 4: Reference ZEAS Phase In | PG&E | Com | FoodServ | Com - College | Gas Energy (MMTherm/year) | Energy Efficiency | 0.027264 | 0.054959 | 0.082643 | 0.11236 | 0.14098 | 0.16983 | 0.19896 | 0.22827 | 0.25786 | 0.28768 | 0.3178 | 0.34808 | 0.37594
Scenario 4: Reference ZEAS Phase In | PG&E | Com | FoodServ | Com - College | Gas Energy (MMTherm/year) | Fuel Substitution | 0.000154 | 0.00032664 | 0.00051817 | 0.00072871 | 0.00095821 | 0.0012067 | 0.001474 | 0.0017666 | 0.0020872 | 0.0024399 | 0.0028297 | 0.0032609 | 0.0037384
Scenario 4: Reference ZEAS Phase In | PG&E | Com | FoodServ | Com - Grocery | Electric Demand (MW) | Energy Efficiency | 0.066429 | 0.13481 | 0.20519 | 0.27752 | 0.35162 | 0.42767 | 0.52409 | 0.62525 | 0.72823 | 0.83303 | 0.93965 | 1.0452 | 1.1525
Scenario 4: Reference ZEAS Phase In | PG&E | Com | FoodServ | Com - Grocery | Electric Demand (MW) | Fuel Substitution | -0.00083685 | -0.0017849 | -0.0028472 | -0.0040262 | -0.0053233 | -0.0067397 | -0.0082759 | -0.0099328 | -0.01171 | -0.013609 | -0.015629 | -0.017771 | -0.020036
Scenario 4: Reference ZEAS Phase In | PG&E | Com | FoodServ | Com - Grocery | Electric Energy (GWh/year) | Energy Efficiency | 0.3143 | 0.63822 | 0.97214 | 1.3159 | 1.6687 | 2.0316 | 2.4598 | 2.9064 | 3.3623 | 3.8275 | 4.3019 | 4.7606 | 5.228
Scenario 4: Reference ZEAS Phase In | PG&E | Com | FoodServ | Com - Grocery | Electric Energy (GWh/year) | Fuel Substitution | -0.014211 | -0.030148 | -0.04783 | -0.067262 | -0.088427 | -0.11131 | -0.13589 | -0.16236 | -0.19082 | -0.22137 | -0.25418 | -0.28938 | -0.32714
Scenario 4: Reference ZEAS Phase In | PG&E | Com | FoodServ | Com - Grocery | Gas Energy (MMTherm/year) | Energy Efficiency | 0.15231 | 0.30759 | 0.46574 | 0.62647 | 0.78928 | 0.95436 | 1.1215 | 1.2904 | 1.4609 | 1.6328 | 1.8081 | 1.9861 | 2.1154
Scenario 4: Reference ZEAS Phase In | PG&E | Com | FoodServ | Com - Grocery | Gas Energy (MMTherm/year) | Fuel Substitution | 0.0014715 | 0.0031209 | 0.00495 | 0.006959 | 0.0091463 | 0.01151 | 0.014048 | 0.01678 | 0.019714 | 0.022863 | 0.026241 | 0.029863 | 0.033746
Scenario 4: Reference ZEAS Phase In | PG&E | Com | FoodServ | Com - Health | Electric Demand (MW) | Energy Efficiency | 0.022661 | 0.046184 | 0.071005 | 0.096519 | 0.12295 | 0.15028 | 0.19749 | 0.24816 | 0.29966 | 0.35171 | 0.40407 | 0.45612 | 0.50902
Scenario 4: Reference ZEAS Phase In | PG&E | Com | FoodServ | Com - Health | Electric Demand (MW) | Fuel Substitution | -0.00036828 | -0.00078867 | -0.0012627 | -0.0017917 | -0.0023766 | -0.0030183 | -0.0037174 | -0.004475 | -0.0052918 | -0.0061686 | -0.0071067 | -0.0081071 | -0.0091715
Scenario 4: Reference ZEAS Phase In | PG&E | Com | FoodServ | Com - Health | Electric Energy (GWh/year) | Energy Efficiency | 0.11001 | 0.22435 | 0.3452 | 0.46963 | 0.59877 | 0.73258 | 0.92807 | 1.1358 | 1.3475 | 1.5621 | 1.7784 | 1.9887 | 2.203
Scenario 4: Reference ZEAS Phase In | PG&E | Com | FoodServ | Com - Health | Electric Energy (GWh/year) | Fuel Substitution | -0.0040406 | -0.0086283 | -0.01377 | -0.019473 | -0.025798 | -0.032772 | -0.040432 | -0.048834 | -0.058023 | -0.068059 | -0.079004 | -0.09094 | -0.10396
Scenario 4: Reference ZEAS Phase In | PG&E | Com | FoodServ | Com - Health | Gas Energy (MMTherm/year) | Energy Efficiency | 0.070726 | 0.14273 | 0.21659 | 0.29133 | 0.36717 | 0.44337 | 0.52256 | 0.60119 | 0.68049 | 0.76022 | 0.84075 | 0.92231 | 0.99036
Scenario 4: Reference ZEAS Phase In | PG&E | Com | FoodServ | Com - Health | Gas Energy (MMTherm/year) | Fuel Substitution | 0.00042746 | 0.00091223 | 0.001455 | 0.0020563 | 0.0027223 | 0.0034555 | 0.0042598 | 0.0051407 | 0.0061027 | 0.0071519 | 0.0082946 | 0.0095391 | 0.010895
Scenario 4: Reference ZEAS Phase In | PG&E | Com | FoodServ | Com - Lodging | Electric Demand (MW) | Energy Efficiency | 0.032081 | 0.065601 | 0.10062 | 0.13712 | 0.1753 | 0.21506 | 0.26595 | 0.3204 | 0.37651 | 0.43436 | 0.49388 | 0.54578 | 0.59916
Scenario 4: Reference ZEAS Phase In | PG&E | Com | FoodServ | Com - Lodging | Electric Demand (MW) | Fuel Substitution | -0.00038802 | -0.00083015 | -0.001328 | -0.001883 | -0.0024957 | -0.003167 | -0.0038973 | -0.0046871 | -0.0055368 | -0.0064466 | -0.0074171 | -0.0084489 | -0.0095445
Scenario 4: Reference ZEAS Phase In | PG&E | Com | FoodServ | Com - Lodging | Electric Energy (GWh/year) | Energy Efficiency | 0.1923 | 0.39259 | 0.60129 | 0.81827 | 1.0448 | 1.2802 | 1.5535 | 1.8418 | 2.1395 | 2.4468 | 2.7634 | 3.008 | 3.2605
Scenario 4: Reference ZEAS Phase In | PG&E | Com | FoodServ | Com - Lodging | Electric Energy (GWh/year) | Fuel Substitution | -0.0042671 | -0.0090806 | -0.014446 | -0.020367 | -0.02688 | -0.033998 | -0.041758 | -0.050183 | -0.059295 | -0.069125 | -0.079709 | -0.091095 | -0.10335
Scenario 4: Reference ZEAS Phase In | PG&E | Com | FoodServ | Com - Lodging | Gas Energy (MMTherm/year) | Energy Efficiency | 0.054166 | 0.10967 | 0.16642 | 0.22426 | 0.28324 | 0.34315 | 0.40391 | 0.46548 | 0.52778 | 0.59086 | 0.6553 | 0.72064 | 0.77281
Scenario 4: Reference ZEAS Phase In | PG&E | Com | FoodServ | Com - Lodging | Gas Energy (MMTherm/year) | Fuel Substitution | 0.00043842 | 0.00093251 | 0.0014828 | 0.0020894 | 0.002756 | 0.0034839 | 0.0042766 | 0.0051363 | 0.0060653 | 0.0070666 | 0.0081439 | 0.009302 | 0.010548
Scenario 4: Reference ZEAS Phase In | PG&E | Com | FoodServ | Com - Office (Large) | Electric Demand (MW) | Energy Efficiency | 0.0020697 | 0.0041496 | 0.0062446 | 0.0083507 | 0.010471 | 0.012604 | 0.014753 | 0.016913 | 0.01908 | 0.02126 | 0.02345 | 0.023582 | 0.023717
Scenario 4: Reference ZEAS Phase In | PG&E | Com | FoodServ | Com - Office (Large) | Electric Energy (GWh/year) | Energy Efficiency | 0.018153 | 0.036397 | 0.054773 | 0.073245 | 0.091844 | 0.11055 | 0.1294 | 0.14834 | 0.16736 | 0.18647 | 0.20568 | 0.20684 | 0.20802
Scenario 4: Reference ZEAS Phase In | PG&E | Com | FoodServ | Com - Office (Small) | Electric Demand (MW) | Energy Efficiency | 0.00052989 | 0.0010649 | 0.0016052 | 0.0019955 | 0.0033133 | 0.0038612 | 0.0044142 | 0.0049722 | 0.005535 | 0.0061026 | 0.0066752 | 0.006723 | 0.0067708
Scenario 4: Reference ZEAS Phase In | PG&E | Com | FoodServ | Com - Office (Small) | Electric Energy (GWh/year) | Energy Efficiency | 0.0046478 | 0.00934 | 0.014079 | 0.017503 | 0.029062 | 0.033868 | 0.038718 | 0.043612 | 0.048548 | 0.053527 | 0.05855 | 0.058969 | 0.059388
Scenario 4: Reference ZEAS Phase In | PG&E | Com | FoodServ | Com - Other | Electric Demand (MW) | Energy Efficiency | 0.11117 | 0.2264 | 0.34586 | 0.46956 | 0.59743 | 0.7299 | 0.88441 | 1.0459 | 1.2118 | 1.3824 | 1.5576 | 1.7372 | 1.9212
Scenario 4: Reference ZEAS Phase In | PG&E | Com | FoodServ | Com - Other | Electric Demand (MW) | Fuel Substitution | -0.003336 | -0.0071374 | -0.011421 | -0.016202 | -0.021489 | -0.027292 | -0.033619 | -0.040475 | -0.047867 | -0.0558 | -0.06428 | -0.073312 | -0.082906
Scenario 4: Reference ZEAS Phase In | PG&E | Com | FoodServ | Com - Other | Electric Energy (GWh/year) | Energy Efficiency | 0.52805 | 1.0775 | 1.6496 | 2.2445 | 2.8622 | 3.5051 | 4.2262 | 4.98 | 5.7586 | 6.5629 | 7.3927 | 8.2471 | 9.1255
Scenario 4: Reference ZEAS Phase In | PG&E | Com | FoodServ | Com - Other | Electric Energy (GWh/year) | Fuel Substitution | -0.018366 | -0.039202 | -0.062584 | -0.088572 | -0.1172 | -0.14851 | -0.18251 | -0.21933 | -0.25917 | -0.30213 | -0.34843 | -0.39822 | -0.4517
Scenario 4: Reference ZEAS Phase In | PG&E | Com | FoodServ | Com - Other | Gas Energy (MMTherm/year) | Energy Efficiency | 0.19834 | 0.40039 | 0.60593 | 0.81449 | 1.0255 | 1.2393 | 1.4556 | 1.6742 | 1.8943 | 2.1161 | 2.3402 | 2.5661 | 2.7795
Scenario 4: Reference ZEAS Phase In | PG&E | Com | FoodServ | Com - Other | Gas Energy (MMTherm/year) | Fuel Substitution | 0.0017486 | 0.0037309 | 0.0059538 | 0.0084226 | 0.011141 | 0.014111 | 0.017335 | 0.020825 | 0.024601 | 0.028673 | 0.033062 | 0.037785 | 0.042858
Scenario 4: Reference ZEAS Phase In | PG&E | Com | FoodServ | Com - Restaurant | Electric Demand (MW) | Energy Efficiency | 0.16869 | 0.34204 | 0.52056 | 0.70423 | 0.89309 | 1.0872 | 1.3255 | 1.574 | 1.8281 | 2.0877 | 2.3527 | 2.5391 | 3.2631
Scenario 4: Reference ZEAS Phase In | PG&E | Com | FoodServ | Com - Restaurant | Electric Demand (MW) | Fuel Substitution | -0.0049248 | -0.010521 | -0.016811 | -0.023811 | -0.031532 | -0.039983 | -0.049169 | -0.059099 | -0.069774 | -0.081198 | -0.093374 | -0.10491 | -0.11701
Scenario 4: Reference ZEAS Phase In | PG&E | Com | FoodServ | Com - Restaurant | Electric Energy (GWh/year) | Energy Efficiency | 0.87325 | 1.7716 | 2.6979 | 3.6525 | 4.6358 | 5.648 | 6.8077 | 8.0124 | 9.2477 | 10.5141 | 11.8107 | 12.6678 | 16.1502
Scenario 4: Reference ZEAS Phase In | PG&E | Com | FoodServ | Com - Restaurant | Electric Energy (GWh/year) | Fuel Substitution | -0.044631 | -0.094978 | -0.15116 | -0.21326 | -0.28128 | -0.35525 | -0.43515 | -0.52121 | -0.61365 | -0.71265 | -0.81847 | -0.91914 | -1.0237
Scenario 4: Reference ZEAS Phase In | PG&E | Com | FoodServ | Com - Restaurant | Gas Energy (MMTherm/year) | Energy Efficiency | 0.39551 | 0.79789 | 1.2069 | 1.6216 | 2.0412 | 2.4649 | 2.8926 | 3.3238 | 3.7578 | 4.1947 | 4.6384 | 4.9902 | 5.8966
Scenario 4: Reference ZEAS Phase In | PG&E | Com | FoodServ | Com - Restaurant | Gas Energy (MMTherm/year) | Fuel Substitution | 0.0044557 | 0.0094784 | 0.015079 | 0.021266 | 0.028038 | 0.035398 | 0.043344 | 0.051897 | 0.06108 | 0.070912 | 0.081418 | 0.091406 | 0.10176
Scenario 4: Reference ZEAS Phase In | PG&E | Com | FoodServ | Com - Retail | Electric Demand (MW) | Energy Efficiency | 0.0024771 | 0.0050674 | 0.0077839 | 0.0089831 | 0.025193 | 0.028074 | 0.031159 | 0.034359 | 0.037647 | 0.04102 | 0.044477 | 0.046578 | 0.048745
Scenario 4: Reference ZEAS Phase In | PG&E | Com | FoodServ | Com - Retail | Electric Energy (GWh/year) | Energy Efficiency | 0.017674 | 0.035939 | 0.054862 | 0.06538 | 0.15504 | 0.17482 | 0.19566 | 0.2171 | 0.23902 | 0.26138 | 0.2842 | 0.29487 | 0.30587
Scenario 4: Reference ZEAS Phase In | PG&E | Com | FoodServ | Com - Retail | Gas Energy (MMTherm/year) | Energy Efficiency | 0.00024654 | 0.00051756 | 0.00081589 | 0.00081589 | 0.0040104 | 0.0043448 | 0.0047231 | 0.0051258 | 0.0055473 | 0.0059867 | 0.0064433 | 0.0069152 | 0.0074021
Scenario 4: Reference ZEAS Phase In | PG&E | Com | FoodServ | Com - School | Electric Demand (MW) | Energy Efficiency | 0.055552 | 0.11313 | 0.17271 | 0.23419 | 0.29736 | 0.36235 | 0.43828 | 0.51836 | 0.60023 | 0.68388 | 0.76928 | 0.85246 | 0.93724
Scenario 4: Reference ZEAS Phase In | PG&E | Com | FoodServ | Com - School | Electric Demand (MW) | Fuel Substitution | -0.00019905 | -0.00042207 | -0.00066914 | -0.00094014 | -0.0012347 | -0.0015524 | -0.0018928 | -0.0022554 | -0.0026395 | -0.0030448 | -0.0034706 | -0.0039185 | -0.0043972
Scenario 4: Reference ZEAS Phase In | PG&E | Com | FoodServ | Com - School | Electric Energy (GWh/year) | Energy Efficiency | 0.27413 | 0.55868 | 0.85361 | 1.1586 | 1.4727 | 1.7967 | 2.1578 | 2.5358 | 2.9236 | 3.3211 | 3.7282 | 4.1098 | 4.5
Scenario 4: Reference ZEAS Phase In | PG&E | Com | FoodServ | Com - School | Electric Energy (GWh/year) | Fuel Substitution | -0.0019089 | -0.0039942 | -0.0062548 | -0.0087623 | -0.011563 | -0.014691 | -0.018173 | -0.022052 | -0.026376 | -0.031192 | -0.036556 | -0.042537 | -0.049431
Scenario 4: Reference ZEAS Phase In | PG&E | Com | FoodServ | Com - School | Gas Energy (MMTherm/year) | Energy Efficiency | 0.066339 | 0.1335 | 0.20141 | 0.26985 | 0.3386 | 0.40776 | 0.47725 | 0.54713 | 0.61739 | 0.68806 | 0.75936 | 0.83134 | 0.89805
Scenario 4: Reference ZEAS Phase In | PG&E | Com | FoodServ | Com - School | Gas Energy (MMTherm/year) | Fuel Substitution | 0.00019932 | 0.00041685 | 0.00065237 | 0.00091302 | 0.0012033 | 0.0015267 | 0.0018857 | 0.0022845 | 0.0027279 | 0.0032208 | 0.0037684 | 0.0043783 | 0.0050828
Scenario 4: Reference ZEAS Phase In | PG&E | Com | HVAC | Com - College | Electric Demand (MW) | Energy Efficiency | 0.1253 | 0.24563 | 0.35812 | 0.46643 | 0.56584 | 0.65984 | 0.70248 | 0.75612 | 0.80791 | 0.86828 | 0.93578 | 1.0073 | 1.0832
Scenario 4: Reference ZEAS Phase In | PG&E | Com | HVAC | Com - College | Electric Energy (GWh/year) | Energy Efficiency | 0.34451 | 0.66084 | 0.9416 | 1.1983 | 1.4179 | 1.6159 | 1.5856 | 1.5765 | 1.5841 | 1.6276 | 1.7022 | 1.7975 | 1.9123
Scenario 4: Reference ZEAS Phase In | PG&E | Com | HVAC | Com - College | Electric Energy (GWh/year) | Fuel Substitution | -0.080577 | -0.16682 | -0.25913 | -0.35685 | -0.35685 | -0.35685 | -0.35685 | -0.35685 | -0.35685 | -0.35685 | -0.35685 | -0.35685 | -0.35685
Scenario 4: Reference ZEAS Phase In | PG&E | Com | HVAC | Com - College | Gas Energy (MMTherm/year) | Energy Efficiency | 0.010678 | 0.021868 | 0.032166 | 0.050031 | 0.062146 | 0.074901 | 0.082905 | 0.091049 | 0.098525 | 0.10595 | 0.11328 | 0.11989 | 0.12646
Scenario 4: Reference ZEAS Phase In | PG&E | Com | HVAC | Com - College | Gas Energy (MMTherm/year) | Fuel Substitution | 0.014944 | 0.031756 | 0.049743 | 0.068781 | 0.068781 | 0.068781 | 0.068781 | 0.068781 | 0.068781 | 0.068781 | 0.068781 | 0.068781 | 0.068781
Scenario 4: Reference ZEAS Phase In | PG&E | Com | HVAC | Com - Grocery | Electric Demand (MW) | Energy Efficiency | 0.19183 | 0.40059 | 0.62547 | 0.86522 | 1.1181 | 1.3833 | 1.6598 | 1.9475 | 2.2446 | 2.5501 | 2.8629 | 3.1819 | 3.5065
Scenario 4: Reference ZEAS Phase In | PG&E | Com | HVAC | Com - Grocery | Electric Demand (MW) | Fuel Substitution | 0 | 0 | 0 | 0 | 0.0040057 | 0.0082171 | 0.012551 | 0.016959 | 0.021405 | 0.025872 | 0.030343 | 0.034808 | 0.039257
Scenario 4: Reference ZEAS Phase In | PG&E | Com | HVAC | Com - Grocery | Electric Energy (GWh/year) | Energy Efficiency | 0.72365 | 1.5118 | 2.3614 | 3.2677 | 4.2239 | 5.272 | 6.3637 | 7.4984 | 8.6245 | 9.7825 | 10.9684 | 12.1334 | 13.3197
Scenario 4: Reference ZEAS Phase In | PG&E | Com | HVAC | Com - Grocery | Electric Energy (GWh/year) | Fuel Substitution | -0.6883 | -1.4315 | -2.2251 | -3.0636 | -3.0273 | -2.9892 | -2.9499 | -2.91 | -2.8698 | -2.8294 | -2.789 | -2.7486 | -2.7084
Scenario 4: Reference ZEAS Phase In | PG&E | Com | HVAC | Com - Grocery | Gas Energy (MMTherm/year) | Energy Efficiency | 0.013049 | 0.027253 | 0.04257 | 0.058914 | 0.076166 | 0.10196 | 0.1286 | 0.15602 | 0.17637 | 0.1973 | 0.21873 | 0.23292 | 0.24747
Scenario 4: Reference ZEAS Phase In | PG&E | Com | HVAC | Com - Grocery | Gas Energy (MMTherm/year) | Fuel Substitution | 0.10158 | 0.2112 | 0.3282 | 0.45176 | 0.45176 | 0.45176 | 0.45176 | 0.45176 | 0.45176 | 0.45176 | 0.45176 | 0.45176 | 0.45176
Scenario 4: Reference ZEAS Phase In | PG&E | Com | HVAC | Com - Health | Electric Demand (MW) | Energy Efficiency | 0.26127 | 0.53677 | 0.82498 | 1.1201 | 1.4216 | 1.7278 | 1.9839 | 2.2487 | 2.5244 | 2.8114 | 3.1091 | 3.4197 | 3.7426
Scenario 4: Reference ZEAS Phase In | PG&E | Com | HVAC | Com - Health | Electric Demand (MW) | Fuel Substitution | 0 | 0 | 0 | 0 | 0.0023901 | 0.0049237 | 0.0075537 | 0.010249 | 0.012989 | 0.015759 | 0.018548 | 0.021348 | 0.024154
Scenario 4: Reference ZEAS Phase In | PG&E | Com | HVAC | Com - Health | Electric Energy (GWh/year) | Energy Efficiency | 1.4439 | 2.9473 | 4.4997 | 6.0687 | 7.6506 | 9.2398 | 10.3326 | 11.4518 | 12.6145 | 13.8276 | 15.0905 | 16.4167 | 17.802
Scenario 4: Reference ZEAS Phase In | PG&E | Com | HVAC | Com - Health | Electric Energy (GWh/year) | Fuel Substitution | -0.16499 | -0.34425 | -0.53661 | -0.74067 | -0.72415 | -0.70665 | -0.68848 | -0.66986 | -0.65093 | -0.63179 | -0.61253 | -0.59318 | -0.5738
Scenario 4: Reference ZEAS Phase In | PG&E | Com | HVAC | Com - Health | Gas Energy (MMTherm/year) | Energy Efficiency | 0.05565 | 0.11477 | 0.17789 | 0.24379 | 0.31251 | 0.38245 | 0.42259 | 0.46274 | 0.50239 | 0.54096 | 0.57802 | 0.61389 | 0.64854
Scenario 4: Reference ZEAS Phase In | PG&E | Com | HVAC | Com - Health | Gas Energy (MMTherm/year) | Fuel Substitution | 0.035445 | 0.073894 | 0.11511 | 0.15881 | 0.15881 | 0.15881 | 0.15881 | 0.15881 | 0.15881 | 0.15881 | 0.15881 | 0.15881 | 0.15881
Scenario 4: Reference ZEAS Phase In | PG&E | Com | HVAC | Com - Lodging | Electric Demand (MW) | Energy Efficiency | 0.1394 | 0.28977 | 0.45056 | 0.62086 | 0.80069 | 0.98886 | 1.1785 | 1.3769 | 1.5769 | 1.7829 | 1.9954 | 2.2137 | 2.4367
Scenario 4: Reference ZEAS Phase In | PG&E | Com | HVAC | Com - Lodging | Electric Demand (MW) | Fuel Substitution | 0 | 0 | 0 | 0 | 0.0025963 | 0.0053169 | 0.008115 | 0.01096 | 0.012468 | 0.013985 | 0.015504 | 0.017022 | 0.019902
Scenario 4: Reference ZEAS Phase In | PG&E | Com | HVAC | Com - Lodging | Electric Energy (GWh/year) | Energy Efficiency | 0.73358 | 1.5079 | 2.3201 | 3.1663 | 4.0476 | 4.9587 | 5.6896 | 6.4539 | 7.0477 | 7.6651 | 8.3081 | 9.0625 | 9.8952
Scenario 4: Reference ZEAS Phase In | PG&E | Com | HVAC | Com - Lodging | Electric Energy (GWh/year) | Fuel Substitution | -0.1941 | -0.40383 | -0.62781 | -0.86436 | -0.8536 | -0.84232 | -0.8307 | -0.81888 | -0.81043 | -0.80194 | -0.79343 | -0.78494 | -0.77297
Scenario 4: Reference ZEAS Phase In | PG&E | Com | HVAC | Com - Lodging | Gas Energy (MMTherm/year) | Energy Efficiency | 0.030945 | 0.064084 | 0.099255 | 0.13617 | 0.17473 | 0.21453 | 0.23784 | 0.26092 | 0.26538 | 0.26981 | 0.27422 | 0.28844 | 0.30897
Scenario 4: Reference ZEAS Phase In | PG&E | Com | HVAC | Com - Lodging | Gas Energy (MMTherm/year) | Fuel Substitution | 0.032867 | 0.068356 | 0.10623 | 0.14623 | 0.14623 | 0.14623 | 0.14623 | 0.14623 | 0.14623 | 0.14623 | 0.14623 | 0.14623 | 0.14623
Scenario 4: Reference ZEAS Phase In | PG&E | Com | HVAC | Com - Office (Large) | Electric Demand (MW) | Energy Efficiency | 0.072095 | 0.14749 | 0.22607 | 0.30731 | 0.39103 | 0.47681 | 0.54295 | 0.61096 | 0.66714 | 0.72146 | 0.7771 | 0.83397 | 0.89191
Scenario 4: Reference ZEAS Phase In | PG&E | Com | HVAC | Com - Office (Large) | Electric Energy (GWh/year) | Energy Efficiency | 0.48031 | 0.97654 | 1.4893 | 2.0139 | 2.5501 | 3.0949 | 3.5556 | 4.0232 | 4.4292 | 4.7362 | 5.1366 | 5.5405 | 5.9474
Scenario 4: Reference ZEAS Phase In | PG&E | Com | HVAC | Com - Office (Large) | Electric Energy (GWh/year) | Fuel Substitution | -0.00021834 | 0.0015216 | 0.0033295 | 0.00519 | 0.00519 | 0.00519 | 0.00519 | 0.00519 | 0.00519 | 0.00519 | 0.00519 | 0.00519 | 0.00519
Scenario 4: Reference ZEAS Phase In | PG&E | Com | HVAC | Com - Office (Large) | Gas Energy (MMTherm/year) | Energy Efficiency | 0.042146 | 0.085851 | 0.13098 | 0.1771 | 0.22411 | 0.27174 | 0.28153 | 0.2913 | 0.30096 | 0.3072 | 0.31675 | 0.32622 | 0.33563
Scenario 4: Reference ZEAS Phase In | PG&E | Com | HVAC | Com - Office (Large) | Gas Energy (MMTherm/year) | Fuel Substitution | 2.7139e-05 | 0.00025712 | 0.00049619 | 0.00074224 | 0.00074224 | 0.00074224 | 0.00074224 | 0.00074224 | 0.00074224 | 0.00074224 | 0.00074224 | 0.00074224 | 0.00074224
Scenario 4: Reference ZEAS Phase In | PG&E | Com | HVAC | Com - Office (Small) | Electric Demand (MW) | Energy Efficiency | 0.068144 | 0.1389 | 0.21206 | 0.23684 | 0.76731 | 0.84088 | 0.91179 | 0.98447 | 1.0552 | 1.126 | 1.1975 | 1.2698 | 1.3426
Scenario 4: Reference ZEAS Phase In | PG&E | Com | HVAC | Com - Office (Small) | Electric Energy (GWh/year) | Energy Efficiency | 0.13824 | 0.28281 | 0.43323 | 0.50538 | 1.3549 | 1.5113 | 1.6601 | 1.815 | 1.9601 | 2.1043 | 2.2505 | 2.3987 | 2.5484
Scenario 4: Reference ZEAS Phase In | PG&E | Com | HVAC | Com - Office (Small) | Electric Energy (GWh/year) | Fuel Substitution | -0.033125 | -0.068842 | -0.13675 | -0.19486 | -0.19486 | -0.19486 | -0.19486 | -0.19486 | -0.19486 | -0.19486 | -0.19486 | -0.19486 | -0.19486
Scenario 4: Reference ZEAS Phase In | PG&E | Com | HVAC | Com - Office (Small) | Gas Energy (MMTherm/year) | Energy Efficiency | 0.019972 | 0.040848 | 0.062525 | 0.074414 | 0.17758 | 0.20016 | 0.20485 | 0.20961 | 0.21441 | 0.21925 | 0.22413 | 0.22905 | 0.23401
Scenario 4: Reference ZEAS Phase In | PG&E | Com | HVAC | Com - Office (Small) | Gas Energy (MMTherm/year) | Fuel Substitution | 0.0058632 | 0.012179 | 0.022556 | 0.031436 | 0.031436 | 0.031436 | 0.031436 | 0.031436 | 0.031436 | 0.031436 | 0.031436 | 0.031436 | 0.031436
Scenario 4: Reference ZEAS Phase In | PG&E | Com | HVAC | Com - Other | Electric Demand (MW) | Energy Efficiency | 1.6673 | 2.8907 | 3.879 | 4.8961 | 5.933 | 6.9976 | 7.1992 | 7.9101 | 8.8834 | 9.8802 | 10.8982 | 11.9335 | 12.9863
Scenario 4: Reference ZEAS Phase In | PG&E | Com | HVAC | Com - Other | Electric Energy (GWh/year) | Energy Efficiency | 2.5034 | 4.4861 | 6.2129 | 8.0018 | 9.8374 | 11.7276 | 12.4046 | 13.7202 | 15.1423 | 16.612 | 18.1188 | 19.6549 | 21.222
Scenario 4: Reference ZEAS Phase In | PG&E | Com | HVAC | Com - Other | Electric Energy (GWh/year) | Fuel Substitution | -1.1667 | -2.4288 | -3.778 | -5.2042 | -5.2042 | -5.2042 | -5.2042 | -5.2042 | -5.2042 | -5.2042 | -5.2042 | -5.2042 | -5.2042
Scenario 4: Reference ZEAS Phase In | PG&E | Com | HVAC | Com - Other | Gas Energy (MMTherm/year) | Energy Efficiency | 0.23413 | 0.40754 | 0.54971 | 0.69523 | 0.84273 | 0.9932 | 1.0057 | 1.0853 | 1.1778 | 1.2718 | 1.3674 | 1.4647 | 1.564
Scenario 4: Reference ZEAS Phase In | PG&E | Com | HVAC | Com - Other | Gas Energy (MMTherm/year) | Fuel Substitution | 0.20207 | 0.42051 | 0.6539 | 0.90056 | 0.90056 | 0.90056 | 0.90056 | 0.90056 | 0.90056 | 0.90056 | 0.90056 | 0.90056 | 0.90056
Scenario 4: Reference ZEAS Phase In | PG&E | Com | HVAC | Com - Restaurant | Electric Demand (MW) | Energy Efficiency | 0.029443 | 0.059471 | 0.09032 | 0.12179 | 0.15373 | 0.18601 | 0.21878 | 0.25187 | 0.28517 | 0.31875 | 0.35255 | 0.35572 | 0.69583
Scenario 4: Reference ZEAS Phase In | PG&E | Com | HVAC | Com - Restaurant | Electric Demand (MW) | Fuel Substitution | 0 | 0 | 0 | 0 | 0 | 2.264e-06 | 4.5903e-06 | 6.9547e-06 | 9.341e-06 | 1.1738e-05 | 1.4137e-05 | 1.6297e-05 | 1.8449e-05
Scenario 4: Reference ZEAS Phase In | PG&E | Com | HVAC | Com - Restaurant | Electric Energy (GWh/year) | Energy Efficiency | 0.044769 | 0.090689 | 0.13817 | 0.18704 | 0.23698 | 0.28776 | 0.33943 | 0.39198 | 0.4451 | 0.49876 | 0.55283 | 0.56173 | 1.0673
Scenario 4: Reference ZEAS Phase In | PG&E | Com | HVAC | Com - Restaurant | Electric Energy (GWh/year) | Fuel Substitution | -0.04568 | -0.09502 | -0.14765 | -0.20315 | -0.20315 | -0.20313 | -0.20311 | -0.20309 | -0.20307 | -0.20305 | -0.20303 | -0.20302 | -0.203
Scenario 4: Reference ZEAS Phase In | PG&E | Com | HVAC | Com - Restaurant | Gas Energy (MMTherm/year) | Energy Efficiency | 0.092346 | 0.19309 | 0.30183 | 0.41778 | 0.53999 | 0.66753 | 0.79969 | 0.93564 | 1.0747 | 1.2162 | 1.3598 | 1.4712 | 1.8252
Scenario 4: Reference ZEAS Phase In | PG&E | Com | HVAC | Com - Restaurant | Gas Energy (MMTherm/year) | Fuel Substitution | 0.0098712 | 0.020517 | 0.031863 | 0.043825 | 0.043825 | 0.043825 | 0.043825 | 0.043825 | 0.043825 | 0.043825 | 0.043825 | 0.043825 | 0.043825
Scenario 4: Reference ZEAS Phase In | PG&E | Com | HVAC | Com - Retail | Electric Demand (MW) | Energy Efficiency | 0.40008 | 0.83078 | 1.2877 | 1.6092 | 3.2742 | 3.7866 | 4.3281 | 4.8891 | 5.4056 | 5.9245 | 6.4582 | 7.0044 | 7.5622
Scenario 4: Reference ZEAS Phase In | PG&E | Com | HVAC | Com - Retail | Electric Demand (MW) | Fuel Substitution | 0 | 0 | 0 | 0 | 0.0072831 | 0.014973 | 0.022924 | 0.03104 | 0.03104 | 0.03104 | 0.03104 | 0.03104 | 0.03104
Scenario 4: Reference ZEAS Phase In | PG&E | Com | HVAC | Com - Retail | Electric Energy (GWh/year) | Energy Efficiency | 0.95993 | 1.9917 | 2.9445 | 3.7098 | 6.9973 | 8.1542 | 9.3517 | 10.603 | 11.5997 | 12.6523 | 13.8155 | 15.0084 | 16.2284
Scenario 4: Reference ZEAS Phase In | PG&E | Com | HVAC | Com - Retail | Electric Energy (GWh/year) | Fuel Substitution | -0.12761 | -0.26555 | -0.41277 | -0.55369 | -0.53098 | -0.50698 | -0.48215 | -0.4568 | -0.4568 | -0.4568 | -0.4568 | -0.4568 | -0.4568
Scenario 4: Reference ZEAS Phase In | PG&E | Com | HVAC | Com - Retail | Gas Energy (MMTherm/year) | Energy Efficiency | 0.026223 | 0.054381 | 0.084423 | 0.10428 | 0.222 | 0.25505 | 0.28359 | 0.31314 | 0.34351 | 0.37471 | 0.40671 | 0.43942 | 0.47281
Scenario 4: Reference ZEAS Phase In | PG&E | Com | HVAC | Com - Retail | Gas Energy (MMTherm/year) | Fuel Substitution | 0.029439 | 0.061206 | 0.095081 | 0.12749 | 0.12749 | 0.12749 | 0.12749 | 0.12749 | 0.12749 | 0.12749 | 0.12749 | 0.12749 | 0.12749
Scenario 4: Reference ZEAS Phase In | PG&E | Com | HVAC | Com - School | Electric Demand (MW) | Energy Efficiency | 0.066405 | 0.14154 | 0.22009 | 0.30732 | 0.39952 | 0.49452 | 0.58243 | 0.67328 | 0.73623 | 0.79072 | 0.84612 | 0.92542 | 1.0135
Scenario 4: Reference ZEAS Phase In | PG&E | Com | HVAC | Com - School | Electric Energy (GWh/year) | Energy Efficiency | 0.38528 | 0.80576 | 1.2373 | 1.7276 | 2.2485 | 2.7822 | 3.288 | 3.8076 | 4.2183 | 4.5975 | 4.9815 | 5.4228 | 5.8859
Scenario 4: Reference ZEAS Phase In | PG&E | Com | HVAC | Com - School | Electric Energy (GWh/year) | Fuel Substitution | -0.15062 | -0.3107 | -0.47875 | -0.65296 | -0.65296 | -0.65296 | -0.65296 | -0.65296 | -0.65296 | -0.65296 | -0.65296 | -0.65296 | -0.65296
Scenario 4: Reference ZEAS Phase In | PG&E | Com | HVAC | Com - School | Gas Energy (MMTherm/year) | Energy Efficiency | 0.046736 | 0.095922 | 0.14669 | 0.20034 | 0.25539 | 0.31127 | 0.35166 | 0.39243 | 0.42895 | 0.46407 | 0.49931 | 0.53747 | 0.57665
Scenario 4: Reference ZEAS Phase In | PG&E | Com | HVAC | Com - School | Gas Energy (MMTherm/year) | Fuel Substitution | 0.02415 | 0.049804 | 0.076729 | 0.10557 | 0.10557 | 0.10557 | 0.10557 | 0.10557 | 0.10557 | 0.10557 | 0.10557 | 0.10557 | 0.10557
Scenario 4: Reference ZEAS Phase In | PG&E | Com | HVAC | Com - Warehouse | Electric Demand (MW) | Energy Efficiency | 0.02771 | 0.057869 | 0.09038 | 0.12512 | 0.16191 | 0.20072 | 0.24121 | 0.28327 | 0.31059 | 0.335 | 0.36004 | 0.38564 | 0.41176
Scenario 4: Reference ZEAS Phase In | PG&E | Com | HVAC | Com - Warehouse | Electric Energy (GWh/year) | Energy Efficiency | 0.10638 | 0.22209 | 0.34681 | 0.48006 | 0.62118 | 0.77006 | 0.92535 | 1.0866 | 1.1934 | 1.281 | 1.3708 | 1.4627 | 1.5564
Scenario 4: Reference ZEAS Phase In | PG&E | Com | HVAC | Com - Warehouse | Electric Energy (GWh/year) | Fuel Substitution | -0.10402 | -0.21685 | -0.33779 | -0.466 | -0.466 | -0.466 | -0.466 | -0.466 | -0.466 | -0.466 | -0.466 | -0.466 | -0.466
Scenario 4: Reference ZEAS Phase In | PG&E | Com | HVAC | Com - Warehouse | Gas Energy (MMTherm/year) | Energy Efficiency | 0.0028118 | 0.0058726 | 0.0091722 | 0.012697 | 0.016429 | 0.020365 | 0.024469 | 0.028727 | 0.031853 | 0.034448 | 0.037113 | 0.039843 | 0.042632
Scenario 4: Reference ZEAS Phase In | PG&E | Com | HVAC | Com - Warehouse | Gas Energy (MMTherm/year) | Fuel Substitution | 0.016135 | 0.033628 | 0.052371 | 0.072237 | 0.072237 | 0.072237 | 0.072237 | 0.072237 | 0.072237 | 0.072237 | 0.072237 | 0.072237 | 0.072237
Scenario 4: Reference ZEAS Phase In | PG&E | Com | Lighting | Com - Grocery | Electric Demand (MW) | Energy Efficiency | 0.021952 | 0.044689 | 0.068156 | 0.092278 | 0.11695 | 0.14217 | 0.16784 | 0.19388 | 0.22025 | 0.24694 | 0.27393 | 0.30122 | 0.32881
Scenario 4: Reference ZEAS Phase In | PG&E | Com | Lighting | Com - Grocery | Electric Energy (GWh/year) | Energy Efficiency | 0.12554 | 0.25556 | 0.38975 | 0.52769 | 0.66876 | 0.81297 | 0.95976 | 1.1087 | 1.2595 | 1.412 | 1.5664 | 1.7224 | 1.8802
Scenario 4: Reference ZEAS Phase In | PG&E | Com | Lighting | Com - Grocery | Gas Energy (MMTherm/year) | Energy Efficiency | -0.0017333 | -0.0035284 | -0.005381 | -0.0072854 | -0.0092329 | -0.011224 | -0.01325 | -0.015306 | -0.017387 | -0.019493 | -0.021624 | -0.023777 | -0.025955
Scenario 4: Reference ZEAS Phase In | PG&E | Com | Lighting | Com - Health | Electric Demand (MW) | Energy Efficiency | 0.053579 | 0.10911 | 0.16692 | 0.22618 | 0.28697 | 0.34919 | 0.41256 | 0.47689 | 0.542 | 0.60768 | 0.67369 | 0.74048 | 0.80802
Scenario 4: Reference ZEAS Phase In | PG&E | Com | Lighting | Com - Health | Electric Energy (GWh/year) | Energy Efficiency | 0.31954 | 0.65073 | 0.99548 | 1.3488 | 1.7113 | 2.0823 | 2.4602 | 2.8437 | 3.2319 | 3.6234 | 4.017 | 4.4151 | 4.8177
Scenario 4: Reference ZEAS Phase In | PG&E | Com | Lighting | Com - Health | Gas Energy (MMTherm/year) | Energy Efficiency | -0.0038755 | -0.0078922 | -0.012074 | -0.016359 | -0.020756 | -0.025256 | -0.029839 | -0.034492 | -0.039201 | -0.04395 | -0.048724 | -0.053554 | -0.058438
Scenario 4: Reference ZEAS Phase In | PG&E | Com | Lighting | Com - Office (Large) | Electric Demand (MW) | Energy Efficiency | 0.037152 | 0.076687 | 0.11855 | 0.16242 | 0.20821 | 0.25568 | 0.30478 | 0.35543 | 0.40758 | 0.46126 | 0.51631 | 0.57264 | 0.63019
Scenario 4: Reference ZEAS Phase In | PG&E | Com | Lighting | Com - Office (Large) | Electric Energy (GWh/year) | Energy Efficiency | 0.26626 | 0.54959 | 0.84961 | 1.164 | 1.4922 | 1.8324 | 2.1843 | 2.5472 | 2.921 | 3.3057 | 3.7002 | 4.1039 | 4.5164
Scenario 4: Reference ZEAS Phase In | PG&E | Com | Lighting | Com - Office (Large) | Gas Energy (MMTherm/year) | Energy Efficiency | -0.0012418 | -0.0025633 | -0.0039627 | -0.005429 | -0.0069596 | -0.0085465 | -0.010188 | -0.011881 | -0.013624 | -0.015418 | -0.017258 | -0.019141 | -0.021065
Scenario 4: Reference ZEAS Phase In | PG&E | Com | Lighting | Com - Refrig. Warehouse | Electric Demand (MW) | Energy Efficiency | 0.00029811 | 0.00060799 | 0.00092866 | 0.0012593 | 0.0015993 | 0.0019482 | 0.0023042 | 0.0026667 | 0.0030349 | 0.0034088 | 0.003788 | 0.0041724 | 0.0045619
Scenario 4: Reference ZEAS Phase In | PG&E | Com | Lighting | Com - Refrig. Warehouse | Electric Energy (GWh/year) | Energy Efficiency | 0.0027386 | 0.0055854 | 0.0085315 | 0.01157 | 0.014694 | 0.017899 | 0.021169 | 0.024501 | 0.027884 | 0.03132 | 0.034804 | 0.038337 | 0.041917
Scenario 4: Reference ZEAS Phase In | PG&E | Com | Lighting | Com - Restaurant | Electric Demand (MW) | Energy Efficiency | 0.0044859 | 0.0092555 | 0.014295 | 0.019576 | 0.025074 | 0.038633 | 0.053269 | 0.068066 | 0.083005 | 0.090547 | 0.097403 | 0.10271 | 0.12196
Scenario 4: Reference ZEAS Phase In | PG&E | Com | Lighting | Com - Restaurant | Electric Energy (GWh/year) | Energy Efficiency | 0.026904 | 0.055509 | 0.08573 | 0.1174 | 0.15038 | 0.23165 | 0.31938 | 0.40807 | 0.49761 | 0.54284 | 0.58396 | 0.61577 | 0.73123
Scenario 4: Reference ZEAS Phase In | PG&E | Com | Lighting | Com - Restaurant | Gas Energy (MMTherm/year) | Energy Efficiency | -0.00029156 | -0.00060155 | -0.00092906 | -0.0012723 | -0.0016297 | -0.0025107 | -0.0034617 | -0.0044232 | -0.0053939 | -0.0058841 | -0.0063297 | -0.0066744 | -0.0079256
Scenario 4: Reference ZEAS Phase In | PG&E | Com | Lighting | Com - Retail | Electric Demand (MW) | Energy Efficiency | 0.10724 | 0.21829 | 0.33287 | 0.42501 | 0.68542 | 0.80695 | 0.93145 | 1.0578 | 1.1858 | 1.3153 | 1.4463 | 1.5788 | 1.7128
Scenario 4: Reference ZEAS Phase In | PG&E | Com | Lighting | Com - Retail | Electric Energy (GWh/year) | Energy Efficiency | 0.63849 | 1.2996 | 1.9818 | 2.5304 | 4.0809 | 4.8045 | 5.5457 | 6.2981 | 7.0599 | 7.831 | 8.6111 | 9.4 | 10.1977
Scenario 4: Reference ZEAS Phase In | PG&E | Com | Lighting | Com - Retail | Gas Energy (MMTherm/year) | Energy Efficiency | -0.0039271 | -0.0079934 | -0.012189 | -0.015564 | -0.025102 | -0.029552 | -0.034112 | -0.03874 | -0.043426 | -0.048169 | -0.052968 | -0.057821 | -0.062729
Scenario 4: Reference ZEAS Phase In | PG&E | Com | Lighting | Com - Warehouse | Electric Demand (MW) | Energy Efficiency | 0.00060073 | 0.001241 | 0.0019191 | 0.0026331 | 0.0033802 | 0.0041597 | 0.0049758 | 0.0058285 | 0.0060128 | 0.0060128 | 0.0060128 | 0.0060128 | 0.0060128
Scenario 4: Reference ZEAS Phase In | PG&E | Com | Lighting | Com - Warehouse | Electric Energy (GWh/year) | Energy Efficiency | 0.0048102 | 0.0099373 | 0.015367 | 0.021084 | 0.027066 | 0.033308 | 0.039843 | 0.046671 | 0.048146 | 0.048146 | 0.048146 | 0.048146 | 0.048146
Scenario 4: Reference ZEAS Phase In | PG&E | Com | Lighting | Com - Warehouse | Gas Energy (MMTherm/year) | Energy Efficiency | -3.3855e-05 | -6.994e-05 | -0.00010816 | -0.00014839 | -0.0001905 | -0.00023442 | -0.00028042 | -0.00032847 | -0.00033886 | -0.00033886 | -0.00033886 | -0.00033886 | -0.00033886
Scenario 4: Reference ZEAS Phase In | PG&E | Com | WaterHeat | Com - College | Electric Demand (MW) | Energy Efficiency | 2.3447e-06 | -3.0226e-08 | 4.5076e-05 | 0.000151 | 0.00021438 | 0.00028337 | 0.00031643 | 0.00035789 | 0.00040999 | 0.0004754 | 0.00055741 | 0.00066001 | 0.00078852
Scenario 4: Reference ZEAS Phase In | PG&E | Com | WaterHeat | Com - College | Electric Demand (MW) | Fuel Substitution | 0 | 0 | 0.038978 | 0.13897 | 0.32692 | 0.55613 | 0.83724 | 1.1941 | 1.6333 | 2.1693 | 2.8042 | 3.5402 | 4.381
Scenario 4: Reference ZEAS Phase In | PG&E | Com | WaterHeat | Com - College | Electric Energy (GWh/year) | Energy Efficiency | 1.9321e-05 | -6.201e-06 | 0.00039672 | 0.0013577 | 0.0019214 | 0.0025314 | 0.0028026 | 0.0031427 | 0.0035702 | 0.0041068 | 0.0047796 | 0.0056213 | 0.0066756
Scenario 4: Reference ZEAS Phase In | PG&E | Com | WaterHeat | Com - College | Electric Energy (GWh/year) | Fuel Substitution | -0.6777 | -1.514 | -2.1874 | -2.0918 | -0.77651 | 0.82792 | 3.2433 | 6.3097 | 10.083 | 14.6887 | 20.1443 | 26.4683 | 33.6934
Scenario 4: Reference ZEAS Phase In | PG&E | Com | WaterHeat | Com - College | Gas Energy (MMTherm/year) | Energy Efficiency | 0.050463 | 0.12812 | 0.19252 | 0.29326 | 0.36103 | 0.41931 | 0.48181 | 0.54713 | 0.60874 | 0.65989 | 0.69223 | 0.69898 | 0.67732
Scenario 4: Reference ZEAS Phase In | PG&E | Com | WaterHeat | Com - College | Gas Energy (MMTherm/year) | Fuel Substitution | 0.076667 | 0.17126 | 0.28539 | 0.37431 | 0.41464 | 0.46377 | 0.46377 | 0.46377 | 0.46377 | 0.46377 | 0.46377 | 0.46377 | 0.46377
Scenario 4: Reference ZEAS Phase In | PG&E | Com | WaterHeat | Com - Grocery | Electric Demand (MW) | Energy Efficiency | 4.9862e-05 | 0.00010985 | 0.00018249 | 0.00027093 | 0.00037896 | 0.00051176 | 0.00066221 | 0.00085141 | 0.001089 | 0.0013872 | 0.0017617 | 0.0022318 | 0.002822
Scenario 4: Reference ZEAS Phase In | PG&E | Com | WaterHeat | Com - Grocery | Electric Energy (GWh/year) | Energy Efficiency | 0.00026319 | 0.00057986 | 0.0009634 | 0.0014304 | 0.0020008 | 0.0027021 | 0.0034969 | 0.0044963 | 0.0057511 | 0.0073267 | 0.009305 | 0.011788 | 0.014906
Scenario 4: Reference ZEAS Phase In | PG&E | Com | WaterHeat | Com - Grocery | Electric Energy (GWh/year) | Fuel Substitution | -0.028587 | -0.063407 | -0.10579 | -0.15732 | -0.21982 | -0.29557 | -0.29557 | -0.29557 | -0.29557 | -0.29557 | -0.29557 | -0.29557 | -0.29557
Scenario 4: Reference ZEAS Phase In | PG&E | Com | WaterHeat | Com - Grocery | Gas Energy (MMTherm/year) | Energy Efficiency | 0.031198 | 0.067579 | 0.10996 | 0.15839 | 0.19165 | 0.22815 | 0.25963 | 0.29289 | 0.32635 | 0.35795 | 0.38498 | 0.40457 | 0.41393
Scenario 4: Reference ZEAS Phase In | PG&E | Com | WaterHeat | Com - Grocery | Gas Energy (MMTherm/year) | Fuel Substitution | 0.0038358 | 0.008508 | 0.014195 | 0.02111 | 0.029495 | 0.03966 | 0.03966 | 0.03966 | 0.03966 | 0.03966 | 0.03966 | 0.03966 | 0.03966
Scenario 4: Reference ZEAS Phase In | PG&E | Com | WaterHeat | Com - Health | Electric Demand (MW) | Energy Efficiency | 6.8862e-05 | 0.00013351 | 0.00037614 | 0.00064436 | 0.0009453 | 0.0012552 | 0.0014894 | 0.0017844 | 0.0021554 | 0.0026206 | 0.0032027 | 0.0039341 | 0.0048529
Scenario 4: Reference ZEAS Phase In | PG&E | Com | WaterHeat | Com - Health | Electric Demand (MW) | Fuel Substitution | 0 | 0 | 0.10124 | 0.36292 | 0.85809 | 1.4656 | 2.2116 | 3.1669 | 4.3482 | 5.795 | 7.5166 | 9.5203 | 11.8181
Scenario 4: Reference ZEAS Phase In | PG&E | Com | WaterHeat | Com - Health | Electric Energy (GWh/year) | Energy Efficiency | 0.00051861 | 0.00099968 | 0.0029781 | 0.0051701 | 0.0076351 | 0.010185 | 0.012143 | 0.014611 | 0.017713 | 0.021604 | 0.026472 | 0.032588 | 0.040273
Scenario 4: Reference ZEAS Phase In | PG&E | Com | WaterHeat | Com - Health | Electric Energy (GWh/year) | Fuel Substitution | -1.7729 | -3.9754 | -5.8004 | -5.667 | -2.3804 | 1.6564 | 8.1775 | 16.528 | 26.8542 | 39.5019 | 54.5516 | 72.0682 | 92.1557
Scenario 4: Reference ZEAS Phase In | PG&E | Com | WaterHeat | Com - Health | Gas Energy (MMTherm/year) | Energy Efficiency | 0.11802 | 0.25223 | 0.3933 | 0.55197 | 0.66899 | 0.78665 | 0.86135 | 0.93138 | 0.997 | 1.0363 | 1.0465 | 1.0239 | 0.97008
Scenario 4: Reference ZEAS Phase In | PG&E | Com | WaterHeat | Com - Health | Gas Energy (MMTherm/year) | Fuel Substitution | 0.20636 | 0.46253 | 0.77764 | 1.0365 | 1.1794 | 1.354 | 1.354 | 1.354 | 1.354 | 1.354 | 1.354 | 1.354 | 1.354
Scenario 4: Reference ZEAS Phase In | PG&E | Com | WaterHeat | Com - Lodging | Electric Demand (MW) | Energy Efficiency | 0.0094078 | 0.018824 | 0.028183 | 0.028614 | 0.028208 | 0.02718 | 0.024651 | 0.021824 | 0.015619 | 0.010415 | 0.0062507 | 0.0062042 | 0.0063794
Scenario 4: Reference ZEAS Phase In | PG&E | Com | WaterHeat | Com - Lodging | Electric Demand (MW) | Fuel Substitution | 0 | 0 | 0.098573 | 0.35184 | 0.82883 | 1.4119 | 2.1329 | 3.0543 | 4.1954 | 5.5987 | 7.268 | 9.209 | 11.4316
Scenario 4: Reference ZEAS Phase In | PG&E | Com | WaterHeat | Com - Lodging | Electric Energy (GWh/year) | Energy Efficiency | 0.034334 | 0.068737 | 0.1039 | 0.11089 | 0.11471 | 0.11663 | 0.10892 | 0.10028 | 0.08016 | 0.063289 | 0.049823 | 0.049561 | 0.050987
Scenario 4: Reference ZEAS Phase In | PG&E | Com | WaterHeat | Com - Lodging | Electric Energy (GWh/year) | Fuel Substitution | -1.8116 | -4.0503 | -5.9448 | -5.988 | -3.0666 | 0.50444 | 6.6427 | 14.4875 | 24.2028 | 36.1509 | 50.3641 | 66.8907 | 85.8155
Scenario 4: Reference ZEAS Phase In | PG&E | Com | WaterHeat | Com - Lodging | Gas Energy (MMTherm/year) | Energy Efficiency | 0.4339 | 0.8936 | 1.3677 | 1.8571 | 2.2947 | 2.7351 | 2.7972 | 2.8418 | 2.8179 | 2.7707 | 2.5997 | 2.521 | 2.4415
Scenario 4: Reference ZEAS Phase In | PG&E | Com | WaterHeat | Com - Lodging | Gas Energy (MMTherm/year) | Fuel Substitution | 0.20707 | 0.46285 | 0.77528 | 1.0355 | 1.1885 | 1.3755 | 1.3755 | 1.3755 | 1.3755 | 1.3755 | 1.3755 | 1.3755 | 1.3755
Scenario 4: Reference ZEAS Phase In | PG&E | Com | WaterHeat | Com - Office (Large) | Electric Demand (MW) | Energy Efficiency | 4.9666e-05 | 0.00010102 | 0.00017656 | 0.00025831 | 0.00034785 | 0.00044695 | 0.0005031 | 0.00057393 | 0.00066287 | 0.00077482 | 0.00091599 | 0.0010941 | 0.0013184
Scenario 4: Reference ZEAS Phase In | PG&E | Com | WaterHeat | Com - Office (Large) | Electric Demand (MW) | Fuel Substitution | 0 | 0 | 0.011866 | 0.04195 | 0.097913 | 0.16558 | 0.2499 | 0.35674 | 0.49023 | 0.65359 | 0.84673 | 1.0699 | 1.3236
Scenario 4: Reference ZEAS Phase In | PG&E | Com | WaterHeat | Com - Office (Large) | Electric Energy (GWh/year) | Energy Efficiency | 0.00096519 | 0.001958 | 0.0034243 | 0.0050047 | 0.0067279 | 0.0086264 | 0.0096486 | 0.010939 | 0.012565 | 0.014614 | 0.017197 | 0.020451 | 0.024549
Scenario 4: Reference ZEAS Phase In | PG&E | Com | WaterHeat | Com - Office (Large) | Electric Energy (GWh/year) | Fuel Substitution | -0.38453 | -0.85777 | -1.2154 | -1.0376 | -0.035705 | 1.175 | 2.7883 | 4.8327 | 7.3869 | 10.5126 | 14.2083 | 18.4781 | 23.3342
Scenario 4: Reference ZEAS Phase In | PG&E | Com | WaterHeat | Com - Office (Large) | Gas Energy (MMTherm/year) | Energy Efficiency | 0.31693 | 0.65139 | 0.98209 | 1.2891 | 1.2915 | 1.2242 | 1.0515 | 0.84858 | 0.64508 | 0.4893 | 0.38966 | 0.34098 | 0.3323
Scenario 4: Reference ZEAS Phase In | PG&E | Com | WaterHeat | Com - Office (Large) | Gas Energy (MMTherm/year) | Fuel Substitution | 0.042662 | 0.095164 | 0.16001 | 0.20483 | 0.21426 | 0.22574 | 0.22574 | 0.22574 | 0.22574 | 0.22574 | 0.22574 | 0.22574 | 0.22574
Scenario 4: Reference ZEAS Phase In | PG&E | Com | WaterHeat | Com - Office (Small) | Electric Demand (MW) | Energy Efficiency | -1.8459e-07 | -3.5128e-07 | 4.0398e-07 | 1.0845e-06 | 4.0302e-06 | 5.5709e-06 | 7.5499e-06 | 1.0073e-05 | 1.3273e-05 | 1.732e-05 | 2.2426e-05 | 2.8862e-05 | 3.6965e-05
Scenario 4: Reference ZEAS Phase In | PG&E | Com | WaterHeat | Com - Office (Small) | Electric Demand (MW) | Fuel Substitution | 0 | 0 | 0.0005069 | 0.001598 | 0.0036664 | 0.0062089 | 0.0095829 | 0.013949 | 0.019505 | 0.026327 | 0.034421 | 0.043811 | 0.05454
Scenario 4: Reference ZEAS Phase In | PG&E | Com | WaterHeat | Com - Office (Small) | Electric Energy (GWh/year) | Energy Efficiency | -2.6173e-05 | -5.1391e-05 | 3.1081e-05 | 0.0001054 | 0.00042705 | 0.00059529 | 0.00081139 | 0.0010869 | 0.0014363 | 0.0018782 | 0.0024358 | 0.0031386 | 0.0040233
Scenario 4: Reference ZEAS Phase In | PG&E | Com | WaterHeat | Com - Office (Small) | Electric Energy (GWh/year) | Fuel Substitution | -0.10259 | -0.22915 | -0.32452 | -0.28822 | -0.070144 | 0.19825 | 0.58398 | 1.0831 | 1.7183 | 2.4983 | 3.4238 | 4.4974 | 5.7241
Scenario 4: Reference ZEAS Phase In | PG&E | Com | WaterHeat | Com - Office (Small) | Gas Energy (MMTherm/year) | Energy Efficiency | 0.067794 | 0.15234 | 0.1552 | 0.24116 | 0.27842 | 0.31605 | 0.44697 | 0.50252 | 0.54176 | 0.55632 | 0.54089 | 0.49558 | 0.42642
Scenario 4: Reference ZEAS Phase In | PG&E | Com | WaterHeat | Com - Office (Small) | Gas Energy (MMTherm/year) | Fuel Substitution | 0.011303 | 0.025244 | 0.042137 | 0.052027 | 0.054506 | 0.057511 | 0.057511 | 0.057511 | 0.057511 | 0.057511 | 0.057511 | 0.057511 | 0.057511
Scenario 4: Reference ZEAS Phase In | PG&E | Com | WaterHeat | Com - Other | Electric Demand (MW) | Energy Efficiency | -0.00014766 | -0.0003 | 0.00037489 | 0.0011953 | 0.0021961 | 0.0034325 | 0.0048336 | 0.0065877 | 0.0087662 | 0.011497 | 0.014917 | 0.019206 | 0.024573
Scenario 4: Reference ZEAS Phase In | PG&E | Com | WaterHeat | Com - Other | Electric Demand (MW) | Fuel Substitution | 0 | 0 | 0.4676 | 1.6646 | 3.9108 | 6.646 | 9.9868 | 14.2232 | 19.4267 | 25.7644 | 33.2593 | 41.933 | 51.8264
Scenario 4: Reference ZEAS Phase In | PG&E | Com | WaterHeat | Com - Other | Electric Energy (GWh/year) | Energy Efficiency | -0.00094615 | -0.0019204 | 0.0024584 | 0.0077816 | 0.014276 | 0.022272 | 0.031343 | 0.042708 | 0.056877 | 0.074626 | 0.096854 | 0.12469 | 0.15954
Scenario 4: Reference ZEAS Phase In | PG&E | Com | WaterHeat | Com - Other | Electric Energy (GWh/year) | Fuel Substitution | -6.864 | -15.3026 | -22.2407 | -21.9357 | -10.1427 | 4.2311 | 26.9691 | 55.8039 | 91.2215 | 134.3596 | 185.375 | 244.415 | 311.758
Scenario 4: Reference ZEAS Phase In | PG&E | Com | WaterHeat | Com - Other | Gas Energy (MMTherm/year) | Energy Efficiency | 0.23832 | 0.51922 | 0.80332 | 1.1143 | 1.3469 | 1.6053 | 1.8356 | 2.0728 | 2.2891 | 2.467 | 2.5772 | 2.6027 | 2.5226
Scenario 4: Reference ZEAS Phase In | PG&E | Com | WaterHeat | Com - Other | Gas Energy (MMTherm/year) | Fuel Substitution | 0.76584 | 1.7071 | 2.8369 | 3.7387 | 4.1961 | 4.7515 | 4.7515 | 4.7515 | 4.7515 | 4.7515 | 4.7515 | 4.7515 | 4.7515
Scenario 4: Reference ZEAS Phase In | PG&E | Com | WaterHeat | Com - Refrig. Warehouse | Electric Demand (MW) | Energy Efficiency | 2.1878e-06 | 4.8925e-06 | 9.4756e-06 | 1.5109e-05 | 2.2066e-05 | 3.0692e-05 | 4.066e-05 | 5.3256e-05 | 6.9147e-05 | 8.919e-05 | 0.00011445 | 0.00014628 | 0.00018639
Scenario 4: Reference ZEAS Phase In | PG&E | Com | WaterHeat | Com - Refrig. Warehouse | Electric Demand (MW) | Fuel Substitution | 0 | 0 | 0.00067233 | 0.0024018 | 0.0056644 | 0.0096602 | 0.014599 | 0.02092 | 0.028756 | 0.038396 | 0.049868 | 0.063214 | 0.078503
Scenario 4: Reference ZEAS Phase In | PG&E | Com | WaterHeat | Com - Refrig. Warehouse | Electric Energy (GWh/year) | Energy Efficiency | 2.5212e-05 | 5.6358e-05 | 0.00010958 | 0.00017496 | 0.00025564 | 0.00035564 | 0.00047094 | 0.00061664 | 0.00080045 | 0.0010323 | 0.0013245 | 0.0016927 | 0.0021566
Scenario 4: Reference ZEAS Phase In | PG&E | Com | WaterHeat | Com - Refrig. Warehouse | Electric Energy (GWh/year) | Fuel Substitution | -0.017025 | -0.038077 | -0.055628 | -0.055628 | -0.027482 | 0.0069883 | 0.066624 | 0.14295 | 0.23759 | 0.354 | 0.49254 | 0.65372 | 0.83835
Scenario 4: Reference ZEAS Phase In | PG&E | Com | WaterHeat | Com - Refrig. Warehouse | Gas Energy (MMTherm/year) | Energy Efficiency | 0.00665 | 0.01502 | 0.025385 | 0.038637 | 0.048862 | 0.060728 | 0.073427 | 0.087247 | 0.10177 | 0.11614 | 0.12888 | 0.13845 | 0.14315
Scenario 4: Reference ZEAS Phase In | PG&E | Com | WaterHeat | Com - Refrig. Warehouse | Gas Energy (MMTherm/year) | Fuel Substitution | 0.0020163 | 0.0045087 | 0.0075496 | 0.010112 | 0.011673 | 0.013584 | 0.013584 | 0.013584 | 0.013584 | 0.013584 | 0.013584 | 0.013584 | 0.013584
Scenario 4: Reference ZEAS Phase In | PG&E | Com | WaterHeat | Com - Restaurant | Electric Demand (MW) | Energy Efficiency | -0.00032446 | -0.00069456 | -0.00053283 | -0.00033571 | -9.4526e-05 | 0.00020153 | 0.00054151 | 0.000967 | 0.0014991 | 0.0021646 | 0.0029966 | 0.0038425 | 0.0063742
Scenario 4: Reference ZEAS Phase In | PG&E | Com | WaterHeat | Com - Restaurant | Electric Demand (MW) | Fuel Substitution | 0 | 0 | 0.34703 | 1.2319 | 2.8857 | 4.8926 | 7.3403 | 10.4323 | 14.22 | 18.8246 | 24.2587 | 29.9219 | 36.5956
Scenario 4: Reference ZEAS Phase In | PG&E | Com | WaterHeat | Com - Restaurant | Electric Energy (GWh/year) | Energy Efficiency | -0.001658 | -0.0035493 | -0.0027184 | -0.0017061 | -0.00046799 | 0.0010513 | 0.0027935 | 0.0049738 | 0.0077007 | 0.011111 | 0.015374 | 0.019709 | 0.032682
Scenario 4: Reference ZEAS Phase In | PG&E | Com | WaterHeat | Com - Restaurant | Electric Energy (GWh/year) | Fuel Substitution | -3.0564 | -6.8143 | -9.4259 | -7.6731 | 0.83571 | 11.1607 | 24.3067 | 40.9139 | 61.2584 | 85.9906 | 115.1784 | 145.5973 | 181.4447
Scenario 4: Reference ZEAS Phase In | PG&E | Com | WaterHeat | Com - Restaurant | Gas Energy (MMTherm/year) | Energy Efficiency | 0.062941 | 0.13496 | 0.18949 | 0.25161 | 0.30033 | 0.35044 | 0.37808 | 0.40112 | 0.41575 | 0.41864 | 0.36088 | 0.33926 | 0.31845
Scenario 4: Reference ZEAS Phase In | PG&E | Com | WaterHeat | Com - Restaurant | Gas Energy (MMTherm/year) | Fuel Substitution | 0.34895 | 0.77795 | 1.2891 | 1.636 | 1.6899 | 1.7554 | 1.7554 | 1.7554 | 1.7554 | 1.7554 | 1.7554 | 1.7554 | 1.7554
Scenario 4: Reference ZEAS Phase In | PG&E | Com | WaterHeat | Com - Retail | Electric Demand (MW) | Energy Efficiency | 0.0031598 | 0.0064118 | 0.0068995 | 0.006669 | 0.0063278 | 0.0085824 | 0.0081815 | 0.0076006 | 0.0051072 | 0.0028873 | 0.0010046 | 0.0012883 | 0.0016441
Scenario 4: Reference ZEAS Phase In | PG&E | Com | WaterHeat | Com - Retail | Electric Demand (MW) | Fuel Substitution | 0 | 0 | 0.01559 | 0.05211 | 0.1209 | 0.20496 | 0.31124 | 0.4465 | 0.61561 | 0.82261 | 1.0676 | 1.3514 | 1.6753
Scenario 4: Reference ZEAS Phase In | PG&E | Com | WaterHeat | Com - Retail | Electric Energy (GWh/year) | Energy Efficiency | 0.010023 | 0.020345 | 0.022002 | 0.021386 | 0.020625 | 0.027992 | 0.027002 | 0.025516 | 0.018059 | 0.011583 | 0.0063212 | 0.0081064 | 0.010346
Scenario 4: Reference ZEAS Phase In | PG&E | Com | WaterHeat | Com - Retail | Electric Energy (GWh/year) | Fuel Substitution | -0.17492 | -0.39008 | -0.54329 | -0.45346 | -0.0029767 | 0.54751 | 1.25 | 2.1439 | 3.2617 | 4.6298 | 6.2494 | 8.1252 | 10.2657
Scenario 4: Reference ZEAS Phase In | PG&E | Com | WaterHeat | Com - Retail | Gas Energy (MMTherm/year) | Energy Efficiency | 0.12588 | 0.28377 | 0.43341 | 0.64352 | 0.77508 | 0.92336 | 1.1172 | 1.2881 | 1.4381 | 1.551 | 1.6073 | 1.5961 | 1.5101
Scenario 4: Reference ZEAS Phase In | PG&E | Com | WaterHeat | Com - Retail | Gas Energy (MMTherm/year) | Fuel Substitution | 0.018663 | 0.041619 | 0.06896 | 0.085166 | 0.085719 | 0.086388 | 0.086388 | 0.086388 | 0.086388 | 0.086388 | 0.086388 | 0.086388 | 0.086388
Scenario 4: Reference ZEAS Phase In | PG&E | Com | WaterHeat | Com - School | Electric Demand (MW) | Energy Efficiency | 0.0012189 | 0.0018801 | 0.0022273 | 0.0013035 | 0.000893 | 0.00075899 | 0.00064613 | 0.00054998 | 0.00033653 | 0.00015502 | -4.7607e-07 | -1.5952e-06 | -2.038e-06
Scenario 4: Reference ZEAS Phase In | PG&E | Com | WaterHeat | Com - School | Electric Demand (MW) | Fuel Substitution | 0 | 0 | -7.7631e-05 | -0.0002745 | -0.00064051 | -0.0010826 | -0.0016312 | -0.0023236 | -0.0031845 | -0.0042352 | -0.0054754 | -0.006907 | -0.0085344
Scenario 4: Reference ZEAS Phase In | PG&E | Com | WaterHeat | Com - School | Electric Energy (GWh/year) | Energy Efficiency | 0.0036972 | 0.0055451 | 0.0075364 | 0.0055977 | 0.0054066 | 0.0062444 | 0.006796 | 0.0076354 | 0.0083965 | 0.0096328 | 0.011417 | 0.014287 | 0.017907
Scenario 4: Reference ZEAS Phase In | PG&E | Com | WaterHeat | Com - School | Electric Energy (GWh/year) | Fuel Substitution | -1.1495 | -2.5635 | -3.6323 | -3.1427 | -0.25414 | 3.2324 | 7.9148 | 13.8241 | 21.1718 | 30.1395 | 40.725 | 52.9449 | 66.8365
Scenario 4: Reference ZEAS Phase In | PG&E | Com | WaterHeat | Com - School | Gas Energy (MMTherm/year) | Energy Efficiency | 0.17112 | 0.36258 | 0.5566 | 0.7551 | 0.81293 | 0.83437 | 0.78714 | 0.70366 | 0.5958 | 0.47975 | 0.37073 | 0.29017 | 0.23991
Scenario 4: Reference ZEAS Phase In | PG&E | Com | WaterHeat | Com - School | Gas Energy (MMTherm/year) | Fuel Substitution | 0.13029 | 0.29055 | 0.48675 | 0.62349 | 0.65476 | 0.69282 | 0.69282 | 0.69282 | 0.69282 | 0.69282 | 0.69282 | 0.69282 | 0.69282
Scenario 4: Reference ZEAS Phase In | PG&E | Com | WaterHeat | Com - Warehouse | Electric Demand (MW) | Energy Efficiency | 0.0020827 | 0.0043621 | 0.0068432 | 0.0074364 | 0.0080019 | 0.0084959 | 0.0088718 | 0.0090896 | 0.006132 | 0.0031023 | 6.6685e-05 | 8.313e-05 | 0.00010382
Scenario 4: Reference ZEAS Phase In | PG&E | Com | WaterHeat | Com - Warehouse | Electric Demand (MW) | Fuel Substitution | 0 | 0 | 0.00026837 | 0.0009605 | 0.0022685 | 0.0038719 | 0.0058705 | 0.0084219 | 0.01158 | 0.015459 | 0.020071 | 0.025433 | 0.031575
Scenario 4: Reference ZEAS Phase In | PG&E | Com | WaterHeat | Com - Warehouse | Electric Energy (GWh/year) | Energy Efficiency | 0.006662 | 0.013955 | 0.021909 | 0.023892 | 0.025804 | 0.02751 | 0.028825 | 0.029671 | 0.02049 | 0.011132 | 0.001819 | 0.0022618 | 0.0028188
Scenario 4: Reference ZEAS Phase In | PG&E | Com | WaterHeat | Com - Warehouse | Electric Energy (GWh/year) | Fuel Substitution | -0.017956 | -0.040365 | -0.060666 | -0.064467 | -0.041389 | -0.013025 | 0.043389 | 0.11541 | 0.20455 | 0.31406 | 0.44426 | 0.59562 | 0.769
Scenario 4: Reference ZEAS Phase In | PG&E | Com | WaterHeat | Com - Warehouse | Gas Energy (MMTherm/year) | Energy Efficiency | 0.090775 | 0.20357 | 0.34244 | 0.50582 | 0.62072 | 0.75052 | 0.88934 | 1.0314 | 1.1621 | 1.2734 | 1.3485 | 1.3786 | 1.3499
Scenario 4: Reference ZEAS Phase In | PG&E | Com | WaterHeat | Com - Warehouse | Gas Energy (MMTherm/year) | Fuel Substitution | 0.0020497 | 0.0046048 | 0.0077803 | 0.010523 | 0.012318 | 0.014509 | 0.014509 | 0.014509 | 0.014509 | 0.014509 | 0.014509 | 0.014509 | 0.014509
Scenario 4: Reference ZEAS Phase In | PG&E | Com | WholeBlg | Com - College | Electric Demand (MW) | Energy Efficiency | 0.037096 | 0.074916 | 0.11339 | 0.1526 | 0.19267 | 0.23323 | 0.27499 | 0.31805 | 0.35783 | 0.36957 | 0.37951 | 0.3894 | 0.40007
Scenario 4: Reference ZEAS Phase In | PG&E | Com | WholeBlg | Com - College | Electric Energy (GWh/year) | Energy Efficiency | 0.34577 | 0.69867 | 1.0579 | 1.4247 | 1.7997 | 2.18 | 2.5718 | 2.9761 | 3.351 | 3.4711 | 3.5752 | 3.6794 | 3.7911
Scenario 4: Reference ZEAS Phase In | PG&E | Com | WholeBlg | Com - College | Gas Energy (MMTherm/year) | Energy Efficiency | 0.0094393 | 0.018809 | 0.028074 | 0.036336 | 0.041413 | 0.041084 | 0.04072 | 0.040333 | 0.039946 | 0.039592 | 0.039287 | 0.039015 | 0.038916
Scenario 4: Reference ZEAS Phase In | PG&E | Com | WholeBlg | Com - Grocery | Electric Demand (MW) | Energy Efficiency | 0.32403 | 0.65673 | 0.99781 | 1.3485 | 1.7099 | 2.079 | 2.4605 | 2.8667 | 3.2476 | 3.3844 | 3.5074 | 3.632 | 3.7533
Scenario 4: Reference ZEAS Phase In | PG&E | Com | WholeBlg | Com - Grocery | Electric Energy (GWh/year) | Energy Efficiency | 2.9529 | 5.9848 | 9.0931 | 12.2887 | 15.5827 | 18.9485 | 22.427 | 26.1311 | 29.6049 | 30.8509 | 31.9722 | 33.1077 | 34.2132
Scenario 4: Reference ZEAS Phase In | PG&E | Com | WholeBlg | Com - Grocery | Gas Energy (MMTherm/year) | Energy Efficiency | 0.0078308 | 0.0157 | 0.023586 | 0.030737 | 0.035312 | 0.035397 | 0.035455 | 0.035495 | 0.035535 | 0.03559 | 0.035694 | 0.035834 | 0.036
Scenario 4: Reference ZEAS Phase In | PG&E | Com | WholeBlg | Com - Health | Electric Demand (MW) | Energy Efficiency | 0.35798 | 0.72695 | 1.1064 | 1.4976 | 1.902 | 2.3159 | 2.7452 | 3.1945 | 3.617 | 3.772 | 3.9113 | 4.0519 | 4.1905
Scenario 4: Reference ZEAS Phase In | PG&E | Com | WholeBlg | Com - Health | Electric Energy (GWh/year) | Energy Efficiency | 3.2623 | 6.6248 | 10.0827 | 13.6478 | 17.3327 | 21.1077 | 25.0219 | 29.1192 | 32.9716 | 34.3835 | 35.6538 | 36.9355 | 38.1991
Scenario 4: Reference ZEAS Phase In | PG&E | Com | WholeBlg | Com - Health | Gas Energy (MMTherm/year) | Energy Efficiency | 0.029918 | 0.060335 | 0.091176 | 0.11957 | 0.13846 | 0.14038 | 0.14215 | 0.14382 | 0.14546 | 0.14711 | 0.14895 | 0.15094 | 0.15276
Scenario 4: Reference ZEAS Phase In | PG&E | Com | WholeBlg | Com - Lodging | Electric Demand (MW) | Energy Efficiency | 0.046737 | 0.094785 | 0.14408 | 0.19476 | 0.24703 | 0.30046 | 0.35581 | 0.41285 | 0.46635 | 0.48474 | 0.50118 | 0.5179 | 0.53434
Scenario 4: Reference ZEAS Phase In | PG&E | Com | WholeBlg | Com - Lodging | Electric Energy (GWh/year) | Energy Efficiency | 0.42591 | 0.86378 | 1.313 | 1.7749 | 2.2512 | 2.7384 | 3.2432 | 3.7634 | 4.2512 | 4.4187 | 4.5685 | 4.7209 | 4.8708
Scenario 4: Reference ZEAS Phase In | PG&E | Com | WholeBlg | Com - Lodging | Gas Energy (MMTherm/year) | Energy Efficiency | 0.010613 | 0.021238 | 0.03185 | 0.041431 | 0.047496 | 0.047471 | 0.047418 | 0.047357 | 0.047311 | 0.047311 | 0.047397 | 0.047557 | 0.047776
Scenario 4: Reference ZEAS Phase In | PG&E | Com | WholeBlg | Com - Office (Large) | Electric Demand (MW) | Energy Efficiency | 0.50711 | 1.0273 | 1.5596 | 2.1053 | 2.6664 | 3.2383 | 3.8296 | 4.4255 | 4.9804 | 5.1515 | 5.3002 | 5.451 | 5.6042
Scenario 4: Reference ZEAS Phase In | PG&E | Com | WholeBlg | Com - Office (Large) | Electric Energy (GWh/year) | Energy Efficiency | 4.6213 | 9.3619 | 14.2126 | 19.1861 | 24.2994 | 29.5141 | 34.9068 | 40.3407 | 45.4006 | 46.9592 | 48.3143 | 49.6889 | 51.0856
Scenario 4: Reference ZEAS Phase In | PG&E | Com | WholeBlg | Com - Office (Large) | Gas Energy (MMTherm/year) | Energy Efficiency | 0.032095 | 0.064444 | 0.096955 | 0.12654 | 0.14565 | 0.14642 | 0.14711 | 0.14774 | 0.14839 | 0.14937 | 0.15055 | 0.15187 | 0.15313
Scenario 4: Reference ZEAS Phase In | PG&E | Com | WholeBlg | Com - Office (Small) | Electric Demand (MW) | Energy Efficiency | 0.091498 | 0.18545 | 0.28177 | 0.38073 | 0.48271 | 0.58681 | 0.69454 | 0.80915 | 0.9166 | 0.95511 | 0.98966 | 1.0246 | 1.0595
Scenario 4: Reference ZEAS Phase In | PG&E | Com | WholeBlg | Com - Office (Small) | Electric Energy (GWh/year) | Energy Efficiency | 0.83383 | 1.69 | 2.5678 | 3.4697 | 4.399 | 5.3483 | 6.3307 | 7.3759 | 8.3555 | 8.7064 | 9.0213 | 9.34 | 9.6583
Scenario 4: Reference ZEAS Phase In | PG&E | Com | WholeBlg | Com - Office (Small) | Gas Energy (MMTherm/year) | Energy Efficiency | 0.0047828 | 0.0096218 | 0.014505 | 0.018975 | 0.021904 | 0.022112 | 0.022303 | 0.022485 | 0.022669 | 0.022854 | 0.023075 | 0.023324 | 0.023557
Scenario 4: Reference ZEAS Phase In | PG&E | Com | WholeBlg | Com - Other | Electric Demand (MW) | Energy Efficiency | 0.36054 | 0.75036 | 1.1677 | 1.6102 | 2.083 | 2.5899 | 3.132 | 3.6886 | 4.2298 | 4.512 | 4.7736 | 5.0317 | 5.2795
Scenario 4: Reference ZEAS Phase In | PG&E | Com | WholeBlg | Com - Other | Electric Energy (GWh/year) | Energy Efficiency | 3.2857 | 6.8381 | 10.6414 | 14.6738 | 18.9828 | 23.6049 | 28.5472 | 33.6228 | 38.5572 | 41.1284 | 43.5137 | 45.8665 | 48.1258
Scenario 4: Reference ZEAS Phase In | PG&E | Com | WholeBlg | Com - Other | Gas Energy (MMTherm/year) | Energy Efficiency | 0.055623 | 0.11181 | 0.16843 | 0.22014 | 0.25384 | 0.25577 | 0.25743 | 0.25892 | 0.26037 | 0.2619 | 0.26382 | 0.26605 | 0.26828
Scenario 4: Reference ZEAS Phase In | PG&E | Com | WholeBlg | Com - Refrig. Warehouse | Electric Demand (MW) | Energy Efficiency | 0.048373 | 0.098677 | 0.15093 | 0.2053 | 0.26203 | 0.32055 | 0.38155 | 0.44867 | 0.51288 | 0.54137 | 0.56815 | 0.59542 | 0.62119
Scenario 4: Reference ZEAS Phase In | PG&E | Com | WholeBlg | Com - Refrig. Warehouse | Electric Energy (GWh/year) | Energy Efficiency | 0.44083 | 0.89925 | 1.3754 | 1.871 | 2.3879 | 2.9215 | 3.4778 | 4.0899 | 4.6753 | 4.9349 | 5.1789 | 5.4275 | 5.6625
Scenario 4: Reference ZEAS Phase In | PG&E | Com | WholeBlg | Com - Refrig. Warehouse | Gas Energy (MMTherm/year) | Energy Efficiency | 0.00031279 | 0.00063288 | 0.00095958 | 0.001263 | 0.0014691 | 0.0014989 | 0.0015273 | 0.0015547 | 0.001582 | 0.0016092 | 0.001639 | 0.0016708 | 0.0016988
Scenario 4: Reference ZEAS Phase In | PG&E | Com | WholeBlg | Com - Restaurant | Electric Demand (MW) | Energy Efficiency | 0.12233 | 0.24761 | 0.37569 | 0.50693 | 0.64181 | 0.77912 | 0.92062 | 1.0675 | 1.2044 | 1.2496 | 1.2893 | 1.3282 | 1.3788
Scenario 4: Reference ZEAS Phase In | PG&E | Com | WholeBlg | Com - Restaurant | Electric Energy (GWh/year) | Energy Efficiency | 1.1218 | 2.2709 | 3.4464 | 4.6513 | 5.8902 | 7.1527 | 8.4542 | 9.8057 | 11.0663 | 11.4912 | 11.8673 | 12.2222 | 12.8531
Scenario 4: Reference ZEAS Phase In | PG&E | Com | WholeBlg | Com - Restaurant | Gas Energy (MMTherm/year) | Energy Efficiency | 0.018277 | 0.036817 | 0.055574 | 0.072787 | 0.084128 | 0.085004 | 0.085756 | 0.086419 | 0.08704 | 0.087624 | 0.088324 | 0.089273 | 0.088316
Scenario 4: Reference ZEAS Phase In | PG&E | Com | WholeBlg | Com - Retail | Electric Demand (MW) | Energy Efficiency | 0.18485 | 0.37288 | 0.56375 | 0.75842 | 0.9522 | 1.1525 | 1.3582 | 1.5725 | 1.77 | 1.8253 | 1.8717 | 1.9181 | 1.9673
Scenario 4: Reference ZEAS Phase In | PG&E | Com | WholeBlg | Com - Retail | Electric Energy (GWh/year) | Energy Efficiency | 1.7445 | 3.5246 | 5.3382 | 7.1123 | 9.6955 | 11.6145 | 13.5912 | 15.6552 | 17.5732 | 18.203 | 18.76 | 19.3264 | 19.9271
Scenario 4: Reference ZEAS Phase In | PG&E | Com | WholeBlg | Com - Retail | Gas Energy (MMTherm/year) | Energy Efficiency | 0.007687 | 0.015435 | 0.02323 | 0.02981 | 0.039587 | 0.040214 | 0.040877 | 0.041587 | 0.042354 | 0.043213 | 0.044181 | 0.045248 | 0.046407
Scenario 4: Reference ZEAS Phase In | PG&E | Com | WholeBlg | Com - School | Electric Demand (MW) | Energy Efficiency | 0.057799 | 0.11701 | 0.17757 | 0.23963 | 0.3034 | 0.36842 | 0.43574 | 0.50689 | 0.57344 | 0.59639 | 0.61689 | 0.63771 | 0.65913
Scenario 4: Reference ZEAS Phase In | PG&E | Com | WholeBlg | Com - School | Electric Energy (GWh/year) | Energy Efficiency | 0.52673 | 1.0663 | 1.6182 | 2.1837 | 2.7649 | 3.3579 | 3.9718 | 4.6206 | 5.2274 | 5.4365 | 5.6233 | 5.8131 | 6.0084
Scenario 4: Reference ZEAS Phase In | PG&E | Com | WholeBlg | Com - School | Gas Energy (MMTherm/year) | Energy Efficiency | 0.02248 | 0.044845 | 0.067024 | 0.086843 | 0.099032 | 0.098209 | 0.097293 | 0.096313 | 0.095313 | 0.094386 | 0.093561 | 0.092812 | 0.09236
Scenario 4: Reference ZEAS Phase In | PG&E | Com | WholeBlg | Com - Warehouse | Electric Demand (MW) | Energy Efficiency | 0.21081 | 0.42915 | 0.65496 | 0.88897 | 1.1317 | 1.3817 | 1.642 | 1.9317 | 2.2081 | 2.3288 | 2.4422 | 2.5579 | 2.6698
Scenario 4: Reference ZEAS Phase In | PG&E | Com | WholeBlg | Com - Warehouse | Electric Energy (GWh/year) | Energy Efficiency | 1.9474 | 3.9654 | 6.0539 | 8.2199 | 10.4322 | 12.7117 | 15.0856 | 17.7271 | 20.2472 | 21.3472 | 22.3805 | 23.4348 | 24.4555
Scenario 4: Reference ZEAS Phase In | PG&E | Com | WholeBlg | Com - Warehouse | Gas Energy (MMTherm/year) | Energy Efficiency | 0.0046864 | 0.0094029 | 0.014132 | 0.018392 | 0.021406 | 0.021588 | 0.021756 | 0.021915 | 0.022077 | 0.02226 | 0.022476 | 0.022716 | 0.022937
Scenario 4: Reference ZEAS Phase In | PG&E | Ind | WholeBlg | Ind - All Other Industrial | Electric Demand (MW) | Energy Efficiency | 0.064882 | 0.13016 | 0.19553 | 0.26104 | 0.32652 | 0.3355 | 0.34418 | 0.35295 | 0.3616 | 0.37038 | 0.37903 | 0.38594 | 0.38629
Scenario 4: Reference ZEAS Phase In | PG&E | Ind | WholeBlg | Ind - All Other Industrial | Electric Energy (GWh/year) | Energy Efficiency | 0.47135 | 0.9456 | 1.4205 | 1.8963 | 2.372 | 2.4468 | 2.5195 | 2.5928 | 2.6652 | 2.7386 | 2.8111 | 2.8689 | 2.8714
Scenario 4: Reference ZEAS Phase In | PG&E | Ind | WholeBlg | Ind - All Other Industrial | Gas Energy (MMTherm/year) | Energy Efficiency | 0.011597 | 0.023242 | 0.034924 | 0.046639 | 0.05838 | 0.063332 | 0.06827 | 0.073205 | 0.078143 | 0.083093 | 0.088065 | 0.092034 | 0.092266
Scenario 4: Reference ZEAS Phase In | PG&E | Ind | WholeBlg | Ind - Chemicals | Electric Demand (MW) | Energy Efficiency | 0.27072 | 0.54547 | 0.82276 | 1.1026 | 1.3842 | 1.4316 | 1.477 | 1.522 | 1.5658 | 1.6098 | 1.6529 | 1.6884 | 1.6963
Scenario 4: Reference ZEAS Phase In | PG&E | Ind | WholeBlg | Ind - Chemicals | Electric Energy (GWh/year) | Energy Efficiency | 1.9667 | 3.9627 | 5.977 | 8.0099 | 10.0552 | 10.4396 | 10.8099 | 11.1774 | 11.5372 | 11.8978 | 12.2522 | 12.5437 | 12.6031
Scenario 4: Reference ZEAS Phase In | PG&E | Ind | WholeBlg | Ind - Chemicals | Gas Energy (MMTherm/year) | Energy Efficiency | 0.38695 | 0.77653 | 1.1684 | 1.5623 | 1.9579 | 2.1278 | 2.2972 | 2.4659 | 2.6344 | 2.8026 | 2.9708 | 3.1047 | 3.1129
Scenario 4: Reference ZEAS Phase In | PG&E | Ind | WholeBlg | Ind - Electronics | Electric Demand (MW) | Energy Efficiency | 0.52545 | 1.0562 | 1.5898 | 2.1266 | 2.6652 | 2.7484 | 2.8292 | 2.9109 | 2.9918 | 3.0739 | 3.155 | 3.2217 | 3.2349
Scenario 4: Reference ZEAS Phase In | PG&E | Ind | WholeBlg | Ind - Electronics | Electric Energy (GWh/year) | Energy Efficiency | 3.8173 | 7.6731 | 11.5496 | 15.4491 | 19.3617 | 20.0428 | 20.7082 | 21.3804 | 22.0469 | 22.7224 | 23.3904 | 23.9384 | 24.0369
Scenario 4: Reference ZEAS Phase In | PG&E | Ind | WholeBlg | Ind - Electronics | Gas Energy (MMTherm/year) | Energy Efficiency | 0.049928 | 0.10005 | 0.15035 | 0.20081 | 0.25142 | 0.27286 | 0.2943 | 0.31575 | 0.33722 | 0.35872 | 0.38025 | 0.39738 | 0.39832
Scenario 4: Reference ZEAS Phase In | PG&E | Ind | WholeBlg | Ind - Fabricated Metals | Electric Demand (MW) | Energy Efficiency | 0.1034 | 0.20835 | 0.31432 | 0.42103 | 0.52804 | 0.54519 | 0.56112 | 0.57646 | 0.59117 | 0.60578 | 0.62 | 0.63129 | 0.63192
Scenario 4: Reference ZEAS Phase In | PG&E | Ind | WholeBlg | Ind - Fabricated Metals | Electric Energy (GWh/year) | Energy Efficiency | 0.75118 | 1.5136 | 2.2834 | 3.0586 | 3.8359 | 3.9758 | 4.1069 | 4.2339 | 4.3564 | 4.4783 | 4.5973 | 4.6919 | 4.6969
Scenario 4: Reference ZEAS Phase In | PG&E | Ind | WholeBlg | Ind - Fabricated Metals | Gas Energy (MMTherm/year) | Energy Efficiency | 0.027211 | 0.054786 | 0.082698 | 0.11082 | 0.13911 | 0.1515 | 0.16373 | 0.17579 | 0.18777 | 0.19969 | 0.21159 | 0.22107 | 0.22166
Scenario 4: Reference ZEAS Phase In | PG&E | Ind | WholeBlg | Ind - Food | Electric Demand (MW) | Energy Efficiency | 0.63332 | 1.2706 | 1.9086 | 2.5479 | 3.1865 | 3.2735 | 3.3571 | 3.4412 | 3.5238 | 3.6074 | 3.6892 | 3.7534 | 3.7529
Scenario 4: Reference ZEAS Phase In | PG&E | Ind | WholeBlg | Ind - Food | Electric Energy (GWh/year) | Energy Efficiency | 4.6009 | 9.2302 | 13.8654 | 18.5092 | 23.1487 | 23.8735 | 24.5748 | 25.2795 | 25.9733 | 26.674 | 27.3624 | 27.9024 | 27.8989
Scenario 4: Reference ZEAS Phase In | PG&E | Ind | WholeBlg | Ind - Food | Gas Energy (MMTherm/year) | Energy Efficiency | 0.73435 | 1.4711 | 2.2095 | 2.949 | 3.689 | 3.9982 | 4.306 | 4.6126 | 4.9184 | 5.2237 | 5.5287 | 5.7679 | 5.7684
Scenario 4: Reference ZEAS Phase In | PG&E | Ind | WholeBlg | Ind - Industrial Machinery | Electric Demand (MW) | Energy Efficiency | 0.093429 | 0.1883 | 0.28417 | 0.38074 | 0.47754 | 0.49313 | 0.50767 | 0.52168 | 0.5352 | 0.54881 | 0.56218 | 0.57296 | 0.57413
Scenario 4: Reference ZEAS Phase In | PG&E | Ind | WholeBlg | Ind - Industrial Machinery | Electric Energy (GWh/year) | Energy Efficiency | 0.67874 | 1.3679 | 2.0644 | 2.7659 | 3.4691 | 3.5961 | 3.7156 | 3.8315 | 3.944 | 4.057 | 4.1684 | 4.258 | 4.267
Scenario 4: Reference ZEAS Phase In | PG&E | Ind | WholeBlg | Ind - Industrial Machinery | Gas Energy (MMTherm/year) | Energy Efficiency | 0.01383 | 0.02792 | 0.042269 | 0.056779 | 0.071395 | 0.077961 | 0.084436 | 0.090818 | 0.097166 | 0.10352 | 0.10989 | 0.11505 | 0.11571
Scenario 4: Reference ZEAS Phase In | PG&E | Ind | WholeBlg | Ind - Lumber & Furniture | Electric Demand (MW) | Energy Efficiency | 0.079637 | 0.15963 | 0.23963 | 0.31972 | 0.3997 | 0.41027 | 0.42048 | 0.43079 | 0.44092 | 0.45116 | 0.46117 | 0.46896 | 0.46863
Scenario 4: Reference ZEAS Phase In | PG&E | Ind | WholeBlg | Ind - Lumber & Furniture | Electric Energy (GWh/year) | Energy Efficiency | 0.57854 | 1.1597 | 1.7409 | 2.3226 | 2.9037 | 2.9921 | 3.0781 | 3.1648 | 3.2501 | 3.3362 | 3.4206 | 3.4865 | 3.4841
Scenario 4: Reference ZEAS Phase In | PG&E | Ind | WholeBlg | Ind - Lumber & Furniture | Gas Energy (MMTherm/year) | Energy Efficiency | 0.0076642 | 0.015363 | 0.023088 | 0.030837 | 0.038606 | 0.041881 | 0.045128 | 0.048353 | 0.051563 | 0.05476 | 0.057959 | 0.060484 | 0.060525
Scenario 4: Reference ZEAS Phase In | PG&E | Ind | WholeBlg | Ind - Paper | Electric Demand (MW) | Energy Efficiency | 0.034954 | 0.070042 | 0.10514 | 0.14034 | 0.17554 | 0.18029 | 0.18497 | 0.18979 | 0.19463 | 0.19968 | 0.20487 | 0.20932 | 0.21041
Scenario 4: Reference ZEAS Phase In | PG&E | Ind | WholeBlg | Ind - Paper | Electric Energy (GWh/year) | Energy Efficiency | 0.25393 | 0.50883 | 0.76382 | 1.0195 | 1.2752 | 1.3149 | 1.3541 | 1.3942 | 1.4345 | 1.4764 | 1.5192 | 1.5556 | 1.5636
Scenario 4: Reference ZEAS Phase In | PG&E | Ind | WholeBlg | Ind - Paper | Gas Energy (MMTherm/year) | Energy Efficiency | 0.025705 | 0.051574 | 0.077623 | 0.10386 | 0.13027 | 0.14171 | 0.15318 | 0.16468 | 0.17624 | 0.18789 | 0.19969 | 0.20935 | 0.21081
Scenario 4: Reference ZEAS Phase In | PG&E | Ind | WholeBlg | Ind - Petroleum | Electric Demand (MW) | Energy Efficiency | 0.50195 | 1.0059 | 1.5097 | 2.0138 | 2.5171 | 2.5827 | 2.6463 | 2.7108 | 2.7742 | 2.8383 | 2.901 | 2.9497 | 2.947
Scenario 4: Reference ZEAS Phase In | PG&E | Ind | WholeBlg | Ind - Petroleum | Electric Energy (GWh/year) | Energy Efficiency | 3.6465 | 7.3075 | 10.9672 | 14.6294 | 18.2852 | 18.8358 | 19.3723 | 19.9144 | 20.4491 | 20.9891 | 21.5186 | 21.9299 | 21.9102
Scenario 4: Reference ZEAS Phase In | PG&E | Ind | WholeBlg | Ind - Petroleum | Gas Energy (MMTherm/year) | Energy Efficiency | 1.1016 | 2.2064 | 3.314 | 4.4243 | 5.5363 | 6.0022 | 6.4658 | 6.9268 | 7.3858 | 7.8432 | 8.2994 | 8.6563 | 8.6545
Scenario 4: Reference ZEAS Phase In | PG&E | Ind | WholeBlg | Ind - Plastics | Electric Demand (MW) | Energy Efficiency | 0.097656 | 0.19607 | 0.29479 | 0.39388 | 0.49309 | 0.50742 | 0.52125 | 0.53511 | 0.54868 | 0.56234 | 0.57565 | 0.58622 | 0.5868
Scenario 4: Reference ZEAS Phase In | PG&E | Ind | WholeBlg | Ind - Plastics | Electric Energy (GWh/year) | Energy Efficiency | 0.70944 | 1.4244 | 2.1415 | 2.8614 | 3.5821 | 3.7005 | 3.8154 | 3.9307 | 4.0438 | 4.1576 | 4.2689 | 4.3572 | 4.3616
Scenario 4: Reference ZEAS Phase In | PG&E | Ind | WholeBlg | Ind - Plastics | Gas Energy (MMTherm/year) | Energy Efficiency | 0.010097 | 0.020785 | 0.032034 | 0.043807 | 0.056092 | 0.062907 | 0.069753 | 0.076576 | 0.083419 | 0.090297 | 0.097244 | 0.10339 | 0.10634
Scenario 4: Reference ZEAS Phase In | PG&E | Ind | WholeBlg | Ind - Primary Metals | Electric Demand (MW) | Energy Efficiency | 0.055326 | 0.11173 | 0.16896 | 0.22696 | 0.2855 | 0.29637 | 0.30684 | 0.31724 | 0.32745 | 0.33778 | 0.34799 | 0.35669 | 0.35971
Scenario 4: Reference ZEAS Phase In | PG&E | Ind | WholeBlg | Ind - Primary Metals | Electric Energy (GWh/year) | Energy Efficiency | 0.40193 | 0.81168 | 1.2274 | 1.6488 | 2.074 | 2.1611 | 2.2455 | 2.3294 | 2.4122 | 2.4957 | 2.5786 | 2.6488 | 2.6714
Scenario 4: Reference ZEAS Phase In | PG&E | Ind | WholeBlg | Ind - Primary Metals | Gas Energy (MMTherm/year) | Energy Efficiency | 0.038596 | 0.077383 | 0.11636 | 0.15548 | 0.19473 | 0.21141 | 0.22807 | 0.2447 | 0.26132 | 0.27795 | 0.29458 | 0.30779 | 0.30846
Scenario 4: Reference ZEAS Phase In | PG&E | Ind | WholeBlg | Ind - Printing & Publishing | Electric Demand (MW) | Energy Efficiency | 0.056602 | 0.11344 | 0.17026 | 0.22713 | 0.2839 | 0.2913 | 0.29845 | 0.30568 | 0.31278 | 0.31997 | 0.32702 | 0.3325 | 0.33221
Scenario 4: Reference ZEAS Phase In | PG&E | Ind | WholeBlg | Ind - Printing & Publishing | Electric Energy (GWh/year) | Energy Efficiency | 0.4112 | 0.8241 | 1.2369 | 1.65 | 2.0624 | 2.1245 | 2.1848 | 2.2456 | 2.3056 | 2.3662 | 2.4257 | 2.472 | 2.4699
Scenario 4: Reference ZEAS Phase In | PG&E | Ind | WholeBlg | Ind - Printing & Publishing | Gas Energy (MMTherm/year) | Energy Efficiency | 0.0080454 | 0.016145 | 0.024292 | 0.032486 | 0.040713 | 0.044235 | 0.047736 | 0.051224 | 0.054705 | 0.058189 | 0.061687 | 0.064484 | 0.064678
Scenario 4: Reference ZEAS Phase In | PG&E | Ind | WholeBlg | Ind - Stone-Glass-Clay | Electric Demand (MW) | Energy Efficiency | 0.18133 | 0.36572 | 0.55191 | 0.73978 | 0.9287 | 0.96066 | 0.99076 | 1.0204 | 1.0492 | 1.0779 | 1.1061 | 1.1293 | 1.134
Scenario 4: Reference ZEAS Phase In | PG&E | Ind | WholeBlg | Ind - Stone-Glass-Clay | Electric Energy (GWh/year) | Energy Efficiency | 1.3173 | 2.6568 | 4.0094 | 5.3742 | 6.7466 | 7.0054 | 7.2512 | 7.4939 | 7.7306 | 7.9671 | 8.1995 | 8.3905 | 8.4261
Scenario 4: Reference ZEAS Phase In | PG&E | Ind | WholeBlg | Ind - Stone-Glass-Clay | Gas Energy (MMTherm/year) | Energy Efficiency | 0.30835 | 0.62093 | 0.93692 | 1.2558 | 1.5772 | 1.7197 | 1.8614 | 2.0026 | 2.1435 | 2.2844 | 2.4256 | 2.5398 | 2.554
Scenario 4: Reference ZEAS Phase In | PG&E | Ind | WholeBlg | Ind - Textiles | Electric Demand (MW) | Energy Efficiency | 0.0037419 | 0.0075002 | 0.011256 | 0.015001 | 0.018721 | 0.019155 | 0.019549 | 0.019925 | 0.020281 | 0.02064 | 0.020991 | 0.021241 | 0.021115
Scenario 4: Reference ZEAS Phase In | PG&E | Ind | WholeBlg | Ind - Textiles | Electric Energy (GWh/year) | Energy Efficiency | 0.027184 | 0.054486 | 0.081768 | 0.10898 | 0.136 | 0.1397 | 0.14312 | 0.1464 | 0.14954 | 0.15269 | 0.15578 | 0.15802 | 0.15709
Scenario 4: Reference ZEAS Phase In | PG&E | Ind | WholeBlg | Ind - Textiles | Gas Energy (MMTherm/year) | Energy Efficiency | 0.00099146 | 0.0019838 | 0.002977 | 0.0039701 | 0.0049624 | 0.0053714 | 0.005778 | 0.0061822 | 0.0065845 | 0.0069854 | 0.0073853 | 0.0076959 | 0.0076841
Scenario 4: Reference ZEAS Phase In | PG&E | Ind | WholeBlg | Ind - Transportation Equipment | Electric Demand (MW) | Energy Efficiency | 0.091891 | 0.1849 | 0.27911 | 0.3741 | 0.46934 | 0.48472 | 0.49948 | 0.51377 | 0.52779 | 0.54221 | 0.55669 | 0.5687 | 0.57124
Scenario 4: Reference ZEAS Phase In | PG&E | Ind | WholeBlg | Ind - Transportation Equipment | Electric Energy (GWh/year) | Energy Efficiency | 0.66756 | 1.3432 | 2.0277 | 2.7177 | 3.4095 | 3.5348 | 3.6557 | 3.7733 | 3.8891 | 4.0079 | 4.1271 | 4.2255 | 4.2445
Scenario 4: Reference ZEAS Phase In | PG&E | Ind | WholeBlg | Ind - Transportation Equipment | Gas Energy (MMTherm/year) | Energy Efficiency | 0.028305 | 0.056583 | 0.084835 | 0.11306 | 0.14124 | 0.15277 | 0.16427 | 0.17574 | 0.18717 | 0.19857 | 0.20995 | 0.21877 | 0.21839
Scenario 4: Reference ZEAS Phase In | PG&E | Res | AppPlug | Res - Multi Family | Electric Demand (MW) | Energy Efficiency | 0 | 0 | 0.005634 | 0.011977 | 0.018361 | 0.024776 | 0.031219 | 0.037606 | 0.044008 | 0.050426 | 0.056861 | 0.063319 | 0.069756
Scenario 4: Reference ZEAS Phase In | PG&E | Res | AppPlug | Res - Multi Family | Electric Energy (GWh/year) | Energy Efficiency | 0 | 0 | 0.03537 | 0.075192 | 0.11527 | 0.15554 | 0.19599 | 0.23608 | 0.27628 | 0.31657 | 0.35697 | 0.39751 | 0.43792
Scenario 4: Reference ZEAS Phase In | PG&E | Res | AppPlug | Res - Multi Family | Electric Energy (GWh/year) | Fuel Substitution | -9.3345e-06 | -1.9543e-05 | -3.0649e-05 | -4.2668e-05 | -5.5612e-05 | -6.9491e-05 | -6.9491e-05 | -6.9491e-05 | -6.9491e-05 | -6.9491e-05 | -6.9491e-05 | -6.9491e-05 | -6.9491e-05
Scenario 4: Reference ZEAS Phase In | PG&E | Res | AppPlug | Res - Multi Family | Gas Energy (MMTherm/year) | Energy Efficiency | 0 | 0 | 0.004051 | 0.0086119 | 0.013202 | 0.017814 | 0.022447 | 0.027039 | 0.031643 | 0.036257 | 0.040884 | 0.045528 | 0.050156
Scenario 4: Reference ZEAS Phase In | PG&E | Res | AppPlug | Res - Multi Family | Gas Energy (MMTherm/year) | Fuel Substitution | 1.9007e-06 | 3.9794e-06 | 6.2408e-06 | 8.6881e-06 | 1.1324e-05 | 1.415e-05 | 1.415e-05 | 1.415e-05 | 1.415e-05 | 1.415e-05 | 1.415e-05 | 1.415e-05 | 1.415e-05
Scenario 4: Reference ZEAS Phase In | PG&E | Res | AppPlug | Res - Single Family | Electric Demand (MW) | Energy Efficiency | 0 | 0 | 0 | 0 | 0 | 0 | 0 | 0 | 0 | 0 | 0 | 0.014097 | 0.029077
Scenario 4: Reference ZEAS Phase In | PG&E | Res | AppPlug | Res - Single Family | Electric Energy (GWh/year) | Energy Efficiency | 0 | 0 | 0 | 0 | 0 | 0 | 0 | 0 | 0 | 0 | 0 | 0.080899 | 0.16686
Scenario 4: Reference ZEAS Phase In | PG&E | Res | AppPlug | Res - Single Family | Electric Energy (GWh/year) | Fuel Substitution | -5.3841e-05 | -0.00011243 | -0.00017583 | -0.00024409 | -0.00031726 | -0.00039539 | -0.00039539 | -0.00039539 | -0.00039539 | -0.00039539 | -0.00039539 | -0.00039539 | -0.00039539
Scenario 4: Reference ZEAS Phase In | PG&E | Res | AppPlug | Res - Single Family | Gas Energy (MMTherm/year) | Energy Efficiency | 0 | 0 | 0 | 0 | 0 | 0 | 0 | 0 | 0 | 0 | 0 | 0.012131 | 0.025021
Scenario 4: Reference ZEAS Phase In | PG&E | Res | AppPlug | Res - Single Family | Gas Energy (MMTherm/year) | Fuel Substitution | 1.0982e-05 | 2.2933e-05 | 3.5865e-05 | 4.9787e-05 | 6.4711e-05 | 8.0646e-05 | 8.0646e-05 | 8.0646e-05 | 8.0646e-05 | 8.0646e-05 | 8.0646e-05 | 8.0646e-05 | 8.0646e-05
Scenario 4: Reference ZEAS Phase In | PG&E | Res | BROs | Income Qualified - Multi Family IQ | Electric Demand (MW) | Energy Efficiency | 1.623 | 1.6709 | 1.7214 | 1.7831 | 1.8478 | 1.9187 | 1.982 | 2.0541 | 2.1245 | 2.1955 | 2.2587 | 1.8609 | 1.8945
Scenario 4: Reference ZEAS Phase In | PG&E | Res | BROs | Income Qualified - Multi Family IQ | Electric Energy (GWh/year) | Energy Efficiency | 10.6811 | 10.9986 | 11.335 | 11.7479 | 12.1836 | 12.6629 | 13.0969 | 13.5941 | 14.086 | 14.5894 | 15.0493 | 13.6623 | 14.0609
Scenario 4: Reference ZEAS Phase In | PG&E | Res | BROs | Income Qualified - Multi Family IQ | Gas Energy (MMTherm/year) | Energy Efficiency | 0.33747 | 0.3416 | 0.34653 | 0.35218 | 0.35848 | 0.36518 | 0.37096 | 0.37786 | 0.38531 | 0.3932 | 0.40185 | 0.37716 | 0.38512
Scenario 4: Reference ZEAS Phase In | PG&E | Res | BROs | Income Qualified - Single Family IQ | Electric Demand (MW) | Energy Efficiency | 6.1031 | 6.2502 | 6.4032 | 6.6001 | 6.8056 | 7.0298 | 7.2345 | 7.464 | 7.6846 | 7.9 | 8.0855 | 6.766 | 6.8634
Scenario 4: Reference ZEAS Phase In | PG&E | Res | BROs | Income Qualified - Single Family IQ | Electric Energy (GWh/year) | Energy Efficiency | 40.3232 | 41.3154 | 42.3541 | 43.6939 | 45.1022 | 46.649 | 48.0842 | 49.705 | 51.2902 | 52.8685 | 54.2785 | 49.6746 | 50.9392
Scenario 4: Reference ZEAS Phase In | PG&E | Res | BROs | Income Qualified - Single Family IQ | Gas Energy (MMTherm/year) | Energy Efficiency | 1.1712 | 1.1841 | 1.1994 | 1.2169 | 1.2365 | 1.2571 | 1.2757 | 1.2974 | 1.3208 | 1.3447 | 1.371 | 1.2945 | 1.3191
Scenario 4: Reference ZEAS Phase In | PG&E | Res | BROs | Res - Multi Family | Electric Demand (MW) | Energy Efficiency | 14.4651 | 14.8265 | 15.2033 | 15.6855 | 16.1896 | 16.74 | 17.2452 | 17.8118 | 18.3592 | 18.8969 | 19.3653 | 19.9455 | 20.5435
Scenario 4: Reference ZEAS Phase In | PG&E | Res | BROs | Res - Multi Family | Electric Energy (GWh/year) | Energy Efficiency | 95.1952 | 97.5953 | 100.1119 | 103.3436 | 106.7446 | 110.4812 | 113.9553 | 117.88 | 121.7288 | 125.5728 | 129.0254 | 133.3031 | 137.7944
Scenario 4: Reference ZEAS Phase In | PG&E | Res | BROs | Res - Multi Family | Gas Energy (MMTherm/year) | Energy Efficiency | 4.0162 | 4.0618 | 4.1158 | 4.1776 | 4.2467 | 4.3194 | 4.3851 | 4.4616 | 4.5442 | 4.6287 | 4.7217 | 4.8246 | 4.9387
Scenario 4: Reference ZEAS Phase In | PG&E | Res | BROs | Res - Single Family | Electric Demand (MW) | Energy Efficiency | 3.7579 | 3.8667 | 3.9812 | 4.1214 | 4.2681 | 4.4286 | 4.571 | 4.7333 | 4.891 | 5.0499 | 5.1903 | 5.3602 | 5.5342
Scenario 4: Reference ZEAS Phase In | PG&E | Res | BROs | Res - Single Family | Electric Energy (GWh/year) | Energy Efficiency | 24.8286 | 25.5597 | 26.3341 | 27.2841 | 28.2858 | 29.3876 | 30.3811 | 31.5201 | 32.6449 | 33.7953 | 34.8429 | 36.1128 | 37.4389
Scenario 4: Reference ZEAS Phase In | PG&E | Res | BROs | Res - Single Family | Gas Energy (MMTherm/year) | Energy Efficiency | 0.99461 | 1.0065 | 1.0208 | 1.0372 | 1.0555 | 1.075 | 1.0917 | 1.1116 | 1.1332 | 1.1561 | 1.1812 | 1.2088 | 1.2395
Scenario 4: Reference ZEAS Phase In | PG&E | Res | BldgEnv | Res - Single Family | Electric Demand (MW) | Energy Efficiency | 0.015015 | 0.032388 | 0.050605 | 0.068728 | 0.086318 | 0.10319 | 0.11924 | 0.1285 | 0.13712 | 0.13168 | 0.12646 | 0.12146 | 0.11667
Scenario 4: Reference ZEAS Phase In | PG&E | Res | BldgEnv | Res - Single Family | Electric Energy (GWh/year) | Energy Efficiency | -0.0047044 | -0.0092285 | -0.013577 | -0.017755 | -0.021768 | -0.02562 | -0.029314 | -0.02813 | -0.026976 | -0.022625 | -0.018452 | -0.014452 | -0.01062
Scenario 4: Reference ZEAS Phase In | PG&E | Res | BldgEnv | Res - Single Family | Gas Energy (MMTherm/year) | Energy Efficiency | 0.002649 | 0.0057634 | 0.0090507 | 0.01233 | 0.015515 | 0.018572 | 0.02148 | 0.023334 | 0.025067 | 0.024244 | 0.023455 | 0.0227 | 0.021976
Scenario 4: Reference ZEAS Phase In | PG&E | Res | HVAC | Res - Multi Family | Electric Demand (MW) | Energy Efficiency | 0.013926 | 0.029253 | 0.98786 | 1.0055 | 0.082172 | 0.10165 | 0.12193 | 0.14169 | 0.1621 | 0.18316 | 0.20485 | 0.22717 | 0.24962
Scenario 4: Reference ZEAS Phase In | PG&E | Res | HVAC | Res - Multi Family | Electric Demand (MW) | Fuel Substitution | 0 | 0 | 0 | 0 | 2.1955e-05 | 4.5471e-05 | 7.044e-05 | 9.6671e-05 | 0.00012445 | 0.00015377 | 0.00018427 | 0.0002157 | 0.00024788
Scenario 4: Reference ZEAS Phase In | PG&E | Res | HVAC | Res - Multi Family | Electric Energy (GWh/year) | Energy Efficiency | 0.10847 | 0.22798 | 1.0691 | 1.2069 | 0.64057 | 0.79241 | 0.95054 | 1.104 | 1.2625 | 1.4261 | 1.5945 | 1.7835 | 1.9694
Scenario 4: Reference ZEAS Phase In | PG&E | Res | HVAC | Res - Multi Family | Electric Energy (GWh/year) | Fuel Substitution | -7.5131e-05 | -0.0001772 | -0.00028525 | -0.00039914 | -0.0002336 | -5.6292e-05 | 0.00013199 | 0.0003298 | 0.00053926 | 0.00076041 | 0.00099047 | 0.0012275 | 0.0014703
Scenario 4: Reference ZEAS Phase In | PG&E | Res | HVAC | Res - Multi Family | Gas Energy (MMTherm/year) | Energy Efficiency | 0 | 0 | 0 | 3.4739e-07 | 7.6111e-07 | 1.1915e-06 | 1.1915e-06 | 1.1915e-06 | 1.1915e-06 | 1.1915e-06 | 1.1915e-06 | 0.0023651 | 0.0041114
Scenario 4: Reference ZEAS Phase In | PG&E | Res | HVAC | Res - Multi Family | Gas Energy (MMTherm/year) | Fuel Substitution | 1.9454e-05 | 4.6821e-05 | 7.5807e-05 | 0.00010637 | 0.00010637 | 0.00010637 | 0.00010637 | 0.00010637 | 0.00010637 | 0.00010637 | 0.00010637 | 0.00010637 | 0.00010637
Scenario 4: Reference ZEAS Phase In | PG&E | Res | HVAC | Res - Single Family | Electric Demand (MW) | Energy Efficiency | 0.78897 | 1.7044 | 10.492 | 11.5671 | 4.4556 | 5.1542 | 5.88 | 6.6309 | 6.7787 | 6.8332 | 6.8893 | 6.9468 | 7.0057
Scenario 4: Reference ZEAS Phase In | PG&E | Res | HVAC | Res - Single Family | Electric Demand (MW) | Fuel Substitution | 0 | 0 | 0 | 0 | 0.00045714 | 0.00094886 | 0.0014743 | 0.0020384 | 0.0020725 | 0.002109 | 0.0021474 | 0.0021873 | 0.0022285
Scenario 4: Reference ZEAS Phase In | PG&E | Res | HVAC | Res - Single Family | Electric Energy (GWh/year) | Energy Efficiency | 0.84813 | 1.8301 | 6.621 | 7.7675 | 4.7815 | 5.5419 | 6.3317 | 7.1487 | 7.4802 | 7.7421 | 8.0113 | 8.4032 | 8.7983
Scenario 4: Reference ZEAS Phase In | PG&E | Res | HVAC | Res - Single Family | Electric Energy (GWh/year) | Fuel Substitution | -0.0076187 | -0.015781 | -0.025043 | -0.03485 | -0.03284 | -0.030682 | -0.028383 | -0.025926 | -0.025765 | -0.025594 | -0.025413 | -0.025226 | -0.025032
Scenario 4: Reference ZEAS Phase In | PG&E | Res | HVAC | Res - Single Family | Gas Energy (MMTherm/year) | Energy Efficiency | 0.016032 | 0.035029 | 0.056017 | 0.078273 | 0.074048 | 0.069634 | 0.065048 | 0.060303 | 0.059659 | 0.059659 | 0.059659 | 0.074393 | 0.08868
Scenario 4: Reference ZEAS Phase In | PG&E | Res | HVAC | Res - Single Family | Gas Energy (MMTherm/year) | Fuel Substitution | 0.0010873 | 0.0022525 | 0.0035921 | 0.0050104 | 0.0050104 | 0.0050104 | 0.0050104 | 0.0050104 | 0.0050104 | 0.0050104 | 0.0050104 | 0.0050104 | 0.0050104
Scenario 4: Reference ZEAS Phase In | PG&E | Res | WaterHeat | Res - Multi Family | Electric Demand (MW) | Energy Efficiency | 0.02727 | 0.079216 | 0.13886 | 0.20192 | 0.26812 | 0.33735 | 0.40959 | 0.48229 | 0.55778 | 0.6361 | 0.71731 | 0.79883 | 0.88174
Scenario 4: Reference ZEAS Phase In | PG&E | Res | WaterHeat | Res - Multi Family | Electric Demand (MW) | Fuel Substitution | 0 | 0 | 0.002492 | 0.0083459 | 0.018455 | 0.029794 | 0.04269 | 0.057443 | 0.07393 | 0.092135 | 0.1119 | 0.13293 | 0.15503
Scenario 4: Reference ZEAS Phase In | PG&E | Res | WaterHeat | Res - Multi Family | Electric Energy (GWh/year) | Energy Efficiency | 0.1555 | 0.45441 | 0.79761 | 1.1601 | 1.5403 | 1.9374 | 2.3514 | 2.7676 | 3.1994 | 3.6471 | 4.111 | 4.5725 | 5.0414
Scenario 4: Reference ZEAS Phase In | PG&E | Res | WaterHeat | Res - Multi Family | Electric Energy (GWh/year) | Fuel Substitution | -2.6944 | -5.6428 | -8.8675 | -12.3261 | -16.0113 | -19.9688 | -19.8908 | -19.8016 | -19.7019 | -19.5919 | -19.4724 | -19.3453 | -19.2116
Scenario 4: Reference ZEAS Phase In | PG&E | Res | WaterHeat | Res - Multi Family | Gas Energy (MMTherm/year) | Energy Efficiency | 0.067367 | 0.13669 | 0.17499 | 0.21216 | 0.24749 | 0.28104 | 0.3129 | 0.34126 | 0.36801 | 0.39326 | 0.41721 | 0.40217 | 0.38494
Scenario 4: Reference ZEAS Phase In | PG&E | Res | WaterHeat | Res - Multi Family | Gas Energy (MMTherm/year) | Fuel Substitution | 0.20626 | 0.43203 | 0.68236 | 0.95089 | 1.237 | 1.5444 | 1.5444 | 1.5444 | 1.5444 | 1.5444 | 1.5444 | 1.5444 | 1.5444
Scenario 4: Reference ZEAS Phase In | PG&E | Res | WaterHeat | Res - Single Family | Electric Demand (MW) | Energy Efficiency | 0.15218 | 0.31765 | 0.49738 | 0.68645 | 0.884 | 1.0897 | 1.3031 | 1.5243 | 1.7479 | 1.9786 | 2.217 | 2.461 | 2.7126
Scenario 4: Reference ZEAS Phase In | PG&E | Res | WaterHeat | Res - Single Family | Electric Demand (MW) | Fuel Substitution | 0 | 0 | 0.014583 | 0.048868 | 0.10803 | 0.17433 | 0.24848 | 0.33281 | 0.42723 | 0.53169 | 0.64518 | 0.76609 | 0.8933
Scenario 4: Reference ZEAS Phase In | PG&E | Res | WaterHeat | Res - Single Family | Electric Energy (GWh/year) | Energy Efficiency | 1.0365 | 2.1627 | 3.3884 | 4.6775 | 6.0242 | 7.4257 | 8.8803 | 10.3867 | 11.9217 | 13.5062 | 15.1431 | 16.8163 | 18.542
Scenario 4: Reference ZEAS Phase In | PG&E | Res | WaterHeat | Res - Single Family | Electric Energy (GWh/year) | Fuel Substitution | -0.056714 | -0.13711 | -0.38096 | -0.33554 | 0.098784 | 0.58548 | 1.1297 | 1.7488 | 2.4419 | 3.2088 | 4.0419 | 4.9295 | 5.8633
Scenario 4: Reference ZEAS Phase In | PG&E | Res | WaterHeat | Res - Single Family | Gas Energy (MMTherm/year) | Energy Efficiency | 0.33907 | 0.70741 | 0.85762 | 1.0044 | 1.1441 | 1.2769 | 1.4026 | 1.5212 | 1.6331 | 1.7392 | 1.8402 | 1.7977 | 1.7423
Scenario 4: Reference ZEAS Phase In | PG&E | Res | WaterHeat | Res - Single Family | Gas Energy (MMTherm/year) | Fuel Substitution | 0.0076814 | 0.018571 | 0.066095 | 0.094028 | 0.094028 | 0.094028 | 0.094028 | 0.094028 | 0.094028 | 0.094028 | 0.094028 | 0.094028 | 0.094028
Scenario 4: Reference ZEAS Phase In | PG&E | Res | WholeBlg | Res - Multi Family | Electric Demand (MW) | Energy Efficiency | 0 | 0 | 0.00093991 | 0.0019101 | 0.0028669 | 0.003811 | 0.24775 | 0.48108 | 0.69899 | 0.90338 | 1.0923 | 1.4107 | 1.7066
Scenario 4: Reference ZEAS Phase In | PG&E | Res | WholeBlg | Res - Multi Family | Electric Energy (GWh/year) | Energy Efficiency | 0 | 0 | 0.0090796 | 0.018452 | 0.027694 | 0.036814 | 2.1802 | 4.2303 | 6.145 | 7.9408 | 9.6006 | 12.1555 | 14.5303
Scenario 4: Reference ZEAS Phase In | PG&E | Res | WholeBlg | Res - Multi Family | Gas Energy (MMTherm/year) | Energy Efficiency | 0 | 0 | 6.7456e-05 | 0.00013708 | 0.00020575 | 0.00027351 | 0.018942 | 0.036797 | 0.053474 | 0.069115 | 0.083571 | 0.10739 | 0.12952
Scenario 4: Reference ZEAS Phase In | PG&E | Res | WholeBlg | Res - Single Family | Electric Demand (MW) | Energy Efficiency | 0 | 0 | 0.0076699 | 0.015622 | 0.023392 | 0.030994 | 0.038204 | 0.04496 | 0.051169 | 0.056941 | 0.062215 | 0.067075 | 0.698
Scenario 4: Reference ZEAS Phase In | PG&E | Res | WholeBlg | Res - Single Family | Electric Energy (GWh/year) | Energy Efficiency | 0 | 0 | 0.034337 | 0.069936 | 0.10472 | 0.13876 | 0.17103 | 0.20128 | 0.22908 | 0.25491 | 0.27852 | 0.30028 | 3.6931
Scenario 4: Reference ZEAS Phase In | PG&E | Res | WholeBlg | Res - Single Family | Gas Energy (MMTherm/year) | Energy Efficiency | 0 | 0 | 0.00019799 | 0.00040325 | 0.00060383 | 0.00080007 | 0.00098618 | 0.0011606 | 0.0013209 | 0.0014698 | 0.001606 | 0.0017314 | 0.022618
Scenario 4: Reference ZEAS Phase In | SCE | Ag | WholeBlg | Ag - Dairies, fishing, hunting | Electric Demand (MW) | Energy Efficiency | 0.042678 | 0.08561 | 0.12877 | 0.17213 | 0.2157 | 0.25945 | 0.30337 | 0.34749 | 0.37087 | 0.37256 | 0.37419 | 0.37578 | 0.37732
Scenario 4: Reference ZEAS Phase In | SCE | Ag | WholeBlg | Ag - Dairies, fishing, hunting | Electric Energy (GWh/year) | Energy Efficiency | 0.18181 | 0.3647 | 0.54855 | 0.73329 | 0.91887 | 1.1052 | 1.2924 | 1.4803 | 1.5799 | 1.5871 | 1.594 | 1.6008 | 1.6074
Scenario 4: Reference ZEAS Phase In | SCE | Ag | WholeBlg | Ag - Irrigated Agriculture, vineyards, forestry and greenhouses | Electric Demand (MW) | Energy Efficiency | 0.10273 | 0.2108 | 0.3238 | 0.44148 | 0.5637 | 0.69015 | 0.82063 | 0.95525 | 1.0437 | 1.0815 | 1.1184 | 1.1547 | 1.1906
Scenario 4: Reference ZEAS Phase In | SCE | Ag | WholeBlg | Ag - Irrigated Agriculture, vineyards, forestry and greenhouses | Electric Energy (GWh/year) | Energy Efficiency | 0.43761 | 0.89799 | 1.3794 | 1.8807 | 2.4014 | 2.94 | 3.4959 | 4.0694 | 4.4463 | 4.6073 | 4.7645 | 4.9191 | 5.0718
Scenario 4: Reference ZEAS Phase In | SCE | Ag | WholeBlg | Ag - Water pumping | Electric Demand (MW) | Energy Efficiency | 0.59452 | 1.1885 | 1.7821 | 2.375 | 2.9674 | 3.5592 | 4.1506 | 4.7417 | 5.0408 | 5.0367 | 5.0325 | 5.0281 | 5.0234
Scenario 4: Reference ZEAS Phase In | SCE | Ag | WholeBlg | Ag - Water pumping | Electric Energy (GWh/year) | Energy Efficiency | 2.5326 | 5.0632 | 7.5915 | 10.1174 | 12.6409 | 15.1622 | 17.6816 | 20.1994 | 21.4738 | 21.4562 | 21.4381 | 21.4194 | 21.3997
Scenario 4: Reference ZEAS Phase In | SCE | Com | BROs | Com - Lodging | Electric Energy (GWh/year) | Energy Efficiency | 0.024629 | 0.075049 | 0.12786 | 0.1837 | 0.24339 | 0.3069 | 0.37469 | 0.4464 | 0.52142 | 0.60058 | 0.68322 | 0.76716 | 0.84977
Scenario 4: Reference ZEAS Phase In | SCE | Com | BROs | Com - Other | Electric Energy (GWh/year) | Energy Efficiency | 0.039575 | 0.12025 | 0.20412 | 0.29214 | 0.38552 | 0.48417 | 0.58908 | 0.69953 | 0.81427 | 0.93457 | 1.0593 | 1.1855 | 1.3193
Scenario 4: Reference ZEAS Phase In | SCE | Com | BROs | Com - Retail | Electric Demand (MW) | Energy Efficiency | 0.0073178 | 0.022189 | 0.037579 | 0.053618 | 0.070487 | 0.0882 | 0.10692 | 0.12652 | 0.14672 | 0.16773 | 0.18929 | 0.21088 | 0.23333
Scenario 4: Reference ZEAS Phase In | SCE | Com | BROs | Com - Retail | Electric Energy (GWh/year) | Energy Efficiency | 0.079116 | 0.23989 | 0.40628 | 0.57969 | 0.76207 | 0.95357 | 1.156 | 1.3678 | 1.5863 | 1.8134 | 2.0465 | 2.2799 | 2.5227
Scenario 4: Reference ZEAS Phase In | SCE | Com | BldgEnv | Com - College | Electric Demand (MW) | Energy Efficiency | 0.0014447 | 0.0029746 | 0.004543 | 0.0060953 | 0.0075732 | 0.0089285 | 0.010122 | 0.0097247 | 0.0083085 | 0.0067855 | 0.0052829 | 0.003857 | 0.0025579
Scenario 4: Reference ZEAS Phase In | SCE | Com | BldgEnv | Com - College | Electric Energy (GWh/year) | Energy Efficiency | 0.000493 | 0.0010151 | 0.0015503 | 0.00208 | 0.0025842 | 0.0030464 | 0.0034535 | 0.0033169 | 0.0028322 | 0.002312 | 0.0017987 | 0.0013116 | 0.00086788
Scenario 4: Reference ZEAS Phase In | SCE | Com | BldgEnv | Com - College | Gas Energy (MMTherm/year) | Energy Efficiency | 0.001571 | 0.0032348 | 0.0049403 | 0.0066274 | 0.0082331 | 0.0097044 | 0.010999 | 0.010556 | 0.0090013 | 0.0073394 | 0.0056997 | 0.0041437 | 0.0027262
Scenario 4: Reference ZEAS Phase In | SCE | Com | BldgEnv | Com - Grocery | Electric Demand (MW) | Energy Efficiency | 0.0001349 | 0.00027651 | 0.00042277 | 0.000563 | 0.00071135 | 0.00086678 | 0.0010279 | 0.0011633 | 0.0013061 | 0.0012776 | 0.0012628 | 0.0012488 | 0.0012355
Scenario 4: Reference ZEAS Phase In | SCE | Com | BldgEnv | Com - Grocery | Electric Energy (GWh/year) | Energy Efficiency | 4.4433e-05 | 9.1073e-05 | 0.00013925 | 0.00018544 | 0.0002343 | 0.00028549 | 0.00033858 | 0.00038316 | 0.0004302 | 0.00042081 | 0.00041595 | 0.00041133 | 0.00040695
Scenario 4: Reference ZEAS Phase In | SCE | Com | BldgEnv | Com - Grocery | Gas Energy (MMTherm/year) | Energy Efficiency | 9.3978e-05 | 0.00019263 | 0.00029452 | 0.00039222 | 0.00049557 | 0.00060386 | 0.00071614 | 0.00081046 | 0.00090995 | 0.0008901 | 0.00087983 | 0.00087006 | 0.00086079
Scenario 4: Reference ZEAS Phase In | SCE | Com | BldgEnv | Com - Health | Electric Demand (MW) | Energy Efficiency | 0.0027372 | 0.0051685 | 0.0055853 | 0.0059402 | 0.0062348 | 0.0064715 | 0.0066583 | 0.0041625 | 0.0019817 | 0.0016739 | 0.0014321 | 0.0012569 | 0.0011444
Scenario 4: Reference ZEAS Phase In | SCE | Com | BldgEnv | Com - Health | Electric Energy (GWh/year) | Energy Efficiency | 0.0012638 | 0.0023863 | 0.0025485 | 0.0026893 | 0.0028093 | 0.0029094 | 0.0029923 | 0.0018399 | 0.00083301 | 0.00072114 | 0.00063263 | 0.00056772 | 0.00052503
Scenario 4: Reference ZEAS Phase In | SCE | Com | BldgEnv | Com - Health | Gas Energy (MMTherm/year) | Energy Efficiency | 0.0021648 | 0.0040877 | 0.0042921 | 0.0044771 | 0.004644 | 0.0047929 | 0.0049268 | 0.0029529 | 0.0012281 | 0.0011098 | 0.0010143 | 0.00094188 | 0.0008912
Scenario 4: Reference ZEAS Phase In | SCE | Com | BldgEnv | Com - Lodging | Electric Demand (MW) | Energy Efficiency | 0.00012181 | 0.00026953 | 0.00044828 | 0.0006641 | 0.00092411 | 0.0012365 | 0.0016108 | 0.001937 | 0.0017952 | 0.0016182 | 0.0014043 | 0.0011465 | 0.00083651
Scenario 4: Reference ZEAS Phase In | SCE | Com | BldgEnv | Com - Lodging | Electric Energy (GWh/year) | Energy Efficiency | 7.6281e-05 | 0.00016877 | 0.00028069 | 0.00041581 | 0.00057858 | 0.00077415 | 0.0010084 | 0.0012126 | 0.001124 | 0.0010132 | 0.00087929 | 0.00071793 | 0.00052394
Scenario 4: Reference ZEAS Phase In | SCE | Com | BldgEnv | Com - Lodging | Gas Energy (MMTherm/year) | Energy Efficiency | 4.829e-05 | 0.00010691 | 0.00017789 | 0.00026368 | 0.00036708 | 0.00049141 | 0.00064042 | 0.00077031 | 0.00071267 | 0.00064195 | 0.00055648 | 0.00045341 | 0.00032948
Scenario 4: Reference ZEAS Phase In | SCE | Com | BldgEnv | Com - Office (Large) | Electric Demand (MW) | Energy Efficiency | 0.0032079 | 0.0065191 | 0.0099089 | 0.013375 | 0.016937 | 0.020583 | 0.024278 | 0.027706 | 0.031155 | 0.030873 | 0.030606 | 0.030351 | 0.03011
Scenario 4: Reference ZEAS Phase In | SCE | Com | BldgEnv | Com - Office (Large) | Electric Energy (GWh/year) | Energy Efficiency | 0.0010874 | 0.0022097 | 0.0033587 | 0.0045336 | 0.005741 | 0.0069768 | 0.0082291 | 0.0093913 | 0.01056 | 0.010465 | 0.010374 | 0.010288 | 0.010206
Scenario 4: Reference ZEAS Phase In | SCE | Com | BldgEnv | Com - Office (Large) | Gas Energy (MMTherm/year) | Energy Efficiency | 0.0009075 | 0.0018442 | 0.0028031 | 0.0037837 | 0.0047914 | 0.0058228 | 0.006868 | 0.0078379 | 0.0088137 | 0.0087339 | 0.0086582 | 0.0085862 | 0.0085179
Scenario 4: Reference ZEAS Phase In | SCE | Com | BldgEnv | Com - Office (Small) | Electric Demand (MW) | Energy Efficiency | 0.00013624 | 0.00027853 | 0.00042586 | 0.00056906 | 0.00057991 | 0.002235 | 0.0023793 | 0.0025025 | 0.0026305 | 0.0026086 | 0.0025972 | 0.0025863 | 0.002576
Scenario 4: Reference ZEAS Phase In | SCE | Com | BldgEnv | Com - Office (Small) | Electric Energy (GWh/year) | Energy Efficiency | 4.4876e-05 | 9.1744e-05 | 0.00014027 | 0.00018744 | 0.00019102 | 0.00073618 | 0.0007837 | 0.00082429 | 0.00086645 | 0.00085923 | 0.00085547 | 0.00085189 | 0.0008485
Scenario 4: Reference ZEAS Phase In | SCE | Com | BldgEnv | Com - Office (Small) | Gas Energy (MMTherm/year) | Energy Efficiency | 4.4758e-05 | 9.1501e-05 | 0.0001399 | 0.00018694 | 0.00019051 | 0.00073422 | 0.00078161 | 0.00082209 | 0.00086414 | 0.00085693 | 0.00085318 | 0.00084962 | 0.00084623
Scenario 4: Reference ZEAS Phase In | SCE | Com | BldgEnv | Com - Other | Electric Demand (MW) | Energy Efficiency | 0.0060166 | 0.011503 | 0.016287 | 0.020272 | 0.023445 | 0.025854 | 0.027596 | 0.023847 | 0.02069 | 0.016883 | 0.013943 | 0.011883 | 0.010649
Scenario 4: Reference ZEAS Phase In | SCE | Com | BldgEnv | Com - Other | Electric Energy (GWh/year) | Energy Efficiency | 0.0020539 | 0.0039263 | 0.0055583 | 0.0069174 | 0.0079984 | 0.0088182 | 0.0094101 | 0.0081251 | 0.0070427 | 0.0057421 | 0.0047376 | 0.0040336 | 0.0036122
Scenario 4: Reference ZEAS Phase In | SCE | Com | BldgEnv | Com - Other | Gas Energy (MMTherm/year) | Energy Efficiency | 0.0042384 | 0.0080271 | 0.01123 | 0.013775 | 0.01565 | 0.016896 | 0.017589 | 0.01404 | 0.010958 | 0.0080511 | 0.0058239 | 0.0042861 | 0.0033964
Scenario 4: Reference ZEAS Phase In | SCE | Com | BldgEnv | Com - Refrig. Warehouse | Electric Demand (MW) | Energy Efficiency | 2.3536e-05 | 2.5901e-05 | 2.8364e-05 | 3.0868e-05 | 3.3453e-05 | 3.6143e-05 | 3.8956e-05 | 4.1797e-05 | 4.4757e-05 | 4.4687e-05 | 4.4616e-05 | 4.4544e-05 | 4.447e-05
Scenario 4: Reference ZEAS Phase In | SCE | Com | BldgEnv | Com - Refrig. Warehouse | Electric Energy (GWh/year) | Energy Efficiency | 1.0984e-05 | 1.2087e-05 | 1.3237e-05 | 1.4405e-05 | 1.5611e-05 | 1.6867e-05 | 1.8179e-05 | 1.9505e-05 | 2.0887e-05 | 2.0854e-05 | 2.0821e-05 | 2.0787e-05 | 2.0753e-05
Scenario 4: Reference ZEAS Phase In | SCE | Com | BldgEnv | Com - Refrig. Warehouse | Gas Energy (MMTherm/year) | Energy Efficiency | 1.3285e-05 | 1.462e-05 | 1.601e-05 | 1.7423e-05 | 1.8882e-05 | 2.0401e-05 | 2.1988e-05 | 2.3592e-05 | 2.5263e-05 | 2.5223e-05 | 2.5183e-05 | 2.5143e-05 | 2.5101e-05
Scenario 4: Reference ZEAS Phase In | SCE | Com | BldgEnv | Com - Retail | Electric Demand (MW) | Energy Efficiency | 0.00035586 | 0.00072576 | 0.0011054 | 0.0014954 | 0.0018964 | 0.0023017 | 0.0026843 | 0.0029903 | 0.0032994 | 0.0032241 | 0.0031523 | 0.0030843 | 0.0030221
Scenario 4: Reference ZEAS Phase In | SCE | Com | BldgEnv | Com - Retail | Electric Energy (GWh/year) | Energy Efficiency | 0.00012058 | 0.000246 | 0.00037478 | 0.00050717 | 0.00064334 | 0.00078106 | 0.00091138 | 0.0010165 | 0.0011227 | 0.0010979 | 0.0010743 | 0.0010519 | 0.0010314
Scenario 4: Reference ZEAS Phase In | SCE | Com | BldgEnv | Com - Retail | Gas Energy (MMTherm/year) | Energy Efficiency | 0.00012541 | 0.00025595 | 0.0003901 | 0.0005281 | 0.00067015 | 0.00081394 | 0.00095046 | 0.001062 | 0.0011746 | 0.0011499 | 0.0011263 | 0.0011039 | 0.0010835
Scenario 4: Reference ZEAS Phase In | SCE | Com | BldgEnv | Com - School | Electric Demand (MW) | Energy Efficiency | 0.00018379 | 0.00037493 | 0.00057326 | 0.00077757 | 0.00098623 | 0.0011995 | 0.0014153 | 0.0016137 | 0.0018159 | 0.0017976 | 0.0017801 | 0.0017636 | 0.0017478
Scenario 4: Reference ZEAS Phase In | SCE | Com | BldgEnv | Com - School | Electric Energy (GWh/year) | Energy Efficiency | 6.0536e-05 | 0.00012349 | 0.00018882 | 0.00025612 | 0.00032485 | 0.00039509 | 0.00046619 | 0.00053154 | 0.00059814 | 0.00059209 | 0.00058635 | 0.00058089 | 0.0005757
Scenario 4: Reference ZEAS Phase In | SCE | Com | BldgEnv | Com - School | Gas Energy (MMTherm/year) | Energy Efficiency | 6.0375e-05 | 0.00012317 | 0.00018832 | 0.00025544 | 0.00032398 | 0.00039404 | 0.00046494 | 0.00053012 | 0.00059654 | 0.00059051 | 0.00058478 | 0.00057934 | 0.00057416
Scenario 4: Reference ZEAS Phase In | SCE | Com | BldgEnv | Com - Warehouse | Electric Demand (MW) | Energy Efficiency | 0.0014879 | 0.0031856 | 0.0050878 | 0.0071815 | 0.0094415 | 0.011822 | 0.014267 | 0.015339 | 0.013984 | 0.012216 | 0.010268 | 0.0081684 | 0.0059583
Scenario 4: Reference ZEAS Phase In | SCE | Com | BldgEnv | Com - Warehouse | Electric Energy (GWh/year) | Energy Efficiency | 0.00071957 | 0.0015391 | 0.0024557 | 0.0034639 | 0.0045522 | 0.0056987 | 0.0068767 | 0.0074119 | 0.006815 | 0.0059862 | 0.0050734 | 0.0040897 | 0.0030545
Scenario 4: Reference ZEAS Phase In | SCE | Com | BldgEnv | Com - Warehouse | Gas Energy (MMTherm/year) | Energy Efficiency | 0.00084501 | 0.0018089 | 0.0028885 | 0.0040767 | 0.0053593 | 0.0067102 | 0.0080977 | 0.0087103 | 0.0079526 | 0.006954 | 0.0058537 | 0.0046677 | 0.0034195
Scenario 4: Reference ZEAS Phase In | SCE | Com | ComRefrig | Com - College | Electric Demand (MW) | Energy Efficiency | 0.00013282 | 0.00022404 | 0.00028241 | 0.00031689 | 0.00033496 | 0.00034676 | 0.0021334 | 0.0041839 | 0.0062544 | 0.0083408 | 0.010444 | 0.012577 | 0.014728
Scenario 4: Reference ZEAS Phase In | SCE | Com | ComRefrig | Com - College | Electric Energy (GWh/year) | Energy Efficiency | 0.00097601 | 0.0016535 | 0.0020923 | 0.0023555 | 0.002497 | 0.0025881 | 0.018217 | 0.036157 | 0.054273 | 0.072529 | 0.090929 | 0.1096 | 0.12842
Scenario 4: Reference ZEAS Phase In | SCE | Com | ComRefrig | Com - College | Gas Energy (MMTherm/year) | Energy Efficiency | 0 | 0 | 0 | 0 | 0 | 0 | -0.00024081 | -0.00051761 | -0.00079717 | -0.0010789 | -0.001363 | -0.0016513 | -0.0019418
Scenario 4: Reference ZEAS Phase In | SCE | Com | ComRefrig | Com - Grocery | Electric Demand (MW) | Energy Efficiency | 0.19013 | 0.30186 | 0.35686 | 0.38675 | 0.40518 | 0.41777 | 0.42956 | 0.4406 | 0.45094 | 0.46062 | 0.46969 | 0.47817 | 0.48612
Scenario 4: Reference ZEAS Phase In | SCE | Com | ComRefrig | Com - Grocery | Electric Energy (GWh/year) | Energy Efficiency | 1.4156 | 2.2638 | 2.6955 | 2.9313 | 3.0708 | 3.1617 | 3.2468 | 3.3265 | 3.4011 | 3.4709 | 3.5363 | 3.5975 | 3.6547
Scenario 4: Reference ZEAS Phase In | SCE | Com | ComRefrig | Com - Health | Electric Demand (MW) | Energy Efficiency | 0 | 0 | 0 | 0 | 0 | 0 | 0.012089 | 0.026204 | 0.040461 | 0.054808 | 0.069228 | 0.083796 | 0.098534
Scenario 4: Reference ZEAS Phase In | SCE | Com | ComRefrig | Com - Health | Electric Energy (GWh/year) | Energy Efficiency | 0 | 0 | 0 | 0 | 0 | 0 | 0.10583 | 0.22939 | 0.35419 | 0.47978 | 0.60601 | 0.73354 | 0.86255
Scenario 4: Reference ZEAS Phase In | SCE | Com | ComRefrig | Com - Health | Gas Energy (MMTherm/year) | Energy Efficiency | 0 | 0 | 0 | 0 | 0 | 0 | -0.001637 | -0.0035483 | -0.0054788 | -0.0074216 | -0.0093742 | -0.011347 | -0.013342
Scenario 4: Reference ZEAS Phase In | SCE | Com | ComRefrig | Com - Refrig. Warehouse | Electric Demand (MW) | Energy Efficiency | 0.0003135 | 0.0005438 | 0.00070034 | 0.00079908 | 0.0008562 | 0.00088507 | 0.00090466 | 0.00091825 | 0.00092949 | 0.00094002 | 0.00094988 | 0.00095911 | 0.00096775
Scenario 4: Reference ZEAS Phase In | SCE | Com | ComRefrig | Com - Refrig. Warehouse | Electric Energy (GWh/year) | Energy Efficiency | 0.0022826 | 0.003975 | 0.0051375 | 0.0058797 | 0.0063161 | 0.0065427 | 0.0066929 | 0.006793 | 0.0068742 | 0.0069501 | 0.0070212 | 0.0070878 | 0.0071501
Scenario 4: Reference ZEAS Phase In | SCE | Com | ComRefrig | Com - Restaurant | Electric Demand (MW) | Energy Efficiency | 0.0077379 | 0.012297 | 0.014568 | 0.015798 | 0.016577 | 0.017135 | 0.017656 | 0.018145 | 0.018603 | 0.019031 | 0.019432 | 0.019808 | 0.02016
Scenario 4: Reference ZEAS Phase In | SCE | Com | ComRefrig | Com - Restaurant | Electric Energy (GWh/year) | Energy Efficiency | 0.057459 | 0.091929 | 0.10963 | 0.11927 | 0.12513 | 0.12915 | 0.13291 | 0.13644 | 0.13973 | 0.14282 | 0.14571 | 0.14842 | 0.15095
Scenario 4: Reference ZEAS Phase In | SCE | Com | ComRefrig | Com - Retail | Electric Demand (MW) | Energy Efficiency | 0.091974 | 0.14712 | 0.17551 | 0.19003 | 0.19916 | 0.20504 | 0.21055 | 0.21571 | 0.22053 | 0.22505 | 0.22929 | 0.23325 | 0.23696
Scenario 4: Reference ZEAS Phase In | SCE | Com | ComRefrig | Com - Retail | Electric Energy (GWh/year) | Energy Efficiency | 0.68361 | 1.1007 | 1.3216 | 1.4364 | 1.5061 | 1.5486 | 1.5883 | 1.6255 | 1.6604 | 1.693 | 1.7235 | 1.7521 | 1.7788
Scenario 4: Reference ZEAS Phase In | SCE | Com | ComRefrig | Com - School | Electric Demand (MW) | Energy Efficiency | 3.4778e-05 | 5.1004e-05 | 6.3617e-05 | 7.5426e-05 | 8.6485e-05 | 9.6841e-05 | 0.00010654 | 0.00011562 | 0.00012412 | 0.00013208 | 0.00013954 | 0.00014652 | 0.00015306
Scenario 4: Reference ZEAS Phase In | SCE | Com | ComRefrig | Com - School | Electric Energy (GWh/year) | Energy Efficiency | 0.000277 | 0.00039737 | 0.00048811 | 0.00057306 | 0.00065259 | 0.00072704 | 0.00079674 | 0.000862 | 0.00092309 | 0.00098029 | 0.0010338 | 0.001084 | 0.0011309
Scenario 4: Reference ZEAS Phase In | SCE | Com | FoodServ | Com - College | Electric Demand (MW) | Energy Efficiency | 0.002423 | 0.0073079 | 0.012788 | 0.018598 | 0.025004 | 0.031751 | 0.03874 | 0.04587 | 0.055526 | 0.0656 | 0.075771 | 0.086266 | 0.096407
Scenario 4: Reference ZEAS Phase In | SCE | Com | FoodServ | Com - College | Electric Demand (MW) | Fuel Substitution | -0.00019532 | -0.00042229 | -0.00068107 | -0.00097182 | -0.0012946 | -0.0016495 | -0.0020364 | -0.0024553 | -0.0029059 | -0.0033878 | -0.0039007 | -0.0044442 | -0.0050191
Scenario 4: Reference ZEAS Phase In | SCE | Com | FoodServ | Com - College | Electric Energy (GWh/year) | Energy Efficiency | 0.011869 | 0.039249 | 0.070081 | 0.10268 | 0.13867 | 0.17649 | 0.2156 | 0.25549 | 0.30658 | 0.35959 | 0.41311 | 0.46827 | 0.52006
Scenario 4: Reference ZEAS Phase In | SCE | Com | FoodServ | Com - College | Electric Energy (GWh/year) | Fuel Substitution | -0.0022682 | -0.0049137 | -0.0079421 | -0.01136 | -0.015173 | -0.019394 | -0.024047 | -0.029154 | -0.034731 | -0.040798 | -0.047377 | -0.054486 | -0.062149
Scenario 4: Reference ZEAS Phase In | SCE | Com | FoodServ | Com - College | Gas Energy (MMTherm/year) | Energy Efficiency | 0.00026284 | 0.00053599 | 0.00082741 | 0.0011383 | 0.0019158 | 0.0027778 | 0.0036622 | 0.0045589 | 0.0054652 | 0.0063761 | 0.0072939 | 0.0082423 | 0.0091966
Scenario 4: Reference ZEAS Phase In | SCE | Com | FoodServ | Com - College | Gas Energy (MMTherm/year) | Fuel Substitution | 0.00023477 | 0.00050857 | 0.00082197 | 0.0011756 | 0.0015701 | 0.0020066 | 0.0024877 | 0.0030154 | 0.0035913 | 0.0042174 | 0.0048959 | 0.0056286 | 0.0064182
Scenario 4: Reference ZEAS Phase In | SCE | Com | FoodServ | Com - Grocery | Electric Demand (MW) | Energy Efficiency | 0.010778 | 0.041509 | 0.07693 | 0.11414 | 0.15654 | 0.20095 | 0.24645 | 0.29304 | 0.36012 | 0.43147 | 0.50372 | 0.5767 | 0.64679
Scenario 4: Reference ZEAS Phase In | SCE | Com | FoodServ | Com - Grocery | Electric Demand (MW) | Fuel Substitution | -0.0011997 | -0.0025944 | -0.0041845 | -0.00597 | -0.0079509 | -0.010127 | -0.012497 | -0.015061 | -0.017816 | -0.02076 | -0.023891 | -0.027206 | -0.030718
Scenario 4: Reference ZEAS Phase In | SCE | Com | FoodServ | Com - Grocery | Electric Energy (GWh/year) | Energy Efficiency | 0.052795 | 0.23159 | 0.43869 | 0.6558 | 0.90228 | 1.1601 | 1.424 | 1.694 | 2.0549 | 2.4354 | 2.8206 | 3.2096 | 3.571
Scenario 4: Reference ZEAS Phase In | SCE | Com | FoodServ | Com - Grocery | Electric Energy (GWh/year) | Fuel Substitution | -0.023382 | -0.050363 | -0.080954 | -0.11517 | -0.15303 | -0.1946 | -0.23997 | -0.28916 | -0.34238 | -0.39977 | -0.46144 | -0.52749 | -0.5983
Scenario 4: Reference ZEAS Phase In | SCE | Com | FoodServ | Com - Grocery | Gas Energy (MMTherm/year) | Energy Efficiency | 0.0011692 | 0.0024165 | 0.00372 | 0.0050828 | 0.010286 | 0.016213 | 0.022218 | 0.028313 | 0.034482 | 0.040708 | 0.046997 | 0.053336 | 0.059727
Scenario 4: Reference ZEAS Phase In | SCE | Com | FoodServ | Com - Grocery | Gas Energy (MMTherm/year) | Fuel Substitution | 0.0024261 | 0.0052251 | 0.0083981 | 0.011947 | 0.015872 | 0.020182 | 0.024883 | 0.029979 | 0.03549 | 0.041432 | 0.047814 | 0.054649 | 0.061978
Scenario 4: Reference ZEAS Phase In | SCE | Com | FoodServ | Com - Health | Electric Demand (MW) | Energy Efficiency | 0.007428 | 0.020945 | 0.036214 | 0.051997 | 0.069151 | 0.086853 | 0.10508 | 0.12355 | 0.14558 | 0.16808 | 0.19047 | 0.21318 | 0.23529
Scenario 4: Reference ZEAS Phase In | SCE | Com | FoodServ | Com - Health | Electric Demand (MW) | Fuel Substitution | -0.00047749 | -0.0010361 | -0.0016767 | -0.0023997 | -0.0032058 | -0.0040953 | -0.0050682 | -0.0061245 | -0.0072637 | -0.0084853 | -0.0097881 | -0.011173 | -0.012653
Scenario 4: Reference ZEAS Phase In | SCE | Com | FoodServ | Com - Health | Electric Energy (GWh/year) | Energy Efficiency | 0.036384 | 0.11088 | 0.19554 | 0.28309 | 0.37831 | 0.4766 | 0.57775 | 0.68026 | 0.79868 | 0.91925 | 1.0393 | 1.1611 | 1.276
Scenario 4: Reference ZEAS Phase In | SCE | Com | FoodServ | Com - Health | Electric Energy (GWh/year) | Fuel Substitution | -0.0064465 | -0.013955 | -0.022541 | -0.032219 | -0.043014 | -0.054963 | -0.068102 | -0.082459 | -0.098082 | -0.11503 | -0.13335 | -0.15307 | -0.17433
Scenario 4: Reference ZEAS Phase In | SCE | Com | FoodServ | Com - Health | Gas Energy (MMTherm/year) | Energy Efficiency | 0.00080574 | 0.0016598 | 0.0025693 | 0.0034946 | 0.0052589 | 0.0071753 | 0.0091339 | 0.011107 | 0.01309 | 0.015058 | 0.017006 | 0.01898 | 0.020994
Scenario 4: Reference ZEAS Phase In | SCE | Com | FoodServ | Com - Health | Gas Energy (MMTherm/year) | Fuel Substitution | 0.00068402 | 0.0014809 | 0.0023921 | 0.0034192 | 0.0045647 | 0.0058322 | 0.0072252 | 0.0087466 | 0.010401 | 0.012195 | 0.014132 | 0.016216 | 0.018464
Scenario 4: Reference ZEAS Phase In | SCE | Com | FoodServ | Com - Lodging | Electric Demand (MW) | Energy Efficiency | 0.0062867 | 0.03593 | 0.071337 | 0.1082 | 0.14795 | 0.18919 | 0.23144 | 0.27456 | 0.31992 | 0.36616 | 0.41294 | 0.4602 | 0.49913
Scenario 4: Reference ZEAS Phase In | SCE | Com | FoodServ | Com - Lodging | Electric Demand (MW) | Fuel Substitution | -0.00049931 | -0.0010803 | -0.0017436 | -0.00249 | -0.00332 | -0.004234 | -0.0052323 | -0.006315 | -0.0074817 | -0.0087321 | -0.010065 | -0.011483 | -0.01299
Scenario 4: Reference ZEAS Phase In | SCE | Com | FoodServ | Com - Lodging | Electric Energy (GWh/year) | Energy Efficiency | 0.030794 | 0.22315 | 0.45338 | 0.69222 | 0.94784 | 1.2123 | 1.4829 | 1.7587 | 2.0457 | 2.3375 | 2.6328 | 2.9311 | 3.1553
Scenario 4: Reference ZEAS Phase In | SCE | Com | FoodServ | Com - Lodging | Electric Energy (GWh/year) | Fuel Substitution | -0.0063095 | -0.013622 | -0.021947 | -0.031296 | -0.041689 | -0.053148 | -0.065693 | -0.079342 | -0.09414 | -0.11013 | -0.12734 | -0.14581 | -0.16566
Scenario 4: Reference ZEAS Phase In | SCE | Com | FoodServ | Com - Lodging | Gas Energy (MMTherm/year) | Energy Efficiency | 0.00068195 | 0.0013982 | 0.0021464 | 0.0029166 | 0.0053625 | 0.0081805 | 0.011043 | 0.013946 | 0.01688 | 0.019838 | 0.022823 | 0.025831 | 0.028861
Scenario 4: Reference ZEAS Phase In | SCE | Com | FoodServ | Com - Lodging | Gas Energy (MMTherm/year) | Fuel Substitution | 0.0006525 | 0.0014087 | 0.0022697 | 0.0032363 | 0.0043108 | 0.0054953 | 0.0067916 | 0.0082016 | 0.0097298 | 0.011381 | 0.013156 | 0.015064 | 0.017114
Scenario 4: Reference ZEAS Phase In | SCE | Com | FoodServ | Com - Office (Large) | Electric Demand (MW) | Energy Efficiency | 0 | 0.0018349 | 0.0041371 | 0.0064437 | 0.0087601 | 0.011087 | 0.01342 | 0.015763 | 0.018111 | 0.020464 | 0.022823 | 0.025187 | 0.025724
Scenario 4: Reference ZEAS Phase In | SCE | Com | FoodServ | Com - Office (Large) | Electric Energy (GWh/year) | Energy Efficiency | 0 | 0.016094 | 0.036287 | 0.056519 | 0.076836 | 0.097242 | 0.11771 | 0.13826 | 0.15886 | 0.17949 | 0.20018 | 0.22092 | 0.22563
Scenario 4: Reference ZEAS Phase In | SCE | Com | FoodServ | Com - Office (Small) | Electric Demand (MW) | Energy Efficiency | 0 | 0.00051675 | 0.00112 | 0.0017278 | 0.0021697 | 0.0036555 | 0.004269 | 0.0048871 | 0.0055097 | 0.0061367 | 0.0067682 | 0.0074042 | 0.007528
Scenario 4: Reference ZEAS Phase In | SCE | Com | FoodServ | Com - Office (Small) | Electric Energy (GWh/year) | Energy Efficiency | 0 | 0.0045325 | 0.0098238 | 0.015154 | 0.019031 | 0.032063 | 0.037444 | 0.042865 | 0.048327 | 0.053826 | 0.059366 | 0.064944 | 0.066029
Scenario 4: Reference ZEAS Phase In | SCE | Com | FoodServ | Com - Other | Electric Demand (MW) | Energy Efficiency | 0.010539 | 0.095831 | 0.2 | 0.31077 | 0.44096 | 0.5786 | 0.72073 | 0.8665 | 1.0344 | 1.2087 | 1.3857 | 1.5651 | 1.7469
Scenario 4: Reference ZEAS Phase In | SCE | Com | FoodServ | Com - Other | Electric Demand (MW) | Fuel Substitution | -0.0047683 | -0.010315 | -0.016645 | -0.023764 | -0.031655 | -0.040361 | -0.049871 | -0.060185 | -0.071302 | -0.08322 | -0.095933 | -0.10945 | -0.12376
Scenario 4: Reference ZEAS Phase In | SCE | Com | FoodServ | Com - Other | Electric Energy (GWh/year) | Energy Efficiency | 0.051624 | 0.53771 | 1.1331 | 1.7663 | 2.5107 | 3.2977 | 4.1105 | 4.944 | 5.8785 | 6.8446 | 7.8258 | 8.8204 | 9.8279
Scenario 4: Reference ZEAS Phase In | SCE | Com | FoodServ | Com - Other | Electric Energy (GWh/year) | Fuel Substitution | -0.028635 | -0.061968 | -0.10005 | -0.14293 | -0.19058 | -0.24332 | -0.30117 | -0.36419 | -0.4325 | -0.50621 | -0.58538 | -0.67015 | -0.76069
Scenario 4: Reference ZEAS Phase In | SCE | Com | FoodServ | Com - Other | Gas Energy (MMTherm/year) | Energy Efficiency | 0.0011432 | 0.0023649 | 0.0036581 | 0.0050124 | 0.021342 | 0.040527 | 0.060009 | 0.079749 | 0.099702 | 0.11989 | 0.14031 | 0.16095 | 0.18183
Scenario 4: Reference ZEAS Phase In | SCE | Com | FoodServ | Com - Other | Gas Energy (MMTherm/year) | Fuel Substitution | 0.0027513 | 0.005954 | 0.0096129 | 0.013734 | 0.018313 | 0.023382 | 0.028941 | 0.035 | 0.041567 | 0.048655 | 0.056271 | 0.06443 | 0.073152
Scenario 4: Reference ZEAS Phase In | SCE | Com | FoodServ | Com - Restaurant | Electric Demand (MW) | Energy Efficiency | 0.05515 | 0.28209 | 0.55033 | 0.83213 | 1.1679 | 1.5211 | 1.8821 | 2.2503 | 2.6647 | 3.0918 | 3.524 | 3.9604 | 4.3702
Scenario 4: Reference ZEAS Phase In | SCE | Com | FoodServ | Com - Restaurant | Electric Demand (MW) | Fuel Substitution | -0.011239 | -0.02429 | -0.039167 | -0.055886 | -0.07446 | -0.094903 | -0.11722 | -0.14142 | -0.1675 | -0.19545 | -0.22526 | -0.25693 | -0.2905
Scenario 4: Reference ZEAS Phase In | SCE | Com | FoodServ | Com - Restaurant | Electric Energy (GWh/year) | Energy Efficiency | 0.27014 | 1.6289 | 3.2401 | 4.9295 | 6.928 | 9.0268 | 11.1714 | 13.358 | 15.7561 | 18.2175 | 20.7082 | 23.2236 | 25.493
Scenario 4: Reference ZEAS Phase In | SCE | Com | FoodServ | Com - Restaurant | Electric Energy (GWh/year) | Fuel Substitution | -0.1093 | -0.23577 | -0.37952 | -0.5407 | -0.71953 | -0.91626 | -1.1311 | -1.3643 | -1.6164 | -1.888 | -2.1793 | -2.4911 | -2.8245
Scenario 4: Reference ZEAS Phase In | SCE | Com | FoodServ | Com - Restaurant | Gas Energy (MMTherm/year) | Energy Efficiency | 0.0059823 | 0.012225 | 0.018709 | 0.025433 | 0.077822 | 0.13919 | 0.20127 | 0.2641 | 0.32761 | 0.39171 | 0.45642 | 0.52167 | 0.58748
Scenario 4: Reference ZEAS Phase In | SCE | Com | FoodServ | Com - Restaurant | Gas Energy (MMTherm/year) | Fuel Substitution | 0.010969 | 0.023659 | 0.03808 | 0.054247 | 0.07218 | 0.091906 | 0.11345 | 0.13682 | 0.16208 | 0.1893 | 0.21849 | 0.24974 | 0.28318
Scenario 4: Reference ZEAS Phase In | SCE | Com | FoodServ | Com - Retail | Electric Demand (MW) | Energy Efficiency | 0.0034007 | 0.0089983 | 0.015046 | 0.021266 | 0.027669 | 0.034208 | 0.040842 | 0.047586 | 0.054403 | 0.061271 | 0.068192 | 0.075144 | 0.080139
Scenario 4: Reference ZEAS Phase In | SCE | Com | FoodServ | Com - Retail | Electric Energy (GWh/year) | Energy Efficiency | 0.016658 | 0.051774 | 0.090268 | 0.12968 | 0.17008 | 0.21122 | 0.25291 | 0.29521 | 0.33796 | 0.38102 | 0.42442 | 0.46804 | 0.49444
Scenario 4: Reference ZEAS Phase In | SCE | Com | FoodServ | Com - Retail | Gas Energy (MMTherm/year) | Energy Efficiency | 0.00036889 | 0.00076048 | 0.0011682 | 0.0015922 | 0.0020337 | 0.0024877 | 0.00295 | 0.0034218 | 0.0038995 | 0.0043806 | 0.0048654 | 0.0053515 | 0.0058389
Scenario 4: Reference ZEAS Phase In | SCE | Com | FoodServ | Com - School | Electric Demand (MW) | Energy Efficiency | 0.0095717 | 0.040403 | 0.077452 | 0.11596 | 0.1567 | 0.19861 | 0.2411 | 0.28407 | 0.33003 | 0.37684 | 0.42385 | 0.4711 | 0.51465
Scenario 4: Reference ZEAS Phase In | SCE | Com | FoodServ | Com - School | Electric Demand (MW) | Fuel Substitution | -0.00027447 | -0.00059234 | -0.00095344 | -0.0013576 | -0.0018044 | -0.0022937 | -0.002825 | -0.0033978 | -0.0040113 | -0.004665 | -0.0053579 | -0.0060897 | -0.0068659
Scenario 4: Reference ZEAS Phase In | SCE | Com | FoodServ | Com - School | Electric Energy (GWh/year) | Energy Efficiency | 0.046885 | 0.2284 | 0.44807 | 0.67609 | 0.91698 | 1.1646 | 1.4158 | 1.6697 | 1.9374 | 2.2094 | 2.4825 | 2.7572 | 2.9992
Scenario 4: Reference ZEAS Phase In | SCE | Com | FoodServ | Com - School | Electric Energy (GWh/year) | Fuel Substitution | -0.0037296 | -0.0080666 | -0.013016 | -0.018586 | -0.024792 | -0.031674 | -0.039259 | -0.047577 | -0.056666 | -0.066559 | -0.077283 | -0.088878 | -0.10141
Scenario 4: Reference ZEAS Phase In | SCE | Com | FoodServ | Com - School | Gas Energy (MMTherm/year) | Energy Efficiency | 0.0010383 | 0.0021144 | 0.0032224 | 0.0043513 | 0.0067376 | 0.0094182 | 0.012102 | 0.014791 | 0.017486 | 0.020185 | 0.022883 | 0.025587 | 0.028287
Scenario 4: Reference ZEAS Phase In | SCE | Com | FoodServ | Com - School | Gas Energy (MMTherm/year) | Fuel Substitution | 0.00038965 | 0.0008426 | 0.0013594 | 0.0019407 | 0.0025882 | 0.0033057 | 0.0040959 | 0.0049619 | 0.0059074 | 0.0069355 | 0.0080492 | 0.0092522 | 0.010552
Scenario 4: Reference ZEAS Phase In | SCE | Com | HVAC | Com - College | Electric Demand (MW) | Energy Efficiency | 0.02926 | 0.05987 | 0.092399 | 0.12701 | 0.16289 | 0.2009 | 0.24089 | 0.28231 | 0.32499 | 0.36859 | 0.41322 | 0.46041 | 0.50851
Scenario 4: Reference ZEAS Phase In | SCE | Com | HVAC | Com - College | Electric Energy (GWh/year) | Energy Efficiency | 0.070989 | 0.14466 | 0.22179 | 0.30255 | 0.38572 | 0.47247 | 0.56258 | 0.65519 | 0.75005 | 0.84663 | 0.94508 | 1.0476 | 1.1517
Scenario 4: Reference ZEAS Phase In | SCE | Com | HVAC | Com - College | Electric Energy (GWh/year) | Fuel Substitution | 0.0087068 | 0.017668 | 0.026801 | 0.036039 | 0.036039 | 0.036039 | 0.036039 | 0.036039 | 0.036039 | 0.036039 | 0.036039 | 0.036039 | 0.036039
Scenario 4: Reference ZEAS Phase In | SCE | Com | HVAC | Com - College | Gas Energy (MMTherm/year) | Energy Efficiency | 0.00098161 | 0.0020268 | 0.0031731 | 0.0044326 | 0.0057564 | 0.0071991 | 0.0087539 | 0.010385 | 0.012085 | 0.01383 | 0.015631 | 0.017584 | 0.019584
Scenario 4: Reference ZEAS Phase In | SCE | Com | HVAC | Com - College | Gas Energy (MMTherm/year) | Fuel Substitution | 0.0011356 | 0.0023036 | 0.0034931 | 0.0046958 | 0.0046958 | 0.0046958 | 0.0046958 | 0.0046958 | 0.0046958 | 0.0046958 | 0.0046958 | 0.0046958 | 0.0046958
Scenario 4: Reference ZEAS Phase In | SCE | Com | HVAC | Com - Grocery | Electric Demand (MW) | Energy Efficiency | 0.03656 | 0.088914 | 0.14732 | 0.21082 | 0.27961 | 0.3537 | 0.43307 | 0.5179 | 0.60771 | 0.70276 | 0.80329 | 0.90925 | 1.0207
Scenario 4: Reference ZEAS Phase In | SCE | Com | HVAC | Com - Grocery | Electric Demand (MW) | Fuel Substitution | 0 | 0 | 0 | 0 | 0.013981 | 0.028082 | 0.042211 | 0.05631 | 0.070341 | 0.084284 | 0.098124 | 0.11185 | 0.12547
Scenario 4: Reference ZEAS Phase In | SCE | Com | HVAC | Com - Grocery | Electric Energy (GWh/year) | Energy Efficiency | 0.13414 | 0.33507 | 0.56119 | 0.80793 | 1.0762 | 1.366 | 1.6774 | 2.0109 | 2.3647 | 2.7399 | 3.1374 | 3.5572 | 3.9994
Scenario 4: Reference ZEAS Phase In | SCE | Com | HVAC | Com - Grocery | Electric Energy (GWh/year) | Fuel Substitution | -0.68212 | -1.3776 | -2.0796 | -2.7837 | -2.7053 | -2.6261 | -2.5466 | -2.4673 | -2.3883 | -2.3098 | -2.2319 | -2.1547 | -2.078
Scenario 4: Reference ZEAS Phase In | SCE | Com | HVAC | Com - Grocery | Gas Energy (MMTherm/year) | Energy Efficiency | 0.00048125 | 0.0010774 | 0.0017317 | 0.0024507 | 0.0032378 | 0.0040936 | 0.0050185 | 0.0060153 | 0.0069543 | 0.0079217 | 0.0089497 | 0.010038 | 0.011187
Scenario 4: Reference ZEAS Phase In | SCE | Com | HVAC | Com - Grocery | Gas Energy (MMTherm/year) | Fuel Substitution | 0.11766 | 0.23782 | 0.35928 | 0.48125 | 0.48125 | 0.48125 | 0.48125 | 0.48125 | 0.48125 | 0.48125 | 0.48125 | 0.48125 | 0.48125
Scenario 4: Reference ZEAS Phase In | SCE | Com | HVAC | Com - Health | Electric Demand (MW) | Energy Efficiency | 0.02993 | 0.060906 | 0.11341 | 0.1729 | 0.24021 | 0.31203 | 0.38798 | 0.46763 | 0.51111 | 0.54765 | 0.58456 | 0.62204 | 0.66014
Scenario 4: Reference ZEAS Phase In | SCE | Com | HVAC | Com - Health | Electric Demand (MW) | Fuel Substitution | 0 | 0 | 0 | 0 | 0.010638 | 0.021479 | 0.032441 | 0.043467 | 0.05452 | 0.065574 | 0.076615 | 0.087633 | 0.098616
Scenario 4: Reference ZEAS Phase In | SCE | Com | HVAC | Com - Health | Electric Energy (GWh/year) | Energy Efficiency | 0.19641 | 0.39967 | 0.70128 | 1.0358 | 1.4112 | 1.8095 | 2.2285 | 2.6659 | 2.9373 | 3.1773 | 3.4199 | 3.6661 | 3.9164
Scenario 4: Reference ZEAS Phase In | SCE | Com | HVAC | Com - Health | Electric Energy (GWh/year) | Fuel Substitution | -0.036137 | -0.072628 | -0.10908 | -0.14532 | -0.081101 | -0.015612 | 0.050649 | 0.11732 | 0.18416 | 0.25102 | 0.3178 | 0.38444 | 0.45087
Scenario 4: Reference ZEAS Phase In | SCE | Com | HVAC | Com - Health | Gas Energy (MMTherm/year) | Energy Efficiency | 6.9437e-05 | 0.00014664 | 0.0011147 | 0.0023569 | 0.0039289 | 0.0056771 | 0.0076332 | 0.0097497 | 0.010105 | 0.010105 | 0.010105 | 0.010105 | 0.010105
Scenario 4: Reference ZEAS Phase In | SCE | Com | HVAC | Com - Health | Gas Energy (MMTherm/year) | Fuel Substitution | 0.026161 | 0.053025 | 0.080334 | 0.10791 | 0.10791 | 0.10791 | 0.10791 | 0.10791 | 0.10791 | 0.10791 | 0.10791 | 0.10791 | 0.10791
Scenario 4: Reference ZEAS Phase In | SCE | Com | HVAC | Com - Lodging | Electric Demand (MW) | Energy Efficiency | 0.043718 | 0.091434 | 0.14321 | 0.21429 | 0.29818 | 0.3935 | 0.49581 | 0.60522 | 0.64431 | 0.66448 | 0.68496 | 0.70188 | 0.71921
Scenario 4: Reference ZEAS Phase In | SCE | Com | HVAC | Com - Lodging | Electric Demand (MW) | Fuel Substitution | 0 | 0 | 0 | 0 | 0.0055733 | 0.01121 | 0.016871 | 0.022531 | 0.028168 | 0.033776 | 0.039349 | 0.044883 | 0.050377
Scenario 4: Reference ZEAS Phase In | SCE | Com | HVAC | Com - Lodging | Electric Energy (GWh/year) | Energy Efficiency | 0.19565 | 0.40702 | 0.63417 | 0.92596 | 1.2631 | 1.663 | 2.0875 | 2.5366 | 2.7224 | 2.8433 | 2.9662 | 3.0558 | 3.1483
Scenario 4: Reference ZEAS Phase In | SCE | Com | HVAC | Com - Lodging | Electric Energy (GWh/year) | Fuel Substitution | -0.08741 | -0.17646 | -0.26626 | -0.35624 | -0.32859 | -0.30061 | -0.27249 | -0.24437 | -0.21638 | -0.18854 | -0.16087 | -0.13339 | -0.10611
Scenario 4: Reference ZEAS Phase In | SCE | Com | HVAC | Com - Lodging | Gas Energy (MMTherm/year) | Energy Efficiency | 0.0014489 | 0.0030714 | 0.0048766 | 0.0074256 | 0.010497 | 0.013751 | 0.017317 | 0.021205 | 0.02208 | 0.02208 | 0.02208 | 0.022223 | 0.022361
Scenario 4: Reference ZEAS Phase In | SCE | Com | HVAC | Com - Lodging | Gas Energy (MMTherm/year) | Fuel Substitution | 0.019152 | 0.038724 | 0.058528 | 0.078427 | 0.078427 | 0.078427 | 0.078427 | 0.078427 | 0.078427 | 0.078427 | 0.078427 | 0.078427 | 0.078427
Scenario 4: Reference ZEAS Phase In | SCE | Com | HVAC | Com - Office (Large) | Electric Demand (MW) | Energy Efficiency | 0.023584 | 0.047695 | 0.072261 | 0.097259 | 0.12271 | 0.14858 | 0.17479 | 0.20132 | 0.22809 | 0.25505 | 0.28221 | 0.30953 | 0.33701
Scenario 4: Reference ZEAS Phase In | SCE | Com | HVAC | Com - Office (Large) | Electric Energy (GWh/year) | Energy Efficiency | 0.057146 | 0.11557 | 0.1751 | 0.23567 | 0.29734 | 0.36002 | 0.42352 | 0.48781 | 0.55268 | 0.618 | 0.68382 | 0.75002 | 0.81661
Scenario 4: Reference ZEAS Phase In | SCE | Com | HVAC | Com - Office (Large) | Electric Energy (GWh/year) | Fuel Substitution | -0.00063862 | -0.0012744 | -0.0019009 | -0.0025143 | -0.0025143 | -0.0025143 | -0.0025143 | -0.0025143 | -0.0025143 | -0.0025143 | -0.0025143 | -0.0025143 | -0.0025143
Scenario 4: Reference ZEAS Phase In | SCE | Com | HVAC | Com - Office (Large) | Gas Energy (MMTherm/year) | Fuel Substitution | 7.9666e-05 | 0.00015904 | 0.00023732 | 0.00031402 | 0.00031402 | 0.00031402 | 0.00031402 | 0.00031402 | 0.00031402 | 0.00031402 | 0.00031402 | 0.00031402 | 0.00031402
Scenario 4: Reference ZEAS Phase In | SCE | Com | HVAC | Com - Office (Small) | Electric Demand (MW) | Energy Efficiency | 0.028943 | 0.059338 | 0.091128 | 0.12426 | 0.13528 | 0.40272 | 0.43718 | 0.47276 | 0.50935 | 0.54682 | 0.58512 | 0.62416 | 0.6639
Scenario 4: Reference ZEAS Phase In | SCE | Com | HVAC | Com - Office (Small) | Electric Energy (GWh/year) | Energy Efficiency | 0.052301 | 0.10703 | 0.16408 | 0.22335 | 0.24697 | 0.67139 | 0.73297 | 0.7964 | 0.86148 | 0.92802 | 0.99594 | 1.0651 | 1.1354
Scenario 4: Reference ZEAS Phase In | SCE | Com | HVAC | Com - Office (Small) | Electric Energy (GWh/year) | Fuel Substitution | 0.0021548 | 0.0043633 | 0.0066048 | 0.0088627 | 0.0088627 | 0.0088627 | 0.0088627 | 0.0088627 | 0.0088627 | 0.0088627 | 0.0088627 | 0.0088627 | 0.0088627
Scenario 4: Reference ZEAS Phase In | SCE | Com | HVAC | Com - Office (Small) | Gas Energy (MMTherm/year) | Energy Efficiency | 0.00092484 | 0.0019148 | 0.0029684 | 0.0040839 | 0.0040839 | 0.018243 | 0.01941 | 0.020631 | 0.021899 | 0.023208 | 0.024556 | 0.025938 | 0.027351
Scenario 4: Reference ZEAS Phase In | SCE | Com | HVAC | Com - Office (Small) | Gas Energy (MMTherm/year) | Fuel Substitution | 0.0003743 | 0.00075714 | 0.0011448 | 0.0015346 | 0.0015346 | 0.0015346 | 0.0015346 | 0.0015346 | 0.0015346 | 0.0015346 | 0.0015346 | 0.0015346 | 0.0015346
Scenario 4: Reference ZEAS Phase In | SCE | Com | HVAC | Com - Other | Electric Demand (MW) | Energy Efficiency | 0.38292 | 0.79921 | 1.2499 | 1.7339 | 2.2509 | 2.8003 | 3.377 | 3.9838 | 4.6092 | 5.2626 | 5.9437 | 6.6504 | 7.3833
Scenario 4: Reference ZEAS Phase In | SCE | Com | HVAC | Com - Other | Electric Demand (MW) | Fuel Substitution | 0 | 0 | 0 | 0 | 4.5028e-05 | 9.0468e-05 | 0.00013603 | 0.00018156 | 0.00022694 | 0.00027211 | 0.00031704 | 0.00036171 | 0.00040609
Scenario 4: Reference ZEAS Phase In | SCE | Com | HVAC | Com - Other | Electric Energy (GWh/year) | Energy Efficiency | 0.67053 | 1.392 | 2.1645 | 2.9841 | 3.8488 | 4.7555 | 5.5977 | 6.4738 | 7.2982 | 8.1639 | 9.0731 | 10.0245 | 11.0204
Scenario 4: Reference ZEAS Phase In | SCE | Com | HVAC | Com - Other | Electric Energy (GWh/year) | Fuel Substitution | -0.53073 | -0.9854 | -1.4441 | -1.9037 | -1.9034 | -1.9031 | -1.9027 | -1.9024 | -1.9021 | -1.9017 | -1.9014 | -1.9011 | -1.9007
Scenario 4: Reference ZEAS Phase In | SCE | Com | HVAC | Com - Other | Gas Energy (MMTherm/year) | Energy Efficiency | 0.040934 | 0.084747 | 0.13135 | 0.18038 | 0.23158 | 0.28466 | 0.32682 | 0.37008 | 0.40493 | 0.44207 | 0.48177 | 0.52409 | 0.56927
Scenario 4: Reference ZEAS Phase In | SCE | Com | HVAC | Com - Other | Gas Energy (MMTherm/year) | Fuel Substitution | 0.10873 | 0.22803 | 0.34891 | 0.47053 | 0.47053 | 0.47053 | 0.47053 | 0.47053 | 0.47053 | 0.47053 | 0.47053 | 0.47053 | 0.47053
Scenario 4: Reference ZEAS Phase In | SCE | Com | HVAC | Com - Restaurant | Electric Demand (MW) | Energy Efficiency | 0.029249 | 0.060679 | 0.094318 | 0.13022 | 0.1685 | 0.20858 | 0.25018 | 0.2934 | 0.33805 | 0.38385 | 0.43078 | 0.47856 | 0.52715
Scenario 4: Reference ZEAS Phase In | SCE | Com | HVAC | Com - Restaurant | Electric Demand (MW) | Fuel Substitution | 0 | 0 | 0 | 0 | 6.2408e-06 | 1.2531e-05 | 1.8829e-05 | 2.5111e-05 | 3.1363e-05 | 3.7574e-05 | 4.374e-05 | 4.9858e-05 | 5.5925e-05
Scenario 4: Reference ZEAS Phase In | SCE | Com | HVAC | Com - Restaurant | Electric Energy (GWh/year) | Energy Efficiency | 0.032245 | 0.066331 | 0.10226 | 0.14003 | 0.17973 | 0.22092 | 0.2634 | 0.30723 | 0.35225 | 0.39829 | 0.4453 | 0.49311 | 0.54167
Scenario 4: Reference ZEAS Phase In | SCE | Com | HVAC | Com - Restaurant | Electric Energy (GWh/year) | Fuel Substitution | 0.012957 | 0.026243 | 0.039732 | 0.053326 | 0.053376 | 0.053428 | 0.053479 | 0.053531 | 0.053582 | 0.053632 | 0.053683 | 0.053733 | 0.053782
Scenario 4: Reference ZEAS Phase In | SCE | Com | HVAC | Com - Restaurant | Gas Energy (MMTherm/year) | Energy Efficiency | 0.0014676 | 0.0030604 | 0.0047809 | 0.0066332 | 0.0086249 | 0.010721 | 0.012906 | 0.015185 | 0.017548 | 0.019978 | 0.022473 | 0.025019 | 0.027611
Scenario 4: Reference ZEAS Phase In | SCE | Com | HVAC | Com - Restaurant | Gas Energy (MMTherm/year) | Fuel Substitution | 0.0013527 | 0.0027387 | 0.0041447 | 0.0055608 | 0.0055608 | 0.0055608 | 0.0055608 | 0.0055608 | 0.0055608 | 0.0055608 | 0.0055608 | 0.0055608 | 0.0055608
Scenario 4: Reference ZEAS Phase In | SCE | Com | HVAC | Com - Retail | Electric Demand (MW) | Energy Efficiency | 0.1701 | 0.35742 | 0.60621 | 0.89783 | 1.2188 | 1.5663 | 1.9379 | 2.3366 | 2.4983 | 2.6017 | 2.7076 | 2.8153 | 2.9245
Scenario 4: Reference ZEAS Phase In | SCE | Com | HVAC | Com - Retail | Electric Demand (MW) | Fuel Substitution | 0 | 0 | 0 | 0 | 0.022428 | 0.045281 | 0.068359 | 0.091513 | 0.09315 | 0.094781 | 0.096403 | 0.098014 | 0.098033
Scenario 4: Reference ZEAS Phase In | SCE | Com | HVAC | Com - Retail | Electric Energy (GWh/year) | Energy Efficiency | 0.38118 | 0.80094 | 1.3722 | 2.0477 | 2.7915 | 3.5968 | 4.4374 | 5.35 | 5.6194 | 5.7231 | 5.8298 | 5.9301 | 6.0327
Scenario 4: Reference ZEAS Phase In | SCE | Com | HVAC | Com - Retail | Electric Energy (GWh/year) | Fuel Substitution | 0.045897 | 0.092979 | 0.1408 | 0.18901 | 0.27424 | 0.3611 | 0.44883 | 0.53686 | 0.54158 | 0.54628 | 0.55095 | 0.55559 | 0.55572
Scenario 4: Reference ZEAS Phase In | SCE | Com | HVAC | Com - Retail | Gas Energy (MMTherm/year) | Energy Efficiency | 0.004138 | 0.0085812 | 0.013913 | 0.01975 | 0.025942 | 0.032457 | 0.038073 | 0.043973 | 0.045554 | 0.046471 | 0.047498 | 0.048641 | 0.049911
Scenario 4: Reference ZEAS Phase In | SCE | Com | HVAC | Com - Retail | Gas Energy (MMTherm/year) | Fuel Substitution | 0.0030762 | 0.0062299 | 0.009431 | 0.012657 | 0.012657 | 0.012657 | 0.012657 | 0.012657 | 0.012657 | 0.012657 | 0.012657 | 0.012657 | 0.012657
Scenario 4: Reference ZEAS Phase In | SCE | Com | HVAC | Com - School | Electric Demand (MW) | Energy Efficiency | 0.059379 | 0.12175 | 0.18716 | 0.25528 | 0.32563 | 0.39833 | 0.47468 | 0.55225 | 0.63027 | 0.70996 | 0.79093 | 0.87344 | 0.95498
Scenario 4: Reference ZEAS Phase In | SCE | Com | HVAC | Com - School | Electric Energy (GWh/year) | Energy Efficiency | 0.056494 | 0.11564 | 0.17745 | 0.24165 | 0.30783 | 0.37607 | 0.45733 | 0.53664 | 0.60957 | 0.68397 | 0.75951 | 0.83639 | 0.90263
Scenario 4: Reference ZEAS Phase In | SCE | Com | HVAC | Com - School | Electric Energy (GWh/year) | Fuel Substitution | -0.0012178 | -0.0024399 | -0.0036541 | -0.0048527 | -0.0048527 | -0.0048527 | -0.0048527 | -0.0048527 | -0.0048527 | -0.0048527 | -0.0048527 | -0.0048527 | -0.0048527
Scenario 4: Reference ZEAS Phase In | SCE | Com | HVAC | Com - School | Gas Energy (MMTherm/year) | Energy Efficiency | 0.0030372 | 0.0062394 | 0.0096096 | 0.01313 | 0.016774 | 0.020549 | 0.024399 | 0.028356 | 0.032424 | 0.036585 | 0.040817 | 0.045133 | 0.04952
Scenario 4: Reference ZEAS Phase In | SCE | Com | HVAC | Com - School | Gas Energy (MMTherm/year) | Fuel Substitution | 0.00098863 | 0.0019855 | 0.0029806 | 0.0039671 | 0.0039671 | 0.0039671 | 0.0039671 | 0.0039671 | 0.0039671 | 0.0039671 | 0.0039671 | 0.0039671 | 0.0039671
Scenario 4: Reference ZEAS Phase In | SCE | Com | HVAC | Com - Warehouse | Electric Demand (MW) | Energy Efficiency | 0.0020199 | 0.0041087 | 0.0062597 | 0.0084736 | 0.010762 | 0.013108 | 0.015507 | 0.017958 | 0.020373 | 0.022827 | 0.02532 | 0.027846 | 0.030405
Scenario 4: Reference ZEAS Phase In | SCE | Com | HVAC | Com - Warehouse | Electric Demand (MW) | Fuel Substitution | 0 | 0 | 0 | 0 | 2.4421e-06 | 4.9191e-06 | 7.4139e-06 | 9.9158e-06 | 9.9158e-06 | 9.9158e-06 | 9.9158e-06 | 9.9158e-06 | 9.9158e-06
Scenario 4: Reference ZEAS Phase In | SCE | Com | HVAC | Com - Warehouse | Electric Energy (GWh/year) | Energy Efficiency | 0.0063874 | 0.012997 | 0.019809 | 0.026826 | 0.034124 | 0.041616 | 0.049284 | 0.057125 | 0.064666 | 0.07233 | 0.080112 | 0.087999 | 0.095992
Scenario 4: Reference ZEAS Phase In | SCE | Com | HVAC | Com - Warehouse | Electric Energy (GWh/year) | Fuel Substitution | -0.10763 | -0.21788 | -0.32969 | -0.4423 | -0.44227 | -0.44224 | -0.4422 | -0.44217 | -0.44217 | -0.44217 | -0.44217 | -0.44217 | -0.44217
Scenario 4: Reference ZEAS Phase In | SCE | Com | HVAC | Com - Warehouse | Gas Energy (MMTherm/year) | Energy Efficiency | 1.5707e-05 | 3.2869e-05 | 5.1507e-05 | 7.1636e-05 | 9.3268e-05 | 0.00011641 | 0.00014107 | 0.00016723 | 0.00016723 | 0.00016723 | 0.00016723 | 0.00016723 | 0.00016723
Scenario 4: Reference ZEAS Phase In | SCE | Com | HVAC | Com - Warehouse | Gas Energy (MMTherm/year) | Fuel Substitution | 0.021595 | 0.043759 | 0.066279 | 0.089004 | 0.089004 | 0.089004 | 0.089004 | 0.089004 | 0.089004 | 0.089004 | 0.089004 | 0.089004 | 0.089004
Scenario 4: Reference ZEAS Phase In | SCE | Com | Lighting | Com - College | Electric Demand (MW) | Energy Efficiency | 0 | 0.006439 | 0.014876 | 0.023984 | 0.033678 | 0.044015 | 0.054972 | 0.066481 | 0.078511 | 0.091012 | 0.10398 | 0.11753 | 0.13164
Scenario 4: Reference ZEAS Phase In | SCE | Com | Lighting | Com - College | Electric Energy (GWh/year) | Energy Efficiency | 0 | 0.024197 | 0.055905 | 0.090129 | 0.12656 | 0.16541 | 0.20658 | 0.24983 | 0.29504 | 0.34202 | 0.39074 | 0.44166 | 0.49469
Scenario 4: Reference ZEAS Phase In | SCE | Com | Lighting | Com - College | Gas Energy (MMTherm/year) | Energy Efficiency | 0 | -0.00013404 | -0.00030967 | -0.00049925 | -0.00070105 | -0.00091624 | -0.0011443 | -0.0013839 | -0.0016343 | -0.0018945 | -0.0021644 | -0.0024465 | -0.0027402
Scenario 4: Reference ZEAS Phase In | SCE | Com | Lighting | Com - Grocery | Electric Demand (MW) | Energy Efficiency | 0.033078 | 0.067928 | 0.1044 | 0.14245 | 0.18208 | 0.22317 | 0.26559 | 0.30934 | 0.35431 | 0.40039 | 0.44756 | 0.49567 | 0.54461
Scenario 4: Reference ZEAS Phase In | SCE | Com | Lighting | Com - Grocery | Electric Energy (GWh/year) | Energy Efficiency | 0.18564 | 0.38122 | 0.58587 | 0.7994 | 1.0218 | 1.2523 | 1.4903 | 1.7358 | 1.9881 | 2.2466 | 2.5113 | 2.7811 | 3.0557
Scenario 4: Reference ZEAS Phase In | SCE | Com | Lighting | Com - Grocery | Gas Energy (MMTherm/year) | Energy Efficiency | -0.0019611 | -0.0040272 | -0.0061893 | -0.0084452 | -0.010795 | -0.013231 | -0.015745 | -0.018339 | -0.021005 | -0.023737 | -0.026534 | -0.029386 | -0.032287
Scenario 4: Reference ZEAS Phase In | SCE | Com | Lighting | Com - Health | Electric Demand (MW) | Energy Efficiency | 0.034794 | 0.071555 | 0.11029 | 0.15068 | 0.19278 | 0.23641 | 0.28163 | 0.32819 | 0.376 | 0.42482 | 0.47453 | 0.52534 | 0.57723
Scenario 4: Reference ZEAS Phase In | SCE | Com | Lighting | Com - Health | Electric Energy (GWh/year) | Energy Efficiency | 0.20349 | 0.41848 | 0.64505 | 0.88127 | 1.1275 | 1.3827 | 1.6472 | 1.9196 | 2.1992 | 2.4848 | 2.7756 | 3.0728 | 3.3764
Scenario 4: Reference ZEAS Phase In | SCE | Com | Lighting | Com - Health | Gas Energy (MMTherm/year) | Energy Efficiency | -0.0013327 | -0.0027408 | -0.0042247 | -0.0057717 | -0.0073842 | -0.0090558 | -0.010788 | -0.012572 | -0.014403 | -0.016273 | -0.018178 | -0.020124 | -0.022112
Scenario 4: Reference ZEAS Phase In | SCE | Com | Lighting | Com - Office (Large) | Electric Demand (MW) | Energy Efficiency | 0 | 0.01226 | 0.03179 | 0.052606 | 0.074718 | 0.098073 | 0.12256 | 0.14814 | 0.17467 | 0.20207 | 0.23031 | 0.25931 | 0.28903
Scenario 4: Reference ZEAS Phase In | SCE | Com | Lighting | Com - Office (Large) | Electric Energy (GWh/year) | Energy Efficiency | 0 | 0.085204 | 0.22093 | 0.36559 | 0.51926 | 0.68156 | 0.85174 | 1.0295 | 1.2139 | 1.4043 | 1.6006 | 1.8021 | 2.0086
Scenario 4: Reference ZEAS Phase In | SCE | Com | Lighting | Com - Office (Large) | Gas Energy (MMTherm/year) | Energy Efficiency | 0 | -0.00020193 | -0.00052361 | -0.00086645 | -0.0012306 | -0.0016153 | -0.0020186 | -0.0024399 | -0.0028769 | -0.0033282 | -0.0037934 | -0.004271 | -0.0047604
Scenario 4: Reference ZEAS Phase In | SCE | Com | Lighting | Com - Refrig. Warehouse | Electric Demand (MW) | Energy Efficiency | 0.0010955 | 0.0015426 | 0.0020103 | 0.0024957 | 0.0029989 | 0.00352 | 0.0040584 | 0.0046127 | 0.0051828 | 0.0057677 | 0.0063663 | 0.0069778 | 0.007601
Scenario 4: Reference ZEAS Phase In | SCE | Com | Lighting | Com - Refrig. Warehouse | Electric Energy (GWh/year) | Energy Efficiency | 0.010403 | 0.014648 | 0.019088 | 0.023697 | 0.028476 | 0.033424 | 0.038537 | 0.043801 | 0.049215 | 0.054769 | 0.060454 | 0.066262 | 0.072181
Scenario 4: Reference ZEAS Phase In | SCE | Com | Lighting | Com - Restaurant | Electric Demand (MW) | Energy Efficiency | 0.019523 | 0.040164 | 0.061883 | 0.084648 | 0.10844 | 0.13314 | 0.15869 | 0.18506 | 0.2122 | 0.24006 | 0.26859 | 0.29776 | 0.32751
Scenario 4: Reference ZEAS Phase In | SCE | Com | Lighting | Com - Restaurant | Electric Energy (GWh/year) | Energy Efficiency | 0.11832 | 0.24342 | 0.37505 | 0.51304 | 0.65724 | 0.80699 | 0.96185 | 1.1217 | 1.2862 | 1.4551 | 1.6281 | 1.8049 | 1.9853
Scenario 4: Reference ZEAS Phase In | SCE | Com | Lighting | Com - Restaurant | Gas Energy (MMTherm/year) | Energy Efficiency | -0.00058104 | -0.0011953 | -0.0018417 | -0.0025193 | -0.0032274 | -0.0039627 | -0.0047232 | -0.0055081 | -0.0063161 | -0.0071452 | -0.0079947 | -0.0088629 | -0.0097484
Scenario 4: Reference ZEAS Phase In | SCE | Com | Lighting | Com - Retail | Electric Demand (MW) | Energy Efficiency | 0.12558 | 0.25799 | 0.39668 | 0.54147 | 0.69228 | 0.84863 | 1.0101 | 1.1765 | 1.3474 | 1.5225 | 1.7016 | 1.8842 | 2.0697
Scenario 4: Reference ZEAS Phase In | SCE | Com | Lighting | Com - Retail | Electric Energy (GWh/year) | Energy Efficiency | 0.7475 | 1.5357 | 2.3612 | 3.2231 | 4.1207 | 5.0513 | 6.0121 | 7.0026 | 8.02 | 9.0623 | 10.1283 | 11.2146 | 12.3189
Scenario 4: Reference ZEAS Phase In | SCE | Com | Lighting | Com - Retail | Gas Energy (MMTherm/year) | Energy Efficiency | -0.0019097 | -0.0039235 | -0.0060327 | -0.0082348 | -0.010528 | -0.012906 | -0.015361 | -0.017892 | -0.020492 | -0.023156 | -0.02588 | -0.028656 | -0.031478
Scenario 4: Reference ZEAS Phase In | SCE | Com | Lighting | Com - Warehouse | Electric Demand (MW) | Energy Efficiency | 0.0014516 | 0.0030454 | 0.0047759 | 0.0066451 | 0.0086575 | 0.014324 | 0.020631 | 0.027146 | 0.028096 | 0.028096 | 0.028096 | 0.028096 | 0.028096
Scenario 4: Reference ZEAS Phase In | SCE | Com | Lighting | Com - Warehouse | Electric Energy (GWh/year) | Energy Efficiency | 0.012163 | 0.025517 | 0.040016 | 0.055678 | 0.072539 | 0.12002 | 0.17286 | 0.22745 | 0.23541 | 0.23541 | 0.23541 | 0.23541 | 0.23541
Scenario 4: Reference ZEAS Phase In | SCE | Com | Lighting | Com - Warehouse | Gas Energy (MMTherm/year) | Energy Efficiency | -4.6971e-05 | -9.8544e-05 | -0.00015454 | -0.00021502 | -0.00028014 | -0.0003496 | -0.00042318 | -0.00050082 | -0.00051608 | -0.00051608 | -0.00051608 | -0.00051608 | -0.00051608
Scenario 4: Reference ZEAS Phase In | SCE | Com | WaterHeat | Com - College | Electric Demand (MW) | Energy Efficiency | 0.00013082 | 0.00028912 | 0.00048073 | 0.00071232 | 0.00099048 | 0.0013256 | 0.0017285 | 0.0022114 | 0.0027893 | 0.0034793 | 0.0043034 | 0.0052935 | 0.0064748
Scenario 4: Reference ZEAS Phase In | SCE | Com | WaterHeat | Com - College | Electric Demand (MW) | Fuel Substitution | 0 | 0 | 0.12113 | 0.41765 | 0.93732 | 1.5144 | 2.131 | 2.7747 | 3.4424 | 4.1264 | 4.8206 | 5.5209 | 6.2245
Scenario 4: Reference ZEAS Phase In | SCE | Com | WaterHeat | Com - College | Electric Energy (GWh/year) | Energy Efficiency | 0.00053541 | 0.0011833 | 0.0019675 | 0.0029153 | 0.0040537 | 0.005425 | 0.0070742 | 0.0090505 | 0.011415 | 0.01424 | 0.017612 | 0.021664 | 0.026499
Scenario 4: Reference ZEAS Phase In | SCE | Com | WaterHeat | Com - College | Electric Energy (GWh/year) | Fuel Substitution | -1.9293 | -3.8611 | -4.8875 | -4.6806 | -2.7545 | -0.58653 | 2.0354 | 4.773 | 7.6123 | 10.5211 | 13.4731 | 16.4512 | 19.4433
Scenario 4: Reference ZEAS Phase In | SCE | Com | WaterHeat | Com - College | Gas Energy (MMTherm/year) | Fuel Substitution | 0.21327 | 0.42684 | 0.59877 | 0.71867 | 0.75635 | 0.79434 | 0.79434 | 0.79434 | 0.79434 | 0.79434 | 0.79434 | 0.79434 | 0.79434
Scenario 4: Reference ZEAS Phase In | SCE | Com | WaterHeat | Com - Grocery | Electric Demand (MW) | Energy Efficiency | 0.00037946 | 0.00083923 | 0.001394 | 0.0020626 | 0.0028682 | 0.0038367 | 0.0049987 | 0.0063929 | 0.0080635 | 0.010062 | 0.012453 | 0.01531 | 0.018722
Scenario 4: Reference ZEAS Phase In | SCE | Com | WaterHeat | Com - Grocery | Electric Energy (GWh/year) | Energy Efficiency | 0.0021362 | 0.0047243 | 0.0078472 | 0.011611 | 0.016146 | 0.021599 | 0.028139 | 0.035988 | 0.045392 | 0.056644 | 0.070103 | 0.086186 | 0.1054
Scenario 4: Reference ZEAS Phase In | SCE | Com | WaterHeat | Com - Grocery | Electric Energy (GWh/year) | Fuel Substitution | -0.073272 | -0.14709 | -0.22137 | -0.29618 | -0.37162 | -0.44777 | -0.44777 | -0.44777 | -0.44777 | -0.44777 | -0.44777 | -0.44777 | -0.44777
Scenario 4: Reference ZEAS Phase In | SCE | Com | WaterHeat | Com - Grocery | Gas Energy (MMTherm/year) | Fuel Substitution | 0.0097184 | 0.019509 | 0.029361 | 0.039284 | 0.04929 | 0.05939 | 0.05939 | 0.05939 | 0.05939 | 0.05939 | 0.05939 | 0.05939 | 0.05939
Scenario 4: Reference ZEAS Phase In | SCE | Com | WaterHeat | Com - Health | Electric Demand (MW) | Energy Efficiency | 0.00038055 | 0.00084368 | 0.0014067 | 0.0020861 | 0.0029067 | 0.0038948 | 0.0050853 | 0.0065141 | 0.0082267 | 0.010272 | 0.012712 | 0.015634 | 0.019137
Scenario 4: Reference ZEAS Phase In | SCE | Com | WaterHeat | Com - Health | Electric Demand (MW) | Fuel Substitution | 0 | 0 | 0.1371 | 0.47455 | 1.0696 | 1.7341 | 2.4475 | 3.1956 | 3.9748 | 4.7756 | 5.5904 | 6.4143 | 7.2438
Scenario 4: Reference ZEAS Phase In | SCE | Com | WaterHeat | Com - Health | Electric Energy (GWh/year) | Energy Efficiency | 0.0033633 | 0.0074564 | 0.012432 | 0.018437 | 0.02569 | 0.034422 | 0.044944 | 0.057571 | 0.072707 | 0.090786 | 0.11235 | 0.13817 | 0.16913
Scenario 4: Reference ZEAS Phase In | SCE | Com | WaterHeat | Com - Health | Electric Energy (GWh/year) | Fuel Substitution | -4.8359 | -9.6895 | -12.2831 | -11.9033 | -7.3413 | -2.1508 | 4.4248 | 11.3205 | 18.5033 | 25.8847 | 33.3952 | 40.9895 | 48.6362
Scenario 4: Reference ZEAS Phase In | SCE | Com | WaterHeat | Com - Health | Gas Energy (MMTherm/year) | Fuel Substitution | 0.54423 | 1.0906 | 1.5301 | 1.8487 | 1.9731 | 2.0992 | 2.0992 | 2.0992 | 2.0992 | 2.0992 | 2.0992 | 2.0992 | 2.0992
Scenario 4: Reference ZEAS Phase In | SCE | Com | WaterHeat | Com - Lodging | Electric Demand (MW) | Energy Efficiency | 7.9286e-05 | 0.0001759 | 0.00029331 | 0.00043548 | 0.00060753 | 0.00081537 | 0.001066 | 0.001368 | 0.0017309 | 0.0021667 | 0.0026896 | 0.0033164 | 0.0040673
Scenario 4: Reference ZEAS Phase In | SCE | Com | WaterHeat | Com - Lodging | Electric Demand (MW) | Fuel Substitution | 0 | 0 | 0.13942 | 0.48415 | 1.0937 | 1.7754 | 2.5078 | 3.2776 | 4.0815 | 4.9081 | 5.7491 | 6.5989 | 7.4534
Scenario 4: Reference ZEAS Phase In | SCE | Com | WaterHeat | Com - Lodging | Electric Energy (GWh/year) | Energy Efficiency | 0.0006829 | 0.001515 | 0.0025263 | 0.0037508 | 0.0052327 | 0.0070229 | 0.0091818 | 0.011782 | 0.014909 | 0.018662 | 0.023166 | 0.028565 | 0.035032
Scenario 4: Reference ZEAS Phase In | SCE | Com | WaterHeat | Com - Lodging | Electric Energy (GWh/year) | Fuel Substitution | -4.8964 | -9.8027 | -12.6442 | -12.4999 | -8.1219 | -3.1098 | 3.4689 | 10.3834 | 17.6049 | 25.0295 | 32.5842 | 40.2175 | 47.893
Scenario 4: Reference ZEAS Phase In | SCE | Com | WaterHeat | Com - Lodging | Gas Energy (MMTherm/year) | Fuel Substitution | 0.54294 | 1.0873 | 1.5464 | 1.8859 | 2.0308 | 2.1776 | 2.1776 | 2.1776 | 2.1776 | 2.1776 | 2.1776 | 2.1776 | 2.1776
Scenario 4: Reference ZEAS Phase In | SCE | Com | WaterHeat | Com - Office (Large) | Electric Demand (MW) | Energy Efficiency | 0.00010076 | 0.00022315 | 0.00037111 | 0.00054952 | 0.00076457 | 0.0010233 | 0.0013335 | 0.0017054 | 0.0021496 | 0.0026795 | 0.0033118 | 0.0040648 | 0.0049617
Scenario 4: Reference ZEAS Phase In | SCE | Com | WaterHeat | Com - Office (Large) | Electric Demand (MW) | Fuel Substitution | 0 | 0 | 0.019054 | 0.065888 | 0.14801 | 0.23902 | 0.33604 | 0.43842 | 0.54474 | 0.65336 | 0.76309 | 0.87311 | 0.98285
Scenario 4: Reference ZEAS Phase In | SCE | Com | WaterHeat | Com - Office (Large) | Electric Energy (GWh/year) | Energy Efficiency | 0.0019292 | 0.0042729 | 0.0071058 | 0.010522 | 0.01464 | 0.019593 | 0.025534 | 0.032653 | 0.04116 | 0.051306 | 0.063412 | 0.077831 | 0.095005
Scenario 4: Reference ZEAS Phase In | SCE | Com | WaterHeat | Com - Office (Large) | Electric Energy (GWh/year) | Fuel Substitution | -1.2369 | -2.4676 | -3.0974 | -2.8107 | -1.2427 | 0.50287 | 2.4452 | 4.495 | 6.6237 | 8.7983 | 10.9954 | 13.1982 | 15.3954
Scenario 4: Reference ZEAS Phase In | SCE | Com | WaterHeat | Com - Office (Large) | Gas Energy (MMTherm/year) | Fuel Substitution | 0.13493 | 0.2692 | 0.3799 | 0.45187 | 0.46206 | 0.47234 | 0.47234 | 0.47234 | 0.47234 | 0.47234 | 0.47234 | 0.47234 | 0.47234
Scenario 4: Reference ZEAS Phase In | SCE | Com | WaterHeat | Com - Office (Small) | Electric Demand (MW) | Energy Efficiency | 3.7141e-06 | 8.2144e-06 | 1.365e-05 | 2.02e-05 | 2.5815e-05 | 4.9654e-05 | 6.1031e-05 | 7.4839e-05 | 9.1505e-05 | 0.00011154 | 0.00013555 | 0.00016426 | 0.00019855
Scenario 4: Reference ZEAS Phase In | SCE | Com | WaterHeat | Com - Office (Small) | Electric Demand (MW) | Fuel Substitution | 0 | 0 | 0.00074779 | 0.0025733 | 0.0053727 | 0.0087134 | 0.012361 | 0.01625 | 0.020295 | 0.024439 | 0.028641 | 0.032873 | 0.037116
Scenario 4: Reference ZEAS Phase In | SCE | Com | WaterHeat | Com - Office (Small) | Electric Energy (GWh/year) | Energy Efficiency | 0.00042723 | 0.0009449 | 0.0015702 | 0.0023236 | 0.0029695 | 0.0057117 | 0.0070203 | 0.0086087 | 0.010526 | 0.01283 | 0.015592 | 0.018895 | 0.022839
Scenario 4: Reference ZEAS Phase In | SCE | Com | WaterHeat | Com - Office (Small) | Electric Energy (GWh/year) | Fuel Substitution | -0.31754 | -0.63423 | -0.78726 | -0.72324 | -0.40267 | -0.019463 | 0.41861 | 0.88559 | 1.3715 | 1.8691 | 2.3738 | 2.882 | 3.3917
Scenario 4: Reference ZEAS Phase In | SCE | Com | WaterHeat | Com - Office (Small) | Gas Energy (MMTherm/year) | Fuel Substitution | 0.034279 | 0.068471 | 0.094793 | 0.11178 | 0.11383 | 0.1162 | 0.1162 | 0.1162 | 0.1162 | 0.1162 | 0.1162 | 0.1162 | 0.1162
Scenario 4: Reference ZEAS Phase In | SCE | Com | WaterHeat | Com - Other | Electric Demand (MW) | Energy Efficiency | 0.0039505 | 0.008751 | 0.014568 | 0.021598 | 0.030077 | 0.040288 | 0.052578 | 0.067344 | 0.085049 | 0.10628 | 0.13172 | 0.16219 | 0.19867
Scenario 4: Reference ZEAS Phase In | SCE | Com | WaterHeat | Com - Other | Electric Demand (MW) | Fuel Substitution | 0 | 0 | 0.86896 | 2.9974 | 6.7043 | 10.8562 | 15.2999 | 19.9594 | 24.8148 | 29.7972 | 34.8585 | 39.9653 | 45.0946
Scenario 4: Reference ZEAS Phase In | SCE | Com | WaterHeat | Com - Other | Electric Energy (GWh/year) | Energy Efficiency | 0.027025 | 0.059864 | 0.099657 | 0.14775 | 0.20575 | 0.2756 | 0.35968 | 0.46069 | 0.58181 | 0.72704 | 0.9011 | 1.1095 | 1.3591
Scenario 4: Reference ZEAS Phase In | SCE | Com | WaterHeat | Com - Other | Electric Energy (GWh/year) | Fuel Substitution | -25.0423 | -50.1131 | -63.8545 | -62.5916 | -40.4762 | -15.293 | 16.3895 | 49.6104 | 84.2293 | 119.7533 | 155.8402 | 192.2515 | 228.8238
Scenario 4: Reference ZEAS Phase In | SCE | Com | WaterHeat | Com - Other | Gas Energy (MMTherm/year) | Fuel Substitution | 2.7125 | 5.429 | 7.6109 | 9.1654 | 9.7187 | 10.2855 | 10.2855 | 10.2855 | 10.2855 | 10.2855 | 10.2855 | 10.2855 | 10.2855
Scenario 4: Reference ZEAS Phase In | SCE | Com | WaterHeat | Com - Refrig. Warehouse | Electric Demand (MW) | Energy Efficiency | 2.6171e-05 | 4.0606e-05 | 5.8217e-05 | 7.9513e-05 | 0.00010521 | 0.00013616 | 0.00017339 | 0.00021804 | 0.00027157 | 0.00033567 | 0.0004123 | 0.00050395 | 0.00061344
Scenario 4: Reference ZEAS Phase In | SCE | Com | WaterHeat | Com - Refrig. Warehouse | Electric Demand (MW) | Fuel Substitution | 0 | 0 | 0.00051987 | 0.0018983 | 0.0043494 | 0.0071005 | 0.010067 | 0.013199 | 0.016462 | 0.019815 | 0.023226 | 0.026673 | 0.030141
Scenario 4: Reference ZEAS Phase In | SCE | Com | WaterHeat | Com - Refrig. Warehouse | Electric Energy (GWh/year) | Energy Efficiency | 0.00031971 | 0.00049606 | 0.00071119 | 0.00097135 | 0.0012853 | 0.0016634 | 0.0021182 | 0.0026636 | 0.0033176 | 0.0041006 | 0.0050368 | 0.0061563 | 0.0074939
Scenario 4: Reference ZEAS Phase In | SCE | Com | WaterHeat | Com - Refrig. Warehouse | Electric Energy (GWh/year) | Fuel Substitution | -0.02751 | -0.055108 | -0.069526 | -0.068528 | -0.04383 | -0.015386 | 0.022374 | 0.062242 | 0.10377 | 0.14645 | 0.18987 | 0.23375 | 0.27789
Scenario 4: Reference ZEAS Phase In | SCE | Com | WaterHeat | Com - Refrig. Warehouse | Gas Energy (MMTherm/year) | Fuel Substitution | 0.0031555 | 0.0063225 | 0.0087632 | 0.010735 | 0.011621 | 0.012517 | 0.012517 | 0.012517 | 0.012517 | 0.012517 | 0.012517 | 0.012517 | 0.012517
Scenario 4: Reference ZEAS Phase In | SCE | Com | WaterHeat | Com - Restaurant | Electric Demand (MW) | Energy Efficiency | 0.0015026 | 0.0033304 | 0.005547 | 0.0082292 | 0.01147 | 0.015371 | 0.020057 | 0.02568 | 0.032422 | 0.04049 | 0.05014 | 0.061667 | 0.075429
Scenario 4: Reference ZEAS Phase In | SCE | Com | WaterHeat | Com - Restaurant | Electric Demand (MW) | Fuel Substitution | 0 | 0 | 0.96374 | 3.333 | 7.4955 | 12.1257 | 17.0802 | 22.2898 | 27.7234 | 33.3047 | 38.9803 | 44.7121 | 50.4733
Scenario 4: Reference ZEAS Phase In | SCE | Com | WaterHeat | Com - Restaurant | Electric Energy (GWh/year) | Energy Efficiency | 0.0082033 | 0.018182 | 0.030284 | 0.044929 | 0.062627 | 0.083929 | 0.10951 | 0.14023 | 0.17704 | 0.22111 | 0.27382 | 0.3368 | 0.41198
Scenario 4: Reference ZEAS Phase In | SCE | Com | WaterHeat | Com - Restaurant | Electric Energy (GWh/year) | Fuel Substitution | -16.4776 | -32.9497 | -40.7705 | -35.7235 | -12.703 | 12.9763 | 41.2133 | 70.9048 | 101.8737 | 133.6849 | 166.0333 | 198.7024 | 231.5391
Scenario 4: Reference ZEAS Phase In | SCE | Com | WaterHeat | Com - Restaurant | Gas Energy (MMTherm/year) | Fuel Substitution | 1.859 | 3.7176 | 5.2239 | 6.1883 | 6.288 | 6.3888 | 6.3888 | 6.3888 | 6.3888 | 6.3888 | 6.3888 | 6.3888 | 6.3888
Scenario 4: Reference ZEAS Phase In | SCE | Com | WaterHeat | Com - Retail | Electric Demand (MW) | Energy Efficiency | 0.00024858 | 0.00054977 | 0.00091319 | 0.0013511 | 0.001923 | 0.0026003 | 0.0034017 | 0.004306 | 0.0053468 | 0.006599 | 0.0081029 | 0.0099436 | 0.012135
Scenario 4: Reference ZEAS Phase In | SCE | Com | WaterHeat | Com - Retail | Electric Demand (MW) | Fuel Substitution | 0 | 0 | 0.030157 | 0.10379 | 0.23137 | 0.37417 | 0.52676 | 0.68686 | 0.85355 | 1.0245 | 1.198 | 1.3729 | 1.5485
Scenario 4: Reference ZEAS Phase In | SCE | Com | WaterHeat | Com - Retail | Electric Energy (GWh/year) | Energy Efficiency | 0.0016582 | 0.0036675 | 0.0060919 | 0.0090131 | 0.012671 | 0.017034 | 0.022229 | 0.028276 | 0.035378 | 0.043887 | 0.054071 | 0.066357 | 0.080985
Scenario 4: Reference ZEAS Phase In | SCE | Com | WaterHeat | Com - Retail | Electric Energy (GWh/year) | Fuel Substitution | -0.7133 | -1.4254 | -1.7476 | -1.5616 | -0.67788 | 0.31188 | 1.3752 | 2.491 | 3.6526 | 4.8438 | 6.0529 | 7.2721 | 8.4956
Scenario 4: Reference ZEAS Phase In | SCE | Com | WaterHeat | Com - Retail | Gas Energy (MMTherm/year) | Fuel Substitution | 0.075604 | 0.15108 | 0.20754 | 0.24228 | 0.24297 | 0.24369 | 0.24369 | 0.24369 | 0.24369 | 0.24369 | 0.24369 | 0.24369 | 0.24369
Scenario 4: Reference ZEAS Phase In | SCE | Com | WaterHeat | Com - School | Electric Demand (MW) | Energy Efficiency | 0.00012494 | 0.00027678 | 0.00046063 | 0.00068239 | 0.00094895 | 0.001269 | 0.0016521 | 0.0021105 | 0.0026586 | 0.0033132 | 0.0040943 | 0.0050264 | 0.0061369
Scenario 4: Reference ZEAS Phase In | SCE | Com | WaterHeat | Com - School | Electric Demand (MW) | Fuel Substitution | 0 | 0 | 0.064095 | 0.22147 | 0.49699 | 0.80196 | 1.1265 | 1.4675 | 1.8215 | 2.1832 | 2.5492 | 2.9169 | 3.2844
Scenario 4: Reference ZEAS Phase In | SCE | Com | WaterHeat | Com - School | Electric Energy (GWh/year) | Energy Efficiency | 0.0018511 | 0.0041007 | 0.0068245 | 0.01011 | 0.014059 | 0.018801 | 0.024477 | 0.031269 | 0.039388 | 0.049088 | 0.06066 | 0.074469 | 0.090922
Scenario 4: Reference ZEAS Phase In | SCE | Com | WaterHeat | Com - School | Electric Energy (GWh/year) | Fuel Substitution | -3.1759 | -6.3476 | -7.979 | -7.259 | -3.2614 | 1.1861 | 6.1584 | 11.384 | 16.8082 | 22.352 | 27.9601 | 33.5938 | 39.226
Scenario 4: Reference ZEAS Phase In | SCE | Com | WaterHeat | Com - School | Gas Energy (MMTherm/year) | Fuel Substitution | 0.35415 | 0.70789 | 1.0002 | 1.1909 | 1.2201 | 1.2495 | 1.2495 | 1.2495 | 1.2495 | 1.2495 | 1.2495 | 1.2495 | 1.2495
Scenario 4: Reference ZEAS Phase In | SCE | Com | WaterHeat | Com - Warehouse | Electric Demand (MW) | Energy Efficiency | 1.1933e-05 | 2.6366e-05 | 4.3754e-05 | 6.4686e-05 | 8.9886e-05 | 0.00012013 | 0.00015634 | 0.00019968 | 0.00025144 | 0.00031321 | 0.00038688 | 0.00047462 | 0.0005791
Scenario 4: Reference ZEAS Phase In | SCE | Com | WaterHeat | Com - Warehouse | Electric Demand (MW) | Fuel Substitution | 0 | 0 | 0.00056654 | 0.0019492 | 0.0043729 | 0.0070669 | 0.0099486 | 0.012961 | 0.016089 | 0.019297 | 0.022555 | 0.025844 | 0.029149
Scenario 4: Reference ZEAS Phase In | SCE | Com | WaterHeat | Com - Warehouse | Electric Energy (GWh/year) | Energy Efficiency | 0.00033781 | 0.00074642 | 0.0012387 | 0.0018313 | 0.0025449 | 0.0034012 | 0.0044265 | 0.0056538 | 0.0071198 | 0.0088693 | 0.010956 | 0.013441 | 0.016401
Scenario 4: Reference ZEAS Phase In | SCE | Com | WaterHeat | Com - Warehouse | Electric Energy (GWh/year) | Fuel Substitution | -0.075312 | -0.15082 | -0.1947 | -0.19824 | -0.1455 | -0.084972 | -6.1918e-05 | 0.088689 | 0.18087 | 0.2754 | 0.37141 | 0.46831 | 0.5657
Scenario 4: Reference ZEAS Phase In | SCE | Com | WaterHeat | Com - Warehouse | Gas Energy (MMTherm/year) | Fuel Substitution | 0.0083311 | 0.016685 | 0.023473 | 0.028549 | 0.030938 | 0.033348 | 0.033348 | 0.033348 | 0.033348 | 0.033348 | 0.033348 | 0.033348 | 0.033348
Scenario 4: Reference ZEAS Phase In | SCE | Com | WholeBlg | Com - College | Electric Demand (MW) | Energy Efficiency | 0.080354 | 0.1625 | 0.24661 | 0.3331 | 0.4223 | 0.51338 | 0.60767 | 0.7049 | 0.7956 | 0.82383 | 0.84869 | 0.87404 | 0.89933
Scenario 4: Reference ZEAS Phase In | SCE | Com | WholeBlg | Com - College | Electric Energy (GWh/year) | Energy Efficiency | 0.73228 | 1.4809 | 2.2474 | 3.0355 | 3.8484 | 4.679 | 5.5389 | 6.4255 | 7.2526 | 7.5097 | 7.7363 | 7.9674 | 8.1979
Scenario 4: Reference ZEAS Phase In | SCE | Com | WholeBlg | Com - Grocery | Electric Demand (MW) | Energy Efficiency | 0.27552 | 0.55743 | 0.84664 | 1.1442 | 1.4515 | 1.7656 | 2.0896 | 2.4233 | 2.7344 | 2.8303 | 2.9143 | 2.9993 | 3.0737
Scenario 4: Reference ZEAS Phase In | SCE | Com | WholeBlg | Com - Grocery | Electric Energy (GWh/year) | Energy Efficiency | 2.5108 | 5.0799 | 7.7155 | 10.4274 | 13.2279 | 16.0917 | 19.0466 | 22.0896 | 24.9263 | 25.7996 | 26.5657 | 27.3407 | 28.0183
Scenario 4: Reference ZEAS Phase In | SCE | Com | WholeBlg | Com - Health | Electric Demand (MW) | Energy Efficiency | 0.2627 | 0.5325 | 0.80997 | 1.0963 | 1.3927 | 1.6963 | 2.0112 | 2.3365 | 2.6414 | 2.7424 | 2.8323 | 2.9234 | 3.0137
Scenario 4: Reference ZEAS Phase In | SCE | Com | WholeBlg | Com - Health | Electric Energy (GWh/year) | Energy Efficiency | 2.394 | 4.8528 | 7.3814 | 9.9907 | 12.6921 | 15.4607 | 18.3321 | 21.2987 | 24.0784 | 24.9987 | 25.8183 | 26.6485 | 27.4713
Scenario 4: Reference ZEAS Phase In | SCE | Com | WholeBlg | Com - Lodging | Electric Demand (MW) | Energy Efficiency | 0.12427 | 0.2515 | 0.38182 | 0.51597 | 0.6545 | 0.79604 | 0.94254 | 1.0937 | 1.2347 | 1.2791 | 1.3182 | 1.3581 | 1.3968
Scenario 4: Reference ZEAS Phase In | SCE | Com | WholeBlg | Com - Lodging | Electric Energy (GWh/year) | Energy Efficiency | 1.1325 | 2.292 | 3.4795 | 4.702 | 5.9645 | 7.2553 | 8.5913 | 9.9692 | 11.2554 | 11.6596 | 12.0166 | 12.3796 | 12.7324
Scenario 4: Reference ZEAS Phase In | SCE | Com | WholeBlg | Com - Office (Large) | Electric Demand (MW) | Energy Efficiency | 0.52284 | 1.0538 | 1.5936 | 2.1442 | 2.7076 | 3.2778 | 3.863 | 4.4611 | 5.0102 | 5.1459 | 5.2563 | 5.3667 | 5.4822
Scenario 4: Reference ZEAS Phase In | SCE | Com | WholeBlg | Com - Office (Large) | Electric Energy (GWh/year) | Energy Efficiency | 4.7646 | 9.6031 | 14.5229 | 19.5405 | 24.6749 | 29.875 | 35.2112 | 40.6657 | 45.6728 | 46.9084 | 47.9147 | 48.9207 | 49.9736
Scenario 4: Reference ZEAS Phase In | SCE | Com | WholeBlg | Com - Office (Small) | Electric Demand (MW) | Energy Efficiency | 0.091786 | 0.18524 | 0.28059 | 0.37817 | 0.47838 | 0.58017 | 0.68485 | 0.79215 | 0.89125 | 0.91818 | 0.94085 | 0.96361 | 0.98584
Scenario 4: Reference ZEAS Phase In | SCE | Com | WholeBlg | Com - Office (Small) | Electric Energy (GWh/year) | Energy Efficiency | 0.83645 | 1.6881 | 2.557 | 3.4463 | 4.3595 | 5.2878 | 6.2424 | 7.2209 | 8.1245 | 8.3698 | 8.5764 | 8.7839 | 8.9866
Scenario 4: Reference ZEAS Phase In | SCE | Com | WholeBlg | Com - Other | Electric Demand (MW) | Energy Efficiency | 0.39936 | 0.80652 | 1.222 | 1.6479 | 2.086 | 2.5317 | 2.9916 | 3.4644 | 3.9028 | 4.0283 | 4.1364 | 4.2461 | 4.3601
Scenario 4: Reference ZEAS Phase In | SCE | Com | WholeBlg | Com - Other | Electric Energy (GWh/year) | Energy Efficiency | 3.6394 | 7.3499 | 11.136 | 15.0177 | 19.0099 | 23.0746 | 27.2688 | 31.5799 | 35.5769 | 36.7207 | 37.7061 | 38.7061 | 39.7449
Scenario 4: Reference ZEAS Phase In | SCE | Com | WholeBlg | Com - Refrig. Warehouse | Electric Demand (MW) | Energy Efficiency | 0.030728 | 0.062592 | 0.095673 | 0.1302 | 0.16632 | 0.20365 | 0.2425 | 0.28289 | 0.32125 | 0.33603 | 0.34962 | 0.36342 | 0.37531
Scenario 4: Reference ZEAS Phase In | SCE | Com | WholeBlg | Com - Refrig. Warehouse | Electric Energy (GWh/year) | Energy Efficiency | 0.28003 | 0.5704 | 0.87188 | 1.1865 | 1.5157 | 1.8561 | 2.2104 | 2.5787 | 2.9285 | 3.0631 | 3.187 | 3.3128 | 3.4211
Scenario 4: Reference ZEAS Phase In | SCE | Com | WholeBlg | Com - Restaurant | Electric Demand (MW) | Energy Efficiency | 0.23361 | 0.47457 | 0.72357 | 0.98216 | 1.2517 | 1.5296 | 1.819 | 2.1199 | 2.4059 | 2.5194 | 2.6265 | 2.7378 | 2.8442
Scenario 4: Reference ZEAS Phase In | SCE | Com | WholeBlg | Com - Restaurant | Electric Energy (GWh/year) | Energy Efficiency | 2.2343 | 4.5531 | 6.9649 | 9.486 | 12.1318 | 14.8808 | 17.7597 | 20.772 | 23.6797 | 25.0463 | 26.3907 | 27.811 | 29.2274
Scenario 4: Reference ZEAS Phase In | SCE | Com | WholeBlg | Com - Restaurant | Gas Energy (MMTherm/year) | Energy Efficiency | -0.0011657 | -0.0025236 | -0.0040992 | -0.0059193 | -0.0080161 | -0.010386 | -0.013038 | -0.016011 | -0.019327 | -0.023002 | -0.02707 | -0.031553 | -0.036489
Scenario 4: Reference ZEAS Phase In | SCE | Com | WholeBlg | Com - Retail | Electric Demand (MW) | Energy Efficiency | 0.31335 | 0.63131 | 0.95456 | 1.2841 | 1.621 | 1.9617 | 2.3113 | 2.6684 | 2.9955 | 3.0716 | 3.1312 | 3.1895 | 3.2476
Scenario 4: Reference ZEAS Phase In | SCE | Com | WholeBlg | Com - Retail | Electric Energy (GWh/year) | Energy Efficiency | 3.4426 | 7.0234 | 10.7536 | 14.6588 | 18.7694 | 23.0633 | 27.5931 | 32.3707 | 37.0618 | 39.6623 | 42.3357 | 45.2307 | 48.3801
Scenario 4: Reference ZEAS Phase In | SCE | Com | WholeBlg | Com - Retail | Gas Energy (MMTherm/year) | Energy Efficiency | 0.0040287 | 0.0087173 | 0.014101 | 0.020294 | 0.027433 | 0.035578 | 0.044785 | 0.05522 | 0.066946 | 0.080042 | 0.094659 | 0.11088 | 0.12886
Scenario 4: Reference ZEAS Phase In | SCE | Com | WholeBlg | Com - School | Electric Demand (MW) | Energy Efficiency | 0.096541 | 0.19481 | 0.29491 | 0.39738 | 0.50257 | 0.6094 | 0.71941 | 0.83226 | 0.93651 | 0.96485 | 0.98871 | 1.0127 | 1.0371
Scenario 4: Reference ZEAS Phase In | SCE | Com | WholeBlg | Com - School | Electric Energy (GWh/year) | Energy Efficiency | 0.87978 | 1.7753 | 2.6876 | 3.6214 | 4.58 | 5.5542 | 6.5574 | 7.5866 | 8.5371 | 8.7952 | 9.0127 | 9.2315 | 9.4538
Scenario 4: Reference ZEAS Phase In | SCE | Com | WholeBlg | Com - Warehouse | Electric Demand (MW) | Energy Efficiency | 0.16218 | 0.32804 | 0.49782 | 0.67256 | 0.85302 | 1.0374 | 1.2282 | 1.425 | 1.6088 | 1.6675 | 1.72 | 1.7739 | 1.8291
Scenario 4: Reference ZEAS Phase In | SCE | Com | WholeBlg | Com - Warehouse | Electric Energy (GWh/year) | Energy Efficiency | 1.5892 | 3.2328 | 4.935 | 6.7102 | 8.5725 | 10.5075 | 12.5378 | 14.6651 | 16.7177 | 17.6773 | 18.6321 | 19.6536 | 20.748
Scenario 4: Reference ZEAS Phase In | SCE | Com | WholeBlg | Com - Warehouse | Gas Energy (MMTherm/year) | Energy Efficiency | -0.0012158 | -0.0026606 | -0.0043527 | -0.0063514 | -0.0087311 | -0.0115 | -0.014674 | -0.018315 | -0.022433 | -0.02707 | -0.032275 | -0.03807 | -0.044535
Scenario 4: Reference ZEAS Phase In | SCE | Ind | WholeBlg | Ind - All Other Industrial | Electric Demand (MW) | Energy Efficiency | 0.12727 | 0.25439 | 0.38167 | 0.50932 | 0.63723 | 0.65418 | 0.67141 | 0.68862 | 0.70561 | 0.72244 | 0.73908 | 0.75212 | 0.75237
Scenario 4: Reference ZEAS Phase In | SCE | Ind | WholeBlg | Ind - All Other Industrial | Electric Energy (GWh/year) | Energy Efficiency | 0.92461 | 1.8481 | 2.7727 | 3.7 | 4.6292 | 4.771 | 4.9149 | 5.0586 | 5.2008 | 5.3418 | 5.4815 | 5.591 | 5.5928
Scenario 4: Reference ZEAS Phase In | SCE | Ind | WholeBlg | Ind - Chemicals | Electric Demand (MW) | Energy Efficiency | 0.38538 | 0.77353 | 1.1654 | 1.5614 | 1.9611 | 2.0274 | 2.094 | 2.1595 | 2.2237 | 2.2867 | 2.3486 | 2.3993 | 2.4109
Scenario 4: Reference ZEAS Phase In | SCE | Ind | WholeBlg | Ind - Chemicals | Electric Energy (GWh/year) | Energy Efficiency | 2.7997 | 5.6195 | 8.4662 | 11.3429 | 14.2467 | 14.7851 | 15.3256 | 15.8592 | 16.3834 | 16.8997 | 17.4088 | 17.8241 | 17.9115
Scenario 4: Reference ZEAS Phase In | SCE | Ind | WholeBlg | Ind - Electronics | Electric Demand (MW) | Energy Efficiency | 0.18946 | 0.37909 | 0.56946 | 0.76091 | 0.95331 | 0.98111 | 1.0096 | 1.0383 | 1.0668 | 1.0951 | 1.1232 | 1.1458 | 1.1494
Scenario 4: Reference ZEAS Phase In | SCE | Ind | WholeBlg | Ind - Electronics | Electric Energy (GWh/year) | Energy Efficiency | 1.3764 | 2.7539 | 4.1369 | 5.5277 | 6.9253 | 7.1552 | 7.3901 | 7.6263 | 7.8613 | 8.0954 | 8.3277 | 8.5148 | 8.5409
Scenario 4: Reference ZEAS Phase In | SCE | Ind | WholeBlg | Ind - Fabricated Metals | Electric Demand (MW) | Energy Efficiency | 0.26179 | 0.52535 | 0.79159 | 1.0602 | 1.3306 | 1.3736 | 1.4161 | 1.4571 | 1.4969 | 1.5357 | 1.5737 | 1.6039 | 1.6074
Scenario 4: Reference ZEAS Phase In | SCE | Ind | WholeBlg | Ind - Fabricated Metals | Electric Energy (GWh/year) | Energy Efficiency | 1.9019 | 3.8165 | 5.7506 | 7.7018 | 9.6659 | 10.017 | 10.3647 | 10.7018 | 11.0298 | 11.3515 | 11.6677 | 11.9189 | 11.9451
Scenario 4: Reference ZEAS Phase In | SCE | Ind | WholeBlg | Ind - Food | Electric Demand (MW) | Energy Efficiency | 0.54495 | 1.0877 | 1.6299 | 2.1725 | 2.715 | 2.7814 | 2.8495 | 2.9176 | 2.985 | 3.0517 | 3.1174 | 3.1673 | 3.162
Scenario 4: Reference ZEAS Phase In | SCE | Ind | WholeBlg | Ind - Food | Electric Energy (GWh/year) | Energy Efficiency | 3.9589 | 7.902 | 11.8408 | 15.7823 | 19.7234 | 20.2859 | 20.8602 | 21.435 | 22.0038 | 22.5679 | 23.1249 | 23.5494 | 23.5103
Scenario 4: Reference ZEAS Phase In | SCE | Ind | WholeBlg | Ind - Industrial Machinery | Electric Demand (MW) | Energy Efficiency | 0.081888 | 0.16438 | 0.24781 | 0.33199 | 0.41666 | 0.43015 | 0.44345 | 0.45623 | 0.46864 | 0.48088 | 0.49297 | 0.50264 | 0.50392
Scenario 4: Reference ZEAS Phase In | SCE | Ind | WholeBlg | Ind - Industrial Machinery | Electric Energy (GWh/year) | Energy Efficiency | 0.5949 | 1.1942 | 1.8002 | 2.4117 | 3.0268 | 3.1369 | 3.2456 | 3.3507 | 3.4533 | 3.5546 | 3.6549 | 3.735 | 3.7448
Scenario 4: Reference ZEAS Phase In | SCE | Ind | WholeBlg | Ind - Lumber & Furniture | Electric Demand (MW) | Energy Efficiency | 0.045111 | 0.090143 | 0.13524 | 0.18046 | 0.2258 | 0.23179 | 0.23787 | 0.24389 | 0.2498 | 0.25559 | 0.26127 | 0.26567 | 0.2655
Scenario 4: Reference ZEAS Phase In | SCE | Ind | WholeBlg | Ind - Lumber & Furniture | Electric Energy (GWh/year) | Energy Efficiency | 0.32772 | 0.65486 | 0.98243 | 1.311 | 1.6403 | 1.6905 | 1.7413 | 1.7917 | 1.8412 | 1.8899 | 1.9379 | 1.975 | 1.9738
Scenario 4: Reference ZEAS Phase In | SCE | Ind | WholeBlg | Ind - Paper | Electric Demand (MW) | Energy Efficiency | 0.17664 | 0.34989 | 0.52069 | 0.68985 | 0.85743 | 0.86908 | 0.8823 | 0.89643 | 0.91107 | 0.92635 | 0.94241 | 0.95432 | 0.94931
Scenario 4: Reference ZEAS Phase In | SCE | Ind | WholeBlg | Ind - Paper | Electric Energy (GWh/year) | Energy Efficiency | 1.2832 | 2.5418 | 3.7826 | 5.0114 | 6.2288 | 6.3395 | 6.4609 | 6.5888 | 6.7199 | 6.8556 | 6.9966 | 7.1016 | 7.0631
Scenario 4: Reference ZEAS Phase In | SCE | Ind | WholeBlg | Ind - Petroleum | Electric Demand (MW) | Energy Efficiency | 0.67636 | 1.3498 | 2.0226 | 2.6959 | 3.3694 | 3.4522 | 3.5372 | 3.6225 | 3.7068 | 3.7902 | 3.8723 | 3.9348 | 3.9289
Scenario 4: Reference ZEAS Phase In | SCE | Ind | WholeBlg | Ind - Petroleum | Electric Energy (GWh/year) | Energy Efficiency | 4.9135 | 9.8061 | 14.6932 | 19.5847 | 24.4771 | 25.1777 | 25.8945 | 26.6131 | 27.3245 | 28.0294 | 28.7247 | 29.2559 | 29.2116
Scenario 4: Reference ZEAS Phase In | SCE | Ind | WholeBlg | Ind - Plastics | Electric Demand (MW) | Energy Efficiency | 0.31056 | 0.62078 | 0.93158 | 1.2435 | 1.5563 | 1.5985 | 1.6414 | 1.6842 | 1.7262 | 1.7675 | 1.8081 | 1.8396 | 1.8396
Scenario 4: Reference ZEAS Phase In | SCE | Ind | WholeBlg | Ind - Plastics | Electric Energy (GWh/year) | Energy Efficiency | 2.2561 | 4.5098 | 6.7676 | 9.0335 | 11.3055 | 11.6579 | 12.0156 | 12.3717 | 12.7226 | 13.0689 | 13.4097 | 13.6745 | 13.675
Scenario 4: Reference ZEAS Phase In | SCE | Ind | WholeBlg | Ind - Primary Metals | Electric Demand (MW) | Energy Efficiency | 0.14736 | 0.29637 | 0.44772 | 0.60146 | 0.75723 | 0.78613 | 0.81544 | 0.84452 | 0.8733 | 0.90201 | 0.93062 | 0.95497 | 0.96432
Scenario 4: Reference ZEAS Phase In | SCE | Ind | WholeBlg | Ind - Primary Metals | Electric Energy (GWh/year) | Energy Efficiency | 1.0705 | 2.153 | 3.2525 | 4.3694 | 5.5009 | 5.7325 | 5.9674 | 6.2009 | 6.4325 | 6.6639 | 6.8948 | 7.0904 | 7.1601
Scenario 4: Reference ZEAS Phase In | SCE | Ind | WholeBlg | Ind - Printing & Publishing | Electric Demand (MW) | Energy Efficiency | 0.052172 | 0.10414 | 0.15607 | 0.20806 | 0.26006 | 0.26646 | 0.273 | 0.27953 | 0.28598 | 0.29237 | 0.2987 | 0.30355 | 0.30313
Scenario 4: Reference ZEAS Phase In | SCE | Ind | WholeBlg | Ind - Printing & Publishing | Electric Energy (GWh/year) | Energy Efficiency | 0.37902 | 0.75653 | 1.1338 | 1.5115 | 1.8892 | 1.9434 | 1.9986 | 2.0536 | 2.1081 | 2.1621 | 2.2158 | 2.2569 | 2.2538
Scenario 4: Reference ZEAS Phase In | SCE | Ind | WholeBlg | Ind - Stone-Glass-Clay | Electric Demand (MW) | Energy Efficiency | 0.26418 | 0.53154 | 0.8023 | 1.0765 | 1.3539 | 1.4031 | 1.4519 | 1.4999 | 1.5469 | 1.5932 | 1.6389 | 1.6772 | 1.6888
Scenario 4: Reference ZEAS Phase In | SCE | Ind | WholeBlg | Ind - Stone-Glass-Clay | Electric Energy (GWh/year) | Energy Efficiency | 1.9192 | 3.8615 | 5.8284 | 7.8206 | 9.8351 | 10.2316 | 10.6253 | 11.0137 | 11.3955 | 11.7726 | 12.1458 | 12.4568 | 12.5437
Scenario 4: Reference ZEAS Phase In | SCE | Ind | WholeBlg | Ind - Textiles | Electric Demand (MW) | Energy Efficiency | 0.036978 | 0.07387 | 0.11078 | 0.14771 | 0.18462 | 0.18917 | 0.19374 | 0.1982 | 0.20255 | 0.20684 | 0.21107 | 0.21423 | 0.21368
Scenario 4: Reference ZEAS Phase In | SCE | Ind | WholeBlg | Ind - Textiles | Electric Energy (GWh/year) | Energy Efficiency | 0.26863 | 0.53664 | 0.80477 | 1.0731 | 1.3412 | 1.3797 | 1.4183 | 1.4561 | 1.4931 | 1.5297 | 1.5658 | 1.593 | 1.589
Scenario 4: Reference ZEAS Phase In | SCE | Ind | WholeBlg | Ind - Transportation Equipment | Electric Demand (MW) | Energy Efficiency | 0.31145 | 0.62377 | 0.93979 | 1.2584 | 1.5784 | 1.6271 | 1.6764 | 1.7237 | 1.7704 | 1.8174 | 1.8649 | 1.9034 | 1.9102
Scenario 4: Reference ZEAS Phase In | SCE | Ind | WholeBlg | Ind - Transportation Equipment | Electric Energy (GWh/year) | Energy Efficiency | 2.2626 | 4.5315 | 6.8272 | 9.1415 | 11.466 | 11.8658 | 12.2698 | 12.6601 | 13.0458 | 13.4345 | 13.8265 | 14.1439 | 14.1941
Scenario 4: Reference ZEAS Phase In | SCE | Res | AppPlug | Res - Multi Family | Electric Energy (GWh/year) | Fuel Substitution | -0.013968 | -0.029239 | -0.045839 | -0.063797 | -0.083141 | -0.10389 | -0.10389 | -0.10389 | -0.10389 | -0.10389 | -0.10389 | -0.10389 | -0.10389
Scenario 4: Reference ZEAS Phase In | SCE | Res | AppPlug | Res - Multi Family | Gas Energy (MMTherm/year) | Fuel Substitution | 0.0028449 | 0.005955 | 0.009336 | 0.012994 | 0.016933 | 0.02116 | 0.02116 | 0.02116 | 0.02116 | 0.02116 | 0.02116 | 0.02116 | 0.02116
Scenario 4: Reference ZEAS Phase In | SCE | Res | AppPlug | Res - Single Family | Electric Energy (GWh/year) | Fuel Substitution | -0.094999 | -0.19859 | -0.31085 | -0.4319 | -0.56186 | -0.70085 | -0.70085 | -0.70085 | -0.70085 | -0.70085 | -0.70085 | -0.70085 | -0.70085
Scenario 4: Reference ZEAS Phase In | SCE | Res | AppPlug | Res - Single Family | Gas Energy (MMTherm/year) | Fuel Substitution | 0.019283 | 0.040311 | 0.063098 | 0.087669 | 0.11405 | 0.14226 | 0.14226 | 0.14226 | 0.14226 | 0.14226 | 0.14226 | 0.14226 | 0.14226
Scenario 4: Reference ZEAS Phase In | SCE | Res | BROs | Income Qualified - Multi Family IQ | Electric Demand (MW) | Energy Efficiency | 2.6492 | 2.7675 | 2.8929 | 3.0048 | 3.0809 | 3.1625 | 3.2358 | 3.3198 | 3.4 | 3.4841 | 3.5569 | 3.6463 | 3.7381
Scenario 4: Reference ZEAS Phase In | SCE | Res | BROs | Income Qualified - Multi Family IQ | Electric Energy (GWh/year) | Energy Efficiency | 11.846 | 12.4085 | 13.0114 | 13.5709 | 13.9959 | 14.4595 | 14.8998 | 15.4065 | 15.9147 | 16.4624 | 16.9806 | 17.605 | 18.2718
Scenario 4: Reference ZEAS Phase In | SCE | Res | BROs | Income Qualified - Single Family IQ | Electric Demand (MW) | Energy Efficiency | 9.0294 | 9.3687 | 9.7261 | 10.067 | 10.2865 | 10.5247 | 10.7392 | 10.9854 | 11.2183 | 11.4547 | 11.6538 | 11.9071 | 12.1677
Scenario 4: Reference ZEAS Phase In | SCE | Res | BROs | Income Qualified - Single Family IQ | Electric Energy (GWh/year) | Energy Efficiency | 40.3774 | 42.0082 | 43.7462 | 45.4696 | 46.7327 | 48.1237 | 49.4539 | 50.9844 | 52.5144 | 54.1291 | 55.6414 | 57.4964 | 59.4833
Scenario 4: Reference ZEAS Phase In | SCE | Res | BROs | Res - Multi Family | Electric Demand (MW) | Energy Efficiency | 19.6664 | 20.4106 | 21.195 | 21.9413 | 22.4232 | 22.9459 | 23.4166 | 23.9569 | 24.4684 | 24.9885 | 25.4271 | 25.9842 | 26.5574
Scenario 4: Reference ZEAS Phase In | SCE | Res | BROs | Res - Multi Family | Electric Energy (GWh/year) | Energy Efficiency | 87.9402 | 91.5157 | 95.3273 | 99.0972 | 101.8653 | 104.9126 | 107.8264 | 111.1788 | 114.5307 | 118.0714 | 121.3894 | 125.4558 | 129.8108
Scenario 4: Reference ZEAS Phase In | SCE | Res | BROs | Res - Single Family | Electric Demand (MW) | Energy Efficiency | 4.7019 | 4.913 | 5.1369 | 5.336 | 5.4716 | 5.6171 | 5.7476 | 5.8972 | 6.0401 | 6.19 | 6.3198 | 6.4792 | 6.6427
Scenario 4: Reference ZEAS Phase In | SCE | Res | BROs | Res - Single Family | Electric Energy (GWh/year) | Energy Efficiency | 21.0259 | 22.0293 | 23.1049 | 24.101 | 24.8581 | 25.6837 | 26.4676 | 27.3698 | 28.2747 | 29.2506 | 30.174 | 31.2862 | 32.4738
Scenario 4: Reference ZEAS Phase In | SCE | Res | BldgEnv | Res - Single Family | Electric Demand (MW) | Energy Efficiency | 0.08821 | 0.17751 | 0.26612 | 0.35268 | 0.43768 | 0.52041 | 0.60058 | 0.67442 | 0.68756 | 0.68412 | 0.68081 | 0.605 | 0.53133
Scenario 4: Reference ZEAS Phase In | SCE | Res | BldgEnv | Res - Single Family | Electric Energy (GWh/year) | Energy Efficiency | 0.19196 | 0.37965 | 0.56283 | 0.74128 | 0.91525 | 1.0847 | 1.2496 | 1.4243 | 1.4315 | 1.4445 | 1.457 | 1.2664 | 1.0809
Scenario 4: Reference ZEAS Phase In | SCE | Res | BldgEnv | Res - Single Family | Gas Energy (MMTherm/year) | Energy Efficiency | 0.033814 | 0.067445 | 0.10054 | 0.13281 | 0.16438 | 0.1951 | 0.22493 | 0.25304 | 0.2559 | 0.25514 | 0.25441 | 0.2233 | 0.19307
Scenario 4: Reference ZEAS Phase In | SCE | Res | HVAC | Res - Multi Family | Electric Demand (MW) | Energy Efficiency | 2.0793 | 3.8271 | 3.1896 | 2.6109 | 2.1069 | 1.6812 | 1.3308 | 1.0478 | 0.82284 | 0.64614 | 0.50889 | 0.40338 | 0.32317
Scenario 4: Reference ZEAS Phase In | SCE | Res | HVAC | Res - Multi Family | Electric Demand (MW) | Fuel Substitution | 0 | 0 | 0 | 0 | 2.392e-07 | 4.9443e-07 | 7.6403e-07 | 1.0437e-06 | 1.3301e-06 | 1.6209e-06 | 1.9144e-06 | 2.2098e-06 | 2.5064e-06
Scenario 4: Reference ZEAS Phase In | SCE | Res | HVAC | Res - Multi Family | Electric Energy (GWh/year) | Energy Efficiency | 2.3159 | 4.2978 | 3.6711 | 3.1135 | 2.642 | 2.2562 | 1.9561 | 1.7327 | 1.5754 | 1.4732 | 1.4162 | 1.3957 | 1.4044
Scenario 4: Reference ZEAS Phase In | SCE | Res | HVAC | Res - Multi Family | Electric Energy (GWh/year) | Fuel Substitution | 8.0138e-06 | 1.6258e-05 | 2.4631e-05 | 3.2445e-05 | 3.4739e-05 | 3.7186e-05 | 3.9772e-05 | 4.2455e-05 | 4.5203e-05 | 4.7993e-05 | 5.081e-05 | 5.3645e-05 | 5.6492e-05
Scenario 4: Reference ZEAS Phase In | SCE | Res | HVAC | Res - Multi Family | Gas Energy (MMTherm/year) | Fuel Substitution | 1.0962e-05 | 2.2249e-05 | 3.3727e-05 | 4.5779e-05 | 4.5779e-05 | 4.5779e-05 | 4.5779e-05 | 4.5779e-05 | 4.5779e-05 | 4.5779e-05 | 4.5779e-05 | 4.5779e-05 | 4.5779e-05
Scenario 4: Reference ZEAS Phase In | SCE | Res | HVAC | Res - Single Family | Electric Demand (MW) | Energy Efficiency | 24.1958 | 44.8697 | 38.9809 | 33.7747 | 29.4277 | 25.9777 | 23.3821 | 21.5536 | 19.1461 | 17.0689 | 15.4211 | 14.1196 | 13.0945
Scenario 4: Reference ZEAS Phase In | SCE | Res | HVAC | Res - Single Family | Electric Demand (MW) | Fuel Substitution | 0 | 0 | 0 | 0 | 1.4116e-05 | 2.2932e-05 | 3.223e-05 | 4.1559e-05 | 4.5878e-05 | 5.0269e-05 | 5.4706e-05 | 5.9175e-05 | 6.3665e-05
Scenario 4: Reference ZEAS Phase In | SCE | Res | HVAC | Res - Single Family | Electric Energy (GWh/year) | Energy Efficiency | 14.5063 | 26.9839 | 23.9164 | 21.2731 | 19.1577 | 17.5873 | 16.5336 | 15.9432 | 14.6016 | 13.388 | 12.4263 | 11.6678 | 11.0714
Scenario 4: Reference ZEAS Phase In | SCE | Res | HVAC | Res - Single Family | Electric Energy (GWh/year) | Fuel Substitution | -0.00086326 | -0.0017648 | -0.0026875 | -0.0036518 | -0.003591 | -0.0035321 | -0.0034699 | -0.0034079 | -0.0033785 | -0.0033487 | -0.0033185 | -0.0032881 | -0.0032576
Scenario 4: Reference ZEAS Phase In | SCE | Res | HVAC | Res - Single Family | Gas Energy (MMTherm/year) | Energy Efficiency | -0.0023475 | -0.0049666 | -0.0078085 | -0.010824 | -0.014016 | -0.017348 | -0.020795 | -0.02434 | -0.02483 | -0.02483 | -0.02483 | -0.02483 | -0.02483
Scenario 4: Reference ZEAS Phase In | SCE | Res | HVAC | Res - Single Family | Gas Energy (MMTherm/year) | Fuel Substitution | 0.00026849 | 0.00054888 | 0.00083566 | 0.0011466 | 0.0011466 | 0.0011466 | 0.0011466 | 0.0011466 | 0.0011466 | 0.0011466 | 0.0011466 | 0.0011466 | 0.0011466
Scenario 4: Reference ZEAS Phase In | SCE | Res | WaterHeat | Res - Multi Family | Electric Demand (MW) | Energy Efficiency | 0.031788 | 0.065116 | 0.10024 | 0.13701 | 0.17543 | 0.21526 | 0.25658 | 0.29937 | 0.34359 | 0.38923 | 0.43631 | 0.4846 | 0.53532
Scenario 4: Reference ZEAS Phase In | SCE | Res | WaterHeat | Res - Multi Family | Electric Demand (MW) | Fuel Substitution | 0 | 0 | 0.051026 | 0.1685 | 0.37086 | 0.593 | 0.82878 | 1.0737 | 1.3269 | 1.5864 | 1.8502 | 2.117 | 2.3857
Scenario 4: Reference ZEAS Phase In | SCE | Res | WaterHeat | Res - Multi Family | Electric Energy (GWh/year) | Energy Efficiency | 0.16932 | 0.3466 | 0.53325 | 0.72843 | 0.93221 | 1.1433 | 1.3622 | 1.5886 | 1.8226 | 2.0639 | 2.3127 | 2.5663 | 2.8328
Scenario 4: Reference ZEAS Phase In | SCE | Res | WaterHeat | Res - Multi Family | Electric Energy (GWh/year) | Fuel Substitution | -63.6372 | -127.7862 | -191.8629 | -255.7558 | -319.2816 | -383.2249 | -381.9125 | -380.5489 | -379.1399 | -377.6951 | -376.2266 | -374.7418 | -373.2457
Scenario 4: Reference ZEAS Phase In | SCE | Res | WaterHeat | Res - Multi Family | Gas Energy (MMTherm/year) | Fuel Substitution | 4.515 | 9.0639 | 13.6058 | 18.135 | 22.6369 | 27.1755 | 27.1755 | 27.1755 | 27.1755 | 27.1755 | 27.1755 | 27.1755 | 27.1755
Scenario 4: Reference ZEAS Phase In | SCE | Res | WaterHeat | Res - Single Family | Electric Demand (MW) | Energy Efficiency | 0.023662 | 0.049982 | 0.078511 | 0.10886 | 0.1412 | 0.17533 | 0.21115 | 0.24859 | 0.2841 | 0.32081 | 0.35906 | 0.3989 | 0.44052
Scenario 4: Reference ZEAS Phase In | SCE | Res | WaterHeat | Res - Single Family | Electric Demand (MW) | Fuel Substitution | 0 | 0 | 0.36668 | 1.2064 | 2.6494 | 4.2315 | 5.9095 | 7.6523 | 9.4528 | 11.2986 | 13.1752 | 15.0731 | 16.9862
Scenario 4: Reference ZEAS Phase In | SCE | Res | WaterHeat | Res - Single Family | Electric Energy (GWh/year) | Energy Efficiency | 0.12165 | 0.25684 | 0.40335 | 0.55924 | 0.7253 | 0.90053 | 1.0844 | 1.2766 | 1.461 | 1.6518 | 1.8506 | 2.0572 | 2.2731
Scenario 4: Reference ZEAS Phase In | SCE | Res | WaterHeat | Res - Single Family | Electric Energy (GWh/year) | Fuel Substitution | -8.6999 | -17.2488 | -21.5634 | -20.5553 | -12.584 | -3.8442 | 5.4254 | 15.0534 | 24.9997 | 35.1967 | 45.5638 | 56.0486 | 66.6177
Scenario 4: Reference ZEAS Phase In | SCE | Res | WaterHeat | Res - Single Family | Gas Energy (MMTherm/year) | Fuel Substitution | 1.2111 | 2.4012 | 3.2837 | 3.789 | 3.789 | 3.789 | 3.789 | 3.789 | 3.789 | 3.789 | 3.789 | 3.789 | 3.789
Scenario 4: Reference ZEAS Phase In | SCE | Res | WholeBlg | Res - Multi Family | Electric Demand (MW) | Energy Efficiency | 0 | 0 | 0 | 0 | 0.012356 | 0.023791 | 0.034392 | 0.044157 | 0.053106 | 0.061266 | 0.068763 | 0.075728 | 0.082193
Scenario 4: Reference ZEAS Phase In | SCE | Res | WholeBlg | Res - Multi Family | Electric Energy (GWh/year) | Energy Efficiency | 0 | 0 | 0 | 0 | 0.11936 | 0.22982 | 0.33223 | 0.42657 | 0.513 | 0.59183 | 0.66425 | 0.73154 | 0.79399
Scenario 4: Reference ZEAS Phase In | SCE | Res | WholeBlg | Res - Multi Family | Gas Energy (MMTherm/year) | Energy Efficiency | 0 | 0 | 0 | 0 | 0.0008868 | 0.0017074 | 0.0024683 | 0.0031691 | 0.0038113 | 0.004397 | 0.004935 | 0.0054349 | 0.0058989
Scenario 4: Reference ZEAS Phase In | SCE | Res | WholeBlg | Res - Single Family | Electric Demand (MW) | Energy Efficiency | 0 | 0 | 0.091141 | 0.18255 | 0.27117 | 0.35402 | 0.43002 | 0.499 | 0.56155 | 0.61815 | 0.66957 | 0.71669 | 0.75986
Scenario 4: Reference ZEAS Phase In | SCE | Res | WholeBlg | Res - Single Family | Electric Energy (GWh/year) | Energy Efficiency | 0 | 0 | 0.40802 | 0.81723 | 1.214 | 1.5849 | 1.9251 | 2.2339 | 2.514 | 2.7674 | 2.9975 | 3.2085 | 3.4018
Scenario 4: Reference ZEAS Phase In | SCE | Res | WholeBlg | Res - Single Family | Gas Energy (MMTherm/year) | Energy Efficiency | 0 | 0 | 0.0023526 | 0.0047121 | 0.0069997 | 0.0091383 | 0.0111 | 0.012881 | 0.014495 | 0.015957 | 0.017284 | 0.0185 | 0.019615
Scenario 4: Reference ZEAS Phase In | SCG | Ag | WholeBlg | Ag - Dairies, fishing, hunting | Gas Energy (MMTherm/year) | Energy Efficiency | 0.0049239 | 0.0098479 | 0.014772 | 0.019696 | 0.02462 | 0.029544 | 0.034468 | 0.039392 | 0.041901 | 0.041901 | 0.041901 | 0.041901 | 0.041901
Scenario 4: Reference ZEAS Phase In | SCG | Ag | WholeBlg | Ag - Irrigated Agriculture, vineyards, forestry and greenhouses | Gas Energy (MMTherm/year) | Energy Efficiency | 0.021124 | 0.042247 | 0.063371 | 0.084494 | 0.10562 | 0.12674 | 0.14786 | 0.16899 | 0.17976 | 0.17976 | 0.17976 | 0.17976 | 0.17976
Scenario 4: Reference ZEAS Phase In | SCG | Ag | WholeBlg | Ag - Water pumping | Gas Energy (MMTherm/year) | Energy Efficiency | 0.0069376 | 0.013875 | 0.020813 | 0.027751 | 0.034688 | 0.041626 | 0.048563 | 0.055501 | 0.059037 | 0.059037 | 0.059037 | 0.059037 | 0.059037
Scenario 4: Reference ZEAS Phase In | SCG | Com | AppPlug | Com - College | Gas Energy (MMTherm/year) | Energy Efficiency | 0 | 0 | 0 | 0 | 0 | 0 | 0 | 0 | 0 | 0 | 0 | 0 | 0.0034642
Scenario 4: Reference ZEAS Phase In | SCG | Com | AppPlug | Com - Health | Gas Energy (MMTherm/year) | Energy Efficiency | 0.90838 | 1.9148 | 3.0144 | 4.1792 | 4.6421 | 5.0804 | 5.487 | 5.8455 | 6.1457 | 6.3762 | 6.5321 | 6.4793 | 6.3436
Scenario 4: Reference ZEAS Phase In | SCG | Com | AppPlug | Com - Lodging | Gas Energy (MMTherm/year) | Energy Efficiency | 0.63021 | 1.3242 | 2.0898 | 2.8901 | 3.2608 | 3.6207 | 3.9632 | 4.2832 | 4.5742 | 4.831 | 5.0515 | 5.0569 | 5.0008
Scenario 4: Reference ZEAS Phase In | SCG | Com | AppPlug | Com - Other | Gas Energy (MMTherm/year) | Energy Efficiency | 0.001969 | 0.0042506 | 0.0068639 | 0.037733 | 0.064022 | 0.066858 | 0.063489 | 0.059419 | 0.055051 | 0.050785 | 0.050058 | 0.043285 | 0.040529
Scenario 4: Reference ZEAS Phase In | SCG | Com | BldgEnv | Com - College | Electric Demand (MW) | Energy Efficiency | 0.0042323 | 0.0084492 | 0.012563 | 0.016385 | 0.019802 | 0.022754 | 0.025216 | 0.023211 | 0.020793 | 0.018105 | 0.015402 | 0.012866 | 0.010784
Scenario 4: Reference ZEAS Phase In | SCG | Com | BldgEnv | Com - College | Electric Energy (GWh/year) | Energy Efficiency | 0.0014401 | 0.0028749 | 0.0042701 | 0.0055668 | 0.0067257 | 0.0077274 | 0.008563 | 0.0078796 | 0.007056 | 0.0061459 | 0.0052303 | 0.0043717 | 0.0036669
Scenario 4: Reference ZEAS Phase In | SCG | Com | BldgEnv | Com - College | Gas Energy (MMTherm/year) | Energy Efficiency | 0.0038406 | 0.0076553 | 0.011313 | 0.014679 | 0.01765 | 0.020165 | 0.022201 | 0.019997 | 0.017392 | 0.01457 | 0.011727 | 0.009026 | 0.0067524
Scenario 4: Reference ZEAS Phase In | SCG | Com | BldgEnv | Com - Grocery | Electric Demand (MW) | Energy Efficiency | 0.0042695 | 0.0072377 | 0.0089445 | 0.0098332 | 0.010742 | 0.011639 | 0.012568 | 0.0098465 | 0.0085027 | 0.008483 | 0.0093482 | 0.010256 | 0.011238
Scenario 4: Reference ZEAS Phase In | SCG | Com | BldgEnv | Com - Grocery | Electric Energy (GWh/year) | Energy Efficiency | 0.0014531 | 0.0024636 | 0.0030441 | 0.0033473 | 0.0036574 | 0.0039633 | 0.0042802 | 0.0033553 | 0.002899 | 0.0028942 | 0.0031894 | 0.0034991 | 0.0038341
Scenario 4: Reference ZEAS Phase In | SCG | Com | BldgEnv | Com - Grocery | Gas Energy (MMTherm/year) | Energy Efficiency | 0.0029256 | 0.0047939 | 0.0056338 | 0.0058132 | 0.0059987 | 0.0061879 | 0.0063833 | 0.0037798 | 0.002249 | 0.0017593 | 0.0019435 | 0.0021343 | 0.002334
Scenario 4: Reference ZEAS Phase In | SCG | Com | BldgEnv | Com - Health | Electric Demand (MW) | Energy Efficiency | 0.0061214 | 0.011652 | 0.01642 | 0.020305 | 0.023314 | 0.025494 | 0.026965 | 0.022501 | 0.018648 | 0.015581 | 0.013416 | 0.012206 | 0.0119
Scenario 4: Reference ZEAS Phase In | SCG | Com | BldgEnv | Com - Health | Electric Energy (GWh/year) | Energy Efficiency | 0.0029185 | 0.005556 | 0.00783 | 0.0096837 | 0.01112 | 0.012162 | 0.012866 | 0.010743 | 0.0089107 | 0.0074523 | 0.0064238 | 0.0058504 | 0.0057071
Scenario 4: Reference ZEAS Phase In | SCG | Com | BldgEnv | Com - Health | Gas Energy (MMTherm/year) | Energy Efficiency | 0.0037474 | 0.0070768 | 0.0098685 | 0.012054 | 0.013631 | 0.014638 | 0.015145 | 0.011764 | 0.008809 | 0.006399 | 0.0045991 | 0.0034247 | 0.0028376
Scenario 4: Reference ZEAS Phase In | SCG | Com | BldgEnv | Com - Lodging | Electric Demand (MW) | Energy Efficiency | 0.00016451 | 0.00036355 | 0.00060387 | 0.0011098 | 0.0017181 | 0.0024475 | 0.0033192 | 0.004195 | 0.0052282 | 0.0064392 | 0.0076311 | 0.0089931 | 0.010528
Scenario 4: Reference ZEAS Phase In | SCG | Com | BldgEnv | Com - Lodging | Electric Energy (GWh/year) | Energy Efficiency | 0.00010577 | 0.00023373 | 0.00038822 | 0.00071572 | 0.0011095 | 0.0015817 | 0.002146 | 0.0027137 | 0.0033835 | 0.0041685 | 0.0049401 | 0.0058217 | 0.0068156
Scenario 4: Reference ZEAS Phase In | SCG | Com | BldgEnv | Com - Lodging | Gas Energy (MMTherm/year) | Energy Efficiency | 6.203e-05 | 0.00013718 | 0.00022803 | 0.00041807 | 0.00064672 | 0.00092102 | 0.001249 | 0.0015778 | 0.0019658 | 0.0024207 | 0.0028693 | 0.003382 | 0.00396
Scenario 4: Reference ZEAS Phase In | SCG | Com | BldgEnv | Com - Office (Large) | Electric Demand (MW) | Energy Efficiency | 0.0049679 | 0.010084 | 0.015306 | 0.020629 | 0.026067 | 0.031612 | 0.037221 | 0.042303 | 0.047411 | 0.05252 | 0.05764 | 0.062743 | 0.067831
Scenario 4: Reference ZEAS Phase In | SCG | Com | BldgEnv | Com - Office (Large) | Electric Energy (GWh/year) | Energy Efficiency | 0.0016949 | 0.0034403 | 0.0052218 | 0.0070379 | 0.0088932 | 0.010785 | 0.012699 | 0.014433 | 0.016175 | 0.017918 | 0.019665 | 0.021407 | 0.023143
Scenario 4: Reference ZEAS Phase In | SCG | Com | BldgEnv | Com - Office (Large) | Gas Energy (MMTherm/year) | Energy Efficiency | 0.00064552 | 0.0013095 | 0.0019866 | 0.0026763 | 0.0033802 | 0.0040975 | 0.0048226 | 0.00547 | 0.0061208 | 0.006772 | 0.0074248 | 0.0080755 | 0.0087245
Scenario 4: Reference ZEAS Phase In | SCG | Com | BldgEnv | Com - Office (Small) | Electric Demand (MW) | Energy Efficiency | 0.0026111 | 0.0045231 | 0.0057743 | 0.0065992 | 0.0067186 | 0.014321 | 0.015162 | 0.014037 | 0.013669 | 0.014013 | 0.014832 | 0.015628 | 0.016475
Scenario 4: Reference ZEAS Phase In | SCG | Com | BldgEnv | Com - Office (Small) | Electric Energy (GWh/year) | Energy Efficiency | 0.0008869 | 0.0015369 | 0.0019622 | 0.0022436 | 0.0022844 | 0.0048783 | 0.0051649 | 0.0047851 | 0.004662 | 0.004781 | 0.0050604 | 0.0053318 | 0.0056209
Scenario 4: Reference ZEAS Phase In | SCG | Com | BldgEnv | Com - Office (Small) | Gas Energy (MMTherm/year) | Energy Efficiency | 0.00074245 | 0.0012308 | 0.0014776 | 0.0015848 | 0.0016 | 0.0025727 | 0.0026816 | 0.0021305 | 0.0018409 | 0.0017992 | 0.0019033 | 0.0020062 | 0.002114
Scenario 4: Reference ZEAS Phase In | SCG | Com | BldgEnv | Com - Other | Electric Demand (MW) | Energy Efficiency | 0.011886 | 0.022592 | 0.031865 | 0.058415 | 0.07624 | 0.090028 | 0.096095 | 0.087309 | 0.079766 | 0.073811 | 0.050728 | 0.035072 | 0.026514
Scenario 4: Reference ZEAS Phase In | SCG | Com | BldgEnv | Com - Other | Electric Energy (GWh/year) | Energy Efficiency | 0.0040466 | 0.0076919 | 0.01084 | 0.0199 | 0.025982 | 0.030688 | 0.032759 | 0.02977 | 0.027205 | 0.025189 | 0.017314 | 0.011972 | 0.0090519
Scenario 4: Reference ZEAS Phase In | SCG | Com | BldgEnv | Com - Other | Gas Energy (MMTherm/year) | Energy Efficiency | 0.0087463 | 0.016512 | 0.023025 | 0.032111 | 0.038167 | 0.042637 | 0.044468 | 0.036652 | 0.029843 | 0.024333 | 0.016295 | 0.010896 | 0.008002
Scenario 4: Reference ZEAS Phase In | SCG | Com | BldgEnv | Com - Refrig. Warehouse | Electric Demand (MW) | Energy Efficiency | 0.0010285 | 0.0011247 | 0.0013205 | 0.0026221 | 0.0031937 | 0.0038396 | 0.0045623 | 0.0051759 | 0.0060427 | 0.0067772 | 0.0073497 | 0.007886 | 0.0083596
Scenario 4: Reference ZEAS Phase In | SCG | Com | BldgEnv | Com - Refrig. Warehouse | Electric Energy (GWh/year) | Energy Efficiency | 0.0003532 | 0.0003861 | 0.00045438 | 0.00090121 | 0.0010984 | 0.0013213 | 0.0015707 | 0.0017819 | 0.002081 | 0.0023339 | 0.0025313 | 0.0027162 | 0.0028794
Scenario 4: Reference ZEAS Phase In | SCG | Com | BldgEnv | Com - Refrig. Warehouse | Gas Energy (MMTherm/year) | Energy Efficiency | 0.00022962 | 0.00024808 | 0.00032016 | 0.00063943 | 0.00083039 | 0.0010477 | 0.0012923 | 0.0014959 | 0.0017918 | 0.0020378 | 0.0022248 | 0.0023977 | 0.0025468
Scenario 4: Reference ZEAS Phase In | SCG | Com | BldgEnv | Com - Restaurant | Electric Demand (MW) | Energy Efficiency | 0.00080985 | 0.0016653 | 0.0025657 | 0.0035116 | 0.0045047 | 0.0055355 | 0.0065982 | 0.0075305 | 0.0085014 | 0.0095058 | 0.010543 | 0.011608 | 0.012702
Scenario 4: Reference ZEAS Phase In | SCG | Com | BldgEnv | Com - Restaurant | Electric Energy (GWh/year) | Energy Efficiency | 0.00027632 | 0.00056819 | 0.00087543 | 0.0011982 | 0.0015371 | 0.0018888 | 0.0022514 | 0.0025695 | 0.0029009 | 0.0032436 | 0.0035976 | 0.0039612 | 0.0043342
Scenario 4: Reference ZEAS Phase In | SCG | Com | BldgEnv | Com - Restaurant | Gas Energy (MMTherm/year) | Energy Efficiency | 0.00022114 | 0.00045407 | 0.00069866 | 0.00095503 | 0.0012237 | 0.0015021 | 0.0017887 | 0.0020344 | 0.0022904 | 0.0025553 | 0.002829 | 0.0031103 | 0.0033991
Scenario 4: Reference ZEAS Phase In | SCG | Com | BldgEnv | Com - Retail | Electric Demand (MW) | Energy Efficiency | 0.02142 | 0.039919 | 0.055096 | 0.058343 | 0.06493 | 0.074533 | 0.078187 | 0.062734 | 0.050353 | 0.041549 | 0.044938 | 0.042325 | 0.04325
Scenario 4: Reference ZEAS Phase In | SCG | Com | BldgEnv | Com - Retail | Electric Energy (GWh/year) | Energy Efficiency | 0.0072894 | 0.013585 | 0.018737 | 0.019845 | 0.022078 | 0.025349 | 0.026596 | 0.021343 | 0.017135 | 0.014158 | 0.015314 | 0.014437 | 0.014759
Scenario 4: Reference ZEAS Phase In | SCG | Com | BldgEnv | Com - Retail | Gas Energy (MMTherm/year) | Energy Efficiency | 0.028941 | 0.053297 | 0.072279 | 0.073445 | 0.08263 | 0.089052 | 0.090363 | 0.063581 | 0.041466 | 0.024812 | 0.026068 | 0.018339 | 0.015741
Scenario 4: Reference ZEAS Phase In | SCG | Com | BldgEnv | Com - School | Electric Demand (MW) | Energy Efficiency | 0.001097 | 0.0022341 | 0.0034112 | 0.0046224 | 0.0058488 | 0.0071009 | 0.0083653 | 0.0094947 | 0.010643 | 0.011811 | 0.012993 | 0.014193 | 0.015403
Scenario 4: Reference ZEAS Phase In | SCG | Com | BldgEnv | Com - School | Electric Energy (GWh/year) | Energy Efficiency | 0.00037425 | 0.00076218 | 0.0011638 | 0.001577 | 0.0019954 | 0.0024226 | 0.002854 | 0.0032393 | 0.0036311 | 0.0040296 | 0.0044328 | 0.0048423 | 0.0052551
Scenario 4: Reference ZEAS Phase In | SCG | Com | BldgEnv | Com - School | Gas Energy (MMTherm/year) | Energy Efficiency | 0.00014288 | 0.00029078 | 0.00044368 | 0.00060082 | 0.00075981 | 0.000922 | 0.0010857 | 0.0012294 | 0.0013757 | 0.0015245 | 0.0016751 | 0.0018281 | 0.0019824
Scenario 4: Reference ZEAS Phase In | SCG | Com | BldgEnv | Com - Warehouse | Electric Demand (MW) | Energy Efficiency | 0.0072285 | 0.015455 | 0.024647 | 0.041341 | 0.059354 | 0.078344 | 0.097867 | 0.11105 | 0.12283 | 0.13273 | 0.13382 | 0.13199 | 0.12743
Scenario 4: Reference ZEAS Phase In | SCG | Com | BldgEnv | Com - Warehouse | Electric Energy (GWh/year) | Energy Efficiency | 0.0046166 | 0.0098696 | 0.015738 | 0.026496 | 0.038103 | 0.05034 | 0.062921 | 0.071466 | 0.079115 | 0.08556 | 0.086275 | 0.085115 | 0.082196
Scenario 4: Reference ZEAS Phase In | SCG | Com | BldgEnv | Com - Warehouse | Gas Energy (MMTherm/year) | Energy Efficiency | 0.0039466 | 0.0084589 | 0.013523 | 0.023074 | 0.033377 | 0.044231 | 0.055372 | 0.062741 | 0.069238 | 0.074578 | 0.074584 | 0.072817 | 0.069383
Scenario 4: Reference ZEAS Phase In | SCG | Com | FoodServ | Com - College | Electric Demand (MW) | Energy Efficiency | 0.0032915 | 0.0068002 | 0.010558 | 0.014577 | 0.018801 | 0.023286 | 0.028031 | 0.032989 | 0.038153 | 0.043494 | 0.049023 | 0.054853 | 0.060865
Scenario 4: Reference ZEAS Phase In | SCG | Com | FoodServ | Com - College | Electric Energy (GWh/year) | Energy Efficiency | 0.01613 | 0.033319 | 0.051726 | 0.071406 | 0.092086 | 0.11405 | 0.13728 | 0.16155 | 0.18683 | 0.21298 | 0.24005 | 0.26858 | 0.29801
Scenario 4: Reference ZEAS Phase In | SCG | Com | FoodServ | Com - College | Gas Energy (MMTherm/year) | Energy Efficiency | 0.021918 | 0.044803 | 0.06867 | 0.093498 | 0.11915 | 0.14568 | 0.17378 | 0.20278 | 0.23247 | 0.26275 | 0.29361 | 0.32517 | 0.35512
Scenario 4: Reference ZEAS Phase In | SCG | Com | FoodServ | Com - Grocery | Electric Demand (MW) | Energy Efficiency | 0.021435 | 0.044364 | 0.068649 | 0.094301 | 0.12133 | 0.14973 | 0.17941 | 0.21043 | 0.24271 | 0.27617 | 0.31083 | 0.34663 | 0.38356
Scenario 4: Reference ZEAS Phase In | SCG | Com | FoodServ | Com - Grocery | Electric Energy (GWh/year) | Energy Efficiency | 0.10506 | 0.21739 | 0.33632 | 0.46192 | 0.59424 | 0.73325 | 0.87853 | 1.0304 | 1.1884 | 1.3521 | 1.5217 | 1.6968 | 1.8775
Scenario 4: Reference ZEAS Phase In | SCG | Com | FoodServ | Com - Grocery | Gas Energy (MMTherm/year) | Energy Efficiency | 0.16001 | 0.32812 | 0.50377 | 0.68687 | 0.87729 | 1.0747 | 1.2963 | 1.5315 | 1.7746 | 2.025 | 2.2826 | 2.5469 | 2.7652
Scenario 4: Reference ZEAS Phase In | SCG | Com | FoodServ | Com - Health | Electric Demand (MW) | Energy Efficiency | 0.0080724 | 0.016825 | 0.026308 | 0.03632 | 0.046982 | 0.058222 | 0.070193 | 0.082722 | 0.095786 | 0.10921 | 0.12293 | 0.13734 | 0.15253
Scenario 4: Reference ZEAS Phase In | SCG | Com | FoodServ | Com - Health | Electric Energy (GWh/year) | Energy Efficiency | 0.039274 | 0.081851 | 0.12798 | 0.17668 | 0.22854 | 0.28322 | 0.34147 | 0.40243 | 0.466 | 0.53133 | 0.59807 | 0.66822 | 0.74214
Scenario 4: Reference ZEAS Phase In | SCG | Com | FoodServ | Com - Health | Gas Energy (MMTherm/year) | Energy Efficiency | 0.056578 | 0.11613 | 0.17866 | 0.24372 | 0.31142 | 0.38149 | 0.45788 | 0.53781 | 0.62015 | 0.70447 | 0.79057 | 0.879 | 0.95859
Scenario 4: Reference ZEAS Phase In | SCG | Com | FoodServ | Com - Lodging | Electric Demand (MW) | Energy Efficiency | 0.010842 | 0.02241 | 0.034685 | 0.047604 | 0.061206 | 0.075498 | 0.090474 | 0.10612 | 0.12237 | 0.13918 | 0.15656 | 0.17448 | 0.19293
Scenario 4: Reference ZEAS Phase In | SCG | Com | FoodServ | Com - Lodging | Electric Energy (GWh/year) | Energy Efficiency | 0.053028 | 0.10959 | 0.16959 | 0.23275 | 0.29924 | 0.3691 | 0.4423 | 0.51875 | 0.59816 | 0.68032 | 0.76524 | 0.85281 | 0.94296
Scenario 4: Reference ZEAS Phase In | SCG | Com | FoodServ | Com - Lodging | Gas Energy (MMTherm/year) | Energy Efficiency | 0.046658 | 0.095818 | 0.14744 | 0.20137 | 0.25761 | 0.31608 | 0.38123 | 0.45041 | 0.52199 | 0.59584 | 0.67189 | 0.75 | 0.81771
Scenario 4: Reference ZEAS Phase In | SCG | Com | FoodServ | Com - Other | Electric Demand (MW) | Energy Efficiency | 0.076218 | 0.15729 | 0.24294 | 0.33289 | 0.40493 | 0.52471 | 0.62656 | 0.73208 | 0.84102 | 0.9534 | 1.0692 | 1.1884 | 1.3109
Scenario 4: Reference ZEAS Phase In | SCG | Com | FoodServ | Com - Other | Electric Energy (GWh/year) | Energy Efficiency | 0.37087 | 0.76517 | 1.1816 | 1.6188 | 1.9693 | 2.551 | 3.0459 | 3.5586 | 4.0879 | 4.6339 | 5.1965 | 5.7753 | 6.3703
Scenario 4: Reference ZEAS Phase In | SCG | Com | FoodServ | Com - Other | Gas Energy (MMTherm/year) | Energy Efficiency | 0.242 | 0.49758 | 0.76637 | 1.0479 | 1.2937 | 1.6454 | 1.9682 | 2.3045 | 2.6517 | 3.01 | 3.3791 | 3.7582 | 4.1313
Scenario 4: Reference ZEAS Phase In | SCG | Com | FoodServ | Com - Restaurant | Electric Demand (MW) | Energy Efficiency | 0.19094 | 0.3939 | 0.60799 | 0.83326 | 1.0699 | 1.3171 | 1.5744 | 1.8418 | 2.1192 | 2.4059 | 2.7016 | 3.006 | 3.3192
Scenario 4: Reference ZEAS Phase In | SCG | Com | FoodServ | Com - Restaurant | Electric Energy (GWh/year) | Energy Efficiency | 0.94598 | 1.9511 | 3.0111 | 4.1262 | 5.2974 | 6.5206 | 7.7932 | 9.116 | 10.4879 | 11.905 | 13.3668 | 14.8715 | 16.4192
Scenario 4: Reference ZEAS Phase In | SCG | Com | FoodServ | Com - Restaurant | Gas Energy (MMTherm/year) | Energy Efficiency | 0.72692 | 1.4953 | 2.3043 | 3.1534 | 4.0426 | 4.9694 | 6.0022 | 7.101 | 8.2422 | 9.4236 | 10.6448 | 11.9034 | 13.0125
Scenario 4: Reference ZEAS Phase In | SCG | Com | FoodServ | Com - Retail | Electric Demand (MW) | Energy Efficiency | 0.0016293 | 0.0034365 | 0.0054117 | 0.0075713 | 0.0075713 | 0.012985 | 0.01574 | 0.018709 | 0.021877 | 0.02524 | 0.028804 | 0.032558 | 0.036505
Scenario 4: Reference ZEAS Phase In | SCG | Com | FoodServ | Com - Retail | Electric Energy (GWh/year) | Energy Efficiency | 0.007981 | 0.016833 | 0.026508 | 0.037087 | 0.037087 | 0.063606 | 0.077099 | 0.091642 | 0.10716 | 0.12363 | 0.14109 | 0.15948 | 0.17881
Scenario 4: Reference ZEAS Phase In | SCG | Com | FoodServ | Com - Retail | Gas Energy (MMTherm/year) | Energy Efficiency | 0.00017674 | 0.00037278 | 0.00058703 | 0.0008213 | 0.0008213 | 0.0014086 | 0.0017074 | 0.0020294 | 0.0023731 | 0.0027379 | 0.0031245 | 0.0035317 | 0.0039599
Scenario 4: Reference ZEAS Phase In | SCG | Com | FoodServ | Com - School | Electric Demand (MW) | Energy Efficiency | 0.020315 | 0.04167 | 0.064075 | 0.087489 | 0.11174 | 0.13694 | 0.16297 | 0.1898 | 0.21745 | 0.24593 | 0.27519 | 0.30528 | 0.3361
Scenario 4: Reference ZEAS Phase In | SCG | Com | FoodServ | Com - School | Electric Energy (GWh/year) | Energy Efficiency | 0.09677 | 0.19852 | 0.3053 | 0.41691 | 0.53255 | 0.65271 | 0.77682 | 0.90477 | 1.0366 | 1.1725 | 1.3121 | 1.4556 | 1.6027
Scenario 4: Reference ZEAS Phase In | SCG | Com | FoodServ | Com - School | Gas Energy (MMTherm/year) | Energy Efficiency | 0.054411 | 0.11115 | 0.17015 | 0.23129 | 0.29423 | 0.35896 | 0.42686 | 0.49693 | 0.56855 | 0.64167 | 0.71615 | 0.792 | 0.86463
Scenario 4: Reference ZEAS Phase In | SCG | Com | HVAC | Com - College | Electric Demand (MW) | Energy Efficiency | 0.040402 | 0.080912 | 0.12251 | 0.16548 | 0.20866 | 0.25323 | 0.29715 | 0.3415 | 0.38619 | 0.43081 | 0.47559 | 0.52223 | 0.56896
Scenario 4: Reference ZEAS Phase In | SCG | Com | HVAC | Com - College | Electric Energy (GWh/year) | Energy Efficiency | 0.054692 | 0.10956 | 0.16577 | 0.22367 | 0.28187 | 0.34176 | 0.39345 | 0.44564 | 0.49823 | 0.55074 | 0.60344 | 0.65832 | 0.71332
Scenario 4: Reference ZEAS Phase In | SCG | Com | HVAC | Com - College | Gas Energy (MMTherm/year) | Energy Efficiency | 0.0081004 | 0.016248 | 0.024522 | 0.032943 | 0.043083 | 0.053722 | 0.05868 | 0.063687 | 0.068734 | 0.073465 | 0.078526 | 0.083797 | 0.089082
Scenario 4: Reference ZEAS Phase In | SCG | Com | HVAC | Com - Grocery | Gas Energy (MMTherm/year) | Energy Efficiency | 0.0039883 | 0.008073 | 0.012204 | 0.016401 | 0.020672 | 0.025019 | 0.029295 | 0.033638 | 0.038026 | 0.042439 | 0.046894 | 0.051378 | 0.055898
Scenario 4: Reference ZEAS Phase In | SCG | Com | HVAC | Com - Health | Electric Demand (MW) | Energy Efficiency | 0.0019458 | 0.0039197 | 0.0059236 | 0.0079411 | 0.0099809 | 0.012038 | 0.012038 | 0.012038 | 0.012038 | 0.012038 | 0.012038 | 0.012038 | 0.012038
Scenario 4: Reference ZEAS Phase In | SCG | Com | HVAC | Com - Health | Electric Energy (GWh/year) | Energy Efficiency | 0.0097179 | 0.019577 | 0.029585 | 0.039661 | 0.049849 | 0.060123 | 0.060123 | 0.060123 | 0.060123 | 0.060123 | 0.060123 | 0.060123 | 0.060123
Scenario 4: Reference ZEAS Phase In | SCG | Com | HVAC | Com - Health | Gas Energy (MMTherm/year) | Energy Efficiency | 0.12365 | 0.25026 | 0.37761 | 0.50268 | 0.62341 | 0.73755 | 0.73277 | 0.71601 | 0.68906 | 0.6541 | 0.61386 | 0.5719 | 0.53088
Scenario 4: Reference ZEAS Phase In | SCG | Com | HVAC | Com - Lodging | Electric Demand (MW) | Energy Efficiency | 0.00081197 | 0.0016331 | 0.0024632 | 0.0033004 | 0.0041462 | 0.0050008 | 0.0050008 | 0.0050008 | 0.0050008 | 0.0050008 | 0.0050008 | 0.0050008 | 0.0050008
Scenario 4: Reference ZEAS Phase In | SCG | Com | HVAC | Com - Lodging | Electric Energy (GWh/year) | Energy Efficiency | 0.0040552 | 0.0081561 | 0.012302 | 0.016483 | 0.020708 | 0.024976 | 0.024976 | 0.024976 | 0.024976 | 0.024976 | 0.024976 | 0.024976 | 0.024976
Scenario 4: Reference ZEAS Phase In | SCG | Com | HVAC | Com - Lodging | Gas Energy (MMTherm/year) | Energy Efficiency | 0.061581 | 0.12408 | 0.1862 | 0.24653 | 0.30389 | 0.35724 | 0.35076 | 0.33823 | 0.29278 | 0.24916 | 0.20862 | 0.17221 | 0.14068
Scenario 4: Reference ZEAS Phase In | SCG | Com | HVAC | Com - Office (Large) | Electric Demand (MW) | Energy Efficiency | 0.014092 | 0.028174 | 0.042213 | 0.056221 | 0.070232 | 0.084257 | 0.084257 | 0.084257 | 0.084257 | 0.084257 | 0.084257 | 0.084257 | 0.084257
Scenario 4: Reference ZEAS Phase In | SCG | Com | HVAC | Com - Office (Large) | Electric Energy (GWh/year) | Energy Efficiency | 0.070379 | 0.14071 | 0.21082 | 0.28078 | 0.35076 | 0.4208 | 0.4208 | 0.4208 | 0.4208 | 0.4208 | 0.4208 | 0.4208 | 0.4208
Scenario 4: Reference ZEAS Phase In | SCG | Com | HVAC | Com - Office (Large) | Gas Energy (MMTherm/year) | Energy Efficiency | 0.042488 | 0.084946 | 0.12727 | 0.1695 | 0.21174 | 0.25402 | 0.25408 | 0.25413 | 0.25419 | 0.25424 | 0.25429 | 0.25434 | 0.25439
Scenario 4: Reference ZEAS Phase In | SCG | Com | HVAC | Com - Office (Small) | Electric Demand (MW) | Energy Efficiency | 0.046175 | 0.092492 | 0.13886 | 0.18534 | 0.18943 | 0.58789 | 0.62547 | 0.66311 | 0.70077 | 0.73838 | 0.77599 | 0.81355 | 0.85108
Scenario 4: Reference ZEAS Phase In | SCG | Com | HVAC | Com - Office (Small) | Electric Energy (GWh/year) | Energy Efficiency | 0.086933 | 0.17425 | 0.26179 | 0.34962 | 0.37006 | 1.0017 | 1.0553 | 1.109 | 1.1627 | 1.2164 | 1.27 | 1.3236 | 1.3771
Scenario 4: Reference ZEAS Phase In | SCG | Com | HVAC | Com - Office (Small) | Gas Energy (MMTherm/year) | Energy Efficiency | 0.020054 | 0.040271 | 0.060611 | 0.08107 | 0.093373 | 0.1686 | 0.17076 | 0.17293 | 0.1751 | 0.17726 | 0.17943 | 0.18159 | 0.18375
Scenario 4: Reference ZEAS Phase In | SCG | Com | HVAC | Com - Other | Electric Demand (MW) | Energy Efficiency | 0.96301 | 1.9445 | 2.9457 | 3.9647 | 4.0271 | 6.0528 | 7.1022 | 8.1695 | 9.2326 | 10.3116 | 11.4078 | 12.5181 | 13.645
Scenario 4: Reference ZEAS Phase In | SCG | Com | HVAC | Com - Other | Electric Energy (GWh/year) | Energy Efficiency | 1.3365 | 2.6995 | 4.0907 | 5.5075 | 5.5871 | 8.4125 | 9.8835 | 11.3793 | 12.8755 | 14.3936 | 15.9349 | 17.4954 | 19.0786
Scenario 4: Reference ZEAS Phase In | SCG | Com | HVAC | Com - Other | Gas Energy (MMTherm/year) | Energy Efficiency | 0.073602 | 0.14858 | 0.22501 | 0.30274 | 0.30819 | 0.4618 | 0.5407 | 0.62092 | 0.70057 | 0.78146 | 0.86367 | 0.94698 | 1.0316
Scenario 4: Reference ZEAS Phase In | SCG | Com | HVAC | Com - Restaurant | Electric Demand (MW) | Energy Efficiency | 0.069835 | 0.141 | 0.21354 | 0.28763 | 0.3635 | 0.44044 | 0.5181 | 0.59675 | 0.67628 | 0.75646 | 0.83739 | 0.91889 | 1.0011
Scenario 4: Reference ZEAS Phase In | SCG | Com | HVAC | Com - Restaurant | Electric Energy (GWh/year) | Energy Efficiency | 0.044847 | 0.090536 | 0.1371 | 0.18465 | 0.23333 | 0.28269 | 0.33238 | 0.3827 | 0.43359 | 0.4849 | 0.53669 | 0.58885 | 0.64144
Scenario 4: Reference ZEAS Phase In | SCG | Com | HVAC | Com - Restaurant | Gas Energy (MMTherm/year) | Energy Efficiency | 0.34501 | 0.70213 | 1.0683 | 1.4418 | 1.8216 | 2.2063 | 2.5951 | 2.9883 | 3.3857 | 3.7871 | 4.1928 | 4.6027 | 5.0168
Scenario 4: Reference ZEAS Phase In | SCG | Com | HVAC | Com - Retail | Electric Demand (MW) | Energy Efficiency | 0.16783 | 0.33827 | 0.50989 | 0.68369 | 0.68567 | 1.0626 | 1.2413 | 1.4228 | 1.606 | 1.7906 | 1.9769 | 2.1643 | 2.3531
Scenario 4: Reference ZEAS Phase In | SCG | Com | HVAC | Com - Retail | Electric Energy (GWh/year) | Energy Efficiency | 0.15304 | 0.30842 | 0.46488 | 0.62329 | 0.63333 | 0.96715 | 1.1188 | 1.2729 | 1.4284 | 1.5851 | 1.7432 | 1.9023 | 2.0626
Scenario 4: Reference ZEAS Phase In | SCG | Com | HVAC | Com - Retail | Gas Energy (MMTherm/year) | Energy Efficiency | 0.011506 | 0.023167 | 0.034924 | 0.046806 | 0.052805 | 0.07168 | 0.075952 | 0.080291 | 0.084671 | 0.089084 | 0.093538 | 0.098021 | 0.10254
Scenario 4: Reference ZEAS Phase In | SCG | Com | HVAC | Com - School | Electric Demand (MW) | Energy Efficiency | 0.15513 | 0.30839 | 0.46052 | 0.61134 | 0.75901 | 0.90551 | 1.0442 | 1.1809 | 1.316 | 1.4503 | 1.5832 | 1.7156 | 1.8469
Scenario 4: Reference ZEAS Phase In | SCG | Com | HVAC | Com - School | Electric Energy (GWh/year) | Energy Efficiency | 0.14241 | 0.28345 | 0.42368 | 0.56295 | 0.69976 | 0.83571 | 0.94244 | 1.0476 | 1.1516 | 1.2548 | 1.3571 | 1.459 | 1.56
Scenario 4: Reference ZEAS Phase In | SCG | Com | HVAC | Com - School | Gas Energy (MMTherm/year) | Energy Efficiency | 0.04074 | 0.08123 | 0.12161 | 0.16182 | 0.2015 | 0.24103 | 0.26363 | 0.28593 | 0.308 | 0.32992 | 0.35163 | 0.37328 | 0.39474
Scenario 4: Reference ZEAS Phase In | SCG | Com | HVAC | Com - Warehouse | Gas Energy (MMTherm/year) | Energy Efficiency | 1.7389e-06 | 3.5775e-06 | 5.4805e-06 | 7.4709e-06 | 9.5756e-06 | 1.1777e-05 | 1.4054e-05 | 1.6414e-05 | 1.8832e-05 | 2.1307e-05 | 2.384e-05 | 2.6417e-05 | 2.9049e-05
Scenario 4: Reference ZEAS Phase In | SCG | Com | WaterHeat | Com - College | Electric Demand (MW) | Energy Efficiency | -0.00034662 | -0.00069243 | -0.00059385 | -0.00049425 | -0.0003941 | -0.00029291 | -0.00029291 | -0.00029291 | -0.00029291 | -0.00029291 | -0.00029291 | -0.00029291 | -0.00029291
Scenario 4: Reference ZEAS Phase In | SCG | Com | WaterHeat | Com - College | Electric Energy (GWh/year) | Energy Efficiency | -0.0013614 | -0.0027197 | -0.0023202 | -0.0019166 | -0.0015107 | -0.0011007 | -0.0011007 | -0.0011007 | -0.0011007 | -0.0011007 | -0.0011007 | -0.0011007 | -0.0011007
Scenario 4: Reference ZEAS Phase In | SCG | Com | WaterHeat | Com - College | Gas Energy (MMTherm/year) | Energy Efficiency | 0.046885 | 0.091346 | 0.11835 | 0.14468 | 0.15883 | 0.17436 | 0.1699 | 0.16639 | 0.16318 | 0.16049 | 0.15818 | 0.15658 | 0.15527
Scenario 4: Reference ZEAS Phase In | SCG | Com | WaterHeat | Com - Grocery | Electric Demand (MW) | Energy Efficiency | 1.6039e-05 | 3.2215e-05 | 4.8492e-05 | 6.4895e-05 | 8.1439e-05 | 9.8134e-05 | 9.8134e-05 | 9.8134e-05 | 9.8134e-05 | 9.8134e-05 | 9.8134e-05 | 9.8134e-05 | 9.8134e-05
Scenario 4: Reference ZEAS Phase In | SCG | Com | WaterHeat | Com - Grocery | Electric Energy (GWh/year) | Energy Efficiency | 8.7215e-05 | 0.00017517 | 0.00026368 | 0.00035287 | 0.00044283 | 0.00053361 | 0.00053361 | 0.00053361 | 0.00053361 | 0.00053361 | 0.00053361 | 0.00053361 | 0.00053361
Scenario 4: Reference ZEAS Phase In | SCG | Com | WaterHeat | Com - Grocery | Gas Energy (MMTherm/year) | Energy Efficiency | 0.058545 | 0.091916 | 0.11091 | 0.12859 | 0.097156 | 0.090395 | 0.087503 | 0.085277 | 0.083289 | 0.081516 | 0.079936 | 0.078529 | 0.077283
Scenario 4: Reference ZEAS Phase In | SCG | Com | WaterHeat | Com - Health | Electric Demand (MW) | Energy Efficiency | -0.00037378 | -0.00075002 | -0.0006089 | -0.0004669 | -0.00032336 | -0.0001786 | -0.0001786 | -0.0001786 | -0.0001786 | -0.0001786 | -0.0001786 | -0.0001786 | -0.0001786
Scenario 4: Reference ZEAS Phase In | SCG | Com | WaterHeat | Com - Health | Electric Energy (GWh/year) | Energy Efficiency | -0.0032981 | -0.0066182 | -0.0054539 | -0.0042823 | -0.003098 | -0.0019037 | -0.0019037 | -0.0019037 | -0.0019037 | -0.0019037 | -0.0019037 | -0.0019037 | -0.0019037
Scenario 4: Reference ZEAS Phase In | SCG | Com | WaterHeat | Com - Health | Gas Energy (MMTherm/year) | Energy Efficiency | 0.24103 | 0.94986 | 1.4346 | 1.7766 | 1.9982 | 2.1669 | 2.1116 | 1.5471 | 1.1228 | 0.84019 | 0.65348 | 0.53223 | 0.4555
Scenario 4: Reference ZEAS Phase In | SCG | Com | WaterHeat | Com - Lodging | Electric Demand (MW) | Energy Efficiency | 0.0003709 | 0.00074663 | 0.0017542 | 0.00277 | 0.0037961 | 0.0048329 | 0.0048329 | 0.0048329 | 0.0048329 | 0.0048329 | 0.0048329 | 0.0048329 | 0.0048329
Scenario 4: Reference ZEAS Phase In | SCG | Com | WaterHeat | Com - Lodging | Electric Energy (GWh/year) | Energy Efficiency | 0.0030518 | 0.0061433 | 0.014439 | 0.022802 | 0.03125 | 0.039786 | 0.039786 | 0.039786 | 0.039786 | 0.039786 | 0.039786 | 0.039786 | 0.039786
Scenario 4: Reference ZEAS Phase In | SCG | Com | WaterHeat | Com - Lodging | Gas Energy (MMTherm/year) | Energy Efficiency | 0.57839 | 1.1169 | 1.577 | 1.9985 | 2.3737 | 2.7464 | 2.6062 | 2.506 | 2.4366 | 2.3933 | 2.3677 | 2.3542 | 2.3477
Scenario 4: Reference ZEAS Phase In | SCG | Com | WaterHeat | Com - Office (Large) | Electric Demand (MW) | Energy Efficiency | -3.1474e-05 | -6.187e-05 | -1.1904e-07 | 6.1475e-05 | 0.00012308 | 0.00018474 | 0.00018474 | 0.00018474 | 0.00018474 | 0.00018474 | 0.00018474 | 0.00018474 | 0.00018474
Scenario 4: Reference ZEAS Phase In | SCG | Com | WaterHeat | Com - Office (Large) | Electric Energy (GWh/year) | Energy Efficiency | -0.00064251 | -0.001263 | 2.3983e-06 | 0.0012646 | 0.0025269 | 0.0037905 | 0.0037905 | 0.0037905 | 0.0037905 | 0.0037905 | 0.0037905 | 0.0037905 | 0.0037905
Scenario 4: Reference ZEAS Phase In | SCG | Com | WaterHeat | Com - Office (Large) | Gas Energy (MMTherm/year) | Energy Efficiency | 0.10243 | 0.20192 | 0.28087 | 0.35646 | 0.40434 | 0.45308 | 0.44601 | 0.43959 | 0.43359 | 0.42815 | 0.42323 | 0.41895 | 0.41506
Scenario 4: Reference ZEAS Phase In | SCG | Com | WaterHeat | Com - Office (Small) | Electric Demand (MW) | Energy Efficiency | -2.8119e-06 | -5.6336e-06 | -5.6336e-06 | -5.6336e-06 | -5.6336e-06 | -5.6336e-06 | -5.6336e-06 | -5.6336e-06 | -5.6336e-06 | -5.6336e-06 | -5.6336e-06 | -5.6336e-06 | -5.6336e-06
Scenario 4: Reference ZEAS Phase In | SCG | Com | WaterHeat | Com - Office (Small) | Electric Energy (GWh/year) | Energy Efficiency | -0.00034232 | -0.00068583 | -0.00068583 | -0.00068583 | -0.00068583 | -0.00068583 | -0.00068583 | -0.00068583 | -0.00068583 | -0.00068583 | -0.00068583 | -0.00068583 | -0.00068583
Scenario 4: Reference ZEAS Phase In | SCG | Com | WaterHeat | Com - Office (Small) | Gas Energy (MMTherm/year) | Energy Efficiency | 0.012982 | 0.025091 | 0.033046 | 0.040106 | 0.03705 | 0.034274 | 0.031753 | 0.029463 | 0.027382 | 0.025492 | 0.023776 | 0.022216 | 0.020799
Scenario 4: Reference ZEAS Phase In | SCG | Com | WaterHeat | Com - Other | Electric Demand (MW) | Energy Efficiency | -0.0033075 | -0.0066428 | -0.006482 | -0.0063195 | -0.006191 | -0.0059908 | -0.0059908 | -0.0059908 | -0.0059908 | -0.0059908 | -0.0059908 | -0.0059908 | -0.0059908
Scenario 4: Reference ZEAS Phase In | SCG | Com | WaterHeat | Com - Other | Electric Energy (GWh/year) | Energy Efficiency | -0.021971 | -0.044127 | -0.043053 | -0.041967 | -0.041109 | -0.039771 | -0.039771 | -0.039771 | -0.039771 | -0.039771 | -0.039771 | -0.039771 | -0.039771
Scenario 4: Reference ZEAS Phase In | SCG | Com | WaterHeat | Com - Other | Gas Energy (MMTherm/year) | Energy Efficiency | 0.33728 | 0.66052 | 0.77203 | 0.86529 | 0.89156 | 0.95427 | 0.94071 | 0.92943 | 0.91911 | 0.90994 | 0.90324 | 0.8955 | 0.88954
Scenario 4: Reference ZEAS Phase In | SCG | Com | WaterHeat | Com - Refrig. Warehouse | Electric Demand (MW) | Energy Efficiency | -5.8442e-06 | -7.7178e-06 | -7.4153e-06 | -6.3885e-06 | -5.9749e-06 | -5.5583e-06 | -5.5583e-06 | -5.5583e-06 | -5.5583e-06 | -5.5583e-06 | -5.5583e-06 | -5.5583e-06 | -5.5583e-06
Scenario 4: Reference ZEAS Phase In | SCG | Com | WaterHeat | Com - Refrig. Warehouse | Electric Energy (GWh/year) | Energy Efficiency | -7.1302e-05 | -9.4157e-05 | -9.0439e-05 | -7.7819e-05 | -7.2736e-05 | -6.7614e-05 | -6.7614e-05 | -6.7614e-05 | -6.7614e-05 | -6.7614e-05 | -6.7614e-05 | -6.7614e-05 | -6.7614e-05
Scenario 4: Reference ZEAS Phase In | SCG | Com | WaterHeat | Com - Refrig. Warehouse | Gas Energy (MMTherm/year) | Energy Efficiency | 0.0064437 | 0.0083065 | 0.0099307 | 0.011591 | 0.007743 | 0.0075275 | 0.0069411 | 0.0065741 | 0.006241 | 0.0059388 | 0.0056645 | 0.0054156 | 0.0051897
Scenario 4: Reference ZEAS Phase In | SCG | Com | WaterHeat | Com - Restaurant | Electric Demand (MW) | Energy Efficiency | -0.0039243 | -0.0078878 | -0.0078363 | -0.0077841 | -0.0077312 | -0.0076777 | -0.0076777 | -0.0076777 | -0.0076777 | -0.0076777 | -0.0076777 | -0.0076777 | -0.0076777
Scenario 4: Reference ZEAS Phase In | SCG | Com | WaterHeat | Com - Restaurant | Electric Energy (GWh/year) | Energy Efficiency | -0.020705 | -0.041617 | -0.041339 | -0.041057 | -0.040771 | -0.040482 | -0.040482 | -0.040482 | -0.040482 | -0.040482 | -0.040482 | -0.040482 | -0.040482
Scenario 4: Reference ZEAS Phase In | SCG | Com | WaterHeat | Com - Restaurant | Gas Energy (MMTherm/year) | Energy Efficiency | 0.24871 | 0.49932 | 0.54872 | 0.59803 | 0.64162 | 0.68587 | 0.6863 | 0.68691 | 0.68769 | 0.68861 | 0.68964 | 0.69079 | 0.69208
Scenario 4: Reference ZEAS Phase In | SCG | Com | WaterHeat | Com - Retail | Electric Demand (MW) | Energy Efficiency | -0.0001193 | -0.00023949 | -0.00023949 | -0.00023949 | -0.00023949 | -0.00023949 | -0.00023949 | -0.00023949 | -0.00023949 | -0.00023949 | -0.00023949 | -0.00023949 | -0.00023949
Scenario 4: Reference ZEAS Phase In | SCG | Com | WaterHeat | Com - Retail | Electric Energy (GWh/year) | Energy Efficiency | -0.00077862 | -0.001563 | -0.001563 | -0.001563 | -0.001563 | -0.001563 | -0.001563 | -0.001563 | -0.001563 | -0.001563 | -0.001563 | -0.001563 | -0.001563
Scenario 4: Reference ZEAS Phase In | SCG | Com | WaterHeat | Com - Retail | Gas Energy (MMTherm/year) | Energy Efficiency | 0.074058 | 0.12148 | 0.15679 | 0.17969 | 0.14261 | 0.129 | 0.11865 | 0.10814 | 0.098777 | 0.090683 | 0.083357 | 0.077119 | 0.071449
Scenario 4: Reference ZEAS Phase In | SCG | Com | WaterHeat | Com - School | Electric Demand (MW) | Energy Efficiency | -0.00024683 | -0.00049063 | -0.00045634 | -0.00042199 | -0.0003877 | -0.00035333 | -0.00035333 | -0.00035333 | -0.00035333 | -0.00035333 | -0.00035333 | -0.00035333 | -0.00035333
Scenario 4: Reference ZEAS Phase In | SCG | Com | WaterHeat | Com - School | Electric Energy (GWh/year) | Energy Efficiency | -0.0038351 | -0.0076234 | -0.0070933 | -0.0065621 | -0.0060319 | -0.0055005 | -0.0055005 | -0.0055005 | -0.0055005 | -0.0055005 | -0.0055005 | -0.0055005 | -0.0055005
Scenario 4: Reference ZEAS Phase In | SCG | Com | WaterHeat | Com - School | Gas Energy (MMTherm/year) | Energy Efficiency | 0.085062 | 0.16862 | 0.20573 | 0.24168 | 0.26578 | 0.29029 | 0.28741 | 0.28482 | 0.28246 | 0.28033 | 0.27841 | 0.27668 | 0.27513
Scenario 4: Reference ZEAS Phase In | SCG | Com | WaterHeat | Com - Warehouse | Electric Demand (MW) | Energy Efficiency | 1.2072e-07 | 2.5188e-07 | 2.2354e-06 | 4.2415e-06 | 6.2757e-06 | 8.3363e-06 | 8.3363e-06 | 8.3363e-06 | 8.3363e-06 | 8.3363e-06 | 8.3363e-06 | 8.3363e-06 | 8.3363e-06
Scenario 4: Reference ZEAS Phase In | SCG | Com | WaterHeat | Com - Warehouse | Electric Energy (GWh/year) | Energy Efficiency | 3.8687e-06 | 8.059e-06 | 6.8917e-05 | 0.00013047 | 0.00019288 | 0.0002561 | 0.0002561 | 0.0002561 | 0.0002561 | 0.0002561 | 0.0002561 | 0.0002561 | 0.0002561
Scenario 4: Reference ZEAS Phase In | SCG | Com | WaterHeat | Com - Warehouse | Gas Energy (MMTherm/year) | Energy Efficiency | 0.1033 | 0.15803 | 0.20099 | 0.22718 | 0.16357 | 0.14489 | 0.13109 | 0.11919 | 0.10839 | 0.099106 | 0.090934 | 0.084185 | 0.078059
Scenario 4: Reference ZEAS Phase In | SCG | Com | WholeBlg | Com - College | Gas Energy (MMTherm/year) | Energy Efficiency | 0.013975 | 0.027946 | 0.041875 | 0.054431 | 0.062355 | 0.062326 | 0.062347 | 0.062396 | 0.06245 | 0.062512 | 0.062523 | 0.062451 | 0.062364
Scenario 4: Reference ZEAS Phase In | SCG | Com | WholeBlg | Com - Grocery | Gas Energy (MMTherm/year) | Energy Efficiency | 0.0052561 | 0.01058 | 0.015958 | 0.020892 | 0.02415 | 0.024433 | 0.024705 | 0.024967 | 0.025212 | 0.025429 | 0.025628 | 0.025793 | 0.025922
Scenario 4: Reference ZEAS Phase In | SCG | Com | WholeBlg | Com - Health | Gas Energy (MMTherm/year) | Energy Efficiency | 0.019297 | 0.038906 | 0.058782 | 0.077088 | 0.089301 | 0.090644 | 0.091976 | 0.093282 | 0.094535 | 0.095688 | 0.096764 | 0.097696 | 0.098403
Scenario 4: Reference ZEAS Phase In | SCG | Com | WholeBlg | Com - Lodging | Gas Energy (MMTherm/year) | Energy Efficiency | 0.0094452 | 0.019025 | 0.028718 | 0.037624 | 0.043531 | 0.044107 | 0.044674 | 0.04523 | 0.045764 | 0.046262 | 0.046729 | 0.047137 | 0.047453
Scenario 4: Reference ZEAS Phase In | SCG | Com | WholeBlg | Com - Office (Large) | Gas Energy (MMTherm/year) | Energy Efficiency | 0.030241 | 0.060633 | 0.091086 | 0.11871 | 0.13644 | 0.13699 | 0.1376 | 0.13825 | 0.13888 | 0.1396 | 0.1402 | 0.14059 | 0.14081
Scenario 4: Reference ZEAS Phase In | SCG | Com | WholeBlg | Com - Office (Small) | Gas Energy (MMTherm/year) | Energy Efficiency | 0.0036009 | 0.0072404 | 0.01091 | 0.014268 | 0.016472 | 0.016631 | 0.01678 | 0.01692 | 0.017047 | 0.017162 | 0.017264 | 0.017345 | 0.017409
Scenario 4: Reference ZEAS Phase In | SCG | Com | WholeBlg | Com - Other | Gas Energy (MMTherm/year) | Energy Efficiency | 0.062905 | 0.1267 | 0.19127 | 0.25062 | 0.29003 | 0.29393 | 0.29779 | 0.30156 | 0.30517 | 0.3085 | 0.31164 | 0.31437 | 0.31648
Scenario 4: Reference ZEAS Phase In | SCG | Com | WholeBlg | Com - Refrig. Warehouse | Gas Energy (MMTherm/year) | Energy Efficiency | 0.0012197 | 0.0024619 | 0.0037242 | 0.0048907 | 0.0056754 | 0.0057723 | 0.0058654 | 0.0059544 | 0.0060383 | 0.0061135 | 0.0061844 | 0.0062472 | 0.006297
Scenario 4: Reference ZEAS Phase In | SCG | Com | WholeBlg | Com - Restaurant | Gas Energy (MMTherm/year) | Energy Efficiency | 0.026753 | 0.054007 | 0.081706 | 0.10731 | 0.12455 | 0.12672 | 0.12882 | 0.13084 | 0.13277 | 0.13452 | 0.13618 | 0.13767 | 0.13885
Scenario 4: Reference ZEAS Phase In | SCG | Com | WholeBlg | Com - Retail | Electric Demand (MW) | Energy Efficiency | 0 | 0 | 0 | 0 | 0 | 0 | 0 | 0 | 0 | 0 | 0 | 0 | -0.0054537
Scenario 4: Reference ZEAS Phase In | SCG | Com | WholeBlg | Com - Retail | Electric Energy (GWh/year) | Energy Efficiency | 0 | 0 | 0 | 0 | 0 | 0 | 0 | 0 | 0 | 0 | 0 | 0 | 0.87409
Scenario 4: Reference ZEAS Phase In | SCG | Com | WholeBlg | Com - Retail | Gas Energy (MMTherm/year) | Energy Efficiency | 0.007249 | 0.014604 | 0.022048 | 0.028893 | 0.033442 | 0.033893 | 0.034328 | 0.034747 | 0.035142 | 0.035501 | 0.035835 | 0.036124 | 0.04269
Scenario 4: Reference ZEAS Phase In | SCG | Com | WholeBlg | Com - School | Gas Energy (MMTherm/year) | Energy Efficiency | 0.011625 | 0.023296 | 0.034984 | 0.045582 | 0.052374 | 0.052548 | 0.052719 | 0.052878 | 0.053011 | 0.053117 | 0.053178 | 0.053167 | 0.053155
Scenario 4: Reference ZEAS Phase In | SCG | Com | WholeBlg | Com - Warehouse | Gas Energy (MMTherm/year) | Energy Efficiency | 0.023804 | 0.04796 | 0.072418 | 0.09492 | 0.10989 | 0.11141 | 0.11286 | 0.11424 | 0.11554 | 0.1167 | 0.11778 | 0.11871 | 0.11945
Scenario 4: Reference ZEAS Phase In | SCG | Ind | WholeBlg | Ind - All Other Industrial | Gas Energy (MMTherm/year) | Energy Efficiency | 0.033334 | 0.066888 | 0.10061 | 0.13448 | 0.16849 | 0.18303 | 0.19753 | 0.21201 | 0.22649 | 0.24101 | 0.25558 | 0.26727 | 0.26822
Scenario 4: Reference ZEAS Phase In | SCG | Ind | WholeBlg | Ind - Chemicals | Gas Energy (MMTherm/year) | Energy Efficiency | 0.40303 | 0.80903 | 1.2178 | 1.6291 | 2.0427 | 2.2217 | 2.4005 | 2.579 | 2.7572 | 2.9354 | 3.1136 | 3.2562 | 3.2681
Scenario 4: Reference ZEAS Phase In | SCG | Ind | WholeBlg | Ind - Electronics | Gas Energy (MMTherm/year) | Energy Efficiency | 0.019253 | 0.038653 | 0.058197 | 0.077879 | 0.097695 | 0.10634 | 0.11501 | 0.12373 | 0.13249 | 0.14129 | 0.15014 | 0.15732 | 0.15828
Scenario 4: Reference ZEAS Phase In | SCG | Ind | WholeBlg | Ind - Fabricated Metals | Gas Energy (MMTherm/year) | Energy Efficiency | 0.11556 | 0.23258 | 0.35109 | 0.47066 | 0.59108 | 0.64426 | 0.69702 | 0.74926 | 0.80124 | 0.85309 | 0.90489 | 0.9464 | 0.95026
Scenario 4: Reference ZEAS Phase In | SCG | Ind | WholeBlg | Ind - Food | Gas Energy (MMTherm/year) | Energy Efficiency | 0.55403 | 1.1078 | 1.6613 | 2.2143 | 2.7668 | 2.9935 | 3.2195 | 3.4449 | 3.6697 | 3.894 | 4.1178 | 4.2918 | 4.2857
Scenario 4: Reference ZEAS Phase In | SCG | Ind | WholeBlg | Ind - Industrial Machinery | Gas Energy (MMTherm/year) | Energy Efficiency | 0.012017 | 0.024247 | 0.036705 | 0.049319 | 0.06204 | 0.067786 | 0.073478 | 0.079107 | 0.084716 | 0.090336 | 0.095976 | 0.10056 | 0.10123
Scenario 4: Reference ZEAS Phase In | SCG | Ind | WholeBlg | Ind - Lumber & Furniture | Gas Energy (MMTherm/year) | Energy Efficiency | 0.0054055 | 0.010852 | 0.016336 | 0.021857 | 0.027413 | 0.029817 | 0.032201 | 0.03457 | 0.036925 | 0.03927 | 0.041614 | 0.043484 | 0.043604
Scenario 4: Reference ZEAS Phase In | SCG | Ind | WholeBlg | Ind - Paper | Gas Energy (MMTherm/year) | Energy Efficiency | 0.084456 | 0.16904 | 0.25378 | 0.33882 | 0.42418 | 0.46021 | 0.49644 | 0.53292 | 0.56967 | 0.60676 | 0.64426 | 0.67465 | 0.67801
Scenario 4: Reference ZEAS Phase In | SCG | Ind | WholeBlg | Ind - Petroleum | Gas Energy (MMTherm/year) | Energy Efficiency | 1.6438 | 3.2924 | 4.9456 | 6.6033 | 8.2644 | 8.9621 | 9.6573 | 10.3494 | 11.0389 | 11.7265 | 12.4127 | 12.9512 | 12.9551
Scenario 4: Reference ZEAS Phase In | SCG | Ind | WholeBlg | Ind - Plastics | Gas Energy (MMTherm/year) | Energy Efficiency | 0.018896 | 0.038713 | 0.05942 | 0.080963 | 0.10332 | 0.11532 | 0.12735 | 0.1393 | 0.15125 | 0.16321 | 0.17523 | 0.1857 | 0.19014
Scenario 4: Reference ZEAS Phase In | SCG | Ind | WholeBlg | Ind - Primary Metals | Gas Energy (MMTherm/year) | Energy Efficiency | 0.12366 | 0.24793 | 0.37287 | 0.4984 | 0.62443 | 0.6783 | 0.73223 | 0.78615 | 0.84012 | 0.89418 | 0.94832 | 0.99152 | 0.99462
Scenario 4: Reference ZEAS Phase In | SCG | Ind | WholeBlg | Ind - Printing & Publishing | Gas Energy (MMTherm/year) | Energy Efficiency | 0.0068443 | 0.013718 | 0.020619 | 0.027547 | 0.034491 | 0.037417 | 0.040322 | 0.043211 | 0.046093 | 0.048982 | 0.051886 | 0.054193 | 0.054285
Scenario 4: Reference ZEAS Phase In | SCG | Ind | WholeBlg | Ind - Stone-Glass-Clay | Gas Energy (MMTherm/year) | Energy Efficiency | 0.13076 | 0.26253 | 0.39514 | 0.52845 | 0.66239 | 0.72007 | 0.77752 | 0.8348 | 0.89199 | 0.94913 | 1.0063 | 1.0519 | 1.0551
Scenario 4: Reference ZEAS Phase In | SCG | Ind | WholeBlg | Ind - Textiles | Gas Energy (MMTherm/year) | Energy Efficiency | 0.062477 | 0.12505 | 0.18771 | 0.25042 | 0.31316 | 0.33921 | 0.36519 | 0.39107 | 0.41688 | 0.44264 | 0.46836 | 0.48847 | 0.48829
Scenario 4: Reference ZEAS Phase In | SCG | Ind | WholeBlg | Ind - Transportation Equipment | Gas Energy (MMTherm/year) | Energy Efficiency | 0.046491 | 0.092964 | 0.13943 | 0.18587 | 0.23229 | 0.25139 | 0.27046 | 0.28949 | 0.30849 | 0.32746 | 0.3464 | 0.36116 | 0.36082
Scenario 4: Reference ZEAS Phase In | SCG | Res | BROs | Income Qualified - Multi Family IQ | Gas Energy (MMTherm/year) | Energy Efficiency | 0.23348 | 0.2365 | 0.24016 | 0.24449 | 0.24945 | 0.25506 | 0.26114 | 0.26853 | 0.27677 | 0.2863 | 0.29665 | 0.30796 | 0.32045
Scenario 4: Reference ZEAS Phase In | SCG | Res | BROs | Income Qualified - Single Family IQ | Gas Energy (MMTherm/year) | Energy Efficiency | 0.72066 | 0.72917 | 0.73953 | 0.75176 | 0.76591 | 0.78207 | 0.80011 | 0.82174 | 0.84593 | 0.87291 | 0.90228 | 0.93442 | 0.96995
Scenario 4: Reference ZEAS Phase In | SCG | Res | BROs | Res - Multi Family | Gas Energy (MMTherm/year) | Energy Efficiency | 2.4695 | 2.4988 | 2.5345 | 2.5767 | 2.6254 | 2.681 | 2.743 | 2.8174 | 2.9005 | 2.9935 | 3.0946 | 3.2053 | 3.3277
Scenario 4: Reference ZEAS Phase In | SCG | Res | BROs | Res - Single Family | Gas Energy (MMTherm/year) | Energy Efficiency | 0.70639 | 0.71555 | 0.7267 | 0.73985 | 0.75495 | 0.77198 | 0.79043 | 0.81285 | 0.83786 | 0.86681 | 0.89829 | 0.93269 | 0.97065
Scenario 4: Reference ZEAS Phase In | SCG | Res | BldgEnv | Res - Multi Family | Electric Demand (MW) | Energy Efficiency | 0 | 0 | 0 | 0 | 0 | 0 | 0 | 0 | 0.00028811 | 0.00056956 | 0.00084453 | 0.0011132 | 0.0013758
Scenario 4: Reference ZEAS Phase In | SCG | Res | BldgEnv | Res - Multi Family | Electric Energy (GWh/year) | Energy Efficiency | 0 | 0 | 0 | 0 | 0 | 0 | 0 | 0 | 0.00044233 | 0.00087443 | 0.0012966 | 0.0017091 | 0.0021122
Scenario 4: Reference ZEAS Phase In | SCG | Res | BldgEnv | Res - Multi Family | Gas Energy (MMTherm/year) | Energy Efficiency | 0 | 0 | 0 | 0 | 0 | 0 | 0 | 0 | 0.00013853 | 0.00027385 | 0.00040606 | 0.00053524 | 0.00066148
Scenario 4: Reference ZEAS Phase In | SCG | Res | BldgEnv | Res - Single Family | Electric Demand (MW) | Energy Efficiency | 0.017752 | 0.038242 | 0.059866 | 0.081594 | 0.1033 | 0.12441 | 0.14765 | 0.16398 | 0.17657 | 0.17122 | 0.16609 | 0.16115 | 0.15642
Scenario 4: Reference ZEAS Phase In | SCG | Res | BldgEnv | Res - Single Family | Electric Energy (GWh/year) | Energy Efficiency | -0.01577 | -0.030807 | -0.045164 | -0.058934 | -0.072144 | -0.084848 | -0.093641 | -0.08538 | -0.080682 | -0.065274 | -0.050476 | -0.036269 | -0.022631
Scenario 4: Reference ZEAS Phase In | SCG | Res | BldgEnv | Res - Single Family | Gas Energy (MMTherm/year) | Energy Efficiency | 0.0037928 | 0.0082048 | 0.012878 | 0.017584 | 0.022293 | 0.026875 | 0.032114 | 0.035977 | 0.038834 | 0.037794 | 0.036796 | 0.035837 | 0.034918
Scenario 4: Reference ZEAS Phase In | SCG | Res | HVAC | Res - Multi Family | Electric Demand (MW) | Energy Efficiency | -6.0792e-05 | -0.00012288 | -0.00018554 | -0.00024843 | -0.00031145 | -0.00037444 | -0.00037444 | -0.00037444 | -0.00037444 | -0.00037444 | -0.00037444 | -0.00037444 | -0.00037444
Scenario 4: Reference ZEAS Phase In | SCG | Res | HVAC | Res - Multi Family | Electric Energy (GWh/year) | Energy Efficiency | -5.7353e-09 | -1.1593e-08 | -1.7504e-08 | -2.3438e-08 | -2.9383e-08 | -3.5325e-08 | -3.5325e-08 | -3.5325e-08 | -3.5325e-08 | -3.5325e-08 | -3.5325e-08 | -3.5325e-08 | 0.00053279
Scenario 4: Reference ZEAS Phase In | SCG | Res | HVAC | Res - Multi Family | Gas Energy (MMTherm/year) | Energy Efficiency | 1.4352e-05 | 2.901e-05 | 4.3804e-05 | 5.8651e-05 | 7.353e-05 | 8.84e-05 | 8.84e-05 | 8.84e-05 | 8.84e-05 | 8.84e-05 | 8.84e-05 | 8.84e-05 | 0.00012268
Scenario 4: Reference ZEAS Phase In | SCG | Res | HVAC | Res - Single Family | Electric Demand (MW) | Energy Efficiency | 0.010706 | 0.018518 | 0.026624 | 0.034879 | 0.034879 | 0.034879 | 0.034879 | 0.034879 | 0.034879 | 0.034879 | 0.034879 | 0.034879 | 0.034879
Scenario 4: Reference ZEAS Phase In | SCG | Res | HVAC | Res - Single Family | Electric Energy (GWh/year) | Energy Efficiency | 0.10956 | 0.22611 | 0.34854 | 0.4736 | 0.4736 | 0.4736 | 0.4736 | 0.4736 | 0.4736 | 0.4736 | 0.4736 | 0.4736 | 0.48463
Scenario 4: Reference ZEAS Phase In | SCG | Res | HVAC | Res - Single Family | Gas Energy (MMTherm/year) | Energy Efficiency | 0.011942 | 0.025172 | 0.03908 | 0.05329 | 0.05329 | 0.05329 | 0.05329 | 0.05329 | 0.05329 | 0.05329 | 0.05329 | 0.05329 | 0.053894
Scenario 4: Reference ZEAS Phase In | SCG | Res | WaterHeat | Res - Multi Family | Electric Demand (MW) | Energy Efficiency | -0.0039576 | -0.008009 | -0.008009 | -0.008009 | -0.008009 | -0.008009 | -0.008009 | -0.008009 | -0.008009 | -0.008009 | -0.008009 | -0.008009 | -0.008009
Scenario 4: Reference ZEAS Phase In | SCG | Res | WaterHeat | Res - Multi Family | Electric Energy (GWh/year) | Energy Efficiency | -0.0204 | -0.041283 | -0.041283 | -0.041283 | -0.041283 | -0.041283 | -0.041283 | -0.041283 | -0.041283 | -0.041283 | -0.041283 | -0.041283 | -0.041283
Scenario 4: Reference ZEAS Phase In | SCG | Res | WaterHeat | Res - Multi Family | Gas Energy (MMTherm/year) | Energy Efficiency | 0.3721 | 0.70553 | 0.82034 | 0.90926 | 0.98433 | 1.0486 | 1.1084 | 1.147 | 1.1824 | 1.2141 | 1.243 | 1.1077 | 1.0123
Scenario 4: Reference ZEAS Phase In | SCG | Res | WaterHeat | Res - Single Family | Electric Demand (MW) | Energy Efficiency | -0.025041 | -0.051728 | -0.051728 | -0.051728 | -0.051728 | -0.051728 | -0.051728 | -0.051728 | -0.051728 | -0.051728 | -0.051728 | -0.051728 | -0.051728
Scenario 4: Reference ZEAS Phase In | SCG | Res | WaterHeat | Res - Single Family | Electric Energy (GWh/year) | Energy Efficiency | -0.14235 | -0.29412 | -0.29412 | -0.29412 | -0.29412 | -0.29412 | -0.29412 | -0.29412 | -0.29412 | -0.29412 | -0.29412 | -0.29412 | -0.29412
Scenario 4: Reference ZEAS Phase In | SCG | Res | WaterHeat | Res - Single Family | Gas Energy (MMTherm/year) | Energy Efficiency | 2.1851 | 4.3099 | 4.7709 | 5.1534 | 5.4828 | 5.7696 | 6.0212 | 6.1844 | 6.3177 | 6.4306 | 6.5296 | 5.9441 | 5.5232
Scenario 4: Reference ZEAS Phase In | SDG&E | Ag | WholeBlg | Ag - Dairies, fishing, hunting | Electric Demand (MW) | Energy Efficiency | 0.0018919 | 0.0037971 | 0.0057149 | 0.0076447 | 0.0095856 | 0.011536 | 0.013497 | 0.015466 | 0.016518 | 0.016607 | 0.016693 | 0.016775 | 0.016855
Scenario 4: Reference ZEAS Phase In | SDG&E | Ag | WholeBlg | Ag - Dairies, fishing, hunting | Electric Energy (GWh/year) | Energy Efficiency | 0.0080594 | 0.016176 | 0.024345 | 0.032566 | 0.040834 | 0.049145 | 0.057496 | 0.065886 | 0.070365 | 0.070747 | 0.071112 | 0.071462 | 0.0718
Scenario 4: Reference ZEAS Phase In | SDG&E | Ag | WholeBlg | Ag - Dairies, fishing, hunting | Gas Energy (MMTherm/year) | Energy Efficiency | 1.6867e-05 | 3.3734e-05 | 5.06e-05 | 6.7467e-05 | 8.4334e-05 | 0.0001012 | 0.00011807 | 0.00013493 | 0.00014353 | 0.00014353 | 0.00014353 | 0.00014353 | 0.00014353
Scenario 4: Reference ZEAS Phase In | SDG&E | Ag | WholeBlg | Ag - Irrigated Agriculture, vineyards, forestry and greenhouses | Electric Demand (MW) | Energy Efficiency | 0.013304 | 0.027077 | 0.041293 | 0.05594 | 0.070992 | 0.086413 | 0.10219 | 0.11831 | 0.12828 | 0.13159 | 0.1348 | 0.13792 | 0.14096
Scenario 4: Reference ZEAS Phase In | SDG&E | Ag | WholeBlg | Ag - Irrigated Agriculture, vineyards, forestry and greenhouses | Electric Energy (GWh/year) | Energy Efficiency | 0.056675 | 0.11535 | 0.17591 | 0.2383 | 0.30242 | 0.36812 | 0.43531 | 0.50402 | 0.54646 | 0.56056 | 0.57423 | 0.58752 | 0.60048
Scenario 4: Reference ZEAS Phase In | SDG&E | Ag | WholeBlg | Ag - Irrigated Agriculture, vineyards, forestry and greenhouses | Gas Energy (MMTherm/year) | Energy Efficiency | 0.0012197 | 0.0024394 | 0.003659 | 0.0048787 | 0.0060984 | 0.0073181 | 0.0085377 | 0.0097574 | 0.010379 | 0.010379 | 0.010379 | 0.010379 | 0.010379
Scenario 4: Reference ZEAS Phase In | SDG&E | Ag | WholeBlg | Ag - Water pumping | Electric Demand (MW) | Energy Efficiency | 0.041617 | 0.083152 | 0.12461 | 0.16598 | 0.20727 | 0.24849 | 0.28962 | 0.33067 | 0.35123 | 0.35052 | 0.3498 | 0.34907 | 0.34832
Scenario 4: Reference ZEAS Phase In | SDG&E | Ag | WholeBlg | Ag - Water pumping | Electric Energy (GWh/year) | Energy Efficiency | 0.17729 | 0.35423 | 0.53083 | 0.70708 | 0.88298 | 1.0585 | 1.2338 | 1.4086 | 1.4962 | 1.4932 | 1.4901 | 1.487 | 1.4838
Scenario 4: Reference ZEAS Phase In | SDG&E | Ag | WholeBlg | Ag - Water pumping | Gas Energy (MMTherm/year) | Energy Efficiency | 0.00034934 | 0.00069868 | 0.001048 | 0.0013974 | 0.0017467 | 0.0020961 | 0.0024454 | 0.0027947 | 0.0029728 | 0.0029728 | 0.0029728 | 0.0029728 | 0.0029728
Scenario 4: Reference ZEAS Phase In | SDG&E | Com | AppPlug | Com - Health | Gas Energy (MMTherm/year) | Energy Efficiency | 0.048843 | 0.10321 | 0.22622 | 0.36291 | 0.4898 | 0.62723 | 0.7074 | 0.7924 | 0.88379 | 0.98229 | 1.0866 | 1.1558 | 1.215
Scenario 4: Reference ZEAS Phase In | SDG&E | Com | AppPlug | Com - Lodging | Gas Energy (MMTherm/year) | Energy Efficiency | 0.023955 | 0.050063 | 0.1506 | 0.26042 | 0.37822 | 0.5054 | 0.56918 | 0.63596 | 0.7059 | 0.77835 | 0.85115 | 0.89735 | 0.93872
Scenario 4: Reference ZEAS Phase In | SDG&E | Com | AppPlug | Com - Other | Gas Energy (MMTherm/year) | Energy Efficiency | 0.0001807 | 0.00039103 | 0.00063384 | 0.0009122 | 0.0012252 | 0.0015789 | 0.001795 | 0.0020255 | 0.0022684 | 0.0025228 | 0.0027894 | 0.0030633 | 0.0033441
Scenario 4: Reference ZEAS Phase In | SDG&E | Com | BROs | Com - Lodging | Electric Energy (GWh/year) | Energy Efficiency | 0.0087675 | 0.026709 | 0.045497 | 0.065382 | 0.086586 | 0.10905 | 0.13298 | 0.15831 | 0.18486 | 0.21282 | 0.24187 | 0.27116 | 0.30058
Scenario 4: Reference ZEAS Phase In | SDG&E | Com | BROs | Com - Other | Electric Energy (GWh/year) | Energy Efficiency | 0.0079453 | 0.02424 | 0.041373 | 0.059562 | 0.079028 | 0.09974 | 0.12201 | 0.14578 | 0.1708 | 0.1973 | 0.22498 | 0.25314 | 0.28261
Scenario 4: Reference ZEAS Phase In | SDG&E | Com | BROs | Com - Retail | Electric Demand (MW) | Energy Efficiency | 0.0016338 | 0.0049596 | 0.0084061 | 0.012008 | 0.015803 | 0.01978 | 0.023999 | 0.028447 | 0.033057 | 0.037867 | 0.042807 | 0.047746 | 0.0531
Scenario 4: Reference ZEAS Phase In | SDG&E | Com | BROs | Com - Retail | Electric Energy (GWh/year) | Energy Efficiency | 0.017664 | 0.05362 | 0.090882 | 0.12982 | 0.17085 | 0.21385 | 0.25947 | 0.30755 | 0.35739 | 0.40939 | 0.46281 | 0.5162 | 0.57409
Scenario 4: Reference ZEAS Phase In | SDG&E | Com | BldgEnv | Com - College | Electric Demand (MW) | Energy Efficiency | 1.5303e-06 | 3.0565e-06 | 4.5787e-06 | 6.1012e-06 | 7.6185e-06 | 9.1362e-06 | 1.0655e-05 | 1.0772e-05 | 1.0904e-05 | 1.1051e-05 | 1.1212e-05 | 1.1403e-05 | 1.1612e-05
Scenario 4: Reference ZEAS Phase In | SDG&E | Com | BldgEnv | Com - College | Electric Energy (GWh/year) | Energy Efficiency | 5.2284e-07 | 1.0443e-06 | 1.5644e-06 | 2.0846e-06 | 2.603e-06 | 3.1215e-06 | 3.6405e-06 | 3.6805e-06 | 3.7254e-06 | 3.7756e-06 | 3.8307e-06 | 3.8962e-06 | 3.9673e-06
Scenario 4: Reference ZEAS Phase In | SDG&E | Com | BldgEnv | Com - College | Gas Energy (MMTherm/year) | Energy Efficiency | 1.1194e-06 | 2.2321e-06 | 3.3379e-06 | 4.4381e-06 | 5.531e-06 | 6.6182e-06 | 7.6999e-06 | 7.6955e-06 | 7.695e-06 | 7.6993e-06 | 7.7079e-06 | 7.726e-06 | 7.7494e-06
Scenario 4: Reference ZEAS Phase In | SDG&E | Com | BldgEnv | Com - Grocery | Electric Demand (MW) | Energy Efficiency | 3.2639e-05 | 6.3724e-05 | 9.3332e-05 | 0.00012157 | 0.0001485 | 0.00017423 | 0.00019884 | 0.00019063 | 0.00018302 | 0.00017599 | 0.00016949 | 0.00016348 | 0.0001579
Scenario 4: Reference ZEAS Phase In | SDG&E | Com | BldgEnv | Com - Grocery | Electric Energy (GWh/year) | Energy Efficiency | 1.1152e-05 | 2.1772e-05 | 3.1888e-05 | 4.1535e-05 | 5.0737e-05 | 5.9529e-05 | 6.7937e-05 | 6.5131e-05 | 6.2531e-05 | 6.0131e-05 | 5.791e-05 | 5.5854e-05 | 5.3948e-05
Scenario 4: Reference ZEAS Phase In | SDG&E | Com | BldgEnv | Com - Grocery | Gas Energy (MMTherm/year) | Energy Efficiency | 1.02e-05 | 1.991e-05 | 2.9157e-05 | 3.7968e-05 | 4.6366e-05 | 5.4379e-05 | 6.2029e-05 | 5.9369e-05 | 5.6885e-05 | 5.4572e-05 | 5.2416e-05 | 5.0405e-05 | 4.8532e-05
Scenario 4: Reference ZEAS Phase In | SDG&E | Com | BldgEnv | Com - Health | Electric Demand (MW) | Energy Efficiency | 3.0881e-05 | 6.017e-05 | 8.7911e-05 | 0.00011419 | 0.00013899 | 0.00016232 | 0.00018422 | 0.0001755 | 0.00016749 | 0.00016026 | 0.00015389 | 0.00014803 | 0.00014276
Scenario 4: Reference ZEAS Phase In | SDG&E | Com | BldgEnv | Com - Health | Electric Energy (GWh/year) | Energy Efficiency | 1.4834e-05 | 2.8903e-05 | 4.2229e-05 | 5.4852e-05 | 6.6764e-05 | 7.7972e-05 | 8.8494e-05 | 8.4306e-05 | 8.0455e-05 | 7.6984e-05 | 7.3922e-05 | 7.1108e-05 | 6.8579e-05
Scenario 4: Reference ZEAS Phase In | SDG&E | Com | BldgEnv | Com - Health | Gas Energy (MMTherm/year) | Energy Efficiency | 1.616e-05 | 3.1448e-05 | 4.5881e-05 | 5.9493e-05 | 7.2277e-05 | 8.4241e-05 | 9.5444e-05 | 9.0479e-05 | 8.5914e-05 | 8.1792e-05 | 7.8143e-05 | 7.4835e-05 | 7.1904e-05
Scenario 4: Reference ZEAS Phase In | SDG&E | Com | BldgEnv | Com - Lodging | Electric Demand (MW) | Energy Efficiency | 1.4944e-06 | 2.9747e-06 | 4.4412e-06 | 5.9029e-06 | 7.3465e-06 | 8.7821e-06 | 1.0205e-05 | 1.0366e-05 | 9.5339e-06 | 9.7186e-06 | 1.0683e-05 | 1.1644e-05 | 1.2606e-05
Scenario 4: Reference ZEAS Phase In | SDG&E | Com | BldgEnv | Com - Lodging | Electric Energy (GWh/year) | Energy Efficiency | 9.7653e-07 | 1.9438e-06 | 2.9021e-06 | 3.8572e-06 | 4.8006e-06 | 5.7386e-06 | 6.6687e-06 | 6.7737e-06 | 6.2299e-06 | 6.3506e-06 | 6.981e-06 | 7.6091e-06 | 8.2371e-06
Scenario 4: Reference ZEAS Phase In | SDG&E | Com | BldgEnv | Com - Lodging | Gas Energy (MMTherm/year) | Energy Efficiency | 4.9173e-07 | 9.7768e-07 | 1.4579e-06 | 1.9342e-06 | 2.404e-06 | 2.8693e-06 | 3.3293e-06 | 3.3393e-06 | 2.9778e-06 | 2.9926e-06 | 3.2965e-06 | 3.598e-06 | 3.8978e-06
Scenario 4: Reference ZEAS Phase In | SDG&E | Com | BldgEnv | Com - Office (Large) | Electric Demand (MW) | Energy Efficiency | 8.0313e-05 | 0.00015694 | 0.00023005 | 0.00029983 | 0.0003664 | 0.00043 | 0.00049081 | 0.00047319 | 0.00045174 | 0.00043637 | 0.00042205 | 0.00040876 | 0.00039645
Scenario 4: Reference ZEAS Phase In | SDG&E | Com | BldgEnv | Com - Office (Large) | Electric Energy (GWh/year) | Energy Efficiency | 2.744e-05 | 5.362e-05 | 7.86e-05 | 0.00010244 | 0.00012519 | 0.00014692 | 0.00016769 | 0.00016167 | 0.00015434 | 0.00014909 | 0.0001442 | 0.00013966 | 0.00013545
Scenario 4: Reference ZEAS Phase In | SDG&E | Com | BldgEnv | Com - Office (Large) | Gas Energy (MMTherm/year) | Energy Efficiency | 1.173e-05 | 2.2917e-05 | 3.3586e-05 | 4.3763e-05 | 5.3468e-05 | 6.2735e-05 | 7.159e-05 | 6.891e-05 | 6.4613e-05 | 6.2264e-05 | 6.0069e-05 | 5.8024e-05 | 5.6122e-05
Scenario 4: Reference ZEAS Phase In | SDG&E | Com | BldgEnv | Com - Office (Small) | Electric Demand (MW) | Energy Efficiency | 3.483e-05 | 6.801e-05 | 9.9628e-05 | 0.00012976 | 0.00016152 | 0.00019179 | 0.00022064 | 0.00021433 | 0.00020597 | 0.00020047 | 0.00019534 | 0.00018755 | 0.00018025
Scenario 4: Reference ZEAS Phase In | SDG&E | Com | BldgEnv | Com - Office (Small) | Electric Energy (GWh/year) | Energy Efficiency | 1.19e-05 | 2.3237e-05 | 3.404e-05 | 4.4335e-05 | 5.5185e-05 | 6.5527e-05 | 7.5386e-05 | 7.3229e-05 | 7.0373e-05 | 6.8493e-05 | 6.6742e-05 | 6.4078e-05 | 6.1586e-05
Scenario 4: Reference ZEAS Phase In | SDG&E | Com | BldgEnv | Com - Office (Small) | Gas Energy (MMTherm/year) | Energy Efficiency | 4.3106e-06 | 8.4175e-06 | 1.2332e-05 | 1.6062e-05 | 2.0711e-05 | 2.5141e-05 | 2.9362e-05 | 2.9206e-05 | 2.8185e-05 | 2.807e-05 | 2.7974e-05 | 2.6804e-05 | 2.5707e-05
Scenario 4: Reference ZEAS Phase In | SDG&E | Com | BldgEnv | Com - Other | Electric Demand (MW) | Energy Efficiency | 1.9862e-05 | 3.8932e-05 | 5.7241e-05 | 7.4816e-05 | 9.1664e-05 | 0.00010782 | 0.00012332 | 0.00011936 | 0.0001138 | 0.00011028 | 0.00010715 | 0.0001042 | 0.00010142
Scenario 4: Reference ZEAS Phase In | SDG&E | Com | BldgEnv | Com - Other | Electric Energy (GWh/year) | Energy Efficiency | 6.7895e-06 | 1.3308e-05 | 1.9567e-05 | 2.5574e-05 | 3.1334e-05 | 3.6858e-05 | 4.2155e-05 | 4.0802e-05 | 3.8901e-05 | 3.7698e-05 | 3.6628e-05 | 3.5619e-05 | 3.4669e-05
Scenario 4: Reference ZEAS Phase In | SDG&E | Com | BldgEnv | Com - Other | Gas Energy (MMTherm/year) | Energy Efficiency | 3.1116e-06 | 6.1018e-06 | 8.9739e-06 | 1.1731e-05 | 1.4373e-05 | 1.6906e-05 | 1.933e-05 | 1.8674e-05 | 1.7386e-05 | 1.6779e-05 | 1.626e-05 | 1.5755e-05 | 1.5262e-05
Scenario 4: Reference ZEAS Phase In | SDG&E | Com | BldgEnv | Com - Refrig. Warehouse | Electric Demand (MW) | Energy Efficiency | 2.2844e-07 | 4.4866e-07 | 6.6109e-07 | 8.6547e-07 | 1.0625e-06 | 1.2527e-06 | 1.4367e-06 | 1.4395e-06 | 1.4003e-06 | 1.4095e-06 | 1.4396e-06 | 1.4733e-06 | 1.5105e-06
Scenario 4: Reference ZEAS Phase In | SDG&E | Com | BldgEnv | Com - Refrig. Warehouse | Electric Energy (GWh/year) | Energy Efficiency | 7.8051e-08 | 1.5329e-07 | 2.2587e-07 | 2.957e-07 | 3.6303e-07 | 4.2802e-07 | 4.9087e-07 | 4.9183e-07 | 4.7843e-07 | 4.8157e-07 | 4.9186e-07 | 5.0337e-07 | 5.1607e-07
Scenario 4: Reference ZEAS Phase In | SDG&E | Com | BldgEnv | Com - Refrig. Warehouse | Gas Energy (MMTherm/year) | Energy Efficiency | 2.8663e-08 | 5.6305e-08 | 8.2982e-08 | 1.0866e-07 | 1.3342e-07 | 1.5734e-07 | 1.8048e-07 | 1.917e-07 | 1.869e-07 | 1.9864e-07 | 2.17e-07 | 2.3573e-07 | 2.5482e-07
Scenario 4: Reference ZEAS Phase In | SDG&E | Com | BldgEnv | Com - Restaurant | Electric Demand (MW) | Energy Efficiency | 1.1567e-05 | 2.2546e-05 | 3.2968e-05 | 4.2856e-05 | 5.2597e-05 | 6.1897e-05 | 7.0783e-05 | 6.8758e-05 | 6.6056e-05 | 6.4327e-05 | 6.274e-05 | 6.1289e-05 | 5.997e-05
Scenario 4: Reference ZEAS Phase In | SDG&E | Com | BldgEnv | Com - Restaurant | Electric Energy (GWh/year) | Energy Efficiency | 3.9521e-06 | 7.7031e-06 | 1.1264e-05 | 1.4643e-05 | 1.7971e-05 | 2.1148e-05 | 2.4184e-05 | 2.3492e-05 | 2.2569e-05 | 2.1978e-05 | 2.1436e-05 | 2.094e-05 | 2.049e-05
Scenario 4: Reference ZEAS Phase In | SDG&E | Com | BldgEnv | Com - Restaurant | Gas Energy (MMTherm/year) | Energy Efficiency | 1.4217e-06 | 2.7714e-06 | 4.0532e-06 | 5.2697e-06 | 6.4759e-06 | 7.6279e-06 | 8.7288e-06 | 8.6876e-06 | 8.3575e-06 | 8.3334e-06 | 8.3176e-06 | 8.31e-06 | 8.3103e-06
Scenario 4: Reference ZEAS Phase In | SDG&E | Com | BldgEnv | Com - Retail | Electric Demand (MW) | Energy Efficiency | 5.7184e-05 | 0.00011071 | 0.00016079 | 0.00020724 | 0.00024997 | 0.00028957 | 0.00032685 | 0.00030565 | 0.00028599 | 0.00026785 | 0.00025152 | 0.00023719 | 0.00022445
Scenario 4: Reference ZEAS Phase In | SDG&E | Com | BldgEnv | Com - Retail | Electric Energy (GWh/year) | Energy Efficiency | 1.9538e-05 | 3.7827e-05 | 5.4936e-05 | 7.0807e-05 | 8.5406e-05 | 9.8936e-05 | 0.00011168 | 0.00010443 | 9.7714e-05 | 9.1517e-05 | 8.5936e-05 | 8.104e-05 | 7.6686e-05
Scenario 4: Reference ZEAS Phase In | SDG&E | Com | BldgEnv | Com - Retail | Gas Energy (MMTherm/year) | Energy Efficiency | 1.6867e-05 | 3.2585e-05 | 4.7177e-05 | 6.0618e-05 | 7.29e-05 | 8.4248e-05 | 9.4983e-05 | 8.8389e-05 | 8.239e-05 | 7.6998e-05 | 7.2267e-05 | 6.8231e-05 | 6.4699e-05
Scenario 4: Reference ZEAS Phase In | SDG&E | Com | BldgEnv | Com - School | Electric Demand (MW) | Energy Efficiency | 9.4924e-06 | 1.8624e-05 | 2.7415e-05 | 3.6658e-05 | 4.5564e-05 | 5.4145e-05 | 6.2418e-05 | 6.2199e-05 | 6.1526e-05 | 6.1585e-05 | 6.1003e-05 | 6.0591e-05 | 6.0342e-05
Scenario 4: Reference ZEAS Phase In | SDG&E | Com | BldgEnv | Com - School | Electric Energy (GWh/year) | Energy Efficiency | 3.2432e-06 | 6.3632e-06 | 9.3668e-06 | 1.2525e-05 | 1.5568e-05 | 1.85e-05 | 2.1326e-05 | 2.1251e-05 | 2.1021e-05 | 2.1041e-05 | 2.0843e-05 | 2.0702e-05 | 2.0617e-05
Scenario 4: Reference ZEAS Phase In | SDG&E | Com | BldgEnv | Com - School | Gas Energy (MMTherm/year) | Energy Efficiency | 1.1811e-06 | 2.3179e-06 | 3.4129e-06 | 4.7466e-06 | 6.03e-06 | 7.2649e-06 | 8.454e-06 | 8.5858e-06 | 8.5139e-06 | 8.6663e-06 | 8.5506e-06 | 8.4587e-06 | 8.3897e-06
Scenario 4: Reference ZEAS Phase In | SDG&E | Com | BldgEnv | Com - Warehouse | Electric Demand (MW) | Energy Efficiency | 2.1552e-05 | 4.2278e-05 | 6.222e-05 | 8.1425e-05 | 9.9906e-05 | 0.00011771 | 0.00013486 | 0.00013057 | 0.00012419 | 0.00012045 | 0.0001174 | 0.00011461 | 0.00011208
Scenario 4: Reference ZEAS Phase In | SDG&E | Com | BldgEnv | Com - Warehouse | Electric Energy (GWh/year) | Energy Efficiency | 1.4083e-05 | 2.7627e-05 | 4.0658e-05 | 5.3207e-05 | 6.5283e-05 | 7.6917e-05 | 8.8122e-05 | 8.5323e-05 | 8.1151e-05 | 7.8705e-05 | 7.6717e-05 | 7.4895e-05 | 7.3238e-05
Scenario 4: Reference ZEAS Phase In | SDG&E | Com | BldgEnv | Com - Warehouse | Gas Energy (MMTherm/year) | Energy Efficiency | 5.6816e-06 | 1.1161e-05 | 1.6447e-05 | 2.1551e-05 | 2.6475e-05 | 3.1231e-05 | 3.5823e-05 | 3.4739e-05 | 3.2284e-05 | 3.1319e-05 | 3.0682e-05 | 3.0103e-05 | 2.9581e-05
Scenario 4: Reference ZEAS Phase In | SDG&E | Com | ComRefrig | Com - College | Electric Demand (MW) | Energy Efficiency | 7.4985e-05 | 0.00012677 | 0.00015881 | 0.00017663 | 0.00018527 | 0.00019034 | 0.00019358 | 0.00019593 | 0.00019812 | 0.00020018 | 0.00020211 | 0.00020391 | 0.0002056
Scenario 4: Reference ZEAS Phase In | SDG&E | Com | ComRefrig | Com - College | Electric Energy (GWh/year) | Energy Efficiency | 0.00054968 | 0.00093523 | 0.0011781 | 0.0013161 | 0.001385 | 0.001425 | 0.0014494 | 0.0014664 | 0.0014823 | 0.0014972 | 0.0015112 | 0.0015243 | 0.0015365
Scenario 4: Reference ZEAS Phase In | SDG&E | Com | ComRefrig | Com - Grocery | Electric Demand (MW) | Energy Efficiency | 0.070756 | 0.10966 | 0.12672 | 0.13597 | 0.14105 | 0.14468 | 0.14808 | 0.15126 | 0.15424 | 0.15703 | 0.15965 | 0.16209 | 0.16438
Scenario 4: Reference ZEAS Phase In | SDG&E | Com | ComRefrig | Com - Grocery | Electric Energy (GWh/year) | Energy Efficiency | 0.53034 | 0.83004 | 0.96774 | 1.0416 | 1.0799 | 1.1062 | 1.1308 | 1.1539 | 1.1755 | 1.1957 | 1.2146 | 1.2323 | 1.2488
Scenario 4: Reference ZEAS Phase In | SDG&E | Com | ComRefrig | Com - Refrig. Warehouse | Electric Demand (MW) | Energy Efficiency | 2.3066e-05 | 3.8355e-05 | 4.7388e-05 | 5.2121e-05 | 5.433e-05 | 5.5721e-05 | 5.6597e-05 | 5.7361e-05 | 5.8076e-05 | 5.8746e-05 | 5.9373e-05 | 5.996e-05 | 6.051e-05
Scenario 4: Reference ZEAS Phase In | SDG&E | Com | ComRefrig | Com - Refrig. Warehouse | Electric Energy (GWh/year) | Energy Efficiency | 0.00016964 | 0.00028389 | 0.00035266 | 0.00038954 | 0.00040725 | 0.00041802 | 0.00042445 | 0.00042999 | 0.00043517 | 0.00044002 | 0.00044456 | 0.00044881 | 0.00045279
Scenario 4: Reference ZEAS Phase In | SDG&E | Com | ComRefrig | Com - Restaurant | Electric Demand (MW) | Energy Efficiency | 0.0027194 | 0.0042413 | 0.0049341 | 0.0053053 | 0.0055142 | 0.0056524 | 0.0057818 | 0.005903 | 0.0060165 | 0.0061228 | 0.0062223 | 0.0063155 | 0.0064027
Scenario 4: Reference ZEAS Phase In | SDG&E | Com | ComRefrig | Com - Restaurant | Electric Energy (GWh/year) | Energy Efficiency | 0.020374 | 0.032088 | 0.03766 | 0.040634 | 0.042228 | 0.043229 | 0.044166 | 0.045044 | 0.045865 | 0.046634 | 0.047354 | 0.048028 | 0.048658
Scenario 4: Reference ZEAS Phase In | SDG&E | Com | ComRefrig | Com - Retail | Electric Demand (MW) | Energy Efficiency | 0.030528 | 0.047672 | 0.055566 | 0.059574 | 0.061828 | 0.06333 | 0.064737 | 0.066054 | 0.067286 | 0.068441 | 0.069522 | 0.070534 | 0.071482
Scenario 4: Reference ZEAS Phase In | SDG&E | Com | ComRefrig | Com - Retail | Electric Energy (GWh/year) | Energy Efficiency | 0.22834 | 0.35986 | 0.42286 | 0.45496 | 0.47216 | 0.48304 | 0.49322 | 0.50275 | 0.51168 | 0.52003 | 0.52785 | 0.53517 | 0.54202
Scenario 4: Reference ZEAS Phase In | SDG&E | Com | ComRefrig | Com - School | Electric Demand (MW) | Energy Efficiency | 7.0437e-06 | 1.0929e-05 | 1.4566e-05 | 1.7972e-05 | 2.1162e-05 | 2.4149e-05 | 2.6945e-05 | 2.9564e-05 | 3.2016e-05 | 3.4312e-05 | 3.6462e-05 | 3.8476e-05 | 4.0361e-05
Scenario 4: Reference ZEAS Phase In | SDG&E | Com | ComRefrig | Com - School | Electric Energy (GWh/year) | Energy Efficiency | 5.4799e-05 | 8.2855e-05 | 0.00010912 | 0.00013371 | 0.00015673 | 0.00017828 | 0.00019845 | 0.00021734 | 0.00023502 | 0.00025157 | 0.00026707 | 0.00028158 | 0.00029516
Scenario 4: Reference ZEAS Phase In | SDG&E | Com | FoodServ | Com - College | Electric Demand (MW) | Energy Efficiency | 0.0025163 | 0.005266 | 0.0081343 | 0.011142 | 0.014397 | 0.017817 | 0.021383 | 0.025084 | 0.028922 | 0.032902 | 0.037014 | 0.041215 | 0.045554
Scenario 4: Reference ZEAS Phase In | SDG&E | Com | FoodServ | Com - College | Electric Demand (MW) | Fuel Substitution | -0.00018765 | -0.00040922 | -0.00066548 | -0.0009573 | -0.0012855 | -0.0016507 | -0.0020538 | -0.0024954 | -0.002976 | -0.0034961 | -0.0040559 | -0.0046558 | -0.0052957
Scenario 4: Reference ZEAS Phase In | SDG&E | Com | FoodServ | Com - College | Electric Energy (GWh/year) | Energy Efficiency | 0.012135 | 0.025341 | 0.039124 | 0.053586 | 0.069193 | 0.085593 | 0.1027 | 0.12047 | 0.1389 | 0.15803 | 0.1778 | 0.19755 | 0.21797
Scenario 4: Reference ZEAS Phase In | SDG&E | Com | FoodServ | Com - College | Electric Energy (GWh/year) | Fuel Substitution | -0.0020332 | -0.0044257 | -0.0071875 | -0.01033 | -0.013867 | -0.017809 | -0.02217 | -0.026962 | -0.032199 | -0.037893 | -0.044055 | -0.050729 | -0.057943
Scenario 4: Reference ZEAS Phase In | SDG&E | Com | FoodServ | Com - College | Gas Energy (MMTherm/year) | Energy Efficiency | 0.0059852 | 0.012201 | 0.01864 | 0.025328 | 0.032218 | 0.039342 | 0.046697 | 0.054265 | 0.062046 | 0.07004 | 0.078234 | 0.086699 | 0.094932
Scenario 4: Reference ZEAS Phase In | SDG&E | Com | FoodServ | Com - College | Gas Energy (MMTherm/year) | Fuel Substitution | 0.00021029 | 0.00045785 | 0.00074369 | 0.001069 | 0.0014351 | 0.0018431 | 0.0022945 | 0.0027904 | 0.0033322 | 0.003921 | 0.0045581 | 0.0052477 | 0.0059927
Scenario 4: Reference ZEAS Phase In | SDG&E | Com | FoodServ | Com - Grocery | Electric Demand (MW) | Energy Efficiency | 0.016646 | 0.035004 | 0.054179 | 0.074197 | 0.095955 | 0.11878 | 0.14252 | 0.16714 | 0.1926 | 0.21894 | 0.24612 | 0.27332 | 0.30137
Scenario 4: Reference ZEAS Phase In | SDG&E | Com | FoodServ | Com - Grocery | Electric Demand (MW) | Fuel Substitution | -0.001107 | -0.0024093 | -0.0039101 | -0.0056138 | -0.0075239 | -0.0096441 | -0.011978 | -0.014528 | -0.017298 | -0.020288 | -0.023501 | -0.026937 | -0.030595
Scenario 4: Reference ZEAS Phase In | SDG&E | Com | FoodServ | Com - Grocery | Electric Energy (GWh/year) | Energy Efficiency | 0.080222 | 0.16828 | 0.2603 | 0.35642 | 0.46061 | 0.56992 | 0.68362 | 0.80164 | 0.92374 | 1.0501 | 1.1806 | 1.3079 | 1.4394
Scenario 4: Reference ZEAS Phase In | SDG&E | Com | FoodServ | Com - Grocery | Electric Energy (GWh/year) | Fuel Substitution | -0.021443 | -0.046276 | -0.074549 | -0.10633 | -0.14169 | -0.1807 | -0.22342 | -0.26994 | -0.32031 | -0.37459 | -0.43283 | -0.49508 | -0.5615
Scenario 4: Reference ZEAS Phase In | SDG&E | Com | FoodServ | Com - Grocery | Gas Energy (MMTherm/year) | Energy Efficiency | 0.036983 | 0.075597 | 0.11577 | 0.15754 | 0.20077 | 0.24555 | 0.29188 | 0.33971 | 0.38895 | 0.43965 | 0.49174 | 0.54521 | 0.59014
Scenario 4: Reference ZEAS Phase In | SDG&E | Com | FoodServ | Com - Grocery | Gas Energy (MMTherm/year) | Fuel Substitution | 0.0022253 | 0.0048024 | 0.0077361 | 0.011034 | 0.014702 | 0.018748 | 0.023179 | 0.028003 | 0.033225 | 0.038851 | 0.044885 | 0.051334 | 0.058212
Scenario 4: Reference ZEAS Phase In | SDG&E | Com | FoodServ | Com - Health | Electric Demand (MW) | Energy Efficiency | 0.0054059 | 0.011343 | 0.017541 | 0.02407 | 0.031035 | 0.038245 | 0.045396 | 0.052778 | 0.06048 | 0.068654 | 0.077413 | 0.085824 | 0.094304
Scenario 4: Reference ZEAS Phase In | SDG&E | Com | FoodServ | Com - Health | Electric Demand (MW) | Fuel Substitution | -0.00048786 | -0.0010667 | -0.0017391 | -0.002508 | -0.0033761 | -0.0043459 | -0.0054196 | -0.0065993 | -0.0078864 | -0.0092825 | -0.010789 | -0.012406 | -0.014133
Scenario 4: Reference ZEAS Phase In | SDG&E | Com | FoodServ | Com - Health | Electric Energy (GWh/year) | Energy Efficiency | 0.026722 | 0.055902 | 0.08638 | 0.1185 | 0.15268 | 0.18807 | 0.22319 | 0.25946 | 0.29732 | 0.33752 | 0.3806 | 0.42083 | 0.46138
Scenario 4: Reference ZEAS Phase In | SDG&E | Com | FoodServ | Com - Health | Electric Energy (GWh/year) | Fuel Substitution | -0.0064302 | -0.013954 | -0.022605 | -0.032421 | -0.043442 | -0.055709 | -0.069265 | -0.084147 | -0.10039 | -0.11802 | -0.13706 | -0.15755 | -0.17957
Scenario 4: Reference ZEAS Phase In | SDG&E | Com | FoodServ | Com - Health | Gas Energy (MMTherm/year) | Energy Efficiency | 0.015965 | 0.032591 | 0.049863 | 0.067878 | 0.08648 | 0.1056 | 0.12486 | 0.14464 | 0.16506 | 0.18632 | 0.20855 | 0.23094 | 0.25111
Scenario 4: Reference ZEAS Phase In | SDG&E | Com | FoodServ | Com - Health | Gas Energy (MMTherm/year) | Fuel Substitution | 0.00068215 | 0.0014809 | 0.0023996 | 0.0034425 | 0.0046136 | 0.0059171 | 0.0073576 | 0.0089388 | 0.010664 | 0.012536 | 0.014558 | 0.016732 | 0.019068
Scenario 4: Reference ZEAS Phase In | SDG&E | Com | FoodServ | Com - Lodging | Electric Demand (MW) | Energy Efficiency | 0.009624 | 0.019894 | 0.030555 | 0.041678 | 0.053255 | 0.065273 | 0.077673 | 0.090451 | 0.10363 | 0.11719 | 0.1311 | 0.14228 | 0.15375
Scenario 4: Reference ZEAS Phase In | SDG&E | Com | FoodServ | Com - Lodging | Electric Demand (MW) | Fuel Substitution | -0.00067912 | -0.0014767 | -0.0023949 | -0.0034365 | -0.0046037 | -0.0058986 | -0.0073231 | -0.0088788 | -0.010567 | -0.012388 | -0.014344 | -0.016432 | -0.018653
Scenario 4: Reference ZEAS Phase In | SDG&E | Com | FoodServ | Com - Lodging | Electric Energy (GWh/year) | Energy Efficiency | 0.059401 | 0.1222 | 0.18728 | 0.25505 | 0.32534 | 0.39816 | 0.4732 | 0.55044 | 0.63001 | 0.71179 | 0.79558 | 0.85446 | 0.91477
Scenario 4: Reference ZEAS Phase In | SDG&E | Com | FoodServ | Com - Lodging | Electric Energy (GWh/year) | Fuel Substitution | -0.0085707 | -0.018528 | -0.029896 | -0.042707 | -0.056991 | -0.072776 | -0.09009 | -0.10896 | -0.12941 | -0.15145 | -0.1751 | -0.20037 | -0.22725
Scenario 4: Reference ZEAS Phase In | SDG&E | Com | FoodServ | Com - Lodging | Gas Energy (MMTherm/year) | Energy Efficiency | 0.014617 | 0.029729 | 0.045321 | 0.061462 | 0.078014 | 0.095047 | 0.11251 | 0.13038 | 0.14869 | 0.16739 | 0.18645 | 0.20586 | 0.22233
Scenario 4: Reference ZEAS Phase In | SDG&E | Com | FoodServ | Com - Lodging | Gas Energy (MMTherm/year) | Fuel Substitution | 0.00088599 | 0.0019155 | 0.003091 | 0.0044158 | 0.0058928 | 0.0075249 | 0.0093152 | 0.011266 | 0.01338 | 0.015658 | 0.018102 | 0.020712 | 0.023489
Scenario 4: Reference ZEAS Phase In | SDG&E | Com | FoodServ | Com - Office (Large) | Electric Demand (MW) | Energy Efficiency | 0.00047897 | 0.00097009 | 0.0014727 | 0.0019864 | 0.00251 | 0.0030449 | 0.0035914 | 0.0041485 | 0.0047136 | 0.0052874 | 0.0058691 | 0.0059797 | 0.006086
Scenario 4: Reference ZEAS Phase In | SDG&E | Com | FoodServ | Com - Office (Large) | Electric Energy (GWh/year) | Energy Efficiency | 0.0042011 | 0.0085089 | 0.012917 | 0.017423 | 0.022015 | 0.026707 | 0.031501 | 0.036387 | 0.041344 | 0.046377 | 0.051479 | 0.052449 | 0.053381
Scenario 4: Reference ZEAS Phase In | SDG&E | Com | FoodServ | Com - Office (Small) | Electric Demand (MW) | Energy Efficiency | 0.00019683 | 0.00039917 | 0.00060678 | 0.00081946 | 0.001037 | 0.0012591 | 0.0014858 | 0.0017168 | 0.001952 | 0.0021911 | 0.0024339 | 0.0024836 | 0.0025313
Scenario 4: Reference ZEAS Phase In | SDG&E | Com | FoodServ | Com - Office (Small) | Electric Energy (GWh/year) | Energy Efficiency | 0.0017265 | 0.0035012 | 0.0053222 | 0.0071876 | 0.0090953 | 0.011044 | 0.013033 | 0.015059 | 0.017121 | 0.019218 | 0.021348 | 0.021784 | 0.022203
Scenario 4: Reference ZEAS Phase In | SDG&E | Com | FoodServ | Com - Other | Electric Demand (MW) | Energy Efficiency | 0.024959 | 0.052584 | 0.081784 | 0.11256 | 0.14553 | 0.18024 | 0.21658 | 0.25453 | 0.29408 | 0.33526 | 0.37804 | 0.42246 | 0.46855
Scenario 4: Reference ZEAS Phase In | SDG&E | Com | FoodServ | Com - Other | Electric Demand (MW) | Fuel Substitution | -0.0034583 | -0.0075258 | -0.012217 | -0.01755 | -0.02354 | -0.030203 | -0.037555 | -0.045611 | -0.054383 | -0.063882 | -0.074119 | -0.085099 | -0.096827
Scenario 4: Reference ZEAS Phase In | SDG&E | Com | FoodServ | Com - Other | Electric Energy (GWh/year) | Energy Efficiency | 0.12056 | 0.25362 | 0.3945 | 0.54324 | 0.70253 | 0.8705 | 1.0466 | 1.2308 | 1.4231 | 1.6236 | 1.8322 | 2.0491 | 2.2745
Scenario 4: Reference ZEAS Phase In | SDG&E | Com | FoodServ | Com - Other | Electric Energy (GWh/year) | Fuel Substitution | -0.020252 | -0.044032 | -0.071426 | -0.10254 | -0.13748 | -0.17633 | -0.21922 | -0.26624 | -0.31748 | -0.37303 | -0.43299 | -0.49753 | -0.56673
Scenario 4: Reference ZEAS Phase In | SDG&E | Com | FoodServ | Com - Other | Gas Energy (MMTherm/year) | Energy Efficiency | 0.039987 | 0.081949 | 0.12586 | 0.17171 | 0.21936 | 0.26892 | 0.32034 | 0.37361 | 0.42867 | 0.48554 | 0.54416 | 0.60452 | 0.66433
Scenario 4: Reference ZEAS Phase In | SDG&E | Com | FoodServ | Com - Other | Gas Energy (MMTherm/year) | Fuel Substitution | 0.001941 | 0.0042202 | 0.006846 | 0.0098283 | 0.013177 | 0.016902 | 0.021012 | 0.025519 | 0.03043 | 0.035754 | 0.041501 | 0.047687 | 0.054319
Scenario 4: Reference ZEAS Phase In | SDG&E | Com | FoodServ | Com - Restaurant | Electric Demand (MW) | Energy Efficiency | 0.046664 | 0.095444 | 0.14559 | 0.19684 | 0.25866 | 0.32325 | 0.3905 | 0.46038 | 0.53279 | 0.60774 | 0.68523 | 0.76071 | 0.83867
Scenario 4: Reference ZEAS Phase In | SDG&E | Com | FoodServ | Com - Restaurant | Electric Demand (MW) | Fuel Substitution | -0.0069617 | -0.01511 | -0.024455 | -0.03501 | -0.046797 | -0.059835 | -0.074144 | -0.08974 | -0.10664 | -0.12485 | -0.14437 | -0.16522 | -0.18739
Scenario 4: Reference ZEAS Phase In | SDG&E | Com | FoodServ | Com - Restaurant | Electric Energy (GWh/year) | Energy Efficiency | 0.24561 | 0.50168 | 0.76499 | 1.0343 | 1.3567 | 1.6935 | 2.0442 | 2.4086 | 2.7864 | 3.1775 | 3.582 | 3.9599 | 4.3507
Scenario 4: Reference ZEAS Phase In | SDG&E | Com | FoodServ | Com - Restaurant | Electric Energy (GWh/year) | Fuel Substitution | -0.069568 | -0.15023 | -0.24208 | -0.34525 | -0.45971 | -0.58567 | -0.72331 | -0.87279 | -1.0342 | -1.2078 | -1.3935 | -1.5915 | -1.8017
Scenario 4: Reference ZEAS Phase In | SDG&E | Com | FoodServ | Com - Restaurant | Gas Energy (MMTherm/year) | Energy Efficiency | 0.093854 | 0.19023 | 0.28911 | 0.39009 | 0.50399 | 0.62195 | 0.74402 | 0.87014 | 1.0001 | 1.134 | 1.2716 | 1.4131 | 1.5362
Scenario 4: Reference ZEAS Phase In | SDG&E | Com | FoodServ | Com - Restaurant | Gas Energy (MMTherm/year) | Fuel Substitution | 0.0069871 | 0.015086 | 0.024307 | 0.034663 | 0.046148 | 0.058783 | 0.072587 | 0.087575 | 0.10376 | 0.12116 | 0.13976 | 0.15959 | 0.18065
Scenario 4: Reference ZEAS Phase In | SDG&E | Com | FoodServ | Com - Retail | Electric Demand (MW) | Energy Efficiency | 0.00050715 | 0.0010162 | 0.0015269 | 0.0020355 | 0.0025339 | 0.00303 | 0.0035197 | 0.0040026 | 0.0044802 | 0.0049559 | 0.0054297 | 0.0055424 | 0.0056528
Scenario 4: Reference ZEAS Phase In | SDG&E | Com | FoodServ | Com - Retail | Electric Energy (GWh/year) | Energy Efficiency | 0.00389 | 0.0078136 | 0.011768 | 0.015731 | 0.019656 | 0.023584 | 0.027493 | 0.031378 | 0.035246 | 0.039113 | 0.042979 | 0.043679 | 0.044352
Scenario 4: Reference ZEAS Phase In | SDG&E | Com | FoodServ | Com - Retail | Gas Energy (MMTherm/year) | Energy Efficiency | 1.246e-05 | 2.4537e-05 | 3.6265e-05 | 4.7385e-05 | 5.7358e-05 | 6.6789e-05 | 7.5418e-05 | 8.3248e-05 | 9.0422e-05 | 9.7224e-05 | 0.00010369 | 0.00011013 | 0.00011673
Scenario 4: Reference ZEAS Phase In | SDG&E | Com | FoodServ | Com - School | Electric Demand (MW) | Energy Efficiency | 0.0102 | 0.021935 | 0.034261 | 0.047172 | 0.060795 | 0.075033 | 0.089851 | 0.10526 | 0.12126 | 0.13787 | 0.15508 | 0.172 | 0.18948
Scenario 4: Reference ZEAS Phase In | SDG&E | Com | FoodServ | Com - School | Electric Demand (MW) | Fuel Substitution | -0.00023909 | -0.00051888 | -0.00083989 | -0.0012028 | -0.0016082 | -0.0020567 | -0.0025488 | -0.0030851 | -0.0036659 | -0.0042915 | -0.004962 | -0.0056774 | -0.0064374
Scenario 4: Reference ZEAS Phase In | SDG&E | Com | FoodServ | Com - School | Electric Energy (GWh/year) | Energy Efficiency | 0.051903 | 0.11085 | 0.17276 | 0.23762 | 0.30601 | 0.37747 | 0.45187 | 0.52925 | 0.60967 | 0.69312 | 0.77965 | 0.86138 | 0.9459
Scenario 4: Reference ZEAS Phase In | SDG&E | Com | FoodServ | Com - School | Electric Energy (GWh/year) | Fuel Substitution | -0.0029831 | -0.0064623 | -0.010448 | -0.014953 | -0.019993 | -0.025585 | -0.031745 | -0.038492 | -0.045845 | -0.053858 | -0.062571 | -0.072017 | -0.082226
Scenario 4: Reference ZEAS Phase In | SDG&E | Com | FoodServ | Com - School | Gas Energy (MMTherm/year) | Energy Efficiency | 0.013214 | 0.026934 | 0.041143 | 0.055825 | 0.070976 | 0.086571 | 0.1026 | 0.11906 | 0.13595 | 0.15325 | 0.17095 | 0.18905 | 0.20672
Scenario 4: Reference ZEAS Phase In | SDG&E | Com | FoodServ | Com - School | Gas Energy (MMTherm/year) | Fuel Substitution | 0.00031178 | 0.00067553 | 0.0010922 | 0.0015633 | 0.0020903 | 0.0026747 | 0.0033184 | 0.0040232 | 0.0047909 | 0.0056269 | 0.0065353 | 0.0075192 | 0.0085818
Scenario 4: Reference ZEAS Phase In | SDG&E | Com | HVAC | Com - College | Electric Demand (MW) | Energy Efficiency | 0.0071586 | 0.014895 | 0.02316 | 0.027594 | 0.032257 | 0.037277 | 0.043862 | 0.050661 | 0.052327 | 0.058519 | 0.064998 | 0.072117 | 0.074527
Scenario 4: Reference ZEAS Phase In | SDG&E | Com | HVAC | Com - College | Electric Energy (GWh/year) | Energy Efficiency | 0.019532 | 0.041019 | 0.064074 | 0.069527 | 0.075288 | 0.081451 | 0.092736 | 0.10392 | 0.091984 | 0.098372 | 0.10504 | 0.11223 | 0.098106
Scenario 4: Reference ZEAS Phase In | SDG&E | Com | HVAC | Com - College | Electric Energy (GWh/year) | Fuel Substitution | 2.3944e-07 | 5.0391e-07 | 7.943e-07 | 1.3051e-06 | 1.3051e-06 | 1.3051e-06 | 1.3051e-06 | 1.3051e-06 | 1.3051e-06 | 1.3051e-06 | 1.3051e-06 | 1.3051e-06 | 1.3051e-06
Scenario 4: Reference ZEAS Phase In | SDG&E | Com | HVAC | Com - College | Gas Energy (MMTherm/year) | Energy Efficiency | 0.00027739 | 0.00089069 | 0.0016393 | 0.0024698 | 0.0033546 | 0.0043102 | 0.0047439 | 0.0052044 | 0.0057084 | 0.0062292 | 0.0067746 | 0.0073784 | 0.0080252
Scenario 4: Reference ZEAS Phase In | SDG&E | Com | HVAC | Com - College | Gas Energy (MMTherm/year) | Fuel Substitution | 5.7976e-08 | 1.2201e-07 | 1.9232e-07 | 2.839e-07 | 2.839e-07 | 2.839e-07 | 2.839e-07 | 2.839e-07 | 2.839e-07 | 2.839e-07 | 2.839e-07 | 2.839e-07 | 2.839e-07
Scenario 4: Reference ZEAS Phase In | SDG&E | Com | HVAC | Com - Grocery | Electric Demand (MW) | Energy Efficiency | 0.0054132 | 0.01143 | 0.018076 | 0.025398 | 0.03341 | 0.042173 | 0.051729 | 0.062113 | 0.0659 | 0.068156 | 0.070576 | 0.073164 | 0.073938
Scenario 4: Reference ZEAS Phase In | SDG&E | Com | HVAC | Com - Grocery | Electric Energy (GWh/year) | Energy Efficiency | 0.02798 | 0.059048 | 0.093338 | 0.13109 | 0.17235 | 0.21746 | 0.26664 | 0.32006 | 0.34021 | 0.35268 | 0.36602 | 0.38027 | 0.38634
Scenario 4: Reference ZEAS Phase In | SDG&E | Com | HVAC | Com - Grocery | Electric Energy (GWh/year) | Fuel Substitution | -0.00010449 | -0.00022013 | -0.00034732 | -0.00048661 | -0.00048661 | -0.00048661 | -0.00048661 | -0.00048661 | -0.00048661 | -0.00048661 | -0.00048661 | -0.00048661 | -0.00048661
Scenario 4: Reference ZEAS Phase In | SDG&E | Com | HVAC | Com - Grocery | Gas Energy (MMTherm/year) | Energy Efficiency | 0.00022162 | 0.0004588 | 0.0007104 | 0.00097932 | 0.0012609 | 0.0015615 | 0.0018818 | 0.0022209 | 0.0026801 | 0.0031921 | 0.0037315 | 0.0042999 | 0.0049061
Scenario 4: Reference ZEAS Phase In | SDG&E | Com | HVAC | Com - Grocery | Gas Energy (MMTherm/year) | Fuel Substitution | 1.5412e-05 | 3.2442e-05 | 5.1145e-05 | 7.1593e-05 | 7.1593e-05 | 7.1593e-05 | 7.1593e-05 | 7.1593e-05 | 7.1593e-05 | 7.1593e-05 | 7.1593e-05 | 7.1593e-05 | 7.1593e-05
Scenario 4: Reference ZEAS Phase In | SDG&E | Com | HVAC | Com - Health | Electric Demand (MW) | Energy Efficiency | 0.0079287 | 0.016576 | 0.025974 | 0.036329 | 0.047533 | 0.059533 | 0.068221 | 0.077424 | 0.085688 | 0.095266 | 0.10546 | 0.11593 | 0.1267
Scenario 4: Reference ZEAS Phase In | SDG&E | Com | HVAC | Com - Health | Electric Energy (GWh/year) | Energy Efficiency | 0.061154 | 0.13901 | 0.22211 | 0.31218 | 0.41039 | 0.51399 | 0.5926 | 0.66288 | 0.71157 | 0.77078 | 0.83274 | 0.89505 | 0.97256
Scenario 4: Reference ZEAS Phase In | SDG&E | Com | HVAC | Com - Health | Electric Energy (GWh/year) | Fuel Substitution | 3.4046e-06 | 7.1444e-06 | 1.1231e-05 | 1.5674e-05 | 1.5674e-05 | 1.5674e-05 | 1.5674e-05 | 1.5674e-05 | 1.5674e-05 | 1.5674e-05 | 1.5674e-05 | 1.5674e-05 | 1.5674e-05
Scenario 4: Reference ZEAS Phase In | SDG&E | Com | HVAC | Com - Health | Gas Energy (MMTherm/year) | Energy Efficiency | 0.0019813 | 0.006602 | 0.011321 | 0.016755 | 0.022969 | 0.029307 | 0.034674 | 0.037576 | 0.037264 | 0.037168 | 0.036935 | 0.036472 | 0.038962
Scenario 4: Reference ZEAS Phase In | SDG&E | Com | HVAC | Com - Health | Gas Energy (MMTherm/year) | Fuel Substitution | 8.0637e-07 | 1.7027e-06 | 2.693e-06 | 3.7812e-06 | 3.7812e-06 | 3.7812e-06 | 3.7812e-06 | 3.7812e-06 | 3.7812e-06 | 3.7812e-06 | 3.7812e-06 | 3.7812e-06 | 3.7812e-06
Scenario 4: Reference ZEAS Phase In | SDG&E | Com | HVAC | Com - Lodging | Electric Demand (MW) | Energy Efficiency | 0.0062662 | 0.013179 | 0.020762 | 0.029074 | 0.038064 | 0.047788 | 0.056763 | 0.066381 | 0.070007 | 0.072878 | 0.075975 | 0.079319 | 0.082939
Scenario 4: Reference ZEAS Phase In | SDG&E | Com | HVAC | Com - Lodging | Electric Energy (GWh/year) | Energy Efficiency | 0.048864 | 0.10139 | 0.15769 | 0.21815 | 0.2823 | 0.35052 | 0.40063 | 0.45365 | 0.46109 | 0.46491 | 0.46949 | 0.47498 | 0.48162
Scenario 4: Reference ZEAS Phase In | SDG&E | Com | HVAC | Com - Lodging | Electric Energy (GWh/year) | Fuel Substitution | -1.5119e-05 | -3.1919e-05 | -5.0477e-05 | -7.0888e-05 | -7.0888e-05 | -7.0888e-05 | -7.0888e-05 | -7.0888e-05 | -7.0888e-05 | -7.0888e-05 | -7.0888e-05 | -7.0888e-05 | -7.0888e-05
Scenario 4: Reference ZEAS Phase In | SDG&E | Com | HVAC | Com - Lodging | Gas Energy (MMTherm/year) | Energy Efficiency | 0.0023032 | 0.0046998 | 0.0071942 | 0.0098106 | 0.012521 | 0.015352 | 0.016513 | 0.017722 | 0.0171 | 0.016429 | 0.015738 | 0.015026 | 0.014301
Scenario 4: Reference ZEAS Phase In | SDG&E | Com | HVAC | Com - Lodging | Gas Energy (MMTherm/year) | Fuel Substitution | 3.4817e-06 | 7.335e-06 | 1.1575e-05 | 1.6218e-05 | 1.6218e-05 | 1.6218e-05 | 1.6218e-05 | 1.6218e-05 | 1.6218e-05 | 1.6218e-05 | 1.6218e-05 | 1.6218e-05 | 1.6218e-05
Scenario 4: Reference ZEAS Phase In | SDG&E | Com | HVAC | Com - Office (Large) | Electric Demand (MW) | Energy Efficiency | 0.00077409 | 0.0016066 | 0.0024981 | 0.0034501 | 0.0044611 | 0.0055373 | 0.0058786 | 0.0062349 | 0.0066043 | 0.006987 | 0.0073826 | 0.0077908 | 0.0082114
Scenario 4: Reference ZEAS Phase In | SDG&E | Com | HVAC | Com - Office (Large) | Electric Energy (GWh/year) | Energy Efficiency | 0.0044258 | 0.0092038 | 0.014339 | 0.019842 | 0.025706 | 0.031969 | 0.032843 | 0.033754 | 0.034699 | 0.035679 | 0.036691 | 0.037735 | 0.038812
Scenario 4: Reference ZEAS Phase In | SDG&E | Com | HVAC | Com - Office (Large) | Gas Energy (MMTherm/year) | Energy Efficiency | 0.0020252 | 0.0042181 | 0.006582 | 0.0091224 | 0.011836 | 0.014743 | 0.014743 | 0.014743 | 0.014743 | 0.014743 | 0.014743 | 0.014743 | 0.014743
Scenario 4: Reference ZEAS Phase In | SDG&E | Com | HVAC | Com - Office (Small) | Electric Demand (MW) | Energy Efficiency | 0.0036438 | 0.0075639 | 0.011762 | 0.01624 | 0.020993 | 0.026028 | 0.031347 | 0.036936 | 0.042789 | 0.048896 | 0.055249 | 0.061843 | 0.06867
Scenario 4: Reference ZEAS Phase In | SDG&E | Com | HVAC | Com - Office (Small) | Electric Energy (GWh/year) | Energy Efficiency | 0.0032449 | 0.0067227 | 0.010434 | 0.01438 | 0.018557 | 0.022968 | 0.027613 | 0.032484 | 0.037575 | 0.042878 | 0.048387 | 0.054097 | 0.060004
Scenario 4: Reference ZEAS Phase In | SDG&E | Com | HVAC | Com - Office (Small) | Gas Energy (MMTherm/year) | Energy Efficiency | 0.0001963 | 0.00040802 | 0.00063529 | 0.00087828 | 0.0011366 | 0.0014109 | 0.0017011 | 0.0020066 | 0.0023269 | 0.0026614 | 0.0030098 | 0.0033715 | 0.0037464
Scenario 4: Reference ZEAS Phase In | SDG&E | Com | HVAC | Com - Other | Electric Demand (MW) | Energy Efficiency | 0.043334 | 0.091238 | 0.14379 | 0.20112 | 0.26269 | 0.32928 | 0.40095 | 0.47756 | 0.55446 | 0.63475 | 0.72384 | 0.81879 | 0.91868
Scenario 4: Reference ZEAS Phase In | SDG&E | Com | HVAC | Com - Other | Electric Energy (GWh/year) | Energy Efficiency | 0.045912 | 0.097063 | 0.15338 | 0.2149 | 0.28117 | 0.35296 | 0.4304 | 0.51342 | 0.58704 | 0.66123 | 0.75492 | 0.85783 | 0.96652
Scenario 4: Reference ZEAS Phase In | SDG&E | Com | HVAC | Com - Other | Electric Energy (GWh/year) | Fuel Substitution | -5.936e-05 | -0.00012543 | -0.00019849 | -0.00027763 | -0.00027763 | -0.00027763 | -0.00027763 | -0.00027763 | -0.00027763 | -0.00027763 | -0.00027763 | -0.00027763 | -0.00027763
Scenario 4: Reference ZEAS Phase In | SDG&E | Com | HVAC | Com - Other | Gas Energy (MMTherm/year) | Energy Efficiency | 0.0058528 | 0.012294 | 0.019342 | 0.027024 | 0.035261 | 0.044162 | 0.053733 | 0.063955 | 0.0745 | 0.08559 | 0.097592 | 0.1103 | 0.12366
Scenario 4: Reference ZEAS Phase In | SDG&E | Com | HVAC | Com - Other | Gas Energy (MMTherm/year) | Fuel Substitution | 9.4656e-06 | 1.9979e-05 | 3.1583e-05 | 4.4508e-05 | 4.4508e-05 | 4.4508e-05 | 4.4508e-05 | 4.4508e-05 | 4.4508e-05 | 4.4508e-05 | 4.4508e-05 | 4.4508e-05 | 4.4508e-05
Scenario 4: Reference ZEAS Phase In | SDG&E | Com | HVAC | Com - Restaurant | Electric Demand (MW) | Energy Efficiency | 0.0010161 | 0.0019648 | 0.0028593 | 0.0036624 | 0.0067437 | 0.010056 | 0.013627 | 0.017461 | 0.02154 | 0.02587 | 0.030458 | 0.035305 | 0.040405
Scenario 4: Reference ZEAS Phase In | SDG&E | Com | HVAC | Com - Restaurant | Electric Energy (GWh/year) | Energy Efficiency | -1.8582e-06 | 3.7061e-05 | 0.00011138 | 0.00022989 | 0.00047124 | 0.00073847 | 0.0010348 | 0.0013635 | 0.0017283 | 0.0021326 | 0.0025802 | 0.0030752 | 0.0036222
Scenario 4: Reference ZEAS Phase In | SDG&E | Com | HVAC | Com - Restaurant | Electric Energy (GWh/year) | Fuel Substitution | 4.2397e-08 | 8.9059e-08 | 4.6017e-07 | 8.647e-07 | 8.647e-07 | 8.647e-07 | 8.647e-07 | 8.647e-07 | 8.647e-07 | 8.647e-07 | 8.647e-07 | 8.647e-07 | 8.647e-07
Scenario 4: Reference ZEAS Phase In | SDG&E | Com | HVAC | Com - Restaurant | Gas Energy (MMTherm/year) | Energy Efficiency | 0.0034397 | 0.0072608 | 0.011493 | 0.01615 | 0.021916 | 0.028325 | 0.035433 | 0.043292 | 0.051948 | 0.061459 | 0.071887 | 0.083294 | 0.09574
Scenario 4: Reference ZEAS Phase In | SDG&E | Com | HVAC | Com - Restaurant | Gas Energy (MMTherm/year) | Fuel Substitution | 9.7505e-09 | 2.0482e-08 | 7.4846e-08 | 1.341e-07 | 1.341e-07 | 1.341e-07 | 1.341e-07 | 1.341e-07 | 1.341e-07 | 1.341e-07 | 1.341e-07 | 1.341e-07 | 1.341e-07
Scenario 4: Reference ZEAS Phase In | SDG&E | Com | HVAC | Com - Retail | Electric Demand (MW) | Energy Efficiency | 0.01243 | 0.025671 | 0.039751 | 0.054555 | 0.069851 | 0.085895 | 0.10192 | 0.11853 | 0.11902 | 0.11901 | 0.11873 | 0.11831 | 0.11782
Scenario 4: Reference ZEAS Phase In | SDG&E | Com | HVAC | Com - Retail | Electric Energy (GWh/year) | Energy Efficiency | 0.036841 | 0.076926 | 0.1157 | 0.15765 | 0.20192 | 0.24943 | 0.2963 | 0.34605 | 0.3385 | 0.32975 | 0.32673 | 0.32367 | 0.32062
Scenario 4: Reference ZEAS Phase In | SDG&E | Com | HVAC | Com - Retail | Electric Energy (GWh/year) | Fuel Substitution | 4.0198e-06 | 8.4483e-06 | 1.3298e-05 | 1.858e-05 | 1.858e-05 | 1.858e-05 | 1.858e-05 | 1.858e-05 | 1.858e-05 | 1.858e-05 | 1.858e-05 | 1.858e-05 | 1.858e-05
Scenario 4: Reference ZEAS Phase In | SDG&E | Com | HVAC | Com - Retail | Gas Energy (MMTherm/year) | Energy Efficiency | 0.0006308 | 0.0013066 | 0.0020276 | 0.0027923 | 0.0035942 | 0.0044408 | 0.0047923 | 0.0051591 | 0.0051768 | 0.005185 | 0.0051902 | 0.0051931 | 0.0051946
Scenario 4: Reference ZEAS Phase In | SDG&E | Com | HVAC | Com - Retail | Gas Energy (MMTherm/year) | Fuel Substitution | 2.9766e-07 | 6.2547e-07 | 9.8433e-07 | 1.3752e-06 | 1.3752e-06 | 1.3752e-06 | 1.3752e-06 | 1.3752e-06 | 1.3752e-06 | 1.3752e-06 | 1.3752e-06 | 1.3752e-06 | 1.3752e-06
Scenario 4: Reference ZEAS Phase In | SDG&E | Com | HVAC | Com - School | Electric Demand (MW) | Energy Efficiency | 0.013155 | 0.026538 | 0.040047 | 0.053603 | 0.067192 | 0.081035 | 0.089939 | 0.099223 | 0.1091 | 0.12016 | 0.13245 | 0.14598 | 0.1607
Scenario 4: Reference ZEAS Phase In | SDG&E | Com | HVAC | Com - School | Electric Energy (GWh/year) | Energy Efficiency | 0.042983 | 0.084528 | 0.12404 | 0.16105 | 0.19534 | 0.22882 | 0.23047 | 0.23168 | 0.23365 | 0.23989 | 0.25073 | 0.26627 | 0.28647
Scenario 4: Reference ZEAS Phase In | SDG&E | Com | HVAC | Com - School | Electric Energy (GWh/year) | Fuel Substitution | 2.7371e-08 | 5.7055e-08 | 8.9048e-08 | 1.2335e-07 | 1.2335e-07 | 1.2335e-07 | 1.2335e-07 | 1.2335e-07 | 1.2335e-07 | 1.2335e-07 | 1.2335e-07 | 1.2335e-07 | 1.2335e-07
Scenario 4: Reference ZEAS Phase In | SDG&E | Com | HVAC | Com - School | Gas Energy (MMTherm/year) | Energy Efficiency | 0.0023908 | 0.0049125 | 0.0075648 | 0.010347 | 0.013272 | 0.017477 | 0.020683 | 0.024015 | 0.02748 | 0.031068 | 0.034782 | 0.038619 | 0.042572
Scenario 4: Reference ZEAS Phase In | SDG&E | Com | HVAC | Com - School | Gas Energy (MMTherm/year) | Fuel Substitution | 1.0455e-07 | 2.1792e-07 | 3.4009e-07 | 4.7106e-07 | 4.7106e-07 | 4.7106e-07 | 4.7106e-07 | 4.7106e-07 | 4.7106e-07 | 4.7106e-07 | 4.7106e-07 | 4.7106e-07 | 4.7106e-07
Scenario 4: Reference ZEAS Phase In | SDG&E | Com | HVAC | Com - Warehouse | Electric Demand (MW) | Energy Efficiency | 2.2177e-05 | 4.5897e-05 | 7.1176e-05 | 9.8079e-05 | 0.00012653 | 0.0001566 | 0.00018826 | 0.00022149 | 0.0002563 | 0.00029269 | 0.00033061 | 0.00037004 | 0.0003762
Scenario 4: Reference ZEAS Phase In | SDG&E | Com | HVAC | Com - Warehouse | Electric Energy (GWh/year) | Energy Efficiency | 6.7904e-05 | 0.00014053 | 0.00021794 | 0.00030031 | 0.00038743 | 0.00047951 | 0.00057643 | 0.0006782 | 0.00078478 | 0.00089619 | 0.0010123 | 0.001133 | 0.0011519
Scenario 4: Reference ZEAS Phase In | SDG&E | Com | HVAC | Com - Warehouse | Electric Energy (GWh/year) | Fuel Substitution | -1.0112e-05 | -2.1373e-05 | -3.3783e-05 | -4.7456e-05 | -4.7456e-05 | -4.7456e-05 | -4.7456e-05 | -4.7456e-05 | -4.7456e-05 | -4.7456e-05 | -4.7456e-05 | -4.7456e-05 | -4.7456e-05
Scenario 4: Reference ZEAS Phase In | SDG&E | Com | HVAC | Com - Warehouse | Gas Energy (MMTherm/year) | Fuel Substitution | 1.6387e-06 | 3.4612e-06 | 5.4976e-06 | 7.7379e-06 | 7.7379e-06 | 7.7379e-06 | 7.7379e-06 | 7.7379e-06 | 7.7379e-06 | 7.7379e-06 | 7.7379e-06 | 7.7379e-06 | 7.7379e-06
Scenario 4: Reference ZEAS Phase In | SDG&E | Com | Lighting | Com - College | Electric Demand (MW) | Energy Efficiency | 0 | 0.0083577 | 0.019223 | 0.030398 | 0.041783 | 0.053441 | 0.065364 | 0.07752 | 0.079907 | 0.079907 | 0.079907 | 0.079907 | 0.079907
Scenario 4: Reference ZEAS Phase In | SDG&E | Com | Lighting | Com - College | Electric Energy (GWh/year) | Energy Efficiency | 0 | 0.03258 | 0.074937 | 0.1185 | 0.16288 | 0.20832 | 0.2548 | 0.30219 | 0.31149 | 0.31149 | 0.31149 | 0.31149 | 0.31149
Scenario 4: Reference ZEAS Phase In | SDG&E | Com | Lighting | Com - College | Gas Energy (MMTherm/year) | Energy Efficiency | 0 | -0.00014631 | -0.00033653 | -0.00053215 | -0.00073147 | -0.00093556 | -0.0011443 | -0.0013571 | -0.0013989 | -0.0013989 | -0.0013989 | -0.0013989 | -0.0013989
Scenario 4: Reference ZEAS Phase In | SDG&E | Com | Lighting | Com - Grocery | Electric Demand (MW) | Energy Efficiency | 0.013669 | 0.027448 | 0.041333 | 0.055349 | 0.069463 | 0.083724 | 0.098139 | 0.1127 | 0.12739 | 0.13633 | 0.14423 | 0.15228 | 0.16048
Scenario 4: Reference ZEAS Phase In | SDG&E | Com | Lighting | Com - Grocery | Electric Energy (GWh/year) | Energy Efficiency | 0.078297 | 0.15723 | 0.23677 | 0.31707 | 0.39793 | 0.47963 | 0.56222 | 0.64566 | 0.72984 | 0.78114 | 0.82653 | 0.87277 | 0.91986
Scenario 4: Reference ZEAS Phase In | SDG&E | Com | Lighting | Com - Grocery | Gas Energy (MMTherm/year) | Energy Efficiency | -0.00093757 | -0.0018827 | -0.0028351 | -0.0037965 | -0.0047645 | -0.0057426 | -0.0067313 | -0.0077302 | -0.0087377 | -0.0093503 | -0.0098917 | -0.010443 | -0.011005
Scenario 4: Reference ZEAS Phase In | SDG&E | Com | Lighting | Com - Health | Electric Demand (MW) | Energy Efficiency | 0.031343 | 0.062857 | 0.09457 | 0.12672 | 0.15902 | 0.19139 | 0.22316 | 0.2551 | 0.28746 | 0.32057 | 0.35468 | 0.38843 | 0.42209
Scenario 4: Reference ZEAS Phase In | SDG&E | Com | Lighting | Com - Health | Electric Energy (GWh/year) | Energy Efficiency | 0.19205 | 0.38515 | 0.57947 | 0.77644 | 0.97436 | 1.1727 | 1.3674 | 1.5631 | 1.7614 | 1.9643 | 2.1733 | 2.3801 | 2.5864
Scenario 4: Reference ZEAS Phase In | SDG&E | Com | Lighting | Com - Health | Gas Energy (MMTherm/year) | Energy Efficiency | -0.0010607 | -0.0021272 | -0.0032004 | -0.0042883 | -0.0053814 | -0.0064769 | -0.0075521 | -0.0086333 | -0.0097282 | -0.010849 | -0.012003 | -0.013145 | -0.014285
Scenario 4: Reference ZEAS Phase In | SDG&E | Com | Lighting | Com - Office (Large) | Electric Demand (MW) | Energy Efficiency | 0.024004 | 0.048258 | 0.072736 | 0.097445 | 0.12231 | 0.14746 | 0.17294 | 0.19867 | 0.22451 | 0.25051 | 0.27666 | 0.30295 | 0.32941
Scenario 4: Reference ZEAS Phase In | SDG&E | Com | Lighting | Com - Office (Large) | Electric Energy (GWh/year) | Energy Efficiency | 0.1766 | 0.35504 | 0.53513 | 0.71692 | 0.89986 | 1.0849 | 1.2723 | 1.4616 | 1.6518 | 1.8431 | 2.0354 | 2.2289 | 2.4235
Scenario 4: Reference ZEAS Phase In | SDG&E | Com | Lighting | Com - Office (Large) | Gas Energy (MMTherm/year) | Energy Efficiency | -0.0001751 | -0.00035202 | -0.00053059 | -0.00071083 | -0.00089221 | -0.0010757 | -0.0012615 | -0.0014492 | -0.0016377 | -0.0018274 | -0.0020181 | -0.0022099 | -0.0024029
Scenario 4: Reference ZEAS Phase In | SDG&E | Com | Lighting | Com - Refrig. Warehouse | Electric Demand (MW) | Energy Efficiency | 3.435e-05 | 6.8973e-05 | 0.00010389 | 0.00013888 | 0.00017409 | 0.00020957 | 0.00024539 | 0.00028155 | 0.00031815 | 0.00035513 | 0.00039258 | 0.00043052 | 0.00046897
Scenario 4: Reference ZEAS Phase In | SDG&E | Com | Lighting | Com - Refrig. Warehouse | Electric Energy (GWh/year) | Energy Efficiency | 0.00030573 | 0.00061387 | 0.0009246 | 0.001236 | 0.0015494 | 0.0018651 | 0.0021838 | 0.0025056 | 0.0028313 | 0.0031604 | 0.0034936 | 0.0038312 | 0.0041732
Scenario 4: Reference ZEAS Phase In | SDG&E | Com | Lighting | Com - Restaurant | Electric Demand (MW) | Energy Efficiency | 0.008696 | 0.017277 | 0.025769 | 0.034157 | 0.043484 | 0.052887 | 0.062378 | 0.071958 | 0.081617 | 0.091359 | 0.10119 | 0.11111 | 0.12112
Scenario 4: Reference ZEAS Phase In | SDG&E | Com | Lighting | Com - Restaurant | Electric Energy (GWh/year) | Energy Efficiency | 0.054414 | 0.10811 | 0.16125 | 0.21373 | 0.27209 | 0.33093 | 0.39031 | 0.45025 | 0.51068 | 0.57164 | 0.63314 | 0.6952 | 0.75782
Scenario 4: Reference ZEAS Phase In | SDG&E | Com | Lighting | Com - Restaurant | Gas Energy (MMTherm/year) | Energy Efficiency | -0.00016638 | -0.00033056 | -0.00049304 | -0.00065352 | -0.00083198 | -0.0010119 | -0.0011935 | -0.0013768 | -0.0015616 | -0.001748 | -0.0019361 | -0.0021258 | -0.0023174
Scenario 4: Reference ZEAS Phase In | SDG&E | Com | Lighting | Com - Retail | Electric Demand (MW) | Energy Efficiency | 0.058115 | 0.11559 | 0.17251 | 0.2288 | 0.28426 | 0.33919 | 0.39351 | 0.44725 | 0.50047 | 0.5533 | 0.60575 | 0.65794 | 0.70991
Scenario 4: Reference ZEAS Phase In | SDG&E | Com | Lighting | Com - Retail | Electric Energy (GWh/year) | Energy Efficiency | 0.36207 | 0.72017 | 1.0748 | 1.4254 | 1.771 | 2.1132 | 2.4516 | 2.7864 | 3.118 | 3.4471 | 3.7739 | 4.099 | 4.4228
Scenario 4: Reference ZEAS Phase In | SDG&E | Com | Lighting | Com - Retail | Gas Energy (MMTherm/year) | Energy Efficiency | -0.00054337 | -0.0010808 | -0.001613 | -0.0021392 | -0.0026578 | -0.0031714 | -0.0036793 | -0.0041817 | -0.0046794 | -0.0051733 | -0.0056637 | -0.0061516 | -0.0066376
Scenario 4: Reference ZEAS Phase In | SDG&E | Com | Lighting | Com - Warehouse | Electric Demand (MW) | Energy Efficiency | 0.00062192 | 0.0012597 | 0.0019134 | 0.0025845 | 0.0032704 | 0.0039727 | 0.0046903 | 0.005423 | 0.0055588 | 0.0055588 | 0.0055588 | 0.0055588 | 0.0055588
Scenario 4: Reference ZEAS Phase In | SDG&E | Com | Lighting | Com - Warehouse | Electric Energy (GWh/year) | Energy Efficiency | 0.0051613 | 0.010454 | 0.015879 | 0.021449 | 0.027141 | 0.032969 | 0.038924 | 0.045005 | 0.046132 | 0.046132 | 0.046132 | 0.046132 | 0.046132
Scenario 4: Reference ZEAS Phase In | SDG&E | Com | Lighting | Com - Warehouse | Gas Energy (MMTherm/year) | Energy Efficiency | -1.7241e-05 | -3.4923e-05 | -5.3043e-05 | -7.1649e-05 | -9.0662e-05 | -0.00011013 | -0.00013003 | -0.00015034 | -0.0001541 | -0.0001541 | -0.0001541 | -0.0001541 | -0.0001541
Scenario 4: Reference ZEAS Phase In | SDG&E | Com | WaterHeat | Com - College | Electric Demand (MW) | Energy Efficiency | 0.0068181 | 0.014278 | 0.022417 | 0.031262 | 0.040781 | 0.05103 | 0.062012 | 0.073742 | 0.086236 | 0.099519 | 0.11359 | 0.1286 | 0.14445
Scenario 4: Reference ZEAS Phase In | SDG&E | Com | WaterHeat | Com - College | Electric Demand (MW) | Fuel Substitution | 0 | 0 | 0.089215 | 0.29848 | 0.65722 | 1.0556 | 1.5017 | 2.0077 | 2.5702 | 3.1863 | 3.8434 | 4.532 | 5.2452
Scenario 4: Reference ZEAS Phase In | SDG&E | Com | WaterHeat | Com - College | Electric Energy (GWh/year) | Energy Efficiency | 0.02586 | 0.054152 | 0.085025 | 0.11857 | 0.15468 | 0.19355 | 0.2352 | 0.27969 | 0.32708 | 0.37746 | 0.43082 | 0.48774 | 0.54787
Scenario 4: Reference ZEAS Phase In | SDG&E | Com | WaterHeat | Com - College | Electric Energy (GWh/year) | Fuel Substitution | -0.69917 | -1.4757 | -2.092 | -1.8963 | -0.62747 | 0.78763 | 2.5625 | 4.5759 | 6.8139 | 9.2656 | 11.88 | 14.6199 | 17.4578
Scenario 4: Reference ZEAS Phase In | SDG&E | Com | WaterHeat | Com - College | Gas Energy (MMTherm/year) | Energy Efficiency | 0.0072489 | 0.014607 | 0.021183 | 0.0277 | 0.03052 | 0.033415 | 0.033388 | 0.033357 | 0.029513 | 0.025679 | 0.025621 | 0.025598 | 0.029346
Scenario 4: Reference ZEAS Phase In | SDG&E | Com | WaterHeat | Com - College | Gas Energy (MMTherm/year) | Fuel Substitution | 0.079781 | 0.16834 | 0.27855 | 0.35238 | 0.37403 | 0.39726 | 0.39726 | 0.39726 | 0.39726 | 0.39726 | 0.39726 | 0.39726 | 0.39726
Scenario 4: Reference ZEAS Phase In | SDG&E | Com | WaterHeat | Com - Grocery | Electric Demand (MW) | Energy Efficiency | 0.017479 | 0.036639 | 0.057504 | 0.080138 | 0.10452 | 0.13076 | 0.1589 | 0.18896 | 0.22095 | 0.25493 | 0.29093 | 0.32898 | 0.36916
Scenario 4: Reference ZEAS Phase In | SDG&E | Com | WaterHeat | Com - Grocery | Electric Energy (GWh/year) | Energy Efficiency | 0.091792 | 0.19242 | 0.30199 | 0.42085 | 0.54891 | 0.68672 | 0.83448 | 0.99237 | 1.1604 | 1.3388 | 1.5278 | 1.7277 | 1.9387
Scenario 4: Reference ZEAS Phase In | SDG&E | Com | WaterHeat | Com - Grocery | Electric Energy (GWh/year) | Fuel Substitution | -0.029577 | -0.061849 | -0.096827 | -0.13457 | -0.17514 | -0.2186 | -0.2186 | -0.2186 | -0.2186 | -0.2186 | -0.2186 | -0.2186 | -0.2186
Scenario 4: Reference ZEAS Phase In | SDG&E | Com | WaterHeat | Com - Grocery | Gas Energy (MMTherm/year) | Energy Efficiency | 0.0046305 | 0.0092661 | 0.013904 | 0.018506 | 0.02023 | 0.021981 | 0.021955 | 0.021928 | 0.019191 | 0.016482 | 0.016432 | 0.016407 | 0.019065
Scenario 4: Reference ZEAS Phase In | SDG&E | Com | WaterHeat | Com - Grocery | Gas Energy (MMTherm/year) | Fuel Substitution | 0.0040071 | 0.0083796 | 0.013118 | 0.018232 | 0.023728 | 0.029617 | 0.029617 | 0.029617 | 0.029617 | 0.029617 | 0.029617 | 0.029617 | 0.029617
Scenario 4: Reference ZEAS Phase In | SDG&E | Com | WaterHeat | Com - Health | Electric Demand (MW) | Energy Efficiency | 0.021796 | 0.04568 | 0.071735 | 0.10014 | 0.13072 | 0.16345 | 0.1977 | 0.23418 | 0.27314 | 0.31501 | 0.36016 | 0.40709 | 0.45611
Scenario 4: Reference ZEAS Phase In | SDG&E | Com | WaterHeat | Com - Health | Electric Demand (MW) | Fuel Substitution | 0 | 0 | 0.11089 | 0.37249 | 0.82341 | 1.3266 | 1.8929 | 2.5387 | 3.258 | 4.0493 | 4.8968 | 5.7873 | 6.7115
Scenario 4: Reference ZEAS Phase In | SDG&E | Com | WaterHeat | Com - Health | Electric Energy (GWh/year) | Energy Efficiency | 0.18107 | 0.37948 | 0.59594 | 0.83188 | 1.086 | 1.3579 | 1.6425 | 1.9455 | 2.2692 | 2.617 | 2.9921 | 3.382 | 3.7892
Scenario 4: Reference ZEAS Phase In | SDG&E | Com | WaterHeat | Com - Health | Electric Energy (GWh/year) | Fuel Substitution | -1.9124 | -4.0412 | -5.7403 | -5.2757 | -1.9208 | 1.8453 | 6.7707 | 12.3883 | 18.6453 | 25.5284 | 32.9001 | 40.6465 | 48.6861
Scenario 4: Reference ZEAS Phase In | SDG&E | Com | WaterHeat | Com - Health | Gas Energy (MMTherm/year) | Energy Efficiency | 0.015584 | 0.031521 | 0.045501 | 0.059594 | 0.06907 | 0.0787 | 0.078742 | 0.078779 | 0.073777 | 0.06877 | 0.068743 | 0.068789 | 0.073793
Scenario 4: Reference ZEAS Phase In | SDG&E | Com | WaterHeat | Com - Health | Gas Energy (MMTherm/year) | Fuel Substitution | 0.2213 | 0.46748 | 0.77354 | 0.98717 | 1.0655 | 1.1499 | 1.1499 | 1.1499 | 1.1499 | 1.1499 | 1.1499 | 1.1499 | 1.1499
Scenario 4: Reference ZEAS Phase In | SDG&E | Com | WaterHeat | Com - Lodging | Electric Demand (MW) | Energy Efficiency | 0.005191 | 0.010813 | 0.016912 | 0.023486 | 0.030479 | 0.037942 | 0.045658 | 0.053832 | 0.06247 | 0.07158 | 0.081148 | 0.091177 | 0.10169
Scenario 4: Reference ZEAS Phase In | SDG&E | Com | WaterHeat | Com - Lodging | Electric Demand (MW) | Fuel Substitution | 0 | 0 | 0.14481 | 0.48442 | 1.0665 | 1.7127 | 2.4334 | 3.2505 | 4.1533 | 5.1399 | 6.1893 | 7.2859 | 8.4188
Scenario 4: Reference ZEAS Phase In | SDG&E | Com | WaterHeat | Com - Lodging | Electric Energy (GWh/year) | Energy Efficiency | 0.042061 | 0.087614 | 0.13703 | 0.1903 | 0.24698 | 0.30746 | 0.37002 | 0.43628 | 0.50632 | 0.58017 | 0.65775 | 0.73905 | 0.82428
Scenario 4: Reference ZEAS Phase In | SDG&E | Com | WaterHeat | Com - Lodging | Electric Energy (GWh/year) | Fuel Substitution | -2.6239 | -5.5271 | -7.8811 | -7.4555 | -3.3525 | 1.236 | 7.3496 | 14.281 | 21.9383 | 30.3072 | 39.209 | 48.5117 | 58.1217
Scenario 4: Reference ZEAS Phase In | SDG&E | Com | WaterHeat | Com - Lodging | Gas Energy (MMTherm/year) | Energy Efficiency | 0.079567 | 0.16009 | 0.23893 | 0.31842 | 0.39268 | 0.4683 | 0.46786 | 0.46744 | 0.45801 | 0.44869 | 0.44442 | 0.44064 | 0.44246
Scenario 4: Reference ZEAS Phase In | SDG&E | Com | WaterHeat | Com - Lodging | Gas Energy (MMTherm/year) | Fuel Substitution | 0.29834 | 0.62821 | 1.0325 | 1.3173 | 1.4297 | 1.55 | 1.55 | 1.55 | 1.55 | 1.55 | 1.55 | 1.55 | 1.55
Scenario 4: Reference ZEAS Phase In | SDG&E | Com | WaterHeat | Com - Office (Large) | Electric Demand (MW) | Energy Efficiency | 0.004563 | 0.0095267 | 0.014896 | 0.020674 | 0.02685 | 0.033455 | 0.040497 | 0.047975 | 0.055861 | 0.06417 | 0.0729 | 0.082058 | 0.091651
Scenario 4: Reference ZEAS Phase In | SDG&E | Com | WaterHeat | Com - Office (Large) | Electric Demand (MW) | Fuel Substitution | 0 | 0 | 0.012097 | 0.04009 | 0.087489 | 0.13955 | 0.19841 | 0.26496 | 0.33928 | 0.42026 | 0.50607 | 0.59531 | 0.68697
Scenario 4: Reference ZEAS Phase In | SDG&E | Com | WaterHeat | Com - Office (Large) | Electric Energy (GWh/year) | Energy Efficiency | 0.082364 | 0.17196 | 0.26889 | 0.37318 | 0.48467 | 0.60391 | 0.73101 | 0.86597 | 1.0083 | 1.1583 | 1.3158 | 1.4811 | 1.6543
Scenario 4: Reference ZEAS Phase In | SDG&E | Com | WaterHeat | Com - Office (Large) | Electric Energy (GWh/year) | Fuel Substitution | -0.40101 | -0.84282 | -1.1836 | -0.9985 | -0.13655 | 0.81113 | 1.9261 | 3.1865 | 4.5941 | 6.1279 | 7.753 | 9.4433 | 11.1795
Scenario 4: Reference ZEAS Phase In | SDG&E | Com | WaterHeat | Com - Office (Large) | Gas Energy (MMTherm/year) | Energy Efficiency | 0.015398 | 0.030557 | 0.044757 | 0.058599 | 0.063906 | 0.069373 | 0.067924 | 0.06651 | 0.059685 | 0.053218 | 0.051885 | 0.050613 | 0.054789
Scenario 4: Reference ZEAS Phase In | SDG&E | Com | WaterHeat | Com - Office (Large) | Gas Energy (MMTherm/year) | Fuel Substitution | 0.044888 | 0.094335 | 0.15795 | 0.19688 | 0.20181 | 0.20708 | 0.20708 | 0.20708 | 0.20708 | 0.20708 | 0.20708 | 0.20708 | 0.20708
Scenario 4: Reference ZEAS Phase In | SDG&E | Com | WaterHeat | Com - Office (Small) | Electric Demand (MW) | Energy Efficiency | 0.00027382 | 0.00057243 | 0.00089638 | 0.0012458 | 0.0016208 | 0.0020218 | 0.0024492 | 0.0029032 | 0.0033839 | 0.0038915 | 0.0044263 | 0.0049886 | 0.0055785
Scenario 4: Reference ZEAS Phase In | SDG&E | Com | WaterHeat | Com - Office (Small) | Electric Demand (MW) | Fuel Substitution | 0 | 0 | 0.00086484 | 0.0028803 | 0.0063146 | 0.010107 | 0.014331 | 0.019091 | 0.024354 | 0.030085 | 0.036163 | 0.042498 | 0.049024
Scenario 4: Reference ZEAS Phase In | SDG&E | Com | WaterHeat | Com - Office (Small) | Electric Energy (GWh/year) | Energy Efficiency | 0.029233 | 0.061114 | 0.095702 | 0.133 | 0.17304 | 0.21587 | 0.2615 | 0.30997 | 0.36129 | 0.41549 | 0.47259 | 0.53263 | 0.59562
Scenario 4: Reference ZEAS Phase In | SDG&E | Com | WaterHeat | Com - Office (Small) | Electric Energy (GWh/year) | Fuel Substitution | -0.17698 | -0.3727 | -0.52157 | -0.44572 | -0.076738 | 0.33132 | 0.80396 | 1.3368 | 1.9258 | 2.5672 | 3.2475 | 3.9564 | 4.6868
Scenario 4: Reference ZEAS Phase In | SDG&E | Com | WaterHeat | Com - Office (Small) | Gas Energy (MMTherm/year) | Energy Efficiency | 0.0067112 | 0.013391 | 0.019858 | 0.026267 | 0.026125 | 0.025889 | 0.025639 | 0.025378 | 0.019035 | 0.012756 | 0.012415 | 0.012118 | 0.017829
Scenario 4: Reference ZEAS Phase In | SDG&E | Com | WaterHeat | Com - Office (Small) | Gas Energy (MMTherm/year) | Fuel Substitution | 0.019633 | 0.041341 | 0.06853 | 0.085262 | 0.087348 | 0.089576 | 0.089576 | 0.089576 | 0.089576 | 0.089576 | 0.089576 | 0.089576 | 0.089576
Scenario 4: Reference ZEAS Phase In | SDG&E | Com | WaterHeat | Com - Other | Electric Demand (MW) | Energy Efficiency | 0.13271 | 0.27868 | 0.43842 | 0.61222 | 0.80007 | 1.0027 | 1.2205 | 1.4537 | 1.7025 | 1.9676 | 2.2489 | 2.5471 | 2.8626
Scenario 4: Reference ZEAS Phase In | SDG&E | Com | WaterHeat | Com - Other | Electric Demand (MW) | Fuel Substitution | 0 | 0 | 0.46817 | 1.5649 | 3.4439 | 5.5303 | 7.8757 | 10.5392 | 13.5108 | 16.7696 | 20.2467 | 23.8901 | 27.6618
Scenario 4: Reference ZEAS Phase In | SDG&E | Com | WaterHeat | Com - Other | Electric Energy (GWh/year) | Energy Efficiency | 0.85648 | 1.7985 | 2.8294 | 3.951 | 5.1633 | 6.4711 | 7.8765 | 9.3814 | 10.9876 | 12.6979 | 14.5138 | 16.438 | 18.4739
Scenario 4: Reference ZEAS Phase In | SDG&E | Com | WaterHeat | Com - Other | Electric Energy (GWh/year) | Fuel Substitution | -6.6508 | -14.0286 | -20.0455 | -18.7653 | -7.8408 | 4.3536 | 20.2377 | 38.2768 | 58.4022 | 80.4731 | 104.0222 | 128.6977 | 154.2427
Scenario 4: Reference ZEAS Phase In | SDG&E | Com | WaterHeat | Com - Other | Gas Energy (MMTherm/year) | Energy Efficiency | 0.028112 | 0.056877 | 0.078306 | 0.099221 | 0.10742 | 0.1158 | 0.1158 | 0.11579 | 0.10276 | 0.0898 | 0.089301 | 0.089281 | 0.10177
Scenario 4: Reference ZEAS Phase In | SDG&E | Com | WaterHeat | Com - Other | Gas Energy (MMTherm/year) | Fuel Substitution | 0.74315 | 1.5671 | 2.5876 | 3.2862 | 3.5234 | 3.7783 | 3.7783 | 3.7783 | 3.7783 | 3.7783 | 3.7783 | 3.7783 | 3.7783
Scenario 4: Reference ZEAS Phase In | SDG&E | Com | WaterHeat | Com - Refrig. Warehouse | Electric Demand (MW) | Energy Efficiency | 8.8045e-05 | 0.00018432 | 0.00028901 | 0.00040169 | 0.0005228 | 0.00065256 | 0.00079135 | 0.00093935 | 0.001097 | 0.0012643 | 0.0014418 | 0.0016297 | 0.0018284
Scenario 4: Reference ZEAS Phase In | SDG&E | Com | WaterHeat | Com - Refrig. Warehouse | Electric Demand (MW) | Fuel Substitution | 0 | 0 | 7.9589e-05 | 0.00026596 | 0.00058509 | 0.0009391 | 0.0013294 | 0.0017711 | 0.0022572 | 0.0027868 | 0.0033497 | 0.0039379 | 0.0045455
Scenario 4: Reference ZEAS Phase In | SDG&E | Com | WaterHeat | Com - Refrig. Warehouse | Electric Energy (GWh/year) | Energy Efficiency | 0.0010122 | 0.0021191 | 0.0033227 | 0.0046182 | 0.0060106 | 0.0075024 | 0.0090981 | 0.0108 | 0.012612 | 0.014536 | 0.016576 | 0.018737 | 0.021021
Scenario 4: Reference ZEAS Phase In | SDG&E | Com | WaterHeat | Com - Refrig. Warehouse | Electric Energy (GWh/year) | Fuel Substitution | -0.0020178 | -0.0042403 | -0.0059664 | -0.0055671 | -0.0023674 | 0.0012103 | 0.0059127 | 0.011234 | 0.01709 | 0.02347 | 0.030251 | 0.037337 | 0.044659
Scenario 4: Reference ZEAS Phase In | SDG&E | Com | WaterHeat | Com - Refrig. Warehouse | Gas Energy (MMTherm/year) | Energy Efficiency | 6.4719e-06 | 1.3203e-05 | 1.8371e-05 | 2.3651e-05 | 2.9063e-05 | 3.4615e-05 | 3.4615e-05 | 0.0001548 | 0.0001548 | 0.0001548 | 0.00027418 | 0.00027303 | 0.00039167
Scenario 4: Reference ZEAS Phase In | SDG&E | Com | WaterHeat | Com - Refrig. Warehouse | Gas Energy (MMTherm/year) | Fuel Substitution | 0.00023765 | 0.00049918 | 0.00081319 | 0.0010352 | 0.0011251 | 0.0012209 | 0.0012209 | 0.0012209 | 0.0012209 | 0.0012209 | 0.0012209 | 0.0012209 | 0.0012209
Scenario 4: Reference ZEAS Phase In | SDG&E | Com | WaterHeat | Com - Restaurant | Electric Demand (MW) | Energy Efficiency | 0.039244 | 0.08135 | 0.12642 | 0.17421 | 0.23133 | 0.29265 | 0.35827 | 0.4283 | 0.50273 | 0.58167 | 0.66521 | 0.75343 | 0.8464
Scenario 4: Reference ZEAS Phase In | SDG&E | Com | WaterHeat | Com - Restaurant | Electric Demand (MW) | Fuel Substitution | 0 | 0 | 0.45727 | 1.5211 | 3.3319 | 5.3307 | 7.5421 | 10.0372 | 12.7997 | 15.814 | 19.017 | 22.3616 | 25.8135
Scenario 4: Reference ZEAS Phase In | SDG&E | Com | WaterHeat | Com - Restaurant | Electric Energy (GWh/year) | Energy Efficiency | 0.20136 | 0.4174 | 0.64868 | 0.89388 | 1.187 | 1.5017 | 1.8384 | 2.1978 | 2.5798 | 2.9848 | 3.4135 | 3.8662 | 4.3434
Scenario 4: Reference ZEAS Phase In | SDG&E | Com | WaterHeat | Com - Restaurant | Electric Energy (GWh/year) | Fuel Substitution | -4.1197 | -8.6621 | -11.8032 | -9.4409 | 0.057748 | 10.5504 | 22.4427 | 35.8603 | 50.7165 | 66.9268 | 84.1517 | 102.138 | 120.7014
Scenario 4: Reference ZEAS Phase In | SDG&E | Com | WaterHeat | Com - Restaurant | Gas Energy (MMTherm/year) | Energy Efficiency | 0.0096483 | 0.019464 | 0.02451 | 0.029556 | 0.034902 | 0.040314 | 0.040539 | 0.042732 | 0.043042 | 0.043398 | 0.045505 | 0.045672 | 0.047746
Scenario 4: Reference ZEAS Phase In | SDG&E | Com | WaterHeat | Com - Restaurant | Gas Energy (MMTherm/year) | Fuel Substitution | 0.478 | 1.0049 | 1.6535 | 2.0456 | 2.0807 | 2.1183 | 2.1183 | 2.1183 | 2.1183 | 2.1183 | 2.1183 | 2.1183 | 2.1183
Scenario 4: Reference ZEAS Phase In | SDG&E | Com | WaterHeat | Com - Retail | Electric Demand (MW) | Energy Efficiency | 0.0088091 | 0.018244 | 0.028303 | 0.038738 | 0.049739 | 0.061325 | 0.073466 | 0.086146 | 0.099225 | 0.11285 | 0.12701 | 0.14185 | 0.15723
Scenario 4: Reference ZEAS Phase In | SDG&E | Com | WaterHeat | Com - Retail | Electric Demand (MW) | Fuel Substitution | 0 | 0 | 0.017515 | 0.058308 | 0.12777 | 0.2044 | 0.28814 | 0.38205 | 0.48438 | 0.59446 | 0.7105 | 0.83087 | 0.95449
Scenario 4: Reference ZEAS Phase In | SDG&E | Com | WaterHeat | Com - Retail | Electric Energy (GWh/year) | Energy Efficiency | 0.05438 | 0.11272 | 0.17501 | 0.24035 | 0.30921 | 0.38173 | 0.4577 | 0.53703 | 0.61927 | 0.70489 | 0.79385 | 0.88661 | 0.98276
Scenario 4: Reference ZEAS Phase In | SDG&E | Com | WaterHeat | Com - Retail | Electric Energy (GWh/year) | Fuel Substitution | -0.20275 | -0.42647 | -0.58837 | -0.48317 | -0.030336 | 0.46928 | 1.0179 | 1.6333 | 2.3037 | 3.0249 | 3.7852 | 4.5738 | 5.3838
Scenario 4: Reference ZEAS Phase In | SDG&E | Com | WaterHeat | Com - Retail | Gas Energy (MMTherm/year) | Energy Efficiency | 0.012263 | 0.024487 | 0.03642 | 0.048271 | 0.04803 | 0.047761 | 0.047471 | 0.047161 | 0.035364 | 0.023643 | 0.023273 | 0.0229 | 0.033969
Scenario 4: Reference ZEAS Phase In | SDG&E | Com | WaterHeat | Com - Retail | Gas Energy (MMTherm/year) | Fuel Substitution | 0.022074 | 0.04643 | 0.07654 | 0.094205 | 0.094514 | 0.094842 | 0.094842 | 0.094842 | 0.094842 | 0.094842 | 0.094842 | 0.094842 | 0.094842
Scenario 4: Reference ZEAS Phase In | SDG&E | Com | WaterHeat | Com - School | Electric Demand (MW) | Energy Efficiency | 0.0054219 | 0.011355 | 0.017823 | 0.024823 | 0.032371 | 0.04047 | 0.049123 | 0.058348 | 0.06816 | 0.078568 | 0.089585 | 0.10122 | 0.11349
Scenario 4: Reference ZEAS Phase In | SDG&E | Com | WaterHeat | Com - School | Electric Demand (MW) | Fuel Substitution | 0 | 0 | 0.045238 | 0.15023 | 0.32842 | 0.52454 | 0.74649 | 0.99779 | 1.2791 | 1.5864 | 1.913 | 2.2537 | 2.6048
Scenario 4: Reference ZEAS Phase In | SDG&E | Com | WaterHeat | Com - School | Electric Energy (GWh/year) | Energy Efficiency | 0.07361 | 0.15416 | 0.242 | 0.33705 | 0.43955 | 0.54953 | 0.66702 | 0.79228 | 0.92551 | 1.0668 | 1.2164 | 1.3744 | 1.541
Scenario 4: Reference ZEAS Phase In | SDG&E | Com | WaterHeat | Com - School | Electric Energy (GWh/year) | Fuel Substitution | -1.1273 | -2.3737 | -3.3328 | -2.8179 | -0.39657 | 2.2716 | 5.4335 | 9.0135 | 13.0214 | 17.3993 | 22.0517 | 26.9057 | 31.9072
Scenario 4: Reference ZEAS Phase In | SDG&E | Com | WaterHeat | Com - School | Gas Energy (MMTherm/year) | Energy Efficiency | 0.010064 | 0.020196 | 0.028249 | 0.036173 | 0.039767 | 0.043448 | 0.042935 | 0.042428 | 0.038707 | 0.035127 | 0.034627 | 0.034156 | 0.036893
Scenario 4: Reference ZEAS Phase In | SDG&E | Com | WaterHeat | Com - School | Gas Energy (MMTherm/year) | Fuel Substitution | 0.12921 | 0.27204 | 0.45541 | 0.56856 | 0.58428 | 0.60115 | 0.60115 | 0.60115 | 0.60115 | 0.60115 | 0.60115 | 0.60115 | 0.60115
Scenario 4: Reference ZEAS Phase In | SDG&E | Com | WaterHeat | Com - Warehouse | Electric Demand (MW) | Energy Efficiency | 0.0005534 | 0.001125 | 0.0017177 | 0.0021149 | 0.0025516 | 0.0030287 | 0.0035456 | 0.0041025 | 0.004549 | 0.0050407 | 0.005577 | 0.006309 | 0.0070824
Scenario 4: Reference ZEAS Phase In | SDG&E | Com | WaterHeat | Com - Warehouse | Electric Demand (MW) | Fuel Substitution | 0 | 0 | 0.00024235 | 0.00081051 | 0.0017846 | 0.0028668 | 0.0040747 | 0.0054443 | 0.0069631 | 0.0086258 | 0.010398 | 0.012253 | 0.014173
Scenario 4: Reference ZEAS Phase In | SDG&E | Com | WaterHeat | Com - Warehouse | Electric Energy (GWh/year) | Energy Efficiency | 0.0095215 | 0.019849 | 0.031014 | 0.042366 | 0.05464 | 0.06788 | 0.082083 | 0.097276 | 0.113 | 0.12977 | 0.1476 | 0.16697 | 0.18744
Scenario 4: Reference ZEAS Phase In | SDG&E | Com | WaterHeat | Com - Warehouse | Electric Energy (GWh/year) | Fuel Substitution | -0.015966 | -0.033631 | -0.048399 | -0.047822 | -0.026889 | -0.0033941 | 0.030151 | 0.068187 | 0.11037 | 0.15655 | 0.20576 | 0.25728 | 0.31061
Scenario 4: Reference ZEAS Phase In | SDG&E | Com | WaterHeat | Com - Warehouse | Gas Energy (MMTherm/year) | Energy Efficiency | 0.0097711 | 0.019569 | 0.029373 | 0.038926 | 0.039232 | 0.039529 | 0.039568 | 0.039597 | 0.030007 | 0.020409 | 0.020207 | 0.020207 | 0.029596
Scenario 4: Reference ZEAS Phase In | SDG&E | Com | WaterHeat | Com - Warehouse | Gas Energy (MMTherm/year) | Fuel Substitution | 0.0018245 | 0.0038416 | 0.0062815 | 0.0080526 | 0.0088553 | 0.0097159 | 0.0097159 | 0.0097159 | 0.0097159 | 0.0097159 | 0.0097159 | 0.0097159 | 0.0097159
Scenario 4: Reference ZEAS Phase In | SDG&E | Com | WholeBlg | Com - College | Electric Demand (MW) | Energy Efficiency | 0.031626 | 0.064258 | 0.097959 | 0.13294 | 0.16935 | 0.20686 | 0.24604 | 0.28686 | 0.32563 | 0.34029 | 0.35394 | 0.36803 | 0.38166
Scenario 4: Reference ZEAS Phase In | SDG&E | Com | WholeBlg | Com - College | Electric Energy (GWh/year) | Energy Efficiency | 0.28821 | 0.58559 | 0.89271 | 1.2115 | 1.5433 | 1.8854 | 2.2427 | 2.6149 | 2.9684 | 3.1019 | 3.2263 | 3.3548 | 3.479
Scenario 4: Reference ZEAS Phase In | SDG&E | Com | WholeBlg | Com - College | Gas Energy (MMTherm/year) | Energy Efficiency | 0.0032688 | 0.0065294 | 0.0097743 | 0.012688 | 0.014504 | 0.014431 | 0.014343 | 0.014238 | 0.014114 | 0.013985 | 0.01385 | 0.013709 | 0.013602
Scenario 4: Reference ZEAS Phase In | SDG&E | Com | WholeBlg | Com - Grocery | Electric Demand (MW) | Energy Efficiency | 0.076189 | 0.15465 | 0.23555 | 0.31935 | 0.40639 | 0.49589 | 0.58886 | 0.68534 | 0.77648 | 0.80895 | 0.83862 | 0.86904 | 0.89653
Scenario 4: Reference ZEAS Phase In | SDG&E | Com | WholeBlg | Com - Grocery | Electric Energy (GWh/year) | Energy Efficiency | 0.69432 | 1.4093 | 2.1466 | 2.9103 | 3.7035 | 4.5196 | 5.3674 | 6.2473 | 7.0782 | 7.374 | 7.6445 | 7.9218 | 8.1724
Scenario 4: Reference ZEAS Phase In | SDG&E | Com | WholeBlg | Com - Grocery | Gas Energy (MMTherm/year) | Energy Efficiency | 0.0011322 | 0.0022779 | 0.0034353 | 0.0044959 | 0.0051924 | 0.0052445 | 0.0052907 | 0.0053304 | 0.0053639 | 0.0053925 | 0.0054202 | 0.0054465 | 0.0054683
Scenario 4: Reference ZEAS Phase In | SDG&E | Com | WholeBlg | Com - Health | Electric Demand (MW) | Energy Efficiency | 0.088077 | 0.17873 | 0.27206 | 0.36855 | 0.46847 | 0.57081 | 0.67692 | 0.78658 | 0.8895 | 0.92432 | 0.95558 | 0.98735 | 1.0188
Scenario 4: Reference ZEAS Phase In | SDG&E | Com | WholeBlg | Com - Health | Electric Energy (GWh/year) | Energy Efficiency | 0.80266 | 1.6288 | 2.4793 | 3.3586 | 4.2692 | 5.2025 | 6.1701 | 7.1701 | 8.1085 | 8.4257 | 8.7107 | 9.0003 | 9.2872
Scenario 4: Reference ZEAS Phase In | SDG&E | Com | WholeBlg | Com - Health | Gas Energy (MMTherm/year) | Energy Efficiency | 0.0054812 | 0.011079 | 0.016781 | 0.02206 | 0.025615 | 0.026061 | 0.026445 | 0.026766 | 0.027033 | 0.027252 | 0.02747 | 0.027689 | 0.027875
Scenario 4: Reference ZEAS Phase In | SDG&E | Com | WholeBlg | Com - Lodging | Electric Demand (MW) | Energy Efficiency | 0.044237 | 0.089512 | 0.13588 | 0.18364 | 0.23289 | 0.28316 | 0.33512 | 0.3887 | 0.43868 | 0.4542 | 0.46779 | 0.4815 | 0.49499
Scenario 4: Reference ZEAS Phase In | SDG&E | Com | WholeBlg | Com - Lodging | Electric Energy (GWh/year) | Energy Efficiency | 0.40314 | 0.81573 | 1.2383 | 1.6735 | 2.1224 | 2.5807 | 3.0546 | 3.5432 | 3.9989 | 4.1403 | 4.2642 | 4.3892 | 4.5121
Scenario 4: Reference ZEAS Phase In | SDG&E | Com | WholeBlg | Com - Lodging | Gas Energy (MMTherm/year) | Energy Efficiency | 0.0040204 | 0.0080692 | 0.012139 | 0.015844 | 0.018235 | 0.018324 | 0.018392 | 0.018433 | 0.018449 | 0.018453 | 0.01845 | 0.01844 | 0.018435
Scenario 4: Reference ZEAS Phase In | SDG&E | Com | WholeBlg | Com - Office (Large) | Electric Demand (MW) | Energy Efficiency | 0.15161 | 0.3067 | 0.4654 | 0.62844 | 0.79624 | 0.96711 | 1.1436 | 1.3253 | 1.4944 | 1.545 | 1.5887 | 1.6328 | 1.6783
Scenario 4: Reference ZEAS Phase In | SDG&E | Com | WholeBlg | Com - Office (Large) | Electric Energy (GWh/year) | Energy Efficiency | 1.3816 | 2.795 | 4.2412 | 5.727 | 7.2563 | 8.8144 | 10.4238 | 12.081 | 13.6225 | 14.0837 | 14.4823 | 14.8843 | 15.2985
Scenario 4: Reference ZEAS Phase In | SDG&E | Com | WholeBlg | Com - Office (Large) | Gas Energy (MMTherm/year) | Energy Efficiency | 0.0069284 | 0.013889 | 0.020865 | 0.027188 | 0.031225 | 0.031287 | 0.031325 | 0.031331 | 0.031307 | 0.031287 | 0.031262 | 0.031228 | 0.031203
Scenario 4: Reference ZEAS Phase In | SDG&E | Com | WholeBlg | Com - Office (Small) | Electric Demand (MW) | Energy Efficiency | 0.045435 | 0.091732 | 0.13896 | 0.18739 | 0.23717 | 0.28781 | 0.34001 | 0.39371 | 0.44357 | 0.45808 | 0.47068 | 0.48355 | 0.49621
Scenario 4: Reference ZEAS Phase In | SDG&E | Com | WholeBlg | Com - Office (Small) | Electric Energy (GWh/year) | Energy Efficiency | 0.41405 | 0.83596 | 1.2664 | 1.7077 | 2.1614 | 2.6232 | 3.0992 | 3.5889 | 4.0435 | 4.1756 | 4.2905 | 4.4078 | 4.5233
Scenario 4: Reference ZEAS Phase In | SDG&E | Com | WholeBlg | Com - Office (Small) | Gas Energy (MMTherm/year) | Energy Efficiency | 0.00060879 | 0.0012255 | 0.0018491 | 0.0024215 | 0.0027988 | 0.0028296 | 0.002856 | 0.002878 | 0.0028958 | 0.0029098 | 0.0029228 | 0.0029351 | 0.0029454
Scenario 4: Reference ZEAS Phase In | SDG&E | Com | WholeBlg | Com - Other | Electric Demand (MW) | Energy Efficiency | 0.080177 | 0.16242 | 0.24682 | 0.33389 | 0.42388 | 0.51593 | 0.61147 | 0.71031 | 0.80302 | 0.83368 | 0.86112 | 0.88909 | 0.91772
Scenario 4: Reference ZEAS Phase In | SDG&E | Com | WholeBlg | Com - Other | Electric Energy (GWh/year) | Energy Efficiency | 0.73066 | 1.4801 | 2.2493 | 3.0427 | 3.8629 | 4.7023 | 5.5735 | 6.4749 | 7.3202 | 7.5995 | 7.8496 | 8.1046 | 8.3655
Scenario 4: Reference ZEAS Phase In | SDG&E | Com | WholeBlg | Com - Other | Gas Energy (MMTherm/year) | Energy Efficiency | 0.0090077 | 0.018133 | 0.027361 | 0.035829 | 0.04141 | 0.041872 | 0.042293 | 0.042663 | 0.042987 | 0.043279 | 0.043563 | 0.043835 | 0.044058
Scenario 4: Reference ZEAS Phase In | SDG&E | Com | WholeBlg | Com - Refrig. Warehouse | Electric Demand (MW) | Energy Efficiency | 0.0016645 | 0.003412 | 0.0052495 | 0.007193 | 0.0092458 | 0.011378 | 0.013609 | 0.015945 | 0.018195 | 0.019193 | 0.020137 | 0.0211 | 0.021971
Scenario 4: Reference ZEAS Phase In | SDG&E | Com | WholeBlg | Com - Refrig. Warehouse | Electric Energy (GWh/year) | Energy Efficiency | 0.015169 | 0.031094 | 0.047839 | 0.06555 | 0.084258 | 0.1037 | 0.12404 | 0.14534 | 0.16586 | 0.17495 | 0.18356 | 0.19234 | 0.20028
Scenario 4: Reference ZEAS Phase In | SDG&E | Com | WholeBlg | Com - Refrig. Warehouse | Gas Energy (MMTherm/year) | Energy Efficiency | 3.831e-05 | 7.6997e-05 | 0.00011601 | 0.0001517 | 0.00017505 | 0.00017655 | 0.00017777 | 0.00017872 | 0.00017943 | 0.00017986 | 0.00018026 | 0.00018066 | 0.00018106
Scenario 4: Reference ZEAS Phase In | SDG&E | Com | WholeBlg | Com - Restaurant | Electric Demand (MW) | Energy Efficiency | 0.072999 | 0.15209 | 0.23791 | 0.28751 | 0.33892 | 0.39168 | 0.44643 | 0.50318 | 0.55663 | 0.57502 | 0.59176 | 0.60896 | 0.6247
Scenario 4: Reference ZEAS Phase In | SDG&E | Com | WholeBlg | Com - Restaurant | Electric Energy (GWh/year) | Energy Efficiency | 1.0277 | 2.175 | 3.455 | 3.907 | 4.3756 | 4.8567 | 5.3559 | 5.8734 | 6.3608 | 6.5283 | 6.6809 | 6.8377 | 6.9812
Scenario 4: Reference ZEAS Phase In | SDG&E | Com | WholeBlg | Com - Restaurant | Gas Energy (MMTherm/year) | Energy Efficiency | -0.00030117 | -0.0012667 | -0.0029816 | 0.00049101 | 0.0027744 | 0.0029468 | 0.0030923 | 0.0032115 | 0.0033063 | 0.0033715 | 0.0034329 | 0.0034915 | 0.0035438
Scenario 4: Reference ZEAS Phase In | SDG&E | Com | WholeBlg | Com - Retail | Electric Demand (MW) | Energy Efficiency | 0.05755 | 0.11374 | 0.16847 | 0.22205 | 0.27519 | 0.3269 | 0.37872 | 0.43086 | 0.47529 | 0.46289 | 0.44625 | 0.42885 | 0.41164
Scenario 4: Reference ZEAS Phase In | SDG&E | Com | WholeBlg | Com - Retail | Electric Energy (GWh/year) | Energy Efficiency | 2.7576 | 5.9494 | 9.6037 | 13.727 | 18.2406 | 23.1632 | 28.46 | 34.0636 | 39.8387 | 45.3015 | 50.8801 | 56.5937 | 62.4496
Scenario 4: Reference ZEAS Phase In | SDG&E | Com | WholeBlg | Com - Retail | Gas Energy (MMTherm/year) | Energy Efficiency | 0.016222 | 0.035514 | 0.058076 | 0.083847 | 0.11203 | 0.14259 | 0.17571 | 0.21091 | 0.24776 | 0.28602 | 0.32534 | 0.36564 | 0.4069
Scenario 4: Reference ZEAS Phase In | SDG&E | Com | WholeBlg | Com - School | Electric Demand (MW) | Energy Efficiency | 0.027604 | 0.055848 | 0.084769 | 0.11455 | 0.14528 | 0.17667 | 0.20923 | 0.24289 | 0.27442 | 0.28456 | 0.29362 | 0.30291 | 0.31229
Scenario 4: Reference ZEAS Phase In | SDG&E | Com | WholeBlg | Com - School | Electric Energy (GWh/year) | Energy Efficiency | 0.25156 | 0.50894 | 0.7725 | 1.0439 | 1.324 | 1.6102 | 1.9071 | 2.2141 | 2.5016 | 2.5939 | 2.6766 | 2.7612 | 2.8467
Scenario 4: Reference ZEAS Phase In | SDG&E | Com | WholeBlg | Com - School | Gas Energy (MMTherm/year) | Energy Efficiency | 0.0015809 | 0.0031735 | 0.0047753 | 0.0062351 | 0.0071812 | 0.0072248 | 0.0072617 | 0.0072908 | 0.0073123 | 0.0073296 | 0.0073465 | 0.0073629 | 0.0073785
Scenario 4: Reference ZEAS Phase In | SDG&E | Com | WholeBlg | Com - Warehouse | Electric Demand (MW) | Energy Efficiency | 0.025755 | 0.052238 | 0.079496 | 0.1077 | 0.13694 | 0.16692 | 0.19807 | 0.23034 | 0.26073 | 0.27125 | 0.28077 | 0.29048 | 0.30036
Scenario 4: Reference ZEAS Phase In | SDG&E | Com | WholeBlg | Com - Warehouse | Electric Energy (GWh/year) | Energy Efficiency | 0.23471 | 0.47605 | 0.72445 | 0.98147 | 1.2479 | 1.5213 | 1.8054 | 2.0997 | 2.3767 | 2.4726 | 2.5594 | 2.6479 | 2.7379
Scenario 4: Reference ZEAS Phase In | SDG&E | Com | WholeBlg | Com - Warehouse | Gas Energy (MMTherm/year) | Energy Efficiency | 0.0022739 | 0.0045821 | 0.0069217 | 0.0090754 | 0.010506 | 0.010645 | 0.010766 | 0.010871 | 0.010959 | 0.011031 | 0.011099 | 0.011165 | 0.011222
Scenario 4: Reference ZEAS Phase In | SDG&E | Ind | WholeBlg | Ind - All Other Industrial | Electric Demand (MW) | Energy Efficiency | 0.033862 | 0.06771 | 0.10156 | 0.13553 | 0.16955 | 0.17404 | 0.17864 | 0.18328 | 0.18784 | 0.19239 | 0.19688 | 0.20037 | 0.20043
Scenario 4: Reference ZEAS Phase In | SDG&E | Ind | WholeBlg | Ind - All Other Industrial | Electric Energy (GWh/year) | Energy Efficiency | 0.246 | 0.49189 | 0.73779 | 0.98453 | 1.2317 | 1.2693 | 1.3077 | 1.3464 | 1.3845 | 1.4226 | 1.4602 | 1.4894 | 1.4899
Scenario 4: Reference ZEAS Phase In | SDG&E | Ind | WholeBlg | Ind - All Other Industrial | Gas Energy (MMTherm/year) | Energy Efficiency | 0.0051345 | 0.010294 | 0.01547 | 0.020663 | 0.025869 | 0.028066 | 0.030249 | 0.032425 | 0.034598 | 0.03677 | 0.038951 | 0.040686 | 0.040765
Scenario 4: Reference ZEAS Phase In | SDG&E | Ind | WholeBlg | Ind - Chemicals | Electric Demand (MW) | Energy Efficiency | 0.037323 | 0.07495 | 0.11288 | 0.15121 | 0.18985 | 0.19618 | 0.20252 | 0.20878 | 0.21488 | 0.22087 | 0.22673 | 0.23142 | 0.2323
Scenario 4: Reference ZEAS Phase In | SDG&E | Ind | WholeBlg | Ind - Chemicals | Electric Energy (GWh/year) | Energy Efficiency | 0.27114 | 0.54449 | 0.82001 | 1.0985 | 1.3792 | 1.4306 | 1.4822 | 1.5333 | 1.5832 | 1.6324 | 1.6807 | 1.7193 | 1.7259
Scenario 4: Reference ZEAS Phase In | SDG&E | Ind | WholeBlg | Ind - Chemicals | Gas Energy (MMTherm/year) | Energy Efficiency | 0.0063209 | 0.012683 | 0.019082 | 0.025512 | 0.03197 | 0.03474 | 0.037499 | 0.040246 | 0.042985 | 0.045718 | 0.048448 | 0.050615 | 0.050727
Scenario 4: Reference ZEAS Phase In | SDG&E | Ind | WholeBlg | Ind - Electronics | Electric Demand (MW) | Energy Efficiency | 0.11765 | 0.23673 | 0.35729 | 0.4797 | 0.6037 | 0.62654 | 0.64985 | 0.67345 | 0.69695 | 0.72055 | 0.74403 | 0.76404 | 0.7721
Scenario 4: Reference ZEAS Phase In | SDG&E | Ind | WholeBlg | Ind - Electronics | Electric Energy (GWh/year) | Energy Efficiency | 0.85473 | 1.7198 | 2.5956 | 3.4848 | 4.3856 | 4.5688 | 4.7557 | 4.9448 | 5.1335 | 5.3232 | 5.5121 | 5.6724 | 5.7324
Scenario 4: Reference ZEAS Phase In | SDG&E | Ind | WholeBlg | Ind - Electronics | Gas Energy (MMTherm/year) | Energy Efficiency | 0.0069633 | 0.01404 | 0.02123 | 0.028529 | 0.035935 | 0.039357 | 0.042815 | 0.046312 | 0.049853 | 0.05344 | 0.057075 | 0.06014 | 0.060982
Scenario 4: Reference ZEAS Phase In | SDG&E | Ind | WholeBlg | Ind - Fabricated Metals | Electric Demand (MW) | Energy Efficiency | 0.01941 | 0.038954 | 0.058644 | 0.07849 | 0.098425 | 0.10147 | 0.10445 | 0.10734 | 0.1101 | 0.1128 | 0.11543 | 0.11745 | 0.11746
Scenario 4: Reference ZEAS Phase In | SDG&E | Ind | WholeBlg | Ind - Fabricated Metals | Electric Energy (GWh/year) | Energy Efficiency | 0.14101 | 0.28299 | 0.42603 | 0.5702 | 0.71501 | 0.73997 | 0.76454 | 0.78839 | 0.81139 | 0.83394 | 0.85595 | 0.87291 | 0.87305
Scenario 4: Reference ZEAS Phase In | SDG&E | Ind | WholeBlg | Ind - Fabricated Metals | Gas Energy (MMTherm/year) | Energy Efficiency | 0.0018897 | 0.0037994 | 0.0057284 | 0.0076693 | 0.0096182 | 0.010461 | 0.011292 | 0.01211 | 0.01292 | 0.013725 | 0.014526 | 0.015157 | 0.015169
Scenario 4: Reference ZEAS Phase In | SDG&E | Ind | WholeBlg | Ind - Food | Electric Demand (MW) | Energy Efficiency | 0.052883 | 0.1056 | 0.15818 | 0.21081 | 0.26339 | 0.26975 | 0.27628 | 0.28286 | 0.28933 | 0.29577 | 0.30208 | 0.30676 | 0.30606
Scenario 4: Reference ZEAS Phase In | SDG&E | Ind | WholeBlg | Ind - Food | Electric Energy (GWh/year) | Energy Efficiency | 0.38418 | 0.76716 | 1.1491 | 1.5315 | 1.9134 | 1.9674 | 2.0225 | 2.0781 | 2.1329 | 2.1873 | 2.2409 | 2.2809 | 2.2757
Scenario 4: Reference ZEAS Phase In | SDG&E | Ind | WholeBlg | Ind - Food | Gas Energy (MMTherm/year) | Energy Efficiency | 0.010219 | 0.020394 | 0.030517 | 0.040587 | 0.050602 | 0.054555 | 0.058467 | 0.062342 | 0.066186 | 0.070002 | 0.073797 | 0.076664 | 0.0762
Scenario 4: Reference ZEAS Phase In | SDG&E | Ind | WholeBlg | Ind - Industrial Machinery | Electric Demand (MW) | Energy Efficiency | 0.036172 | 0.072632 | 0.10942 | 0.14652 | 0.18376 | 0.18951 | 0.19513 | 0.20054 | 0.20574 | 0.21086 | 0.21589 | 0.21979 | 0.21996
Scenario 4: Reference ZEAS Phase In | SDG&E | Ind | WholeBlg | Ind - Industrial Machinery | Electric Energy (GWh/year) | Energy Efficiency | 0.26278 | 0.52765 | 0.7949 | 1.0644 | 1.3349 | 1.382 | 1.4282 | 1.4729 | 1.5161 | 1.5588 | 1.6008 | 1.6335 | 1.6349
Scenario 4: Reference ZEAS Phase In | SDG&E | Ind | WholeBlg | Ind - Industrial Machinery | Gas Energy (MMTherm/year) | Energy Efficiency | 0.013021 | 0.026241 | 0.039661 | 0.053198 | 0.066798 | 0.072777 | 0.078649 | 0.084413 | 0.090119 | 0.095802 | 0.10148 | 0.10598 | 0.10623
Scenario 4: Reference ZEAS Phase In | SDG&E | Ind | WholeBlg | Ind - Lumber & Furniture | Electric Demand (MW) | Energy Efficiency | 0.0025797 | 0.0051575 | 0.0077355 | 0.010322 | 0.012913 | 0.013255 | 0.013602 | 0.01395 | 0.014291 | 0.014626 | 0.014955 | 0.015204 | 0.015191
Scenario 4: Reference ZEAS Phase In | SDG&E | Ind | WholeBlg | Ind - Lumber & Furniture | Electric Energy (GWh/year) | Energy Efficiency | 0.018741 | 0.037468 | 0.056195 | 0.074986 | 0.093809 | 0.09667 | 0.099573 | 0.10248 | 0.10533 | 0.10815 | 0.11092 | 0.11303 | 0.11293
Scenario 4: Reference ZEAS Phase In | SDG&E | Ind | WholeBlg | Ind - Lumber & Furniture | Gas Energy (MMTherm/year) | Energy Efficiency | 6.5547e-05 | 0.00013156 | 0.00019795 | 0.00026466 | 0.00033168 | 0.00036029 | 0.00038843 | 0.00041617 | 0.00044358 | 0.00047068 | 0.00049764 | 0.00051875 | 0.0005185
Scenario 4: Reference ZEAS Phase In | SDG&E | Ind | WholeBlg | Ind - Paper | Electric Demand (MW) | Energy Efficiency | 0.0033328 | 0.0066419 | 0.0099291 | 0.013212 | 0.016487 | 0.016838 | 0.017201 | 0.017573 | 0.01794 | 0.01831 | 0.018681 | 0.018958 | 0.018903
Scenario 4: Reference ZEAS Phase In | SDG&E | Ind | WholeBlg | Ind - Paper | Electric Energy (GWh/year) | Energy Efficiency | 0.024212 | 0.048251 | 0.072131 | 0.095983 | 0.11977 | 0.12281 | 0.12593 | 0.12912 | 0.13227 | 0.13543 | 0.13861 | 0.141 | 0.14058
Scenario 4: Reference ZEAS Phase In | SDG&E | Ind | WholeBlg | Ind - Paper | Gas Energy (MMTherm/year) | Energy Efficiency | 3.6864e-06 | 7.3518e-06 | 1.0994e-05 | 1.462e-05 | 1.8231e-05 | 1.9656e-05 | 2.1069e-05 | 2.2477e-05 | 2.3879e-05 | 2.5279e-05 | 2.6681e-05 | 2.7758e-05 | 2.7641e-05
Scenario 4: Reference ZEAS Phase In | SDG&E | Ind | WholeBlg | Ind - Petroleum | Electric Demand (MW) | Energy Efficiency | 0.0019522 | 0.0038997 | 0.0058445 | 0.0077935 | 0.0097433 | 0.0099899 | 0.010244 | 0.010502 | 0.010757 | 0.011011 | 0.011259 | 0.011448 | 0.011438
Scenario 4: Reference ZEAS Phase In | SDG&E | Ind | WholeBlg | Ind - Petroleum | Electric Energy (GWh/year) | Energy Efficiency | 0.014183 | 0.02833 | 0.042458 | 0.056616 | 0.070781 | 0.072859 | 0.074994 | 0.077155 | 0.079291 | 0.08142 | 0.083513 | 0.08511 | 0.085034
Scenario 4: Reference ZEAS Phase In | SDG&E | Ind | WholeBlg | Ind - Petroleum | Gas Energy (MMTherm/year) | Energy Efficiency | 4.7142e-06 | 9.4394e-06 | 1.4175e-05 | 1.8919e-05 | 2.367e-05 | 2.5654e-05 | 2.7626e-05 | 2.9588e-05 | 3.1539e-05 | 3.3483e-05 | 3.5421e-05 | 3.6934e-05 | 3.6912e-05
Scenario 4: Reference ZEAS Phase In | SDG&E | Ind | WholeBlg | Ind - Plastics | Electric Demand (MW) | Energy Efficiency | 0.013439 | 0.026883 | 0.040339 | 0.053853 | 0.067399 | 0.069242 | 0.071123 | 0.073011 | 0.074862 | 0.076695 | 0.078485 | 0.079859 | 0.079862
Scenario 4: Reference ZEAS Phase In | SDG&E | Ind | WholeBlg | Ind - Plastics | Electric Energy (GWh/year) | Energy Efficiency | 0.097631 | 0.19529 | 0.29305 | 0.39122 | 0.48962 | 0.50499 | 0.52063 | 0.53633 | 0.55175 | 0.56706 | 0.58205 | 0.59361 | 0.59364
Scenario 4: Reference ZEAS Phase In | SDG&E | Ind | WholeBlg | Ind - Plastics | Gas Energy (MMTherm/year) | Energy Efficiency | 0.0013305 | 0.0027186 | 0.0041591 | 0.0056465 | 0.0071789 | 0.0079666 | 0.0087452 | 0.0095085 | 0.010262 | 0.011007 | 0.011749 | 0.012373 | 0.012564
Scenario 4: Reference ZEAS Phase In | SDG&E | Ind | WholeBlg | Ind - Primary Metals | Electric Demand (MW) | Energy Efficiency | 0.0045046 | 0.0090507 | 0.013645 | 0.018296 | 0.022989 | 0.023784 | 0.024583 | 0.025375 | 0.02615 | 0.026921 | 0.027683 | 0.028306 | 0.028466
Scenario 4: Reference ZEAS Phase In | SDG&E | Ind | WholeBlg | Ind - Primary Metals | Electric Energy (GWh/year) | Energy Efficiency | 0.032725 | 0.06575 | 0.099125 | 0.13291 | 0.167 | 0.17344 | 0.17992 | 0.18635 | 0.19266 | 0.19895 | 0.20518 | 0.21026 | 0.21145
Scenario 4: Reference ZEAS Phase In | SDG&E | Ind | WholeBlg | Ind - Primary Metals | Gas Energy (MMTherm/year) | Energy Efficiency | 0.0067757 | 0.013575 | 0.020397 | 0.027239 | 0.034095 | 0.036984 | 0.039865 | 0.04274 | 0.04561 | 0.048478 | 0.051345 | 0.053608 | 0.053668
Scenario 4: Reference ZEAS Phase In | SDG&E | Ind | WholeBlg | Ind - Printing & Publishing | Electric Demand (MW) | Energy Efficiency | 0.017106 | 0.034185 | 0.051253 | 0.068368 | 0.085499 | 0.087707 | 0.089973 | 0.092262 | 0.094514 | 0.096757 | 0.09896 | 0.10064 | 0.10058
Scenario 4: Reference ZEAS Phase In | SDG&E | Ind | WholeBlg | Ind - Printing & Publishing | Electric Energy (GWh/year) | Energy Efficiency | 0.12427 | 0.24835 | 0.37233 | 0.49667 | 0.62111 | 0.63966 | 0.65864 | 0.67778 | 0.69665 | 0.71546 | 0.73398 | 0.74816 | 0.74769
Scenario 4: Reference ZEAS Phase In | SDG&E | Ind | WholeBlg | Ind - Printing & Publishing | Gas Energy (MMTherm/year) | Energy Efficiency | 0.00044457 | 0.00089521 | 0.0013514 | 0.0018131 | 0.0022794 | 0.0024882 | 0.0026963 | 0.0029041 | 0.003112 | 0.0033204 | 0.0035297 | 0.0037004 | 0.0037271
Scenario 4: Reference ZEAS Phase In | SDG&E | Ind | WholeBlg | Ind - Stone-Glass-Clay | Electric Demand (MW) | Energy Efficiency | 0.0046715 | 0.0093799 | 0.014117 | 0.018895 | 0.023702 | 0.024453 | 0.025194 | 0.025926 | 0.026636 | 0.027332 | 0.028012 | 0.028549 | 0.028609
Scenario 4: Reference ZEAS Phase In | SDG&E | Ind | WholeBlg | Ind - Stone-Glass-Clay | Electric Energy (GWh/year) | Energy Efficiency | 0.033938 | 0.068142 | 0.10256 | 0.13727 | 0.17218 | 0.17832 | 0.18441 | 0.19042 | 0.19627 | 0.20204 | 0.20769 | 0.21215 | 0.21261
Scenario 4: Reference ZEAS Phase In | SDG&E | Ind | WholeBlg | Ind - Stone-Glass-Clay | Gas Energy (MMTherm/year) | Energy Efficiency | 0.0055295 | 0.01116 | 0.016868 | 0.02264 | 0.02847 | 0.031095 | 0.033688 | 0.03626 | 0.038817 | 0.041364 | 0.04391 | 0.04597 | 0.046232
Scenario 4: Reference ZEAS Phase In | SDG&E | Ind | WholeBlg | Ind - Textiles | Electric Demand (MW) | Energy Efficiency | 0.0020004 | 0.0039948 | 0.0059843 | 0.0079722 | 0.0099524 | 0.010176 | 0.010397 | 0.010611 | 0.010815 | 0.011014 | 0.011208 | 0.011342 | 0.011273
Scenario 4: Reference ZEAS Phase In | SDG&E | Ind | WholeBlg | Ind - Textiles | Electric Energy (GWh/year) | Energy Efficiency | 0.014532 | 0.029021 | 0.043474 | 0.057914 | 0.072299 | 0.074219 | 0.076116 | 0.077963 | 0.079735 | 0.081475 | 0.083174 | 0.084368 | 0.083856
Scenario 4: Reference ZEAS Phase In | SDG&E | Ind | WholeBlg | Ind - Textiles | Gas Energy (MMTherm/year) | Energy Efficiency | 7.1658e-05 | 0.00014352 | 0.00021557 | 0.00028772 | 0.00035989 | 0.00038993 | 0.00041975 | 0.00044934 | 0.00047875 | 0.00050803 | 0.00053721 | 0.00055993 | 0.0005593
Scenario 4: Reference ZEAS Phase In | SDG&E | Ind | WholeBlg | Ind - Transportation Equipment | Electric Demand (MW) | Energy Efficiency | 0.073716 | 0.14777 | 0.22262 | 0.29814 | 0.37391 | 0.38545 | 0.39701 | 0.40813 | 0.41898 | 0.42993 | 0.44092 | 0.44969 | 0.45084
Scenario 4: Reference ZEAS Phase In | SDG&E | Ind | WholeBlg | Ind - Transportation Equipment | Electric Energy (GWh/year) | Energy Efficiency | 0.53553 | 1.0735 | 1.6173 | 2.1658 | 2.7163 | 2.8109 | 2.9058 | 2.9976 | 3.0875 | 3.1782 | 3.2692 | 3.3417 | 3.3504
Scenario 4: Reference ZEAS Phase In | SDG&E | Ind | WholeBlg | Ind - Transportation Equipment | Gas Energy (MMTherm/year) | Energy Efficiency | 0.004166 | 0.0083291 | 0.01249 | 0.016647 | 0.0208 | 0.022504 | 0.024203 | 0.025898 | 0.02759 | 0.029278 | 0.030963 | 0.032274 | 0.03223
Scenario 4: Reference ZEAS Phase In | SDG&E | Res | AppPlug | Res - Multi Family | Electric Demand (MW) | Energy Efficiency | 3.2238e-05 | 6.4961e-05 | 9.8106e-05 | 0.00071171 | 0.0014045 | 0.0021033 | 0.0028073 | 0.0035153 | 0.0042265 | 0.0049403 | 0.0056566 | 0.0063759 | 0.0070657
Scenario 4: Reference ZEAS Phase In | SDG&E | Res | AppPlug | Res - Multi Family | Electric Energy (GWh/year) | Energy Efficiency | 0.00022892 | 0.00046129 | 0.00069666 | 0.0050539 | 0.0099735 | 0.014936 | 0.019935 | 0.024962 | 0.030012 | 0.035081 | 0.040168 | 0.045275 | 0.050174
Scenario 4: Reference ZEAS Phase In | SDG&E | Res | AppPlug | Res - Multi Family | Electric Energy (GWh/year) | Fuel Substitution | -3.8633e-06 | -8.0968e-06 | -1.2706e-05 | -1.7699e-05 | -2.3077e-05 | -2.8844e-05 | -2.8844e-05 | -2.8844e-05 | -2.8844e-05 | -2.8844e-05 | -2.8844e-05 | -2.8844e-05 | -2.8844e-05
Scenario 4: Reference ZEAS Phase In | SDG&E | Res | AppPlug | Res - Multi Family | Gas Energy (MMTherm/year) | Energy Efficiency | 2.1995e-05 | 4.4321e-05 | 6.6935e-05 | 0.00048558 | 0.00095826 | 0.001435 | 0.0019153 | 0.0023984 | 0.0028836 | 0.0033706 | 0.0038593 | 0.00435 | 0.0048207
Scenario 4: Reference ZEAS Phase In | SDG&E | Res | AppPlug | Res - Multi Family | Gas Energy (MMTherm/year) | Fuel Substitution | 8.1882e-07 | 1.7161e-06 | 2.6931e-06 | 3.7512e-06 | 4.8911e-06 | 6.1135e-06 | 6.1135e-06 | 6.1135e-06 | 6.1135e-06 | 6.1135e-06 | 6.1135e-06 | 6.1135e-06 | 6.1135e-06
Scenario 4: Reference ZEAS Phase In | SDG&E | Res | AppPlug | Res - Single Family | Electric Demand (MW) | Energy Efficiency | 0 | 0 | 0 | 0 | 0 | 1.4201e-05 | 2.953e-05 | 4.4927e-05 | 6.0381e-05 | 7.5886e-05 | 9.1441e-05 | 0.00010705 | 0.00012271
Scenario 4: Reference ZEAS Phase In | SDG&E | Res | AppPlug | Res - Single Family | Electric Energy (GWh/year) | Energy Efficiency | 0 | 0 | 0 | 0 | 0 | 9.0418e-05 | 0.00018802 | 0.00028605 | 0.00038445 | 0.00048317 | 0.00058221 | 0.00068159 | 0.00078131
Scenario 4: Reference ZEAS Phase In | SDG&E | Res | AppPlug | Res - Single Family | Electric Energy (GWh/year) | Fuel Substitution | -3.5824e-06 | -7.4757e-06 | -1.1682e-05 | -1.6204e-05 | -2.1044e-05 | -2.6202e-05 | -2.6202e-05 | -2.6202e-05 | -2.6202e-05 | -2.6202e-05 | -2.6202e-05 | -2.6202e-05 | -2.6202e-05
Scenario 4: Reference ZEAS Phase In | SDG&E | Res | AppPlug | Res - Single Family | Gas Energy (MMTherm/year) | Energy Efficiency | 1.3664e-09 | 3.4314e-09 | 5.7574e-09 | 8.3101e-09 | 1.1023e-08 | 1.7048e-05 | 3.5436e-05 | 5.3904e-05 | 7.2441e-05 | 9.104e-05 | 0.0001097 | 0.00012842 | 0.0001472
Scenario 4: Reference ZEAS Phase In | SDG&E | Res | AppPlug | Res - Single Family | Gas Energy (MMTherm/year) | Fuel Substitution | 7.6001e-07 | 1.586e-06 | 2.4784e-06 | 3.4378e-06 | 4.4645e-06 | 5.5589e-06 | 5.5589e-06 | 5.5589e-06 | 5.5589e-06 | 5.5589e-06 | 5.5589e-06 | 5.5589e-06 | 5.5589e-06
Scenario 4: Reference ZEAS Phase In | SDG&E | Res | BROs | Income Qualified - Multi Family IQ | Electric Demand (MW) | Energy Efficiency | 0.75079 | 0.77168 | 0.79386 | 0.81959 | 0.84639 | 0.87536 | 0.90326 | 0.933 | 0.96101 | 0.98825 | 1.0114 | 0.96908 | 0.99268
Scenario 4: Reference ZEAS Phase In | SDG&E | Res | BROs | Income Qualified - Multi Family IQ | Electric Energy (GWh/year) | Energy Efficiency | 3.3676 | 3.4808 | 3.6031 | 3.7455 | 3.8972 | 4.0641 | 4.232 | 4.4151 | 4.5975 | 4.7843 | 4.9603 | 4.8829 | 5.0881
Scenario 4: Reference ZEAS Phase In | SDG&E | Res | BROs | Income Qualified - Multi Family IQ | Gas Energy (MMTherm/year) | Energy Efficiency | 0.061453 | 0.062715 | 0.064211 | 0.06593 | 0.067803 | 0.06974 | 0.071817 | 0.074003 | 0.07638 | 0.078911 | 0.081736 | 0.084893 | 0.088418
Scenario 4: Reference ZEAS Phase In | SDG&E | Res | BROs | Income Qualified - Single Family IQ | Electric Demand (MW) | Energy Efficiency | 1.4012 | 1.4302 | 1.4612 | 1.5036 | 1.5477 | 1.5954 | 1.6408 | 1.6894 | 1.7347 | 1.7782 | 1.8142 | 1.744 | 1.7817
Scenario 4: Reference ZEAS Phase In | SDG&E | Res | BROs | Income Qualified - Single Family IQ | Electric Energy (GWh/year) | Energy Efficiency | 6.2891 | 6.4562 | 6.6377 | 6.8781 | 7.1344 | 7.4168 | 7.6991 | 8.0082 | 8.3148 | 8.6278 | 8.9201 | 8.8036 | 9.1517
Scenario 4: Reference ZEAS Phase In | SDG&E | Res | BROs | Income Qualified - Single Family IQ | Gas Energy (MMTherm/year) | Energy Efficiency | 0.20572 | 0.20904 | 0.21307 | 0.21779 | 0.22296 | 0.22831 | 0.23399 | 0.23999 | 0.24653 | 0.25359 | 0.26152 | 0.27042 | 0.28043
Scenario 4: Reference ZEAS Phase In | SDG&E | Res | BROs | Res - Multi Family | Electric Demand (MW) | Energy Efficiency | 4.9533 | 5.0618 | 5.1776 | 5.3325 | 5.494 | 5.6688 | 5.8359 | 6.0149 | 6.1825 | 6.3446 | 6.4804 | 6.6558 | 6.8371
Scenario 4: Reference ZEAS Phase In | SDG&E | Res | BROs | Res - Multi Family | Electric Energy (GWh/year) | Energy Efficiency | 22.2177 | 22.8324 | 23.5 | 24.3693 | 25.297 | 26.319 | 27.3427 | 28.4633 | 29.577 | 30.7156 | 31.7824 | 33.106 | 34.5312
Scenario 4: Reference ZEAS Phase In | SDG&E | Res | BROs | Res - Multi Family | Gas Energy (MMTherm/year) | Energy Efficiency | 0.69719 | 0.70875 | 0.72277 | 0.73911 | 0.75704 | 0.77558 | 0.79528 | 0.81607 | 0.83874 | 0.86316 | 0.89058 | 0.92135 | 0.95587
Scenario 4: Reference ZEAS Phase In | SDG&E | Res | BROs | Res - Single Family | Electric Demand (MW) | Energy Efficiency | 2.0795 | 2.1375 | 2.1989 | 2.2694 | 2.3426 | 2.4218 | 2.4977 | 2.5785 | 2.6544 | 2.7278 | 2.7898 | 2.8686 | 2.9496
Scenario 4: Reference ZEAS Phase In | SDG&E | Res | BROs | Res - Single Family | Electric Energy (GWh/year) | Energy Efficiency | 9.3337 | 9.649 | 9.9894 | 10.3814 | 10.7991 | 11.2584 | 11.7198 | 12.2226 | 12.723 | 13.2352 | 13.7166 | 14.3092 | 14.9459
Scenario 4: Reference ZEAS Phase In | SDG&E | Res | BROs | Res - Single Family | Gas Energy (MMTherm/year) | Energy Efficiency | 0.19225 | 0.19619 | 0.20086 | 0.20622 | 0.21207 | 0.21811 | 0.22459 | 0.23141 | 0.23883 | 0.24673 | 0.25555 | 0.2654 | 0.27641
Scenario 4: Reference ZEAS Phase In | SDG&E | Res | BldgEnv | Res - Multi Family | Electric Demand (MW) | Energy Efficiency | 0 | 0 | 0 | 5.1947e-05 | 0.00010276 | 0.0005048 | 0.0008983 | 0.0012835 | 0.0016608 | 0.0020303 | 0.0023924 | 0.0027473 | 0.0030951
Scenario 4: Reference ZEAS Phase In | SDG&E | Res | BldgEnv | Res - Multi Family | Electric Energy (GWh/year) | Energy Efficiency | 0 | 0 | 0 | 0.00024371 | 0.00048211 | 0.0012648 | 0.0020309 | 0.0027809 | 0.0035153 | 0.0042348 | 0.0049397 | 0.0056305 | 0.0063078
Scenario 4: Reference ZEAS Phase In | SDG&E | Res | BldgEnv | Res - Multi Family | Gas Energy (MMTherm/year) | Energy Efficiency | 0 | 0 | 0 | 8.7761e-05 | 0.00017361 | 0.00059739 | 0.0010122 | 0.0014182 | 0.0018159 | 0.0022054 | 0.002587 | 0.0029611 | 0.0033278
Scenario 4: Reference ZEAS Phase In | SDG&E | Res | BldgEnv | Res - Single Family | Electric Demand (MW) | Energy Efficiency | 0.007352 | 0.014735 | 0.022083 | 0.029323 | 0.036346 | 0.043195 | 0.049863 | 0.055531 | 0.056535 | 0.056188 | 0.055862 | 0.049698 | 0.043668
Scenario 4: Reference ZEAS Phase In | SDG&E | Res | BldgEnv | Res - Single Family | Electric Energy (GWh/year) | Energy Efficiency | 0.014568 | 0.028703 | 0.042478 | 0.055942 | 0.069155 | 0.082086 | 0.094742 | 0.10847 | 0.11155 | 0.11591 | 0.12014 | 0.10777 | 0.09568
Scenario 4: Reference ZEAS Phase In | SDG&E | Res | BldgEnv | Res - Single Family | Gas Energy (MMTherm/year) | Energy Efficiency | 0.0044099 | 0.0087625 | 0.013046 | 0.017245 | 0.021332 | 0.025319 | 0.029207 | 0.032909 | 0.0337 | 0.034222 | 0.034733 | 0.031059 | 0.027476
Scenario 4: Reference ZEAS Phase In | SDG&E | Res | HVAC | Res - Multi Family | Electric Demand (MW) | Energy Efficiency | 0.051358 | 0.092445 | 0.073956 | 0.059165 | 0.047332 | 0.037865 | 0.030292 | 0.024234 | 0.019387 | 0.01551 | 0.012408 | 0.0099262 | 0.007941
Scenario 4: Reference ZEAS Phase In | SDG&E | Res | HVAC | Res - Multi Family | Electric Energy (GWh/year) | Energy Efficiency | 0.0399 | 0.07182 | 0.057456 | 0.045965 | 0.036772 | 0.033782 | 0.032089 | 0.031354 | 0.031319 | 0.0318 | 0.032667 | 0.033846 | 0.035259
Scenario 4: Reference ZEAS Phase In | SDG&E | Res | HVAC | Res - Multi Family | Electric Energy (GWh/year) | Fuel Substitution | -0.00090828 | -0.0018412 | -0.0028978 | -0.00397 | -0.00397 | -0.00397 | -0.00397 | -0.00397 | -0.00397 | -0.00397 | -0.00397 | -0.00397 | -0.00397
Scenario 4: Reference ZEAS Phase In | SDG&E | Res | HVAC | Res - Multi Family | Gas Energy (MMTherm/year) | Energy Efficiency | 0 | 0 | 0 | 0 | 0 | 0.0005666 | 0.0011106 | 0.0016262 | 0.0021105 | 0.0025639 | 0.0029893 | 0.0033926 | 0.0037762
Scenario 4: Reference ZEAS Phase In | SDG&E | Res | HVAC | Res - Multi Family | Gas Energy (MMTherm/year) | Fuel Substitution | 0.00055732 | 0.0011333 | 0.0017931 | 0.0024629 | 0.0024629 | 0.0024629 | 0.0024629 | 0.0024629 | 0.0024629 | 0.0024629 | 0.0024629 | 0.0024629 | 0.0024629
Scenario 4: Reference ZEAS Phase In | SDG&E | Res | HVAC | Res - Single Family | Electric Demand (MW) | Energy Efficiency | 0.77451 | 1.4928 | 1.7791 | 2.1263 | 2.2747 | 2.442 | 2.6239 | 2.8169 | 2.8068 | 2.7783 | 2.7554 | 2.7371 | 2.7225
Scenario 4: Reference ZEAS Phase In | SDG&E | Res | HVAC | Res - Single Family | Electric Demand (MW) | Fuel Substitution | 0 | 0 | 0 | 0 | 3.2008e-05 | 6.6879e-05 | 0.0001032 | 0.00013988 | 0.00013988 | 0.00013988 | 0.00013988 | 0.00013988 | 0.00013988
Scenario 4: Reference ZEAS Phase In | SDG&E | Res | HVAC | Res - Single Family | Electric Energy (GWh/year) | Energy Efficiency | 0.46245 | 0.92118 | 1.2256 | 1.5593 | 1.6833 | 1.8239 | 1.9696 | 2.119 | 2.1295 | 2.125 | 2.1223 | 2.1209 | 2.1207
Scenario 4: Reference ZEAS Phase In | SDG&E | Res | HVAC | Res - Single Family | Electric Energy (GWh/year) | Fuel Substitution | -0.08311 | -0.16917 | -0.25734 | -0.34704 | -0.34701 | -0.34697 | -0.34694 | -0.3469 | -0.3469 | -0.3469 | -0.3469 | -0.3469 | -0.3469
Scenario 4: Reference ZEAS Phase In | SDG&E | Res | HVAC | Res - Single Family | Gas Energy (MMTherm/year) | Energy Efficiency | 0.0030873 | 0.0065486 | 0.010244 | 0.014035 | 0.013154 | 0.013406 | 0.013581 | 0.013679 | 0.014496 | 0.015342 | 0.016128 | 0.016865 | 0.017559
Scenario 4: Reference ZEAS Phase In | SDG&E | Res | HVAC | Res - Single Family | Gas Energy (MMTherm/year) | Fuel Substitution | 0.019936 | 0.040564 | 0.061693 | 0.083234 | 0.083234 | 0.083234 | 0.083234 | 0.083234 | 0.083234 | 0.083234 | 0.083234 | 0.083234 | 0.083234
Scenario 4: Reference ZEAS Phase In | SDG&E | Res | WaterHeat | Res - Multi Family | Electric Demand (MW) | Energy Efficiency | 0.48392 | 0.96431 | 1.4394 | 1.909 | 2.3684 | 2.82 | 3.2639 | 3.7 | 4.128 | 4.5488 | 4.9631 | 5.3677 | 5.7679
Scenario 4: Reference ZEAS Phase In | SDG&E | Res | WaterHeat | Res - Multi Family | Electric Demand (MW) | Fuel Substitution | 0 | 0 | 0.00011968 | 0.00039508 | 0.00086572 | 0.0013801 | 0.001925 | 0.0024919 | 0.0030796 | 0.0036826 | 0.0042961 | 0.0049168 | 0.0055427
Scenario 4: Reference ZEAS Phase In | SDG&E | Res | WaterHeat | Res - Multi Family | Electric Energy (GWh/year) | Energy Efficiency | 2.3797 | 4.7423 | 7.0785 | 9.3866 | 11.6442 | 13.8625 | 16.0424 | 18.1831 | 20.2824 | 22.3459 | 24.3775 | 26.3503 | 28.3021
Scenario 4: Reference ZEAS Phase In | SDG&E | Res | WaterHeat | Res - Multi Family | Electric Energy (GWh/year) | Fuel Substitution | -0.18827 | -0.38339 | -0.58265 | -0.78495 | -0.98923 | -1.1968 | -1.194 | -1.191 | -1.188 | -1.1849 | -1.1817 | -1.1785 | -1.1752
Scenario 4: Reference ZEAS Phase In | SDG&E | Res | WaterHeat | Res - Multi Family | Gas Energy (MMTherm/year) | Energy Efficiency | 0.12957 | 0.25299 | 0.32453 | 0.38222 | 0.43379 | 0.48001 | 0.52112 | 0.55091 | 0.57628 | 0.59774 | 0.61564 | 0.55936 | 0.50552
Scenario 4: Reference ZEAS Phase In | SDG&E | Res | WaterHeat | Res - Multi Family | Gas Energy (MMTherm/year) | Fuel Substitution | 0.013677 | 0.027853 | 0.04233 | 0.057029 | 0.071868 | 0.08696 | 0.08696 | 0.08696 | 0.08696 | 0.08696 | 0.08696 | 0.08696 | 0.08696
Scenario 4: Reference ZEAS Phase In | SDG&E | Res | WaterHeat | Res - Single Family | Electric Demand (MW) | Energy Efficiency | 0.27472 | 0.55084 | 0.82941 | 1.1036 | 1.3704 | 1.6314 | 1.8867 | 2.1364 | 2.381 | 2.6211 | 2.8571 | 3.0847 | 3.3095
Scenario 4: Reference ZEAS Phase In | SDG&E | Res | WaterHeat | Res - Single Family | Electric Demand (MW) | Fuel Substitution | 0 | 0 | 0.00060236 | 0.0019724 | 0.0042436 | 0.0067152 | 0.0093249 | 0.012028 | 0.014813 | 0.017665 | 0.020563 | 0.023494 | 0.026448
Scenario 4: Reference ZEAS Phase In | SDG&E | Res | WaterHeat | Res - Single Family | Electric Energy (GWh/year) | Energy Efficiency | 1.4122 | 2.8307 | 4.2625 | 5.6709 | 7.0401 | 8.3783 | 9.6866 | 10.9643 | 12.2153 | 13.4424 | 14.6483 | 15.797 | 16.9322
Scenario 4: Reference ZEAS Phase In | SDG&E | Res | WaterHeat | Res - Single Family | Electric Energy (GWh/year) | Fuel Substitution | -0.01241 | -0.025199 | -0.03157 | -0.029592 | -0.017212 | -0.0037399 | 0.010484 | 0.025218 | 0.040397 | 0.055942 | 0.071738 | 0.087712 | 0.10382
Scenario 4: Reference ZEAS Phase In | SDG&E | Res | WaterHeat | Res - Single Family | Gas Energy (MMTherm/year) | Energy Efficiency | 0.47392 | 0.94651 | 1.1702 | 1.3712 | 1.546 | 1.698 | 1.8288 | 1.9289 | 2.0098 | 2.0753 | 2.1288 | 1.9293 | 1.7384
Scenario 4: Reference ZEAS Phase In | SDG&E | Res | WaterHeat | Res - Single Family | Gas Energy (MMTherm/year) | Fuel Substitution | 0.0017879 | 0.0036308 | 0.0050219 | 0.005813 | 0.005813 | 0.005813 | 0.005813 | 0.005813 | 0.005813 | 0.005813 | 0.005813 | 0.005813 | 0.005813
Scenario 5: High TRC ZEAS Phase In | PG&E | Ag | WholeBlg | Ag - Dairies, fishing, hunting | Electric Demand (MW) | Energy Efficiency | 0.10172 | 0.20453 | 0.30867 | 0.4141 | 0.52099 | 0.62905 | 0.73827 | 0.84855 | 0.91017 | 0.92046 | 0.93063 | 0.94048 | 0.94995
Scenario 5: High TRC ZEAS Phase In | PG&E | Ag | WholeBlg | Ag - Dairies, fishing, hunting | Electric Energy (GWh/year) | Energy Efficiency | 0.43333 | 0.8713 | 1.3149 | 1.7641 | 2.2194 | 2.6797 | 3.145 | 3.6148 | 3.8773 | 3.9212 | 3.9645 | 4.0064 | 4.0468
Scenario 5: High TRC ZEAS Phase In | PG&E | Ag | WholeBlg | Ag - Dairies, fishing, hunting | Gas Energy (MMTherm/year) | Energy Efficiency | 0.0017339 | 0.0034678 | 0.0052016 | 0.0069355 | 0.0086694 | 0.010403 | 0.012137 | 0.013871 | 0.014755 | 0.014755 | 0.014755 | 0.014755 | 0.014755
Scenario 5: High TRC ZEAS Phase In | PG&E | Ag | WholeBlg | Ag - Irrigated Agriculture, vineyards, forestry and greenhouses | Electric Demand (MW) | Energy Efficiency | 0.83085 | 1.6856 | 2.5647 | 3.4673 | 4.3932 | 5.3401 | 6.3079 | 7.2963 | 7.8988 | 8.0861 | 8.2692 | 8.4474 | 8.6211
Scenario 5: High TRC ZEAS Phase In | PG&E | Ag | WholeBlg | Ag - Irrigated Agriculture, vineyards, forestry and greenhouses | Electric Energy (GWh/year) | Energy Efficiency | 3.5394 | 7.1808 | 10.9254 | 14.7707 | 18.715 | 22.7485 | 26.8715 | 31.0822 | 33.6487 | 34.4467 | 35.2265 | 35.9859 | 36.7259
Scenario 5: High TRC ZEAS Phase In | PG&E | Ag | WholeBlg | Ag - Irrigated Agriculture, vineyards, forestry and greenhouses | Gas Energy (MMTherm/year) | Energy Efficiency | 0.014204 | 0.028408 | 0.042612 | 0.056816 | 0.07102 | 0.085224 | 0.099428 | 0.11363 | 0.12087 | 0.12087 | 0.12087 | 0.12087 | 0.12087
Scenario 5: High TRC ZEAS Phase In | PG&E | Ag | WholeBlg | Ag - Water pumping | Electric Demand (MW) | Energy Efficiency | 0.54978 | 1.093 | 1.6293 | 2.1585 | 2.6805 | 3.1962 | 3.706 | 4.2099 | 4.4375 | 4.381 | 4.3236 | 4.2653 | 4.2063
Scenario 5: High TRC ZEAS Phase In | PG&E | Ag | WholeBlg | Ag - Water pumping | Electric Energy (GWh/year) | Energy Efficiency | 2.342 | 4.656 | 6.9406 | 9.1953 | 11.419 | 13.6157 | 15.7874 | 17.9339 | 18.9038 | 18.663 | 18.4183 | 18.1702 | 17.9186
Scenario 5: High TRC ZEAS Phase In | PG&E | Ag | WholeBlg | Ag - Water pumping | Gas Energy (MMTherm/year) | Energy Efficiency | 0.00072949 | 0.001459 | 0.0021885 | 0.002918 | 0.0036475 | 0.004377 | 0.0051065 | 0.0058359 | 0.0062078 | 0.0062078 | 0.0062078 | 0.0062078 | 0.0062078
Scenario 5: High TRC ZEAS Phase In | PG&E | Com | AppPlug | Com - Health | Gas Energy (MMTherm/year) | Energy Efficiency | 0.74397 | 1.5342 | 2.362 | 3.211 | 3.3176 | 3.3848 | 4.1339 | 4.3717 | 4.7776 | 4.9984 | 5.1927 | 5.2065 | 5.1853
Scenario 5: High TRC ZEAS Phase In | PG&E | Com | AppPlug | Com - Lodging | Gas Energy (MMTherm/year) | Energy Efficiency | 0.50248 | 1.1072 | 1.7301 | 2.3656 | 2.7049 | 2.9741 | 3.2351 | 3.4874 | 3.7297 | 3.9619 | 3.7736 | 3.5228 | 4.5931
Scenario 5: High TRC ZEAS Phase In | PG&E | Com | AppPlug | Com - Other | Gas Energy (MMTherm/year) | Energy Efficiency | 0.0013845 | 0.0029349 | 0.0046656 | 0.0065701 | 0.0086287 | 0.010875 | 0.01193 | 0.012989 | 0.014 | 0.014978 | 0.01594 | 0.016844 | 0.01768
Scenario 5: High TRC ZEAS Phase In | PG&E | Com | BROs | Com - Lodging | Electric Energy (GWh/year) | Energy Efficiency | 0.0092629 | 0.028303 | 0.048333 | 0.069439 | 0.091887 | 0.11582 | 0.1415 | 0.16859 | 0.19725 | 0.23009 | 0.26451 | 0.29744 | 0.3298
Scenario 5: High TRC ZEAS Phase In | PG&E | Com | BROs | Com - Other | Electric Energy (GWh/year) | Energy Efficiency | 0.035729 | 0.11297 | 0.20124 | 0.29925 | 0.40928 | 0.53746 | 0.68187 | 0.82265 | 0.96827 | 1.1441 | 1.3315 | 1.5157 | 1.6951
Scenario 5: High TRC ZEAS Phase In | PG&E | Com | BROs | Com - Retail | Electric Demand (MW) | Energy Efficiency | 0.0042778 | 0.01298 | 0.021951 | 0.03122 | 0.040884 | 0.051 | 0.061733 | 0.073691 | 0.086155 | 0.099434 | 0.1131 | 0.12583 | 0.13947
Scenario 5: High TRC ZEAS Phase In | PG&E | Com | BROs | Com - Retail | Electric Energy (GWh/year) | Energy Efficiency | 0.046249 | 0.14033 | 0.23733 | 0.33754 | 0.44201 | 0.55139 | 0.66742 | 0.79671 | 0.93146 | 1.075 | 1.2228 | 1.3604 | 1.5079
Scenario 5: High TRC ZEAS Phase In | PG&E | Com | BldgEnv | Com - College | Electric Demand (MW) | Energy Efficiency | 0.00064239 | 0.0013062 | 0.0020151 | 0.0027588 | 0.0035278 | 0.0043151 | 0.0051327 | 0.0059028 | 0.0067505 | 0.0076058 | 0.0084748 | 0.0093259 | 0.010182
Scenario 5: High TRC ZEAS Phase In | PG&E | Com | BldgEnv | Com - College | Electric Energy (GWh/year) | Energy Efficiency | 0.00018475 | 0.0003763 | 0.00058024 | 0.00079418 | 0.0010154 | 0.0012418 | 0.0014769 | 0.0016991 | 0.0019421 | 0.002188 | 0.0024381 | 0.0026829 | 0.0029293
Scenario 5: High TRC ZEAS Phase In | PG&E | Com | BldgEnv | Com - College | Gas Energy (MMTherm/year) | Energy Efficiency | 4.2839e-05 | 8.574e-05 | 0.00013301 | 0.00018274 | 0.00023431 | 0.00028726 | 0.00034233 | 0.00039311 | 0.00045226 | 0.00051044 | 0.00056914 | 0.00062612 | 0.00068283
Scenario 5: High TRC ZEAS Phase In | PG&E | Com | BldgEnv | Com - Grocery | Electric Demand (MW) | Energy Efficiency | 0.0011848 | 0.0024061 | 0.0035822 | 0.0047721 | 0.0060119 | 0.0073154 | 0.0086769 | 0.0097275 | 0.010851 | 0.012136 | 0.01352 | 0.014949 | 0.016424
Scenario 5: High TRC ZEAS Phase In | PG&E | Com | BldgEnv | Com - Grocery | Electric Energy (GWh/year) | Energy Efficiency | 0.00033988 | 0.00069052 | 0.001022 | 0.0013652 | 0.0017228 | 0.0020988 | 0.0024915 | 0.0027968 | 0.0031229 | 0.0035016 | 0.0039015 | 0.0043143 | 0.0047403
Scenario 5: High TRC ZEAS Phase In | PG&E | Com | BldgEnv | Com - Grocery | Gas Energy (MMTherm/year) | Energy Efficiency | 7.787e-05 | 0.00015742 | 0.00023385 | 0.00031077 | 0.00039092 | 0.00047518 | 0.00056318 | 0.00062979 | 0.00070178 | 0.00078439 | 0.00087384 | 0.00096616 | 0.0010615
Scenario 5: High TRC ZEAS Phase In | PG&E | Com | BldgEnv | Com - Health | Electric Demand (MW) | Energy Efficiency | 0.039854 | 0.081146 | 0.14024 | 0.19693 | 0.2491 | 0.30716 | 0.35621 | 0.35689 | 0.34674 | 0.31011 | 0.26811 | 0.22414 | 0.16965
Scenario 5: High TRC ZEAS Phase In | PG&E | Com | BldgEnv | Com - Health | Electric Energy (GWh/year) | Energy Efficiency | 0.015452 | 0.031445 | 0.057332 | 0.082122 | 0.10488 | 0.12706 | 0.14572 | 0.14563 | 0.14137 | 0.12389 | 0.10453 | 0.084732 | 0.063888
Scenario 5: High TRC ZEAS Phase In | PG&E | Com | BldgEnv | Com - Health | Gas Energy (MMTherm/year) | Energy Efficiency | 0.0066833 | 0.013609 | 0.023195 | 0.032396 | 0.040855 | 0.050618 | 0.058875 | 0.059022 | 0.05735 | 0.051561 | 0.04485 | 0.037787 | 0.028628
Scenario 5: High TRC ZEAS Phase In | PG&E | Com | BldgEnv | Com - Lodging | Electric Demand (MW) | Energy Efficiency | 0.055052 | 0.10717 | 0.15423 | 0.19458 | 0.2273 | 0.25208 | 0.26927 | 0.22562 | 0.17912 | 0.13499 | 0.097647 | 0.068065 | 0.046498
Scenario 5: High TRC ZEAS Phase In | PG&E | Com | BldgEnv | Com - Lodging | Electric Energy (GWh/year) | Energy Efficiency | 0.027732 | 0.05394 | 0.077548 | 0.097734 | 0.11403 | 0.12632 | 0.13478 | 0.11262 | 0.089087 | 0.066969 | 0.048322 | 0.033617 | 0.022968
Scenario 5: High TRC ZEAS Phase In | PG&E | Com | BldgEnv | Com - Lodging | Gas Energy (MMTherm/year) | Energy Efficiency | 0.016088 | 0.031325 | 0.04509 | 0.056902 | 0.066486 | 0.073755 | 0.078805 | 0.066076 | 0.052502 | 0.039588 | 0.028655 | 0.019983 | 0.013651
Scenario 5: High TRC ZEAS Phase In | PG&E | Com | BldgEnv | Com - Office (Large) | Electric Demand (MW) | Energy Efficiency | 0.0088532 | 0.018033 | 0.027592 | 0.037416 | 0.047533 | 0.057867 | 0.068442 | 0.078424 | 0.088429 | 0.098527 | 0.10866 | 0.11883 | 0.12902
Scenario 5: High TRC ZEAS Phase In | PG&E | Com | BldgEnv | Com - Office (Large) | Electric Energy (GWh/year) | Energy Efficiency | 0.0025542 | 0.0052028 | 0.0079611 | 0.010796 | 0.013716 | 0.016698 | 0.01975 | 0.022633 | 0.025523 | 0.028439 | 0.031367 | 0.034303 | 0.037246
Scenario 5: High TRC ZEAS Phase In | PG&E | Com | BldgEnv | Com - Office (Large) | Gas Energy (MMTherm/year) | Energy Efficiency | 0.00057222 | 0.0011655 | 0.0017833 | 0.0024183 | 0.0030721 | 0.00374 | 0.0044234 | 0.0050683 | 0.0057148 | 0.0063672 | 0.0070222 | 0.007679 | 0.0083373
Scenario 5: High TRC ZEAS Phase In | PG&E | Com | BldgEnv | Com - Office (Small) | Electric Demand (MW) | Energy Efficiency | 0.0016574 | 0.0033985 | 0.0052273 | 0.0054647 | 0.024682 | 0.026561 | 0.028502 | 0.030223 | 0.032002 | 0.033837 | 0.035726 | 0.037663 | 0.039648
Scenario 5: High TRC ZEAS Phase In | PG&E | Com | BldgEnv | Com - Office (Small) | Electric Energy (GWh/year) | Energy Efficiency | 0.00047772 | 0.00097969 | 0.001507 | 0.0015748 | 0.0071233 | 0.0076653 | 0.0082253 | 0.0087224 | 0.0092363 | 0.0097665 | 0.010312 | 0.010872 | 0.011445
Scenario 5: High TRC ZEAS Phase In | PG&E | Com | BldgEnv | Com - Office (Small) | Gas Energy (MMTherm/year) | Energy Efficiency | 0.00010714 | 0.00021972 | 0.00033795 | 0.00035335 | 0.0015949 | 0.0017164 | 0.0018419 | 0.0019531 | 0.002068 | 0.0021866 | 0.0023086 | 0.0024338 | 0.0025621
Scenario 5: High TRC ZEAS Phase In | PG&E | Com | BldgEnv | Com - Other | Electric Demand (MW) | Energy Efficiency | 0.0015574 | 0.0031835 | 0.0048859 | 0.0066542 | 0.0084724 | 0.010363 | 0.01233 | 0.013944 | 0.015605 | 0.017327 | 0.019107 | 0.02094 | 0.022827
Scenario 5: High TRC ZEAS Phase In | PG&E | Com | BldgEnv | Com - Other | Electric Energy (GWh/year) | Energy Efficiency | 0.00045112 | 0.00092227 | 0.0014156 | 0.0019282 | 0.0024553 | 0.0030036 | 0.003574 | 0.0040429 | 0.0045257 | 0.005026 | 0.0055435 | 0.0060761 | 0.0066242
Scenario 5: High TRC ZEAS Phase In | PG&E | Com | BldgEnv | Com - Other | Gas Energy (MMTherm/year) | Energy Efficiency | 0.00010072 | 0.00020588 | 0.00031596 | 0.0004303 | 0.00054785 | 0.00067011 | 0.00079728 | 0.00090149 | 0.0010088 | 0.00112 | 0.0012351 | 0.0013535 | 0.0014754
Scenario 5: High TRC ZEAS Phase In | PG&E | Com | BldgEnv | Com - Refrig. Warehouse | Electric Demand (MW) | Energy Efficiency | 0.00041775 | 0.00085666 | 0.0013158 | 0.0017944 | 0.0022916 | 0.002807 | 0.003336 | 0.0038081 | 0.0042874 | 0.0047746 | 0.0052684 | 0.0057697 | 0.0062793
Scenario 5: High TRC ZEAS Phase In | PG&E | Com | BldgEnv | Com - Refrig. Warehouse | Electric Energy (GWh/year) | Energy Efficiency | 0.0001243 | 0.00025497 | 0.00039159 | 0.00053382 | 0.00068125 | 0.00083366 | 0.00098958 | 0.001125 | 0.0012618 | 0.0014002 | 0.0015401 | 0.0016819 | 0.001826
Scenario 5: High TRC ZEAS Phase In | PG&E | Com | BldgEnv | Com - Refrig. Warehouse | Gas Energy (MMTherm/year) | Energy Efficiency | 3.7769e-05 | 7.7542e-05 | 0.00011892 | 0.00016147 | 0.00020472 | 0.0002483 | 0.0002916 | 0.00031927 | 0.00034536 | 0.00037027 | 0.0003944 | 0.00041834 | 0.0004427
Scenario 5: High TRC ZEAS Phase In | PG&E | Com | BldgEnv | Com - Restaurant | Electric Demand (MW) | Energy Efficiency | 0.00057912 | 0.0010836 | 0.0016104 | 0.0021576 | 0.0027233 | 0.0033053 | 0.0039061 | 0.0043284 | 0.0048602 | 0.0054106 | 0.0059775 | 0.0059523 | 0.01273
Scenario 5: High TRC ZEAS Phase In | PG&E | Com | BldgEnv | Com - Restaurant | Electric Energy (GWh/year) | Energy Efficiency | 0.00016595 | 0.00031129 | 0.00046307 | 0.00062074 | 0.00078377 | 0.00095151 | 0.0011247 | 0.0012475 | 0.0014011 | 0.00156 | 0.0017237 | 0.0017165 | 0.0036737
Scenario 5: High TRC ZEAS Phase In | PG&E | Com | BldgEnv | Com - Restaurant | Gas Energy (MMTherm/year) | Energy Efficiency | 3.7452e-05 | 7.0033e-05 | 0.00010405 | 0.00013938 | 0.00017591 | 0.00021349 | 0.00025229 | 0.00027948 | 0.00031381 | 0.00034932 | 0.00038591 | 0.00038428 | 0.00082214
Scenario 5: High TRC ZEAS Phase In | PG&E | Com | BldgEnv | Com - Retail | Electric Demand (MW) | Energy Efficiency | 0.0027649 | 0.0057063 | 0.008484 | 0.0090394 | 0.036332 | 0.039445 | 0.043005 | 0.075889 | 0.079116 | 0.082793 | 0.086238 | 0.089775 | 0.093365
Scenario 5: High TRC ZEAS Phase In | PG&E | Com | BldgEnv | Com - Retail | Electric Energy (GWh/year) | Energy Efficiency | 0.00079152 | 0.0016341 | 0.0024354 | 0.0025901 | 0.010466 | 0.011355 | 0.012378 | 0.025463 | 0.026396 | 0.027455 | 0.028452 | 0.029476 | 0.030509
Scenario 5: High TRC ZEAS Phase In | PG&E | Com | BldgEnv | Com - Retail | Gas Energy (MMTherm/year) | Energy Efficiency | 0.00018975 | 0.00039099 | 0.0005703 | 0.00061611 | 0.0023885 | 0.0025977 | 0.0028341 | 0.004761 | 0.0049647 | 0.0052065 | 0.0054214 | 0.0056413 | 0.0058654
Scenario 5: High TRC ZEAS Phase In | PG&E | Com | BldgEnv | Com - School | Electric Demand (MW) | Energy Efficiency | 0.0024736 | 0.0050613 | 0.0077541 | 0.010533 | 0.013367 | 0.016262 | 0.019203 | 0.021957 | 0.02476 | 0.027611 | 0.030504 | 0.033448 | 0.036426
Scenario 5: High TRC ZEAS Phase In | PG&E | Com | BldgEnv | Com - School | Electric Energy (GWh/year) | Energy Efficiency | 0.0007135 | 0.00146 | 0.0022369 | 0.0030388 | 0.0038564 | 0.0046919 | 0.0055404 | 0.0063359 | 0.0071456 | 0.0079689 | 0.0088046 | 0.0096549 | 0.010515
Scenario 5: High TRC ZEAS Phase In | PG&E | Com | BldgEnv | Com - School | Gas Energy (MMTherm/year) | Energy Efficiency | 0.00015989 | 0.00032716 | 0.00050121 | 0.00068085 | 0.00086398 | 0.0010511 | 0.0012412 | 0.0014191 | 0.0016002 | 0.0017844 | 0.0019714 | 0.0021616 | 0.002354
Scenario 5: High TRC ZEAS Phase In | PG&E | Com | BldgEnv | Com - Warehouse | Electric Demand (MW) | Energy Efficiency | 0.14531 | 0.288 | 0.42219 | 0.54273 | 0.64582 | 0.72935 | 0.7928 | 0.69513 | 0.58295 | 0.46461 | 0.35371 | 0.26054 | 0.18722
Scenario 5: High TRC ZEAS Phase In | PG&E | Com | BldgEnv | Com - Warehouse | Electric Energy (GWh/year) | Energy Efficiency | 0.073265 | 0.14513 | 0.21258 | 0.27305 | 0.32461 | 0.36625 | 0.39773 | 0.348 | 0.29109 | 0.23125 | 0.1757 | 0.12919 | 0.092752
Scenario 5: High TRC ZEAS Phase In | PG&E | Com | BldgEnv | Com - Warehouse | Gas Energy (MMTherm/year) | Energy Efficiency | 0.042456 | 0.084162 | 0.1234 | 0.15866 | 0.18884 | 0.21331 | 0.23193 | 0.20345 | 0.17073 | 0.13617 | 0.10372 | 0.07643 | 0.05493
Scenario 5: High TRC ZEAS Phase In | PG&E | Com | ComRefrig | Com - College | Electric Demand (MW) | Energy Efficiency | 0.00016302 | 0.00026635 | 0.00032583 | 0.0003562 | 0.00037305 | 0.000384 | 0.00039169 | 0.00039889 | 0.00040563 | 0.00041194 | 0.00041785 | 0.00042338 | 0.00042856
Scenario 5: High TRC ZEAS Phase In | PG&E | Com | ComRefrig | Com - College | Electric Energy (GWh/year) | Energy Efficiency | 0.001171 | 0.0019207 | 0.0023574 | 0.0025843 | 0.0027103 | 0.00279 | 0.0028444 | 0.0028953 | 0.0029429 | 0.0029875 | 0.0030293 | 0.0030683 | 0.0031049
Scenario 5: High TRC ZEAS Phase In | PG&E | Com | ComRefrig | Com - Grocery | Electric Demand (MW) | Energy Efficiency | 0.12023 | 0.17882 | 0.20693 | 0.22301 | 0.23306 | 0.24246 | 0.25127 | 0.25952 | 0.26724 | 0.27447 | 0.28124 | 0.28758 | 0.29351
Scenario 5: High TRC ZEAS Phase In | PG&E | Com | ComRefrig | Com - Grocery | Electric Energy (GWh/year) | Energy Efficiency | 0.8779 | 1.3157 | 1.5283 | 1.6465 | 1.7175 | 1.784 | 1.8462 | 1.9045 | 1.959 | 2.01 | 2.0578 | 2.1026 | 2.1445
Scenario 5: High TRC ZEAS Phase In | PG&E | Com | ComRefrig | Com - Refrig. Warehouse | Electric Demand (MW) | Energy Efficiency | 0.00035076 | 0.00056373 | 0.00067983 | 0.00073395 | 0.0007677 | 0.00078931 | 0.00080744 | 0.00082442 | 0.00084032 | 0.0008552 | 0.00086913 | 0.00088218 | 0.0008944
Scenario 5: High TRC ZEAS Phase In | PG&E | Com | ComRefrig | Com - Refrig. Warehouse | Electric Energy (GWh/year) | Energy Efficiency | 0.0025248 | 0.004074 | 0.0049297 | 0.0053374 | 0.0055871 | 0.0057417 | 0.0058699 | 0.0059899 | 0.0061022 | 0.0062074 | 0.0063058 | 0.006398 | 0.0064843
Scenario 5: High TRC ZEAS Phase In | PG&E | Com | ComRefrig | Com - Restaurant | Electric Demand (MW) | Energy Efficiency | 0.0042489 | 0.0063792 | 0.0073963 | 0.007992 | 0.0083405 | 0.0086669 | 0.0089724 | 0.0092585 | 0.0095263 | 0.0097771 | 0.010012 | 0.010232 | 0.010438
Scenario 5: High TRC ZEAS Phase In | PG&E | Com | ComRefrig | Com - Restaurant | Electric Energy (GWh/year) | Energy Efficiency | 0.031008 | 0.046897 | 0.05461 | 0.059008 | 0.061471 | 0.063777 | 0.065936 | 0.067957 | 0.069849 | 0.07162 | 0.073278 | 0.07483 | 0.076283
Scenario 5: High TRC ZEAS Phase In | PG&E | Com | ComRefrig | Com - Retail | Electric Demand (MW) | Energy Efficiency | 0.055521 | 0.083419 | 0.08845 | 0.098541 | 0.10442 | 0.10857 | 0.11246 | 0.11611 | 0.11952 | 0.12271 | 0.1257 | 0.1285 | 0.13112
Scenario 5: High TRC ZEAS Phase In | PG&E | Com | ComRefrig | Com - Retail | Electric Energy (GWh/year) | Energy Efficiency | 0.40472 | 0.61223 | 0.64775 | 0.72358 | 0.76632 | 0.79567 | 0.82316 | 0.84889 | 0.87297 | 0.89552 | 0.91663 | 0.93639 | 0.95489
Scenario 5: High TRC ZEAS Phase In | PG&E | Com | ComRefrig | Com - School | Electric Demand (MW) | Energy Efficiency | 1.4538e-05 | 2.7715e-05 | 4.0054e-05 | 5.1607e-05 | 6.2424e-05 | 7.2553e-05 | 8.2037e-05 | 9.0917e-05 | 9.9232e-05 | 0.00010702 | 0.00011431 | 0.00012113 | 0.00012753
Scenario 5: High TRC ZEAS Phase In | PG&E | Com | ComRefrig | Com - School | Electric Energy (GWh/year) | Energy Efficiency | 0.00010296 | 0.00019591 | 0.00028293 | 0.0003644 | 0.00044067 | 0.00051207 | 0.00057892 | 0.00064151 | 0.0007001 | 0.00075495 | 0.00080631 | 0.00085439 | 0.0008994
Scenario 5: High TRC ZEAS Phase In | PG&E | Com | FoodServ | Com - College | Electric Demand (MW) | Energy Efficiency | 0.011439 | 0.023267 | 0.03613 | 0.049454 | 0.063095 | 0.077011 | 0.091265 | 0.10579 | 0.12067 | 0.13588 | 0.15136 | 0.16654 | 0.18196
Scenario 5: High TRC ZEAS Phase In | PG&E | Com | FoodServ | Com - College | Electric Demand (MW) | Fuel Substitution | -0.00016056 | -0.00034299 | -0.00055138 | -0.00078334 | -0.0010393 | -0.0013198 | -0.001625 | -0.0019553 | -0.0023111 | -0.0026926 | -0.0031002 | -0.0035343 | -0.0039954
Scenario 5: High TRC ZEAS Phase In | PG&E | Com | FoodServ | Com - College | Electric Energy (GWh/year) | Energy Efficiency | 0.054519 | 0.11097 | 0.1722 | 0.23571 | 0.30083 | 0.36738 | 0.43568 | 0.5054 | 0.57699 | 0.65027 | 0.72503 | 0.7966 | 0.86939
Scenario 5: High TRC ZEAS Phase In | PG&E | Com | FoodServ | Com - College | Electric Energy (GWh/year) | Fuel Substitution | -0.0014822 | -0.0031456 | -0.0050074 | -0.007056 | -0.0092912 | -0.011713 | -0.014321 | -0.017179 | -0.020314 | -0.023768 | -0.02759 | -0.031824 | -0.036517
Scenario 5: High TRC ZEAS Phase In | PG&E | Com | FoodServ | Com - College | Gas Energy (MMTherm/year) | Energy Efficiency | 0.02728 | 0.054994 | 0.082699 | 0.11244 | 0.14109 | 0.16996 | 0.19913 | 0.22847 | 0.2581 | 0.28796 | 0.31801 | 0.34815 | 0.37584
Scenario 5: High TRC ZEAS Phase In | PG&E | Com | FoodServ | Com - College | Gas Energy (MMTherm/year) | Fuel Substitution | 0.00015319 | 0.00032492 | 0.00051648 | 0.00072707 | 0.00095662 | 0.0012051 | 0.0014725 | 0.0017652 | 0.0020858 | 0.0024387 | 0.0028287 | 0.0032602 | 0.003738
Scenario 5: High TRC ZEAS Phase In | PG&E | Com | FoodServ | Com - Grocery | Electric Demand (MW) | Energy Efficiency | 0.061881 | 0.12555 | 0.19536 | 0.26769 | 0.34179 | 0.41784 | 0.49578 | 0.5756 | 0.6571 | 0.74027 | 0.82512 | 0.90875 | 0.99394
Scenario 5: High TRC ZEAS Phase In | PG&E | Com | FoodServ | Com - Grocery | Electric Demand (MW) | Fuel Substitution | -0.00082238 | -0.0017541 | -0.002817 | -0.0039967 | -0.0052945 | -0.0067116 | -0.0082487 | -0.0099066 | -0.011685 | -0.013585 | -0.015607 | -0.01775 | -0.020016
Scenario 5: High TRC ZEAS Phase In | PG&E | Com | FoodServ | Com - Grocery | Electric Energy (GWh/year) | Energy Efficiency | 0.29414 | 0.59719 | 0.92857 | 1.2723 | 1.6252 | 1.988 | 2.3606 | 2.743 | 3.1343 | 3.5344 | 3.9434 | 4.3361 | 4.7371
Scenario 5: High TRC ZEAS Phase In | PG&E | Com | FoodServ | Com - Grocery | Electric Energy (GWh/year) | Fuel Substitution | -0.014142 | -0.030004 | -0.047686 | -0.067118 | -0.088285 | -0.11117 | -0.13575 | -0.16223 | -0.19069 | -0.22125 | -0.25406 | -0.28928 | -0.32706
Scenario 5: High TRC ZEAS Phase In | PG&E | Com | FoodServ | Com - Grocery | Gas Energy (MMTherm/year) | Energy Efficiency | 0.15229 | 0.30757 | 0.46571 | 0.62644 | 0.78925 | 0.95432 | 1.1214 | 1.2904 | 1.4608 | 1.6327 | 1.8061 | 1.9808 | 2.1066
Scenario 5: High TRC ZEAS Phase In | PG&E | Com | FoodServ | Com - Grocery | Gas Energy (MMTherm/year) | Fuel Substitution | 0.0014665 | 0.0031104 | 0.0049395 | 0.0069486 | 0.0091361 | 0.0115 | 0.014038 | 0.016771 | 0.019705 | 0.022855 | 0.026234 | 0.029857 | 0.033743
Scenario 5: High TRC ZEAS Phase In | PG&E | Com | FoodServ | Com - Health | Electric Demand (MW) | Energy Efficiency | 0.021575 | 0.043972 | 0.068659 | 0.094171 | 0.1206 | 0.14793 | 0.17611 | 0.2051 | 0.23474 | 0.26484 | 0.2952 | 0.32507 | 0.35561
Scenario 5: High TRC ZEAS Phase In | PG&E | Com | FoodServ | Com - Health | Electric Demand (MW) | Fuel Substitution | -0.00036335 | -0.00077813 | -0.0012526 | -0.0017822 | -0.0023676 | -0.0030099 | -0.0037097 | -0.0044681 | -0.0052857 | -0.0061634 | -0.0071024 | -0.0081039 | -0.0091693
Scenario 5: High TRC ZEAS Phase In | PG&E | Com | FoodServ | Com - Health | Electric Energy (GWh/year) | Energy Efficiency | 0.10519 | 0.21454 | 0.33479 | 0.45922 | 0.58836 | 0.72217 | 0.86042 | 1.0029 | 1.1489 | 1.2975 | 1.4475 | 1.5911 | 1.7381
Scenario 5: High TRC ZEAS Phase In | PG&E | Com | FoodServ | Com - Health | Electric Energy (GWh/year) | Fuel Substitution | -0.0040177 | -0.0085803 | -0.013724 | -0.019428 | -0.025755 | -0.03273 | -0.040392 | -0.048796 | -0.057987 | -0.068025 | -0.078974 | -0.090915 | -0.10394
Scenario 5: High TRC ZEAS Phase In | PG&E | Com | FoodServ | Com - Health | Gas Energy (MMTherm/year) | Energy Efficiency | 0.070721 | 0.14273 | 0.21658 | 0.29132 | 0.36716 | 0.44336 | 0.52255 | 0.60118 | 0.68048 | 0.76021 | 0.84014 | 0.92084 | 0.98792
Scenario 5: High TRC ZEAS Phase In | PG&E | Com | FoodServ | Com - Health | Gas Energy (MMTherm/year) | Fuel Substitution | 0.00042586 | 0.0009089 | 0.0014518 | 0.0020534 | 0.0027196 | 0.0034531 | 0.0042576 | 0.0051388 | 0.0061011 | 0.0071506 | 0.0082938 | 0.0095391 | 0.010896
Scenario 5: High TRC ZEAS Phase In | PG&E | Com | FoodServ | Com - Lodging | Electric Demand (MW) | Energy Efficiency | 0.03161 | 0.06464 | 0.099583 | 0.13608 | 0.17426 | 0.21401 | 0.25537 | 0.29834 | 0.34287 | 0.389 | 0.43669 | 0.47665 | 0.51796
Scenario 5: High TRC ZEAS Phase In | PG&E | Com | FoodServ | Com - Lodging | Electric Demand (MW) | Fuel Substitution | -0.00038673 | -0.0008274 | -0.0013256 | -0.0018809 | -0.0024941 | -0.0031658 | -0.0038967 | -0.004687 | -0.0055373 | -0.0064478 | -0.007419 | -0.0084515 | -0.0095479
Scenario 5: High TRC ZEAS Phase In | PG&E | Com | FoodServ | Com - Lodging | Electric Energy (GWh/year) | Energy Efficiency | 0.19021 | 0.38833 | 0.59667 | 0.81365 | 1.0401 | 1.2756 | 1.5202 | 1.774 | 2.0368 | 2.3088 | 2.5898 | 2.7985 | 3.0147
Scenario 5: High TRC ZEAS Phase In | PG&E | Com | FoodServ | Com - Lodging | Electric Energy (GWh/year) | Fuel Substitution | -0.0042601 | -0.0090664 | -0.014433 | -0.020355 | -0.026869 | -0.033989 | -0.04175 | -0.050176 | -0.05929 | -0.069122 | -0.079709 | -0.091101 | -0.10336
Scenario 5: High TRC ZEAS Phase In | PG&E | Com | FoodServ | Com - Lodging | Gas Energy (MMTherm/year) | Energy Efficiency | 0.054163 | 0.10966 | 0.16642 | 0.22425 | 0.28324 | 0.34314 | 0.4039 | 0.46547 | 0.52777 | 0.59085 | 0.65465 | 0.71891 | 0.76987
Scenario 5: High TRC ZEAS Phase In | PG&E | Com | FoodServ | Com - Lodging | Gas Energy (MMTherm/year) | Fuel Substitution | 0.00043792 | 0.00093152 | 0.0014819 | 0.0020887 | 0.0027554 | 0.0034835 | 0.0042763 | 0.0051362 | 0.0060654 | 0.007067 | 0.0081447 | 0.0093034 | 0.01055
Scenario 5: High TRC ZEAS Phase In | PG&E | Com | FoodServ | Com - Office (Large) | Electric Demand (MW) | Energy Efficiency | 0.0020699 | 0.0041501 | 0.0062453 | 0.0083516 | 0.010472 | 0.012605 | 0.014754 | 0.016914 | 0.019082 | 0.021262 | 0.023452 | 0.023585 | 0.023719
Scenario 5: High TRC ZEAS Phase In | PG&E | Com | FoodServ | Com - Office (Large) | Electric Energy (GWh/year) | Energy Efficiency | 0.018155 | 0.036401 | 0.054779 | 0.073253 | 0.091854 | 0.11056 | 0.12941 | 0.14836 | 0.16737 | 0.18649 | 0.20571 | 0.20687 | 0.20804
Scenario 5: High TRC ZEAS Phase In | PG&E | Com | FoodServ | Com - Office (Small) | Electric Demand (MW) | Energy Efficiency | 0.00052989 | 0.0010649 | 0.0016052 | 0.0019955 | 0.0033133 | 0.0038612 | 0.0044142 | 0.0049722 | 0.005535 | 0.0061026 | 0.0066752 | 0.006723 | 0.0067708
Scenario 5: High TRC ZEAS Phase In | PG&E | Com | FoodServ | Com - Office (Small) | Electric Energy (GWh/year) | Energy Efficiency | 0.0046478 | 0.00934 | 0.014079 | 0.017503 | 0.029062 | 0.033868 | 0.038718 | 0.043612 | 0.048548 | 0.053527 | 0.05855 | 0.058969 | 0.059388
Scenario 5: High TRC ZEAS Phase In | PG&E | Com | FoodServ | Com - Other | Electric Demand (MW) | Energy Efficiency | 0.10719 | 0.21829 | 0.33732 | 0.46101 | 0.58888 | 0.72136 | 0.85861 | 1.0006 | 1.1469 | 1.2977 | 1.4531 | 1.6128 | 1.7767
Scenario 5: High TRC ZEAS Phase In | PG&E | Com | FoodServ | Com - Other | Electric Demand (MW) | Fuel Substitution | -0.0032938 | -0.0070476 | -0.011333 | -0.016115 | -0.021404 | -0.02721 | -0.033539 | -0.040398 | -0.047793 | -0.05573 | -0.064213 | -0.07325 | -0.082848
Scenario 5: High TRC ZEAS Phase In | PG&E | Com | FoodServ | Com - Other | Electric Energy (GWh/year) | Energy Efficiency | 0.51039 | 1.0416 | 1.6117 | 2.2066 | 2.8244 | 3.4673 | 4.1364 | 4.8316 | 5.5512 | 6.2961 | 7.0662 | 7.8606 | 8.6787
Scenario 5: High TRC ZEAS Phase In | PG&E | Com | FoodServ | Com - Other | Electric Energy (GWh/year) | Fuel Substitution | -0.018182 | -0.038812 | -0.0622 | -0.088196 | -0.11683 | -0.14815 | -0.18217 | -0.219 | -0.25885 | -0.30183 | -0.34814 | -0.39796 | -0.45145
Scenario 5: High TRC ZEAS Phase In | PG&E | Com | FoodServ | Com - Other | Gas Energy (MMTherm/year) | Energy Efficiency | 0.19833 | 0.40038 | 0.60592 | 0.81447 | 1.0255 | 1.2392 | 1.4556 | 1.6742 | 1.8943 | 2.1161 | 2.3396 | 2.5647 | 2.7772
Scenario 5: High TRC ZEAS Phase In | PG&E | Com | FoodServ | Com - Other | Gas Energy (MMTherm/year) | Fuel Substitution | 0.0017355 | 0.0037031 | 0.0059266 | 0.0083963 | 0.011115 | 0.014086 | 0.017312 | 0.020803 | 0.02458 | 0.028654 | 0.033045 | 0.037769 | 0.042845
Scenario 5: High TRC ZEAS Phase In | PG&E | Com | FoodServ | Com - Restaurant | Electric Demand (MW) | Energy Efficiency | 0.16301 | 0.33051 | 0.50841 | 0.69208 | 0.88094 | 1.075 | 1.2746 | 1.4796 | 1.69 | 1.9058 | 2.1268 | 2.2778 | 2.9099
Scenario 5: High TRC ZEAS Phase In | PG&E | Com | FoodServ | Com - Restaurant | Electric Demand (MW) | Fuel Substitution | -0.0048816 | -0.01043 | -0.016722 | -0.023724 | -0.031447 | -0.039901 | -0.049092 | -0.059025 | -0.069704 | -0.081133 | -0.093314 | -0.10486 | -0.11696
Scenario 5: High TRC ZEAS Phase In | PG&E | Com | FoodServ | Com - Restaurant | Electric Energy (GWh/year) | Energy Efficiency | 0.84807 | 1.7205 | 2.644 | 3.5986 | 4.5819 | 5.5941 | 6.6373 | 7.7111 | 8.8151 | 9.9496 | 11.1139 | 11.8645 | 15.0707
Scenario 5: High TRC ZEAS Phase In | PG&E | Com | FoodServ | Com - Restaurant | Electric Energy (GWh/year) | Fuel Substitution | -0.044431 | -0.094558 | -0.15074 | -0.21284 | -0.28088 | -0.35486 | -0.43477 | -0.52084 | -0.6133 | -0.71232 | -0.81818 | -0.91889 | -1.0236
Scenario 5: High TRC ZEAS Phase In | PG&E | Com | FoodServ | Com - Restaurant | Gas Energy (MMTherm/year) | Energy Efficiency | 0.39548 | 0.79784 | 1.2068 | 1.6215 | 2.0411 | 2.4648 | 2.8925 | 3.3237 | 3.7577 | 4.1946 | 4.6339 | 4.9816 | 5.8608
Scenario 5: High TRC ZEAS Phase In | PG&E | Com | FoodServ | Com - Restaurant | Gas Energy (MMTherm/year) | Fuel Substitution | 0.0044411 | 0.009448 | 0.015049 | 0.021236 | 0.02801 | 0.035371 | 0.043318 | 0.051873 | 0.061058 | 0.070891 | 0.0814 | 0.091393 | 0.10175
Scenario 5: High TRC ZEAS Phase In | PG&E | Com | FoodServ | Com - Retail | Electric Demand (MW) | Energy Efficiency | 0.0024771 | 0.0050674 | 0.0077839 | 0.0089831 | 0.025193 | 0.028074 | 0.031159 | 0.034359 | 0.037647 | 0.04102 | 0.044477 | 0.046578 | 0.048745
Scenario 5: High TRC ZEAS Phase In | PG&E | Com | FoodServ | Com - Retail | Electric Energy (GWh/year) | Energy Efficiency | 0.017674 | 0.035939 | 0.054862 | 0.06538 | 0.15504 | 0.17482 | 0.19566 | 0.2171 | 0.23902 | 0.26138 | 0.2842 | 0.29487 | 0.30587
Scenario 5: High TRC ZEAS Phase In | PG&E | Com | FoodServ | Com - Retail | Gas Energy (MMTherm/year) | Energy Efficiency | 0.00024654 | 0.00051756 | 0.00081589 | 0.00081589 | 0.0040104 | 0.0043448 | 0.0047231 | 0.0051258 | 0.0055473 | 0.0059867 | 0.0064433 | 0.0069152 | 0.0074021
Scenario 5: High TRC ZEAS Phase In | PG&E | Com | FoodServ | Com - School | Electric Demand (MW) | Energy Efficiency | 0.054731 | 0.11146 | 0.17085 | 0.23233 | 0.2955 | 0.36049 | 0.42721 | 0.4957 | 0.56593 | 0.63788 | 0.71151 | 0.78285 | 0.85573
Scenario 5: High TRC ZEAS Phase In | PG&E | Com | FoodServ | Com - School | Electric Demand (MW) | Fuel Substitution | -0.0001905 | -0.00040394 | -0.00065131 | -0.00092265 | -0.0012176 | -0.0015357 | -0.0018765 | -0.0022396 | -0.0026243 | -0.0030301 | -0.0034566 | -0.0039049 | -0.004384
Scenario 5: High TRC ZEAS Phase In | PG&E | Com | FoodServ | Com - School | Electric Energy (GWh/year) | Energy Efficiency | 0.27049 | 0.55127 | 0.84539 | 1.1504 | 1.4645 | 1.7884 | 2.1218 | 2.465 | 2.8178 | 3.1801 | 3.5517 | 3.8977 | 4.2521
Scenario 5: High TRC ZEAS Phase In | PG&E | Com | FoodServ | Com - School | Electric Energy (GWh/year) | Fuel Substitution | -0.0018718 | -0.003916 | -0.0061775 | -0.0086858 | -0.011487 | -0.014615 | -0.018098 | -0.021978 | -0.026301 | -0.031118 | -0.036481 | -0.042463 | -0.049358
Scenario 5: High TRC ZEAS Phase In | PG&E | Com | FoodServ | Com - School | Gas Energy (MMTherm/year) | Energy Efficiency | 0.066336 | 0.1335 | 0.2014 | 0.26984 | 0.3386 | 0.40776 | 0.47724 | 0.54712 | 0.61738 | 0.68805 | 0.75914 | 0.83072 | 0.89697
Scenario 5: High TRC ZEAS Phase In | PG&E | Com | FoodServ | Com - School | Gas Energy (MMTherm/year) | Fuel Substitution | 0.00019671 | 0.00041136 | 0.00064702 | 0.00090779 | 0.0011982 | 0.0015216 | 0.0018807 | 0.0022797 | 0.0027232 | 0.0032161 | 0.0037638 | 0.0043738 | 0.0050784
Scenario 5: High TRC ZEAS Phase In | PG&E | Com | HVAC | Com - College | Electric Demand (MW) | Energy Efficiency | 0.080044 | 0.16223 | 0.2446 | 0.33062 | 0.41465 | 0.49824 | 0.58052 | 0.66248 | 0.74581 | 0.82998 | 0.91449 | 0.99715 | 1.08
Scenario 5: High TRC ZEAS Phase In | PG&E | Com | HVAC | Com - College | Electric Energy (GWh/year) | Energy Efficiency | 0.14183 | 0.28691 | 0.43197 | 0.5877 | 0.73682 | 0.8859 | 1.0291 | 1.1725 | 1.3177 | 1.4644 | 1.6117 | 1.757 | 1.9027
Scenario 5: High TRC ZEAS Phase In | PG&E | Com | HVAC | Com - College | Electric Energy (GWh/year) | Fuel Substitution | -0.083233 | -0.17264 | -0.26834 | -0.36966 | -0.36966 | -0.36966 | -0.36966 | -0.36966 | -0.36966 | -0.36966 | -0.36966 | -0.36966 | -0.36966
Scenario 5: High TRC ZEAS Phase In | PG&E | Com | HVAC | Com - College | Gas Energy (MMTherm/year) | Energy Efficiency | 0.011533 | 0.023463 | 0.034367 | 0.052713 | 0.065195 | 0.07771 | 0.084635 | 0.091538 | 0.098578 | 0.10571 | 0.11287 | 0.11981 | 0.12676
Scenario 5: High TRC ZEAS Phase In | PG&E | Com | HVAC | Com - College | Gas Energy (MMTherm/year) | Fuel Substitution | 0.013883 | 0.029557 | 0.046328 | 0.06408 | 0.06408 | 0.06408 | 0.06408 | 0.06408 | 0.06408 | 0.06408 | 0.06408 | 0.06408 | 0.06408
Scenario 5: High TRC ZEAS Phase In | PG&E | Com | HVAC | Com - Grocery | Electric Demand (MW) | Energy Efficiency | 0.19183 | 0.40059 | 0.62547 | 0.86522 | 1.1181 | 1.3833 | 1.6598 | 1.9474 | 2.2446 | 2.5501 | 2.8629 | 3.1819 | 3.5065
Scenario 5: High TRC ZEAS Phase In | PG&E | Com | HVAC | Com - Grocery | Electric Demand (MW) | Fuel Substitution | 0 | 0 | 0 | 0 | 0.0040013 | 0.0082034 | 0.012527 | 0.016926 | 0.021367 | 0.025829 | 0.030295 | 0.034755 | 0.039199
Scenario 5: High TRC ZEAS Phase In | PG&E | Com | HVAC | Com - Grocery | Electric Energy (GWh/year) | Energy Efficiency | 0.72365 | 1.5118 | 2.3614 | 3.2677 | 4.2238 | 5.2271 | 6.2736 | 7.3632 | 8.4893 | 9.6474 | 10.8333 | 12.0432 | 13.2746
Scenario 5: High TRC ZEAS Phase In | PG&E | Com | HVAC | Com - Grocery | Electric Energy (GWh/year) | Fuel Substitution | -0.68827 | -1.4314 | -2.225 | -3.0635 | -3.0273 | -2.9893 | -2.9502 | -2.9104 | -2.8703 | -2.83 | -2.7896 | -2.7493 | -2.7091
Scenario 5: High TRC ZEAS Phase In | PG&E | Com | HVAC | Com - Grocery | Gas Energy (MMTherm/year) | Energy Efficiency | 0.013049 | 0.027253 | 0.04257 | 0.058914 | 0.076149 | 0.094247 | 0.11314 | 0.13283 | 0.15318 | 0.17411 | 0.19556 | 0.21744 | 0.23972
Scenario 5: High TRC ZEAS Phase In | PG&E | Com | HVAC | Com - Grocery | Gas Energy (MMTherm/year) | Fuel Substitution | 0.10158 | 0.2112 | 0.32819 | 0.45175 | 0.45175 | 0.45175 | 0.45175 | 0.45175 | 0.45175 | 0.45175 | 0.45175 | 0.45175 | 0.45175
Scenario 5: High TRC ZEAS Phase In | PG&E | Com | HVAC | Com - Health | Electric Demand (MW) | Energy Efficiency | 0.26113 | 0.53663 | 0.82484 | 1.12 | 1.4214 | 1.7276 | 1.9838 | 2.2486 | 2.5167 | 2.799 | 3.0941 | 3.403 | 3.7242
Scenario 5: High TRC ZEAS Phase In | PG&E | Com | HVAC | Com - Health | Electric Demand (MW) | Fuel Substitution | 0 | 0 | 0 | 0 | 4.1204e-06 | 8.3618e-06 | 1.2748e-05 | 1.7232e-05 | 1.7232e-05 | 2.1829e-05 | 2.6455e-05 | 3.11e-05 | 3.5755e-05
Scenario 5: High TRC ZEAS Phase In | PG&E | Com | HVAC | Com - Health | Electric Energy (GWh/year) | Energy Efficiency | 1.4433 | 2.9466 | 4.4988 | 6.0678 | 7.6496 | 9.2388 | 10.3317 | 11.451 | 12.3898 | 13.3994 | 14.5713 | 15.8854 | 17.2594
Scenario 5: High TRC ZEAS Phase In | PG&E | Com | HVAC | Com - Health | Electric Energy (GWh/year) | Fuel Substitution | -0.16498 | -0.34423 | -0.53659 | -0.74064 | -0.74059 | -0.74054 | -0.74049 | -0.74044 | -0.74044 | -0.74038 | -0.74033 | -0.74027 | -0.74022
Scenario 5: High TRC ZEAS Phase In | PG&E | Com | HVAC | Com - Health | Gas Energy (MMTherm/year) | Energy Efficiency | 0.055246 | 0.11434 | 0.17743 | 0.24332 | 0.31202 | 0.38196 | 0.42212 | 0.46228 | 0.46722 | 0.47121 | 0.49389 | 0.52981 | 0.56452
Scenario 5: High TRC ZEAS Phase In | PG&E | Com | HVAC | Com - Health | Gas Energy (MMTherm/year) | Fuel Substitution | 0.035444 | 0.073892 | 0.11511 | 0.15881 | 0.15881 | 0.15881 | 0.15881 | 0.15881 | 0.15881 | 0.15881 | 0.15881 | 0.15881 | 0.15881
Scenario 5: High TRC ZEAS Phase In | PG&E | Com | HVAC | Com - Lodging | Electric Demand (MW) | Energy Efficiency | 0.13279 | 0.27747 | 0.43236 | 0.59797 | 0.77411 | 0.95938 | 1.1501 | 1.3489 | 1.5407 | 1.7343 | 1.9331 | 2.1366 | 2.3443
Scenario 5: High TRC ZEAS Phase In | PG&E | Com | HVAC | Com - Lodging | Electric Demand (MW) | Fuel Substitution | 0 | 0 | 0 | 0 | 0.0013544 | 0.0027781 | 0.0042443 | 0.005737 | 0.0057392 | 0.0057415 | 0.0057439 | 0.0057459 | 0.005748
Scenario 5: High TRC ZEAS Phase In | PG&E | Com | HVAC | Com - Lodging | Electric Energy (GWh/year) | Energy Efficiency | 0.6945 | 1.4371 | 2.2098 | 3.0281 | 3.8909 | 4.7908 | 5.5461 | 6.3282 | 6.9097 | 7.4899 | 8.0849 | 8.6944 | 9.3177
Scenario 5: High TRC ZEAS Phase In | PG&E | Com | HVAC | Com - Lodging | Electric Energy (GWh/year) | Fuel Substitution | -0.1941 | -0.40383 | -0.62781 | -0.86436 | -0.85678 | -0.84881 | -0.8406 | -0.83224 | -0.83221 | -0.83219 | -0.83217 | -0.83215 | -0.83212
Scenario 5: High TRC ZEAS Phase In | PG&E | Com | HVAC | Com - Lodging | Gas Energy (MMTherm/year) | Energy Efficiency | 0.03127 | 0.064665 | 0.10017 | 0.13731 | 0.17599 | 0.21586 | 0.23887 | 0.26172 | 0.26585 | 0.27004 | 0.27431 | 0.27879 | 0.28356
Scenario 5: High TRC ZEAS Phase In | PG&E | Com | HVAC | Com - Lodging | Gas Energy (MMTherm/year) | Fuel Substitution | 0.032867 | 0.068356 | 0.10623 | 0.14623 | 0.14623 | 0.14623 | 0.14623 | 0.14623 | 0.14623 | 0.14623 | 0.14623 | 0.14623 | 0.14623
Scenario 5: High TRC ZEAS Phase In | PG&E | Com | HVAC | Com - Office (Large) | Electric Demand (MW) | Energy Efficiency | 0.022543 | 0.072286 | 0.13533 | 0.20087 | 0.26867 | 0.33838 | 0.39605 | 0.45494 | 0.47867 | 0.48981 | 0.50097 | 0.51213 | 0.52322
Scenario 5: High TRC ZEAS Phase In | PG&E | Com | HVAC | Com - Office (Large) | Electric Energy (GWh/year) | Energy Efficiency | 0.065489 | 0.24149 | 0.47135 | 0.71107 | 0.95977 | 1.216 | 1.5516 | 1.8915 | 2.086 | 2.1122 | 2.1385 | 2.1647 | 2.1908
Scenario 5: High TRC ZEAS Phase In | PG&E | Com | HVAC | Com - Office (Large) | Electric Energy (GWh/year) | Fuel Substitution | -5.1343e-06 | -0.00023523 | -0.00047483 | -0.00072152 | -0.00072152 | -0.00072152 | -0.00072152 | -0.00072152 | -0.00072152 | -0.00072152 | -0.00072152 | -0.00072152 | -0.00072152
Scenario 5: High TRC ZEAS Phase In | PG&E | Com | HVAC | Com - Office (Large) | Gas Energy (MMTherm/year) | Energy Efficiency | 0.033364 | 0.068771 | 0.10569 | 0.14353 | 0.18216 | 0.22138 | 0.22766 | 0.23394 | 0.23921 | 0.23925 | 0.23928 | 0.23931 | 0.23934
Scenario 5: High TRC ZEAS Phase In | PG&E | Com | HVAC | Com - Office (Large) | Gas Energy (MMTherm/year) | Fuel Substitution | 4.5299e-06 | 3.3118e-05 | 6.288e-05 | 9.352e-05 | 9.352e-05 | 9.352e-05 | 9.352e-05 | 9.352e-05 | 9.352e-05 | 9.352e-05 | 9.352e-05 | 9.352e-05 | 9.352e-05
Scenario 5: High TRC ZEAS Phase In | PG&E | Com | HVAC | Com - Office (Small) | Electric Demand (MW) | Energy Efficiency | 0.052449 | 0.10644 | 0.16187 | 0.17663 | 0.66309 | 0.72336 | 0.7779 | 0.83302 | 0.88847 | 0.94431 | 1.0006 | 1.0572 | 1.114
Scenario 5: High TRC ZEAS Phase In | PG&E | Com | HVAC | Com - Office (Small) | Electric Energy (GWh/year) | Energy Efficiency | 0.078104 | 0.15839 | 0.24068 | 0.27336 | 0.94797 | 1.0503 | 1.1317 | 1.214 | 1.2968 | 1.3801 | 1.4641 | 1.5487 | 1.6335
Scenario 5: High TRC ZEAS Phase In | PG&E | Com | HVAC | Com - Office (Small) | Electric Energy (GWh/year) | Fuel Substitution | -0.00091791 | -0.0019051 | -0.00083866 | 6.8493e-05 | 6.8493e-05 | 6.8493e-05 | 6.8493e-05 | 6.8493e-05 | 6.8493e-05 | 6.8493e-05 | 6.8493e-05 | 6.8493e-05 | 6.8493e-05
Scenario 5: High TRC ZEAS Phase In | PG&E | Com | HVAC | Com - Office (Small) | Gas Energy (MMTherm/year) | Energy Efficiency | 0.0040785 | 0.00831 | 0.012679 | 0.019625 | 0.10571 | 0.12782 | 0.13205 | 0.13632 | 0.14063 | 0.14496 | 0.14932 | 0.15371 | 0.15814
Scenario 5: High TRC ZEAS Phase In | PG&E | Com | HVAC | Com - Office (Small) | Gas Energy (MMTherm/year) | Fuel Substitution | 0.00066549 | 0.0013806 | 0.0024747 | 0.003413 | 0.003413 | 0.003413 | 0.003413 | 0.003413 | 0.003413 | 0.003413 | 0.003413 | 0.003413 | 0.003413
Scenario 5: High TRC ZEAS Phase In | PG&E | Com | HVAC | Com - Other | Electric Demand (MW) | Energy Efficiency | 1.6566 | 2.8688 | 3.8447 | 4.842 | 5.8563 | 6.9039 | 7.0886 | 7.7817 | 8.7381 | 9.7091 | 10.6993 | 11.7059 | 12.7295
Scenario 5: High TRC ZEAS Phase In | PG&E | Com | HVAC | Com - Other | Electric Energy (GWh/year) | Energy Efficiency | 2.3164 | 4.1045 | 5.6274 | 7.1825 | 8.7727 | 10.4368 | 11.0508 | 12.4142 | 13.9697 | 15.5468 | 17.1571 | 18.7963 | 20.4643
Scenario 5: High TRC ZEAS Phase In | PG&E | Com | HVAC | Com - Other | Electric Energy (GWh/year) | Fuel Substitution | -1.1666 | -2.4288 | -3.7779 | -5.204 | -5.204 | -5.204 | -5.204 | -5.204 | -5.204 | -5.204 | -5.204 | -5.204 | -5.204
Scenario 5: High TRC ZEAS Phase In | PG&E | Com | HVAC | Com - Other | Gas Energy (MMTherm/year) | Energy Efficiency | 0.21351 | 0.36532 | 0.48508 | 0.60756 | 0.7316 | 0.8584 | 0.86789 | 0.95949 | 1.0744 | 1.1913 | 1.3104 | 1.4313 | 1.5542
Scenario 5: High TRC ZEAS Phase In | PG&E | Com | HVAC | Com - Other | Gas Energy (MMTherm/year) | Fuel Substitution | 0.20206 | 0.4205 | 0.65388 | 0.90053 | 0.90053 | 0.90053 | 0.90053 | 0.90053 | 0.90053 | 0.90053 | 0.90053 | 0.90053 | 0.90053
Scenario 5: High TRC ZEAS Phase In | PG&E | Com | HVAC | Com - Restaurant | Electric Demand (MW) | Energy Efficiency | 0.029442 | 0.059469 | 0.090319 | 0.12179 | 0.15373 | 0.186 | 0.21878 | 0.25187 | 0.28517 | 0.31875 | 0.35255 | 0.35572 | 0.69583
Scenario 5: High TRC ZEAS Phase In | PG&E | Com | HVAC | Com - Restaurant | Electric Energy (GWh/year) | Energy Efficiency | 0.044777 | 0.090701 | 0.13818 | 0.18695 | 0.23679 | 0.28746 | 0.33901 | 0.39143 | 0.44444 | 0.49809 | 0.55226 | 0.56127 | 1.067
Scenario 5: High TRC ZEAS Phase In | PG&E | Com | HVAC | Com - Restaurant | Electric Energy (GWh/year) | Fuel Substitution | -0.022989 | -0.073568 | -0.12752 | -0.18442 | -0.18442 | -0.18442 | -0.18442 | -0.18442 | -0.18442 | -0.18442 | -0.18442 | -0.18442 | -0.18442
Scenario 5: High TRC ZEAS Phase In | PG&E | Com | HVAC | Com - Restaurant | Gas Energy (MMTherm/year) | Energy Efficiency | 0.09228 | 0.19298 | 0.30167 | 0.41756 | 0.53972 | 0.66722 | 0.79934 | 0.93525 | 1.0742 | 1.2158 | 1.3594 | 1.4708 | 1.8249
Scenario 5: High TRC ZEAS Phase In | PG&E | Com | HVAC | Com - Restaurant | Gas Energy (MMTherm/year) | Fuel Substitution | 0.0056951 | 0.015822 | 0.026615 | 0.037996 | 0.037996 | 0.037996 | 0.037996 | 0.037996 | 0.037996 | 0.037996 | 0.037996 | 0.037996 | 0.037996
Scenario 5: High TRC ZEAS Phase In | PG&E | Com | HVAC | Com - Retail | Electric Demand (MW) | Energy Efficiency | 0.38177 | 0.79364 | 1.2312 | 1.5235 | 3.1128 | 3.5881 | 4.0914 | 4.6136 | 5.1016 | 5.5915 | 6.0954 | 6.6109 | 7.1374
Scenario 5: High TRC ZEAS Phase In | PG&E | Com | HVAC | Com - Retail | Electric Demand (MW) | Fuel Substitution | 0 | 0 | 0 | 0 | 7.3338e-06 | 1.5045e-05 | 2.2987e-05 | 3.1073e-05 | 3.1073e-05 | 3.1073e-05 | 3.1073e-05 | 3.1073e-05 | 3.1073e-05
Scenario 5: High TRC ZEAS Phase In | PG&E | Com | HVAC | Com - Retail | Electric Energy (GWh/year) | Energy Efficiency | 0.928 | 1.9269 | 2.8464 | 3.5506 | 6.6731 | 7.7502 | 8.8652 | 10.0321 | 10.9512 | 11.8805 | 12.9167 | 14.0048 | 15.1373
Scenario 5: High TRC ZEAS Phase In | PG&E | Com | HVAC | Com - Retail | Electric Energy (GWh/year) | Fuel Substitution | -0.14081 | -0.28391 | -0.43665 | -0.58284 | -0.58279 | -0.58274 | -0.58268 | -0.58263 | -0.58263 | -0.58263 | -0.58263 | -0.58263 | -0.58263
Scenario 5: High TRC ZEAS Phase In | PG&E | Com | HVAC | Com - Retail | Gas Energy (MMTherm/year) | Energy Efficiency | 0.026284 | 0.054504 | 0.08464 | 0.10455 | 0.22242 | 0.25553 | 0.28417 | 0.31382 | 0.3442 | 0.37353 | 0.4036 | 0.43548 | 0.4689
Scenario 5: High TRC ZEAS Phase In | PG&E | Com | HVAC | Com - Retail | Gas Energy (MMTherm/year) | Fuel Substitution | 0.02718 | 0.057521 | 0.089879 | 0.12084 | 0.12084 | 0.12084 | 0.12084 | 0.12084 | 0.12084 | 0.12084 | 0.12084 | 0.12084 | 0.12084
Scenario 5: High TRC ZEAS Phase In | PG&E | Com | HVAC | Com - School | Electric Demand (MW) | Energy Efficiency | 0.04707 | 0.098896 | 0.15527 | 0.21408 | 0.27412 | 0.33536 | 0.3881 | 0.44254 | 0.49098 | 0.53844 | 0.58662 | 0.64115 | 0.69822
Scenario 5: High TRC ZEAS Phase In | PG&E | Com | HVAC | Com - School | Electric Energy (GWh/year) | Energy Efficiency | 0.3266 | 0.68277 | 1.06 | 1.4498 | 1.8462 | 2.2492 | 2.6189 | 2.9976 | 3.3194 | 3.6265 | 3.9364 | 4.3073 | 4.7005
Scenario 5: High TRC ZEAS Phase In | PG&E | Com | HVAC | Com - School | Electric Energy (GWh/year) | Fuel Substitution | -0.14932 | -0.30802 | -0.47463 | -0.64758 | -0.64758 | -0.64758 | -0.64758 | -0.64758 | -0.64758 | -0.64758 | -0.64758 | -0.64758 | -0.64758
Scenario 5: High TRC ZEAS Phase In | PG&E | Com | HVAC | Com - School | Gas Energy (MMTherm/year) | Energy Efficiency | 0.030782 | 0.069152 | 0.11557 | 0.16486 | 0.21467 | 0.26505 | 0.29976 | 0.33462 | 0.36755 | 0.39984 | 0.43217 | 0.46692 | 0.50249
Scenario 5: High TRC ZEAS Phase In | PG&E | Com | HVAC | Com - School | Gas Energy (MMTherm/year) | Fuel Substitution | 0.02242 | 0.04624 | 0.071244 | 0.097197 | 0.097197 | 0.097197 | 0.097197 | 0.097197 | 0.097197 | 0.097197 | 0.097197 | 0.097197 | 0.097197
Scenario 5: High TRC ZEAS Phase In | PG&E | Com | HVAC | Com - Warehouse | Electric Demand (MW) | Energy Efficiency | 0.019206 | 0.04054 | 0.063432 | 0.087795 | 0.11351 | 0.14787 | 0.18541 | 0.22437 | 0.24398 | 0.25936 | 0.27508 | 0.29111 | 0.3155
Scenario 5: High TRC ZEAS Phase In | PG&E | Com | HVAC | Com - Warehouse | Electric Energy (GWh/year) | Energy Efficiency | 0.073587 | 0.15635 | 0.24524 | 0.33991 | 0.43989 | 0.56379 | 0.69737 | 0.84059 | 0.9209 | 0.98301 | 1.0466 | 1.1114 | 1.2002
Scenario 5: High TRC ZEAS Phase In | PG&E | Com | HVAC | Com - Warehouse | Electric Energy (GWh/year) | Fuel Substitution | -0.10401 | -0.21684 | -0.33777 | -0.46597 | -0.46597 | -0.46597 | -0.46597 | -0.46597 | -0.46597 | -0.46597 | -0.46597 | -0.46597 | -0.46597
Scenario 5: High TRC ZEAS Phase In | PG&E | Com | HVAC | Com - Warehouse | Gas Energy (MMTherm/year) | Energy Efficiency | 0.0020478 | 0.0043758 | 0.0068842 | 0.0095621 | 0.012395 | 0.015913 | 0.01971 | 0.023835 | 0.026218 | 0.028043 | 0.029914 | 0.031828 | 0.03447
Scenario 5: High TRC ZEAS Phase In | PG&E | Com | HVAC | Com - Warehouse | Gas Energy (MMTherm/year) | Fuel Substitution | 0.016134 | 0.033626 | 0.052368 | 0.072234 | 0.072234 | 0.072234 | 0.072234 | 0.072234 | 0.072234 | 0.072234 | 0.072234 | 0.072234 | 0.072234
Scenario 5: High TRC ZEAS Phase In | PG&E | Com | Lighting | Com - Grocery | Electric Demand (MW) | Energy Efficiency | 0.0077191 | 0.015979 | 0.037708 | 0.061803 | 0.086456 | 0.11167 | 0.13733 | 0.16338 | 0.18975 | 0.20357 | 0.2159 | 0.22863 | 0.24175
Scenario 5: High TRC ZEAS Phase In | PG&E | Com | Lighting | Com - Grocery | Electric Energy (GWh/year) | Energy Efficiency | 0.044109 | 0.091308 | 0.21556 | 0.35334 | 0.49432 | 0.63848 | 0.78524 | 0.93419 | 1.085 | 1.164 | 1.2344 | 1.3072 | 1.3821
Scenario 5: High TRC ZEAS Phase In | PG&E | Com | Lighting | Com - Grocery | Gas Energy (MMTherm/year) | Energy Efficiency | -0.00060785 | -0.0012583 | -0.0029736 | -0.0048757 | -0.0068219 | -0.008812 | -0.010838 | -0.012894 | -0.014976 | -0.016064 | -0.017035 | -0.018038 | -0.019071
Scenario 5: High TRC ZEAS Phase In | PG&E | Com | Lighting | Com - Health | Electric Demand (MW) | Energy Efficiency | 0.019804 | 0.040899 | 0.063447 | 0.11864 | 0.17938 | 0.24155 | 0.30491 | 0.36923 | 0.40218 | 0.43197 | 0.46251 | 0.49398 | 0.52636
Scenario 5: High TRC ZEAS Phase In | PG&E | Com | Lighting | Com - Health | Electric Energy (GWh/year) | Energy Efficiency | 0.11776 | 0.24319 | 0.37727 | 0.70637 | 1.0685 | 1.4393 | 1.817 | 2.2005 | 2.3966 | 2.5737 | 2.7553 | 2.9424 | 3.135
Scenario 5: High TRC ZEAS Phase In | PG&E | Com | Lighting | Com - Health | Gas Energy (MMTherm/year) | Energy Efficiency | -0.0014303 | -0.002954 | -0.0045826 | -0.0085746 | -0.012967 | -0.017464 | -0.022046 | -0.026698 | -0.029079 | -0.03123 | -0.033436 | -0.035709 | -0.038048
Scenario 5: High TRC ZEAS Phase In | PG&E | Com | Lighting | Com - Refrig. Warehouse | Electric Demand (MW) | Energy Efficiency | 0.00029811 | 0.00060799 | 0.00092866 | 0.0012593 | 0.0015993 | 0.0019482 | 0.0023042 | 0.0026667 | 0.0030349 | 0.0034088 | 0.003788 | 0.0041724 | 0.0045619
Scenario 5: High TRC ZEAS Phase In | PG&E | Com | Lighting | Com - Refrig. Warehouse | Electric Energy (GWh/year) | Energy Efficiency | 0.0027386 | 0.0055854 | 0.0085315 | 0.01157 | 0.014694 | 0.017899 | 0.021169 | 0.024501 | 0.027884 | 0.03132 | 0.034804 | 0.038337 | 0.041917
Scenario 5: High TRC ZEAS Phase In | PG&E | Com | Lighting | Com - Restaurant | Electric Demand (MW) | Energy Efficiency | 0 | 0 | 0.0041572 | 0.0094192 | 0.014904 | 0.020585 | 0.026523 | 0.032718 | 0.03915 | 0.045807 | 0.052675 | 0.057984 | 0.077251
Scenario 5: High TRC ZEAS Phase In | PG&E | Com | Lighting | Com - Restaurant | Electric Energy (GWh/year) | Energy Efficiency | 0 | 0 | 0.024932 | 0.056491 | 0.089383 | 0.12346 | 0.15907 | 0.19622 | 0.2348 | 0.27473 | 0.31591 | 0.34776 | 0.46331
Scenario 5: High TRC ZEAS Phase In | PG&E | Com | Lighting | Com - Restaurant | Gas Energy (MMTherm/year) | Energy Efficiency | 0 | 0 | -0.00027019 | -0.00061219 | -0.00096865 | -0.0013379 | -0.0017238 | -0.0021264 | -0.0025445 | -0.0029772 | -0.0034235 | -0.0037687 | -0.0050209
Scenario 5: High TRC ZEAS Phase In | PG&E | Com | Lighting | Com - Retail | Electric Demand (MW) | Energy Efficiency | 0.10724 | 0.21829 | 0.33287 | 0.42501 | 0.68542 | 0.80695 | 0.93145 | 1.0578 | 1.1858 | 1.3153 | 1.4463 | 1.5788 | 1.7128
Scenario 5: High TRC ZEAS Phase In | PG&E | Com | Lighting | Com - Retail | Electric Energy (GWh/year) | Energy Efficiency | 0.63849 | 1.2996 | 1.9818 | 2.5304 | 4.0809 | 4.8045 | 5.5457 | 6.2981 | 7.0599 | 7.831 | 8.6111 | 9.4 | 10.1977
Scenario 5: High TRC ZEAS Phase In | PG&E | Com | Lighting | Com - Retail | Gas Energy (MMTherm/year) | Energy Efficiency | -0.0039271 | -0.0079934 | -0.012189 | -0.015564 | -0.025102 | -0.029552 | -0.034112 | -0.03874 | -0.043426 | -0.048169 | -0.052968 | -0.057821 | -0.062729
Scenario 5: High TRC ZEAS Phase In | PG&E | Com | WaterHeat | Com - College | Electric Demand (MW) | Energy Efficiency | 2.3295e-06 | -7.2032e-08 | 4.5067e-05 | 0.0001511 | 0.0002146 | 0.00028372 | 0.00031686 | 0.00035843 | 0.00041068 | 0.00047629 | 0.00055857 | 0.00066137 | 0.00079014
Scenario 5: High TRC ZEAS Phase In | PG&E | Com | WaterHeat | Com - College | Electric Demand (MW) | Fuel Substitution | 0 | 0 | 0.038999 | 0.13905 | 0.32711 | 0.55646 | 0.83781 | 1.195 | 1.6347 | 2.1714 | 2.8072 | 3.5442 | 4.3862
Scenario 5: High TRC ZEAS Phase In | PG&E | Com | WaterHeat | Com - College | Electric Energy (GWh/year) | Energy Efficiency | 1.9175e-05 | -6.5995e-06 | 0.0003966 | 0.0013586 | 0.0019233 | 0.0025345 | 0.0028064 | 0.0031474 | 0.003576 | 0.0041143 | 0.0047893 | 0.0056326 | 0.006689
Scenario 5: High TRC ZEAS Phase In | PG&E | Com | WaterHeat | Com - College | Electric Energy (GWh/year) | Fuel Substitution | -0.67782 | -1.5144 | -2.1881 | -2.0923 | -0.77625 | 0.82922 | 3.2466 | 6.316 | 10.0935 | 14.7052 | 20.1685 | 26.5014 | 33.7368
Scenario 5: High TRC ZEAS Phase In | PG&E | Com | WaterHeat | Com - College | Gas Energy (MMTherm/year) | Energy Efficiency | 0.05049 | 0.12817 | 0.19258 | 0.29336 | 0.36088 | 0.41889 | 0.48085 | 0.5456 | 0.55562 | 0.60695 | 0.63972 | 0.64703 | 0.67728
Scenario 5: High TRC ZEAS Phase In | PG&E | Com | WaterHeat | Com - College | Gas Energy (MMTherm/year) | Fuel Substitution | 0.07668 | 0.1713 | 0.28548 | 0.37444 | 0.41478 | 0.46395 | 0.46395 | 0.46395 | 0.46395 | 0.46395 | 0.46395 | 0.46395 | 0.46395
Scenario 5: High TRC ZEAS Phase In | PG&E | Com | WaterHeat | Com - Grocery | Electric Demand (MW) | Energy Efficiency | 4.9862e-05 | 0.00010985 | 0.00018249 | 0.00027093 | 0.00037896 | 0.00051176 | 0.00066221 | 0.00085141 | 0.001089 | 0.0013872 | 0.0017617 | 0.0022318 | 0.002822
Scenario 5: High TRC ZEAS Phase In | PG&E | Com | WaterHeat | Com - Grocery | Electric Energy (GWh/year) | Energy Efficiency | 0.00026319 | 0.00057986 | 0.0009634 | 0.0014304 | 0.0020008 | 0.0027021 | 0.0034969 | 0.0044963 | 0.0057511 | 0.0073267 | 0.009305 | 0.011788 | 0.014906
Scenario 5: High TRC ZEAS Phase In | PG&E | Com | WaterHeat | Com - Grocery | Electric Energy (GWh/year) | Fuel Substitution | -0.02857 | -0.063369 | -0.10573 | -0.15723 | -0.21969 | -0.29539 | -0.29539 | -0.29539 | -0.29539 | -0.29539 | -0.29539 | -0.29539 | -0.29539
Scenario 5: High TRC ZEAS Phase In | PG&E | Com | WaterHeat | Com - Grocery | Gas Energy (MMTherm/year) | Energy Efficiency | 0.031198 | 0.067579 | 0.10996 | 0.15839 | 0.19165 | 0.22815 | 0.25963 | 0.29289 | 0.2963 | 0.32784 | 0.35483 | 0.37444 | 0.41385
Scenario 5: High TRC ZEAS Phase In | PG&E | Com | WaterHeat | Com - Grocery | Gas Energy (MMTherm/year) | Fuel Substitution | 0.0038335 | 0.0085029 | 0.014187 | 0.021097 | 0.029478 | 0.039636 | 0.039636 | 0.039636 | 0.039636 | 0.039636 | 0.039636 | 0.039636 | 0.039636
Scenario 5: High TRC ZEAS Phase In | PG&E | Com | WaterHeat | Com - Health | Electric Demand (MW) | Energy Efficiency | 6.8862e-05 | 0.00013352 | 0.00037614 | 0.00064436 | 0.0009453 | 0.0012552 | 0.0014894 | 0.0017844 | 0.0021554 | 0.0026206 | 0.0032027 | 0.0039341 | 0.0048529
Scenario 5: High TRC ZEAS Phase In | PG&E | Com | WaterHeat | Com - Health | Electric Demand (MW) | Fuel Substitution | 0 | 0 | 0.10124 | 0.36292 | 0.85809 | 1.4656 | 2.2116 | 3.1669 | 4.3482 | 5.795 | 7.5166 | 9.5203 | 11.8181
Scenario 5: High TRC ZEAS Phase In | PG&E | Com | WaterHeat | Com - Health | Electric Energy (GWh/year) | Energy Efficiency | 0.00051861 | 0.00099968 | 0.0029781 | 0.0051701 | 0.0076351 | 0.010185 | 0.012143 | 0.014611 | 0.017713 | 0.021604 | 0.026472 | 0.032588 | 0.040273
Scenario 5: High TRC ZEAS Phase In | PG&E | Com | WaterHeat | Com - Health | Electric Energy (GWh/year) | Fuel Substitution | -1.7729 | -3.9754 | -5.8004 | -5.667 | -2.3804 | 1.6564 | 8.1775 | 16.528 | 26.8542 | 39.5019 | 54.5516 | 72.0682 | 92.1557
Scenario 5: High TRC ZEAS Phase In | PG&E | Com | WaterHeat | Com - Health | Gas Energy (MMTherm/year) | Energy Efficiency | 0.11802 | 0.25223 | 0.3933 | 0.55197 | 0.66899 | 0.78665 | 0.86135 | 0.93138 | 0.92968 | 0.96883 | 0.97881 | 0.95626 | 0.9698
Scenario 5: High TRC ZEAS Phase In | PG&E | Com | WaterHeat | Com - Health | Gas Energy (MMTherm/year) | Fuel Substitution | 0.20636 | 0.46253 | 0.77764 | 1.0365 | 1.1794 | 1.354 | 1.354 | 1.354 | 1.354 | 1.354 | 1.354 | 1.354 | 1.354
Scenario 5: High TRC ZEAS Phase In | PG&E | Com | WaterHeat | Com - Lodging | Electric Demand (MW) | Energy Efficiency | 0.00095406 | 0.0019308 | 0.0031021 | 0.0042872 | 0.0053518 | 0.0064275 | 0.0064991 | 0.0065603 | 0.0064392 | 0.0063334 | 0.0062504 | 0.0062038 | 0.0063788
Scenario 5: High TRC ZEAS Phase In | PG&E | Com | WaterHeat | Com - Lodging | Electric Demand (MW) | Fuel Substitution | 0 | 0 | 0.098573 | 0.35184 | 0.82883 | 1.4119 | 2.1329 | 3.0543 | 4.1954 | 5.5987 | 7.268 | 9.209 | 11.4316
Scenario 5: High TRC ZEAS Phase In | PG&E | Com | WaterHeat | Com - Lodging | Electric Energy (GWh/year) | Energy Efficiency | 0.0075337 | 0.015182 | 0.02439 | 0.033765 | 0.042254 | 0.05084 | 0.051372 | 0.051886 | 0.051057 | 0.050349 | 0.049821 | 0.049557 | 0.050982
Scenario 5: High TRC ZEAS Phase In | PG&E | Com | WaterHeat | Com - Lodging | Electric Energy (GWh/year) | Fuel Substitution | -1.8116 | -4.0503 | -5.9448 | -5.988 | -3.0666 | 0.50444 | 6.6427 | 14.4875 | 24.2028 | 36.1509 | 50.3641 | 66.8907 | 85.8155
Scenario 5: High TRC ZEAS Phase In | PG&E | Com | WaterHeat | Com - Lodging | Gas Energy (MMTherm/year) | Energy Efficiency | 0.4339 | 0.8936 | 1.3677 | 1.8571 | 2.2947 | 2.7351 | 2.7972 | 2.8418 | 2.7675 | 2.7136 | 2.5404 | 2.4538 | 2.4177
Scenario 5: High TRC ZEAS Phase In | PG&E | Com | WaterHeat | Com - Lodging | Gas Energy (MMTherm/year) | Fuel Substitution | 0.20707 | 0.46285 | 0.77528 | 1.0355 | 1.1885 | 1.3755 | 1.3755 | 1.3755 | 1.3755 | 1.3755 | 1.3755 | 1.3755 | 1.3755
Scenario 5: High TRC ZEAS Phase In | PG&E | Com | WaterHeat | Com - Office (Large) | Electric Demand (MW) | Energy Efficiency | 4.9674e-05 | 0.00010103 | 0.0001766 | 0.00025837 | 0.00034792 | 0.00044705 | 0.00050298 | 0.00057361 | 0.00066259 | 0.00077484 | 0.00091627 | 0.0010944 | 0.0013188
Scenario 5: High TRC ZEAS Phase In | PG&E | Com | WaterHeat | Com - Office (Large) | Electric Demand (MW) | Fuel Substitution | 0 | 0 | 0.011872 | 0.041971 | 0.097963 | 0.16566 | 0.25002 | 0.35692 | 0.49047 | 0.65391 | 0.84714 | 1.0704 | 1.3243
Scenario 5: High TRC ZEAS Phase In | PG&E | Com | WaterHeat | Com - Office (Large) | Electric Energy (GWh/year) | Energy Efficiency | 0.00096535 | 0.0019584 | 0.003425 | 0.0050058 | 0.0067294 | 0.0086284 | 0.0096502 | 0.010941 | 0.012567 | 0.014618 | 0.017202 | 0.020457 | 0.024557
Scenario 5: High TRC ZEAS Phase In | PG&E | Com | WaterHeat | Com - Office (Large) | Electric Energy (GWh/year) | Fuel Substitution | -0.38472 | -0.85821 | -1.216 | -1.0381 | -0.035695 | 1.1757 | 2.7898 | 4.8352 | 7.3906 | 10.5178 | 14.2152 | 18.4871 | 23.3455
Scenario 5: High TRC ZEAS Phase In | PG&E | Com | WaterHeat | Com - Office (Large) | Gas Energy (MMTherm/year) | Energy Efficiency | 0.31475 | 0.64752 | 0.97706 | 1.2856 | 1.2895 | 1.223 | 1.0509 | 0.848 | 0.63719 | 0.48153 | 0.38199 | 0.3333 | 0.33221
Scenario 5: High TRC ZEAS Phase In | PG&E | Com | WaterHeat | Com - Office (Large) | Gas Energy (MMTherm/year) | Fuel Substitution | 0.042682 | 0.095209 | 0.16009 | 0.20493 | 0.21435 | 0.22584 | 0.22584 | 0.22584 | 0.22584 | 0.22584 | 0.22584 | 0.22584 | 0.22584
Scenario 5: High TRC ZEAS Phase In | PG&E | Com | WaterHeat | Com - Office (Small) | Electric Demand (MW) | Energy Efficiency | -1.8458e-07 | -3.5127e-07 | 4.0399e-07 | 1.0846e-06 | 4.0302e-06 | 5.5709e-06 | 7.55e-06 | 1.0073e-05 | 1.3273e-05 | 1.732e-05 | 2.2427e-05 | 2.8862e-05 | 3.6965e-05
Scenario 5: High TRC ZEAS Phase In | PG&E | Com | WaterHeat | Com - Office (Small) | Electric Demand (MW) | Fuel Substitution | 0 | 0 | 0.00050689 | 0.001598 | 0.0036663 | 0.0062088 | 0.0095827 | 0.013949 | 0.019504 | 0.026326 | 0.034421 | 0.043811 | 0.054539
Scenario 5: High TRC ZEAS Phase In | PG&E | Com | WaterHeat | Com - Office (Small) | Electric Energy (GWh/year) | Energy Efficiency | -2.6172e-05 | -5.139e-05 | 3.1082e-05 | 0.0001054 | 0.00042705 | 0.00059529 | 0.00081139 | 0.0010869 | 0.0014363 | 0.0018782 | 0.0024358 | 0.0031386 | 0.0040234
Scenario 5: High TRC ZEAS Phase In | PG&E | Com | WaterHeat | Com - Office (Small) | Electric Energy (GWh/year) | Fuel Substitution | -0.10259 | -0.22913 | -0.3245 | -0.2882 | -0.070123 | 0.19827 | 0.584 | 1.0832 | 1.7184 | 2.4983 | 3.4238 | 4.4974 | 5.7241
Scenario 5: High TRC ZEAS Phase In | PG&E | Com | WaterHeat | Com - Office (Small) | Gas Energy (MMTherm/year) | Energy Efficiency | 0.067794 | 0.15234 | 0.1552 | 0.24116 | 0.27842 | 0.31605 | 0.44697 | 0.50252 | 0.48864 | 0.50315 | 0.48766 | 0.44235 | 0.42633
Scenario 5: High TRC ZEAS Phase In | PG&E | Com | WaterHeat | Com - Office (Small) | Gas Energy (MMTherm/year) | Fuel Substitution | 0.011302 | 0.025242 | 0.042135 | 0.052025 | 0.054503 | 0.057506 | 0.057506 | 0.057506 | 0.057506 | 0.057506 | 0.057506 | 0.057506 | 0.057506
Scenario 5: High TRC ZEAS Phase In | PG&E | Com | WaterHeat | Com - Other | Electric Demand (MW) | Energy Efficiency | -0.00014768 | -0.00030004 | 0.00037492 | 0.0011954 | 0.0021963 | 0.0034246 | 0.0048184 | 0.0065661 | 0.008753 | 0.011491 | 0.014919 | 0.019208 | 0.024575
Scenario 5: High TRC ZEAS Phase In | PG&E | Com | WaterHeat | Com - Other | Electric Demand (MW) | Fuel Substitution | 0 | 0 | 0.46765 | 1.6648 | 3.9112 | 6.6467 | 9.9878 | 14.2247 | 19.4287 | 25.7671 | 33.2628 | 41.9373 | 51.8317
Scenario 5: High TRC ZEAS Phase In | PG&E | Com | WaterHeat | Com - Other | Electric Energy (GWh/year) | Energy Efficiency | -0.00094628 | -0.0019206 | 0.0024585 | 0.0077822 | 0.014277 | 0.022249 | 0.031296 | 0.042642 | 0.056838 | 0.074613 | 0.096863 | 0.12471 | 0.15955
Scenario 5: High TRC ZEAS Phase In | PG&E | Com | WaterHeat | Com - Other | Electric Energy (GWh/year) | Fuel Substitution | -6.8641 | -15.303 | -22.241 | -21.9349 | -10.1394 | 4.2375 | 26.978 | 55.8157 | 91.2371 | 134.3797 | 185.4003 | 244.4464 | 311.7964
Scenario 5: High TRC ZEAS Phase In | PG&E | Com | WaterHeat | Com - Other | Gas Energy (MMTherm/year) | Energy Efficiency | 0.23402 | 0.51014 | 0.78898 | 1.0986 | 1.3298 | 1.5871 | 1.8164 | 2.0528 | 2.0707 | 2.2542 | 2.3702 | 2.3958 | 2.5208
Scenario 5: High TRC ZEAS Phase In | PG&E | Com | WaterHeat | Com - Other | Gas Energy (MMTherm/year) | Fuel Substitution | 0.76585 | 1.7071 | 2.8369 | 3.7387 | 4.196 | 4.7512 | 4.7512 | 4.7512 | 4.7512 | 4.7512 | 4.7512 | 4.7512 | 4.7512
Scenario 5: High TRC ZEAS Phase In | PG&E | Com | WaterHeat | Com - Refrig. Warehouse | Electric Demand (MW) | Energy Efficiency | 2.1878e-06 | 4.8926e-06 | 9.4756e-06 | 1.5109e-05 | 2.2066e-05 | 3.0692e-05 | 4.066e-05 | 5.3256e-05 | 6.9147e-05 | 8.919e-05 | 0.00011445 | 0.00014628 | 0.00018639
Scenario 5: High TRC ZEAS Phase In | PG&E | Com | WaterHeat | Com - Refrig. Warehouse | Electric Demand (MW) | Fuel Substitution | 0 | 0 | 0.00067231 | 0.0024017 | 0.0056643 | 0.00966 | 0.014598 | 0.020919 | 0.028756 | 0.038395 | 0.049867 | 0.063214 | 0.078502
Scenario 5: High TRC ZEAS Phase In | PG&E | Com | WaterHeat | Com - Refrig. Warehouse | Electric Energy (GWh/year) | Energy Efficiency | 2.5212e-05 | 5.6359e-05 | 0.00010958 | 0.00017496 | 0.00025564 | 0.00035564 | 0.00047094 | 0.00061664 | 0.00080045 | 0.0010323 | 0.0013245 | 0.0016927 | 0.0021566
Scenario 5: High TRC ZEAS Phase In | PG&E | Com | WaterHeat | Com - Refrig. Warehouse | Electric Energy (GWh/year) | Fuel Substitution | -0.01702 | -0.038067 | -0.055612 | -0.055605 | -0.027452 | 0.0070287 | 0.066664 | 0.14299 | 0.23762 | 0.35403 | 0.49258 | 0.65375 | 0.83839
Scenario 5: High TRC ZEAS Phase In | PG&E | Com | WaterHeat | Com - Refrig. Warehouse | Gas Energy (MMTherm/year) | Energy Efficiency | 0.00045118 | 0.00092451 | 0.0013025 | 0.0096291 | 0.019874 | 0.039198 | 0.061896 | 0.080569 | 0.089979 | 0.10458 | 0.11752 | 0.12715 | 0.14305
Scenario 5: High TRC ZEAS Phase In | PG&E | Com | WaterHeat | Com - Refrig. Warehouse | Gas Energy (MMTherm/year) | Fuel Substitution | 0.0020156 | 0.0045074 | 0.0075474 | 0.010109 | 0.011669 | 0.013579 | 0.013579 | 0.013579 | 0.013579 | 0.013579 | 0.013579 | 0.013579 | 0.013579
Scenario 5: High TRC ZEAS Phase In | PG&E | Com | WaterHeat | Com - Restaurant | Electric Demand (MW) | Energy Efficiency | -0.00032446 | -0.00069455 | -0.00053282 | -0.0003357 | -9.452e-05 | 0.00020153 | 0.00054151 | 0.000967 | 0.0014991 | 0.0021646 | 0.0029966 | 0.0038425 | 0.0063742
Scenario 5: High TRC ZEAS Phase In | PG&E | Com | WaterHeat | Com - Restaurant | Electric Demand (MW) | Fuel Substitution | 0 | 0 | 0.34702 | 1.2319 | 2.8857 | 4.8926 | 7.3402 | 10.4322 | 14.2199 | 18.8245 | 24.2586 | 29.9217 | 36.5954
Scenario 5: High TRC ZEAS Phase In | PG&E | Com | WaterHeat | Com - Restaurant | Electric Energy (GWh/year) | Energy Efficiency | -0.001658 | -0.0035493 | -0.0027184 | -0.0017061 | -0.00046796 | 0.0010513 | 0.0027935 | 0.0049739 | 0.0077008 | 0.011111 | 0.015374 | 0.019709 | 0.032682
Scenario 5: High TRC ZEAS Phase In | PG&E | Com | WaterHeat | Com - Restaurant | Electric Energy (GWh/year) | Fuel Substitution | -3.0563 | -6.814 | -9.4255 | -7.6726 | 0.83625 | 11.1613 | 24.3073 | 40.9143 | 61.2587 | 85.9907 | 115.1784 | 145.5971 | 181.4444
Scenario 5: High TRC ZEAS Phase In | PG&E | Com | WaterHeat | Com - Restaurant | Gas Energy (MMTherm/year) | Energy Efficiency | 0.041862 | 0.087135 | 0.10833 | 0.15542 | 0.20742 | 0.28418 | 0.34528 | 0.38332 | 0.39236 | 0.39527 | 0.33752 | 0.3159 | 0.31841
Scenario 5: High TRC ZEAS Phase In | PG&E | Com | WaterHeat | Com - Restaurant | Gas Energy (MMTherm/year) | Fuel Substitution | 0.34894 | 0.77792 | 1.289 | 1.6359 | 1.6898 | 1.7552 | 1.7552 | 1.7552 | 1.7552 | 1.7552 | 1.7552 | 1.7552 | 1.7552
Scenario 5: High TRC ZEAS Phase In | PG&E | Com | WaterHeat | Com - Retail | Electric Demand (MW) | Energy Efficiency | 0.0031598 | 0.0064118 | 0.0068995 | 0.006669 | 0.0063278 | 0.0085824 | 0.0081815 | 0.0076006 | 0.0051072 | 0.0028873 | 0.0010046 | 0.0012883 | 0.0016441
Scenario 5: High TRC ZEAS Phase In | PG&E | Com | WaterHeat | Com - Retail | Electric Demand (MW) | Fuel Substitution | 0 | 0 | 0.01559 | 0.052109 | 0.1209 | 0.20495 | 0.31124 | 0.44649 | 0.61561 | 0.8226 | 1.0676 | 1.3514 | 1.6753
Scenario 5: High TRC ZEAS Phase In | PG&E | Com | WaterHeat | Com - Retail | Electric Energy (GWh/year) | Energy Efficiency | 0.010023 | 0.020345 | 0.022002 | 0.021386 | 0.020625 | 0.027992 | 0.027002 | 0.025516 | 0.018059 | 0.011583 | 0.0063212 | 0.0081064 | 0.010346
Scenario 5: High TRC ZEAS Phase In | PG&E | Com | WaterHeat | Com - Retail | Electric Energy (GWh/year) | Fuel Substitution | -0.17491 | -0.39007 | -0.54327 | -0.45344 | -0.002964 | 0.54751 | 1.25 | 2.1439 | 3.2617 | 4.6298 | 6.2494 | 8.1251 | 10.2657
Scenario 5: High TRC ZEAS Phase In | PG&E | Com | WaterHeat | Com - Retail | Gas Energy (MMTherm/year) | Energy Efficiency | 0.12335 | 0.27847 | 0.42776 | 0.63764 | 0.76901 | 0.9164 | 1.1118 | 1.2843 | 1.2859 | 1.4001 | 1.4576 | 1.4464 | 1.51
Scenario 5: High TRC ZEAS Phase In | PG&E | Com | WaterHeat | Com - Retail | Gas Energy (MMTherm/year) | Fuel Substitution | 0.018663 | 0.041618 | 0.068958 | 0.085163 | 0.085717 | 0.086385 | 0.086385 | 0.086385 | 0.086385 | 0.086385 | 0.086385 | 0.086385 | 0.086385
Scenario 5: High TRC ZEAS Phase In | PG&E | Com | WaterHeat | Com - School | Electric Demand (MW) | Energy Efficiency | 1.7634e-06 | 2.6903e-06 | 3.1595e-06 | 1.75e-06 | 1.0898e-06 | 8.0434e-07 | 0.00010627 | 0.00019588 | 0.00019539 | 8.9155e-05 | -1.2434e-06 | -1.5952e-06 | -2.038e-06
Scenario 5: High TRC ZEAS Phase In | PG&E | Com | WaterHeat | Com - School | Electric Demand (MW) | Fuel Substitution | 0 | 0 | -7.763e-05 | -0.0002745 | -0.00064051 | -0.0010825 | -0.0016312 | -0.0023236 | -0.0031845 | -0.0042351 | -0.0054753 | -0.006907 | -0.0085344
Scenario 5: High TRC ZEAS Phase In | PG&E | Com | WaterHeat | Com - School | Electric Energy (GWh/year) | Energy Efficiency | -0.00016148 | -0.0004071 | 0.00048505 | 0.0014706 | 0.0025788 | 0.0038407 | 0.0050799 | 0.0065051 | 0.0079414 | 0.0094162 | 0.011412 | 0.014287 | 0.017907
Scenario 5: High TRC ZEAS Phase In | PG&E | Com | WaterHeat | Com - School | Electric Energy (GWh/year) | Fuel Substitution | -1.1495 | -2.5634 | -3.6322 | -3.1425 | -0.25393 | 3.2327 | 7.915 | 13.8242 | 21.172 | 30.1396 | 40.725 | 52.9448 | 66.8364
Scenario 5: High TRC ZEAS Phase In | PG&E | Com | WaterHeat | Com - School | Gas Energy (MMTherm/year) | Energy Efficiency | 0.17112 | 0.36258 | 0.5566 | 0.7551 | 0.81293 | 0.83437 | 0.78714 | 0.70366 | 0.57385 | 0.45772 | 0.34863 | 0.26807 | 0.23978
Scenario 5: High TRC ZEAS Phase In | PG&E | Com | WaterHeat | Com - School | Gas Energy (MMTherm/year) | Fuel Substitution | 0.13028 | 0.29053 | 0.48673 | 0.62346 | 0.65473 | 0.69278 | 0.69278 | 0.69278 | 0.69278 | 0.69278 | 0.69278 | 0.69278 | 0.69278
Scenario 5: High TRC ZEAS Phase In | PG&E | Com | WaterHeat | Com - Warehouse | Electric Demand (MW) | Energy Efficiency | 0.0020827 | 0.0043621 | 0.0068432 | 0.0074364 | 0.0080019 | 0.0084959 | 0.0088718 | 0.0090896 | 0.0061321 | 0.0031024 | 6.6745e-05 | 8.3201e-05 | 0.0001039
Scenario 5: High TRC ZEAS Phase In | PG&E | Com | WaterHeat | Com - Warehouse | Electric Demand (MW) | Fuel Substitution | 0 | 0 | 0.00026842 | 0.00096071 | 0.002269 | 0.0038729 | 0.0058724 | 0.008425 | 0.011584 | 0.015466 | 0.02008 | 0.025445 | 0.03159
Scenario 5: High TRC ZEAS Phase In | PG&E | Com | WaterHeat | Com - Warehouse | Electric Energy (GWh/year) | Energy Efficiency | 0.006662 | 0.013955 | 0.021909 | 0.023892 | 0.025804 | 0.027511 | 0.028826 | 0.029672 | 0.020491 | 0.011134 | 0.0018206 | 0.0022637 | 0.0028211
Scenario 5: High TRC ZEAS Phase In | PG&E | Com | WaterHeat | Com - Warehouse | Electric Energy (GWh/year) | Fuel Substitution | -0.017954 | -0.040362 | -0.060666 | -0.064468 | -0.041386 | -0.013015 | 0.043425 | 0.11548 | 0.20466 | 0.31423 | 0.44449 | 0.59594 | 0.7694
Scenario 5: High TRC ZEAS Phase In | PG&E | Com | WaterHeat | Com - Warehouse | Gas Energy (MMTherm/year) | Energy Efficiency | 0.089848 | 0.20161 | 0.33932 | 0.50233 | 0.61587 | 0.74416 | 0.88136 | 1.0227 | 1.0326 | 1.1443 | 1.2209 | 1.2518 | 1.347
Scenario 5: High TRC ZEAS Phase In | PG&E | Com | WaterHeat | Com - Warehouse | Gas Energy (MMTherm/year) | Fuel Substitution | 0.0020494 | 0.0046045 | 0.0077804 | 0.010524 | 0.012319 | 0.014511 | 0.014511 | 0.014511 | 0.014511 | 0.014511 | 0.014511 | 0.014511 | 0.014511
Scenario 5: High TRC ZEAS Phase In | PG&E | Com | WholeBlg | Com - College | Electric Demand (MW) | Energy Efficiency | 0.036766 | 0.074234 | 0.11233 | 0.15115 | 0.19079 | 0.23091 | 0.2722 | 0.31477 | 0.35401 | 0.3652 | 0.37514 | 0.38503 | 0.3957
Scenario 5: High TRC ZEAS Phase In | PG&E | Com | WholeBlg | Com - College | Electric Energy (GWh/year) | Energy Efficiency | 0.33505 | 0.6765 | 1.0237 | 1.3774 | 1.7387 | 2.1045 | 2.4811 | 2.8693 | 3.2272 | 3.3291 | 3.4332 | 3.5373 | 3.649
Scenario 5: High TRC ZEAS Phase In | PG&E | Com | WholeBlg | Com - College | Gas Energy (MMTherm/year) | Energy Efficiency | 0.0093115 | 0.018544 | 0.027665 | 0.035772 | 0.040686 | 0.040184 | 0.039637 | 0.039059 | 0.038468 | 0.037899 | 0.037593 | 0.037321 | 0.037222
Scenario 5: High TRC ZEAS Phase In | PG&E | Com | WholeBlg | Com - Grocery | Electric Demand (MW) | Energy Efficiency | 0.32403 | 0.65673 | 0.99781 | 1.3485 | 1.7099 | 2.079 | 2.4605 | 2.8667 | 3.2476 | 3.3844 | 3.5074 | 3.632 | 3.7533
Scenario 5: High TRC ZEAS Phase In | PG&E | Com | WholeBlg | Com - Grocery | Electric Energy (GWh/year) | Energy Efficiency | 2.9529 | 5.9848 | 9.0931 | 12.2887 | 15.5827 | 18.9485 | 22.427 | 26.1311 | 29.6049 | 30.8509 | 31.9722 | 33.1077 | 34.2132
Scenario 5: High TRC ZEAS Phase In | PG&E | Com | WholeBlg | Com - Grocery | Gas Energy (MMTherm/year) | Energy Efficiency | 0.0078308 | 0.0157 | 0.023586 | 0.030737 | 0.035312 | 0.035397 | 0.035455 | 0.035495 | 0.035535 | 0.03559 | 0.035694 | 0.035834 | 0.036
Scenario 5: High TRC ZEAS Phase In | PG&E | Com | WholeBlg | Com - Health | Electric Demand (MW) | Energy Efficiency | 0.35798 | 0.72695 | 1.1064 | 1.4976 | 1.902 | 2.3159 | 2.7452 | 3.1945 | 3.617 | 3.772 | 3.9113 | 4.0519 | 4.1905
Scenario 5: High TRC ZEAS Phase In | PG&E | Com | WholeBlg | Com - Health | Electric Energy (GWh/year) | Energy Efficiency | 3.2623 | 6.6248 | 10.0827 | 13.6478 | 17.3327 | 21.1077 | 25.0219 | 29.1192 | 32.9716 | 34.3835 | 35.6538 | 36.9355 | 38.1991
Scenario 5: High TRC ZEAS Phase In | PG&E | Com | WholeBlg | Com - Health | Gas Energy (MMTherm/year) | Energy Efficiency | 0.029918 | 0.060335 | 0.091176 | 0.11957 | 0.13846 | 0.14038 | 0.14215 | 0.14382 | 0.14546 | 0.14711 | 0.14895 | 0.15094 | 0.15276
Scenario 5: High TRC ZEAS Phase In | PG&E | Com | WholeBlg | Com - Lodging | Electric Demand (MW) | Energy Efficiency | 0.046737 | 0.094785 | 0.14408 | 0.19476 | 0.24703 | 0.30046 | 0.35581 | 0.41285 | 0.46635 | 0.48474 | 0.50118 | 0.5179 | 0.53434
Scenario 5: High TRC ZEAS Phase In | PG&E | Com | WholeBlg | Com - Lodging | Electric Energy (GWh/year) | Energy Efficiency | 0.42591 | 0.86378 | 1.313 | 1.7749 | 2.2512 | 2.7384 | 3.2432 | 3.7634 | 4.2512 | 4.4187 | 4.5685 | 4.7209 | 4.8708
Scenario 5: High TRC ZEAS Phase In | PG&E | Com | WholeBlg | Com - Lodging | Gas Energy (MMTherm/year) | Energy Efficiency | 0.010613 | 0.021238 | 0.03185 | 0.041431 | 0.047496 | 0.047471 | 0.047418 | 0.047357 | 0.047311 | 0.047311 | 0.047397 | 0.047557 | 0.047776
Scenario 5: High TRC ZEAS Phase In | PG&E | Com | WholeBlg | Com - Office (Large) | Electric Demand (MW) | Energy Efficiency | 0.50711 | 1.0273 | 1.5596 | 2.1053 | 2.6664 | 3.2383 | 3.8296 | 4.4255 | 4.9804 | 5.1515 | 5.3002 | 5.451 | 5.6042
Scenario 5: High TRC ZEAS Phase In | PG&E | Com | WholeBlg | Com - Office (Large) | Electric Energy (GWh/year) | Energy Efficiency | 4.6213 | 9.3619 | 14.2126 | 19.1861 | 24.2994 | 29.5141 | 34.9068 | 40.3407 | 45.4006 | 46.9592 | 48.3143 | 49.6889 | 51.0856
Scenario 5: High TRC ZEAS Phase In | PG&E | Com | WholeBlg | Com - Office (Large) | Gas Energy (MMTherm/year) | Energy Efficiency | 0.032095 | 0.064444 | 0.096955 | 0.12654 | 0.14565 | 0.14642 | 0.14711 | 0.14774 | 0.14839 | 0.14937 | 0.15055 | 0.15187 | 0.15313
Scenario 5: High TRC ZEAS Phase In | PG&E | Com | WholeBlg | Com - Office (Small) | Electric Demand (MW) | Energy Efficiency | 0.091498 | 0.18545 | 0.28177 | 0.38073 | 0.48271 | 0.58681 | 0.69454 | 0.80915 | 0.9166 | 0.95511 | 0.98966 | 1.0246 | 1.0595
Scenario 5: High TRC ZEAS Phase In | PG&E | Com | WholeBlg | Com - Office (Small) | Electric Energy (GWh/year) | Energy Efficiency | 0.83383 | 1.69 | 2.5678 | 3.4697 | 4.399 | 5.3483 | 6.3307 | 7.3759 | 8.3555 | 8.7064 | 9.0213 | 9.34 | 9.6583
Scenario 5: High TRC ZEAS Phase In | PG&E | Com | WholeBlg | Com - Office (Small) | Gas Energy (MMTherm/year) | Energy Efficiency | 0.0047828 | 0.0096218 | 0.014505 | 0.018975 | 0.021904 | 0.022112 | 0.022303 | 0.022485 | 0.022669 | 0.022854 | 0.023075 | 0.023324 | 0.023557
Scenario 5: High TRC ZEAS Phase In | PG&E | Com | WholeBlg | Com - Other | Electric Demand (MW) | Energy Efficiency | 0.36054 | 0.75036 | 1.1677 | 1.6102 | 2.083 | 2.5899 | 3.132 | 3.6886 | 4.2298 | 4.512 | 4.7736 | 5.0317 | 5.2795
Scenario 5: High TRC ZEAS Phase In | PG&E | Com | WholeBlg | Com - Other | Electric Energy (GWh/year) | Energy Efficiency | 3.2857 | 6.8381 | 10.6414 | 14.6738 | 18.9828 | 23.6049 | 28.5472 | 33.6228 | 38.5572 | 41.1284 | 43.5137 | 45.8665 | 48.1258
Scenario 5: High TRC ZEAS Phase In | PG&E | Com | WholeBlg | Com - Other | Gas Energy (MMTherm/year) | Energy Efficiency | 0.055623 | 0.11181 | 0.16843 | 0.22014 | 0.25384 | 0.25577 | 0.25743 | 0.25892 | 0.26037 | 0.2619 | 0.26382 | 0.26605 | 0.26828
Scenario 5: High TRC ZEAS Phase In | PG&E | Com | WholeBlg | Com - Refrig. Warehouse | Electric Demand (MW) | Energy Efficiency | 0.048373 | 0.098677 | 0.15093 | 0.2053 | 0.26203 | 0.32055 | 0.38155 | 0.44867 | 0.51288 | 0.54137 | 0.56815 | 0.59542 | 0.62119
Scenario 5: High TRC ZEAS Phase In | PG&E | Com | WholeBlg | Com - Refrig. Warehouse | Electric Energy (GWh/year) | Energy Efficiency | 0.44083 | 0.89925 | 1.3754 | 1.871 | 2.3879 | 2.9215 | 3.4778 | 4.0899 | 4.6753 | 4.9349 | 5.1789 | 5.4275 | 5.6625
Scenario 5: High TRC ZEAS Phase In | PG&E | Com | WholeBlg | Com - Refrig. Warehouse | Gas Energy (MMTherm/year) | Energy Efficiency | 0.00031279 | 0.00063288 | 0.00095958 | 0.001263 | 0.0014691 | 0.0014989 | 0.0015273 | 0.0015547 | 0.001582 | 0.0016092 | 0.001639 | 0.0016708 | 0.0016988
Scenario 5: High TRC ZEAS Phase In | PG&E | Com | WholeBlg | Com - Restaurant | Electric Demand (MW) | Energy Efficiency | 0.12233 | 0.24761 | 0.37569 | 0.50693 | 0.64181 | 0.77912 | 0.92062 | 1.0675 | 1.2044 | 1.2496 | 1.2893 | 1.3282 | 1.3788
Scenario 5: High TRC ZEAS Phase In | PG&E | Com | WholeBlg | Com - Restaurant | Electric Energy (GWh/year) | Energy Efficiency | 1.1218 | 2.2709 | 3.4464 | 4.6513 | 5.8902 | 7.1527 | 8.4542 | 9.8057 | 11.0663 | 11.4912 | 11.8673 | 12.2222 | 12.8531
Scenario 5: High TRC ZEAS Phase In | PG&E | Com | WholeBlg | Com - Restaurant | Gas Energy (MMTherm/year) | Energy Efficiency | 0.018277 | 0.036817 | 0.055574 | 0.072787 | 0.084128 | 0.085004 | 0.085756 | 0.086419 | 0.08704 | 0.087624 | 0.088324 | 0.089273 | 0.088316
Scenario 5: High TRC ZEAS Phase In | PG&E | Com | WholeBlg | Com - Retail | Electric Demand (MW) | Energy Efficiency | 0.18485 | 0.37288 | 0.56375 | 0.75842 | 0.9522 | 1.1525 | 1.3582 | 1.5725 | 1.77 | 1.8253 | 1.8717 | 1.9181 | 1.9673
Scenario 5: High TRC ZEAS Phase In | PG&E | Com | WholeBlg | Com - Retail | Electric Energy (GWh/year) | Energy Efficiency | 1.7445 | 3.5246 | 5.3382 | 7.1123 | 9.6955 | 11.6145 | 13.5912 | 15.6552 | 17.5732 | 18.203 | 18.76 | 19.3264 | 19.9271
Scenario 5: High TRC ZEAS Phase In | PG&E | Com | WholeBlg | Com - Retail | Gas Energy (MMTherm/year) | Energy Efficiency | 0.007687 | 0.015435 | 0.02323 | 0.02981 | 0.039587 | 0.040214 | 0.040877 | 0.041587 | 0.042354 | 0.043213 | 0.044181 | 0.045248 | 0.046407
Scenario 5: High TRC ZEAS Phase In | PG&E | Com | WholeBlg | Com - School | Electric Demand (MW) | Energy Efficiency | 0.057799 | 0.11701 | 0.17757 | 0.23963 | 0.3034 | 0.36842 | 0.43574 | 0.50689 | 0.57344 | 0.59639 | 0.61689 | 0.63771 | 0.65913
Scenario 5: High TRC ZEAS Phase In | PG&E | Com | WholeBlg | Com - School | Electric Energy (GWh/year) | Energy Efficiency | 0.52673 | 1.0663 | 1.6182 | 2.1837 | 2.7649 | 3.3579 | 3.9718 | 4.6206 | 5.2274 | 5.4365 | 5.6233 | 5.8131 | 6.0084
Scenario 5: High TRC ZEAS Phase In | PG&E | Com | WholeBlg | Com - School | Gas Energy (MMTherm/year) | Energy Efficiency | 0.02248 | 0.044845 | 0.067024 | 0.086843 | 0.099032 | 0.098209 | 0.097293 | 0.096313 | 0.095313 | 0.094386 | 0.093561 | 0.092812 | 0.09236
Scenario 5: High TRC ZEAS Phase In | PG&E | Com | WholeBlg | Com - Warehouse | Electric Demand (MW) | Energy Efficiency | 0.2105 | 0.4285 | 0.65395 | 0.88757 | 1.1303 | 1.3803 | 1.6406 | 1.9303 | 2.2067 | 2.3274 | 2.4408 | 2.5565 | 2.6684
Scenario 5: High TRC ZEAS Phase In | PG&E | Com | WholeBlg | Com - Warehouse | Electric Energy (GWh/year) | Energy Efficiency | 1.9183 | 3.905 | 5.9595 | 8.0885 | 10.3008 | 12.5803 | 14.9541 | 17.5956 | 20.1157 | 21.2157 | 22.249 | 23.3034 | 24.3241
Scenario 5: High TRC ZEAS Phase In | PG&E | Com | WholeBlg | Com - Warehouse | Gas Energy (MMTherm/year) | Energy Efficiency | 0.0049734 | 0.009999 | 0.015063 | 0.019688 | 0.022703 | 0.022885 | 0.023053 | 0.023212 | 0.023374 | 0.023557 | 0.023773 | 0.024013 | 0.024234
Scenario 5: High TRC ZEAS Phase In | PG&E | Ind | WholeBlg | Ind - All Other Industrial | Electric Demand (MW) | Energy Efficiency | 0.064882 | 0.13016 | 0.19553 | 0.26104 | 0.32652 | 0.3355 | 0.34418 | 0.35295 | 0.3616 | 0.37038 | 0.37903 | 0.38594 | 0.38629
Scenario 5: High TRC ZEAS Phase In | PG&E | Ind | WholeBlg | Ind - All Other Industrial | Electric Energy (GWh/year) | Energy Efficiency | 0.47135 | 0.9456 | 1.4205 | 1.8963 | 2.372 | 2.4468 | 2.5195 | 2.5928 | 2.6652 | 2.7386 | 2.8111 | 2.8689 | 2.8714
Scenario 5: High TRC ZEAS Phase In | PG&E | Ind | WholeBlg | Ind - All Other Industrial | Gas Energy (MMTherm/year) | Energy Efficiency | 0.011597 | 0.023242 | 0.034924 | 0.046639 | 0.05838 | 0.063332 | 0.06827 | 0.073205 | 0.078143 | 0.083093 | 0.088065 | 0.092034 | 0.092266
Scenario 5: High TRC ZEAS Phase In | PG&E | Ind | WholeBlg | Ind - Chemicals | Electric Demand (MW) | Energy Efficiency | 0.27072 | 0.54547 | 0.82276 | 1.1026 | 1.3842 | 1.4316 | 1.477 | 1.522 | 1.5658 | 1.6098 | 1.6529 | 1.6884 | 1.6963
Scenario 5: High TRC ZEAS Phase In | PG&E | Ind | WholeBlg | Ind - Chemicals | Electric Energy (GWh/year) | Energy Efficiency | 1.9667 | 3.9627 | 5.977 | 8.0099 | 10.0552 | 10.4396 | 10.8099 | 11.1774 | 11.5372 | 11.8978 | 12.2522 | 12.5437 | 12.6031
Scenario 5: High TRC ZEAS Phase In | PG&E | Ind | WholeBlg | Ind - Chemicals | Gas Energy (MMTherm/year) | Energy Efficiency | 0.38695 | 0.77653 | 1.1684 | 1.5623 | 1.9579 | 2.1278 | 2.2972 | 2.4659 | 2.6344 | 2.8026 | 2.9708 | 3.1047 | 3.1129
Scenario 5: High TRC ZEAS Phase In | PG&E | Ind | WholeBlg | Ind - Electronics | Electric Demand (MW) | Energy Efficiency | 0.52545 | 1.0562 | 1.5898 | 2.1266 | 2.6652 | 2.7484 | 2.8292 | 2.9109 | 2.9918 | 3.0739 | 3.155 | 3.2217 | 3.2349
Scenario 5: High TRC ZEAS Phase In | PG&E | Ind | WholeBlg | Ind - Electronics | Electric Energy (GWh/year) | Energy Efficiency | 3.8173 | 7.6731 | 11.5496 | 15.4491 | 19.3617 | 20.0428 | 20.7082 | 21.3804 | 22.0469 | 22.7224 | 23.3904 | 23.9384 | 24.0369
Scenario 5: High TRC ZEAS Phase In | PG&E | Ind | WholeBlg | Ind - Electronics | Gas Energy (MMTherm/year) | Energy Efficiency | 0.049928 | 0.10005 | 0.15035 | 0.20081 | 0.25142 | 0.27286 | 0.2943 | 0.31575 | 0.33722 | 0.35872 | 0.38025 | 0.39738 | 0.39832
Scenario 5: High TRC ZEAS Phase In | PG&E | Ind | WholeBlg | Ind - Fabricated Metals | Electric Demand (MW) | Energy Efficiency | 0.1034 | 0.20835 | 0.31432 | 0.42103 | 0.52804 | 0.54519 | 0.56112 | 0.57646 | 0.59117 | 0.60578 | 0.62 | 0.63129 | 0.63192
Scenario 5: High TRC ZEAS Phase In | PG&E | Ind | WholeBlg | Ind - Fabricated Metals | Electric Energy (GWh/year) | Energy Efficiency | 0.75118 | 1.5136 | 2.2834 | 3.0586 | 3.8359 | 3.9758 | 4.1069 | 4.2339 | 4.3564 | 4.4783 | 4.5973 | 4.6919 | 4.6969
Scenario 5: High TRC ZEAS Phase In | PG&E | Ind | WholeBlg | Ind - Fabricated Metals | Gas Energy (MMTherm/year) | Energy Efficiency | 0.027211 | 0.054786 | 0.082698 | 0.11082 | 0.13911 | 0.1515 | 0.16373 | 0.17579 | 0.18777 | 0.19969 | 0.21159 | 0.22107 | 0.22166
Scenario 5: High TRC ZEAS Phase In | PG&E | Ind | WholeBlg | Ind - Food | Electric Demand (MW) | Energy Efficiency | 0.63332 | 1.2706 | 1.9086 | 2.5479 | 3.1865 | 3.2735 | 3.3571 | 3.4412 | 3.5238 | 3.6074 | 3.6892 | 3.7534 | 3.7529
Scenario 5: High TRC ZEAS Phase In | PG&E | Ind | WholeBlg | Ind - Food | Electric Energy (GWh/year) | Energy Efficiency | 4.6009 | 9.2302 | 13.8654 | 18.5092 | 23.1487 | 23.8735 | 24.5748 | 25.2795 | 25.9733 | 26.674 | 27.3624 | 27.9024 | 27.8989
Scenario 5: High TRC ZEAS Phase In | PG&E | Ind | WholeBlg | Ind - Food | Gas Energy (MMTherm/year) | Energy Efficiency | 0.73435 | 1.4711 | 2.2095 | 2.949 | 3.689 | 3.9982 | 4.306 | 4.6126 | 4.9184 | 5.2237 | 5.5287 | 5.7679 | 5.7684
Scenario 5: High TRC ZEAS Phase In | PG&E | Ind | WholeBlg | Ind - Industrial Machinery | Electric Demand (MW) | Energy Efficiency | 0.093429 | 0.1883 | 0.28417 | 0.38074 | 0.47754 | 0.49313 | 0.50767 | 0.52168 | 0.5352 | 0.54881 | 0.56218 | 0.57296 | 0.57413
Scenario 5: High TRC ZEAS Phase In | PG&E | Ind | WholeBlg | Ind - Industrial Machinery | Electric Energy (GWh/year) | Energy Efficiency | 0.67874 | 1.3679 | 2.0644 | 2.7659 | 3.4691 | 3.5961 | 3.7156 | 3.8315 | 3.944 | 4.057 | 4.1684 | 4.258 | 4.267
Scenario 5: High TRC ZEAS Phase In | PG&E | Ind | WholeBlg | Ind - Industrial Machinery | Gas Energy (MMTherm/year) | Energy Efficiency | 0.01383 | 0.02792 | 0.042269 | 0.056779 | 0.071395 | 0.077961 | 0.084436 | 0.090818 | 0.097166 | 0.10352 | 0.10989 | 0.11505 | 0.11571
Scenario 5: High TRC ZEAS Phase In | PG&E | Ind | WholeBlg | Ind - Lumber & Furniture | Electric Demand (MW) | Energy Efficiency | 0.079637 | 0.15963 | 0.23963 | 0.31972 | 0.3997 | 0.41027 | 0.42048 | 0.43079 | 0.44092 | 0.45116 | 0.46117 | 0.46896 | 0.46863
Scenario 5: High TRC ZEAS Phase In | PG&E | Ind | WholeBlg | Ind - Lumber & Furniture | Electric Energy (GWh/year) | Energy Efficiency | 0.57854 | 1.1597 | 1.7409 | 2.3226 | 2.9037 | 2.9921 | 3.0781 | 3.1648 | 3.2501 | 3.3362 | 3.4206 | 3.4865 | 3.4841
Scenario 5: High TRC ZEAS Phase In | PG&E | Ind | WholeBlg | Ind - Lumber & Furniture | Gas Energy (MMTherm/year) | Energy Efficiency | 0.0076642 | 0.015363 | 0.023088 | 0.030837 | 0.038606 | 0.041881 | 0.045128 | 0.048353 | 0.051563 | 0.05476 | 0.057959 | 0.060484 | 0.060525
Scenario 5: High TRC ZEAS Phase In | PG&E | Ind | WholeBlg | Ind - Paper | Electric Demand (MW) | Energy Efficiency | 0.034954 | 0.070042 | 0.10514 | 0.14034 | 0.17554 | 0.18029 | 0.18497 | 0.18979 | 0.19463 | 0.19968 | 0.20487 | 0.20932 | 0.21041
Scenario 5: High TRC ZEAS Phase In | PG&E | Ind | WholeBlg | Ind - Paper | Electric Energy (GWh/year) | Energy Efficiency | 0.25393 | 0.50883 | 0.76382 | 1.0195 | 1.2752 | 1.3149 | 1.3541 | 1.3942 | 1.4345 | 1.4764 | 1.5192 | 1.5556 | 1.5636
Scenario 5: High TRC ZEAS Phase In | PG&E | Ind | WholeBlg | Ind - Paper | Gas Energy (MMTherm/year) | Energy Efficiency | 0.025705 | 0.051574 | 0.077623 | 0.10386 | 0.13027 | 0.14171 | 0.15318 | 0.16468 | 0.17624 | 0.18789 | 0.19969 | 0.20935 | 0.21081
Scenario 5: High TRC ZEAS Phase In | PG&E | Ind | WholeBlg | Ind - Petroleum | Electric Demand (MW) | Energy Efficiency | 0.50195 | 1.0059 | 1.5097 | 2.0138 | 2.5171 | 2.5827 | 2.6463 | 2.7108 | 2.7742 | 2.8383 | 2.901 | 2.9497 | 2.947
Scenario 5: High TRC ZEAS Phase In | PG&E | Ind | WholeBlg | Ind - Petroleum | Electric Energy (GWh/year) | Energy Efficiency | 3.6465 | 7.3075 | 10.9672 | 14.6294 | 18.2852 | 18.8358 | 19.3723 | 19.9144 | 20.4491 | 20.9891 | 21.5186 | 21.9299 | 21.9102
Scenario 5: High TRC ZEAS Phase In | PG&E | Ind | WholeBlg | Ind - Petroleum | Gas Energy (MMTherm/year) | Energy Efficiency | 1.1016 | 2.2064 | 3.314 | 4.4243 | 5.5363 | 6.0022 | 6.4658 | 6.9268 | 7.3858 | 7.8432 | 8.2994 | 8.6563 | 8.6545
Scenario 5: High TRC ZEAS Phase In | PG&E | Ind | WholeBlg | Ind - Plastics | Electric Demand (MW) | Energy Efficiency | 0.097656 | 0.19607 | 0.29479 | 0.39388 | 0.49309 | 0.50742 | 0.52125 | 0.53511 | 0.54868 | 0.56234 | 0.57565 | 0.58622 | 0.5868
Scenario 5: High TRC ZEAS Phase In | PG&E | Ind | WholeBlg | Ind - Plastics | Electric Energy (GWh/year) | Energy Efficiency | 0.70944 | 1.4244 | 2.1415 | 2.8614 | 3.5821 | 3.7005 | 3.8154 | 3.9307 | 4.0438 | 4.1576 | 4.2689 | 4.3572 | 4.3616
Scenario 5: High TRC ZEAS Phase In | PG&E | Ind | WholeBlg | Ind - Plastics | Gas Energy (MMTherm/year) | Energy Efficiency | 0.010097 | 0.020785 | 0.032034 | 0.043807 | 0.056092 | 0.062907 | 0.069753 | 0.076576 | 0.083419 | 0.090297 | 0.097244 | 0.10339 | 0.10634
Scenario 5: High TRC ZEAS Phase In | PG&E | Ind | WholeBlg | Ind - Primary Metals | Electric Demand (MW) | Energy Efficiency | 0.055326 | 0.11173 | 0.16896 | 0.22696 | 0.2855 | 0.29637 | 0.30684 | 0.31724 | 0.32745 | 0.33778 | 0.34799 | 0.35669 | 0.35971
Scenario 5: High TRC ZEAS Phase In | PG&E | Ind | WholeBlg | Ind - Primary Metals | Electric Energy (GWh/year) | Energy Efficiency | 0.40193 | 0.81168 | 1.2274 | 1.6488 | 2.074 | 2.1611 | 2.2455 | 2.3294 | 2.4122 | 2.4957 | 2.5786 | 2.6488 | 2.6714
Scenario 5: High TRC ZEAS Phase In | PG&E | Ind | WholeBlg | Ind - Primary Metals | Gas Energy (MMTherm/year) | Energy Efficiency | 0.038596 | 0.077383 | 0.11636 | 0.15548 | 0.19473 | 0.21141 | 0.22807 | 0.2447 | 0.26132 | 0.27795 | 0.29458 | 0.30779 | 0.30846
Scenario 5: High TRC ZEAS Phase In | PG&E | Ind | WholeBlg | Ind - Printing & Publishing | Electric Demand (MW) | Energy Efficiency | 0.056602 | 0.11344 | 0.17026 | 0.22713 | 0.2839 | 0.2913 | 0.29845 | 0.30568 | 0.31278 | 0.31997 | 0.32702 | 0.3325 | 0.33221
Scenario 5: High TRC ZEAS Phase In | PG&E | Ind | WholeBlg | Ind - Printing & Publishing | Electric Energy (GWh/year) | Energy Efficiency | 0.4112 | 0.8241 | 1.2369 | 1.65 | 2.0624 | 2.1245 | 2.1848 | 2.2456 | 2.3056 | 2.3662 | 2.4257 | 2.472 | 2.4699
Scenario 5: High TRC ZEAS Phase In | PG&E | Ind | WholeBlg | Ind - Printing & Publishing | Gas Energy (MMTherm/year) | Energy Efficiency | 0.0080454 | 0.016145 | 0.024292 | 0.032486 | 0.040713 | 0.044235 | 0.047736 | 0.051224 | 0.054705 | 0.058189 | 0.061687 | 0.064484 | 0.064678
Scenario 5: High TRC ZEAS Phase In | PG&E | Ind | WholeBlg | Ind - Stone-Glass-Clay | Electric Demand (MW) | Energy Efficiency | 0.18133 | 0.36572 | 0.55191 | 0.73978 | 0.9287 | 0.96066 | 0.99076 | 1.0204 | 1.0492 | 1.0779 | 1.1061 | 1.1293 | 1.134
Scenario 5: High TRC ZEAS Phase In | PG&E | Ind | WholeBlg | Ind - Stone-Glass-Clay | Electric Energy (GWh/year) | Energy Efficiency | 1.3173 | 2.6568 | 4.0094 | 5.3742 | 6.7466 | 7.0054 | 7.2512 | 7.4939 | 7.7306 | 7.9671 | 8.1995 | 8.3905 | 8.4261
Scenario 5: High TRC ZEAS Phase In | PG&E | Ind | WholeBlg | Ind - Stone-Glass-Clay | Gas Energy (MMTherm/year) | Energy Efficiency | 0.30835 | 0.62093 | 0.93692 | 1.2558 | 1.5772 | 1.7197 | 1.8614 | 2.0026 | 2.1435 | 2.2844 | 2.4256 | 2.5398 | 2.554
Scenario 5: High TRC ZEAS Phase In | PG&E | Ind | WholeBlg | Ind - Textiles | Electric Demand (MW) | Energy Efficiency | 0.0037419 | 0.0075002 | 0.011256 | 0.015001 | 0.018721 | 0.019155 | 0.019549 | 0.019925 | 0.020281 | 0.02064 | 0.020991 | 0.021241 | 0.021115
Scenario 5: High TRC ZEAS Phase In | PG&E | Ind | WholeBlg | Ind - Textiles | Electric Energy (GWh/year) | Energy Efficiency | 0.027184 | 0.054486 | 0.081768 | 0.10898 | 0.136 | 0.1397 | 0.14312 | 0.1464 | 0.14954 | 0.15269 | 0.15578 | 0.15802 | 0.15709
Scenario 5: High TRC ZEAS Phase In | PG&E | Ind | WholeBlg | Ind - Textiles | Gas Energy (MMTherm/year) | Energy Efficiency | 0.00099146 | 0.0019838 | 0.002977 | 0.0039701 | 0.0049624 | 0.0053714 | 0.005778 | 0.0061822 | 0.0065845 | 0.0069854 | 0.0073853 | 0.0076959 | 0.0076841
Scenario 5: High TRC ZEAS Phase In | PG&E | Ind | WholeBlg | Ind - Transportation Equipment | Electric Demand (MW) | Energy Efficiency | 0.091891 | 0.1849 | 0.27911 | 0.3741 | 0.46934 | 0.48472 | 0.49948 | 0.51377 | 0.52779 | 0.54221 | 0.55669 | 0.5687 | 0.57124
Scenario 5: High TRC ZEAS Phase In | PG&E | Ind | WholeBlg | Ind - Transportation Equipment | Electric Energy (GWh/year) | Energy Efficiency | 0.66756 | 1.3432 | 2.0277 | 2.7177 | 3.4095 | 3.5348 | 3.6557 | 3.7733 | 3.8891 | 4.0079 | 4.1271 | 4.2255 | 4.2445
Scenario 5: High TRC ZEAS Phase In | PG&E | Ind | WholeBlg | Ind - Transportation Equipment | Gas Energy (MMTherm/year) | Energy Efficiency | 0.028305 | 0.056583 | 0.084835 | 0.11306 | 0.14124 | 0.15277 | 0.16427 | 0.17574 | 0.18717 | 0.19857 | 0.20995 | 0.21877 | 0.21839
Scenario 5: High TRC ZEAS Phase In | PG&E | Res | AppPlug | Res - Multi Family | Electric Demand (MW) | Energy Efficiency | 0 | 0 | 0 | 0 | 0 | 0 | 0.005875 | 0.012341 | 0.018825 | 0.025325 | 0.031845 | 0.038389 | 0.044956
Scenario 5: High TRC ZEAS Phase In | PG&E | Res | AppPlug | Res - Multi Family | Electric Energy (GWh/year) | Energy Efficiency | 0 | 0 | 0 | 0 | 0 | 0 | 0.036883 | 0.077473 | 0.11818 | 0.15899 | 0.19992 | 0.241 | 0.28223
Scenario 5: High TRC ZEAS Phase In | PG&E | Res | AppPlug | Res - Multi Family | Electric Energy (GWh/year) | Fuel Substitution | -9.3345e-06 | -1.9543e-05 | -3.0649e-05 | -4.2668e-05 | -5.5612e-05 | -6.9491e-05 | -6.9491e-05 | -6.9491e-05 | -6.9491e-05 | -6.9491e-05 | -6.9491e-05 | -6.9491e-05 | -6.9491e-05
Scenario 5: High TRC ZEAS Phase In | PG&E | Res | AppPlug | Res - Multi Family | Gas Energy (MMTherm/year) | Energy Efficiency | 0 | 0 | 0 | 0 | 0 | 0 | 0.0042243 | 0.0088731 | 0.013535 | 0.018209 | 0.022898 | 0.027603 | 0.032324
Scenario 5: High TRC ZEAS Phase In | PG&E | Res | AppPlug | Res - Multi Family | Gas Energy (MMTherm/year) | Fuel Substitution | 1.9007e-06 | 3.9794e-06 | 6.2408e-06 | 8.6882e-06 | 1.1324e-05 | 1.415e-05 | 1.415e-05 | 1.415e-05 | 1.415e-05 | 1.415e-05 | 1.415e-05 | 1.415e-05 | 1.415e-05
Scenario 5: High TRC ZEAS Phase In | PG&E | Res | AppPlug | Res - Single Family | Electric Energy (GWh/year) | Fuel Substitution | -5.3841e-05 | -0.00011243 | -0.00017583 | -0.00024409 | -0.00031726 | -0.00039539 | -0.00039539 | -0.00039539 | -0.00039539 | -0.00039539 | -0.00039539 | -0.00039539 | -0.00039539
Scenario 5: High TRC ZEAS Phase In | PG&E | Res | AppPlug | Res - Single Family | Gas Energy (MMTherm/year) | Fuel Substitution | 1.0982e-05 | 2.2933e-05 | 3.5865e-05 | 4.9787e-05 | 6.4711e-05 | 8.0647e-05 | 8.0647e-05 | 8.0647e-05 | 8.0647e-05 | 8.0647e-05 | 8.0647e-05 | 8.0647e-05 | 8.0647e-05
Scenario 5: High TRC ZEAS Phase In | PG&E | Res | BROs | Income Qualified - Multi Family IQ | Electric Demand (MW) | Energy Efficiency | 1.623 | 1.6709 | 1.7214 | 1.7831 | 1.8478 | 1.9187 | 1.982 | 2.0541 | 2.1245 | 2.1955 | 2.2587 | 1.8609 | 1.8945
Scenario 5: High TRC ZEAS Phase In | PG&E | Res | BROs | Income Qualified - Multi Family IQ | Electric Energy (GWh/year) | Energy Efficiency | 10.6811 | 10.9986 | 11.335 | 11.7479 | 12.1836 | 12.6629 | 13.0969 | 13.5941 | 14.086 | 14.5894 | 15.0493 | 13.6623 | 14.0609
Scenario 5: High TRC ZEAS Phase In | PG&E | Res | BROs | Income Qualified - Multi Family IQ | Gas Energy (MMTherm/year) | Energy Efficiency | 0.33747 | 0.3416 | 0.34653 | 0.35218 | 0.35848 | 0.36518 | 0.37096 | 0.37786 | 0.38531 | 0.3932 | 0.40185 | 0.37716 | 0.38512
Scenario 5: High TRC ZEAS Phase In | PG&E | Res | BROs | Income Qualified - Single Family IQ | Electric Demand (MW) | Energy Efficiency | 6.1031 | 6.2502 | 6.4032 | 6.6001 | 6.8056 | 7.0298 | 7.2345 | 7.464 | 7.6846 | 7.9 | 8.0855 | 6.766 | 6.8634
Scenario 5: High TRC ZEAS Phase In | PG&E | Res | BROs | Income Qualified - Single Family IQ | Electric Energy (GWh/year) | Energy Efficiency | 40.3232 | 41.3154 | 42.3541 | 43.6939 | 45.1022 | 46.649 | 48.0842 | 49.705 | 51.2902 | 52.8685 | 54.2785 | 49.6746 | 50.9392
Scenario 5: High TRC ZEAS Phase In | PG&E | Res | BROs | Income Qualified - Single Family IQ | Gas Energy (MMTherm/year) | Energy Efficiency | 1.1712 | 1.1841 | 1.1994 | 1.2169 | 1.2365 | 1.2571 | 1.2757 | 1.2974 | 1.3208 | 1.3447 | 1.371 | 1.2945 | 1.3191
Scenario 5: High TRC ZEAS Phase In | PG&E | Res | BROs | Res - Multi Family | Electric Demand (MW) | Energy Efficiency | 14.4651 | 14.8265 | 15.2033 | 15.6855 | 16.1896 | 16.74 | 17.2452 | 17.8118 | 18.3592 | 18.8969 | 19.3653 | 19.9455 | 20.5435
Scenario 5: High TRC ZEAS Phase In | PG&E | Res | BROs | Res - Multi Family | Electric Energy (GWh/year) | Energy Efficiency | 95.1952 | 97.5953 | 100.1119 | 103.3436 | 106.7446 | 110.4812 | 113.9553 | 117.88 | 121.7288 | 125.5728 | 129.0254 | 133.3031 | 137.7944
Scenario 5: High TRC ZEAS Phase In | PG&E | Res | BROs | Res - Multi Family | Gas Energy (MMTherm/year) | Energy Efficiency | 4.0162 | 4.0618 | 4.1158 | 4.1776 | 4.2467 | 4.3194 | 4.3851 | 4.4616 | 4.5442 | 4.6287 | 4.7217 | 4.8246 | 4.9387
Scenario 5: High TRC ZEAS Phase In | PG&E | Res | BROs | Res - Single Family | Electric Demand (MW) | Energy Efficiency | 3.7579 | 3.8667 | 3.9812 | 4.1214 | 4.2681 | 4.4286 | 4.571 | 4.7333 | 4.891 | 5.0499 | 5.1903 | 5.3602 | 5.5342
Scenario 5: High TRC ZEAS Phase In | PG&E | Res | BROs | Res - Single Family | Electric Energy (GWh/year) | Energy Efficiency | 24.8286 | 25.5597 | 26.3341 | 27.2841 | 28.2858 | 29.3876 | 30.3811 | 31.5201 | 32.6449 | 33.7953 | 34.8429 | 36.1128 | 37.4389
Scenario 5: High TRC ZEAS Phase In | PG&E | Res | BROs | Res - Single Family | Gas Energy (MMTherm/year) | Energy Efficiency | 0.99461 | 1.0065 | 1.0208 | 1.0372 | 1.0555 | 1.075 | 1.0917 | 1.1116 | 1.1332 | 1.1561 | 1.1812 | 1.2088 | 1.2395
Scenario 5: High TRC ZEAS Phase In | PG&E | Res | BldgEnv | Res - Single Family | Electric Demand (MW) | Energy Efficiency | 0.015015 | 0.032388 | 0.050605 | 0.068746 | 0.086354 | 0.10324 | 0.11931 | 0.12857 | 0.1372 | 0.13175 | 0.12653 | 0.12153 | 0.11674
Scenario 5: High TRC ZEAS Phase In | PG&E | Res | BldgEnv | Res - Single Family | Electric Energy (GWh/year) | Energy Efficiency | -0.0047044 | -0.0092285 | -0.013577 | -0.017754 | -0.021766 | -0.025617 | -0.02931 | -0.028126 | -0.026972 | -0.02262 | -0.018448 | -0.014448 | -0.010615
Scenario 5: High TRC ZEAS Phase In | PG&E | Res | BldgEnv | Res - Single Family | Gas Energy (MMTherm/year) | Energy Efficiency | 0.002649 | 0.0057634 | 0.0090507 | 0.012333 | 0.015523 | 0.018583 | 0.021494 | 0.023349 | 0.025082 | 0.024259 | 0.02347 | 0.022714 | 0.021991
Scenario 5: High TRC ZEAS Phase In | PG&E | Res | HVAC | Res - Multi Family | Electric Demand (MW) | Energy Efficiency | 0.0011428 | 0.0024337 | 0.015138 | 0.031411 | 0.049738 | 0.0692 | 0.08948 | 0.11052 | 0.13224 | 0.15462 | 0.17766 | 0.20135 | 0.22568
Scenario 5: High TRC ZEAS Phase In | PG&E | Res | HVAC | Res - Multi Family | Electric Demand (MW) | Fuel Substitution | 0 | 0 | 0 | 0 | 5.1981e-06 | 1.0867e-05 | 1.6979e-05 | 2.3488e-05 | 3.057e-05 | 3.8131e-05 | 4.6072e-05 | 5.4324e-05 | 6.2834e-05
Scenario 5: High TRC ZEAS Phase In | PG&E | Res | HVAC | Res - Multi Family | Electric Energy (GWh/year) | Energy Efficiency | 0.010556 | 0.02248 | 0.12027 | 0.24501 | 0.38748 | 0.53921 | 0.69733 | 0.86139 | 1.0307 | 1.2052 | 1.3848 | 1.5695 | 1.7591
Scenario 5: High TRC ZEAS Phase In | PG&E | Res | HVAC | Res - Multi Family | Electric Energy (GWh/year) | Fuel Substitution | -6.6419e-05 | -0.00013729 | -0.00021205 | -0.00029061 | -0.00025093 | -0.00020766 | -0.000161 | -0.00011132 | -5.7266e-05 | 4.426e-07 | 6.1057e-05 | 0.00012403 | 0.00018899
Scenario 5: High TRC ZEAS Phase In | PG&E | Res | HVAC | Res - Multi Family | Gas Energy (MMTherm/year) | Fuel Substitution | 1.7472e-05 | 3.612e-05 | 5.5791e-05 | 7.647e-05 | 7.647e-05 | 7.647e-05 | 7.647e-05 | 7.647e-05 | 7.647e-05 | 7.647e-05 | 7.647e-05 | 7.647e-05 | 7.647e-05
Scenario 5: High TRC ZEAS Phase In | PG&E | Res | HVAC | Res - Single Family | Electric Demand (MW) | Energy Efficiency | 0.68265 | 1.4687 | 2.3304 | 3.2497 | 3.9004 | 4.4254 | 4.94 | 5.472 | 5.5467 | 5.55 | 5.5534 | 5.5568 | 5.5604
Scenario 5: High TRC ZEAS Phase In | PG&E | Res | HVAC | Res - Single Family | Electric Demand (MW) | Fuel Substitution | 0 | 0 | 0 | 0 | 0.00016472 | 0.00032856 | 0.00050301 | 0.0006902 | 0.00072418 | 0.00076048 | 0.00079866 | 0.00083837 | 0.00087939
Scenario 5: High TRC ZEAS Phase In | PG&E | Res | HVAC | Res - Single Family | Electric Energy (GWh/year) | Energy Efficiency | 0.74876 | 1.6107 | 2.5533 | 3.5572 | 4.2354 | 4.8554 | 5.4818 | 6.1291 | 6.2345 | 6.2562 | 6.2785 | 6.3015 | 6.325
Scenario 5: High TRC ZEAS Phase In | PG&E | Res | HVAC | Res - Single Family | Electric Energy (GWh/year) | Fuel Substitution | -0.0051966 | -0.010762 | -0.017067 | -0.024843 | -0.024052 | -0.023273 | -0.022443 | -0.021551 | -0.021392 | -0.021221 | -0.021042 | -0.020856 | -0.020664
Scenario 5: High TRC ZEAS Phase In | PG&E | Res | HVAC | Res - Single Family | Gas Energy (MMTherm/year) | Energy Efficiency | 0.014262 | 0.031082 | 0.049609 | 0.069218 | 0.064991 | 0.061441 | 0.057926 | 0.054291 | 0.053797 | 0.053797 | 0.053797 | 0.053797 | 0.053797
Scenario 5: High TRC ZEAS Phase In | PG&E | Res | HVAC | Res - Single Family | Gas Energy (MMTherm/year) | Fuel Substitution | 0.00070405 | 0.001459 | 0.0023283 | 0.0034056 | 0.0034056 | 0.0034056 | 0.0034056 | 0.0034056 | 0.0034056 | 0.0034056 | 0.0034056 | 0.0034056 | 0.0034056
Scenario 5: High TRC ZEAS Phase In | PG&E | Res | WaterHeat | Res - Multi Family | Electric Demand (MW) | Energy Efficiency | 0.00203 | 0.0040822 | 0.0068865 | 0.0096305 | 0.012262 | 0.01477 | 0.017155 | 0.020995 | 0.059219 | 0.10266 | 0.14768 | 0.22863 | 0.31609
Scenario 5: High TRC ZEAS Phase In | PG&E | Res | WaterHeat | Res - Multi Family | Electric Demand (MW) | Fuel Substitution | 0 | 0 | 0.0024917 | 0.008345 | 0.018453 | 0.029792 | 0.042687 | 0.057455 | 0.073985 | 0.092282 | 0.11216 | 0.13334 | 0.15561
Scenario 5: High TRC ZEAS Phase In | PG&E | Res | WaterHeat | Res - Multi Family | Electric Energy (GWh/year) | Energy Efficiency | 0.015671 | 0.031557 | 0.051815 | 0.071637 | 0.090646 | 0.10876 | 0.12599 | 0.15128 | 0.36669 | 0.61078 | 0.86344 | 1.3214 | 1.8165
Scenario 5: High TRC ZEAS Phase In | PG&E | Res | WaterHeat | Res - Multi Family | Electric Energy (GWh/year) | Fuel Substitution | -2.6427 | -5.5556 | -8.7569 | -12.2005 | -15.8763 | -19.8277 | -19.7498 | -19.6605 | -19.5606 | -19.4499 | -19.3297 | -19.2017 | -19.0671
Scenario 5: High TRC ZEAS Phase In | PG&E | Res | WaterHeat | Res - Multi Family | Gas Energy (MMTherm/year) | Energy Efficiency | 0.046766 | 0.11609 | 0.15439 | 0.19157 | 0.2269 | 0.26046 | 0.29233 | 0.32252 | 0.35103 | 0.37794 | 0.40346 | 0.41048 | 0.39566
Scenario 5: High TRC ZEAS Phase In | PG&E | Res | WaterHeat | Res - Multi Family | Gas Energy (MMTherm/year) | Fuel Substitution | 0.20233 | 0.42538 | 0.67393 | 0.94133 | 1.2267 | 1.5337 | 1.5337 | 1.5337 | 1.5337 | 1.5337 | 1.5337 | 1.5337 | 1.5337
Scenario 5: High TRC ZEAS Phase In | PG&E | Res | WaterHeat | Res - Single Family | Electric Demand (MW) | Energy Efficiency | 0.15218 | 0.31765 | 0.49738 | 0.68649 | 0.88409 | 1.0898 | 1.3033 | 1.5245 | 1.5471 | 1.6292 | 1.7218 | 1.8154 | 2.0557
Scenario 5: High TRC ZEAS Phase In | PG&E | Res | WaterHeat | Res - Single Family | Electric Demand (MW) | Fuel Substitution | 0 | 0 | 0.014583 | 0.048868 | 0.10803 | 0.17433 | 0.24848 | 0.33282 | 0.4271 | 0.53141 | 0.64475 | 0.76548 | 0.89251
Scenario 5: High TRC ZEAS Phase In | PG&E | Res | WaterHeat | Res - Single Family | Electric Energy (GWh/year) | Energy Efficiency | 1.0365 | 2.1627 | 3.3884 | 4.6777 | 6.0247 | 7.4265 | 8.8815 | 10.3879 | 10.5437 | 11.1149 | 11.7589 | 12.4084 | 14.0571
Scenario 5: High TRC ZEAS Phase In | PG&E | Res | WaterHeat | Res - Single Family | Electric Energy (GWh/year) | Fuel Substitution | -0.056714 | -0.13711 | -0.38096 | -0.33554 | 0.098786 | 0.58548 | 1.1298 | 1.7489 | 2.4413 | 3.2074 | 4.0398 | 4.9265 | 5.8594
Scenario 5: High TRC ZEAS Phase In | PG&E | Res | WaterHeat | Res - Single Family | Gas Energy (MMTherm/year) | Energy Efficiency | 0.20004 | 0.48815 | 0.63836 | 0.78517 | 0.92489 | 1.0577 | 1.1835 | 1.302 | 1.414 | 1.5201 | 1.621 | 1.7176 | 1.7424
Scenario 5: High TRC ZEAS Phase In | PG&E | Res | WaterHeat | Res - Single Family | Gas Energy (MMTherm/year) | Fuel Substitution | 0.0076814 | 0.01857 | 0.066095 | 0.094028 | 0.094028 | 0.094028 | 0.094028 | 0.094028 | 0.094028 | 0.094028 | 0.094028 | 0.094028 | 0.094028
Scenario 5: High TRC ZEAS Phase In | PG&E | Res | WholeBlg | Res - Multi Family | Electric Demand (MW) | Energy Efficiency | 0 | 0 | 0 | 0 | 0 | 0 | 0 | 0.00087325 | 0.0016911 | 0.002458 | 0.0031689 | 0.003837 | 0.0044624
Scenario 5: High TRC ZEAS Phase In | PG&E | Res | WholeBlg | Res - Multi Family | Electric Energy (GWh/year) | Energy Efficiency | 0 | 0 | 0 | 0 | 0 | 0 | 0 | 0.0084357 | 0.016336 | 0.023744 | 0.030611 | 0.037066 | 0.043107
Scenario 5: High TRC ZEAS Phase In | PG&E | Res | WholeBlg | Res - Multi Family | Gas Energy (MMTherm/year) | Energy Efficiency | 0 | 0 | 0 | 0 | 0 | 0 | 0 | 6.2672e-05 | 0.00012137 | 0.00017641 | 0.00022743 | 0.00027538 | 0.00032026
Scenario 5: High TRC ZEAS Phase In | PG&E | Res | WholeBlg | Res - Single Family | Electric Demand (MW) | Energy Efficiency | 0 | 0 | 0 | 0 | 0 | 0 | 0.0072041 | 0.013952 | 0.020154 | 0.025918 | 0.031184 | 0.036038 | 0.040522
Scenario 5: High TRC ZEAS Phase In | PG&E | Res | WholeBlg | Res - Single Family | Electric Energy (GWh/year) | Energy Efficiency | 0 | 0 | 0 | 0 | 0 | 0 | 0.032251 | 0.062461 | 0.090226 | 0.11603 | 0.13961 | 0.16134 | 0.18141
Scenario 5: High TRC ZEAS Phase In | PG&E | Res | WholeBlg | Res - Single Family | Gas Energy (MMTherm/year) | Energy Efficiency | 0 | 0 | 0 | 0 | 0 | 0 | 0.00018596 | 0.00036015 | 0.00052024 | 0.00066902 | 0.00080497 | 0.00093026 | 0.001046
Scenario 5: High TRC ZEAS Phase In | SCE | Ag | WholeBlg | Ag - Dairies, fishing, hunting | Electric Demand (MW) | Energy Efficiency | 0.042678 | 0.08561 | 0.12877 | 0.17213 | 0.2157 | 0.25945 | 0.30337 | 0.34749 | 0.37087 | 0.37256 | 0.37419 | 0.37578 | 0.37732
Scenario 5: High TRC ZEAS Phase In | SCE | Ag | WholeBlg | Ag - Dairies, fishing, hunting | Electric Energy (GWh/year) | Energy Efficiency | 0.18181 | 0.3647 | 0.54855 | 0.73329 | 0.91887 | 1.1052 | 1.2924 | 1.4803 | 1.5799 | 1.5871 | 1.594 | 1.6008 | 1.6074
Scenario 5: High TRC ZEAS Phase In | SCE | Ag | WholeBlg | Ag - Irrigated Agriculture, vineyards, forestry and greenhouses | Electric Demand (MW) | Energy Efficiency | 0.10273 | 0.2108 | 0.3238 | 0.44148 | 0.5637 | 0.69015 | 0.82063 | 0.95525 | 1.0437 | 1.0815 | 1.1184 | 1.1547 | 1.1906
Scenario 5: High TRC ZEAS Phase In | SCE | Ag | WholeBlg | Ag - Irrigated Agriculture, vineyards, forestry and greenhouses | Electric Energy (GWh/year) | Energy Efficiency | 0.43761 | 0.89799 | 1.3794 | 1.8807 | 2.4014 | 2.94 | 3.4959 | 4.0694 | 4.4463 | 4.6073 | 4.7645 | 4.9191 | 5.0718
Scenario 5: High TRC ZEAS Phase In | SCE | Ag | WholeBlg | Ag - Water pumping | Electric Demand (MW) | Energy Efficiency | 0.59452 | 1.1885 | 1.7821 | 2.375 | 2.9674 | 3.5592 | 4.1506 | 4.7417 | 5.0408 | 5.0367 | 5.0325 | 5.0281 | 5.0234
Scenario 5: High TRC ZEAS Phase In | SCE | Ag | WholeBlg | Ag - Water pumping | Electric Energy (GWh/year) | Energy Efficiency | 2.5326 | 5.0632 | 7.5915 | 10.1174 | 12.6409 | 15.1622 | 17.6816 | 20.1994 | 21.4738 | 21.4562 | 21.4381 | 21.4194 | 21.3997
Scenario 5: High TRC ZEAS Phase In | SCE | Com | BROs | Com - Lodging | Electric Energy (GWh/year) | Energy Efficiency | 0.024629 | 0.075049 | 0.12786 | 0.1837 | 0.24339 | 0.3069 | 0.37469 | 0.4464 | 0.52142 | 0.60058 | 0.68322 | 0.76716 | 0.84977
Scenario 5: High TRC ZEAS Phase In | SCE | Com | BROs | Com - Other | Electric Energy (GWh/year) | Energy Efficiency | 0.039575 | 0.12025 | 0.20412 | 0.29214 | 0.38552 | 0.48417 | 0.58908 | 0.69953 | 0.81427 | 0.93457 | 1.0593 | 1.1855 | 1.3193
Scenario 5: High TRC ZEAS Phase In | SCE | Com | BROs | Com - Retail | Electric Demand (MW) | Energy Efficiency | 0.0073178 | 0.022189 | 0.037579 | 0.053618 | 0.070487 | 0.0882 | 0.10692 | 0.12652 | 0.14672 | 0.16773 | 0.18929 | 0.21088 | 0.23333
Scenario 5: High TRC ZEAS Phase In | SCE | Com | BROs | Com - Retail | Electric Energy (GWh/year) | Energy Efficiency | 0.079116 | 0.23989 | 0.40628 | 0.57969 | 0.76207 | 0.95357 | 1.156 | 1.3678 | 1.5863 | 1.8134 | 2.0465 | 2.2799 | 2.5227
Scenario 5: High TRC ZEAS Phase In | SCE | Com | BldgEnv | Com - College | Electric Demand (MW) | Energy Efficiency | 0.0014447 | 0.0029746 | 0.004543 | 0.0060953 | 0.0075732 | 0.0089285 | 0.010122 | 0.0097247 | 0.0083085 | 0.0067855 | 0.0052829 | 0.003857 | 0.0025579
Scenario 5: High TRC ZEAS Phase In | SCE | Com | BldgEnv | Com - College | Electric Energy (GWh/year) | Energy Efficiency | 0.000493 | 0.0010151 | 0.0015503 | 0.00208 | 0.0025842 | 0.0030464 | 0.0034535 | 0.0033169 | 0.0028322 | 0.002312 | 0.0017987 | 0.0013116 | 0.00086788
Scenario 5: High TRC ZEAS Phase In | SCE | Com | BldgEnv | Com - College | Gas Energy (MMTherm/year) | Energy Efficiency | 0.001571 | 0.0032348 | 0.0049403 | 0.0066274 | 0.0082331 | 0.0097044 | 0.010999 | 0.010556 | 0.0090013 | 0.0073394 | 0.0056997 | 0.0041437 | 0.0027262
Scenario 5: High TRC ZEAS Phase In | SCE | Com | BldgEnv | Com - Grocery | Electric Demand (MW) | Energy Efficiency | 0.0001349 | 0.00027651 | 0.00042277 | 0.000563 | 0.00071135 | 0.00086678 | 0.0010279 | 0.0011633 | 0.0013061 | 0.0012776 | 0.0012628 | 0.0012488 | 0.0012355
Scenario 5: High TRC ZEAS Phase In | SCE | Com | BldgEnv | Com - Grocery | Electric Energy (GWh/year) | Energy Efficiency | 4.4433e-05 | 9.1073e-05 | 0.00013925 | 0.00018544 | 0.0002343 | 0.00028549 | 0.00033858 | 0.00038316 | 0.0004302 | 0.00042081 | 0.00041595 | 0.00041133 | 0.00040695
Scenario 5: High TRC ZEAS Phase In | SCE | Com | BldgEnv | Com - Grocery | Gas Energy (MMTherm/year) | Energy Efficiency | 9.3978e-05 | 0.00019263 | 0.00029452 | 0.00039222 | 0.00049557 | 0.00060386 | 0.00071614 | 0.00081046 | 0.00090995 | 0.0008901 | 0.00087983 | 0.00087006 | 0.00086079
Scenario 5: High TRC ZEAS Phase In | SCE | Com | BldgEnv | Com - Health | Electric Demand (MW) | Energy Efficiency | 0.00013068 | 0.00026684 | 0.00040985 | 0.00055535 | 0.00070554 | 0.0008585 | 0.001015 | 0.0011256 | 0.00124 | 0.0012059 | 0.0011735 | 0.0011429 | 0.0011141
Scenario 5: High TRC ZEAS Phase In | SCE | Com | BldgEnv | Com - Health | Electric Energy (GWh/year) | Energy Efficiency | 6.0334e-05 | 0.0001232 | 0.00018923 | 0.00025641 | 0.00032575 | 0.00039637 | 0.00046861 | 0.0005197 | 0.00057249 | 0.00055678 | 0.00054182 | 0.00052766 | 0.00051438
Scenario 5: High TRC ZEAS Phase In | SCE | Com | BldgEnv | Com - Health | Gas Energy (MMTherm/year) | Energy Efficiency | 0.00010335 | 0.00021103 | 0.00032413 | 0.0004392 | 0.00055799 | 0.00067896 | 0.0008027 | 0.0008902 | 0.00098063 | 0.00095371 | 0.00092809 | 0.00090383 | 0.00088108
Scenario 5: High TRC ZEAS Phase In | SCE | Com | BldgEnv | Com - Lodging | Electric Demand (MW) | Energy Efficiency | 0.00012181 | 0.00026953 | 0.00044828 | 0.0006641 | 0.00092411 | 0.0012365 | 0.0016108 | 0.001937 | 0.0017952 | 0.0016182 | 0.0014043 | 0.0011465 | 0.00083651
Scenario 5: High TRC ZEAS Phase In | SCE | Com | BldgEnv | Com - Lodging | Electric Energy (GWh/year) | Energy Efficiency | 7.6281e-05 | 0.00016877 | 0.00028069 | 0.00041581 | 0.00057858 | 0.00077415 | 0.0010084 | 0.0012126 | 0.001124 | 0.0010132 | 0.00087929 | 0.00071793 | 0.00052394
Scenario 5: High TRC ZEAS Phase In | SCE | Com | BldgEnv | Com - Lodging | Gas Energy (MMTherm/year) | Energy Efficiency | 4.829e-05 | 0.00010691 | 0.00017789 | 0.00026368 | 0.00036708 | 0.00049141 | 0.00064042 | 0.00077031 | 0.00071267 | 0.00064195 | 0.00055648 | 0.00045341 | 0.00032948
Scenario 5: High TRC ZEAS Phase In | SCE | Com | BldgEnv | Com - Office (Large) | Electric Demand (MW) | Energy Efficiency | 0.003208 | 0.0065191 | 0.0099089 | 0.013375 | 0.016937 | 0.020583 | 0.024278 | 0.027706 | 0.031155 | 0.030874 | 0.030606 | 0.030351 | 0.03011
Scenario 5: High TRC ZEAS Phase In | SCE | Com | BldgEnv | Com - Office (Large) | Electric Energy (GWh/year) | Energy Efficiency | 0.0010874 | 0.0022097 | 0.0033587 | 0.0045336 | 0.005741 | 0.0069769 | 0.0082292 | 0.0093913 | 0.01056 | 0.010465 | 0.010374 | 0.010288 | 0.010206
Scenario 5: High TRC ZEAS Phase In | SCE | Com | BldgEnv | Com - Office (Large) | Gas Energy (MMTherm/year) | Energy Efficiency | 0.00090751 | 0.0018442 | 0.0028032 | 0.0037837 | 0.0047914 | 0.0058228 | 0.006868 | 0.0078379 | 0.0088137 | 0.0087339 | 0.0086582 | 0.0085862 | 0.0085179
Scenario 5: High TRC ZEAS Phase In | SCE | Com | BldgEnv | Com - Office (Small) | Electric Demand (MW) | Energy Efficiency | 0.00013624 | 0.00027853 | 0.00042586 | 0.00056906 | 0.00057061 | 0.00080675 | 0.00082733 | 0.00082345 | 0.00082136 | 0.00079944 | 0.00078802 | 0.00078647 | 0.000785
Scenario 5: High TRC ZEAS Phase In | SCE | Com | BldgEnv | Com - Office (Small) | Electric Energy (GWh/year) | Energy Efficiency | 4.4876e-05 | 9.1744e-05 | 0.00014027 | 0.00018744 | 0.00018784 | 0.00024818 | 0.00025344 | 0.0002506 | 0.00024832 | 0.00024109 | 0.00023733 | 0.00023694 | 0.00023656
Scenario 5: High TRC ZEAS Phase In | SCE | Com | BldgEnv | Com - Office (Small) | Gas Energy (MMTherm/year) | Energy Efficiency | 4.4758e-05 | 9.1501e-05 | 0.0001399 | 0.00018694 | 0.00018716 | 0.00022075 | 0.00022368 | 0.00021846 | 0.00021374 | 0.00020653 | 0.00020278 | 0.00020256 | 0.00020235
Scenario 5: High TRC ZEAS Phase In | SCE | Com | BldgEnv | Com - Other | Electric Demand (MW) | Energy Efficiency | 0.0060166 | 0.011503 | 0.016287 | 0.020272 | 0.023445 | 0.025854 | 0.027597 | 0.023847 | 0.02069 | 0.016883 | 0.013944 | 0.011883 | 0.010649
Scenario 5: High TRC ZEAS Phase In | SCE | Com | BldgEnv | Com - Other | Electric Energy (GWh/year) | Energy Efficiency | 0.0020539 | 0.0039263 | 0.0055584 | 0.0069174 | 0.0079984 | 0.0088182 | 0.0094101 | 0.0081251 | 0.0070427 | 0.0057421 | 0.0047376 | 0.0040336 | 0.0036122
Scenario 5: High TRC ZEAS Phase In | SCE | Com | BldgEnv | Com - Other | Gas Energy (MMTherm/year) | Energy Efficiency | 0.0042384 | 0.0080271 | 0.01123 | 0.013775 | 0.01565 | 0.016896 | 0.017589 | 0.01404 | 0.010958 | 0.0080511 | 0.0058239 | 0.0042861 | 0.0033964
Scenario 5: High TRC ZEAS Phase In | SCE | Com | BldgEnv | Com - Refrig. Warehouse | Electric Demand (MW) | Energy Efficiency | 2.3536e-05 | 2.5901e-05 | 2.8364e-05 | 3.0868e-05 | 3.3453e-05 | 3.6143e-05 | 3.8956e-05 | 4.1797e-05 | 4.4757e-05 | 4.4687e-05 | 4.4616e-05 | 4.4544e-05 | 4.447e-05
Scenario 5: High TRC ZEAS Phase In | SCE | Com | BldgEnv | Com - Refrig. Warehouse | Electric Energy (GWh/year) | Energy Efficiency | 1.0984e-05 | 1.2087e-05 | 1.3237e-05 | 1.4405e-05 | 1.5611e-05 | 1.6867e-05 | 1.8179e-05 | 1.9505e-05 | 2.0887e-05 | 2.0854e-05 | 2.0821e-05 | 2.0787e-05 | 2.0753e-05
Scenario 5: High TRC ZEAS Phase In | SCE | Com | BldgEnv | Com - Refrig. Warehouse | Gas Energy (MMTherm/year) | Energy Efficiency | 1.3285e-05 | 1.462e-05 | 1.601e-05 | 1.7423e-05 | 1.8882e-05 | 2.0401e-05 | 2.1988e-05 | 2.3592e-05 | 2.5263e-05 | 2.5223e-05 | 2.5183e-05 | 2.5143e-05 | 2.5101e-05
Scenario 5: High TRC ZEAS Phase In | SCE | Com | BldgEnv | Com - Retail | Electric Demand (MW) | Energy Efficiency | 0.00035586 | 0.00072576 | 0.0011054 | 0.0014954 | 0.0018964 | 0.0023017 | 0.0026843 | 0.0029903 | 0.0032994 | 0.0032241 | 0.0031523 | 0.0030843 | 0.0030221
Scenario 5: High TRC ZEAS Phase In | SCE | Com | BldgEnv | Com - Retail | Electric Energy (GWh/year) | Energy Efficiency | 0.00012058 | 0.000246 | 0.00037478 | 0.00050717 | 0.00064334 | 0.00078106 | 0.00091138 | 0.0010165 | 0.0011227 | 0.0010979 | 0.0010743 | 0.0010519 | 0.0010314
Scenario 5: High TRC ZEAS Phase In | SCE | Com | BldgEnv | Com - Retail | Gas Energy (MMTherm/year) | Energy Efficiency | 0.00012541 | 0.00025595 | 0.0003901 | 0.0005281 | 0.00067015 | 0.00081394 | 0.00095046 | 0.001062 | 0.0011746 | 0.0011499 | 0.0011263 | 0.0011039 | 0.0010835
Scenario 5: High TRC ZEAS Phase In | SCE | Com | BldgEnv | Com - School | Electric Demand (MW) | Energy Efficiency | 0.00018379 | 0.00037493 | 0.00057326 | 0.00077757 | 0.00098623 | 0.0011995 | 0.0014153 | 0.0016137 | 0.0018159 | 0.0017976 | 0.0017801 | 0.0017636 | 0.0017478
Scenario 5: High TRC ZEAS Phase In | SCE | Com | BldgEnv | Com - School | Electric Energy (GWh/year) | Energy Efficiency | 6.0536e-05 | 0.00012349 | 0.00018882 | 0.00025612 | 0.00032485 | 0.00039509 | 0.00046619 | 0.00053154 | 0.00059814 | 0.00059209 | 0.00058635 | 0.00058089 | 0.0005757
Scenario 5: High TRC ZEAS Phase In | SCE | Com | BldgEnv | Com - School | Gas Energy (MMTherm/year) | Energy Efficiency | 6.0375e-05 | 0.00012317 | 0.00018832 | 0.00025544 | 0.00032398 | 0.00039404 | 0.00046494 | 0.00053012 | 0.00059654 | 0.00059051 | 0.00058478 | 0.00057934 | 0.00057416
Scenario 5: High TRC ZEAS Phase In | SCE | Com | BldgEnv | Com - Warehouse | Electric Demand (MW) | Energy Efficiency | 0.0015317 | 0.0032801 | 0.0052396 | 0.0073984 | 0.009733 | 0.012198 | 0.014737 | 0.015914 | 0.014559 | 0.012791 | 0.010843 | 0.0087435 | 0.0065335
Scenario 5: High TRC ZEAS Phase In | SCE | Com | BldgEnv | Com - Warehouse | Electric Energy (GWh/year) | Energy Efficiency | 0.0007418 | 0.0015873 | 0.0025335 | 0.0035756 | 0.0047032 | 0.0058946 | 0.007123 | 0.0077148 | 0.0071181 | 0.0062892 | 0.0053764 | 0.0043927 | 0.0033575
Scenario 5: High TRC ZEAS Phase In | SCE | Com | BldgEnv | Com - Warehouse | Gas Energy (MMTherm/year) | Energy Efficiency | 0.00087012 | 0.0018631 | 0.0029756 | 0.0042013 | 0.0055269 | 0.0069267 | 0.0083687 | 0.009042 | 0.0082844 | 0.0072857 | 0.0061855 | 0.0049995 | 0.0037513
Scenario 5: High TRC ZEAS Phase In | SCE | Com | ComRefrig | Com - College | Electric Demand (MW) | Energy Efficiency | 0 | 0 | 3.2266e-05 | 6.6745e-05 | 8.4821e-05 | 9.6617e-05 | 0.00010486 | 0.00011123 | 0.0001172 | 0.00012278 | 0.00012802 | 0.00013291 | 0.0001375
Scenario 5: High TRC ZEAS Phase In | SCE | Com | ComRefrig | Com - College | Electric Energy (GWh/year) | Energy Efficiency | 0 | 0 | 0.00021677 | 0.00048003 | 0.00062156 | 0.00071257 | 0.00077392 | 0.00081993 | 0.000863 | 0.00090332 | 0.00094106 | 0.0009764 | 0.0010095
Scenario 5: High TRC ZEAS Phase In | SCE | Com | ComRefrig | Com - Grocery | Electric Demand (MW) | Energy Efficiency | 0 | 0 | 0.02019 | 0.050079 | 0.068507 | 0.081101 | 0.092893 | 0.10393 | 0.11427 | 0.12395 | 0.13302 | 0.1415 | 0.14945
Scenario 5: High TRC ZEAS Phase In | SCE | Com | ComRefrig | Com - Grocery | Electric Energy (GWh/year) | Energy Efficiency | 0 | 0 | 0.13564 | 0.37144 | 0.51091 | 0.60184 | 0.68695 | 0.76663 | 0.84122 | 0.91105 | 0.97642 | 1.0376 | 1.0949
Scenario 5: High TRC ZEAS Phase In | SCE | Com | ComRefrig | Com - Refrig. Warehouse | Electric Demand (MW) | Energy Efficiency | 0 | 0 | 9.4551e-05 | 0.00019328 | 0.00025041 | 0.00027927 | 0.00029886 | 0.00031245 | 0.0003237 | 0.00033422 | 0.00034408 | 0.00035331 | 0.00036196
Scenario 5: High TRC ZEAS Phase In | SCE | Com | ComRefrig | Com - Refrig. Warehouse | Electric Energy (GWh/year) | Energy Efficiency | 0 | 0 | 0.00063521 | 0.0013774 | 0.0018138 | 0.0020405 | 0.0021906 | 0.0022907 | 0.0023719 | 0.0024478 | 0.0025189 | 0.0025855 | 0.0026478
Scenario 5: High TRC ZEAS Phase In | SCE | Com | ComRefrig | Com - Restaurant | Electric Demand (MW) | Energy Efficiency | 0 | 0 | 0.00090221 | 0.0021328 | 0.0029116 | 0.003469 | 0.0039908 | 0.0044795 | 0.0049371 | 0.0053655 | 0.0057667 | 0.0061424 | 0.0064942
Scenario 5: High TRC ZEAS Phase In | SCE | Com | ComRefrig | Com - Restaurant | Electric Energy (GWh/year) | Energy Efficiency | 0 | 0 | 0.0060612 | 0.015708 | 0.021563 | 0.025582 | 0.029345 | 0.032868 | 0.036166 | 0.039253 | 0.042143 | 0.044849 | 0.047382
Scenario 5: High TRC ZEAS Phase In | SCE | Com | ComRefrig | Com - Retail | Electric Demand (MW) | Energy Efficiency | 0 | 0 | 0.011546 | 0.02606 | 0.035198 | 0.041078 | 0.046585 | 0.05174 | 0.056567 | 0.061087 | 0.06532 | 0.069282 | 0.072993
Scenario 5: High TRC ZEAS Phase In | SCE | Com | ComRefrig | Com - Retail | Electric Energy (GWh/year) | Energy Efficiency | 0 | 0 | 0.077568 | 0.19242 | 0.26209 | 0.30455 | 0.3443 | 0.38151 | 0.41635 | 0.44896 | 0.47949 | 0.50806 | 0.53482
Scenario 5: High TRC ZEAS Phase In | SCE | Com | ComRefrig | Com - School | Electric Demand (MW) | Energy Efficiency | 0 | 0 | 9.2516e-06 | 2.1062e-05 | 3.212e-05 | 4.2476e-05 | 5.2172e-05 | 6.1253e-05 | 6.9755e-05 | 7.7717e-05 | 8.5173e-05 | 9.2155e-05 | 9.8692e-05
Scenario 5: High TRC ZEAS Phase In | SCE | Com | ComRefrig | Com - School | Electric Energy (GWh/year) | Energy Efficiency | 0 | 0 | 6.2154e-05 | 0.0001471 | 0.00022663 | 0.00030108 | 0.00037079 | 0.00043604 | 0.00049714 | 0.00055433 | 0.00060788 | 0.00065801 | 0.00070495
Scenario 5: High TRC ZEAS Phase In | SCE | Com | FoodServ | Com - College | Electric Demand (MW) | Energy Efficiency | 0 | 0 | 0.0026792 | 0.0055394 | 0.008897 | 0.014823 | 0.021297 | 0.027915 | 0.034643 | 0.041424 | 0.048272 | 0.05539 | 0.062555
Scenario 5: High TRC ZEAS Phase In | SCE | Com | FoodServ | Com - College | Electric Demand (MW) | Fuel Substitution | -0.00018943 | -0.00041033 | -0.00066272 | -0.00094666 | -0.0012622 | -0.0016132 | -0.0019966 | -0.0024121 | -0.0028595 | -0.0033385 | -0.0038484 | -0.0043888 | -0.004961
Scenario 5: High TRC ZEAS Phase In | SCE | Com | FoodServ | Com - College | Electric Energy (GWh/year) | Energy Efficiency | 0 | 0 | 0.013124 | 0.027134 | 0.045281 | 0.078377 | 0.11455 | 0.15152 | 0.18908 | 0.22697 | 0.26524 | 0.3049 | 0.34484
Scenario 5: High TRC ZEAS Phase In | SCE | Com | FoodServ | Com - College | Electric Energy (GWh/year) | Fuel Substitution | -0.0022097 | -0.0047997 | -0.0077738 | -0.011137 | -0.014895 | -0.019076 | -0.023691 | -0.028761 | -0.034303 | -0.040335 | -0.046879 | -0.053953 | -0.061582
Scenario 5: High TRC ZEAS Phase In | SCE | Com | FoodServ | Com - College | Gas Energy (MMTherm/year) | Energy Efficiency | 0 | 0 | 0.00029063 | 0.00060089 | 0.00091745 | 0.0012523 | 0.0016028 | 0.0019604 | 0.0023229 | 0.0026861 | 0.0030519 | 0.0034404 | 0.0038302
Scenario 5: High TRC ZEAS Phase In | SCE | Com | FoodServ | Com - College | Gas Energy (MMTherm/year) | Fuel Substitution | 0.00022917 | 0.00049775 | 0.00080612 | 0.0011548 | 0.0015443 | 0.0019769 | 0.0024543 | 0.0029783 | 0.0035507 | 0.0041733 | 0.0048483 | 0.0055775 | 0.0063638
Scenario 5: High TRC ZEAS Phase In | SCE | Com | FoodServ | Com - Grocery | Electric Demand (MW) | Energy Efficiency | 0 | 0 | 0.011979 | 0.024514 | 0.041308 | 0.07821 | 0.11935 | 0.16161 | 0.20475 | 0.24853 | 0.29291 | 0.33777 | 0.38305
Scenario 5: High TRC ZEAS Phase In | SCE | Com | FoodServ | Com - Grocery | Electric Demand (MW) | Fuel Substitution | -0.001159 | -0.002512 | -0.0040584 | -0.0057975 | -0.007729 | -0.0098779 | -0.012223 | -0.014764 | -0.017497 | -0.02042 | -0.023531 | -0.026826 | -0.030318
Scenario 5: High TRC ZEAS Phase In | SCE | Com | FoodServ | Com - Grocery | Electric Energy (GWh/year) | Energy Efficiency | 0 | 0 | 0.058677 | 0.12008 | 0.21641 | 0.43092 | 0.6699 | 0.91515 | 1.1653 | 1.4192 | 1.6764 | 1.9364 | 2.1989
Scenario 5: High TRC ZEAS Phase In | SCE | Com | FoodServ | Com - Grocery | Electric Energy (GWh/year) | Fuel Substitution | -0.022766 | -0.049173 | -0.079213 | -0.11289 | -0.1502 | -0.19134 | -0.23627 | -0.28505 | -0.33787 | -0.39486 | -0.45613 | -0.5218 | -0.59223
Scenario 5: High TRC ZEAS Phase In | SCE | Com | FoodServ | Com - Grocery | Gas Energy (MMTherm/year) | Energy Efficiency | 0 | 0 | 0.0012994 | 0.0026592 | 0.0040868 | 0.0055667 | 0.0070821 | 0.0086413 | 0.010233 | 0.011846 | 0.013481 | 0.015132 | 0.016798
Scenario 5: High TRC ZEAS Phase In | SCE | Com | FoodServ | Com - Grocery | Gas Energy (MMTherm/year) | Fuel Substitution | 0.002365 | 0.0051077 | 0.0082273 | 0.011724 | 0.015597 | 0.019863 | 0.024521 | 0.029575 | 0.035046 | 0.040947 | 0.047289 | 0.054084 | 0.061375
Scenario 5: High TRC ZEAS Phase In | SCE | Com | FoodServ | Com - Health | Electric Demand (MW) | Energy Efficiency | 0 | 0 | 0.008357 | 0.016868 | 0.026757 | 0.042641 | 0.059915 | 0.077442 | 0.09515 | 0.11279 | 0.13028 | 0.14804 | 0.16618
Scenario 5: High TRC ZEAS Phase In | SCE | Com | FoodServ | Com - Health | Electric Demand (MW) | Fuel Substitution | -0.00046351 | -0.0010079 | -0.0016334 | -0.0023407 | -0.0031299 | -0.0040094 | -0.0049729 | -0.0060204 | -0.0071511 | -0.0083644 | -0.0096591 | -0.011036 | -0.012508
Scenario 5: High TRC ZEAS Phase In | SCE | Com | FoodServ | Com - Health | Electric Energy (GWh/year) | Energy Efficiency | 0 | 0 | 0.040935 | 0.082625 | 0.13523 | 0.22303 | 0.31872 | 0.41587 | 0.5141 | 0.6121 | 0.7095 | 0.80835 | 0.90918
Scenario 5: High TRC ZEAS Phase In | SCE | Com | FoodServ | Com - Health | Electric Energy (GWh/year) | Fuel Substitution | -0.0062752 | -0.013623 | -0.022052 | -0.031576 | -0.042215 | -0.05404 | -0.067057 | -0.081295 | -0.096806 | -0.11364 | -0.13184 | -0.15145 | -0.1726
Scenario 5: High TRC ZEAS Phase In | SCE | Com | FoodServ | Com - Health | Gas Energy (MMTherm/year) | Energy Efficiency | 0 | 0 | 0.00090652 | 0.0018298 | 0.0027857 | 0.0037586 | 0.004761 | 0.0057684 | 0.0067773 | 0.0077663 | 0.0087304 | 0.0097111 | 0.010719
Scenario 5: High TRC ZEAS Phase In | SCE | Com | FoodServ | Com - Health | Gas Energy (MMTherm/year) | Fuel Substitution | 0.00066699 | 0.001448 | 0.0023441 | 0.0033563 | 0.0044869 | 0.005742 | 0.0071227 | 0.008632 | 0.010275 | 0.012057 | 0.013982 | 0.016055 | 0.018292
Scenario 5: High TRC ZEAS Phase In | SCE | Com | FoodServ | Com - Lodging | Electric Demand (MW) | Energy Efficiency | 0 | 0 | 0.0068758 | 0.013961 | 0.030364 | 0.066122 | 0.10629 | 0.14737 | 0.18917 | 0.23154 | 0.27443 | 0.31777 | 0.36152
Scenario 5: High TRC ZEAS Phase In | SCE | Com | FoodServ | Com - Lodging | Electric Demand (MW) | Fuel Substitution | -0.00048855 | -0.0010596 | -0.0017135 | -0.0024506 | -0.0032712 | -0.0041781 | -0.0051695 | -0.0062454 | -0.0074055 | -0.0086492 | -0.0099757 | -0.011387 | -0.012888
Scenario 5: High TRC ZEAS Phase In | SCE | Com | FoodServ | Com - Lodging | Electric Energy (GWh/year) | Energy Efficiency | 0 | 0 | 0.03368 | 0.068385 | 0.18388 | 0.41661 | 0.67522 | 0.93942 | 1.2081 | 1.4803 | 1.7559 | 2.0344 | 2.3156
Scenario 5: High TRC ZEAS Phase In | SCE | Com | FoodServ | Com - Lodging | Electric Energy (GWh/year) | Fuel Substitution | -0.0061646 | -0.013347 | -0.02155 | -0.030783 | -0.041062 | -0.052418 | -0.064862 | -0.078411 | -0.093112 | -0.10901 | -0.12612 | -0.14451 | -0.16426
Scenario 5: High TRC ZEAS Phase In | SCE | Com | FoodServ | Com - Lodging | Gas Energy (MMTherm/year) | Energy Efficiency | 0 | 0 | 0.00074585 | 0.0015144 | 0.0023093 | 0.0031261 | 0.0039607 | 0.0048102 | 0.005668 | 0.0065299 | 0.0073966 | 0.0082662 | 0.009138
Scenario 5: High TRC ZEAS Phase In | SCE | Com | FoodServ | Com - Lodging | Gas Energy (MMTherm/year) | Fuel Substitution | 0.00063791 | 0.001381 | 0.0022298 | 0.0031849 | 0.0042481 | 0.0054221 | 0.0067081 | 0.0081078 | 0.0096261 | 0.011267 | 0.013033 | 0.014931 | 0.016972
Scenario 5: High TRC ZEAS Phase In | SCE | Com | FoodServ | Com - Office (Large) | Electric Demand (MW) | Energy Efficiency | 0 | 0 | 0 | 0 | 0.0018713 | 0.0041956 | 0.0065281 | 0.0088702 | 0.011218 | 0.01357 | 0.015929 | 0.018294 | 0.020665
Scenario 5: High TRC ZEAS Phase In | SCE | Com | FoodServ | Com - Office (Large) | Electric Energy (GWh/year) | Energy Efficiency | 0 | 0 | 0 | 0 | 0.016414 | 0.036801 | 0.057259 | 0.077802 | 0.098394 | 0.11902 | 0.13972 | 0.16046 | 0.18126
Scenario 5: High TRC ZEAS Phase In | SCE | Com | FoodServ | Com - Office (Small) | Electric Demand (MW) | Energy Efficiency | 0 | 0 | 0 | 0 | 0.00044135 | 0.0019253 | 0.0025383 | 0.0031562 | 0.0037787 | 0.0044056 | 0.0050371 | 0.005673 | 0.0063135
Scenario 5: High TRC ZEAS Phase In | SCE | Com | FoodServ | Com - Office (Small) | Electric Energy (GWh/year) | Energy Efficiency | 0 | 0 | 0 | 0 | 0.0038711 | 0.016887 | 0.022264 | 0.027684 | 0.033144 | 0.038642 | 0.044181 | 0.049759 | 0.055377
Scenario 5: High TRC ZEAS Phase In | SCE | Com | FoodServ | Com - Other | Electric Demand (MW) | Energy Efficiency | 0 | 0 | 0.011886 | 0.024344 | 0.037309 | 0.1418 | 0.26632 | 0.39465 | 0.52592 | 0.65983 | 0.79605 | 0.93425 | 1.0744
Scenario 5: High TRC ZEAS Phase In | SCE | Com | FoodServ | Com - Other | Electric Demand (MW) | Fuel Substitution | -0.0046198 | -0.010018 | -0.016197 | -0.023159 | -0.030884 | -0.039493 | -0.048911 | -0.059139 | -0.070174 | -0.082012 | -0.094645 | -0.10808 | -0.12232
Scenario 5: High TRC ZEAS Phase In | SCE | Com | FoodServ | Com - Other | Electric Energy (GWh/year) | Energy Efficiency | 0 | 0 | 0.058222 | 0.11925 | 0.18275 | 0.77859 | 1.4906 | 2.2245 | 2.9753 | 3.7412 | 4.5203 | 5.3108 | 6.1121
Scenario 5: High TRC ZEAS Phase In | SCE | Com | FoodServ | Com - Other | Electric Energy (GWh/year) | Fuel Substitution | -0.027799 | -0.06032 | -0.097588 | -0.13965 | -0.18643 | -0.23862 | -0.29594 | -0.35846 | -0.42629 | -0.49952 | -0.57822 | -0.66253 | -0.75261
Scenario 5: High TRC ZEAS Phase In | SCE | Com | FoodServ | Com - Other | Gas Energy (MMTherm/year) | Energy Efficiency | 0 | 0 | 0.0012893 | 0.0026408 | 0.0040471 | 0.0055017 | 0.007007 | 0.0085494 | 0.010114 | 0.011708 | 0.01333 | 0.014975 | 0.016646
Scenario 5: High TRC ZEAS Phase In | SCE | Com | FoodServ | Com - Other | Gas Energy (MMTherm/year) | Fuel Substitution | 0.0026767 | 0.0058085 | 0.0093977 | 0.013448 | 0.017955 | 0.022975 | 0.028487 | 0.034499 | 0.041022 | 0.048065 | 0.055638 | 0.063754 | 0.072434
Scenario 5: High TRC ZEAS Phase In | SCE | Com | FoodServ | Com - Restaurant | Electric Demand (MW) | Energy Efficiency | 0 | 0 | 0.059606 | 0.12146 | 0.21734 | 0.48825 | 0.79672 | 1.1125 | 1.4342 | 1.7606 | 2.0911 | 2.425 | 2.762
Scenario 5: High TRC ZEAS Phase In | SCE | Com | FoodServ | Com - Restaurant | Electric Demand (MW) | Fuel Substitution | -0.01093 | -0.023684 | -0.038266 | -0.054683 | -0.072944 | -0.093186 | -0.11532 | -0.13933 | -0.16524 | -0.19302 | -0.22266 | -0.25416 | -0.28756
Scenario 5: High TRC ZEAS Phase In | SCE | Com | FoodServ | Com - Restaurant | Electric Energy (GWh/year) | Energy Efficiency | 0 | 0 | 0.29197 | 0.59494 | 1.1873 | 2.8124 | 4.6566 | 6.5436 | 8.4656 | 10.4154 | 12.3901 | 14.3851 | 16.3994
Scenario 5: High TRC ZEAS Phase In | SCE | Com | FoodServ | Com - Restaurant | Electric Energy (GWh/year) | Fuel Substitution | -0.10655 | -0.23047 | -0.3718 | -0.53058 | -0.707 | -0.90183 | -1.1149 | -1.3463 | -1.5966 | -1.8665 | -2.1561 | -2.4662 | -2.7981
Scenario 5: High TRC ZEAS Phase In | SCE | Com | FoodServ | Com - Restaurant | Gas Energy (MMTherm/year) | Energy Efficiency | 0 | 0 | 0.0064658 | 0.013175 | 0.020141 | 0.027241 | 0.034421 | 0.041706 | 0.049074 | 0.056489 | 0.063957 | 0.071451 | 0.078977
Scenario 5: High TRC ZEAS Phase In | SCE | Com | FoodServ | Com - Restaurant | Gas Energy (MMTherm/year) | Fuel Substitution | 0.010705 | 0.023153 | 0.037346 | 0.05329 | 0.071002 | 0.090544 | 0.1119 | 0.1351 | 0.16019 | 0.18724 | 0.21627 | 0.24736 | 0.28064
Scenario 5: High TRC ZEAS Phase In | SCE | Com | FoodServ | Com - Retail | Electric Demand (MW) | Energy Efficiency | 0 | 0 | 0.0037465 | 0.0076472 | 0.013746 | 0.020278 | 0.026908 | 0.033649 | 0.040465 | 0.047332 | 0.054253 | 0.061204 | 0.068186
Scenario 5: High TRC ZEAS Phase In | SCE | Com | FoodServ | Com - Retail | Electric Energy (GWh/year) | Energy Efficiency | 0 | 0 | 0.018352 | 0.037458 | 0.07521 | 0.11631 | 0.15797 | 0.20026 | 0.24299 | 0.28604 | 0.32944 | 0.37306 | 0.4169
Scenario 5: High TRC ZEAS Phase In | SCE | Com | FoodServ | Com - Retail | Gas Energy (MMTherm/year) | Energy Efficiency | 0 | 0 | 0.0004064 | 0.00082953 | 0.0012704 | 0.001724 | 0.002186 | 0.0026577 | 0.0031353 | 0.0036163 | 0.0041011 | 0.0045872 | 0.0050745
Scenario 5: High TRC ZEAS Phase In | SCE | Com | FoodServ | Com - School | Electric Demand (MW) | Energy Efficiency | 0 | 0 | 0.010181 | 0.020564 | 0.034901 | 0.070679 | 0.1115 | 0.15289 | 0.1947 | 0.23685 | 0.27918 | 0.32174 | 0.3644
Scenario 5: High TRC ZEAS Phase In | SCE | Com | FoodServ | Com - School | Electric Demand (MW) | Fuel Substitution | -0.00025987 | -0.0005615 | -0.00090461 | -0.0012889 | -0.0017141 | -0.0021939 | -0.0027169 | -0.0032822 | -0.0038892 | -0.0045367 | -0.0052238 | -0.0059501 | -0.0067211
Scenario 5: High TRC ZEAS Phase In | SCE | Com | FoodServ | Com - School | Electric Energy (GWh/year) | Energy Efficiency | 0 | 0 | 0.04987 | 0.10073 | 0.18594 | 0.39805 | 0.6396 | 0.88448 | 1.132 | 1.3814 | 1.6321 | 1.8842 | 2.1371
Scenario 5: High TRC ZEAS Phase In | SCE | Com | FoodServ | Com - School | Electric Energy (GWh/year) | Fuel Substitution | -0.0036055 | -0.007819 | -0.012643 | -0.018082 | -0.024153 | -0.030954 | -0.038464 | -0.046713 | -0.055737 | -0.065566 | -0.07623 | -0.087765 | -0.10024
Scenario 5: High TRC ZEAS Phase In | SCE | Com | FoodServ | Com - School | Gas Energy (MMTherm/year) | Energy Efficiency | 0 | 0 | 0.0011044 | 0.0022306 | 0.0033663 | 0.0045109 | 0.0056524 | 0.0067926 | 0.007931 | 0.0090669 | 0.010195 | 0.011322 | 0.012439
Scenario 5: High TRC ZEAS Phase In | SCE | Com | FoodServ | Com - School | Gas Energy (MMTherm/year) | Fuel Substitution | 0.00037829 | 0.00082021 | 0.001326 | 0.0018961 | 0.0025321 | 0.0032422 | 0.0040254 | 0.0048848 | 0.005824 | 0.0068461 | 0.0079538 | 0.0091511 | 0.010446
Scenario 5: High TRC ZEAS Phase In | SCE | Com | HVAC | Com - College | Electric Demand (MW) | Energy Efficiency | 0.02926 | 0.05987 | 0.092399 | 0.12701 | 0.16289 | 0.2009 | 0.24089 | 0.28231 | 0.32499 | 0.36859 | 0.41322 | 0.46041 | 0.50851
Scenario 5: High TRC ZEAS Phase In | SCE | Com | HVAC | Com - College | Electric Energy (GWh/year) | Energy Efficiency | 0.070989 | 0.14466 | 0.22179 | 0.30255 | 0.38572 | 0.47247 | 0.56258 | 0.65519 | 0.75005 | 0.84663 | 0.94508 | 1.0476 | 1.1517
Scenario 5: High TRC ZEAS Phase In | SCE | Com | HVAC | Com - College | Electric Energy (GWh/year) | Fuel Substitution | 0.0076782 | 0.015582 | 0.023636 | 0.032874 | 0.032874 | 0.032874 | 0.032874 | 0.032874 | 0.032874 | 0.032874 | 0.032874 | 0.032874 | 0.032874
Scenario 5: High TRC ZEAS Phase In | SCE | Com | HVAC | Com - College | Gas Energy (MMTherm/year) | Energy Efficiency | 0.00098161 | 0.0020268 | 0.0031731 | 0.0044326 | 0.0057564 | 0.0071991 | 0.0087539 | 0.010385 | 0.012085 | 0.01383 | 0.015631 | 0.017584 | 0.019584
Scenario 5: High TRC ZEAS Phase In | SCE | Com | HVAC | Com - College | Gas Energy (MMTherm/year) | Fuel Substitution | 0.0010572 | 0.0021445 | 0.0032518 | 0.0044544 | 0.0044544 | 0.0044544 | 0.0044544 | 0.0044544 | 0.0044544 | 0.0044544 | 0.0044544 | 0.0044544 | 0.0044544
Scenario 5: High TRC ZEAS Phase In | SCE | Com | HVAC | Com - Grocery | Electric Demand (MW) | Energy Efficiency | 0.0073473 | 0.014954 | 0.022862 | 0.031016 | 0.03941 | 0.048026 | 0.10516 | 0.17687 | 0.19716 | 0.20573 | 0.21443 | 0.22324 | 0.23217
Scenario 5: High TRC ZEAS Phase In | SCE | Com | HVAC | Com - Grocery | Electric Demand (MW) | Fuel Substitution | 0 | 0 | 0 | 0 | 0.013234 | 0.026585 | 0.039965 | 0.053316 | 0.066606 | 0.079811 | 0.09292 | 0.10024 | 0.10751
Scenario 5: High TRC ZEAS Phase In | SCE | Com | HVAC | Com - Grocery | Electric Energy (GWh/year) | Energy Efficiency | 0.016268 | 0.033192 | 0.050825 | 0.069088 | 0.08798 | 0.10747 | 0.32265 | 0.59643 | 0.66176 | 0.67941 | 0.69732 | 0.71547 | 0.73385
Scenario 5: High TRC ZEAS Phase In | SCE | Com | HVAC | Com - Grocery | Electric Energy (GWh/year) | Fuel Substitution | -0.68211 | -1.3776 | -2.0796 | -2.7837 | -2.7081 | -2.6318 | -2.5552 | -2.4788 | -2.4027 | -2.3271 | -2.252 | -2.1952 | -2.1389
Scenario 5: High TRC ZEAS Phase In | SCE | Com | HVAC | Com - Grocery | Gas Energy (MMTherm/year) | Energy Efficiency | 0.00012049 | 0.00025397 | 0.0004007 | 0.00056136 | 0.00073677 | 0.00092725 | 0.001642 | 0.0025241 | 0.002689 | 0.002689 | 0.002689 | 0.002689 | 0.002689
Scenario 5: High TRC ZEAS Phase In | SCE | Com | HVAC | Com - Grocery | Gas Energy (MMTherm/year) | Fuel Substitution | 0.11766 | 0.23781 | 0.35927 | 0.48125 | 0.48125 | 0.48125 | 0.48125 | 0.48125 | 0.48125 | 0.48125 | 0.48125 | 0.48125 | 0.48125
Scenario 5: High TRC ZEAS Phase In | SCE | Com | HVAC | Com - Health | Electric Demand (MW) | Energy Efficiency | 0.029698 | 0.060417 | 0.092173 | 0.12498 | 0.15871 | 0.19321 | 0.22852 | 0.26449 | 0.30067 | 0.33721 | 0.37412 | 0.4116 | 0.4497
Scenario 5: High TRC ZEAS Phase In | SCE | Com | HVAC | Com - Health | Electric Demand (MW) | Fuel Substitution | 0 | 0 | 0 | 0 | 0.0099922 | 0.020826 | 0.031782 | 0.042802 | 0.053187 | 0.063574 | 0.073949 | 0.079885 | 0.085805
Scenario 5: High TRC ZEAS Phase In | SCE | Com | HVAC | Com - Health | Electric Energy (GWh/year) | Energy Efficiency | 0.19513 | 0.39696 | 0.60562 | 0.82089 | 1.0422 | 1.2685 | 1.5001 | 1.7359 | 1.9736 | 2.2137 | 2.4562 | 2.7024 | 2.9527
Scenario 5: High TRC ZEAS Phase In | SCE | Com | HVAC | Com - Health | Electric Energy (GWh/year) | Fuel Substitution | -0.051487 | -0.073306 | -0.094902 | -0.13653 | -0.075098 | -0.0096351 | 0.0566 | 0.12325 | 0.18721 | 0.25119 | 0.31509 | 0.36236 | 0.4095
Scenario 5: High TRC ZEAS Phase In | SCE | Com | HVAC | Com - Health | Gas Energy (MMTherm/year) | Energy Efficiency | 0 | 0 | 0 | 7.7893e-05 | 0.00017906 | 0.0002889 | 0.00040789 | 0.00053574 | 0.0005572 | 0.0005572 | 0.0005572 | 0.0005572 | 0.0005572
Scenario 5: High TRC ZEAS Phase In | SCE | Com | HVAC | Com - Health | Gas Energy (MMTherm/year) | Fuel Substitution | 0.021708 | 0.045696 | 0.070087 | 0.097381 | 0.097381 | 0.097381 | 0.097381 | 0.097381 | 0.097381 | 0.097381 | 0.097381 | 0.097381 | 0.097381
Scenario 5: High TRC ZEAS Phase In | SCE | Com | HVAC | Com - Lodging | Electric Demand (MW) | Energy Efficiency | 0.029133 | 0.060244 | 0.093383 | 0.13103 | 0.17428 | 0.22081 | 0.27009 | 0.32214 | 0.34882 | 0.36893 | 0.38936 | 0.41009 | 0.43111
Scenario 5: High TRC ZEAS Phase In | SCE | Com | HVAC | Com - Lodging | Electric Demand (MW) | Fuel Substitution | 0 | 0 | 0 | 0 | 0.0055694 | 0.011202 | 0.016859 | 0.022515 | 0.0251 | 0.027674 | 0.030231 | 0.032771 | 0.035292
Scenario 5: High TRC ZEAS Phase In | SCE | Com | HVAC | Com - Lodging | Electric Energy (GWh/year) | Energy Efficiency | 0.14344 | 0.29532 | 0.45577 | 0.63446 | 0.83656 | 1.0523 | 1.2793 | 1.5176 | 1.6621 | 1.7827 | 1.9051 | 2.0294 | 2.1555
Scenario 5: High TRC ZEAS Phase In | SCE | Com | HVAC | Com - Lodging | Electric Energy (GWh/year) | Fuel Substitution | -0.087409 | -0.17646 | -0.26626 | -0.35624 | -0.32864 | -0.3007 | -0.27263 | -0.24455 | -0.22782 | -0.21117 | -0.19463 | -0.17819 | -0.16189
Scenario 5: High TRC ZEAS Phase In | SCE | Com | HVAC | Com - Lodging | Gas Energy (MMTherm/year) | Energy Efficiency | 0.00084609 | 0.0017859 | 0.0028241 | 0.0039626 | 0.005347 | 0.0068883 | 0.0085562 | 0.010354 | 0.010726 | 0.010726 | 0.010726 | 0.010726 | 0.010726
Scenario 5: High TRC ZEAS Phase In | SCE | Com | HVAC | Com - Lodging | Gas Energy (MMTherm/year) | Fuel Substitution | 0.019152 | 0.038724 | 0.058527 | 0.078427 | 0.078427 | 0.078427 | 0.078427 | 0.078427 | 0.078427 | 0.078427 | 0.078427 | 0.078427 | 0.078427
Scenario 5: High TRC ZEAS Phase In | SCE | Com | HVAC | Com - Office (Large) | Electric Demand (MW) | Energy Efficiency | 0.023586 | 0.0477 | 0.072269 | 0.09727 | 0.12272 | 0.1486 | 0.17481 | 0.20134 | 0.22811 | 0.25507 | 0.28224 | 0.30957 | 0.33705
Scenario 5: High TRC ZEAS Phase In | SCE | Com | HVAC | Com - Office (Large) | Electric Energy (GWh/year) | Energy Efficiency | 0.057153 | 0.11558 | 0.17512 | 0.2357 | 0.29738 | 0.36007 | 0.42357 | 0.48787 | 0.55274 | 0.61807 | 0.6839 | 0.75011 | 0.81671
Scenario 5: High TRC ZEAS Phase In | SCE | Com | HVAC | Com - Office (Large) | Electric Energy (GWh/year) | Fuel Substitution | -1.5445e-05 | -3.0904e-05 | -4.6225e-05 | -0.00065952 | -0.00065952 | -0.00065952 | -0.00065952 | -0.00065952 | -0.00065952 | -0.00065952 | -0.00065952 | -0.00065952 | -0.00065952
Scenario 5: High TRC ZEAS Phase In | SCE | Com | HVAC | Com - Office (Large) | Gas Energy (MMTherm/year) | Fuel Substitution | 1.3584e-05 | 2.7178e-05 | 4.0648e-05 | 0.00011733 | 0.00011733 | 0.00011733 | 0.00011733 | 0.00011733 | 0.00011733 | 0.00011733 | 0.00011733 | 0.00011733 | 0.00011733
Scenario 5: High TRC ZEAS Phase In | SCE | Com | HVAC | Com - Office (Small) | Electric Demand (MW) | Energy Efficiency | 0.028943 | 0.059338 | 0.091128 | 0.12426 | 0.13528 | 0.40272 | 0.43718 | 0.47276 | 0.50935 | 0.54682 | 0.58512 | 0.62416 | 0.6639
Scenario 5: High TRC ZEAS Phase In | SCE | Com | HVAC | Com - Office (Small) | Electric Energy (GWh/year) | Energy Efficiency | 0.052301 | 0.10703 | 0.16408 | 0.22335 | 0.24697 | 0.67139 | 0.73297 | 0.7964 | 0.86148 | 0.92802 | 0.99594 | 1.0651 | 1.1354
Scenario 5: High TRC ZEAS Phase In | SCE | Com | HVAC | Com - Office (Small) | Electric Energy (GWh/year) | Fuel Substitution | -0.00060352 | -0.0012184 | -0.0018386 | -0.0024719 | -0.0024719 | -0.0024719 | -0.0024719 | -0.0024719 | -0.0024719 | -0.0024719 | -0.0024719 | -0.0024719 | -0.0024719
Scenario 5: High TRC ZEAS Phase In | SCE | Com | HVAC | Com - Office (Small) | Gas Energy (MMTherm/year) | Energy Efficiency | 0.00092484 | 0.0019148 | 0.0029684 | 0.0040839 | 0.0040839 | 0.018243 | 0.01941 | 0.020631 | 0.021899 | 0.023208 | 0.024556 | 0.025938 | 0.027351
Scenario 5: High TRC ZEAS Phase In | SCE | Com | HVAC | Com - Office (Small) | Gas Energy (MMTherm/year) | Fuel Substitution | 7.439e-05 | 0.00015022 | 0.00022675 | 0.00030883 | 0.00030883 | 0.00030883 | 0.00030883 | 0.00030883 | 0.00030883 | 0.00030883 | 0.00030883 | 0.00030883 | 0.00030883
Scenario 5: High TRC ZEAS Phase In | SCE | Com | HVAC | Com - Other | Electric Demand (MW) | Energy Efficiency | 0.38293 | 0.79924 | 1.2496 | 1.7332 | 2.2497 | 2.7984 | 3.3743 | 3.9803 | 4.6056 | 5.2589 | 5.9401 | 6.6468 | 7.3796
Scenario 5: High TRC ZEAS Phase In | SCE | Com | HVAC | Com - Other | Electric Demand (MW) | Fuel Substitution | 0 | 0 | 0 | 0 | 0 | 0 | 4.5565e-05 | 4.5565e-05 | 4.5565e-05 | 4.5565e-05 | 4.5565e-05 | 4.5565e-05 | 4.5565e-05
Scenario 5: High TRC ZEAS Phase In | SCE | Com | HVAC | Com - Other | Electric Energy (GWh/year) | Energy Efficiency | 0.67058 | 1.3921 | 2.1638 | 2.9824 | 3.8455 | 4.7503 | 5.5905 | 6.4642 | 7.2881 | 8.1538 | 9.063 | 10.0144 | 11.0102
Scenario 5: High TRC ZEAS Phase In | SCE | Com | HVAC | Com - Other | Electric Energy (GWh/year) | Fuel Substitution | -0.059889 | -0.12077 | -0.10657 | -0.091642 | -0.091642 | -0.091642 | -0.091303 | -0.091303 | -0.091303 | -0.091303 | -0.091303 | -0.091303 | -0.091303
Scenario 5: High TRC ZEAS Phase In | SCE | Com | HVAC | Com - Other | Gas Energy (MMTherm/year) | Energy Efficiency | 0.040938 | 0.084755 | 0.13129 | 0.18022 | 0.23131 | 0.28426 | 0.32629 | 0.36939 | 0.40421 | 0.44134 | 0.48104 | 0.52336 | 0.56854
Scenario 5: High TRC ZEAS Phase In | SCE | Com | HVAC | Com - Other | Gas Energy (MMTherm/year) | Fuel Substitution | 0.034224 | 0.069291 | 0.11307 | 0.15718 | 0.15718 | 0.15718 | 0.15718 | 0.15718 | 0.15718 | 0.15718 | 0.15718 | 0.15718 | 0.15718
Scenario 5: High TRC ZEAS Phase In | SCE | Com | HVAC | Com - Restaurant | Electric Demand (MW) | Energy Efficiency | 0.029249 | 0.060679 | 0.094318 | 0.13022 | 0.1685 | 0.20858 | 0.25018 | 0.2934 | 0.33805 | 0.38385 | 0.43078 | 0.47856 | 0.52715
Scenario 5: High TRC ZEAS Phase In | SCE | Com | HVAC | Com - Restaurant | Electric Demand (MW) | Fuel Substitution | 0 | 0 | 0 | 0 | 6.241e-06 | 1.2531e-05 | 1.883e-05 | 2.5112e-05 | 3.1364e-05 | 3.7575e-05 | 4.3742e-05 | 4.9859e-05 | 5.5926e-05
Scenario 5: High TRC ZEAS Phase In | SCE | Com | HVAC | Com - Restaurant | Electric Energy (GWh/year) | Energy Efficiency | 0.032245 | 0.066331 | 0.10226 | 0.14003 | 0.17973 | 0.22092 | 0.2634 | 0.30723 | 0.35225 | 0.39829 | 0.4453 | 0.49311 | 0.54167
Scenario 5: High TRC ZEAS Phase In | SCE | Com | HVAC | Com - Restaurant | Electric Energy (GWh/year) | Fuel Substitution | 0.011665 | 0.023628 | 0.035774 | 0.048015 | 0.048066 | 0.048117 | 0.048168 | 0.04822 | 0.048271 | 0.048321 | 0.048372 | 0.048422 | 0.048471
Scenario 5: High TRC ZEAS Phase In | SCE | Com | HVAC | Com - Restaurant | Gas Energy (MMTherm/year) | Energy Efficiency | 0.0014676 | 0.0030604 | 0.0047809 | 0.0066332 | 0.0086249 | 0.010721 | 0.012906 | 0.015185 | 0.017548 | 0.019978 | 0.022473 | 0.025019 | 0.027611
Scenario 5: High TRC ZEAS Phase In | SCE | Com | HVAC | Com - Restaurant | Gas Energy (MMTherm/year) | Fuel Substitution | 0.0012638 | 0.0025586 | 0.0038721 | 0.005195 | 0.005195 | 0.005195 | 0.005195 | 0.005195 | 0.005195 | 0.005195 | 0.005195 | 0.005195 | 0.005195
Scenario 5: High TRC ZEAS Phase In | SCE | Com | HVAC | Com - Retail | Electric Demand (MW) | Energy Efficiency | 0.1227 | 0.25581 | 0.39876 | 0.5522 | 0.71686 | 0.89382 | 1.0792 | 1.2751 | 1.3942 | 1.4977 | 1.6036 | 1.7112 | 1.8204
Scenario 5: High TRC ZEAS Phase In | SCE | Com | HVAC | Com - Retail | Electric Demand (MW) | Fuel Substitution | 0 | 0 | 0 | 0 | 0.020723 | 0.041837 | 0.06316 | 0.084552 | 0.084552 | 0.084552 | 0.084552 | 0.084552 | 0.084552
Scenario 5: High TRC ZEAS Phase In | SCE | Com | HVAC | Com - Retail | Electric Energy (GWh/year) | Energy Efficiency | 0.25583 | 0.5322 | 0.82831 | 1.1447 | 1.4823 | 1.8453 | 2.2034 | 2.5812 | 2.7308 | 2.8347 | 2.9414 | 3.0507 | 3.1629
Scenario 5: High TRC ZEAS Phase In | SCE | Com | HVAC | Com - Retail | Electric Energy (GWh/year) | Fuel Substitution | 0.045897 | 0.09298 | 0.1408 | 0.18901 | 0.26637 | 0.3452 | 0.42483 | 0.50472 | 0.50472 | 0.50472 | 0.50472 | 0.50472 | 0.50472
Scenario 5: High TRC ZEAS Phase In | SCE | Com | HVAC | Com - Retail | Gas Energy (MMTherm/year) | Energy Efficiency | 0.0034763 | 0.0071732 | 0.011054 | 0.015108 | 0.019323 | 0.023667 | 0.02691 | 0.030233 | 0.031302 | 0.032217 | 0.033244 | 0.034386 | 0.035656
Scenario 5: High TRC ZEAS Phase In | SCE | Com | HVAC | Com - Retail | Gas Energy (MMTherm/year) | Fuel Substitution | 0.0030762 | 0.0062299 | 0.009431 | 0.012657 | 0.012657 | 0.012657 | 0.012657 | 0.012657 | 0.012657 | 0.012657 | 0.012657 | 0.012657 | 0.012657
Scenario 5: High TRC ZEAS Phase In | SCE | Com | HVAC | Com - School | Electric Demand (MW) | Energy Efficiency | 0.059379 | 0.12175 | 0.18716 | 0.25528 | 0.32563 | 0.39833 | 0.47274 | 0.54898 | 0.627 | 0.70669 | 0.78767 | 0.87018 | 0.95365
Scenario 5: High TRC ZEAS Phase In | SCE | Com | HVAC | Com - School | Electric Energy (GWh/year) | Energy Efficiency | 0.056494 | 0.11564 | 0.17745 | 0.24165 | 0.30783 | 0.37607 | 0.44582 | 0.51718 | 0.59011 | 0.66451 | 0.74005 | 0.81693 | 0.89468
Scenario 5: High TRC ZEAS Phase In | SCE | Com | HVAC | Com - School | Electric Energy (GWh/year) | Fuel Substitution | -0.0012178 | -0.0024399 | -0.003654 | -0.0048527 | -0.0048527 | -0.0048527 | -0.0048527 | -0.0048527 | -0.0048527 | -0.0048527 | -0.0048527 | -0.0048527 | -0.0048527
Scenario 5: High TRC ZEAS Phase In | SCE | Com | HVAC | Com - School | Gas Energy (MMTherm/year) | Energy Efficiency | 0.0030372 | 0.0062394 | 0.0096096 | 0.01313 | 0.016774 | 0.020549 | 0.024417 | 0.028387 | 0.032455 | 0.036616 | 0.040847 | 0.045164 | 0.049533
Scenario 5: High TRC ZEAS Phase In | SCE | Com | HVAC | Com - School | Gas Energy (MMTherm/year) | Fuel Substitution | 0.0009886 | 0.0019854 | 0.0029806 | 0.003967 | 0.003967 | 0.003967 | 0.003967 | 0.003967 | 0.003967 | 0.003967 | 0.003967 | 0.003967 | 0.003967
Scenario 5: High TRC ZEAS Phase In | SCE | Com | HVAC | Com - Warehouse | Electric Demand (MW) | Energy Efficiency | 0.0019901 | 0.0040478 | 0.0061668 | 0.0083478 | 0.010594 | 0.012898 | 0.015255 | 0.017664 | 0.020064 | 0.022504 | 0.024981 | 0.027493 | 0.030037
Scenario 5: High TRC ZEAS Phase In | SCE | Com | HVAC | Com - Warehouse | Electric Demand (MW) | Fuel Substitution | 0 | 0 | 0 | 0 | 0 | 2.4771e-06 | 4.9719e-06 | 7.4739e-06 | 7.4739e-06 | 7.4739e-06 | 7.4739e-06 | 7.4739e-06 | 7.4739e-06
Scenario 5: High TRC ZEAS Phase In | SCE | Com | HVAC | Com - Warehouse | Electric Energy (GWh/year) | Energy Efficiency | 0.0062105 | 0.012632 | 0.019245 | 0.026051 | 0.03306 | 0.04025 | 0.047606 | 0.055125 | 0.062631 | 0.070261 | 0.078009 | 0.085863 | 0.093822
Scenario 5: High TRC ZEAS Phase In | SCE | Com | HVAC | Com - Warehouse | Electric Energy (GWh/year) | Fuel Substitution | -0.11403 | -0.23087 | -0.34327 | -0.45649 | -0.45649 | -0.45646 | -0.45642 | -0.45639 | -0.45639 | -0.45639 | -0.45639 | -0.45639 | -0.45639
Scenario 5: High TRC ZEAS Phase In | SCE | Com | HVAC | Com - Warehouse | Gas Energy (MMTherm/year) | Fuel Substitution | 0.020164 | 0.040854 | 0.063142 | 0.085632 | 0.085632 | 0.085632 | 0.085632 | 0.085632 | 0.085632 | 0.085632 | 0.085632 | 0.085632 | 0.085632
Scenario 5: High TRC ZEAS Phase In | SCE | Com | Lighting | Com - College | Electric Demand (MW) | Energy Efficiency | 0 | 0 | 0 | 0 | 0 | 0 | 0 | 0.0093299 | 0.011611 | 0.011611 | 0.011611 | 0.011611 | 0.011611
Scenario 5: High TRC ZEAS Phase In | SCE | Com | Lighting | Com - College | Electric Energy (GWh/year) | Energy Efficiency | 0 | 0 | 0 | 0 | 0 | 0 | 0 | 0.035061 | 0.043634 | 0.043634 | 0.043634 | 0.043634 | 0.043634
Scenario 5: High TRC ZEAS Phase In | SCE | Com | Lighting | Com - College | Gas Energy (MMTherm/year) | Energy Efficiency | 0 | 0 | 0 | 0 | 0 | 0 | 0 | -0.00019421 | -0.0002417 | -0.0002417 | -0.0002417 | -0.0002417 | -0.0002417
Scenario 5: High TRC ZEAS Phase In | SCE | Com | Lighting | Com - Grocery | Electric Demand (MW) | Energy Efficiency | 0.033078 | 0.067928 | 0.1044 | 0.14245 | 0.18208 | 0.22317 | 0.26559 | 0.30934 | 0.35431 | 0.40039 | 0.44756 | 0.49567 | 0.54461
Scenario 5: High TRC ZEAS Phase In | SCE | Com | Lighting | Com - Grocery | Electric Energy (GWh/year) | Energy Efficiency | 0.18564 | 0.38122 | 0.58587 | 0.7994 | 1.0218 | 1.2523 | 1.4903 | 1.7358 | 1.9881 | 2.2466 | 2.5113 | 2.7811 | 3.0557
Scenario 5: High TRC ZEAS Phase In | SCE | Com | Lighting | Com - Grocery | Gas Energy (MMTherm/year) | Energy Efficiency | -0.0019611 | -0.0040272 | -0.0061893 | -0.0084452 | -0.010795 | -0.013231 | -0.015745 | -0.018339 | -0.021005 | -0.023737 | -0.026534 | -0.029386 | -0.032287
Scenario 5: High TRC ZEAS Phase In | SCE | Com | Lighting | Com - Health | Electric Demand (MW) | Energy Efficiency | 0.034794 | 0.071555 | 0.11029 | 0.15068 | 0.19278 | 0.23641 | 0.28163 | 0.32819 | 0.376 | 0.42482 | 0.47453 | 0.52534 | 0.57723
Scenario 5: High TRC ZEAS Phase In | SCE | Com | Lighting | Com - Health | Electric Energy (GWh/year) | Energy Efficiency | 0.20349 | 0.41848 | 0.64505 | 0.88127 | 1.1275 | 1.3827 | 1.6472 | 1.9196 | 2.1992 | 2.4848 | 2.7756 | 3.0728 | 3.3764
Scenario 5: High TRC ZEAS Phase In | SCE | Com | Lighting | Com - Health | Gas Energy (MMTherm/year) | Energy Efficiency | -0.0013327 | -0.0027408 | -0.0042247 | -0.0057717 | -0.0073842 | -0.0090558 | -0.010788 | -0.012572 | -0.014403 | -0.016273 | -0.018178 | -0.020124 | -0.022112
Scenario 5: High TRC ZEAS Phase In | SCE | Com | Lighting | Com - Office (Large) | Electric Demand (MW) | Energy Efficiency | 0 | 0 | 0 | 0 | 0 | 0 | 0 | 0.017982 | 0.025709 | 0.025709 | 0.025709 | 0.025709 | 0.025709
Scenario 5: High TRC ZEAS Phase In | SCE | Com | Lighting | Com - Office (Large) | Electric Energy (GWh/year) | Energy Efficiency | 0 | 0 | 0 | 0 | 0 | 0 | 0 | 0.12497 | 0.17867 | 0.17867 | 0.17867 | 0.17867 | 0.17867
Scenario 5: High TRC ZEAS Phase In | SCE | Com | Lighting | Com - Office (Large) | Gas Energy (MMTherm/year) | Energy Efficiency | 0 | 0 | 0 | 0 | 0 | 0 | 0 | -0.00029618 | -0.00042344 | -0.00042344 | -0.00042344 | -0.00042344 | -0.00042344
Scenario 5: High TRC ZEAS Phase In | SCE | Com | Lighting | Com - Refrig. Warehouse | Electric Demand (MW) | Energy Efficiency | 0.0010955 | 0.0015426 | 0.0020103 | 0.0024957 | 0.0029989 | 0.00352 | 0.0040584 | 0.0046127 | 0.0051828 | 0.0057677 | 0.0063663 | 0.0069778 | 0.007601
Scenario 5: High TRC ZEAS Phase In | SCE | Com | Lighting | Com - Refrig. Warehouse | Electric Energy (GWh/year) | Energy Efficiency | 0.010403 | 0.014648 | 0.019088 | 0.023697 | 0.028476 | 0.033424 | 0.038537 | 0.043801 | 0.049215 | 0.054769 | 0.060454 | 0.066262 | 0.072181
Scenario 5: High TRC ZEAS Phase In | SCE | Com | Lighting | Com - Restaurant | Electric Demand (MW) | Energy Efficiency | 0.0050676 | 0.012174 | 0.019892 | 0.028218 | 0.049733 | 0.074437 | 0.099985 | 0.12636 | 0.1535 | 0.18135 | 0.20989 | 0.23906 | 0.2688
Scenario 5: High TRC ZEAS Phase In | SCE | Com | Lighting | Com - Restaurant | Electric Energy (GWh/year) | Energy Efficiency | 0.030786 | 0.073958 | 0.12085 | 0.17143 | 0.30186 | 0.45161 | 0.60647 | 0.76633 | 0.93087 | 1.0997 | 1.2727 | 1.4496 | 1.6299
Scenario 5: High TRC ZEAS Phase In | SCE | Com | Lighting | Com - Restaurant | Gas Energy (MMTherm/year) | Energy Efficiency | -0.00015108 | -0.00036293 | -0.00059304 | -0.00084124 | -0.0014817 | -0.002217 | -0.0029775 | -0.0037624 | -0.0045703 | -0.0053995 | -0.006249 | -0.0071172 | -0.0080027
Scenario 5: High TRC ZEAS Phase In | SCE | Com | Lighting | Com - Retail | Electric Demand (MW) | Energy Efficiency | 0.12558 | 0.25799 | 0.39668 | 0.54147 | 0.69228 | 0.84863 | 1.0101 | 1.1765 | 1.3474 | 1.5225 | 1.7016 | 1.8842 | 2.0697
Scenario 5: High TRC ZEAS Phase In | SCE | Com | Lighting | Com - Retail | Electric Energy (GWh/year) | Energy Efficiency | 0.7475 | 1.5357 | 2.3612 | 3.2231 | 4.1207 | 5.0513 | 6.0121 | 7.0026 | 8.02 | 9.0623 | 10.1283 | 11.2146 | 12.3189
Scenario 5: High TRC ZEAS Phase In | SCE | Com | Lighting | Com - Retail | Gas Energy (MMTherm/year) | Energy Efficiency | -0.0019097 | -0.0039235 | -0.0060327 | -0.0082348 | -0.010528 | -0.012906 | -0.015361 | -0.017892 | -0.020492 | -0.023156 | -0.02588 | -0.028656 | -0.031478
Scenario 5: High TRC ZEAS Phase In | SCE | Com | Lighting | Com - Warehouse | Electric Demand (MW) | Energy Efficiency | 0 | 0 | 0 | 0 | 0 | 0.0017684 | 0.0040601 | 0.0064813 | 0.0069529 | 0.0069529 | 0.0069529 | 0.0069529 | 0.0069529
Scenario 5: High TRC ZEAS Phase In | SCE | Com | Lighting | Com - Warehouse | Electric Energy (GWh/year) | Energy Efficiency | 0 | 0 | 0 | 0 | 0 | 0.014817 | 0.034019 | 0.054305 | 0.058257 | 0.058257 | 0.058257 | 0.058257 | 0.058257
Scenario 5: High TRC ZEAS Phase In | SCE | Com | Lighting | Com - Warehouse | Gas Energy (MMTherm/year) | Energy Efficiency | 0 | 0 | 0 | 0 | 0 | -5.7221e-05 | -0.00013138 | -0.00020972 | -0.00022498 | -0.00022498 | -0.00022498 | -0.00022498 | -0.00022498
Scenario 5: High TRC ZEAS Phase In | SCE | Com | WaterHeat | Com - College | Electric Demand (MW) | Energy Efficiency | 0.00013082 | 0.00028912 | 0.00048073 | 0.00071232 | 0.00099048 | 0.0013256 | 0.0017285 | 0.0022114 | 0.0027893 | 0.0034793 | 0.0043034 | 0.0052935 | 0.0064748
Scenario 5: High TRC ZEAS Phase In | SCE | Com | WaterHeat | Com - College | Electric Demand (MW) | Fuel Substitution | 0 | 0 | 0.12112 | 0.41762 | 0.93728 | 1.5143 | 2.1309 | 2.7746 | 3.4423 | 4.1263 | 4.8205 | 5.5207 | 6.2243
Scenario 5: High TRC ZEAS Phase In | SCE | Com | WaterHeat | Com - College | Electric Energy (GWh/year) | Energy Efficiency | 0.00053541 | 0.0011833 | 0.0019675 | 0.0029153 | 0.0040537 | 0.005425 | 0.0070742 | 0.0090505 | 0.011415 | 0.01424 | 0.017612 | 0.021664 | 0.026499
Scenario 5: High TRC ZEAS Phase In | SCE | Com | WaterHeat | Com - College | Electric Energy (GWh/year) | Fuel Substitution | -1.929 | -3.8605 | -4.8868 | -4.6799 | -2.7539 | -0.58605 | 2.0359 | 4.7733 | 7.6126 | 10.5214 | 13.4733 | 16.4513 | 19.4434
Scenario 5: High TRC ZEAS Phase In | SCE | Com | WaterHeat | Com - College | Gas Energy (MMTherm/year) | Fuel Substitution | 0.21323 | 0.42678 | 0.5987 | 0.71859 | 0.75627 | 0.79426 | 0.79426 | 0.79426 | 0.79426 | 0.79426 | 0.79426 | 0.79426 | 0.79426
Scenario 5: High TRC ZEAS Phase In | SCE | Com | WaterHeat | Com - Grocery | Electric Demand (MW) | Energy Efficiency | 0.00037946 | 0.00083923 | 0.001394 | 0.0020626 | 0.0028682 | 0.0038367 | 0.0049987 | 0.0063929 | 0.0080635 | 0.010062 | 0.012453 | 0.01531 | 0.018722
Scenario 5: High TRC ZEAS Phase In | SCE | Com | WaterHeat | Com - Grocery | Electric Energy (GWh/year) | Energy Efficiency | 0.0021362 | 0.0047243 | 0.0078472 | 0.011611 | 0.016146 | 0.021599 | 0.028139 | 0.035988 | 0.045392 | 0.056644 | 0.070103 | 0.086186 | 0.1054
Scenario 5: High TRC ZEAS Phase In | SCE | Com | WaterHeat | Com - Grocery | Electric Energy (GWh/year) | Fuel Substitution | -0.073259 | -0.14707 | -0.22134 | -0.29616 | -0.3716 | -0.44774 | -0.44774 | -0.44774 | -0.44774 | -0.44774 | -0.44774 | -0.44774 | -0.44774
Scenario 5: High TRC ZEAS Phase In | SCE | Com | WaterHeat | Com - Grocery | Gas Energy (MMTherm/year) | Fuel Substitution | 0.0097167 | 0.019506 | 0.029358 | 0.039281 | 0.049287 | 0.059386 | 0.059386 | 0.059386 | 0.059386 | 0.059386 | 0.059386 | 0.059386 | 0.059386
Scenario 5: High TRC ZEAS Phase In | SCE | Com | WaterHeat | Com - Health | Electric Demand (MW) | Energy Efficiency | 0.00038055 | 0.00084368 | 0.0014067 | 0.0020861 | 0.0029067 | 0.0038948 | 0.0050853 | 0.0065141 | 0.0082267 | 0.010272 | 0.012712 | 0.015634 | 0.019137
Scenario 5: High TRC ZEAS Phase In | SCE | Com | WaterHeat | Com - Health | Electric Demand (MW) | Fuel Substitution | 0 | 0 | 0.13707 | 0.47447 | 1.0695 | 1.7339 | 2.4472 | 3.1953 | 3.9745 | 4.7752 | 5.59 | 6.4138 | 7.2434
Scenario 5: High TRC ZEAS Phase In | SCE | Com | WaterHeat | Com - Health | Electric Energy (GWh/year) | Energy Efficiency | 0.0033633 | 0.0074564 | 0.012432 | 0.018437 | 0.02569 | 0.034422 | 0.044944 | 0.057571 | 0.072707 | 0.090786 | 0.11235 | 0.13817 | 0.16913
Scenario 5: High TRC ZEAS Phase In | SCE | Com | WaterHeat | Com - Health | Electric Energy (GWh/year) | Fuel Substitution | -4.8341 | -9.686 | -12.2792 | -11.8995 | -7.338 | -2.148 | 4.4272 | 11.3225 | 18.505 | 25.8861 | 33.3963 | 40.9902 | 48.6366
Scenario 5: High TRC ZEAS Phase In | SCE | Com | WaterHeat | Com - Health | Gas Energy (MMTherm/year) | Fuel Substitution | 0.54404 | 1.0902 | 1.5297 | 1.8482 | 1.9727 | 2.0987 | 2.0987 | 2.0987 | 2.0987 | 2.0987 | 2.0987 | 2.0987 | 2.0987
Scenario 5: High TRC ZEAS Phase In | SCE | Com | WaterHeat | Com - Lodging | Electric Demand (MW) | Energy Efficiency | 7.9286e-05 | 0.0001759 | 0.00029331 | 0.00043548 | 0.00060753 | 0.00081537 | 0.001066 | 0.001368 | 0.0017309 | 0.0021667 | 0.0026896 | 0.0033164 | 0.0040673
Scenario 5: High TRC ZEAS Phase In | SCE | Com | WaterHeat | Com - Lodging | Electric Demand (MW) | Fuel Substitution | 0 | 0 | 0.13942 | 0.48415 | 1.0937 | 1.7754 | 2.5078 | 3.2776 | 4.0815 | 4.9081 | 5.7491 | 6.5989 | 7.4534
Scenario 5: High TRC ZEAS Phase In | SCE | Com | WaterHeat | Com - Lodging | Electric Energy (GWh/year) | Energy Efficiency | 0.0006829 | 0.001515 | 0.0025263 | 0.0037508 | 0.0052327 | 0.0070229 | 0.0091818 | 0.011782 | 0.014909 | 0.018662 | 0.023166 | 0.028565 | 0.035032
Scenario 5: High TRC ZEAS Phase In | SCE | Com | WaterHeat | Com - Lodging | Electric Energy (GWh/year) | Fuel Substitution | -4.8964 | -9.8027 | -12.6442 | -12.4999 | -8.1219 | -3.1098 | 3.4689 | 10.3834 | 17.6049 | 25.0295 | 32.5842 | 40.2175 | 47.893
Scenario 5: High TRC ZEAS Phase In | SCE | Com | WaterHeat | Com - Lodging | Gas Energy (MMTherm/year) | Fuel Substitution | 0.54294 | 1.0873 | 1.5464 | 1.8859 | 2.0308 | 2.1776 | 2.1776 | 2.1776 | 2.1776 | 2.1776 | 2.1776 | 2.1776 | 2.1776
Scenario 5: High TRC ZEAS Phase In | SCE | Com | WaterHeat | Com - Office (Large) | Electric Demand (MW) | Energy Efficiency | 0.00010078 | 0.0002232 | 0.00037118 | 0.00054962 | 0.0007647 | 0.0010234 | 0.0013338 | 0.0017056 | 0.00215 | 0.00268 | 0.0033123 | 0.0040655 | 0.0049626
Scenario 5: High TRC ZEAS Phase In | SCE | Com | WaterHeat | Com - Office (Large) | Electric Demand (MW) | Fuel Substitution | 0 | 0 | 0.019053 | 0.065884 | 0.148 | 0.23901 | 0.33603 | 0.4384 | 0.54473 | 0.65334 | 0.76307 | 0.87309 | 0.98283
Scenario 5: High TRC ZEAS Phase In | SCE | Com | WaterHeat | Com - Office (Large) | Electric Energy (GWh/year) | Energy Efficiency | 0.0019296 | 0.0042736 | 0.0071071 | 0.010524 | 0.014642 | 0.019596 | 0.025538 | 0.032659 | 0.041167 | 0.051315 | 0.063422 | 0.077844 | 0.09502
Scenario 5: High TRC ZEAS Phase In | SCE | Com | WaterHeat | Com - Office (Large) | Electric Energy (GWh/year) | Fuel Substitution | -1.2367 | -2.4671 | -3.0969 | -2.8102 | -1.2423 | 0.5032 | 2.4455 | 4.4952 | 6.6239 | 8.7985 | 10.9955 | 13.1983 | 15.3955
Scenario 5: High TRC ZEAS Phase In | SCE | Com | WaterHeat | Com - Office (Large) | Gas Energy (MMTherm/year) | Fuel Substitution | 0.1349 | 0.26916 | 0.37984 | 0.45181 | 0.462 | 0.47228 | 0.47228 | 0.47228 | 0.47228 | 0.47228 | 0.47228 | 0.47228 | 0.47228
Scenario 5: High TRC ZEAS Phase In | SCE | Com | WaterHeat | Com - Office (Small) | Electric Demand (MW) | Energy Efficiency | 3.7141e-06 | 8.2144e-06 | 1.365e-05 | 2.02e-05 | 2.5815e-05 | 4.9654e-05 | 6.1031e-05 | 7.4839e-05 | 9.1505e-05 | 0.00011154 | 0.00013555 | 0.00016426 | 0.00019855
Scenario 5: High TRC ZEAS Phase In | SCE | Com | WaterHeat | Com - Office (Small) | Electric Demand (MW) | Fuel Substitution | 0 | 0 | 0.00074774 | 0.0025731 | 0.0053725 | 0.0087131 | 0.012361 | 0.016249 | 0.020295 | 0.024439 | 0.02864 | 0.032872 | 0.037115
Scenario 5: High TRC ZEAS Phase In | SCE | Com | WaterHeat | Com - Office (Small) | Electric Energy (GWh/year) | Energy Efficiency | 0.00042723 | 0.0009449 | 0.0015702 | 0.0023236 | 0.0029695 | 0.0057117 | 0.0070203 | 0.0086087 | 0.010526 | 0.01283 | 0.015592 | 0.018895 | 0.022839
Scenario 5: High TRC ZEAS Phase In | SCE | Com | WaterHeat | Com - Office (Small) | Electric Energy (GWh/year) | Fuel Substitution | -0.3175 | -0.63415 | -0.78717 | -0.72316 | -0.40259 | -0.019399 | 0.41867 | 0.88564 | 1.3715 | 1.8692 | 2.3738 | 2.882 | 3.3917
Scenario 5: High TRC ZEAS Phase In | SCE | Com | WaterHeat | Com - Office (Small) | Gas Energy (MMTherm/year) | Fuel Substitution | 0.034275 | 0.068463 | 0.094783 | 0.11177 | 0.11382 | 0.11619 | 0.11619 | 0.11619 | 0.11619 | 0.11619 | 0.11619 | 0.11619 | 0.11619
Scenario 5: High TRC ZEAS Phase In | SCE | Com | WaterHeat | Com - Other | Electric Demand (MW) | Energy Efficiency | 0.0039515 | 0.0087531 | 0.014571 | 0.021603 | 0.030084 | 0.040297 | 0.052591 | 0.06736 | 0.085069 | 0.1063 | 0.13175 | 0.16223 | 0.19871
Scenario 5: High TRC ZEAS Phase In | SCE | Com | WaterHeat | Com - Other | Electric Demand (MW) | Fuel Substitution | 0 | 0 | 0.86882 | 2.997 | 6.7035 | 10.8552 | 15.2986 | 19.9578 | 24.813 | 29.7952 | 34.8563 | 39.9629 | 45.092
Scenario 5: High TRC ZEAS Phase In | SCE | Com | WaterHeat | Com - Other | Electric Energy (GWh/year) | Energy Efficiency | 0.027032 | 0.059879 | 0.099681 | 0.14778 | 0.2058 | 0.27567 | 0.35977 | 0.4608 | 0.58194 | 0.7272 | 0.9013 | 1.1098 | 1.3594
Scenario 5: High TRC ZEAS Phase In | SCE | Com | WaterHeat | Com - Other | Electric Energy (GWh/year) | Fuel Substitution | -25.0348 | -50.0983 | -63.8383 | -62.5763 | -40.4634 | -15.2826 | 16.3978 | 49.6166 | 84.2336 | 119.7559 | 155.841 | 192.2506 | 228.8211
Scenario 5: High TRC ZEAS Phase In | SCE | Com | WaterHeat | Com - Other | Gas Energy (MMTherm/year) | Fuel Substitution | 2.7117 | 5.4274 | 7.609 | 9.1634 | 9.7167 | 10.2835 | 10.2835 | 10.2835 | 10.2835 | 10.2835 | 10.2835 | 10.2835 | 10.2835
Scenario 5: High TRC ZEAS Phase In | SCE | Com | WaterHeat | Com - Refrig. Warehouse | Electric Demand (MW) | Energy Efficiency | 2.6171e-05 | 4.0606e-05 | 5.8217e-05 | 7.9513e-05 | 0.00010521 | 0.00013616 | 0.00017339 | 0.00021804 | 0.00027157 | 0.00033567 | 0.0004123 | 0.00050395 | 0.00061344
Scenario 5: High TRC ZEAS Phase In | SCE | Com | WaterHeat | Com - Refrig. Warehouse | Electric Demand (MW) | Fuel Substitution | 0 | 0 | 0.00051982 | 0.0018982 | 0.0043492 | 0.0071001 | 0.010067 | 0.013199 | 0.016461 | 0.019815 | 0.023226 | 0.026672 | 0.03014
Scenario 5: High TRC ZEAS Phase In | SCE | Com | WaterHeat | Com - Refrig. Warehouse | Electric Energy (GWh/year) | Energy Efficiency | 0.00031971 | 0.00049606 | 0.00071119 | 0.00097135 | 0.0012853 | 0.0016634 | 0.0021182 | 0.0026636 | 0.0033176 | 0.0041006 | 0.0050368 | 0.0061563 | 0.0074939
Scenario 5: High TRC ZEAS Phase In | SCE | Com | WaterHeat | Com - Refrig. Warehouse | Electric Energy (GWh/year) | Fuel Substitution | -0.027504 | -0.055098 | -0.069515 | -0.068516 | -0.04382 | -0.015377 | 0.022382 | 0.062249 | 0.10378 | 0.14646 | 0.18988 | 0.23375 | 0.27789
Scenario 5: High TRC ZEAS Phase In | SCE | Com | WaterHeat | Com - Refrig. Warehouse | Gas Energy (MMTherm/year) | Fuel Substitution | 0.0031549 | 0.0063213 | 0.0087619 | 0.010734 | 0.01162 | 0.012515 | 0.012515 | 0.012515 | 0.012515 | 0.012515 | 0.012515 | 0.012515 | 0.012515
Scenario 5: High TRC ZEAS Phase In | SCE | Com | WaterHeat | Com - Restaurant | Electric Demand (MW) | Energy Efficiency | 0.0015026 | 0.0033304 | 0.005547 | 0.0082292 | 0.01147 | 0.015371 | 0.020057 | 0.02568 | 0.032422 | 0.04049 | 0.05014 | 0.061667 | 0.075429
Scenario 5: High TRC ZEAS Phase In | SCE | Com | WaterHeat | Com - Restaurant | Electric Demand (MW) | Fuel Substitution | 0 | 0 | 0.96368 | 3.3328 | 7.4952 | 12.1253 | 17.0797 | 22.2891 | 27.7227 | 33.3039 | 38.9794 | 44.7111 | 50.4722
Scenario 5: High TRC ZEAS Phase In | SCE | Com | WaterHeat | Com - Restaurant | Electric Energy (GWh/year) | Energy Efficiency | 0.0082033 | 0.018182 | 0.030284 | 0.044929 | 0.062627 | 0.083929 | 0.10951 | 0.14023 | 0.17704 | 0.22111 | 0.27382 | 0.3368 | 0.41198
Scenario 5: High TRC ZEAS Phase In | SCE | Com | WaterHeat | Com - Restaurant | Electric Energy (GWh/year) | Fuel Substitution | -16.4752 | -32.9451 | -40.7654 | -35.7187 | -12.6988 | 12.9798 | 41.2162 | 70.9072 | 101.8756 | 133.6862 | 166.0342 | 198.7028 | 231.539
Scenario 5: High TRC ZEAS Phase In | SCE | Com | WaterHeat | Com - Restaurant | Gas Energy (MMTherm/year) | Fuel Substitution | 1.8587 | 3.7171 | 5.2233 | 6.1877 | 6.2873 | 6.3882 | 6.3882 | 6.3882 | 6.3882 | 6.3882 | 6.3882 | 6.3882 | 6.3882
Scenario 5: High TRC ZEAS Phase In | SCE | Com | WaterHeat | Com - Retail | Electric Demand (MW) | Energy Efficiency | 0.00024858 | 0.00054977 | 0.00091319 | 0.0013511 | 0.0018781 | 0.002511 | 0.0032691 | 0.004177 | 0.0052623 | 0.0065577 | 0.0081029 | 0.0099436 | 0.012135
Scenario 5: High TRC ZEAS Phase In | SCE | Com | WaterHeat | Com - Retail | Electric Demand (MW) | Fuel Substitution | 0 | 0 | 0.030154 | 0.10378 | 0.23135 | 0.37416 | 0.52674 | 0.68683 | 0.85352 | 1.0244 | 1.1979 | 1.3729 | 1.5484
Scenario 5: High TRC ZEAS Phase In | SCE | Com | WaterHeat | Com - Retail | Electric Energy (GWh/year) | Energy Efficiency | 0.0016582 | 0.0036675 | 0.0060919 | 0.0090131 | 0.01253 | 0.016752 | 0.021811 | 0.027869 | 0.035112 | 0.043757 | 0.054071 | 0.066357 | 0.080985
Scenario 5: High TRC ZEAS Phase In | SCE | Com | WaterHeat | Com - Retail | Electric Energy (GWh/year) | Fuel Substitution | -0.71316 | -1.4251 | -1.7473 | -1.5613 | -0.67763 | 0.31209 | 1.3754 | 2.4911 | 3.6527 | 4.8438 | 6.053 | 7.2721 | 8.4956
Scenario 5: High TRC ZEAS Phase In | SCE | Com | WaterHeat | Com - Retail | Gas Energy (MMTherm/year) | Fuel Substitution | 0.075589 | 0.15105 | 0.2075 | 0.24224 | 0.24293 | 0.24365 | 0.24365 | 0.24365 | 0.24365 | 0.24365 | 0.24365 | 0.24365 | 0.24365
Scenario 5: High TRC ZEAS Phase In | SCE | Com | WaterHeat | Com - School | Electric Demand (MW) | Energy Efficiency | 0.00012494 | 0.00027678 | 0.00046063 | 0.00068239 | 0.00094895 | 0.001269 | 0.0016521 | 0.0021105 | 0.0026586 | 0.0033132 | 0.0040943 | 0.0050264 | 0.0061369
Scenario 5: High TRC ZEAS Phase In | SCE | Com | WaterHeat | Com - School | Electric Demand (MW) | Fuel Substitution | 0 | 0 | 0.064091 | 0.22146 | 0.49697 | 0.80193 | 1.1264 | 1.4674 | 1.8214 | 2.1832 | 2.5492 | 2.9168 | 3.2843
Scenario 5: High TRC ZEAS Phase In | SCE | Com | WaterHeat | Com - School | Electric Energy (GWh/year) | Energy Efficiency | 0.0018511 | 0.0041007 | 0.0068245 | 0.01011 | 0.014059 | 0.018801 | 0.024477 | 0.031269 | 0.039388 | 0.049088 | 0.06066 | 0.074469 | 0.090922
Scenario 5: High TRC ZEAS Phase In | SCE | Com | WaterHeat | Com - School | Electric Energy (GWh/year) | Fuel Substitution | -3.1753 | -6.3467 | -7.9779 | -7.258 | -3.2605 | 1.1869 | 6.1591 | 11.3846 | 16.8087 | 22.3524 | 27.9605 | 33.5941 | 39.2263
Scenario 5: High TRC ZEAS Phase In | SCE | Com | WaterHeat | Com - School | Gas Energy (MMTherm/year) | Fuel Substitution | 0.35409 | 0.70778 | 1 | 1.1908 | 1.22 | 1.2494 | 1.2494 | 1.2494 | 1.2494 | 1.2494 | 1.2494 | 1.2494 | 1.2494
Scenario 5: High TRC ZEAS Phase In | SCE | Com | WaterHeat | Com - Warehouse | Electric Demand (MW) | Energy Efficiency | 1.1989e-05 | 2.6507e-05 | 4.4018e-05 | 6.5124e-05 | 9.0574e-05 | 0.00012117 | 0.00015787 | 0.00020189 | 0.00025399 | 0.00031617 | 0.00039033 | 0.00047865 | 0.00058384
Scenario 5: High TRC ZEAS Phase In | SCE | Com | WaterHeat | Com - Warehouse | Electric Demand (MW) | Fuel Substitution | 0 | 0 | 0.0005665 | 0.0019491 | 0.0043727 | 0.0070667 | 0.0099483 | 0.01296 | 0.016088 | 0.019297 | 0.022555 | 0.025843 | 0.029148
Scenario 5: High TRC ZEAS Phase In | SCE | Com | WaterHeat | Com - Warehouse | Electric Energy (GWh/year) | Energy Efficiency | 0.00033933 | 0.00075021 | 0.0012458 | 0.0018432 | 0.0025634 | 0.0034294 | 0.0044682 | 0.005714 | 0.007189 | 0.0089496 | 0.01105 | 0.013551 | 0.01653
Scenario 5: High TRC ZEAS Phase In | SCE | Com | WaterHeat | Com - Warehouse | Electric Energy (GWh/year) | Fuel Substitution | -0.075303 | -0.1508 | -0.19468 | -0.19822 | -0.14549 | -0.084956 | -4.7355e-05 | 0.088702 | 0.18088 | 0.27541 | 0.37142 | 0.46831 | 0.5657
Scenario 5: High TRC ZEAS Phase In | SCE | Com | WaterHeat | Com - Warehouse | Gas Energy (MMTherm/year) | Fuel Substitution | 0.00833 | 0.016683 | 0.023471 | 0.028546 | 0.030935 | 0.033345 | 0.033345 | 0.033345 | 0.033345 | 0.033345 | 0.033345 | 0.033345 | 0.033345
Scenario 5: High TRC ZEAS Phase In | SCE | Com | WholeBlg | Com - College | Electric Demand (MW) | Energy Efficiency | 0.080354 | 0.1625 | 0.24661 | 0.3331 | 0.4223 | 0.51338 | 0.60767 | 0.7049 | 0.7956 | 0.82383 | 0.84869 | 0.87404 | 0.89933
Scenario 5: High TRC ZEAS Phase In | SCE | Com | WholeBlg | Com - College | Electric Energy (GWh/year) | Energy Efficiency | 0.73228 | 1.4809 | 2.2474 | 3.0355 | 3.8484 | 4.679 | 5.5389 | 6.4255 | 7.2526 | 7.5097 | 7.7363 | 7.9674 | 8.1979
Scenario 5: High TRC ZEAS Phase In | SCE | Com | WholeBlg | Com - Grocery | Electric Demand (MW) | Energy Efficiency | 0.27552 | 0.55743 | 0.84664 | 1.1442 | 1.4515 | 1.7656 | 2.0896 | 2.4233 | 2.7344 | 2.8303 | 2.9143 | 2.9993 | 3.0737
Scenario 5: High TRC ZEAS Phase In | SCE | Com | WholeBlg | Com - Grocery | Electric Energy (GWh/year) | Energy Efficiency | 2.5108 | 5.0799 | 7.7155 | 10.4274 | 13.2279 | 16.0917 | 19.0466 | 22.0896 | 24.9263 | 25.7996 | 26.5657 | 27.3407 | 28.0183
Scenario 5: High TRC ZEAS Phase In | SCE | Com | WholeBlg | Com - Health | Electric Demand (MW) | Energy Efficiency | 0.2627 | 0.5325 | 0.80997 | 1.0963 | 1.3927 | 1.6963 | 2.0112 | 2.3365 | 2.6414 | 2.7424 | 2.8323 | 2.9234 | 3.0137
Scenario 5: High TRC ZEAS Phase In | SCE | Com | WholeBlg | Com - Health | Electric Energy (GWh/year) | Energy Efficiency | 2.394 | 4.8528 | 7.3814 | 9.9907 | 12.6921 | 15.4607 | 18.3321 | 21.2987 | 24.0784 | 24.9987 | 25.8183 | 26.6485 | 27.4713
Scenario 5: High TRC ZEAS Phase In | SCE | Com | WholeBlg | Com - Lodging | Electric Demand (MW) | Energy Efficiency | 0.12427 | 0.2515 | 0.38182 | 0.51597 | 0.6545 | 0.79604 | 0.94254 | 1.0937 | 1.2347 | 1.2791 | 1.3182 | 1.3581 | 1.3968
Scenario 5: High TRC ZEAS Phase In | SCE | Com | WholeBlg | Com - Lodging | Electric Energy (GWh/year) | Energy Efficiency | 1.1325 | 2.292 | 3.4795 | 4.702 | 5.9645 | 7.2553 | 8.5913 | 9.9692 | 11.2554 | 11.6596 | 12.0166 | 12.3796 | 12.7324
Scenario 5: High TRC ZEAS Phase In | SCE | Com | WholeBlg | Com - Office (Large) | Electric Demand (MW) | Energy Efficiency | 0.52284 | 1.0538 | 1.5936 | 2.1442 | 2.7076 | 3.2778 | 3.863 | 4.4611 | 5.0102 | 5.1459 | 5.2563 | 5.3667 | 5.4822
Scenario 5: High TRC ZEAS Phase In | SCE | Com | WholeBlg | Com - Office (Large) | Electric Energy (GWh/year) | Energy Efficiency | 4.7646 | 9.6031 | 14.5229 | 19.5405 | 24.6749 | 29.875 | 35.2112 | 40.6657 | 45.6728 | 46.9084 | 47.9147 | 48.9207 | 49.9736
Scenario 5: High TRC ZEAS Phase In | SCE | Com | WholeBlg | Com - Office (Small) | Electric Demand (MW) | Energy Efficiency | 0.091786 | 0.18524 | 0.28059 | 0.37817 | 0.47838 | 0.58017 | 0.68485 | 0.79215 | 0.89125 | 0.91818 | 0.94085 | 0.96361 | 0.98584
Scenario 5: High TRC ZEAS Phase In | SCE | Com | WholeBlg | Com - Office (Small) | Electric Energy (GWh/year) | Energy Efficiency | 0.83645 | 1.6881 | 2.557 | 3.4463 | 4.3595 | 5.2878 | 6.2424 | 7.2209 | 8.1245 | 8.3698 | 8.5764 | 8.7839 | 8.9866
Scenario 5: High TRC ZEAS Phase In | SCE | Com | WholeBlg | Com - Other | Electric Demand (MW) | Energy Efficiency | 0.39936 | 0.80652 | 1.222 | 1.6479 | 2.086 | 2.5317 | 2.9916 | 3.4644 | 3.9028 | 4.0283 | 4.1364 | 4.2461 | 4.3601
Scenario 5: High TRC ZEAS Phase In | SCE | Com | WholeBlg | Com - Other | Electric Energy (GWh/year) | Energy Efficiency | 3.6394 | 7.3499 | 11.136 | 15.0177 | 19.0099 | 23.0746 | 27.2688 | 31.5799 | 35.5769 | 36.7207 | 37.7061 | 38.7061 | 39.7449
Scenario 5: High TRC ZEAS Phase In | SCE | Com | WholeBlg | Com - Refrig. Warehouse | Electric Demand (MW) | Energy Efficiency | 0.030728 | 0.062592 | 0.095673 | 0.1302 | 0.16632 | 0.20365 | 0.2425 | 0.28289 | 0.32125 | 0.33603 | 0.34962 | 0.36342 | 0.37531
Scenario 5: High TRC ZEAS Phase In | SCE | Com | WholeBlg | Com - Refrig. Warehouse | Electric Energy (GWh/year) | Energy Efficiency | 0.28003 | 0.5704 | 0.87188 | 1.1865 | 1.5157 | 1.8561 | 2.2104 | 2.5787 | 2.9285 | 3.0631 | 3.187 | 3.3128 | 3.4211
Scenario 5: High TRC ZEAS Phase In | SCE | Com | WholeBlg | Com - Restaurant | Electric Demand (MW) | Energy Efficiency | 0.23361 | 0.47457 | 0.72357 | 0.98216 | 1.2517 | 1.5296 | 1.819 | 2.1199 | 2.4059 | 2.5194 | 2.6265 | 2.7378 | 2.8442
Scenario 5: High TRC ZEAS Phase In | SCE | Com | WholeBlg | Com - Restaurant | Electric Energy (GWh/year) | Energy Efficiency | 2.2343 | 4.5531 | 6.9649 | 9.486 | 12.1318 | 14.8808 | 17.7597 | 20.772 | 23.6797 | 25.0463 | 26.3907 | 27.811 | 29.2274
Scenario 5: High TRC ZEAS Phase In | SCE | Com | WholeBlg | Com - Restaurant | Gas Energy (MMTherm/year) | Energy Efficiency | -0.0011657 | -0.0025236 | -0.0040992 | -0.0059193 | -0.0080161 | -0.010386 | -0.013038 | -0.016011 | -0.019327 | -0.023002 | -0.02707 | -0.031553 | -0.036489
Scenario 5: High TRC ZEAS Phase In | SCE | Com | WholeBlg | Com - Retail | Electric Demand (MW) | Energy Efficiency | 0.31335 | 0.63131 | 0.95456 | 1.2841 | 1.621 | 1.9617 | 2.3113 | 2.6684 | 2.9955 | 3.0716 | 3.1312 | 3.1895 | 3.2476
Scenario 5: High TRC ZEAS Phase In | SCE | Com | WholeBlg | Com - Retail | Electric Energy (GWh/year) | Energy Efficiency | 3.4426 | 7.0234 | 10.7536 | 14.6588 | 18.7694 | 23.0633 | 27.5931 | 32.3707 | 37.0618 | 39.6623 | 42.3357 | 45.2307 | 48.3801
Scenario 5: High TRC ZEAS Phase In | SCE | Com | WholeBlg | Com - Retail | Gas Energy (MMTherm/year) | Energy Efficiency | 0.0040287 | 0.0087173 | 0.014101 | 0.020294 | 0.027433 | 0.035578 | 0.044785 | 0.05522 | 0.066946 | 0.080042 | 0.094659 | 0.11088 | 0.12886
Scenario 5: High TRC ZEAS Phase In | SCE | Com | WholeBlg | Com - School | Electric Demand (MW) | Energy Efficiency | 0.096541 | 0.19481 | 0.29491 | 0.39738 | 0.50257 | 0.6094 | 0.71941 | 0.83226 | 0.93651 | 0.96485 | 0.98871 | 1.0127 | 1.0371
Scenario 5: High TRC ZEAS Phase In | SCE | Com | WholeBlg | Com - School | Electric Energy (GWh/year) | Energy Efficiency | 0.87978 | 1.7753 | 2.6876 | 3.6214 | 4.58 | 5.5542 | 6.5574 | 7.5866 | 8.5371 | 8.7952 | 9.0127 | 9.2315 | 9.4538
Scenario 5: High TRC ZEAS Phase In | SCE | Com | WholeBlg | Com - Warehouse | Electric Demand (MW) | Energy Efficiency | 0.16086 | 0.32515 | 0.4931 | 0.66566 | 0.84354 | 1.025 | 1.2123 | 1.409 | 1.5928 | 1.6515 | 1.704 | 1.7579 | 1.813
Scenario 5: High TRC ZEAS Phase In | SCE | Com | WholeBlg | Com - Warehouse | Electric Energy (GWh/year) | Energy Efficiency | 1.4659 | 2.9631 | 4.4937 | 6.0663 | 7.6873 | 9.3416 | 11.0501 | 13.1757 | 15.2261 | 16.1829 | 17.1343 | 18.1518 | 19.2416
Scenario 5: High TRC ZEAS Phase In | SCE | Com | WholeBlg | Com - Warehouse | Gas Energy (MMTherm/year) | Energy Efficiency | 0 | 0 | 0 | 0 | 0 | 0 | 0 | -0.0036239 | -0.0077207 | -0.01233 | -0.017501 | -0.023257 | -0.029676
Scenario 5: High TRC ZEAS Phase In | SCE | Ind | WholeBlg | Ind - All Other Industrial | Electric Demand (MW) | Energy Efficiency | 0.12727 | 0.25439 | 0.38167 | 0.50932 | 0.63723 | 0.65418 | 0.67141 | 0.68862 | 0.70561 | 0.72244 | 0.73908 | 0.75212 | 0.75237
Scenario 5: High TRC ZEAS Phase In | SCE | Ind | WholeBlg | Ind - All Other Industrial | Electric Energy (GWh/year) | Energy Efficiency | 0.92461 | 1.8481 | 2.7727 | 3.7 | 4.6292 | 4.771 | 4.9149 | 5.0586 | 5.2008 | 5.3418 | 5.4815 | 5.591 | 5.5928
Scenario 5: High TRC ZEAS Phase In | SCE | Ind | WholeBlg | Ind - Chemicals | Electric Demand (MW) | Energy Efficiency | 0.38538 | 0.77353 | 1.1654 | 1.5614 | 1.9611 | 2.0274 | 2.094 | 2.1595 | 2.2237 | 2.2867 | 2.3486 | 2.3993 | 2.4109
Scenario 5: High TRC ZEAS Phase In | SCE | Ind | WholeBlg | Ind - Chemicals | Electric Energy (GWh/year) | Energy Efficiency | 2.7997 | 5.6195 | 8.4662 | 11.3429 | 14.2467 | 14.7851 | 15.3256 | 15.8592 | 16.3834 | 16.8997 | 17.4088 | 17.8241 | 17.9115
Scenario 5: High TRC ZEAS Phase In | SCE | Ind | WholeBlg | Ind - Electronics | Electric Demand (MW) | Energy Efficiency | 0.18946 | 0.37909 | 0.56946 | 0.76091 | 0.95331 | 0.98111 | 1.0096 | 1.0383 | 1.0668 | 1.0951 | 1.1232 | 1.1458 | 1.1494
Scenario 5: High TRC ZEAS Phase In | SCE | Ind | WholeBlg | Ind - Electronics | Electric Energy (GWh/year) | Energy Efficiency | 1.3764 | 2.7539 | 4.1369 | 5.5277 | 6.9253 | 7.1552 | 7.3901 | 7.6263 | 7.8613 | 8.0954 | 8.3277 | 8.5148 | 8.5409
Scenario 5: High TRC ZEAS Phase In | SCE | Ind | WholeBlg | Ind - Fabricated Metals | Electric Demand (MW) | Energy Efficiency | 0.26179 | 0.52535 | 0.79159 | 1.0602 | 1.3306 | 1.3736 | 1.4161 | 1.4571 | 1.4969 | 1.5357 | 1.5737 | 1.6039 | 1.6074
Scenario 5: High TRC ZEAS Phase In | SCE | Ind | WholeBlg | Ind - Fabricated Metals | Electric Energy (GWh/year) | Energy Efficiency | 1.9019 | 3.8165 | 5.7506 | 7.7018 | 9.6659 | 10.017 | 10.3647 | 10.7018 | 11.0298 | 11.3515 | 11.6677 | 11.9189 | 11.9451
Scenario 5: High TRC ZEAS Phase In | SCE | Ind | WholeBlg | Ind - Food | Electric Demand (MW) | Energy Efficiency | 0.54495 | 1.0877 | 1.6299 | 2.1725 | 2.715 | 2.7814 | 2.8495 | 2.9176 | 2.985 | 3.0517 | 3.1174 | 3.1673 | 3.162
Scenario 5: High TRC ZEAS Phase In | SCE | Ind | WholeBlg | Ind - Food | Electric Energy (GWh/year) | Energy Efficiency | 3.9589 | 7.902 | 11.8408 | 15.7823 | 19.7234 | 20.2859 | 20.8602 | 21.435 | 22.0038 | 22.5679 | 23.1249 | 23.5494 | 23.5103
Scenario 5: High TRC ZEAS Phase In | SCE | Ind | WholeBlg | Ind - Industrial Machinery | Electric Demand (MW) | Energy Efficiency | 0.081888 | 0.16438 | 0.24781 | 0.33199 | 0.41666 | 0.43015 | 0.44345 | 0.45623 | 0.46864 | 0.48088 | 0.49297 | 0.50264 | 0.50392
Scenario 5: High TRC ZEAS Phase In | SCE | Ind | WholeBlg | Ind - Industrial Machinery | Electric Energy (GWh/year) | Energy Efficiency | 0.5949 | 1.1942 | 1.8002 | 2.4117 | 3.0268 | 3.1369 | 3.2456 | 3.3507 | 3.4533 | 3.5546 | 3.6549 | 3.735 | 3.7448
Scenario 5: High TRC ZEAS Phase In | SCE | Ind | WholeBlg | Ind - Lumber & Furniture | Electric Demand (MW) | Energy Efficiency | 0.045111 | 0.090143 | 0.13524 | 0.18046 | 0.2258 | 0.23179 | 0.23787 | 0.24389 | 0.2498 | 0.25559 | 0.26127 | 0.26567 | 0.2655
Scenario 5: High TRC ZEAS Phase In | SCE | Ind | WholeBlg | Ind - Lumber & Furniture | Electric Energy (GWh/year) | Energy Efficiency | 0.32772 | 0.65486 | 0.98243 | 1.311 | 1.6403 | 1.6905 | 1.7413 | 1.7917 | 1.8412 | 1.8899 | 1.9379 | 1.975 | 1.9738
Scenario 5: High TRC ZEAS Phase In | SCE | Ind | WholeBlg | Ind - Paper | Electric Demand (MW) | Energy Efficiency | 0.17664 | 0.34989 | 0.52069 | 0.68985 | 0.85743 | 0.86908 | 0.8823 | 0.89643 | 0.91107 | 0.92635 | 0.94241 | 0.95432 | 0.94931
Scenario 5: High TRC ZEAS Phase In | SCE | Ind | WholeBlg | Ind - Paper | Electric Energy (GWh/year) | Energy Efficiency | 1.2832 | 2.5418 | 3.7826 | 5.0114 | 6.2288 | 6.3395 | 6.4609 | 6.5888 | 6.7199 | 6.8556 | 6.9966 | 7.1016 | 7.0631
Scenario 5: High TRC ZEAS Phase In | SCE | Ind | WholeBlg | Ind - Petroleum | Electric Demand (MW) | Energy Efficiency | 0.67636 | 1.3498 | 2.0226 | 2.6959 | 3.3694 | 3.4522 | 3.5372 | 3.6225 | 3.7068 | 3.7902 | 3.8723 | 3.9348 | 3.9289
Scenario 5: High TRC ZEAS Phase In | SCE | Ind | WholeBlg | Ind - Petroleum | Electric Energy (GWh/year) | Energy Efficiency | 4.9135 | 9.8061 | 14.6932 | 19.5847 | 24.4771 | 25.1777 | 25.8945 | 26.6131 | 27.3245 | 28.0294 | 28.7247 | 29.2559 | 29.2116
Scenario 5: High TRC ZEAS Phase In | SCE | Ind | WholeBlg | Ind - Plastics | Electric Demand (MW) | Energy Efficiency | 0.31056 | 0.62078 | 0.93158 | 1.2435 | 1.5563 | 1.5985 | 1.6414 | 1.6842 | 1.7262 | 1.7675 | 1.8081 | 1.8396 | 1.8396
Scenario 5: High TRC ZEAS Phase In | SCE | Ind | WholeBlg | Ind - Plastics | Electric Energy (GWh/year) | Energy Efficiency | 2.2561 | 4.5098 | 6.7676 | 9.0335 | 11.3055 | 11.6579 | 12.0156 | 12.3717 | 12.7226 | 13.0689 | 13.4097 | 13.6745 | 13.675
Scenario 5: High TRC ZEAS Phase In | SCE | Ind | WholeBlg | Ind - Primary Metals | Electric Demand (MW) | Energy Efficiency | 0.14736 | 0.29637 | 0.44772 | 0.60146 | 0.75723 | 0.78613 | 0.81544 | 0.84452 | 0.8733 | 0.90201 | 0.93062 | 0.95497 | 0.96432
Scenario 5: High TRC ZEAS Phase In | SCE | Ind | WholeBlg | Ind - Primary Metals | Electric Energy (GWh/year) | Energy Efficiency | 1.0705 | 2.153 | 3.2525 | 4.3694 | 5.5009 | 5.7325 | 5.9674 | 6.2009 | 6.4325 | 6.6639 | 6.8948 | 7.0904 | 7.1601
Scenario 5: High TRC ZEAS Phase In | SCE | Ind | WholeBlg | Ind - Printing & Publishing | Electric Demand (MW) | Energy Efficiency | 0.052172 | 0.10414 | 0.15607 | 0.20806 | 0.26006 | 0.26646 | 0.273 | 0.27953 | 0.28598 | 0.29237 | 0.2987 | 0.30355 | 0.30313
Scenario 5: High TRC ZEAS Phase In | SCE | Ind | WholeBlg | Ind - Printing & Publishing | Electric Energy (GWh/year) | Energy Efficiency | 0.37902 | 0.75653 | 1.1338 | 1.5115 | 1.8892 | 1.9434 | 1.9986 | 2.0536 | 2.1081 | 2.1621 | 2.2158 | 2.2569 | 2.2538
Scenario 5: High TRC ZEAS Phase In | SCE | Ind | WholeBlg | Ind - Stone-Glass-Clay | Electric Demand (MW) | Energy Efficiency | 0.26418 | 0.53154 | 0.8023 | 1.0765 | 1.3539 | 1.4031 | 1.4519 | 1.4999 | 1.5469 | 1.5932 | 1.6389 | 1.6772 | 1.6888
Scenario 5: High TRC ZEAS Phase In | SCE | Ind | WholeBlg | Ind - Stone-Glass-Clay | Electric Energy (GWh/year) | Energy Efficiency | 1.9192 | 3.8615 | 5.8284 | 7.8206 | 9.8351 | 10.2316 | 10.6253 | 11.0137 | 11.3955 | 11.7726 | 12.1458 | 12.4568 | 12.5437
Scenario 5: High TRC ZEAS Phase In | SCE | Ind | WholeBlg | Ind - Textiles | Electric Demand (MW) | Energy Efficiency | 0.036978 | 0.07387 | 0.11078 | 0.14771 | 0.18462 | 0.18917 | 0.19374 | 0.1982 | 0.20255 | 0.20684 | 0.21107 | 0.21423 | 0.21368
Scenario 5: High TRC ZEAS Phase In | SCE | Ind | WholeBlg | Ind - Textiles | Electric Energy (GWh/year) | Energy Efficiency | 0.26863 | 0.53664 | 0.80477 | 1.0731 | 1.3412 | 1.3797 | 1.4183 | 1.4561 | 1.4931 | 1.5297 | 1.5658 | 1.593 | 1.589
Scenario 5: High TRC ZEAS Phase In | SCE | Ind | WholeBlg | Ind - Transportation Equipment | Electric Demand (MW) | Energy Efficiency | 0.31145 | 0.62377 | 0.93979 | 1.2584 | 1.5784 | 1.6271 | 1.6764 | 1.7237 | 1.7704 | 1.8174 | 1.8649 | 1.9034 | 1.9102
Scenario 5: High TRC ZEAS Phase In | SCE | Ind | WholeBlg | Ind - Transportation Equipment | Electric Energy (GWh/year) | Energy Efficiency | 2.2626 | 4.5315 | 6.8272 | 9.1415 | 11.466 | 11.8658 | 12.2698 | 12.6601 | 13.0458 | 13.4345 | 13.8265 | 14.1439 | 14.1941
Scenario 5: High TRC ZEAS Phase In | SCE | Res | AppPlug | Res - Multi Family | Electric Energy (GWh/year) | Fuel Substitution | -0.013953 | -0.029212 | -0.045804 | -0.063755 | -0.083093 | -0.10384 | -0.10384 | -0.10384 | -0.10384 | -0.10384 | -0.10384 | -0.10384 | -0.10384
Scenario 5: High TRC ZEAS Phase In | SCE | Res | AppPlug | Res - Multi Family | Gas Energy (MMTherm/year) | Fuel Substitution | 0.0028417 | 0.0059496 | 0.0093289 | 0.012985 | 0.016923 | 0.021149 | 0.021149 | 0.021149 | 0.021149 | 0.021149 | 0.021149 | 0.021149 | 0.021149
Scenario 5: High TRC ZEAS Phase In | SCE | Res | AppPlug | Res - Single Family | Electric Energy (GWh/year) | Fuel Substitution | -0.093669 | -0.19624 | -0.30769 | -0.42805 | -0.55739 | -0.69581 | -0.69581 | -0.69581 | -0.69581 | -0.69581 | -0.69581 | -0.69581 | -0.69581
Scenario 5: High TRC ZEAS Phase In | SCE | Res | AppPlug | Res - Single Family | Gas Energy (MMTherm/year) | Fuel Substitution | 0.019013 | 0.039834 | 0.062456 | 0.086887 | 0.11314 | 0.14124 | 0.14124 | 0.14124 | 0.14124 | 0.14124 | 0.14124 | 0.14124 | 0.14124
Scenario 5: High TRC ZEAS Phase In | SCE | Res | BROs | Income Qualified - Multi Family IQ | Electric Demand (MW) | Energy Efficiency | 2.6492 | 2.7675 | 2.8929 | 3.0048 | 3.0809 | 3.1625 | 3.2358 | 3.3198 | 3.4 | 3.4841 | 3.5569 | 3.6463 | 3.7381
Scenario 5: High TRC ZEAS Phase In | SCE | Res | BROs | Income Qualified - Multi Family IQ | Electric Energy (GWh/year) | Energy Efficiency | 11.846 | 12.4085 | 13.0114 | 13.5709 | 13.9959 | 14.4595 | 14.8998 | 15.4065 | 15.9147 | 16.4624 | 16.9806 | 17.605 | 18.2718
Scenario 5: High TRC ZEAS Phase In | SCE | Res | BROs | Income Qualified - Single Family IQ | Electric Demand (MW) | Energy Efficiency | 9.0294 | 9.3687 | 9.7261 | 10.067 | 10.2865 | 10.5247 | 10.7392 | 10.9854 | 11.2183 | 11.4547 | 11.6538 | 11.9071 | 12.1677
Scenario 5: High TRC ZEAS Phase In | SCE | Res | BROs | Income Qualified - Single Family IQ | Electric Energy (GWh/year) | Energy Efficiency | 40.3774 | 42.0082 | 43.7462 | 45.4696 | 46.7327 | 48.1237 | 49.4539 | 50.9844 | 52.5144 | 54.1291 | 55.6414 | 57.4964 | 59.4833
Scenario 5: High TRC ZEAS Phase In | SCE | Res | BROs | Res - Multi Family | Electric Demand (MW) | Energy Efficiency | 19.6664 | 20.4106 | 21.195 | 21.9413 | 22.4232 | 22.9459 | 23.4166 | 23.9569 | 24.4684 | 24.9885 | 25.4271 | 25.9842 | 26.5574
Scenario 5: High TRC ZEAS Phase In | SCE | Res | BROs | Res - Multi Family | Electric Energy (GWh/year) | Energy Efficiency | 87.9402 | 91.5157 | 95.3273 | 99.0972 | 101.8653 | 104.9126 | 107.8264 | 111.1788 | 114.5307 | 118.0714 | 121.3894 | 125.4558 | 129.8108
Scenario 5: High TRC ZEAS Phase In | SCE | Res | BROs | Res - Single Family | Electric Demand (MW) | Energy Efficiency | 4.7019 | 4.913 | 5.1369 | 5.336 | 5.4716 | 5.6171 | 5.7476 | 5.8972 | 6.0401 | 6.19 | 6.3198 | 6.4792 | 6.6427
Scenario 5: High TRC ZEAS Phase In | SCE | Res | BROs | Res - Single Family | Electric Energy (GWh/year) | Energy Efficiency | 21.0259 | 22.0293 | 23.1049 | 24.101 | 24.8581 | 25.6837 | 26.4676 | 27.3698 | 28.2747 | 29.2506 | 30.174 | 31.2862 | 32.4738
Scenario 5: High TRC ZEAS Phase In | SCE | Res | BldgEnv | Res - Single Family | Electric Demand (MW) | Energy Efficiency | 0.08821 | 0.17751 | 0.26612 | 0.35303 | 0.43839 | 0.52146 | 0.60197 | 0.67561 | 0.68803 | 0.68458 | 0.68127 | 0.60546 | 0.53179
Scenario 5: High TRC ZEAS Phase In | SCE | Res | BldgEnv | Res - Single Family | Electric Energy (GWh/year) | Energy Efficiency | 0.19196 | 0.37965 | 0.56283 | 0.74133 | 0.91536 | 1.0848 | 1.2498 | 1.4241 | 1.4305 | 1.4436 | 1.4561 | 1.2654 | 1.08
Scenario 5: High TRC ZEAS Phase In | SCE | Res | BldgEnv | Res - Single Family | Gas Energy (MMTherm/year) | Energy Efficiency | 0.033814 | 0.067445 | 0.10054 | 0.13288 | 0.16452 | 0.19531 | 0.22521 | 0.25325 | 0.25597 | 0.25521 | 0.25448 | 0.22338 | 0.19315
Scenario 5: High TRC ZEAS Phase In | SCE | Res | HVAC | Res - Multi Family | Electric Demand (MW) | Energy Efficiency | 0.0040626 | 1.7486 | 3.182 | 2.5988 | 1.1753 | 0.74503 | 1.309 | 1.0264 | 0.80188 | 0.62562 | 0.4888 | 0.38373 | 0.30394
Scenario 5: High TRC ZEAS Phase In | SCE | Res | HVAC | Res - Multi Family | Electric Demand (MW) | Fuel Substitution | 0 | 0 | 0 | 0 | 1.4922e-07 | 3.0867e-07 | 4.7741e-07 | 6.5276e-07 | 8.326e-07 | 1.0154e-06 | 1.2002e-06 | 1.3864e-06 | 1.5735e-06
Scenario 5: High TRC ZEAS Phase In | SCE | Res | HVAC | Res - Multi Family | Electric Energy (GWh/year) | Energy Efficiency | 0.037526 | 1.9883 | 3.6 | 2.9999 | 1.4793 | 1.0509 | 1.752 | 1.5325 | 1.3791 | 1.281 | 1.228 | 1.2115 | 1.2243
Scenario 5: High TRC ZEAS Phase In | SCE | Res | HVAC | Res - Multi Family | Electric Energy (GWh/year) | Fuel Substitution | 4.9396e-06 | 9.2477e-06 | 1.3632e-05 | 2.1922e-05 | 2.3334e-05 | 2.4843e-05 | 2.6441e-05 | 2.8101e-05 | 2.9804e-05 | 3.1536e-05 | 3.3286e-05 | 3.505e-05 | 3.6822e-05
Scenario 5: High TRC ZEAS Phase In | SCE | Res | HVAC | Res - Multi Family | Gas Energy (MMTherm/year) | Fuel Substitution | 8.2671e-06 | 1.7217e-05 | 2.6335e-05 | 3.7827e-05 | 3.7827e-05 | 3.7827e-05 | 3.7827e-05 | 3.7827e-05 | 3.7827e-05 | 3.7827e-05 | 3.7827e-05 | 3.7827e-05 | 3.7827e-05
Scenario 5: High TRC ZEAS Phase In | SCE | Res | HVAC | Res - Single Family | Electric Demand (MW) | Energy Efficiency | 0.92858 | 21.6024 | 38.9805 | 33.7766 | 18.7854 | 15.3382 | 23.3446 | 21.4607 | 19.0474 | 16.9702 | 15.3225 | 14.021 | 12.9959
Scenario 5: High TRC ZEAS Phase In | SCE | Res | HVAC | Res - Single Family | Electric Demand (MW) | Fuel Substitution | 0 | 0 | 0 | 0 | 5.412e-06 | 1.1128e-05 | 1.7151e-05 | 2.3379e-05 | 2.4503e-05 | 2.5656e-05 | 2.6829e-05 | 2.8017e-05 | 2.9216e-05
Scenario 5: High TRC ZEAS Phase In | SCE | Res | HVAC | Res - Single Family | Electric Energy (GWh/year) | Energy Efficiency | 0.86096 | 13.3386 | 23.9134 | 21.2696 | 12.9099 | 11.3391 | 16.4791 | 15.8273 | 14.4796 | 13.266 | 12.3044 | 11.5459 | 10.9496
Scenario 5: High TRC ZEAS Phase In | SCE | Res | HVAC | Res - Single Family | Electric Energy (GWh/year) | Fuel Substitution | -0.00077336 | -0.0015836 | -0.0024116 | -0.0032618 | -0.0032278 | -0.0031919 | -0.0031541 | -0.0031149 | -0.0031071 | -0.0030992 | -0.0030911 | -0.0030829 | -0.0030746
Scenario 5: High TRC ZEAS Phase In | SCE | Res | HVAC | Res - Single Family | Gas Energy (MMTherm/year) | Energy Efficiency | -0.0023475 | -0.0049666 | -0.0078085 | -0.010834 | -0.014037 | -0.01738 | -0.020587 | -0.023838 | -0.024293 | -0.024293 | -0.024293 | -0.024293 | -0.024293
Scenario 5: High TRC ZEAS Phase In | SCE | Res | HVAC | Res - Single Family | Gas Energy (MMTherm/year) | Fuel Substitution | 0.00022053 | 0.00045097 | 0.00068634 | 0.00092879 | 0.00092879 | 0.00092879 | 0.00092879 | 0.00092879 | 0.00092879 | 0.00092879 | 0.00092879 | 0.00092879 | 0.00092879
Scenario 5: High TRC ZEAS Phase In | SCE | Res | WaterHeat | Res - Multi Family | Electric Demand (MW) | Energy Efficiency | 0.0008413 | 0.0021967 | 0.0036153 | 0.0050333 | 0.013806 | 0.049747 | 0.091104 | 0.13395 | 0.17825 | 0.224 | 0.27117 | 0.3196 | 0.37046
Scenario 5: High TRC ZEAS Phase In | SCE | Res | WaterHeat | Res - Multi Family | Electric Demand (MW) | Fuel Substitution | 0 | 0 | 0.050984 | 0.16842 | 0.37071 | 0.59279 | 0.82852 | 1.0734 | 1.3265 | 1.586 | 1.8498 | 2.1165 | 2.3852
Scenario 5: High TRC ZEAS Phase In | SCE | Res | WaterHeat | Res - Multi Family | Electric Energy (GWh/year) | Energy Efficiency | 0.0060438 | 0.014912 | 0.024072 | 0.033159 | 0.079078 | 0.26943 | 0.48848 | 0.71527 | 0.94965 | 1.1915 | 1.4409 | 1.6952 | 1.9624
Scenario 5: High TRC ZEAS Phase In | SCE | Res | WaterHeat | Res - Multi Family | Electric Energy (GWh/year) | Fuel Substitution | -15.1951 | -30.6038 | -92.826 | -155.4754 | -218.2188 | -281.6896 | -280.3775 | -279.0142 | -277.6055 | -276.161 | -274.6927 | -273.2082 | -271.7124
Scenario 5: High TRC ZEAS Phase In | SCE | Res | WaterHeat | Res - Multi Family | Gas Energy (MMTherm/year) | Fuel Substitution | 1.1944 | 2.4029 | 6.817 | 11.2606 | 15.7086 | 20.2147 | 20.2147 | 20.2147 | 20.2147 | 20.2147 | 20.2147 | 20.2147 | 20.2147
Scenario 5: High TRC ZEAS Phase In | SCE | Res | WaterHeat | Res - Single Family | Electric Demand (MW) | Energy Efficiency | 0.023662 | 0.049982 | 0.078511 | 0.10902 | 0.14154 | 0.17586 | 0.21187 | 0.24952 | 0.28521 | 0.32194 | 0.36023 | 0.40009 | 0.44172
Scenario 5: High TRC ZEAS Phase In | SCE | Res | WaterHeat | Res - Single Family | Electric Demand (MW) | Fuel Substitution | 0 | 0 | 0.36668 | 1.2064 | 2.6494 | 4.2315 | 5.9095 | 7.6523 | 9.4527 | 11.2985 | 13.1751 | 15.073 | 16.9862
Scenario 5: High TRC ZEAS Phase In | SCE | Res | WaterHeat | Res - Single Family | Electric Energy (GWh/year) | Energy Efficiency | 0.12165 | 0.25684 | 0.40335 | 0.56 | 0.72691 | 0.90306 | 1.0879 | 1.2811 | 1.4664 | 1.6573 | 1.8562 | 2.0629 | 2.2788
Scenario 5: High TRC ZEAS Phase In | SCE | Res | WaterHeat | Res - Single Family | Electric Energy (GWh/year) | Fuel Substitution | -8.6995 | -17.2482 | -21.5626 | -20.5545 | -12.5832 | -3.8434 | 5.4262 | 15.0541 | 25.0004 | 35.1974 | 45.5644 | 56.0492 | 66.6183
Scenario 5: High TRC ZEAS Phase In | SCE | Res | WaterHeat | Res - Single Family | Gas Energy (MMTherm/year) | Fuel Substitution | 1.2111 | 2.4011 | 3.2836 | 3.7889 | 3.7889 | 3.7889 | 3.7889 | 3.7889 | 3.7889 | 3.7889 | 3.7889 | 3.7889 | 3.7889
Scenario 5: High TRC ZEAS Phase In | SCE | Res | WholeBlg | Res - Single Family | Electric Demand (MW) | Energy Efficiency | 0 | 0 | 0 | 0 | 0 | 0 | 0 | 0 | 0.06255 | 0.11915 | 0.17057 | 0.21769 | 0.26086
Scenario 5: High TRC ZEAS Phase In | SCE | Res | WholeBlg | Res - Single Family | Electric Energy (GWh/year) | Energy Efficiency | 0 | 0 | 0 | 0 | 0 | 0 | 0 | 0 | 0.28002 | 0.53343 | 0.76361 | 0.97457 | 1.1678
Scenario 5: High TRC ZEAS Phase In | SCE | Res | WholeBlg | Res - Single Family | Gas Energy (MMTherm/year) | Energy Efficiency | 0 | 0 | 0 | 0 | 0 | 0 | 0 | 0 | 0.0016146 | 0.0030757 | 0.0044029 | 0.0056194 | 0.0067338
Scenario 5: High TRC ZEAS Phase In | SCG | Ag | WholeBlg | Ag - Dairies, fishing, hunting | Gas Energy (MMTherm/year) | Energy Efficiency | 0.0049239 | 0.0098479 | 0.014772 | 0.019696 | 0.02462 | 0.029544 | 0.034468 | 0.039392 | 0.041901 | 0.041901 | 0.041901 | 0.041901 | 0.041901
Scenario 5: High TRC ZEAS Phase In | SCG | Ag | WholeBlg | Ag - Irrigated Agriculture, vineyards, forestry and greenhouses | Gas Energy (MMTherm/year) | Energy Efficiency | 0.021124 | 0.042247 | 0.063371 | 0.084494 | 0.10562 | 0.12674 | 0.14786 | 0.16899 | 0.17976 | 0.17976 | 0.17976 | 0.17976 | 0.17976
Scenario 5: High TRC ZEAS Phase In | SCG | Ag | WholeBlg | Ag - Water pumping | Gas Energy (MMTherm/year) | Energy Efficiency | 0.0069376 | 0.013875 | 0.020813 | 0.027751 | 0.034688 | 0.041626 | 0.048563 | 0.055501 | 0.059037 | 0.059037 | 0.059037 | 0.059037 | 0.059037
Scenario 5: High TRC ZEAS Phase In | SCG | Com | AppPlug | Com - Health | Gas Energy (MMTherm/year) | Energy Efficiency | 0.90836 | 1.9148 | 3.0144 | 4.1792 | 4.642 | 5.0803 | 5.4869 | 5.8454 | 6.1457 | 6.3762 | 6.5321 | 6.4793 | 6.3437
Scenario 5: High TRC ZEAS Phase In | SCG | Com | AppPlug | Com - Lodging | Gas Energy (MMTherm/year) | Energy Efficiency | 0.6302 | 1.3241 | 2.0796 | 2.8707 | 3.2433 | 3.6055 | 3.9562 | 4.2832 | 4.5742 | 4.831 | 5.0515 | 5.0569 | 5.0008
Scenario 5: High TRC ZEAS Phase In | SCG | Com | AppPlug | Com - Other | Gas Energy (MMTherm/year) | Energy Efficiency | 0.0019687 | 0.00425 | 0.0068631 | 0.0098149 | 0.0099544 | 0.017015 | 0.019039 | 0.038653 | 0.055043 | 0.050795 | 0.050077 | 0.043307 | 0.04055
Scenario 5: High TRC ZEAS Phase In | SCG | Com | BldgEnv | Com - College | Electric Demand (MW) | Energy Efficiency | 0.0042323 | 0.0084492 | 0.012511 | 0.016285 | 0.01966 | 0.022576 | 0.025039 | 0.023034 | 0.020615 | 0.01798 | 0.015325 | 0.012831 | 0.010784
Scenario 5: High TRC ZEAS Phase In | SCG | Com | BldgEnv | Com - College | Electric Energy (GWh/year) | Energy Efficiency | 0.00144 | 0.0028749 | 0.0042568 | 0.0055412 | 0.0066894 | 0.007682 | 0.0085177 | 0.0078343 | 0.0070108 | 0.006114 | 0.0052107 | 0.0043627 | 0.003667
Scenario 5: High TRC ZEAS Phase In | SCG | Com | BldgEnv | Com - College | Gas Energy (MMTherm/year) | Energy Efficiency | 0.0038406 | 0.0076553 | 0.011306 | 0.014665 | 0.01763 | 0.02014 | 0.022176 | 0.019973 | 0.017367 | 0.014553 | 0.011716 | 0.0090213 | 0.0067527
Scenario 5: High TRC ZEAS Phase In | SCG | Com | BldgEnv | Com - Grocery | Electric Demand (MW) | Energy Efficiency | 0.0042697 | 0.0072382 | 0.0089334 | 0.0098221 | 0.010731 | 0.011628 | 0.012557 | 0.0098351 | 0.0084911 | 0.008483 | 0.0093482 | 0.010256 | 0.011238
Scenario 5: High TRC ZEAS Phase In | SCG | Com | BldgEnv | Com - Grocery | Electric Energy (GWh/year) | Energy Efficiency | 0.0014532 | 0.0024638 | 0.0030413 | 0.0033445 | 0.0036546 | 0.0039606 | 0.0042774 | 0.0033524 | 0.0028961 | 0.0028942 | 0.0031894 | 0.0034991 | 0.0038341
Scenario 5: High TRC ZEAS Phase In | SCG | Com | BldgEnv | Com - Grocery | Gas Energy (MMTherm/year) | Energy Efficiency | 0.0029258 | 0.0047944 | 0.0056328 | 0.0058122 | 0.0059977 | 0.0061868 | 0.0063823 | 0.0037785 | 0.0022475 | 0.0017593 | 0.0019435 | 0.0021343 | 0.002334
Scenario 5: High TRC ZEAS Phase In | SCG | Com | BldgEnv | Com - Health | Electric Demand (MW) | Energy Efficiency | 0.0061214 | 0.011653 | 0.016421 | 0.020306 | 0.023315 | 0.025495 | 0.026966 | 0.022502 | 0.018649 | 0.015582 | 0.013417 | 0.012207 | 0.0119
Scenario 5: High TRC ZEAS Phase In | SCG | Com | BldgEnv | Com - Health | Electric Energy (GWh/year) | Energy Efficiency | 0.0029185 | 0.005556 | 0.0078302 | 0.0096839 | 0.011121 | 0.012163 | 0.012867 | 0.010744 | 0.0089112 | 0.0074527 | 0.0064241 | 0.0058506 | 0.0057072
Scenario 5: High TRC ZEAS Phase In | SCG | Com | BldgEnv | Com - Health | Gas Energy (MMTherm/year) | Energy Efficiency | 0.0037475 | 0.0070769 | 0.0098687 | 0.012054 | 0.013632 | 0.014638 | 0.015146 | 0.011765 | 0.0088097 | 0.0063996 | 0.0045995 | 0.003425 | 0.0028378
Scenario 5: High TRC ZEAS Phase In | SCG | Com | BldgEnv | Com - Lodging | Electric Demand (MW) | Energy Efficiency | 0.00016451 | 0.00036355 | 0.00060387 | 0.00089336 | 0.0012413 | 0.0016582 | 0.0021562 | 0.0025871 | 0.0036201 | 0.0048308 | 0.006239 | 0.0078612 | 0.0097087
Scenario 5: High TRC ZEAS Phase In | SCG | Com | BldgEnv | Com - Lodging | Electric Energy (GWh/year) | Energy Efficiency | 0.00010577 | 0.00023373 | 0.00038822 | 0.00057431 | 0.00079795 | 0.001066 | 0.0013861 | 0.001663 | 0.0023326 | 0.0031175 | 0.0040303 | 0.005082 | 0.0062799
Scenario 5: High TRC ZEAS Phase In | SCG | Com | BldgEnv | Com - Lodging | Gas Energy (MMTherm/year) | Energy Efficiency | 6.203e-05 | 0.00013718 | 0.00022803 | 0.00033759 | 0.00046939 | 0.00062747 | 0.00081645 | 0.0009798 | 0.0013677 | 0.0018225 | 0.0023515 | 0.002961 | 0.0036552
Scenario 5: High TRC ZEAS Phase In | SCG | Com | BldgEnv | Com - Office (Large) | Electric Demand (MW) | Energy Efficiency | 0.0049679 | 0.010084 | 0.015306 | 0.020629 | 0.026067 | 0.031612 | 0.037221 | 0.042303 | 0.047411 | 0.05252 | 0.05764 | 0.062743 | 0.067831
Scenario 5: High TRC ZEAS Phase In | SCG | Com | BldgEnv | Com - Office (Large) | Electric Energy (GWh/year) | Energy Efficiency | 0.0016949 | 0.0034403 | 0.0052218 | 0.0070379 | 0.0088932 | 0.010785 | 0.012699 | 0.014433 | 0.016175 | 0.017918 | 0.019665 | 0.021407 | 0.023143
Scenario 5: High TRC ZEAS Phase In | SCG | Com | BldgEnv | Com - Office (Large) | Gas Energy (MMTherm/year) | Energy Efficiency | 0.00064552 | 0.0013095 | 0.0019866 | 0.0026763 | 0.0033802 | 0.0040975 | 0.0048226 | 0.00547 | 0.0061209 | 0.006772 | 0.0074248 | 0.0080756 | 0.0087245
Scenario 5: High TRC ZEAS Phase In | SCG | Com | BldgEnv | Com - Office (Small) | Electric Demand (MW) | Energy Efficiency | 0.0026104 | 0.004522 | 0.0057639 | 0.0065888 | 0.0067082 | 0.014311 | 0.015151 | 0.014027 | 0.01366 | 0.014013 | 0.014832 | 0.015628 | 0.016475
Scenario 5: High TRC ZEAS Phase In | SCG | Com | BldgEnv | Com - Office (Small) | Electric Energy (GWh/year) | Energy Efficiency | 0.00088667 | 0.0015365 | 0.0019594 | 0.0022408 | 0.0022816 | 0.0048755 | 0.0051622 | 0.0047825 | 0.0046596 | 0.004781 | 0.0050604 | 0.0053318 | 0.0056209
Scenario 5: High TRC ZEAS Phase In | SCG | Com | BldgEnv | Com - Office (Small) | Gas Energy (MMTherm/year) | Energy Efficiency | 0.00074221 | 0.0012304 | 0.0014758 | 0.0015831 | 0.0015983 | 0.0025709 | 0.0026798 | 0.002129 | 0.0018395 | 0.0017992 | 0.0019033 | 0.0020062 | 0.002114
Scenario 5: High TRC ZEAS Phase In | SCG | Com | BldgEnv | Com - Other | Electric Demand (MW) | Energy Efficiency | 0.011886 | 0.022592 | 0.031758 | 0.039186 | 0.043413 | 0.048911 | 0.051479 | 0.042605 | 0.035062 | 0.029215 | 0.025255 | 0.023196 | 0.022928
Scenario 5: High TRC ZEAS Phase In | SCG | Com | BldgEnv | Com - Other | Electric Energy (GWh/year) | Energy Efficiency | 0.0040466 | 0.007692 | 0.010813 | 0.013343 | 0.014782 | 0.016656 | 0.017531 | 0.014513 | 0.011948 | 0.0099596 | 0.0086137 | 0.0079151 | 0.0078262
Scenario 5: High TRC ZEAS Phase In | SCG | Com | BldgEnv | Com - Other | Gas Energy (MMTherm/year) | Energy Efficiency | 0.0087464 | 0.016512 | 0.02301 | 0.028086 | 0.031291 | 0.034022 | 0.035119 | 0.027284 | 0.020475 | 0.01498 | 0.010952 | 0.0084045 | 0.0072493
Scenario 5: High TRC ZEAS Phase In | SCG | Com | BldgEnv | Com - Refrig. Warehouse | Electric Demand (MW) | Energy Efficiency | 0.00085805 | 0.00095394 | 0.00096802 | 0.0018808 | 0.0022489 | 0.0026609 | 0.0031184 | 0.0036065 | 0.0044735 | 0.0053897 | 0.0063509 | 0.0070907 | 0.0077982
Scenario 5: High TRC ZEAS Phase In | SCG | Com | BldgEnv | Com - Refrig. Warehouse | Electric Energy (GWh/year) | Energy Efficiency | 0.00029496 | 0.00032778 | 0.00033394 | 0.00064796 | 0.00077564 | 0.00091858 | 0.0010774 | 0.0012456 | 0.0015449 | 0.0018598 | 0.00219 | 0.0024445 | 0.0026876
Scenario 5: High TRC ZEAS Phase In | SCG | Com | BldgEnv | Com - Refrig. Warehouse | Gas Energy (MMTherm/year) | Energy Efficiency | 0.00016834 | 0.00018672 | 0.00019344 | 0.00037296 | 0.00049074 | 0.00062396 | 0.00077317 | 0.00093164 | 0.0012277 | 0.001539 | 0.0018657 | 0.0021118 | 0.002345
Scenario 5: High TRC ZEAS Phase In | SCG | Com | BldgEnv | Com - Restaurant | Electric Demand (MW) | Energy Efficiency | 0.00080935 | 0.0016643 | 0.0025643 | 0.0035101 | 0.0045033 | 0.0055341 | 0.0065968 | 0.0075295 | 0.0085009 | 0.0095058 | 0.010543 | 0.011608 | 0.012702
Scenario 5: High TRC ZEAS Phase In | SCG | Com | BldgEnv | Com - Restaurant | Electric Energy (GWh/year) | Energy Efficiency | 0.0002762 | 0.00056794 | 0.00087507 | 0.0011978 | 0.0015367 | 0.0018884 | 0.002251 | 0.0025693 | 0.0029008 | 0.0032436 | 0.0035976 | 0.0039611 | 0.0043342
Scenario 5: High TRC ZEAS Phase In | SCG | Com | BldgEnv | Com - Restaurant | Gas Energy (MMTherm/year) | Energy Efficiency | 0.00022107 | 0.00045393 | 0.00069846 | 0.00095483 | 0.0012235 | 0.0015019 | 0.0017885 | 0.0020342 | 0.0022903 | 0.0025553 | 0.002829 | 0.0031103 | 0.0033991
Scenario 5: High TRC ZEAS Phase In | SCG | Com | BldgEnv | Com - Retail | Electric Demand (MW) | Energy Efficiency | 0.021421 | 0.039919 | 0.054928 | 0.058175 | 0.064677 | 0.074242 | 0.077896 | 0.062443 | 0.050062 | 0.041426 | 0.044815 | 0.042287 | 0.04325
Scenario 5: High TRC ZEAS Phase In | SCG | Com | BldgEnv | Com - Retail | Electric Energy (GWh/year) | Energy Efficiency | 0.0072895 | 0.013585 | 0.018694 | 0.019802 | 0.022014 | 0.025275 | 0.026522 | 0.021269 | 0.01706 | 0.014127 | 0.015283 | 0.014427 | 0.014759
Scenario 5: High TRC ZEAS Phase In | SCG | Com | BldgEnv | Com - Retail | Gas Energy (MMTherm/year) | Energy Efficiency | 0.028942 | 0.053298 | 0.072257 | 0.073423 | 0.082596 | 0.089014 | 0.090324 | 0.063542 | 0.041426 | 0.024796 | 0.026051 | 0.018334 | 0.015741
Scenario 5: High TRC ZEAS Phase In | SCG | Com | BldgEnv | Com - School | Electric Demand (MW) | Energy Efficiency | 0.001097 | 0.0022341 | 0.0034112 | 0.0046224 | 0.0058488 | 0.0071009 | 0.0083653 | 0.0094947 | 0.010643 | 0.011811 | 0.012993 | 0.014193 | 0.015403
Scenario 5: High TRC ZEAS Phase In | SCG | Com | BldgEnv | Com - School | Electric Energy (GWh/year) | Energy Efficiency | 0.00037425 | 0.00076218 | 0.0011638 | 0.001577 | 0.0019954 | 0.0024226 | 0.002854 | 0.0032393 | 0.0036311 | 0.0040296 | 0.0044328 | 0.0048423 | 0.0052551
Scenario 5: High TRC ZEAS Phase In | SCG | Com | BldgEnv | Com - School | Gas Energy (MMTherm/year) | Energy Efficiency | 0.00014288 | 0.00029078 | 0.00044368 | 0.00060082 | 0.00075981 | 0.000922 | 0.0010857 | 0.0012295 | 0.0013757 | 0.0015245 | 0.0016751 | 0.0018281 | 0.0019824
Scenario 5: High TRC ZEAS Phase In | SCG | Com | BldgEnv | Com - Warehouse | Electric Demand (MW) | Energy Efficiency | 0.0072291 | 0.015456 | 0.024649 | 0.034752 | 0.045655 | 0.057158 | 0.069003 | 0.074528 | 0.086305 | 0.096201 | 0.10388 | 0.10916 | 0.11209
Scenario 5: High TRC ZEAS Phase In | SCG | Com | BldgEnv | Com - Warehouse | Electric Energy (GWh/year) | Energy Efficiency | 0.004617 | 0.0098704 | 0.01574 | 0.02219 | 0.029151 | 0.036496 | 0.04406 | 0.047601 | 0.055247 | 0.061691 | 0.066712 | 0.070198 | 0.072171
Scenario 5: High TRC ZEAS Phase In | SCG | Com | BldgEnv | Com - Warehouse | Gas Energy (MMTherm/year) | Energy Efficiency | 0.0039469 | 0.0084596 | 0.013524 | 0.019102 | 0.025119 | 0.031459 | 0.037971 | 0.040723 | 0.047218 | 0.052557 | 0.056536 | 0.059055 | 0.060134
Scenario 5: High TRC ZEAS Phase In | SCG | Com | FoodServ | Com - College | Electric Demand (MW) | Energy Efficiency | 0.0032904 | 0.0067984 | 0.010556 | 0.014574 | 0.018798 | 0.023283 | 0.028028 | 0.032985 | 0.038149 | 0.043489 | 0.049018 | 0.054848 | 0.06086
Scenario 5: High TRC ZEAS Phase In | SCG | Com | FoodServ | Com - College | Electric Energy (GWh/year) | Energy Efficiency | 0.016125 | 0.03331 | 0.051714 | 0.071392 | 0.092071 | 0.11403 | 0.13726 | 0.16153 | 0.18681 | 0.21296 | 0.24002 | 0.26856 | 0.29799
Scenario 5: High TRC ZEAS Phase In | SCG | Com | FoodServ | Com - College | Gas Energy (MMTherm/year) | Energy Efficiency | 0.021937 | 0.044841 | 0.068727 | 0.093574 | 0.11925 | 0.1458 | 0.17313 | 0.20112 | 0.22971 | 0.25882 | 0.28948 | 0.32106 | 0.35101
Scenario 5: High TRC ZEAS Phase In | SCG | Com | FoodServ | Com - Grocery | Electric Demand (MW) | Energy Efficiency | 0.021428 | 0.044352 | 0.068633 | 0.094282 | 0.12131 | 0.1497 | 0.17938 | 0.21041 | 0.24268 | 0.27614 | 0.3108 | 0.34659 | 0.38352
Scenario 5: High TRC ZEAS Phase In | SCG | Com | FoodServ | Com - Grocery | Electric Energy (GWh/year) | Energy Efficiency | 0.10503 | 0.21733 | 0.33625 | 0.46183 | 0.59414 | 0.73313 | 0.8784 | 1.0302 | 1.1882 | 1.3519 | 1.5215 | 1.6967 | 1.8773
Scenario 5: High TRC ZEAS Phase In | SCG | Com | FoodServ | Com - Grocery | Gas Energy (MMTherm/year) | Energy Efficiency | 0.16024 | 0.32855 | 0.50441 | 0.68772 | 0.87833 | 1.0759 | 1.2799 | 1.4903 | 1.7063 | 1.9274 | 2.1781 | 2.4424 | 2.6607
Scenario 5: High TRC ZEAS Phase In | SCG | Com | FoodServ | Com - Health | Electric Demand (MW) | Energy Efficiency | 0.0080688 | 0.016819 | 0.026299 | 0.03631 | 0.046971 | 0.05821 | 0.07018 | 0.082708 | 0.095772 | 0.1092 | 0.12291 | 0.13732 | 0.15251
Scenario 5: High TRC ZEAS Phase In | SCG | Com | FoodServ | Com - Health | Electric Energy (GWh/year) | Energy Efficiency | 0.039256 | 0.08182 | 0.12793 | 0.17663 | 0.22849 | 0.28317 | 0.3414 | 0.40236 | 0.46593 | 0.53126 | 0.59799 | 0.66814 | 0.74205
Scenario 5: High TRC ZEAS Phase In | SCG | Com | FoodServ | Com - Health | Gas Energy (MMTherm/year) | Energy Efficiency | 0.056647 | 0.11626 | 0.17886 | 0.24399 | 0.31175 | 0.38188 | 0.45453 | 0.5293 | 0.60604 | 0.68434 | 0.76925 | 0.85772 | 0.93732
Scenario 5: High TRC ZEAS Phase In | SCG | Com | FoodServ | Com - Lodging | Electric Demand (MW) | Energy Efficiency | 0.010839 | 0.022403 | 0.034676 | 0.047594 | 0.061195 | 0.075486 | 0.090461 | 0.1061 | 0.12235 | 0.13916 | 0.15654 | 0.17446 | 0.19291
Scenario 5: High TRC ZEAS Phase In | SCG | Com | FoodServ | Com - Lodging | Electric Energy (GWh/year) | Energy Efficiency | 0.053011 | 0.10955 | 0.16955 | 0.2327 | 0.29919 | 0.36904 | 0.44223 | 0.51868 | 0.5981 | 0.68025 | 0.76516 | 0.85273 | 0.94288
Scenario 5: High TRC ZEAS Phase In | SCG | Com | FoodServ | Com - Lodging | Gas Energy (MMTherm/year) | Energy Efficiency | 0.046713 | 0.095926 | 0.1476 | 0.20158 | 0.25787 | 0.31639 | 0.37706 | 0.4398 | 0.5044 | 0.57071 | 0.64493 | 0.72305 | 0.79076
Scenario 5: High TRC ZEAS Phase In | SCG | Com | FoodServ | Com - Other | Electric Demand (MW) | Energy Efficiency | 0.076203 | 0.15726 | 0.24291 | 0.33285 | 0.40488 | 0.52465 | 0.62649 | 0.73201 | 0.84094 | 0.95332 | 1.0691 | 1.1883 | 1.3108
Scenario 5: High TRC ZEAS Phase In | SCG | Com | FoodServ | Com - Other | Electric Energy (GWh/year) | Energy Efficiency | 0.3708 | 0.76504 | 1.1814 | 1.6186 | 1.969 | 2.5507 | 3.0456 | 3.5583 | 4.0875 | 4.6335 | 5.1961 | 5.7749 | 6.3699
Scenario 5: High TRC ZEAS Phase In | SCG | Com | FoodServ | Com - Other | Gas Energy (MMTherm/year) | Energy Efficiency | 0.2422 | 0.49798 | 0.76697 | 1.0487 | 1.2947 | 1.6466 | 1.9642 | 2.2928 | 2.6319 | 2.9813 | 3.3483 | 3.7276 | 4.1009
Scenario 5: High TRC ZEAS Phase In | SCG | Com | FoodServ | Com - Restaurant | Electric Demand (MW) | Energy Efficiency | 0.19089 | 0.39382 | 0.60787 | 0.83311 | 1.0698 | 1.3169 | 1.5742 | 1.8416 | 2.119 | 2.4057 | 2.7014 | 3.0058 | 3.3189
Scenario 5: High TRC ZEAS Phase In | SCG | Com | FoodServ | Com - Restaurant | Electric Energy (GWh/year) | Energy Efficiency | 0.94576 | 1.9507 | 3.0105 | 4.1255 | 5.2966 | 6.5198 | 7.7923 | 9.1151 | 10.4869 | 11.904 | 13.3658 | 14.8704 | 16.418
Scenario 5: High TRC ZEAS Phase In | SCG | Com | FoodServ | Com - Restaurant | Gas Energy (MMTherm/year) | Energy Efficiency | 0.7277 | 1.4969 | 2.3065 | 3.1564 | 4.0463 | 4.9739 | 5.9373 | 6.9363 | 7.969 | 9.0332 | 10.2252 | 11.4843 | 12.5933
Scenario 5: High TRC ZEAS Phase In | SCG | Com | FoodServ | Com - Retail | Electric Demand (MW) | Energy Efficiency | 0.001628 | 0.0034342 | 0.0054087 | 0.0075678 | 0.0075678 | 0.012981 | 0.015736 | 0.018704 | 0.021872 | 0.025235 | 0.028799 | 0.032553 | 0.0365
Scenario 5: High TRC ZEAS Phase In | SCG | Com | FoodServ | Com - Retail | Electric Energy (GWh/year) | Energy Efficiency | 0.0079745 | 0.016822 | 0.026493 | 0.03707 | 0.03707 | 0.063586 | 0.077078 | 0.091619 | 0.10714 | 0.12361 | 0.14106 | 0.15945 | 0.17879
Scenario 5: High TRC ZEAS Phase In | SCG | Com | FoodServ | Com - Retail | Gas Energy (MMTherm/year) | Energy Efficiency | 0.0001766 | 0.00037253 | 0.0005867 | 0.00082092 | 0.00082092 | 0.0014081 | 0.0017069 | 0.0020289 | 0.0023726 | 0.0027373 | 0.0031239 | 0.0035311 | 0.0039593
Scenario 5: High TRC ZEAS Phase In | SCG | Com | FoodServ | Com - School | Electric Demand (MW) | Energy Efficiency | 0.020306 | 0.041654 | 0.064055 | 0.087464 | 0.11172 | 0.13692 | 0.16294 | 0.18977 | 0.21741 | 0.2459 | 0.27516 | 0.30524 | 0.33606
Scenario 5: High TRC ZEAS Phase In | SCG | Com | FoodServ | Com - School | Electric Energy (GWh/year) | Energy Efficiency | 0.096727 | 0.19845 | 0.3052 | 0.4168 | 0.53242 | 0.65257 | 0.77667 | 0.90462 | 1.0365 | 1.1724 | 1.3119 | 1.4555 | 1.6025
Scenario 5: High TRC ZEAS Phase In | SCG | Com | FoodServ | Com - School | Gas Energy (MMTherm/year) | Energy Efficiency | 0.054444 | 0.11121 | 0.17025 | 0.23142 | 0.29439 | 0.35915 | 0.42546 | 0.49321 | 0.56232 | 0.63275 | 0.70655 | 0.78242 | 0.85506
Scenario 5: High TRC ZEAS Phase In | SCG | Com | HVAC | Com - College | Electric Demand (MW) | Energy Efficiency | 0.040402 | 0.080912 | 0.12251 | 0.16548 | 0.20866 | 0.25323 | 0.29715 | 0.3415 | 0.38619 | 0.43081 | 0.47559 | 0.52223 | 0.56896
Scenario 5: High TRC ZEAS Phase In | SCG | Com | HVAC | Com - College | Electric Energy (GWh/year) | Energy Efficiency | 0.054692 | 0.10956 | 0.16577 | 0.22367 | 0.28187 | 0.34176 | 0.39345 | 0.44564 | 0.49823 | 0.55074 | 0.60344 | 0.65832 | 0.71332
Scenario 5: High TRC ZEAS Phase In | SCG | Com | HVAC | Com - College | Gas Energy (MMTherm/year) | Energy Efficiency | 0.0081004 | 0.016248 | 0.024522 | 0.032943 | 0.041411 | 0.050027 | 0.0529 | 0.055801 | 0.058724 | 0.061643 | 0.064573 | 0.067624 | 0.070681
Scenario 5: High TRC ZEAS Phase In | SCG | Com | HVAC | Com - Grocery | Gas Energy (MMTherm/year) | Energy Efficiency | 0.0038679 | 0.0078297 | 0.011838 | 0.016034 | 0.020306 | 0.024653 | 0.029049 | 0.033515 | 0.037951 | 0.042303 | 0.046707 | 0.051152 | 0.055672
Scenario 5: High TRC ZEAS Phase In | SCG | Com | HVAC | Com - Health | Electric Demand (MW) | Energy Efficiency | 0.0019458 | 0.0039197 | 0.0059236 | 0.0079411 | 0.0099809 | 0.012038 | 0.012038 | 0.012038 | 0.012038 | 0.012038 | 0.012038 | 0.012038 | 0.012038
Scenario 5: High TRC ZEAS Phase In | SCG | Com | HVAC | Com - Health | Electric Energy (GWh/year) | Energy Efficiency | 0.0097179 | 0.019577 | 0.029585 | 0.039661 | 0.049849 | 0.060123 | 0.060123 | 0.060123 | 0.060123 | 0.060123 | 0.060123 | 0.060123 | 0.060123
Scenario 5: High TRC ZEAS Phase In | SCG | Com | HVAC | Com - Health | Gas Energy (MMTherm/year) | Energy Efficiency | 0.12364 | 0.25024 | 0.3776 | 0.50266 | 0.6234 | 0.73755 | 0.73279 | 0.71604 | 0.67953 | 0.64457 | 0.60434 | 0.56238 | 0.52136
Scenario 5: High TRC ZEAS Phase In | SCG | Com | HVAC | Com - Lodging | Electric Demand (MW) | Energy Efficiency | 0.00081197 | 0.0016331 | 0.0024632 | 0.0033004 | 0.0041462 | 0.0050008 | 0.0050008 | 0.0050008 | 0.0050008 | 0.0050008 | 0.0050008 | 0.0050008 | 0.0050008
Scenario 5: High TRC ZEAS Phase In | SCG | Com | HVAC | Com - Lodging | Electric Energy (GWh/year) | Energy Efficiency | 0.0040552 | 0.0081561 | 0.012302 | 0.016483 | 0.020708 | 0.024976 | 0.024976 | 0.024976 | 0.024976 | 0.024976 | 0.024976 | 0.024976 | 0.024976
Scenario 5: High TRC ZEAS Phase In | SCG | Com | HVAC | Com - Lodging | Gas Energy (MMTherm/year) | Energy Efficiency | 0.061581 | 0.12408 | 0.1862 | 0.24653 | 0.30389 | 0.35724 | 0.35076 | 0.33823 | 0.29271 | 0.24903 | 0.20849 | 0.17208 | 0.14054
Scenario 5: High TRC ZEAS Phase In | SCG | Com | HVAC | Com - Office (Large) | Electric Demand (MW) | Energy Efficiency | 0.014092 | 0.028174 | 0.042213 | 0.056221 | 0.070232 | 0.084257 | 0.084257 | 0.084257 | 0.084257 | 0.084257 | 0.084257 | 0.084257 | 0.084257
Scenario 5: High TRC ZEAS Phase In | SCG | Com | HVAC | Com - Office (Large) | Electric Energy (GWh/year) | Energy Efficiency | 0.070379 | 0.14071 | 0.21082 | 0.28078 | 0.35076 | 0.4208 | 0.4208 | 0.4208 | 0.4208 | 0.4208 | 0.4208 | 0.4208 | 0.4208
Scenario 5: High TRC ZEAS Phase In | SCG | Com | HVAC | Com - Office (Large) | Gas Energy (MMTherm/year) | Energy Efficiency | 0.042488 | 0.084946 | 0.12727 | 0.1695 | 0.21174 | 0.25402 | 0.25408 | 0.25413 | 0.25419 | 0.25424 | 0.25429 | 0.25434 | 0.25439
Scenario 5: High TRC ZEAS Phase In | SCG | Com | HVAC | Com - Office (Small) | Electric Demand (MW) | Energy Efficiency | 0.046175 | 0.092493 | 0.13886 | 0.18535 | 0.18943 | 0.58789 | 0.62547 | 0.66311 | 0.70077 | 0.73838 | 0.77599 | 0.81355 | 0.85108
Scenario 5: High TRC ZEAS Phase In | SCG | Com | HVAC | Com - Office (Small) | Electric Energy (GWh/year) | Energy Efficiency | 0.086882 | 0.17415 | 0.26165 | 0.34944 | 0.36988 | 1.0015 | 1.0552 | 1.1089 | 1.1626 | 1.2163 | 1.2699 | 1.3235 | 1.377
Scenario 5: High TRC ZEAS Phase In | SCG | Com | HVAC | Com - Office (Small) | Gas Energy (MMTherm/year) | Energy Efficiency | 0.020048 | 0.040258 | 0.060593 | 0.081047 | 0.09335 | 0.16858 | 0.17075 | 0.17292 | 0.17509 | 0.17725 | 0.17942 | 0.18158 | 0.18373
Scenario 5: High TRC ZEAS Phase In | SCG | Com | HVAC | Com - Other | Electric Demand (MW) | Energy Efficiency | 0.93752 | 1.8952 | 2.8742 | 3.8932 | 3.9557 | 5.9813 | 7.0562 | 8.1473 | 9.2326 | 10.3116 | 11.4078 | 12.5181 | 13.645
Scenario 5: High TRC ZEAS Phase In | SCG | Com | HVAC | Com - Other | Electric Energy (GWh/year) | Energy Efficiency | 1.3125 | 2.653 | 4.0233 | 5.4401 | 5.5197 | 8.3451 | 9.8402 | 11.3584 | 12.8755 | 14.3936 | 15.9349 | 17.4954 | 19.0786
Scenario 5: High TRC ZEAS Phase In | SCG | Com | HVAC | Com - Other | Gas Energy (MMTherm/year) | Energy Efficiency | 0.066658 | 0.13472 | 0.2084 | 0.28613 | 0.29159 | 0.4452 | 0.52642 | 0.60882 | 0.69051 | 0.76591 | 0.84729 | 0.93061 | 1.0152
Scenario 5: High TRC ZEAS Phase In | SCG | Com | HVAC | Com - Restaurant | Electric Demand (MW) | Energy Efficiency | 0.069835 | 0.141 | 0.21354 | 0.28763 | 0.3635 | 0.44044 | 0.5181 | 0.59675 | 0.67628 | 0.75646 | 0.83739 | 0.91889 | 1.0011
Scenario 5: High TRC ZEAS Phase In | SCG | Com | HVAC | Com - Restaurant | Electric Energy (GWh/year) | Energy Efficiency | 0.044847 | 0.090536 | 0.1371 | 0.18465 | 0.23333 | 0.28269 | 0.33238 | 0.3827 | 0.43359 | 0.4849 | 0.53669 | 0.58885 | 0.64144
Scenario 5: High TRC ZEAS Phase In | SCG | Com | HVAC | Com - Restaurant | Gas Energy (MMTherm/year) | Energy Efficiency | 0.34241 | 0.69695 | 1.0604 | 1.4311 | 1.8084 | 2.1932 | 2.5821 | 2.9753 | 3.3727 | 3.7742 | 4.1799 | 4.5897 | 5.0038
Scenario 5: High TRC ZEAS Phase In | SCG | Com | HVAC | Com - Retail | Electric Demand (MW) | Energy Efficiency | 0.16783 | 0.33827 | 0.50989 | 0.68369 | 0.68567 | 1.0626 | 1.2413 | 1.4228 | 1.606 | 1.7906 | 1.9769 | 2.1643 | 2.3532
Scenario 5: High TRC ZEAS Phase In | SCG | Com | HVAC | Com - Retail | Electric Energy (GWh/year) | Energy Efficiency | 0.15304 | 0.30842 | 0.46488 | 0.62329 | 0.63333 | 0.96715 | 1.1188 | 1.2729 | 1.4283 | 1.585 | 1.7431 | 1.9022 | 2.0625
Scenario 5: High TRC ZEAS Phase In | SCG | Com | HVAC | Com - Retail | Gas Energy (MMTherm/year) | Energy Efficiency | 0.011506 | 0.023167 | 0.034924 | 0.046806 | 0.052805 | 0.07168 | 0.075952 | 0.080291 | 0.084661 | 0.089073 | 0.093528 | 0.098011 | 0.10253
Scenario 5: High TRC ZEAS Phase In | SCG | Com | HVAC | Com - School | Electric Demand (MW) | Energy Efficiency | 0.15513 | 0.30839 | 0.46052 | 0.61134 | 0.75901 | 0.90551 | 1.0442 | 1.1809 | 1.316 | 1.4503 | 1.5832 | 1.7156 | 1.8469
Scenario 5: High TRC ZEAS Phase In | SCG | Com | HVAC | Com - School | Electric Energy (GWh/year) | Energy Efficiency | 0.14241 | 0.28345 | 0.42368 | 0.56295 | 0.69976 | 0.83571 | 0.94244 | 1.0476 | 1.1515 | 1.2547 | 1.357 | 1.4589 | 1.5599
Scenario 5: High TRC ZEAS Phase In | SCG | Com | HVAC | Com - School | Gas Energy (MMTherm/year) | Energy Efficiency | 0.040739 | 0.081229 | 0.12161 | 0.16182 | 0.2015 | 0.24103 | 0.26363 | 0.28593 | 0.30799 | 0.32991 | 0.35162 | 0.37326 | 0.39473
Scenario 5: High TRC ZEAS Phase In | SCG | Com | HVAC | Com - Warehouse | Gas Energy (MMTherm/year) | Energy Efficiency | 0 | 0 | 0 | 0 | 0 | 2.201e-06 | 4.4782e-06 | 6.8373e-06 | 9.2555e-06 | 9.2555e-06 | 9.2555e-06 | 1.1832e-05 | 1.4464e-05
Scenario 5: High TRC ZEAS Phase In | SCG | Com | WaterHeat | Com - College | Electric Demand (MW) | Energy Efficiency | -0.00034666 | -0.00069252 | -0.00059393 | -0.00049434 | -0.00039418 | -0.00029299 | -0.00029299 | -0.00029299 | -0.00029299 | -0.00029299 | -0.00029299 | -0.00029299 | -0.00029299
Scenario 5: High TRC ZEAS Phase In | SCG | Com | WaterHeat | Com - College | Electric Energy (GWh/year) | Energy Efficiency | -0.0013616 | -0.00272 | -0.0023205 | -0.0019169 | -0.0015111 | -0.001101 | -0.001101 | -0.001101 | -0.001101 | -0.001101 | -0.001101 | -0.001101 | -0.001101
Scenario 5: High TRC ZEAS Phase In | SCG | Com | WaterHeat | Com - College | Gas Energy (MMTherm/year) | Energy Efficiency | 0.044695 | 0.087396 | 0.11305 | 0.13763 | 0.15191 | 0.16788 | 0.1655 | 0.16337 | 0.16142 | 0.15966 | 0.15805 | 0.15658 | 0.15527
Scenario 5: High TRC ZEAS Phase In | SCG | Com | WaterHeat | Com - Grocery | Electric Demand (MW) | Energy Efficiency | 1.6039e-05 | 3.2215e-05 | 4.8492e-05 | 6.4895e-05 | 8.1439e-05 | 9.8134e-05 | 9.8134e-05 | 9.8134e-05 | 9.8134e-05 | 9.8134e-05 | 9.8134e-05 | 9.8134e-05 | 9.8134e-05
Scenario 5: High TRC ZEAS Phase In | SCG | Com | WaterHeat | Com - Grocery | Electric Energy (GWh/year) | Energy Efficiency | 8.7215e-05 | 0.00017517 | 0.00026368 | 0.00035287 | 0.00044283 | 0.00053361 | 0.00053361 | 0.00053361 | 0.00053361 | 0.00053361 | 0.00053361 | 0.00053361 | 0.00053361
Scenario 5: High TRC ZEAS Phase In | SCG | Com | WaterHeat | Com - Grocery | Gas Energy (MMTherm/year) | Energy Efficiency | 0.058532 | 0.091892 | 0.11087 | 0.12856 | 0.097137 | 0.090382 | 0.087494 | 0.085272 | 0.083287 | 0.081515 | 0.079936 | 0.078529 | 0.077283
Scenario 5: High TRC ZEAS Phase In | SCG | Com | WaterHeat | Com - Health | Electric Demand (MW) | Energy Efficiency | -0.0003739 | -0.00075026 | -0.00060913 | -0.00046714 | -0.0003236 | -0.00017883 | -0.00017883 | -0.00017883 | -0.00017883 | -0.00017883 | -0.00017883 | -0.00017883 | -0.00017883
Scenario 5: High TRC ZEAS Phase In | SCG | Com | WaterHeat | Com - Health | Electric Energy (GWh/year) | Energy Efficiency | -0.0032991 | -0.0066202 | -0.0054559 | -0.0042843 | -0.0031001 | -0.0019057 | -0.0019057 | -0.0019057 | -0.0019057 | -0.0019057 | -0.0019057 | -0.0019057 | -0.0019057
Scenario 5: High TRC ZEAS Phase In | SCG | Com | WaterHeat | Com - Health | Gas Energy (MMTherm/year) | Energy Efficiency | 0.11379 | 0.21599 | 0.27895 | 0.34128 | 0.37876 | 0.42829 | 0.42534 | 0.42262 | 0.42008 | 0.41719 | 0.41472 | 0.41259 | 0.41073
Scenario 5: High TRC ZEAS Phase In | SCG | Com | WaterHeat | Com - Lodging | Electric Demand (MW) | Energy Efficiency | 0.0003709 | 0.00074663 | 0.0017542 | 0.00277 | 0.0037961 | 0.0048329 | 0.0048329 | 0.0048329 | 0.0048329 | 0.0048329 | 0.0048329 | 0.0048329 | 0.0048329
Scenario 5: High TRC ZEAS Phase In | SCG | Com | WaterHeat | Com - Lodging | Electric Energy (GWh/year) | Energy Efficiency | 0.0030518 | 0.0061433 | 0.014439 | 0.022802 | 0.03125 | 0.039786 | 0.039786 | 0.039786 | 0.039786 | 0.039786 | 0.039786 | 0.039786 | 0.039786
Scenario 5: High TRC ZEAS Phase In | SCG | Com | WaterHeat | Com - Lodging | Gas Energy (MMTherm/year) | Energy Efficiency | 0.57839 | 1.1169 | 1.577 | 1.9985 | 2.3737 | 2.7464 | 2.6062 | 2.506 | 2.4366 | 2.3933 | 2.3677 | 2.3542 | 2.3477
Scenario 5: High TRC ZEAS Phase In | SCG | Com | WaterHeat | Com - Office (Large) | Electric Demand (MW) | Energy Efficiency | -3.1482e-05 | -6.1882e-05 | -1.3044e-07 | 6.1464e-05 | 0.00012306 | 0.00018473 | 0.00018473 | 0.00018473 | 0.00018473 | 0.00018473 | 0.00018473 | 0.00018473 | 0.00018473
Scenario 5: High TRC ZEAS Phase In | SCG | Com | WaterHeat | Com - Office (Large) | Electric Energy (GWh/year) | Energy Efficiency | -0.00064266 | -0.0012632 | 2.166e-06 | 0.0012643 | 0.0025266 | 0.0037903 | 0.0037903 | 0.0037903 | 0.0037903 | 0.0037903 | 0.0037903 | 0.0037903 | 0.0037903
Scenario 5: High TRC ZEAS Phase In | SCG | Com | WaterHeat | Com - Office (Large) | Gas Energy (MMTherm/year) | Energy Efficiency | 0.10243 | 0.20192 | 0.28087 | 0.35646 | 0.40434 | 0.45309 | 0.44601 | 0.43959 | 0.43359 | 0.42816 | 0.42324 | 0.41895 | 0.41506
Scenario 5: High TRC ZEAS Phase In | SCG | Com | WaterHeat | Com - Office (Small) | Electric Demand (MW) | Energy Efficiency | -2.8121e-06 | -5.634e-06 | -5.634e-06 | -5.634e-06 | -5.634e-06 | -5.634e-06 | -5.634e-06 | -5.634e-06 | -5.634e-06 | -5.634e-06 | -5.634e-06 | -5.634e-06 | -5.634e-06
Scenario 5: High TRC ZEAS Phase In | SCG | Com | WaterHeat | Com - Office (Small) | Electric Energy (GWh/year) | Energy Efficiency | -0.00034234 | -0.00068587 | -0.00068587 | -0.00068587 | -0.00068587 | -0.00068587 | -0.00068587 | -0.00068587 | -0.00068587 | -0.00068587 | -0.00068587 | -0.00068587 | -0.00068587
Scenario 5: High TRC ZEAS Phase In | SCG | Com | WaterHeat | Com - Office (Small) | Gas Energy (MMTherm/year) | Energy Efficiency | 0.012983 | 0.025092 | 0.033046 | 0.040107 | 0.03705 | 0.034274 | 0.031753 | 0.029463 | 0.027382 | 0.025493 | 0.023776 | 0.022216 | 0.0208
Scenario 5: High TRC ZEAS Phase In | SCG | Com | WaterHeat | Com - Other | Electric Demand (MW) | Energy Efficiency | -0.0033082 | -0.0066442 | -0.0064834 | -0.0063208 | -0.0061924 | -0.0059922 | -0.0059922 | -0.0059922 | -0.0059922 | -0.0059922 | -0.0059922 | -0.0059922 | -0.0059922
Scenario 5: High TRC ZEAS Phase In | SCG | Com | WaterHeat | Com - Other | Electric Energy (GWh/year) | Energy Efficiency | -0.021976 | -0.044136 | -0.043062 | -0.041976 | -0.041118 | -0.03978 | -0.03978 | -0.03978 | -0.03978 | -0.03978 | -0.03978 | -0.03978 | -0.03978
Scenario 5: High TRC ZEAS Phase In | SCG | Com | WaterHeat | Com - Other | Gas Energy (MMTherm/year) | Energy Efficiency | 0.33732 | 0.6606 | 0.77211 | 0.86537 | 0.89164 | 0.95435 | 0.94064 | 0.9293 | 0.91898 | 0.90981 | 0.90311 | 0.89537 | 0.88955
Scenario 5: High TRC ZEAS Phase In | SCG | Com | WaterHeat | Com - Refrig. Warehouse | Electric Demand (MW) | Energy Efficiency | -5.8445e-06 | -7.7183e-06 | -7.4158e-06 | -6.389e-06 | -5.9754e-06 | -5.5588e-06 | -5.5588e-06 | -5.5588e-06 | -5.5588e-06 | -5.5588e-06 | -5.5588e-06 | -5.5588e-06 | -5.5588e-06
Scenario 5: High TRC ZEAS Phase In | SCG | Com | WaterHeat | Com - Refrig. Warehouse | Electric Energy (GWh/year) | Energy Efficiency | -7.1305e-05 | -9.4163e-05 | -9.0445e-05 | -7.7825e-05 | -7.2741e-05 | -6.762e-05 | -6.762e-05 | -6.762e-05 | -6.762e-05 | -6.762e-05 | -6.762e-05 | -6.762e-05 | -6.762e-05
Scenario 5: High TRC ZEAS Phase In | SCG | Com | WaterHeat | Com - Refrig. Warehouse | Gas Energy (MMTherm/year) | Energy Efficiency | 0.0064437 | 0.0083066 | 0.0099307 | 0.011591 | 0.0077431 | 0.0075276 | 0.0069412 | 0.0065741 | 0.0062411 | 0.0059389 | 0.0056646 | 0.0054156 | 0.0051897
Scenario 5: High TRC ZEAS Phase In | SCG | Com | WaterHeat | Com - Restaurant | Electric Demand (MW) | Energy Efficiency | -0.0039246 | -0.0078884 | -0.0078368 | -0.0077846 | -0.0077317 | -0.0076782 | -0.0076782 | -0.0076782 | -0.0076782 | -0.0076782 | -0.0076782 | -0.0076782 | -0.0076782
Scenario 5: High TRC ZEAS Phase In | SCG | Com | WaterHeat | Com - Restaurant | Electric Energy (GWh/year) | Energy Efficiency | -0.020707 | -0.04162 | -0.041342 | -0.04106 | -0.040774 | -0.040485 | -0.040485 | -0.040485 | -0.040485 | -0.040485 | -0.040485 | -0.040485 | -0.040485
Scenario 5: High TRC ZEAS Phase In | SCG | Com | WaterHeat | Com - Restaurant | Gas Energy (MMTherm/year) | Energy Efficiency | 0.24872 | 0.49935 | 0.54875 | 0.59806 | 0.64165 | 0.68589 | 0.68632 | 0.68694 | 0.68772 | 0.68863 | 0.68967 | 0.69082 | 0.6921
Scenario 5: High TRC ZEAS Phase In | SCG | Com | WaterHeat | Com - Retail | Electric Demand (MW) | Energy Efficiency | -0.00011932 | -0.00023952 | -0.00023952 | -0.00023952 | -0.00023952 | -0.00023952 | -0.00023952 | -0.00023952 | -0.00023952 | -0.00023952 | -0.00023952 | -0.00023952 | -0.00023952
Scenario 5: High TRC ZEAS Phase In | SCG | Com | WaterHeat | Com - Retail | Electric Energy (GWh/year) | Energy Efficiency | -0.00077871 | -0.0015632 | -0.0015632 | -0.0015632 | -0.0015632 | -0.0015632 | -0.0015632 | -0.0015632 | -0.0015632 | -0.0015632 | -0.0015632 | -0.0015632 | -0.0015632
Scenario 5: High TRC ZEAS Phase In | SCG | Com | WaterHeat | Com - Retail | Gas Energy (MMTherm/year) | Energy Efficiency | 0.074059 | 0.12148 | 0.15679 | 0.1797 | 0.14261 | 0.129 | 0.11865 | 0.10814 | 0.098779 | 0.090684 | 0.083359 | 0.077121 | 0.071451
Scenario 5: High TRC ZEAS Phase In | SCG | Com | WaterHeat | Com - School | Electric Demand (MW) | Energy Efficiency | -0.00024684 | -0.00049066 | -0.00045637 | -0.00042202 | -0.00038772 | -0.00035335 | -0.00035335 | -0.00035335 | -0.00035335 | -0.00035335 | -0.00035335 | -0.00035335 | -0.00035335
Scenario 5: High TRC ZEAS Phase In | SCG | Com | WaterHeat | Com - School | Electric Energy (GWh/year) | Energy Efficiency | -0.0038354 | -0.0076238 | -0.0070937 | -0.0065625 | -0.0060323 | -0.0055009 | -0.0055009 | -0.0055009 | -0.0055009 | -0.0055009 | -0.0055009 | -0.0055009 | -0.0055009
Scenario 5: High TRC ZEAS Phase In | SCG | Com | WaterHeat | Com - School | Gas Energy (MMTherm/year) | Energy Efficiency | 0.085062 | 0.16863 | 0.20573 | 0.24168 | 0.26578 | 0.2903 | 0.28741 | 0.28481 | 0.28245 | 0.28032 | 0.27841 | 0.27668 | 0.27513
Scenario 5: High TRC ZEAS Phase In | SCG | Com | WaterHeat | Com - Warehouse | Electric Demand (MW) | Energy Efficiency | 1.2056e-07 | 2.5157e-07 | 2.2351e-06 | 4.2412e-06 | 6.2754e-06 | 8.336e-06 | 8.336e-06 | 8.336e-06 | 8.336e-06 | 8.336e-06 | 8.336e-06 | 8.336e-06 | 8.336e-06
Scenario 5: High TRC ZEAS Phase In | SCG | Com | WaterHeat | Com - Warehouse | Electric Energy (GWh/year) | Energy Efficiency | 3.864e-06 | 8.0497e-06 | 6.8907e-05 | 0.00013046 | 0.00019287 | 0.00025609 | 0.00025609 | 0.00025609 | 0.00025609 | 0.00025609 | 0.00025609 | 0.00025609 | 0.00025609
Scenario 5: High TRC ZEAS Phase In | SCG | Com | WaterHeat | Com - Warehouse | Gas Energy (MMTherm/year) | Energy Efficiency | 0.094744 | 0.14288 | 0.18109 | 0.21252 | 0.15325 | 0.13783 | 0.12734 | 0.1177 | 0.10839 | 0.099106 | 0.090934 | 0.084185 | 0.07806
Scenario 5: High TRC ZEAS Phase In | SCG | Com | WholeBlg | Com - College | Gas Energy (MMTherm/year) | Energy Efficiency | 0.013975 | 0.027946 | 0.041875 | 0.054431 | 0.062355 | 0.062326 | 0.062347 | 0.062396 | 0.06245 | 0.062512 | 0.062523 | 0.062451 | 0.062364
Scenario 5: High TRC ZEAS Phase In | SCG | Com | WholeBlg | Com - Grocery | Gas Energy (MMTherm/year) | Energy Efficiency | 0.0052561 | 0.01058 | 0.015958 | 0.020892 | 0.02415 | 0.024433 | 0.024705 | 0.024967 | 0.025212 | 0.025429 | 0.025628 | 0.025793 | 0.025922
Scenario 5: High TRC ZEAS Phase In | SCG | Com | WholeBlg | Com - Health | Gas Energy (MMTherm/year) | Energy Efficiency | 0.019297 | 0.038906 | 0.058782 | 0.077088 | 0.089301 | 0.090644 | 0.091976 | 0.093282 | 0.094535 | 0.095688 | 0.096764 | 0.097696 | 0.098403
Scenario 5: High TRC ZEAS Phase In | SCG | Com | WholeBlg | Com - Lodging | Gas Energy (MMTherm/year) | Energy Efficiency | 0.0094452 | 0.019025 | 0.028718 | 0.037624 | 0.043531 | 0.044107 | 0.044674 | 0.04523 | 0.045764 | 0.046262 | 0.046729 | 0.047137 | 0.047453
Scenario 5: High TRC ZEAS Phase In | SCG | Com | WholeBlg | Com - Office (Large) | Gas Energy (MMTherm/year) | Energy Efficiency | 0.030241 | 0.060633 | 0.091086 | 0.11871 | 0.13644 | 0.13699 | 0.1376 | 0.13825 | 0.13888 | 0.1396 | 0.1402 | 0.14059 | 0.14081
Scenario 5: High TRC ZEAS Phase In | SCG | Com | WholeBlg | Com - Office (Small) | Gas Energy (MMTherm/year) | Energy Efficiency | 0.0036009 | 0.0072404 | 0.01091 | 0.014268 | 0.016472 | 0.016631 | 0.01678 | 0.01692 | 0.017047 | 0.017162 | 0.017264 | 0.017345 | 0.017409
Scenario 5: High TRC ZEAS Phase In | SCG | Com | WholeBlg | Com - Other | Gas Energy (MMTherm/year) | Energy Efficiency | 0.062905 | 0.1267 | 0.19127 | 0.25062 | 0.29003 | 0.29393 | 0.29779 | 0.30156 | 0.30517 | 0.3085 | 0.31164 | 0.31437 | 0.31648
Scenario 5: High TRC ZEAS Phase In | SCG | Com | WholeBlg | Com - Refrig. Warehouse | Gas Energy (MMTherm/year) | Energy Efficiency | 0.0012197 | 0.0024619 | 0.0037242 | 0.0048907 | 0.0056754 | 0.0057723 | 0.0058654 | 0.0059544 | 0.0060383 | 0.0061135 | 0.0061844 | 0.0062472 | 0.006297
Scenario 5: High TRC ZEAS Phase In | SCG | Com | WholeBlg | Com - Restaurant | Gas Energy (MMTherm/year) | Energy Efficiency | 0.026753 | 0.054007 | 0.081706 | 0.10731 | 0.12455 | 0.12672 | 0.12882 | 0.13084 | 0.13277 | 0.13452 | 0.13618 | 0.13767 | 0.13885
Scenario 5: High TRC ZEAS Phase In | SCG | Com | WholeBlg | Com - Retail | Gas Energy (MMTherm/year) | Energy Efficiency | 0.007249 | 0.014604 | 0.022048 | 0.028893 | 0.033442 | 0.033893 | 0.034328 | 0.034747 | 0.035142 | 0.035501 | 0.035835 | 0.036124 | 0.03635
Scenario 5: High TRC ZEAS Phase In | SCG | Com | WholeBlg | Com - School | Gas Energy (MMTherm/year) | Energy Efficiency | 0.011625 | 0.023296 | 0.034984 | 0.045582 | 0.052374 | 0.052548 | 0.052719 | 0.052878 | 0.053011 | 0.053117 | 0.053178 | 0.053167 | 0.053155
Scenario 5: High TRC ZEAS Phase In | SCG | Com | WholeBlg | Com - Warehouse | Gas Energy (MMTherm/year) | Energy Efficiency | 0.023804 | 0.04796 | 0.072418 | 0.09492 | 0.10989 | 0.11141 | 0.11286 | 0.11424 | 0.11554 | 0.1167 | 0.11778 | 0.11871 | 0.11945
Scenario 5: High TRC ZEAS Phase In | SCG | Ind | WholeBlg | Ind - All Other Industrial | Gas Energy (MMTherm/year) | Energy Efficiency | 0.033334 | 0.066888 | 0.10061 | 0.13448 | 0.16849 | 0.18303 | 0.19753 | 0.21201 | 0.22649 | 0.24101 | 0.25558 | 0.26727 | 0.26822
Scenario 5: High TRC ZEAS Phase In | SCG | Ind | WholeBlg | Ind - Chemicals | Gas Energy (MMTherm/year) | Energy Efficiency | 0.40303 | 0.80903 | 1.2178 | 1.6291 | 2.0427 | 2.2217 | 2.4005 | 2.579 | 2.7572 | 2.9354 | 3.1136 | 3.2562 | 3.2681
Scenario 5: High TRC ZEAS Phase In | SCG | Ind | WholeBlg | Ind - Electronics | Gas Energy (MMTherm/year) | Energy Efficiency | 0.019253 | 0.038653 | 0.058197 | 0.077879 | 0.097695 | 0.10634 | 0.11501 | 0.12373 | 0.13249 | 0.14129 | 0.15014 | 0.15732 | 0.15828
Scenario 5: High TRC ZEAS Phase In | SCG | Ind | WholeBlg | Ind - Fabricated Metals | Gas Energy (MMTherm/year) | Energy Efficiency | 0.11556 | 0.23258 | 0.35109 | 0.47066 | 0.59108 | 0.64426 | 0.69702 | 0.74926 | 0.80124 | 0.85309 | 0.90489 | 0.9464 | 0.95026
Scenario 5: High TRC ZEAS Phase In | SCG | Ind | WholeBlg | Ind - Food | Gas Energy (MMTherm/year) | Energy Efficiency | 0.55403 | 1.1078 | 1.6613 | 2.2143 | 2.7668 | 2.9935 | 3.2195 | 3.4449 | 3.6697 | 3.894 | 4.1178 | 4.2918 | 4.2857
Scenario 5: High TRC ZEAS Phase In | SCG | Ind | WholeBlg | Ind - Industrial Machinery | Gas Energy (MMTherm/year) | Energy Efficiency | 0.012017 | 0.024247 | 0.036705 | 0.049319 | 0.06204 | 0.067786 | 0.073478 | 0.079107 | 0.084716 | 0.090336 | 0.095976 | 0.10056 | 0.10123
Scenario 5: High TRC ZEAS Phase In | SCG | Ind | WholeBlg | Ind - Lumber & Furniture | Gas Energy (MMTherm/year) | Energy Efficiency | 0.0054055 | 0.010852 | 0.016336 | 0.021857 | 0.027413 | 0.029817 | 0.032201 | 0.03457 | 0.036925 | 0.03927 | 0.041614 | 0.043484 | 0.043604
Scenario 5: High TRC ZEAS Phase In | SCG | Ind | WholeBlg | Ind - Paper | Gas Energy (MMTherm/year) | Energy Efficiency | 0.084456 | 0.16904 | 0.25378 | 0.33882 | 0.42418 | 0.46021 | 0.49644 | 0.53292 | 0.56967 | 0.60676 | 0.64426 | 0.67465 | 0.67801
Scenario 5: High TRC ZEAS Phase In | SCG | Ind | WholeBlg | Ind - Petroleum | Gas Energy (MMTherm/year) | Energy Efficiency | 1.6438 | 3.2924 | 4.9456 | 6.6033 | 8.2644 | 8.9621 | 9.6573 | 10.3494 | 11.0389 | 11.7265 | 12.4127 | 12.9512 | 12.9551
Scenario 5: High TRC ZEAS Phase In | SCG | Ind | WholeBlg | Ind - Plastics | Gas Energy (MMTherm/year) | Energy Efficiency | 0.018896 | 0.038713 | 0.05942 | 0.080963 | 0.10332 | 0.11532 | 0.12735 | 0.1393 | 0.15125 | 0.16321 | 0.17523 | 0.1857 | 0.19014
Scenario 5: High TRC ZEAS Phase In | SCG | Ind | WholeBlg | Ind - Primary Metals | Gas Energy (MMTherm/year) | Energy Efficiency | 0.12366 | 0.24793 | 0.37287 | 0.4984 | 0.62443 | 0.6783 | 0.73223 | 0.78615 | 0.84012 | 0.89418 | 0.94832 | 0.99152 | 0.99462
Scenario 5: High TRC ZEAS Phase In | SCG | Ind | WholeBlg | Ind - Printing & Publishing | Gas Energy (MMTherm/year) | Energy Efficiency | 0.0068443 | 0.013718 | 0.020619 | 0.027547 | 0.034491 | 0.037417 | 0.040322 | 0.043211 | 0.046093 | 0.048982 | 0.051886 | 0.054193 | 0.054285
Scenario 5: High TRC ZEAS Phase In | SCG | Ind | WholeBlg | Ind - Stone-Glass-Clay | Gas Energy (MMTherm/year) | Energy Efficiency | 0.13076 | 0.26253 | 0.39514 | 0.52845 | 0.66239 | 0.72007 | 0.77752 | 0.8348 | 0.89199 | 0.94913 | 1.0063 | 1.0519 | 1.0551
Scenario 5: High TRC ZEAS Phase In | SCG | Ind | WholeBlg | Ind - Textiles | Gas Energy (MMTherm/year) | Energy Efficiency | 0.062477 | 0.12505 | 0.18771 | 0.25042 | 0.31316 | 0.33921 | 0.36519 | 0.39107 | 0.41688 | 0.44264 | 0.46836 | 0.48847 | 0.48829
Scenario 5: High TRC ZEAS Phase In | SCG | Ind | WholeBlg | Ind - Transportation Equipment | Gas Energy (MMTherm/year) | Energy Efficiency | 0.046491 | 0.092964 | 0.13943 | 0.18587 | 0.23229 | 0.25139 | 0.27046 | 0.28949 | 0.30849 | 0.32746 | 0.3464 | 0.36116 | 0.36082
Scenario 5: High TRC ZEAS Phase In | SCG | Res | BROs | Income Qualified - Multi Family IQ | Gas Energy (MMTherm/year) | Energy Efficiency | 0.23348 | 0.2365 | 0.24016 | 0.24449 | 0.24945 | 0.25506 | 0.26114 | 0.26853 | 0.27677 | 0.2863 | 0.29665 | 0.30796 | 0.32045
Scenario 5: High TRC ZEAS Phase In | SCG | Res | BROs | Income Qualified - Single Family IQ | Gas Energy (MMTherm/year) | Energy Efficiency | 0.72066 | 0.72917 | 0.73953 | 0.75176 | 0.76591 | 0.78207 | 0.80011 | 0.82174 | 0.84593 | 0.87291 | 0.90228 | 0.93442 | 0.96995
Scenario 5: High TRC ZEAS Phase In | SCG | Res | BROs | Res - Multi Family | Gas Energy (MMTherm/year) | Energy Efficiency | 2.4695 | 2.4988 | 2.5345 | 2.5767 | 2.6254 | 2.681 | 2.743 | 2.8174 | 2.9005 | 2.9935 | 3.0946 | 3.2053 | 3.3277
Scenario 5: High TRC ZEAS Phase In | SCG | Res | BROs | Res - Single Family | Gas Energy (MMTherm/year) | Energy Efficiency | 0.70639 | 0.71555 | 0.7267 | 0.73985 | 0.75495 | 0.77198 | 0.79043 | 0.81285 | 0.83786 | 0.86681 | 0.89829 | 0.93269 | 0.97065
Scenario 5: High TRC ZEAS Phase In | SCG | Res | BldgEnv | Res - Multi Family | Electric Demand (MW) | Energy Efficiency | 0 | 0 | 0 | 0 | 0 | 0 | 0 | 0 | 0 | 0 | 0 | 0 | 0.00026255
Scenario 5: High TRC ZEAS Phase In | SCG | Res | BldgEnv | Res - Multi Family | Electric Energy (GWh/year) | Energy Efficiency | 0 | 0 | 0 | 0 | 0 | 0 | 0 | 0 | 0 | 0 | 0 | 0 | 0.00040309
Scenario 5: High TRC ZEAS Phase In | SCG | Res | BldgEnv | Res - Multi Family | Gas Energy (MMTherm/year) | Energy Efficiency | 0 | 0 | 0 | 0 | 0 | 0 | 0 | 0 | 0 | 0 | 0 | 0 | 0.00012624
Scenario 5: High TRC ZEAS Phase In | SCG | Res | BldgEnv | Res - Single Family | Electric Demand (MW) | Energy Efficiency | 0.017752 | 0.038242 | 0.059866 | 0.081594 | 0.1033 | 0.12441 | 0.14459 | 0.15794 | 0.17054 | 0.16519 | 0.16005 | 0.15512 | 0.15038
Scenario 5: High TRC ZEAS Phase In | SCG | Res | BldgEnv | Res - Single Family | Electric Energy (GWh/year) | Energy Efficiency | -0.01577 | -0.030807 | -0.045164 | -0.058934 | -0.072144 | -0.084848 | -0.09708 | -0.092166 | -0.087468 | -0.072059 | -0.057262 | -0.043054 | -0.029417
Scenario 5: High TRC ZEAS Phase In | SCG | Res | BldgEnv | Res - Single Family | Gas Energy (MMTherm/year) | Energy Efficiency | 0.0037928 | 0.0082048 | 0.012878 | 0.017584 | 0.022293 | 0.026875 | 0.031256 | 0.034283 | 0.037141 | 0.0361 | 0.035102 | 0.034144 | 0.033224
Scenario 5: High TRC ZEAS Phase In | SCG | Res | HVAC | Res - Multi Family | Electric Demand (MW) | Energy Efficiency | -6.0643e-05 | -0.00012264 | -0.00018525 | -0.00024811 | -0.00031112 | -0.00037409 | -0.00037409 | -0.00037409 | -0.00037409 | -0.00037409 | -0.00037409 | -0.00037409 | -0.00037409
Scenario 5: High TRC ZEAS Phase In | SCG | Res | HVAC | Res - Multi Family | Electric Energy (GWh/year) | Energy Efficiency | -5.7212e-09 | -1.157e-08 | -1.7477e-08 | -2.3408e-08 | -2.9352e-08 | -3.5293e-08 | -3.5293e-08 | -3.5293e-08 | -3.5293e-08 | -3.5293e-08 | -3.5293e-08 | -3.5293e-08 | -3.5293e-08
Scenario 5: High TRC ZEAS Phase In | SCG | Res | HVAC | Res - Multi Family | Gas Energy (MMTherm/year) | Energy Efficiency | 1.4317e-05 | 2.8954e-05 | 4.3735e-05 | 5.8576e-05 | 7.3451e-05 | 8.8318e-05 | 8.8318e-05 | 8.8318e-05 | 8.8318e-05 | 8.8318e-05 | 8.8318e-05 | 8.8318e-05 | 8.8318e-05
Scenario 5: High TRC ZEAS Phase In | SCG | Res | HVAC | Res - Single Family | Electric Demand (MW) | Energy Efficiency | 0.0073255 | 0.015138 | 0.023244 | 0.031498 | 0.031498 | 0.031498 | 0.031498 | 0.031498 | 0.031498 | 0.031498 | 0.031498 | 0.031498 | 0.031498
Scenario 5: High TRC ZEAS Phase In | SCG | Res | HVAC | Res - Single Family | Electric Energy (GWh/year) | Energy Efficiency | 0.074717 | 0.1571 | 0.24357 | 0.33189 | 0.33189 | 0.33189 | 0.33189 | 0.33189 | 0.33189 | 0.33189 | 0.33189 | 0.33189 | 0.33189
Scenario 5: High TRC ZEAS Phase In | SCG | Res | HVAC | Res - Single Family | Gas Energy (MMTherm/year) | Energy Efficiency | 0.0084951 | 0.017925 | 0.027833 | 0.037955 | 0.037955 | 0.037955 | 0.037955 | 0.037955 | 0.037955 | 0.037955 | 0.037955 | 0.037955 | 0.037955
Scenario 5: High TRC ZEAS Phase In | SCG | Res | WaterHeat | Res - Multi Family | Electric Demand (MW) | Energy Efficiency | -0.0039594 | -0.0080124 | -0.0080124 | -0.0080124 | -0.0080124 | -0.0080124 | -0.0080124 | -0.0080124 | -0.0080124 | -0.0080124 | -0.0080124 | -0.0080124 | -0.0080124
Scenario 5: High TRC ZEAS Phase In | SCG | Res | WaterHeat | Res - Multi Family | Electric Energy (GWh/year) | Energy Efficiency | -0.020409 | -0.041301 | -0.041301 | -0.041301 | -0.041301 | -0.041301 | -0.041301 | -0.041301 | -0.041301 | -0.041301 | -0.041301 | -0.041301 | -0.041301
Scenario 5: High TRC ZEAS Phase In | SCG | Res | WaterHeat | Res - Multi Family | Gas Energy (MMTherm/year) | Energy Efficiency | 0.34904 | 0.6825 | 0.79726 | 0.89184 | 0.9669 | 1.0312 | 1.0909 | 1.147 | 1.1825 | 1.2142 | 1.2432 | 1.1079 | 1.0125
Scenario 5: High TRC ZEAS Phase In | SCG | Res | WaterHeat | Res - Single Family | Electric Demand (MW) | Energy Efficiency | -0.025041 | -0.051729 | -0.051729 | -0.051729 | -0.051729 | -0.051729 | -0.051729 | -0.051729 | -0.051729 | -0.051729 | -0.051729 | -0.051729 | -0.051729
Scenario 5: High TRC ZEAS Phase In | SCG | Res | WaterHeat | Res - Single Family | Electric Energy (GWh/year) | Energy Efficiency | -0.14235 | -0.29413 | -0.29413 | -0.29413 | -0.29413 | -0.29413 | -0.29413 | -0.29413 | -0.29413 | -0.29413 | -0.29413 | -0.29413 | -0.29413
Scenario 5: High TRC ZEAS Phase In | SCG | Res | WaterHeat | Res - Single Family | Gas Energy (MMTherm/year) | Energy Efficiency | 2.185 | 4.3097 | 4.7706 | 5.153 | 5.4824 | 5.7692 | 6.0208 | 6.1841 | 6.3176 | 6.4306 | 6.5296 | 5.9442 | 5.5233
Scenario 5: High TRC ZEAS Phase In | SDG&E | Ag | WholeBlg | Ag - Dairies, fishing, hunting | Electric Demand (MW) | Energy Efficiency | 0.0018919 | 0.0037971 | 0.0057149 | 0.0076447 | 0.0095856 | 0.011536 | 0.013497 | 0.015466 | 0.016518 | 0.016607 | 0.016693 | 0.016775 | 0.016855
Scenario 5: High TRC ZEAS Phase In | SDG&E | Ag | WholeBlg | Ag - Dairies, fishing, hunting | Electric Energy (GWh/year) | Energy Efficiency | 0.0080594 | 0.016176 | 0.024345 | 0.032566 | 0.040834 | 0.049145 | 0.057496 | 0.065886 | 0.070365 | 0.070747 | 0.071112 | 0.071462 | 0.0718
Scenario 5: High TRC ZEAS Phase In | SDG&E | Ag | WholeBlg | Ag - Dairies, fishing, hunting | Gas Energy (MMTherm/year) | Energy Efficiency | 1.6867e-05 | 3.3734e-05 | 5.06e-05 | 6.7467e-05 | 8.4334e-05 | 0.0001012 | 0.00011807 | 0.00013493 | 0.00014353 | 0.00014353 | 0.00014353 | 0.00014353 | 0.00014353
Scenario 5: High TRC ZEAS Phase In | SDG&E | Ag | WholeBlg | Ag - Irrigated Agriculture, vineyards, forestry and greenhouses | Electric Demand (MW) | Energy Efficiency | 0.013304 | 0.027077 | 0.041293 | 0.05594 | 0.070992 | 0.086413 | 0.10219 | 0.11831 | 0.12828 | 0.13159 | 0.1348 | 0.13792 | 0.14096
Scenario 5: High TRC ZEAS Phase In | SDG&E | Ag | WholeBlg | Ag - Irrigated Agriculture, vineyards, forestry and greenhouses | Electric Energy (GWh/year) | Energy Efficiency | 0.056675 | 0.11535 | 0.17591 | 0.2383 | 0.30242 | 0.36812 | 0.43531 | 0.50402 | 0.54646 | 0.56056 | 0.57423 | 0.58752 | 0.60048
Scenario 5: High TRC ZEAS Phase In | SDG&E | Ag | WholeBlg | Ag - Irrigated Agriculture, vineyards, forestry and greenhouses | Gas Energy (MMTherm/year) | Energy Efficiency | 0.0012197 | 0.0024394 | 0.003659 | 0.0048787 | 0.0060984 | 0.0073181 | 0.0085377 | 0.0097574 | 0.010379 | 0.010379 | 0.010379 | 0.010379 | 0.010379
Scenario 5: High TRC ZEAS Phase In | SDG&E | Ag | WholeBlg | Ag - Water pumping | Electric Demand (MW) | Energy Efficiency | 0.041617 | 0.083152 | 0.12461 | 0.16598 | 0.20727 | 0.24849 | 0.28962 | 0.33067 | 0.35123 | 0.35052 | 0.3498 | 0.34907 | 0.34832
Scenario 5: High TRC ZEAS Phase In | SDG&E | Ag | WholeBlg | Ag - Water pumping | Electric Energy (GWh/year) | Energy Efficiency | 0.17729 | 0.35423 | 0.53083 | 0.70708 | 0.88298 | 1.0585 | 1.2338 | 1.4086 | 1.4962 | 1.4932 | 1.4901 | 1.487 | 1.4838
Scenario 5: High TRC ZEAS Phase In | SDG&E | Ag | WholeBlg | Ag - Water pumping | Gas Energy (MMTherm/year) | Energy Efficiency | 0.00034934 | 0.00069868 | 0.001048 | 0.0013974 | 0.0017467 | 0.0020961 | 0.0024454 | 0.0027947 | 0.0029728 | 0.0029728 | 0.0029728 | 0.0029728 | 0.0029728
Scenario 5: High TRC ZEAS Phase In | SDG&E | Com | AppPlug | Com - Health | Gas Energy (MMTherm/year) | Energy Efficiency | 0.02624 | 0.056003 | 0.11634 | 0.1842 | 0.2584 | 0.33846 | 0.4813 | 0.63514 | 0.80182 | 0.98229 | 1.0866 | 1.1558 | 1.215
Scenario 5: High TRC ZEAS Phase In | SDG&E | Com | AppPlug | Com - Lodging | Gas Energy (MMTherm/year) | Energy Efficiency | 0.023829 | 0.049801 | 0.078174 | 0.10992 | 0.14356 | 0.19847 | 0.33456 | 0.47953 | 0.63364 | 0.77835 | 0.85115 | 0.89735 | 0.93872
Scenario 5: High TRC ZEAS Phase In | SDG&E | Com | AppPlug | Com - Other | Gas Energy (MMTherm/year) | Energy Efficiency | 0 | 0 | 0.00024281 | 0.00052117 | 0.00083416 | 0.0011879 | 0.0015847 | 0.0020255 | 0.0022684 | 0.0025228 | 0.0027894 | 0.0030633 | 0.0033441
Scenario 5: High TRC ZEAS Phase In | SDG&E | Com | BROs | Com - Lodging | Electric Energy (GWh/year) | Energy Efficiency | 0.0087675 | 0.026709 | 0.045497 | 0.065382 | 0.086586 | 0.10905 | 0.13298 | 0.15831 | 0.18486 | 0.21282 | 0.24187 | 0.27116 | 0.30058
Scenario 5: High TRC ZEAS Phase In | SDG&E | Com | BROs | Com - Other | Electric Energy (GWh/year) | Energy Efficiency | 0.0079453 | 0.02424 | 0.041373 | 0.059562 | 0.079028 | 0.09974 | 0.12201 | 0.14578 | 0.1708 | 0.1973 | 0.22498 | 0.25314 | 0.28261
Scenario 5: High TRC ZEAS Phase In | SDG&E | Com | BROs | Com - Retail | Electric Demand (MW) | Energy Efficiency | 0.0016338 | 0.0049596 | 0.0084061 | 0.012008 | 0.015803 | 0.01978 | 0.023999 | 0.028447 | 0.033057 | 0.037867 | 0.042807 | 0.047746 | 0.0531
Scenario 5: High TRC ZEAS Phase In | SDG&E | Com | BROs | Com - Retail | Electric Energy (GWh/year) | Energy Efficiency | 0.017664 | 0.05362 | 0.090882 | 0.12982 | 0.17085 | 0.21385 | 0.25947 | 0.30755 | 0.35739 | 0.40939 | 0.46281 | 0.5162 | 0.57409
Scenario 5: High TRC ZEAS Phase In | SDG&E | Com | BldgEnv | Com - College | Electric Demand (MW) | Energy Efficiency | 9.426e-07 | 1.8857e-06 | 2.8295e-06 | 4.35e-06 | 5.8659e-06 | 7.3827e-06 | 8.901e-06 | 9.6056e-06 | 1.032e-05 | 1.1045e-05 | 1.1208e-05 | 1.1401e-05 | 1.1611e-05
Scenario 5: High TRC ZEAS Phase In | SDG&E | Com | BldgEnv | Com - College | Electric Energy (GWh/year) | Energy Efficiency | 3.2206e-07 | 6.4429e-07 | 9.6676e-07 | 1.4863e-06 | 2.0042e-06 | 2.5224e-06 | 3.0412e-06 | 3.2819e-06 | 3.526e-06 | 3.7738e-06 | 3.8295e-06 | 3.8955e-06 | 3.9669e-06
Scenario 5: High TRC ZEAS Phase In | SDG&E | Com | BldgEnv | Com - College | Gas Energy (MMTherm/year) | Energy Efficiency | 6.5219e-07 | 1.3013e-06 | 1.9473e-06 | 3.0459e-06 | 4.1377e-06 | 5.2241e-06 | 6.3055e-06 | 6.768e-06 | 7.231e-06 | 7.695e-06 | 7.7052e-06 | 7.7244e-06 | 7.7485e-06
Scenario 5: High TRC ZEAS Phase In | SDG&E | Com | BldgEnv | Com - Grocery | Electric Demand (MW) | Energy Efficiency | 3.2644e-05 | 6.3738e-05 | 9.3352e-05 | 0.00012159 | 0.00014853 | 0.00017426 | 0.00019887 | 0.00019065 | 0.00018303 | 0.000176 | 0.0001695 | 0.00016348 | 0.0001579
Scenario 5: High TRC ZEAS Phase In | SDG&E | Com | BldgEnv | Com - Grocery | Electric Energy (GWh/year) | Energy Efficiency | 1.1153e-05 | 2.1777e-05 | 3.1895e-05 | 4.1543e-05 | 5.0746e-05 | 5.9538e-05 | 6.7947e-05 | 6.5139e-05 | 6.2536e-05 | 6.0134e-05 | 5.7912e-05 | 5.5855e-05 | 5.3949e-05
Scenario 5: High TRC ZEAS Phase In | SDG&E | Com | BldgEnv | Com - Grocery | Gas Energy (MMTherm/year) | Energy Efficiency | 1.0204e-05 | 1.9921e-05 | 2.9173e-05 | 3.7988e-05 | 4.6388e-05 | 5.4402e-05 | 6.2053e-05 | 5.9388e-05 | 5.6898e-05 | 5.458e-05 | 5.242e-05 | 5.0408e-05 | 4.8534e-05
Scenario 5: High TRC ZEAS Phase In | SDG&E | Com | BldgEnv | Com - Health | Electric Demand (MW) | Energy Efficiency | 3.0883e-05 | 6.0173e-05 | 8.7914e-05 | 0.00011419 | 0.00013899 | 0.00016232 | 0.00018423 | 0.00017551 | 0.00016749 | 0.00016026 | 0.00015389 | 0.00014803 | 0.00014276
Scenario 5: High TRC ZEAS Phase In | SDG&E | Com | BldgEnv | Com - Health | Electric Energy (GWh/year) | Energy Efficiency | 1.4835e-05 | 2.8905e-05 | 4.2231e-05 | 5.4854e-05 | 6.6766e-05 | 7.7974e-05 | 8.8496e-05 | 8.4306e-05 | 8.0455e-05 | 7.6984e-05 | 7.3922e-05 | 7.1108e-05 | 6.8579e-05
Scenario 5: High TRC ZEAS Phase In | SDG&E | Com | BldgEnv | Com - Health | Gas Energy (MMTherm/year) | Energy Efficiency | 1.6163e-05 | 3.1452e-05 | 4.5886e-05 | 5.9498e-05 | 7.2282e-05 | 8.4246e-05 | 9.545e-05 | 9.0482e-05 | 8.5915e-05 | 8.1792e-05 | 7.8143e-05 | 7.4835e-05 | 7.1904e-05
Scenario 5: High TRC ZEAS Phase In | SDG&E | Com | BldgEnv | Com - Lodging | Electric Demand (MW) | Energy Efficiency | 1.4944e-06 | 2.9747e-06 | 4.4412e-06 | 5.9029e-06 | 7.3465e-06 | 8.7821e-06 | 1.0205e-05 | 1.0366e-05 | 9.5339e-06 | 8.7292e-06 | 7.947e-06 | 7.1873e-06 | 6.4533e-06
Scenario 5: High TRC ZEAS Phase In | SDG&E | Com | BldgEnv | Com - Lodging | Electric Energy (GWh/year) | Energy Efficiency | 9.7653e-07 | 1.9438e-06 | 2.9021e-06 | 3.8572e-06 | 4.8006e-06 | 5.7386e-06 | 6.6687e-06 | 6.7737e-06 | 6.2299e-06 | 5.7041e-06 | 5.193e-06 | 4.6966e-06 | 4.2169e-06
Scenario 5: High TRC ZEAS Phase In | SDG&E | Com | BldgEnv | Com - Lodging | Gas Energy (MMTherm/year) | Energy Efficiency | 4.9173e-07 | 9.7768e-07 | 1.4579e-06 | 1.9342e-06 | 2.404e-06 | 2.8693e-06 | 3.3293e-06 | 3.3393e-06 | 2.9778e-06 | 2.6247e-06 | 2.2789e-06 | 1.9404e-06 | 1.6098e-06
Scenario 5: High TRC ZEAS Phase In | SDG&E | Com | BldgEnv | Com - Office (Large) | Electric Demand (MW) | Energy Efficiency | 7.2783e-05 | 0.00014225 | 0.00021535 | 0.00028512 | 0.00035169 | 0.00041529 | 0.0004761 | 0.000466 | 0.00045171 | 0.00043163 | 0.00041283 | 0.00039527 | 0.0003789
Scenario 5: High TRC ZEAS Phase In | SDG&E | Com | BldgEnv | Com - Office (Large) | Electric Energy (GWh/year) | Energy Efficiency | 2.4868e-05 | 4.8602e-05 | 7.3578e-05 | 9.7417e-05 | 0.00012016 | 0.00014189 | 0.00016267 | 0.00015922 | 0.00015433 | 0.00014747 | 0.00014105 | 0.00013505 | 0.00012946
Scenario 5: High TRC ZEAS Phase In | SDG&E | Com | BldgEnv | Com - Office (Large) | Gas Energy (MMTherm/year) | Energy Efficiency | 9.0235e-06 | 1.7638e-05 | 2.8302e-05 | 3.8476e-05 | 4.818e-05 | 5.7446e-05 | 6.6301e-05 | 6.6327e-05 | 6.4602e-05 | 6.0559e-05 | 5.6752e-05 | 5.3174e-05 | 4.9814e-05
Scenario 5: High TRC ZEAS Phase In | SDG&E | Com | BldgEnv | Com - Office (Small) | Electric Demand (MW) | Energy Efficiency | 3.483e-05 | 6.801e-05 | 9.9628e-05 | 0.00012976 | 0.00015848 | 0.00018586 | 0.00021197 | 0.00020305 | 0.00019468 | 0.00018682 | 0.00017946 | 0.00017258 | 0.00016616
Scenario 5: High TRC ZEAS Phase In | SDG&E | Com | BldgEnv | Com - Office (Small) | Electric Energy (GWh/year) | Energy Efficiency | 1.19e-05 | 2.3237e-05 | 3.404e-05 | 4.4335e-05 | 5.4147e-05 | 6.3503e-05 | 7.2423e-05 | 6.9376e-05 | 6.6515e-05 | 6.3831e-05 | 6.1317e-05 | 5.8966e-05 | 5.6772e-05
Scenario 5: High TRC ZEAS Phase In | SDG&E | Com | BldgEnv | Com - Office (Small) | Gas Energy (MMTherm/year) | Energy Efficiency | 4.3106e-06 | 8.4175e-06 | 1.2332e-05 | 1.6062e-05 | 1.9619e-05 | 2.301e-05 | 2.6245e-05 | 2.5151e-05 | 2.4126e-05 | 2.3164e-05 | 2.2265e-05 | 2.1425e-05 | 2.0642e-05
Scenario 5: High TRC ZEAS Phase In | SDG&E | Com | BldgEnv | Com - Other | Electric Demand (MW) | Energy Efficiency | 1.7186e-05 | 3.3679e-05 | 5.1976e-05 | 6.9543e-05 | 8.6387e-05 | 0.00010255 | 0.00011804 | 0.00011676 | 0.00011377 | 0.00010854 | 0.00010363 | 9.903e-05 | 9.4741e-05
Scenario 5: High TRC ZEAS Phase In | SDG&E | Com | BldgEnv | Com - Other | Electric Energy (GWh/year) | Energy Efficiency | 5.8746e-06 | 1.1512e-05 | 1.7767e-05 | 2.3772e-05 | 2.953e-05 | 3.5053e-05 | 4.035e-05 | 3.9911e-05 | 3.8891e-05 | 3.7104e-05 | 3.5425e-05 | 3.3852e-05 | 3.2386e-05
Scenario 5: High TRC ZEAS Phase In | SDG&E | Com | BldgEnv | Com - Other | Gas Energy (MMTherm/year) | Energy Efficiency | 2.1495e-06 | 4.2131e-06 | 7.0811e-06 | 9.8354e-06 | 1.2476e-05 | 1.5008e-05 | 1.7432e-05 | 1.7738e-05 | 1.7375e-05 | 1.6154e-05 | 1.4994e-05 | 1.3896e-05 | 1.2861e-05
Scenario 5: High TRC ZEAS Phase In | SDG&E | Com | BldgEnv | Com - Refrig. Warehouse | Electric Demand (MW) | Energy Efficiency | 2.2844e-07 | 4.4866e-07 | 6.6109e-07 | 8.6547e-07 | 1.0625e-06 | 1.2527e-06 | 1.4367e-06 | 1.3935e-06 | 1.3542e-06 | 1.3186e-06 | 1.2869e-06 | 1.2591e-06 | 1.2351e-06
Scenario 5: High TRC ZEAS Phase In | SDG&E | Com | BldgEnv | Com - Refrig. Warehouse | Electric Energy (GWh/year) | Energy Efficiency | 7.8051e-08 | 1.5329e-07 | 2.2587e-07 | 2.957e-07 | 3.6303e-07 | 4.2802e-07 | 4.9087e-07 | 4.761e-07 | 4.6269e-07 | 4.5053e-07 | 4.3969e-07 | 4.3019e-07 | 4.22e-07
Scenario 5: High TRC ZEAS Phase In | SDG&E | Com | BldgEnv | Com - Refrig. Warehouse | Gas Energy (MMTherm/year) | Energy Efficiency | 2.8663e-08 | 5.6305e-08 | 8.2982e-08 | 1.0866e-07 | 1.3342e-07 | 1.5734e-07 | 1.8048e-07 | 1.7516e-07 | 1.7033e-07 | 1.6597e-07 | 1.621e-07 | 1.5873e-07 | 1.5584e-07
Scenario 5: High TRC ZEAS Phase In | SDG&E | Com | BldgEnv | Com - Restaurant | Electric Demand (MW) | Energy Efficiency | 1.1567e-05 | 2.2772e-05 | 3.3463e-05 | 4.3665e-05 | 5.3406e-05 | 6.2706e-05 | 7.1592e-05 | 6.8693e-05 | 6.599e-05 | 6.3473e-05 | 6.1136e-05 | 5.8975e-05 | 5.698e-05
Scenario 5: High TRC ZEAS Phase In | SDG&E | Com | BldgEnv | Com - Restaurant | Electric Energy (GWh/year) | Energy Efficiency | 3.9521e-06 | 7.7806e-06 | 1.1433e-05 | 1.4919e-05 | 1.8247e-05 | 2.1425e-05 | 2.4461e-05 | 2.347e-05 | 2.2547e-05 | 2.1687e-05 | 2.0888e-05 | 2.015e-05 | 1.9468e-05
Scenario 5: High TRC ZEAS Phase In | SDG&E | Com | BldgEnv | Com - Restaurant | Gas Energy (MMTherm/year) | Energy Efficiency | 1.4217e-06 | 2.8084e-06 | 4.1316e-06 | 5.3947e-06 | 6.6008e-06 | 7.7528e-06 | 8.8537e-06 | 8.4986e-06 | 8.1678e-06 | 7.8602e-06 | 7.5752e-06 | 7.3119e-06 | 7.0694e-06
Scenario 5: High TRC ZEAS Phase In | SDG&E | Com | BldgEnv | Com - Retail | Electric Demand (MW) | Energy Efficiency | 5.7019e-05 | 0.00011044 | 0.00016046 | 0.00020692 | 0.00024966 | 0.00028926 | 0.00032655 | 0.00030551 | 0.00028597 | 0.00026788 | 0.00025154 | 0.0002372 | 0.00022445
Scenario 5: High TRC ZEAS Phase In | SDG&E | Com | BldgEnv | Com - Retail | Electric Energy (GWh/year) | Energy Efficiency | 1.9482e-05 | 3.7734e-05 | 5.4822e-05 | 7.0699e-05 | 8.5301e-05 | 9.8832e-05 | 0.00011157 | 0.00010438 | 9.7705e-05 | 9.1527e-05 | 8.5941e-05 | 8.1043e-05 | 7.6687e-05
Scenario 5: High TRC ZEAS Phase In | SDG&E | Com | BldgEnv | Com - Retail | Gas Energy (MMTherm/year) | Energy Efficiency | 1.6734e-05 | 3.2364e-05 | 4.6909e-05 | 6.0362e-05 | 7.2651e-05 | 8.4001e-05 | 9.4739e-05 | 8.8279e-05 | 8.2368e-05 | 7.7023e-05 | 7.2279e-05 | 6.8237e-05 | 6.4703e-05
Scenario 5: High TRC ZEAS Phase In | SDG&E | Com | BldgEnv | Com - School | Electric Demand (MW) | Energy Efficiency | 9.4924e-06 | 1.8624e-05 | 2.7415e-05 | 3.5884e-05 | 4.4054e-05 | 5.1936e-05 | 5.9544e-05 | 5.8694e-05 | 5.8017e-05 | 5.7506e-05 | 5.7159e-05 | 5.6969e-05 | 5.6931e-05
Scenario 5: High TRC ZEAS Phase In | SDG&E | Com | BldgEnv | Com - School | Electric Energy (GWh/year) | Energy Efficiency | 3.2432e-06 | 6.3632e-06 | 9.3668e-06 | 1.226e-05 | 1.5052e-05 | 1.7745e-05 | 2.0344e-05 | 2.0054e-05 | 1.9823e-05 | 1.9648e-05 | 1.9529e-05 | 1.9464e-05 | 1.9451e-05
Scenario 5: High TRC ZEAS Phase In | SDG&E | Com | BldgEnv | Com - School | Gas Energy (MMTherm/year) | Energy Efficiency | 1.1811e-06 | 2.3179e-06 | 3.4129e-06 | 4.4683e-06 | 5.4872e-06 | 6.4708e-06 | 7.421e-06 | 7.3258e-06 | 7.2525e-06 | 7.2002e-06 | 7.1684e-06 | 7.1564e-06 | 7.1635e-06
Scenario 5: High TRC ZEAS Phase In | SDG&E | Com | BldgEnv | Com - Warehouse | Electric Demand (MW) | Energy Efficiency | 1.8574e-05 | 3.6402e-05 | 5.3524e-05 | 7.2717e-05 | 9.1191e-05 | 0.00010899 | 0.00012613 | 0.00012483 | 0.00012134 | 0.00011811 | 0.00011238 | 0.00010696 | 0.00010186
Scenario 5: High TRC ZEAS Phase In | SDG&E | Com | BldgEnv | Com - Warehouse | Electric Energy (GWh/year) | Energy Efficiency | 1.2137e-05 | 2.3787e-05 | 3.4975e-05 | 4.7517e-05 | 5.9588e-05 | 7.1219e-05 | 8.2422e-05 | 8.1568e-05 | 7.9289e-05 | 7.7176e-05 | 7.3435e-05 | 6.9895e-05 | 6.6559e-05
Scenario 5: High TRC ZEAS Phase In | SDG&E | Com | BldgEnv | Com - Warehouse | Gas Energy (MMTherm/year) | Energy Efficiency | 3.8865e-06 | 7.6186e-06 | 1.1204e-05 | 1.6301e-05 | 2.1221e-05 | 2.5974e-05 | 3.0565e-05 | 3.1274e-05 | 3.0566e-05 | 2.9909e-05 | 2.7654e-05 | 2.5491e-05 | 2.3419e-05
Scenario 5: High TRC ZEAS Phase In | SDG&E | Com | ComRefrig | Com - College | Electric Demand (MW) | Energy Efficiency | 7.4985e-05 | 0.00012677 | 0.00015881 | 0.00017663 | 0.00018527 | 0.00019034 | 0.00019358 | 0.00019593 | 0.00019812 | 0.00020018 | 0.00020211 | 0.00020391 | 0.00020513
Scenario 5: High TRC ZEAS Phase In | SDG&E | Com | ComRefrig | Com - College | Electric Energy (GWh/year) | Energy Efficiency | 0.00054968 | 0.00093523 | 0.0011781 | 0.0013161 | 0.001385 | 0.001425 | 0.0014494 | 0.0014664 | 0.0014823 | 0.0014972 | 0.0015112 | 0.0015243 | 0.0015324
Scenario 5: High TRC ZEAS Phase In | SDG&E | Com | ComRefrig | Com - Grocery | Electric Demand (MW) | Energy Efficiency | 0.070756 | 0.10966 | 0.12672 | 0.13597 | 0.14105 | 0.14468 | 0.14808 | 0.15126 | 0.15424 | 0.15703 | 0.15965 | 0.16209 | 0.16375
Scenario 5: High TRC ZEAS Phase In | SDG&E | Com | ComRefrig | Com - Grocery | Electric Energy (GWh/year) | Energy Efficiency | 0.53034 | 0.83004 | 0.96774 | 1.0416 | 1.0799 | 1.1062 | 1.1308 | 1.1539 | 1.1755 | 1.1957 | 1.2146 | 1.2323 | 1.2434
Scenario 5: High TRC ZEAS Phase In | SDG&E | Com | ComRefrig | Com - Refrig. Warehouse | Electric Demand (MW) | Energy Efficiency | 2.3066e-05 | 3.8355e-05 | 4.7388e-05 | 5.2121e-05 | 5.433e-05 | 5.5721e-05 | 5.6597e-05 | 5.7361e-05 | 5.8076e-05 | 5.8746e-05 | 5.9373e-05 | 5.996e-05 | 6.0356e-05
Scenario 5: High TRC ZEAS Phase In | SDG&E | Com | ComRefrig | Com - Refrig. Warehouse | Electric Energy (GWh/year) | Energy Efficiency | 0.00016964 | 0.00028389 | 0.00035266 | 0.00038954 | 0.00040725 | 0.00041802 | 0.00042445 | 0.00042999 | 0.00043517 | 0.00044002 | 0.00044456 | 0.00044881 | 0.00045147
Scenario 5: High TRC ZEAS Phase In | SDG&E | Com | ComRefrig | Com - Restaurant | Electric Demand (MW) | Energy Efficiency | 0.0027194 | 0.0042413 | 0.0049341 | 0.0053053 | 0.0055142 | 0.0056524 | 0.0057818 | 0.005903 | 0.0060165 | 0.0061228 | 0.0062223 | 0.0063155 | 0.0063786
Scenario 5: High TRC ZEAS Phase In | SDG&E | Com | ComRefrig | Com - Restaurant | Electric Energy (GWh/year) | Energy Efficiency | 0.020374 | 0.032088 | 0.03766 | 0.040634 | 0.042228 | 0.043229 | 0.044166 | 0.045044 | 0.045865 | 0.046634 | 0.047354 | 0.048028 | 0.048452
Scenario 5: High TRC ZEAS Phase In | SDG&E | Com | ComRefrig | Com - Retail | Electric Demand (MW) | Energy Efficiency | 0.030528 | 0.047672 | 0.055566 | 0.059574 | 0.061828 | 0.06333 | 0.064737 | 0.066054 | 0.067286 | 0.068441 | 0.069522 | 0.070534 | 0.07122
Scenario 5: High TRC ZEAS Phase In | SDG&E | Com | ComRefrig | Com - Retail | Electric Energy (GWh/year) | Energy Efficiency | 0.22834 | 0.35986 | 0.42286 | 0.45496 | 0.47216 | 0.48304 | 0.49322 | 0.50275 | 0.51168 | 0.52003 | 0.52785 | 0.53517 | 0.53978
Scenario 5: High TRC ZEAS Phase In | SDG&E | Com | ComRefrig | Com - School | Electric Demand (MW) | Energy Efficiency | 7.0437e-06 | 1.0929e-05 | 1.4566e-05 | 1.7972e-05 | 2.1162e-05 | 2.4149e-05 | 2.6945e-05 | 2.9564e-05 | 3.2016e-05 | 3.4312e-05 | 3.6462e-05 | 3.8476e-05 | 3.9868e-05
Scenario 5: High TRC ZEAS Phase In | SDG&E | Com | ComRefrig | Com - School | Electric Energy (GWh/year) | Energy Efficiency | 5.4799e-05 | 8.2855e-05 | 0.00010912 | 0.00013371 | 0.00015673 | 0.00017828 | 0.00019845 | 0.00021734 | 0.00023502 | 0.00025157 | 0.00026707 | 0.00028158 | 0.00029093
Scenario 5: High TRC ZEAS Phase In | SDG&E | Com | FoodServ | Com - College | Electric Demand (MW) | Energy Efficiency | 0.0010523 | 0.0021755 | 0.0033594 | 0.004619 | 0.0059345 | 0.0073244 | 0.00879 | 0.010325 | 0.01193 | 0.013611 | 0.016455 | 0.019531 | 0.022723
Scenario 5: High TRC ZEAS Phase In | SDG&E | Com | FoodServ | Com - College | Electric Demand (MW) | Fuel Substitution | -0.00018466 | -0.00040268 | -0.00065893 | -0.00095074 | -0.0012789 | -0.0016442 | -0.0020473 | -0.0024889 | -0.0029695 | -0.0034895 | -0.0040494 | -0.0046493 | -0.0052892
Scenario 5: High TRC ZEAS Phase In | SDG&E | Com | FoodServ | Com - College | Electric Energy (GWh/year) | Energy Efficiency | 0.0057657 | 0.011905 | 0.018371 | 0.025239 | 0.032411 | 0.039979 | 0.047952 | 0.056297 | 0.065021 | 0.074145 | 0.088361 | 0.10317 | 0.11855
Scenario 5: High TRC ZEAS Phase In | SDG&E | Com | FoodServ | Com - College | Electric Energy (GWh/year) | Fuel Substitution | -0.0020192 | -0.0043954 | -0.0071565 | -0.010299 | -0.013835 | -0.017777 | -0.022138 | -0.02693 | -0.032167 | -0.037861 | -0.044023 | -0.050698 | -0.057912
Scenario 5: High TRC ZEAS Phase In | SDG&E | Com | FoodServ | Com - College | Gas Energy (MMTherm/year) | Energy Efficiency | 0.0054843 | 0.011629 | 0.018068 | 0.024755 | 0.031645 | 0.038769 | 0.046123 | 0.053692 | 0.061472 | 0.069467 | 0.07766 | 0.086125 | 0.094783
Scenario 5: High TRC ZEAS Phase In | SDG&E | Com | FoodServ | Com - College | Gas Energy (MMTherm/year) | Fuel Substitution | 0.00020925 | 0.00045561 | 0.00074138 | 0.0010667 | 0.0014327 | 0.0018407 | 0.0022921 | 0.002788 | 0.0033298 | 0.0039186 | 0.0045557 | 0.0052454 | 0.0059904
Scenario 5: High TRC ZEAS Phase In | SDG&E | Com | FoodServ | Com - Grocery | Electric Demand (MW) | Energy Efficiency | 0.0061558 | 0.012791 | 0.019814 | 0.027242 | 0.035038 | 0.043244 | 0.051865 | 0.060894 | 0.070305 | 0.080122 | 0.098077 | 0.1173 | 0.13723
Scenario 5: High TRC ZEAS Phase In | SDG&E | Com | FoodServ | Com - Grocery | Electric Demand (MW) | Fuel Substitution | -0.0010876 | -0.0023668 | -0.0038676 | -0.0055712 | -0.0074813 | -0.0096015 | -0.011935 | -0.014486 | -0.017255 | -0.020246 | -0.023459 | -0.026894 | -0.030552
Scenario 5: High TRC ZEAS Phase In | SDG&E | Com | FoodServ | Com - Grocery | Electric Energy (GWh/year) | Energy Efficiency | 0.034581 | 0.071701 | 0.11094 | 0.15238 | 0.19583 | 0.24153 | 0.2895 | 0.33969 | 0.392 | 0.44652 | 0.53659 | 0.62888 | 0.72458
Scenario 5: High TRC ZEAS Phase In | SDG&E | Com | FoodServ | Com - Grocery | Electric Energy (GWh/year) | Fuel Substitution | -0.021329 | -0.046037 | -0.074289 | -0.10606 | -0.1414 | -0.1804 | -0.22312 | -0.26963 | -0.32 | -0.37428 | -0.43251 | -0.49475 | -0.56116
Scenario 5: High TRC ZEAS Phase In | SDG&E | Com | FoodServ | Com - Grocery | Gas Energy (MMTherm/year) | Energy Efficiency | 0.026537 | 0.06352 | 0.10369 | 0.14546 | 0.18868 | 0.23346 | 0.27978 | 0.32761 | 0.37685 | 0.42755 | 0.47963 | 0.5331 | 0.58793
Scenario 5: High TRC ZEAS Phase In | SDG&E | Com | FoodServ | Com - Grocery | Gas Energy (MMTherm/year) | Fuel Substitution | 0.0022161 | 0.0047833 | 0.0077149 | 0.011011 | 0.014678 | 0.018723 | 0.023154 | 0.027977 | 0.033198 | 0.038824 | 0.044858 | 0.051306 | 0.058183
Scenario 5: High TRC ZEAS Phase In | SDG&E | Com | FoodServ | Com - Health | Electric Demand (MW) | Energy Efficiency | 0.0030123 | 0.006215 | 0.0095739 | 0.013144 | 0.016849 | 0.020661 | 0.024376 | 0.02822 | 0.032266 | 0.036632 | 0.043371 | 0.050108 | 0.056901
Scenario 5: High TRC ZEAS Phase In | SDG&E | Com | FoodServ | Com - Health | Electric Demand (MW) | Fuel Substitution | -0.00048116 | -0.001052 | -0.0017244 | -0.0024933 | -0.0033614 | -0.0043312 | -0.005405 | -0.0065847 | -0.0078719 | -0.0092681 | -0.010774 | -0.012391 | -0.014119
Scenario 5: High TRC ZEAS Phase In | SDG&E | Com | FoodServ | Com - Health | Electric Energy (GWh/year) | Energy Efficiency | 0.016309 | 0.033619 | 0.051773 | 0.071049 | 0.091068 | 0.11168 | 0.13187 | 0.15277 | 0.17474 | 0.19839 | 0.23263 | 0.2655 | 0.29864
Scenario 5: High TRC ZEAS Phase In | SDG&E | Com | FoodServ | Com - Health | Electric Energy (GWh/year) | Fuel Substitution | -0.0063939 | -0.013877 | -0.022522 | -0.032334 | -0.043353 | -0.055618 | -0.069173 | -0.084054 | -0.10029 | -0.11792 | -0.13696 | -0.15745 | -0.17947
Scenario 5: High TRC ZEAS Phase In | SDG&E | Com | FoodServ | Com - Health | Gas Energy (MMTherm/year) | Energy Efficiency | 0.013276 | 0.029406 | 0.046676 | 0.06469 | 0.083291 | 0.10241 | 0.12167 | 0.14145 | 0.16187 | 0.18312 | 0.20536 | 0.22774 | 0.25041
Scenario 5: High TRC ZEAS Phase In | SDG&E | Com | FoodServ | Com - Health | Gas Energy (MMTherm/year) | Fuel Substitution | 0.00067929 | 0.0014749 | 0.0023931 | 0.0034356 | 0.0046064 | 0.0059097 | 0.0073501 | 0.0089312 | 0.010656 | 0.012528 | 0.01455 | 0.016724 | 0.01906
Scenario 5: High TRC ZEAS Phase In | SDG&E | Com | FoodServ | Com - Lodging | Electric Demand (MW) | Energy Efficiency | 0.0075141 | 0.01539 | 0.023574 | 0.032127 | 0.04095 | 0.050107 | 0.059564 | 0.069318 | 0.07939 | 0.089767 | 0.10258 | 0.11292 | 0.12354
Scenario 5: High TRC ZEAS Phase In | SDG&E | Com | FoodServ | Com - Lodging | Electric Demand (MW) | Fuel Substitution | -0.0006764 | -0.0014708 | -0.002389 | -0.0034306 | -0.0045978 | -0.0058927 | -0.0073173 | -0.008873 | -0.010561 | -0.012383 | -0.014338 | -0.016426 | -0.018647
Scenario 5: High TRC ZEAS Phase In | SDG&E | Com | FoodServ | Com - Lodging | Electric Energy (GWh/year) | Energy Efficiency | 0.050244 | 0.10268 | 0.15704 | 0.21369 | 0.27204 | 0.33247 | 0.39476 | 0.4589 | 0.52501 | 0.593 | 0.67201 | 0.72717 | 0.78373
Scenario 5: High TRC ZEAS Phase In | SDG&E | Com | FoodServ | Com - Lodging | Electric Energy (GWh/year) | Fuel Substitution | -0.0085495 | -0.018485 | -0.029847 | -0.042653 | -0.056933 | -0.072715 | -0.090027 | -0.1089 | -0.12934 | -0.15138 | -0.17503 | -0.2003 | -0.22718
Scenario 5: High TRC ZEAS Phase In | SDG&E | Com | FoodServ | Com - Lodging | Gas Energy (MMTherm/year) | Energy Efficiency | 0.011237 | 0.025849 | 0.041439 | 0.057579 | 0.07413 | 0.091162 | 0.10862 | 0.1265 | 0.1448 | 0.16351 | 0.18257 | 0.20197 | 0.22172
Scenario 5: High TRC ZEAS Phase In | SDG&E | Com | FoodServ | Com - Lodging | Gas Energy (MMTherm/year) | Fuel Substitution | 0.00088415 | 0.0019118 | 0.0030866 | 0.0044109 | 0.0058876 | 0.0075194 | 0.0093094 | 0.01126 | 0.013373 | 0.015652 | 0.018095 | 0.020705 | 0.023482
Scenario 5: High TRC ZEAS Phase In | SDG&E | Com | FoodServ | Com - Office (Large) | Electric Demand (MW) | Energy Efficiency | 0.00047897 | 0.00097009 | 0.0014727 | 0.0019864 | 0.00251 | 0.0030449 | 0.0035914 | 0.0041485 | 0.0047136 | 0.0052874 | 0.0058691 | 0.0059797 | 0.006086
Scenario 5: High TRC ZEAS Phase In | SDG&E | Com | FoodServ | Com - Office (Large) | Electric Energy (GWh/year) | Energy Efficiency | 0.0042011 | 0.0085089 | 0.012917 | 0.017423 | 0.022015 | 0.026707 | 0.031501 | 0.036387 | 0.041344 | 0.046377 | 0.051479 | 0.052449 | 0.053381
Scenario 5: High TRC ZEAS Phase In | SDG&E | Com | FoodServ | Com - Office (Small) | Electric Demand (MW) | Energy Efficiency | 0.00019683 | 0.00039917 | 0.00060678 | 0.00081946 | 0.001037 | 0.0012591 | 0.0014858 | 0.0017168 | 0.001952 | 0.0021911 | 0.0024339 | 0.0024836 | 0.0025313
Scenario 5: High TRC ZEAS Phase In | SDG&E | Com | FoodServ | Com - Office (Small) | Electric Energy (GWh/year) | Energy Efficiency | 0.0017265 | 0.0035012 | 0.0053222 | 0.0071876 | 0.0090953 | 0.011044 | 0.013033 | 0.015059 | 0.017121 | 0.019218 | 0.021348 | 0.021784 | 0.022203
Scenario 5: High TRC ZEAS Phase In | SDG&E | Com | FoodServ | Com - Other | Electric Demand (MW) | Energy Efficiency | 0.015021 | 0.031411 | 0.048875 | 0.067417 | 0.08698 | 0.10762 | 0.12935 | 0.15215 | 0.17603 | 0.201 | 0.23628 | 0.27484 | 0.31494
Scenario 5: High TRC ZEAS Phase In | SDG&E | Com | FoodServ | Com - Other | Electric Demand (MW) | Fuel Substitution | -0.003413 | -0.0074268 | -0.012118 | -0.017451 | -0.023441 | -0.030104 | -0.037456 | -0.045511 | -0.054283 | -0.063783 | -0.074019 | -0.084999 | -0.096727
Scenario 5: High TRC ZEAS Phase In | SDG&E | Com | FoodServ | Com - Other | Electric Energy (GWh/year) | Energy Efficiency | 0.077348 | 0.16169 | 0.2517 | 0.34741 | 0.44855 | 0.55544 | 0.66813 | 0.7866 | 0.91087 | 1.0411 | 1.2169 | 1.408 | 1.6071
Scenario 5: High TRC ZEAS Phase In | SDG&E | Com | FoodServ | Com - Other | Electric Energy (GWh/year) | Fuel Substitution | -0.020051 | -0.043593 | -0.070982 | -0.10209 | -0.13703 | -0.17588 | -0.21877 | -0.26579 | -0.31703 | -0.37258 | -0.43254 | -0.49708 | -0.56627
Scenario 5: High TRC ZEAS Phase In | SDG&E | Com | FoodServ | Com - Other | Gas Energy (MMTherm/year) | Energy Efficiency | 0.036463 | 0.077863 | 0.12177 | 0.16762 | 0.21527 | 0.26482 | 0.31625 | 0.36951 | 0.42457 | 0.48144 | 0.54006 | 0.60042 | 0.66251
Scenario 5: High TRC ZEAS Phase In | SDG&E | Com | FoodServ | Com - Other | Gas Energy (MMTherm/year) | Fuel Substitution | 0.0019263 | 0.0041883 | 0.0068135 | 0.0097955 | 0.013144 | 0.016869 | 0.020979 | 0.025486 | 0.030397 | 0.035721 | 0.041468 | 0.047653 | 0.054286
Scenario 5: High TRC ZEAS Phase In | SDG&E | Com | FoodServ | Com - Restaurant | Electric Demand (MW) | Energy Efficiency | 0.031124 | 0.067178 | 0.10525 | 0.14532 | 0.18738 | 0.23138 | 0.27735 | 0.32528 | 0.37511 | 0.42683 | 0.49327 | 0.55957 | 0.62795
Scenario 5: High TRC ZEAS Phase In | SDG&E | Com | FoodServ | Com - Restaurant | Electric Demand (MW) | Fuel Substitution | -0.0068979 | -0.014977 | -0.024341 | -0.03494 | -0.046794 | -0.059921 | -0.074344 | -0.090077 | -0.10714 | -0.12553 | -0.14527 | -0.16635 | -0.18877
Scenario 5: High TRC ZEAS Phase In | SDG&E | Com | FoodServ | Com - Restaurant | Electric Energy (GWh/year) | Energy Efficiency | 0.17805 | 0.38232 | 0.59768 | 0.82407 | 1.0615 | 1.3096 | 1.5688 | 1.8389 | 2.1195 | 2.4107 | 2.7678 | 3.1064 | 3.455
Scenario 5: High TRC ZEAS Phase In | SDG&E | Com | FoodServ | Com - Restaurant | Electric Energy (GWh/year) | Fuel Substitution | -0.069223 | -0.14945 | -0.2412 | -0.34433 | -0.45901 | -0.58542 | -0.72375 | -0.87414 | -1.0367 | -1.2117 | -1.399 | -1.5988 | -1.8112
Scenario 5: High TRC ZEAS Phase In | SDG&E | Com | FoodServ | Com - Restaurant | Gas Energy (MMTherm/year) | Energy Efficiency | 0.070279 | 0.16982 | 0.27692 | 0.38833 | 0.50402 | 0.62384 | 0.74783 | 0.87591 | 1.0079 | 1.1438 | 1.2836 | 1.4272 | 1.5745
Scenario 5: High TRC ZEAS Phase In | SDG&E | Com | FoodServ | Com - Restaurant | Gas Energy (MMTherm/year) | Fuel Substitution | 0.0069599 | 0.015024 | 0.024233 | 0.034581 | 0.046086 | 0.058765 | 0.072635 | 0.087712 | 0.10401 | 0.12154 | 0.14031 | 0.16031 | 0.18158
Scenario 5: High TRC ZEAS Phase In | SDG&E | Com | FoodServ | Com - Retail | Electric Demand (MW) | Energy Efficiency | 0.00050715 | 0.0010162 | 0.0015269 | 0.0020355 | 0.0025339 | 0.00303 | 0.0035197 | 0.0040026 | 0.0044802 | 0.0049559 | 0.0054297 | 0.0055424 | 0.0056528
Scenario 5: High TRC ZEAS Phase In | SDG&E | Com | FoodServ | Com - Retail | Electric Energy (GWh/year) | Energy Efficiency | 0.00389 | 0.0078136 | 0.011768 | 0.015731 | 0.019656 | 0.023584 | 0.027493 | 0.031378 | 0.035246 | 0.039113 | 0.042979 | 0.043679 | 0.044352
Scenario 5: High TRC ZEAS Phase In | SDG&E | Com | FoodServ | Com - Retail | Gas Energy (MMTherm/year) | Energy Efficiency | 1.246e-05 | 2.4537e-05 | 3.6265e-05 | 4.7385e-05 | 5.7358e-05 | 6.6789e-05 | 7.5418e-05 | 8.3248e-05 | 9.0422e-05 | 9.7224e-05 | 0.00010369 | 0.00011013 | 0.00011673
Scenario 5: High TRC ZEAS Phase In | SDG&E | Com | FoodServ | Com - School | Electric Demand (MW) | Energy Efficiency | 0.0060671 | 0.012624 | 0.019537 | 0.026802 | 0.034421 | 0.042385 | 0.050694 | 0.059356 | 0.068381 | 0.07777 | 0.092629 | 0.10847 | 0.12487
Scenario 5: High TRC ZEAS Phase In | SDG&E | Com | FoodServ | Com - School | Electric Demand (MW) | Fuel Substitution | -0.00022886 | -0.00049663 | -0.00081764 | -0.0011806 | -0.001586 | -0.0020345 | -0.0025267 | -0.003063 | -0.0036438 | -0.0042695 | -0.00494 | -0.0056555 | -0.0064156
Scenario 5: High TRC ZEAS Phase In | SDG&E | Com | FoodServ | Com - School | Electric Energy (GWh/year) | Energy Efficiency | 0.033996 | 0.070569 | 0.1091 | 0.14957 | 0.19201 | 0.23637 | 0.28264 | 0.33087 | 0.38112 | 0.4334 | 0.5097 | 0.5867 | 0.66642
Scenario 5: High TRC ZEAS Phase In | SDG&E | Com | FoodServ | Com - School | Electric Energy (GWh/year) | Fuel Substitution | -0.0029371 | -0.0063629 | -0.010347 | -0.014852 | -0.019892 | -0.025483 | -0.031644 | -0.038391 | -0.045745 | -0.053757 | -0.06247 | -0.071916 | -0.082125
Scenario 5: High TRC ZEAS Phase In | SDG&E | Com | FoodServ | Com - School | Gas Energy (MMTherm/year) | Energy Efficiency | 0.012048 | 0.025512 | 0.03972 | 0.054401 | 0.069552 | 0.085147 | 0.10117 | 0.11763 | 0.13452 | 0.15182 | 0.16953 | 0.18763 | 0.20611
Scenario 5: High TRC ZEAS Phase In | SDG&E | Com | FoodServ | Com - School | Gas Energy (MMTherm/year) | Fuel Substitution | 0.00030842 | 0.00066829 | 0.0010849 | 0.0015559 | 0.0020829 | 0.0026673 | 0.003311 | 0.0040158 | 0.0047836 | 0.0056195 | 0.0065279 | 0.0075118 | 0.0085744
Scenario 5: High TRC ZEAS Phase In | SDG&E | Com | HVAC | Com - College | Electric Demand (MW) | Energy Efficiency | 0.0034825 | 0.0072024 | 0.011167 | 0.015479 | 0.020011 | 0.024889 | 0.030121 | 0.035661 | 0.041516 | 0.047708 | 0.054187 | 0.061306 | 0.068745
Scenario 5: High TRC ZEAS Phase In | SDG&E | Com | HVAC | Com - College | Electric Energy (GWh/year) | Energy Efficiency | 0.0037327 | 0.0077182 | 0.011962 | 0.016533 | 0.021345 | 0.026484 | 0.031952 | 0.037721 | 0.043792 | 0.05018 | 0.05685 | 0.064038 | 0.071529
Scenario 5: High TRC ZEAS Phase In | SDG&E | Com | HVAC | Com - College | Electric Energy (GWh/year) | Fuel Substitution | 2.3834e-07 | 5.019e-07 | 7.915e-07 | 1.108e-06 | 1.108e-06 | 1.108e-06 | 1.108e-06 | 1.108e-06 | 1.108e-06 | 1.108e-06 | 1.108e-06 | 1.108e-06 | 1.108e-06
Scenario 5: High TRC ZEAS Phase In | SDG&E | Com | HVAC | Com - College | Gas Energy (MMTherm/year) | Energy Efficiency | 0.00028845 | 0.00059661 | 0.00092514 | 0.001284 | 0.0016608 | 0.0020677 | 0.0025054 | 0.0029697 | 0.0034612 | 0.003982 | 0.0045273 | 0.0051312 | 0.0057628
Scenario 5: High TRC ZEAS Phase In | SDG&E | Com | HVAC | Com - College | Gas Energy (MMTherm/year) | Fuel Substitution | 5.7714e-08 | 1.2153e-07 | 1.9165e-07 | 2.6829e-07 | 2.6829e-07 | 2.6829e-07 | 2.6829e-07 | 2.6829e-07 | 2.6829e-07 | 2.6829e-07 | 2.6829e-07 | 2.6829e-07 | 2.6829e-07
Scenario 5: High TRC ZEAS Phase In | SDG&E | Com | HVAC | Com - Grocery | Electric Demand (MW) | Energy Efficiency | 0.0010469 | 0.0022042 | 0.0034765 | 0.0039029 | 0.0041245 | 0.0043587 | 0.0046053 | 0.0048643 | 0.0051351 | 0.005418 | 0.0057126 | 0.0060189 | 0.006337
Scenario 5: High TRC ZEAS Phase In | SDG&E | Com | HVAC | Com - Grocery | Electric Energy (GWh/year) | Energy Efficiency | 0.0059286 | 0.012458 | 0.019605 | 0.022981 | 0.025503 | 0.028204 | 0.031091 | 0.034161 | 0.037395 | 0.040814 | 0.044411 | 0.048193 | 0.052174
Scenario 5: High TRC ZEAS Phase In | SDG&E | Com | HVAC | Com - Grocery | Electric Energy (GWh/year) | Fuel Substitution | -0.0001042 | -0.00021955 | -0.00034643 | -0.00048537 | -0.00048537 | -0.00048537 | -0.00048537 | -0.00048537 | -0.00048537 | -0.00048537 | -0.00048537 | -0.00048537 | -0.00048537
Scenario 5: High TRC ZEAS Phase In | SDG&E | Com | HVAC | Com - Grocery | Gas Energy (MMTherm/year) | Energy Efficiency | 0.00028303 | 0.00058857 | 0.00091582 | 0.0012712 | 0.0016482 | 0.0020533 | 0.0024876 | 0.0029508 | 0.0034395 | 0.0039575 | 0.0045035 | 0.005079 | 0.0056865
Scenario 5: High TRC ZEAS Phase In | SDG&E | Com | HVAC | Com - Grocery | Gas Energy (MMTherm/year) | Fuel Substitution | 1.5379e-05 | 3.2376e-05 | 5.1043e-05 | 7.1454e-05 | 7.1454e-05 | 7.1454e-05 | 7.1454e-05 | 7.1454e-05 | 7.1454e-05 | 7.1454e-05 | 7.1454e-05 | 7.1454e-05 | 7.1454e-05
Scenario 5: High TRC ZEAS Phase In | SDG&E | Com | HVAC | Com - Health | Electric Demand (MW) | Energy Efficiency | 0.0076409 | 0.015952 | 0.024963 | 0.034733 | 0.045235 | 0.056461 | 0.064548 | 0.073089 | 0.07185 | 0.069655 | 0.067363 | 0.064882 | 0.062241
Scenario 5: High TRC ZEAS Phase In | SDG&E | Com | HVAC | Com - Health | Electric Energy (GWh/year) | Energy Efficiency | 0.059729 | 0.12408 | 0.19328 | 0.26795 | 0.34758 | 0.43196 | 0.49244 | 0.55589 | 0.5529 | 0.54467 | 0.53702 | 0.52695 | 0.51514
Scenario 5: High TRC ZEAS Phase In | SDG&E | Com | HVAC | Com - Health | Electric Energy (GWh/year) | Fuel Substitution | 5.5996e-06 | 1.1797e-05 | 1.5068e-05 | 1.8602e-05 | 1.8602e-05 | 1.8602e-05 | 1.8602e-05 | 1.8602e-05 | 1.8602e-05 | 1.8602e-05 | 1.8602e-05 | 1.8602e-05 | 1.8602e-05
Scenario 5: High TRC ZEAS Phase In | SDG&E | Com | HVAC | Com - Health | Gas Energy (MMTherm/year) | Energy Efficiency | 0.0019696 | 0.0039982 | 0.0060901 | 0.0083094 | 0.010574 | 0.012856 | 0.014953 | 0.017105 | 0.019207 | 0.021512 | 0.02415 | 0.026594 | 0.028955
Scenario 5: High TRC ZEAS Phase In | SDG&E | Com | HVAC | Com - Health | Gas Energy (MMTherm/year) | Fuel Substitution | 3.8798e-07 | 8.1728e-07 | 1.7547e-06 | 2.7871e-06 | 2.7871e-06 | 2.7871e-06 | 2.7871e-06 | 2.7871e-06 | 2.7871e-06 | 2.7871e-06 | 2.7871e-06 | 2.7871e-06 | 2.7871e-06
Scenario 5: High TRC ZEAS Phase In | SDG&E | Com | HVAC | Com - Lodging | Electric Demand (MW) | Energy Efficiency | 0.0039572 | 0.0089473 | 0.014597 | 0.020732 | 0.027314 | 0.034374 | 0.040429 | 0.04686 | 0.046733 | 0.046319 | 0.046031 | 0.045779 | 0.045581
Scenario 5: High TRC ZEAS Phase In | SDG&E | Com | HVAC | Com - Lodging | Electric Energy (GWh/year) | Energy Efficiency | 0.038321 | 0.082192 | 0.12985 | 0.18058 | 0.234 | 0.29034 | 0.32744 | 0.36628 | 0.35505 | 0.34172 | 0.32853 | 0.31513 | 0.30172
Scenario 5: High TRC ZEAS Phase In | SDG&E | Com | HVAC | Com - Lodging | Electric Energy (GWh/year) | Fuel Substitution | -1.5122e-05 | -3.1921e-05 | -5.0477e-05 | -7.0882e-05 | -7.0882e-05 | -7.0882e-05 | -7.0882e-05 | -7.0882e-05 | -7.0882e-05 | -7.0882e-05 | -7.0882e-05 | -7.0882e-05 | -7.0882e-05
Scenario 5: High TRC ZEAS Phase In | SDG&E | Com | HVAC | Com - Lodging | Gas Energy (MMTherm/year) | Energy Efficiency | 0.002215 | 0.0045447 | 0.0069747 | 0.0095182 | 0.012148 | 0.014889 | 0.015951 | 0.017052 | 0.016224 | 0.015359 | 0.014468 | 0.013545 | 0.012594
Scenario 5: High TRC ZEAS Phase In | SDG&E | Com | HVAC | Com - Lodging | Gas Energy (MMTherm/year) | Fuel Substitution | 3.48e-06 | 7.3317e-06 | 1.157e-05 | 1.6212e-05 | 1.6212e-05 | 1.6212e-05 | 1.6212e-05 | 1.6212e-05 | 1.6212e-05 | 1.6212e-05 | 1.6212e-05 | 1.6212e-05 | 1.6212e-05
Scenario 5: High TRC ZEAS Phase In | SDG&E | Com | HVAC | Com - Office (Large) | Electric Demand (MW) | Energy Efficiency | 0.00025113 | 0.00051734 | 0.00079844 | 0.0015367 | 0.0025428 | 0.0036153 | 0.0039567 | 0.004313 | 0.0046823 | 0.0050651 | 0.0054606 | 0.0058688 | 0.0062895
Scenario 5: High TRC ZEAS Phase In | SDG&E | Com | HVAC | Com - Office (Large) | Electric Energy (GWh/year) | Energy Efficiency | 0.00064257 | 0.0013237 | 0.0020429 | 0.0059998 | 0.011828 | 0.018065 | 0.018939 | 0.01985 | 0.020795 | 0.021775 | 0.022787 | 0.023831 | 0.024907
Scenario 5: High TRC ZEAS Phase In | SDG&E | Com | HVAC | Com - Office (Large) | Gas Energy (MMTherm/year) | Energy Efficiency | 0 | 0 | 0 | 0.0017126 | 0.0044077 | 0.0073005 | 0.0073005 | 0.0073005 | 0.0073005 | 0.0073005 | 0.0073005 | 0.0073005 | 0.0073005
Scenario 5: High TRC ZEAS Phase In | SDG&E | Com | HVAC | Com - Office (Small) | Electric Demand (MW) | Energy Efficiency | 0.0036438 | 0.0075639 | 0.011762 | 0.01624 | 0.020993 | 0.026028 | 0.031347 | 0.036936 | 0.042789 | 0.048896 | 0.055249 | 0.061843 | 0.06867
Scenario 5: High TRC ZEAS Phase In | SDG&E | Com | HVAC | Com - Office (Small) | Electric Energy (GWh/year) | Energy Efficiency | 0.0032449 | 0.0067227 | 0.010434 | 0.01438 | 0.018557 | 0.022968 | 0.027613 | 0.032484 | 0.037575 | 0.042878 | 0.048387 | 0.054097 | 0.060004
Scenario 5: High TRC ZEAS Phase In | SDG&E | Com | HVAC | Com - Office (Small) | Gas Energy (MMTherm/year) | Energy Efficiency | 0.0001963 | 0.00040802 | 0.00063529 | 0.00087828 | 0.0011366 | 0.0014109 | 0.0017011 | 0.0020066 | 0.0023269 | 0.0026614 | 0.0030098 | 0.0033715 | 0.0037464
Scenario 5: High TRC ZEAS Phase In | SDG&E | Com | HVAC | Com - Other | Electric Demand (MW) | Energy Efficiency | 0.04101 | 0.086064 | 0.13534 | 0.18904 | 0.24662 | 0.31186 | 0.38282 | 0.45865 | 0.53434 | 0.61327 | 0.69635 | 0.78367 | 0.87537
Scenario 5: High TRC ZEAS Phase In | SDG&E | Com | HVAC | Com - Other | Electric Energy (GWh/year) | Energy Efficiency | 0.037505 | 0.078675 | 0.12367 | 0.17269 | 0.22523 | 0.293 | 0.36867 | 0.44975 | 0.52023 | 0.58542 | 0.65886 | 0.73604 | 0.81711
Scenario 5: High TRC ZEAS Phase In | SDG&E | Com | HVAC | Com - Other | Electric Energy (GWh/year) | Fuel Substitution | -6.4422e-06 | -1.3668e-05 | -8.602e-05 | -0.00016587 | -0.00016587 | -0.00016587 | -0.00016587 | -0.00016587 | -0.00016587 | -0.00016587 | -0.00016587 | -0.00016587 | -0.00016587
Scenario 5: High TRC ZEAS Phase In | SDG&E | Com | HVAC | Com - Other | Gas Energy (MMTherm/year) | Energy Efficiency | 0.0056523 | 0.011858 | 0.018642 | 0.026032 | 0.033952 | 0.042769 | 0.052303 | 0.062485 | 0.072957 | 0.083523 | 0.095043 | 0.10715 | 0.11987
Scenario 5: High TRC ZEAS Phase In | SDG&E | Com | HVAC | Com - Other | Gas Energy (MMTherm/year) | Fuel Substitution | 2.9999e-06 | 6.3247e-06 | 1.7834e-05 | 3.0503e-05 | 3.0503e-05 | 3.0503e-05 | 3.0503e-05 | 3.0503e-05 | 3.0503e-05 | 3.0503e-05 | 3.0503e-05 | 3.0503e-05 | 3.0503e-05
Scenario 5: High TRC ZEAS Phase In | SDG&E | Com | HVAC | Com - Restaurant | Electric Demand (MW) | Energy Efficiency | 0.0010161 | 0.0033928 | 0.0059983 | 0.0088435 | 0.011942 | 0.015285 | 0.018896 | 0.022776 | 0.026906 | 0.03129 | 0.035934 | 0.040837 | 0.045993
Scenario 5: High TRC ZEAS Phase In | SDG&E | Com | HVAC | Com - Restaurant | Electric Energy (GWh/year) | Energy Efficiency | -0.00019434 | -0.0004437 | -0.00073103 | -0.0010574 | -0.00089935 | -0.00061529 | -0.00029922 | 5.1575e-05 | 0.00044021 | 0.00086976 | 0.0013437 | 0.001866 | 0.002441
Scenario 5: High TRC ZEAS Phase In | SDG&E | Com | HVAC | Com - Restaurant | Electric Energy (GWh/year) | Fuel Substitution | 4.211e-08 | 8.8539e-08 | 1.3939e-07 | 1.9479e-07 | 1.9479e-07 | 1.9479e-07 | 1.9479e-07 | 1.9479e-07 | 1.9479e-07 | 1.9479e-07 | 1.9479e-07 | 1.9479e-07 | 1.9479e-07
Scenario 5: High TRC ZEAS Phase In | SDG&E | Com | HVAC | Com - Restaurant | Gas Energy (MMTherm/year) | Energy Efficiency | 0.0034151 | 0.0075231 | 0.012152 | 0.017344 | 0.023179 | 0.029675 | 0.036882 | 0.044852 | 0.05363 | 0.063276 | 0.073852 | 0.085419 | 0.098038
Scenario 5: High TRC ZEAS Phase In | SDG&E | Com | HVAC | Com - Restaurant | Gas Energy (MMTherm/year) | Fuel Substitution | 9.6845e-09 | 2.0362e-08 | 3.2058e-08 | 4.4797e-08 | 4.4797e-08 | 4.4797e-08 | 4.4797e-08 | 4.4797e-08 | 4.4797e-08 | 4.4797e-08 | 4.4797e-08 | 4.4797e-08 | 4.4797e-08
Scenario 5: High TRC ZEAS Phase In | SDG&E | Com | HVAC | Com - Retail | Electric Demand (MW) | Energy Efficiency | 0.0084588 | 0.017144 | 0.026061 | 0.035097 | 0.04404 | 0.053104 | 0.061533 | 0.069924 | 0.070272 | 0.070258 | 0.069983 | 0.069567 | 0.069073
Scenario 5: High TRC ZEAS Phase In | SDG&E | Com | HVAC | Com - Retail | Electric Energy (GWh/year) | Energy Efficiency | 0.024538 | 0.050509 | 0.073287 | 0.096774 | 0.12074 | 0.1466 | 0.16991 | 0.19418 | 0.18686 | 0.17881 | 0.17579 | 0.17273 | 0.16968
Scenario 5: High TRC ZEAS Phase In | SDG&E | Com | HVAC | Com - Retail | Electric Energy (GWh/year) | Fuel Substitution | 1.0831e-06 | 2.8351e-06 | 4.7547e-06 | 6.8468e-06 | 6.8468e-06 | 6.8468e-06 | 6.8468e-06 | 6.8468e-06 | 6.8468e-06 | 6.8468e-06 | 6.8468e-06 | 6.8468e-06 | 6.8468e-06
Scenario 5: High TRC ZEAS Phase In | SDG&E | Com | HVAC | Com - Retail | Gas Energy (MMTherm/year) | Energy Efficiency | 0.00055091 | 0.001136 | 0.0017548 | 0.0024057 | 0.0030825 | 0.0037921 | 0.0039953 | 0.0042017 | 0.0042169 | 0.0042253 | 0.0042304 | 0.0042333 | 0.0042348
Scenario 5: High TRC ZEAS Phase In | SDG&E | Com | HVAC | Com - Retail | Gas Energy (MMTherm/year) | Fuel Substitution | 1.4418e-07 | 3.3392e-07 | 5.4167e-07 | 7.6796e-07 | 7.6796e-07 | 7.6796e-07 | 7.6796e-07 | 7.6796e-07 | 7.6796e-07 | 7.6796e-07 | 7.6796e-07 | 7.6796e-07 | 7.6796e-07
Scenario 5: High TRC ZEAS Phase In | SDG&E | Com | HVAC | Com - School | Electric Demand (MW) | Energy Efficiency | 0.013155 | 0.026537 | 0.040046 | 0.053602 | 0.067191 | 0.080736 | 0.089641 | 0.098925 | 0.10832 | 0.11872 | 0.13033 | 0.14314 | 0.15712
Scenario 5: High TRC ZEAS Phase In | SDG&E | Com | HVAC | Com - School | Electric Energy (GWh/year) | Energy Efficiency | 0.041277 | 0.081056 | 0.11874 | 0.15386 | 0.18812 | 0.21943 | 0.22106 | 0.22226 | 0.22337 | 0.22844 | 0.23805 | 0.25232 | 0.2712
Scenario 5: High TRC ZEAS Phase In | SDG&E | Com | HVAC | Com - School | Electric Energy (GWh/year) | Fuel Substitution | -2.8871e-10 | -6.0219e-10 | -9.4037e-10 | 3.3128e-08 | 3.3128e-08 | 3.3128e-08 | 3.3128e-08 | 3.3128e-08 | 3.3128e-08 | 3.3128e-08 | 3.3128e-08 | 3.3128e-08 | 3.3128e-08
Scenario 5: High TRC ZEAS Phase In | SDG&E | Com | HVAC | Com - School | Gas Energy (MMTherm/year) | Energy Efficiency | 0.0021368 | 0.004396 | 0.006777 | 0.009279 | 0.012199 | 0.015248 | 0.018452 | 0.021784 | 0.025247 | 0.028834 | 0.032547 | 0.036382 | 0.040334
Scenario 5: High TRC ZEAS Phase In | SDG&E | Com | HVAC | Com - School | Gas Energy (MMTherm/year) | Fuel Substitution | 1.7927e-08 | 3.7392e-08 | 5.839e-08 | 1.8857e-07 | 1.8857e-07 | 1.8857e-07 | 1.8857e-07 | 1.8857e-07 | 1.8857e-07 | 1.8857e-07 | 1.8857e-07 | 1.8857e-07 | 1.8857e-07
Scenario 5: High TRC ZEAS Phase In | SDG&E | Com | HVAC | Com - Warehouse | Electric Demand (MW) | Energy Efficiency | 2.2312e-05 | 4.6175e-05 | 7.1605e-05 | 9.8666e-05 | 0.00012729 | 0.00015753 | 0.00018937 | 0.00022279 | 0.00022789 | 0.00022789 | 0.00022789 | 0.00022789 | 0.00022789
Scenario 5: High TRC ZEAS Phase In | SDG&E | Com | HVAC | Com - Warehouse | Electric Energy (GWh/year) | Energy Efficiency | 6.8318e-05 | 0.00014139 | 0.00021925 | 0.00030211 | 0.00038974 | 0.00048235 | 0.00057982 | 0.00068216 | 0.00069777 | 0.00069777 | 0.00069777 | 0.00069777 | 0.00069777
Scenario 5: High TRC ZEAS Phase In | SDG&E | Com | HVAC | Com - Warehouse | Electric Energy (GWh/year) | Fuel Substitution | -1.0364e-05 | -2.1913e-05 | -3.4702e-05 | -4.8744e-05 | -4.8744e-05 | -4.8744e-05 | -4.8744e-05 | -4.8744e-05 | -4.8744e-05 | -4.8744e-05 | -4.8744e-05 | -4.8744e-05 | -4.8744e-05
Scenario 5: High TRC ZEAS Phase In | SDG&E | Com | HVAC | Com - Warehouse | Gas Energy (MMTherm/year) | Fuel Substitution | 1.525e-06 | 3.2227e-06 | 5.1006e-06 | 7.1923e-06 | 7.1923e-06 | 7.1923e-06 | 7.1923e-06 | 7.1923e-06 | 7.1923e-06 | 7.1923e-06 | 7.1923e-06 | 7.1923e-06 | 7.1923e-06
Scenario 5: High TRC ZEAS Phase In | SDG&E | Com | Lighting | Com - Grocery | Electric Demand (MW) | Energy Efficiency | 0.0064888 | 0.013137 | 0.019934 | 0.02689 | 0.033977 | 0.041222 | 0.048623 | 0.056172 | 0.063853 | 0.071675 | 0.079631 | 0.081328 | 0.081328
Scenario 5: High TRC ZEAS Phase In | SDG&E | Com | Lighting | Com - Grocery | Electric Energy (GWh/year) | Energy Efficiency | 0.037271 | 0.075458 | 0.1145 | 0.15445 | 0.19516 | 0.23678 | 0.27929 | 0.32265 | 0.36677 | 0.4117 | 0.45739 | 0.46714 | 0.46714
Scenario 5: High TRC ZEAS Phase In | SDG&E | Com | Lighting | Com - Grocery | Gas Energy (MMTherm/year) | Energy Efficiency | -0.00044456 | -0.00090005 | -0.0013657 | -0.0018423 | -0.0023279 | -0.0028242 | -0.0033312 | -0.0038484 | -0.0043747 | -0.0049106 | -0.0054557 | -0.0055719 | -0.0055719
Scenario 5: High TRC ZEAS Phase In | SDG&E | Com | Lighting | Com - Health | Electric Demand (MW) | Energy Efficiency | 0.031343 | 0.062857 | 0.09457 | 0.12672 | 0.15902 | 0.19139 | 0.22316 | 0.2551 | 0.28746 | 0.32057 | 0.35468 | 0.38843 | 0.42209
Scenario 5: High TRC ZEAS Phase In | SDG&E | Com | Lighting | Com - Health | Electric Energy (GWh/year) | Energy Efficiency | 0.19205 | 0.38515 | 0.57947 | 0.77644 | 0.97436 | 1.1727 | 1.3674 | 1.5631 | 1.7614 | 1.9643 | 2.1733 | 2.3801 | 2.5864
Scenario 5: High TRC ZEAS Phase In | SDG&E | Com | Lighting | Com - Health | Gas Energy (MMTherm/year) | Energy Efficiency | -0.0010607 | -0.0021272 | -0.0032004 | -0.0042883 | -0.0053814 | -0.0064769 | -0.0075521 | -0.0086333 | -0.0097282 | -0.010849 | -0.012003 | -0.013145 | -0.014285
Scenario 5: High TRC ZEAS Phase In | SDG&E | Com | Lighting | Com - Refrig. Warehouse | Electric Demand (MW) | Energy Efficiency | 3.435e-05 | 6.8973e-05 | 0.00010389 | 0.00013888 | 0.00017409 | 0.00020957 | 0.00024539 | 0.00028155 | 0.00031815 | 0.00035513 | 0.00039258 | 0.00043052 | 0.00046897
Scenario 5: High TRC ZEAS Phase In | SDG&E | Com | Lighting | Com - Refrig. Warehouse | Electric Energy (GWh/year) | Energy Efficiency | 0.00030573 | 0.00061387 | 0.0009246 | 0.001236 | 0.0015494 | 0.0018651 | 0.0021838 | 0.0025056 | 0.0028313 | 0.0031604 | 0.0034936 | 0.0038312 | 0.0041732
Scenario 5: High TRC ZEAS Phase In | SDG&E | Com | Lighting | Com - Restaurant | Electric Demand (MW) | Energy Efficiency | 0.0040746 | 0.0085448 | 0.01312 | 0.017798 | 0.026621 | 0.036167 | 0.04581 | 0.055547 | 0.065366 | 0.07527 | 0.085262 | 0.095342 | 0.10551
Scenario 5: High TRC ZEAS Phase In | SDG&E | Com | Lighting | Com - Restaurant | Electric Energy (GWh/year) | Energy Efficiency | 0.025478 | 0.05343 | 0.082037 | 0.11129 | 0.16649 | 0.22622 | 0.28656 | 0.34748 | 0.40892 | 0.47089 | 0.5334 | 0.59648 | 0.66011
Scenario 5: High TRC ZEAS Phase In | SDG&E | Com | Lighting | Com - Restaurant | Gas Energy (MMTherm/year) | Energy Efficiency | -7.7995e-05 | -0.00016356 | -0.00025113 | -0.00034068 | -0.00050949 | -0.00069215 | -0.00087665 | -0.001063 | -0.0012508 | -0.0014403 | -0.0016315 | -0.0018244 | -0.002019
Scenario 5: High TRC ZEAS Phase In | SDG&E | Com | Lighting | Com - Retail | Electric Demand (MW) | Energy Efficiency | 0.058115 | 0.11559 | 0.17251 | 0.2288 | 0.28426 | 0.33919 | 0.39351 | 0.44725 | 0.50047 | 0.5533 | 0.60575 | 0.65794 | 0.70991
Scenario 5: High TRC ZEAS Phase In | SDG&E | Com | Lighting | Com - Retail | Electric Energy (GWh/year) | Energy Efficiency | 0.36207 | 0.72017 | 1.0748 | 1.4254 | 1.771 | 2.1132 | 2.4516 | 2.7864 | 3.118 | 3.4471 | 3.7739 | 4.099 | 4.4228
Scenario 5: High TRC ZEAS Phase In | SDG&E | Com | Lighting | Com - Retail | Gas Energy (MMTherm/year) | Energy Efficiency | -0.00054337 | -0.0010808 | -0.001613 | -0.0021392 | -0.0026578 | -0.0031714 | -0.0036793 | -0.0041817 | -0.0046794 | -0.0051733 | -0.0056637 | -0.0061516 | -0.0066376
Scenario 5: High TRC ZEAS Phase In | SDG&E | Com | WaterHeat | Com - College | Electric Demand (MW) | Energy Efficiency | 0.0068181 | 0.014278 | 0.022417 | 0.031262 | 0.040781 | 0.05103 | 0.062012 | 0.073742 | 0.086236 | 0.099519 | 0.11359 | 0.1286 | 0.14445
Scenario 5: High TRC ZEAS Phase In | SDG&E | Com | WaterHeat | Com - College | Electric Demand (MW) | Fuel Substitution | 0 | 0 | 0.089215 | 0.29848 | 0.65722 | 1.0556 | 1.5017 | 2.0077 | 2.5702 | 3.1863 | 3.8434 | 4.532 | 5.2452
Scenario 5: High TRC ZEAS Phase In | SDG&E | Com | WaterHeat | Com - College | Electric Energy (GWh/year) | Energy Efficiency | 0.02586 | 0.054152 | 0.085025 | 0.11857 | 0.15468 | 0.19355 | 0.2352 | 0.27969 | 0.32708 | 0.37746 | 0.43082 | 0.48774 | 0.54787
Scenario 5: High TRC ZEAS Phase In | SDG&E | Com | WaterHeat | Com - College | Electric Energy (GWh/year) | Fuel Substitution | -0.69916 | -1.4756 | -2.092 | -1.8963 | -0.62743 | 0.78767 | 2.5625 | 4.576 | 6.8139 | 9.2656 | 11.88 | 14.62 | 17.4578
Scenario 5: High TRC ZEAS Phase In | SDG&E | Com | WaterHeat | Com - College | Gas Energy (MMTherm/year) | Energy Efficiency | 0.0072489 | 0.014607 | 0.021183 | 0.0277 | 0.03052 | 0.033415 | 0.033388 | 0.033357 | 0.029513 | 0.025679 | 0.021857 | 0.018079 | 0.018083
Scenario 5: High TRC ZEAS Phase In | SDG&E | Com | WaterHeat | Com - College | Gas Energy (MMTherm/year) | Fuel Substitution | 0.079779 | 0.16833 | 0.27855 | 0.35238 | 0.37402 | 0.39725 | 0.39725 | 0.39725 | 0.39725 | 0.39725 | 0.39725 | 0.39725 | 0.39725
Scenario 5: High TRC ZEAS Phase In | SDG&E | Com | WaterHeat | Com - Grocery | Electric Demand (MW) | Energy Efficiency | 0.017479 | 0.036639 | 0.057504 | 0.080138 | 0.10452 | 0.13076 | 0.1589 | 0.18896 | 0.22095 | 0.25493 | 0.29093 | 0.32898 | 0.36916
Scenario 5: High TRC ZEAS Phase In | SDG&E | Com | WaterHeat | Com - Grocery | Electric Energy (GWh/year) | Energy Efficiency | 0.091792 | 0.19242 | 0.30199 | 0.42085 | 0.54891 | 0.68672 | 0.83448 | 0.99237 | 1.1604 | 1.3388 | 1.5278 | 1.7277 | 1.9387
Scenario 5: High TRC ZEAS Phase In | SDG&E | Com | WaterHeat | Com - Grocery | Electric Energy (GWh/year) | Fuel Substitution | -0.029577 | -0.061849 | -0.096827 | -0.13457 | -0.17514 | -0.2186 | -0.2186 | -0.2186 | -0.2186 | -0.2186 | -0.2186 | -0.2186 | -0.2186
Scenario 5: High TRC ZEAS Phase In | SDG&E | Com | WaterHeat | Com - Grocery | Gas Energy (MMTherm/year) | Energy Efficiency | 0.0017125 | 0.0034531 | 0.0080563 | 0.012664 | 0.017274 | 0.021917 | 0.021923 | 0.021928 | 0.019191 | 0.016482 | 0.013802 | 0.011176 | 0.01126
Scenario 5: High TRC ZEAS Phase In | SDG&E | Com | WaterHeat | Com - Grocery | Gas Energy (MMTherm/year) | Fuel Substitution | 0.0040071 | 0.0083796 | 0.013118 | 0.018232 | 0.023728 | 0.029617 | 0.029617 | 0.029617 | 0.029617 | 0.029617 | 0.029617 | 0.029617 | 0.029617
Scenario 5: High TRC ZEAS Phase In | SDG&E | Com | WaterHeat | Com - Health | Electric Demand (MW) | Energy Efficiency | 0.021796 | 0.04568 | 0.071735 | 0.10014 | 0.13072 | 0.16345 | 0.1977 | 0.23418 | 0.27314 | 0.31501 | 0.36016 | 0.40709 | 0.45611
Scenario 5: High TRC ZEAS Phase In | SDG&E | Com | WaterHeat | Com - Health | Electric Demand (MW) | Fuel Substitution | 0 | 0 | 0.11089 | 0.37249 | 0.82341 | 1.3266 | 1.8929 | 2.5387 | 3.258 | 4.0493 | 4.8968 | 5.7873 | 6.7115
Scenario 5: High TRC ZEAS Phase In | SDG&E | Com | WaterHeat | Com - Health | Electric Energy (GWh/year) | Energy Efficiency | 0.18107 | 0.37948 | 0.59594 | 0.83188 | 1.086 | 1.3579 | 1.6425 | 1.9455 | 2.2692 | 2.617 | 2.9921 | 3.382 | 3.7892
Scenario 5: High TRC ZEAS Phase In | SDG&E | Com | WaterHeat | Com - Health | Electric Energy (GWh/year) | Fuel Substitution | -1.9124 | -4.0412 | -5.7403 | -5.2757 | -1.9208 | 1.8453 | 6.7707 | 12.3883 | 18.6453 | 25.5284 | 32.9001 | 40.6465 | 48.6861
Scenario 5: High TRC ZEAS Phase In | SDG&E | Com | WaterHeat | Com - Health | Gas Energy (MMTherm/year) | Energy Efficiency | 0.015405 | 0.031342 | 0.045322 | 0.059594 | 0.06907 | 0.0787 | 0.078742 | 0.078779 | 0.073777 | 0.06877 | 0.063763 | 0.058824 | 0.05884
Scenario 5: High TRC ZEAS Phase In | SDG&E | Com | WaterHeat | Com - Health | Gas Energy (MMTherm/year) | Fuel Substitution | 0.2213 | 0.46748 | 0.77354 | 0.98717 | 1.0655 | 1.1499 | 1.1499 | 1.1499 | 1.1499 | 1.1499 | 1.1499 | 1.1499 | 1.1499
Scenario 5: High TRC ZEAS Phase In | SDG&E | Com | WaterHeat | Com - Lodging | Electric Demand (MW) | Energy Efficiency | 0.0051783 | 0.010788 | 0.016876 | 0.023439 | 0.030434 | 0.037909 | 0.045637 | 0.053822 | 0.06247 | 0.07158 | 0.081148 | 0.091177 | 0.10169
Scenario 5: High TRC ZEAS Phase In | SDG&E | Com | WaterHeat | Com - Lodging | Electric Demand (MW) | Fuel Substitution | 0 | 0 | 0.14481 | 0.48442 | 1.0665 | 1.7127 | 2.4334 | 3.2505 | 4.1533 | 5.1399 | 6.1893 | 7.2859 | 8.4188
Scenario 5: High TRC ZEAS Phase In | SDG&E | Com | WaterHeat | Com - Lodging | Electric Energy (GWh/year) | Energy Efficiency | 0.041966 | 0.087431 | 0.13677 | 0.18995 | 0.24664 | 0.30722 | 0.36986 | 0.43621 | 0.50632 | 0.58017 | 0.65775 | 0.73905 | 0.82428
Scenario 5: High TRC ZEAS Phase In | SDG&E | Com | WaterHeat | Com - Lodging | Electric Energy (GWh/year) | Fuel Substitution | -2.6239 | -5.5271 | -7.8811 | -7.4555 | -3.3525 | 1.236 | 7.3496 | 14.281 | 21.9383 | 30.3072 | 39.209 | 48.5117 | 58.1217
Scenario 5: High TRC ZEAS Phase In | SDG&E | Com | WaterHeat | Com - Lodging | Gas Energy (MMTherm/year) | Energy Efficiency | 0.079567 | 0.16009 | 0.23893 | 0.31842 | 0.39268 | 0.4683 | 0.46786 | 0.46744 | 0.45801 | 0.44869 | 0.43946 | 0.43076 | 0.4277
Scenario 5: High TRC ZEAS Phase In | SDG&E | Com | WaterHeat | Com - Lodging | Gas Energy (MMTherm/year) | Fuel Substitution | 0.29834 | 0.62821 | 1.0325 | 1.3173 | 1.4297 | 1.55 | 1.55 | 1.55 | 1.55 | 1.55 | 1.55 | 1.55 | 1.55
Scenario 5: High TRC ZEAS Phase In | SDG&E | Com | WaterHeat | Com - Office (Large) | Electric Demand (MW) | Energy Efficiency | 0.004563 | 0.0095267 | 0.014896 | 0.020674 | 0.02685 | 0.033455 | 0.040497 | 0.047975 | 0.055861 | 0.06417 | 0.0729 | 0.082058 | 0.091651
Scenario 5: High TRC ZEAS Phase In | SDG&E | Com | WaterHeat | Com - Office (Large) | Electric Demand (MW) | Fuel Substitution | 0 | 0 | 0.012097 | 0.04009 | 0.087489 | 0.13955 | 0.19841 | 0.26496 | 0.33928 | 0.42026 | 0.50607 | 0.59531 | 0.68697
Scenario 5: High TRC ZEAS Phase In | SDG&E | Com | WaterHeat | Com - Office (Large) | Electric Energy (GWh/year) | Energy Efficiency | 0.082364 | 0.17196 | 0.26889 | 0.37318 | 0.48467 | 0.60391 | 0.73101 | 0.86597 | 1.0083 | 1.1583 | 1.3158 | 1.4811 | 1.6543
Scenario 5: High TRC ZEAS Phase In | SDG&E | Com | WaterHeat | Com - Office (Large) | Electric Energy (GWh/year) | Fuel Substitution | -0.40101 | -0.84282 | -1.1836 | -0.9985 | -0.13655 | 0.81114 | 1.9261 | 3.1865 | 4.5941 | 6.1279 | 7.753 | 9.4433 | 11.1795
Scenario 5: High TRC ZEAS Phase In | SDG&E | Com | WaterHeat | Com - Office (Large) | Gas Energy (MMTherm/year) | Energy Efficiency | 0.015398 | 0.030557 | 0.044757 | 0.058599 | 0.063906 | 0.069373 | 0.067924 | 0.06651 | 0.059685 | 0.053218 | 0.047102 | 0.041354 | 0.041354
Scenario 5: High TRC ZEAS Phase In | SDG&E | Com | WaterHeat | Com - Office (Large) | Gas Energy (MMTherm/year) | Fuel Substitution | 0.044888 | 0.094335 | 0.15795 | 0.19688 | 0.20181 | 0.20708 | 0.20708 | 0.20708 | 0.20708 | 0.20708 | 0.20708 | 0.20708 | 0.20708
Scenario 5: High TRC ZEAS Phase In | SDG&E | Com | WaterHeat | Com - Office (Small) | Electric Demand (MW) | Energy Efficiency | 0.00027382 | 0.00057243 | 0.00089638 | 0.0012458 | 0.0016208 | 0.0020218 | 0.0024492 | 0.0029032 | 0.0033839 | 0.0038915 | 0.0044263 | 0.0049886 | 0.0055785
Scenario 5: High TRC ZEAS Phase In | SDG&E | Com | WaterHeat | Com - Office (Small) | Electric Demand (MW) | Fuel Substitution | 0 | 0 | 0.00086482 | 0.0028802 | 0.0063145 | 0.010107 | 0.01433 | 0.019091 | 0.024354 | 0.030085 | 0.036163 | 0.042497 | 0.049024
Scenario 5: High TRC ZEAS Phase In | SDG&E | Com | WaterHeat | Com - Office (Small) | Electric Energy (GWh/year) | Energy Efficiency | 0.029233 | 0.061114 | 0.095702 | 0.133 | 0.17304 | 0.21587 | 0.2615 | 0.30997 | 0.36129 | 0.41549 | 0.47259 | 0.53263 | 0.59562
Scenario 5: High TRC ZEAS Phase In | SDG&E | Com | WaterHeat | Com - Office (Small) | Electric Energy (GWh/year) | Fuel Substitution | -0.17697 | -0.37269 | -0.52155 | -0.4457 | -0.076724 | 0.33133 | 0.80397 | 1.3368 | 1.9258 | 2.5672 | 3.2474 | 3.9564 | 4.6868
Scenario 5: High TRC ZEAS Phase In | SDG&E | Com | WaterHeat | Com - Office (Small) | Gas Energy (MMTherm/year) | Energy Efficiency | 0.00022219 | 0.00045797 | 0.00045797 | 0.00045797 | 0.0067386 | 0.012958 | 0.019113 | 0.0252 | 0.018919 | 0.0127 | 0.0065455 | 0.00045797 | 0.00045797
Scenario 5: High TRC ZEAS Phase In | SDG&E | Com | WaterHeat | Com - Office (Small) | Gas Energy (MMTherm/year) | Fuel Substitution | 0.019632 | 0.04134 | 0.068527 | 0.08526 | 0.087346 | 0.089573 | 0.089573 | 0.089573 | 0.089573 | 0.089573 | 0.089573 | 0.089573 | 0.089573
Scenario 5: High TRC ZEAS Phase In | SDG&E | Com | WaterHeat | Com - Other | Electric Demand (MW) | Energy Efficiency | 0.13271 | 0.27868 | 0.43842 | 0.61222 | 0.80007 | 1.0027 | 1.2205 | 1.4537 | 1.7025 | 1.9676 | 2.2489 | 2.5471 | 2.8626
Scenario 5: High TRC ZEAS Phase In | SDG&E | Com | WaterHeat | Com - Other | Electric Demand (MW) | Fuel Substitution | 0 | 0 | 0.46817 | 1.5649 | 3.4439 | 5.5303 | 7.8757 | 10.5392 | 13.5108 | 16.7696 | 20.2467 | 23.8901 | 27.6618
Scenario 5: High TRC ZEAS Phase In | SDG&E | Com | WaterHeat | Com - Other | Electric Energy (GWh/year) | Energy Efficiency | 0.85648 | 1.7985 | 2.8294 | 3.951 | 5.1633 | 6.4711 | 7.8765 | 9.3814 | 10.9876 | 12.6979 | 14.5138 | 16.438 | 18.4739
Scenario 5: High TRC ZEAS Phase In | SDG&E | Com | WaterHeat | Com - Other | Electric Energy (GWh/year) | Fuel Substitution | -6.6508 | -14.0286 | -20.0455 | -18.7653 | -7.8408 | 4.3536 | 20.2377 | 38.2768 | 58.4022 | 80.4731 | 104.0222 | 128.6977 | 154.2427
Scenario 5: High TRC ZEAS Phase In | SDG&E | Com | WaterHeat | Com - Other | Gas Energy (MMTherm/year) | Energy Efficiency | 0.028112 | 0.056877 | 0.078306 | 0.099221 | 0.10742 | 0.1158 | 0.1158 | 0.11579 | 0.10276 | 0.0898 | 0.076914 | 0.064582 | 0.064839
Scenario 5: High TRC ZEAS Phase In | SDG&E | Com | WaterHeat | Com - Other | Gas Energy (MMTherm/year) | Fuel Substitution | 0.74315 | 1.5671 | 2.5876 | 3.2862 | 3.5234 | 3.7783 | 3.7783 | 3.7783 | 3.7783 | 3.7783 | 3.7783 | 3.7783 | 3.7783
Scenario 5: High TRC ZEAS Phase In | SDG&E | Com | WaterHeat | Com - Refrig. Warehouse | Electric Demand (MW) | Energy Efficiency | 8.8045e-05 | 0.00018432 | 0.00028901 | 0.00040169 | 0.0005228 | 0.00065256 | 0.00079135 | 0.00093935 | 0.001097 | 0.0012643 | 0.0014418 | 0.0016297 | 0.0018284
Scenario 5: High TRC ZEAS Phase In | SDG&E | Com | WaterHeat | Com - Refrig. Warehouse | Electric Demand (MW) | Fuel Substitution | 0 | 0 | 7.9589e-05 | 0.00026596 | 0.00058509 | 0.0009391 | 0.0013294 | 0.0017711 | 0.0022572 | 0.0027868 | 0.0033497 | 0.0039379 | 0.0045455
Scenario 5: High TRC ZEAS Phase In | SDG&E | Com | WaterHeat | Com - Refrig. Warehouse | Electric Energy (GWh/year) | Energy Efficiency | 0.0010122 | 0.0021191 | 0.0033227 | 0.0046182 | 0.0060106 | 0.0075024 | 0.0090981 | 0.0108 | 0.012612 | 0.014536 | 0.016576 | 0.018737 | 0.021021
Scenario 5: High TRC ZEAS Phase In | SDG&E | Com | WaterHeat | Com - Refrig. Warehouse | Electric Energy (GWh/year) | Fuel Substitution | -0.0020177 | -0.0042402 | -0.0059663 | -0.005567 | -0.0023673 | 0.0012104 | 0.0059129 | 0.011234 | 0.01709 | 0.02347 | 0.030252 | 0.037338 | 0.044659
Scenario 5: High TRC ZEAS Phase In | SDG&E | Com | WaterHeat | Com - Refrig. Warehouse | Gas Energy (MMTherm/year) | Energy Efficiency | 6.4719e-06 | 1.3203e-05 | 1.8371e-05 | 2.3651e-05 | 2.9063e-05 | 3.4615e-05 | 3.4615e-05 | 3.4615e-05 | 3.4615e-05 | 3.4615e-05 | 3.4615e-05 | 3.4615e-05 | 3.4615e-05
Scenario 5: High TRC ZEAS Phase In | SDG&E | Com | WaterHeat | Com - Refrig. Warehouse | Gas Energy (MMTherm/year) | Fuel Substitution | 0.00023765 | 0.00049917 | 0.00081317 | 0.0010352 | 0.0011251 | 0.0012209 | 0.0012209 | 0.0012209 | 0.0012209 | 0.0012209 | 0.0012209 | 0.0012209 | 0.0012209
Scenario 5: High TRC ZEAS Phase In | SDG&E | Com | WaterHeat | Com - Restaurant | Electric Demand (MW) | Energy Efficiency | 0.039244 | 0.085066 | 0.13505 | 0.18918 | 0.24755 | 0.31019 | 0.37724 | 0.44878 | 0.52481 | 0.60544 | 0.69074 | 0.78082 | 0.87574
Scenario 5: High TRC ZEAS Phase In | SDG&E | Com | WaterHeat | Com - Restaurant | Electric Demand (MW) | Fuel Substitution | 0 | 0 | 0.46319 | 1.5424 | 3.3813 | 5.4126 | 7.6723 | 10.2233 | 13.049 | 16.1331 | 19.4108 | 22.834 | 26.3677
Scenario 5: High TRC ZEAS Phase In | SDG&E | Com | WaterHeat | Com - Restaurant | Electric Energy (GWh/year) | Energy Efficiency | 0.20136 | 0.43651 | 0.69303 | 0.97079 | 1.2703 | 1.5918 | 1.9359 | 2.303 | 2.6932 | 3.1069 | 3.5447 | 4.007 | 4.4941
Scenario 5: High TRC ZEAS Phase In | SDG&E | Com | WaterHeat | Com - Restaurant | Electric Energy (GWh/year) | Fuel Substitution | -4.1194 | -8.6734 | -11.8557 | -9.4616 | 0.18228 | 10.8446 | 22.9969 | 36.7159 | 51.9122 | 68.4982 | 86.1258 | 104.5359 | 123.5402
Scenario 5: High TRC ZEAS Phase In | SDG&E | Com | WaterHeat | Com - Restaurant | Gas Energy (MMTherm/year) | Energy Efficiency | 0.0096484 | 0.020418 | 0.025709 | 0.031067 | 0.036493 | 0.041984 | 0.042275 | 0.0425 | 0.042728 | 0.042959 | 0.043194 | 0.043432 | 0.043673
Scenario 5: High TRC ZEAS Phase In | SDG&E | Com | WaterHeat | Com - Restaurant | Gas Energy (MMTherm/year) | Fuel Substitution | 0.47795 | 1.0062 | 1.6633 | 2.0614 | 2.0974 | 2.1359 | 2.1359 | 2.1359 | 2.1359 | 2.1359 | 2.1359 | 2.1359 | 2.1359
Scenario 5: High TRC ZEAS Phase In | SDG&E | Com | WaterHeat | Com - Retail | Electric Demand (MW) | Energy Efficiency | 0.0088091 | 0.018244 | 0.028303 | 0.038738 | 0.049739 | 0.061325 | 0.073466 | 0.086146 | 0.099225 | 0.11285 | 0.12701 | 0.14185 | 0.15723
Scenario 5: High TRC ZEAS Phase In | SDG&E | Com | WaterHeat | Com - Retail | Electric Demand (MW) | Fuel Substitution | 0 | 0 | 0.017515 | 0.058308 | 0.12777 | 0.2044 | 0.28814 | 0.38205 | 0.48438 | 0.59446 | 0.7105 | 0.83087 | 0.95449
Scenario 5: High TRC ZEAS Phase In | SDG&E | Com | WaterHeat | Com - Retail | Electric Energy (GWh/year) | Energy Efficiency | 0.05438 | 0.11272 | 0.17501 | 0.24035 | 0.30921 | 0.38173 | 0.4577 | 0.53703 | 0.61927 | 0.70489 | 0.79385 | 0.88661 | 0.98276
Scenario 5: High TRC ZEAS Phase In | SDG&E | Com | WaterHeat | Com - Retail | Electric Energy (GWh/year) | Fuel Substitution | -0.20275 | -0.42647 | -0.58837 | -0.48317 | -0.030336 | 0.46929 | 1.0179 | 1.6333 | 2.3037 | 3.0249 | 3.7852 | 4.5738 | 5.3838
Scenario 5: High TRC ZEAS Phase In | SDG&E | Com | WaterHeat | Com - Retail | Gas Energy (MMTherm/year) | Energy Efficiency | 0.012263 | 0.024487 | 0.03642 | 0.048271 | 0.04803 | 0.047761 | 0.047471 | 0.047161 | 0.035364 | 0.023643 | 0.012001 | 0.0004556 | 0.0004556
Scenario 5: High TRC ZEAS Phase In | SDG&E | Com | WaterHeat | Com - Retail | Gas Energy (MMTherm/year) | Fuel Substitution | 0.022074 | 0.04643 | 0.07654 | 0.094205 | 0.094514 | 0.094842 | 0.094842 | 0.094842 | 0.094842 | 0.094842 | 0.094842 | 0.094842 | 0.094842
Scenario 5: High TRC ZEAS Phase In | SDG&E | Com | WaterHeat | Com - School | Electric Demand (MW) | Energy Efficiency | 0.0054219 | 0.011355 | 0.017823 | 0.024823 | 0.032371 | 0.04047 | 0.049123 | 0.058348 | 0.06816 | 0.078568 | 0.089585 | 0.10122 | 0.11349
Scenario 5: High TRC ZEAS Phase In | SDG&E | Com | WaterHeat | Com - School | Electric Demand (MW) | Fuel Substitution | 0 | 0 | 0.045237 | 0.15023 | 0.32841 | 0.52452 | 0.74647 | 0.99777 | 1.2791 | 1.5864 | 1.913 | 2.2537 | 2.6048
Scenario 5: High TRC ZEAS Phase In | SDG&E | Com | WaterHeat | Com - School | Electric Energy (GWh/year) | Energy Efficiency | 0.07361 | 0.15416 | 0.242 | 0.33705 | 0.43955 | 0.54953 | 0.66702 | 0.79228 | 0.92551 | 1.0668 | 1.2164 | 1.3744 | 1.541
Scenario 5: High TRC ZEAS Phase In | SDG&E | Com | WaterHeat | Com - School | Electric Energy (GWh/year) | Fuel Substitution | -1.1272 | -2.3735 | -3.3325 | -2.8176 | -0.39631 | 2.2718 | 5.4336 | 9.0136 | 13.0215 | 17.3994 | 22.0517 | 26.9057 | 31.9071
Scenario 5: High TRC ZEAS Phase In | SDG&E | Com | WaterHeat | Com - School | Gas Energy (MMTherm/year) | Energy Efficiency | 0.0057085 | 0.01163 | 0.019632 | 0.027582 | 0.035484 | 0.043333 | 0.042864 | 0.042396 | 0.038707 | 0.035127 | 0.031688 | 0.028406 | 0.028461
Scenario 5: High TRC ZEAS Phase In | SDG&E | Com | WaterHeat | Com - School | Gas Energy (MMTherm/year) | Fuel Substitution | 0.12919 | 0.27201 | 0.45537 | 0.56852 | 0.58423 | 0.6011 | 0.6011 | 0.6011 | 0.6011 | 0.6011 | 0.6011 | 0.6011 | 0.6011
Scenario 5: High TRC ZEAS Phase In | SDG&E | Com | WaterHeat | Com - Warehouse | Electric Demand (MW) | Energy Efficiency | 0.00055414 | 0.0011265 | 0.0017201 | 0.0021183 | 0.002556 | 0.0030342 | 0.0035521 | 0.0041103 | 0.004558 | 0.005051 | 0.0055887 | 0.0063222 | 0.0070971
Scenario 5: High TRC ZEAS Phase In | SDG&E | Com | WaterHeat | Com - Warehouse | Electric Demand (MW) | Fuel Substitution | 0 | 0 | 0.00024309 | 0.00081297 | 0.00179 | 0.0028756 | 0.0040871 | 0.0054608 | 0.0069842 | 0.0086518 | 0.010429 | 0.01229 | 0.014216
Scenario 5: High TRC ZEAS Phase In | SDG&E | Com | WaterHeat | Com - Warehouse | Electric Energy (GWh/year) | Energy Efficiency | 0.0095413 | 0.019891 | 0.031078 | 0.042455 | 0.054756 | 0.068024 | 0.082258 | 0.097482 | 0.11324 | 0.13005 | 0.14791 | 0.16732 | 0.18783
Scenario 5: High TRC ZEAS Phase In | SDG&E | Com | WaterHeat | Com - Warehouse | Electric Energy (GWh/year) | Fuel Substitution | -0.016009 | -0.033722 | -0.048531 | -0.047948 | -0.026947 | -0.0033748 | 0.030272 | 0.068425 | 0.11073 | 0.15705 | 0.2064 | 0.25808 | 0.31157
Scenario 5: High TRC ZEAS Phase In | SDG&E | Com | WaterHeat | Com - Warehouse | Gas Energy (MMTherm/year) | Energy Efficiency | 0.0097713 | 0.01957 | 0.029374 | 0.038927 | 0.039233 | 0.039531 | 0.03957 | 0.039598 | 0.030008 | 0.02041 | 0.010808 | 0.001412 | 0.001412
Scenario 5: High TRC ZEAS Phase In | SDG&E | Com | WaterHeat | Com - Warehouse | Gas Energy (MMTherm/year) | Fuel Substitution | 0.0018294 | 0.003852 | 0.0062987 | 0.0080748 | 0.0088794 | 0.009742 | 0.009742 | 0.009742 | 0.009742 | 0.009742 | 0.009742 | 0.009742 | 0.009742
Scenario 5: High TRC ZEAS Phase In | SDG&E | Com | WholeBlg | Com - College | Electric Demand (MW) | Energy Efficiency | 0.031626 | 0.064258 | 0.097959 | 0.13294 | 0.16935 | 0.20686 | 0.24604 | 0.28686 | 0.32563 | 0.34029 | 0.35394 | 0.36803 | 0.38166
Scenario 5: High TRC ZEAS Phase In | SDG&E | Com | WholeBlg | Com - College | Electric Energy (GWh/year) | Energy Efficiency | 0.28821 | 0.58559 | 0.89271 | 1.2115 | 1.5433 | 1.8854 | 2.2427 | 2.6149 | 2.9684 | 3.1019 | 3.2263 | 3.3548 | 3.479
Scenario 5: High TRC ZEAS Phase In | SDG&E | Com | WholeBlg | Com - College | Gas Energy (MMTherm/year) | Energy Efficiency | 0.0032688 | 0.0065294 | 0.0097743 | 0.012688 | 0.014504 | 0.014431 | 0.014343 | 0.014238 | 0.014114 | 0.013985 | 0.01385 | 0.013709 | 0.013602
Scenario 5: High TRC ZEAS Phase In | SDG&E | Com | WholeBlg | Com - Grocery | Electric Demand (MW) | Energy Efficiency | 0.076189 | 0.15465 | 0.23555 | 0.31935 | 0.40639 | 0.49589 | 0.58886 | 0.68534 | 0.77648 | 0.80895 | 0.83862 | 0.86904 | 0.89653
Scenario 5: High TRC ZEAS Phase In | SDG&E | Com | WholeBlg | Com - Grocery | Electric Energy (GWh/year) | Energy Efficiency | 0.69432 | 1.4093 | 2.1466 | 2.9103 | 3.7035 | 4.5196 | 5.3674 | 6.2473 | 7.0782 | 7.374 | 7.6445 | 7.9218 | 8.1724
Scenario 5: High TRC ZEAS Phase In | SDG&E | Com | WholeBlg | Com - Grocery | Gas Energy (MMTherm/year) | Energy Efficiency | 0.0011322 | 0.0022779 | 0.0034353 | 0.0044959 | 0.0051924 | 0.0052445 | 0.0052907 | 0.0053304 | 0.0053639 | 0.0053925 | 0.0054202 | 0.0054465 | 0.0054683
Scenario 5: High TRC ZEAS Phase In | SDG&E | Com | WholeBlg | Com - Health | Electric Demand (MW) | Energy Efficiency | 0.088077 | 0.17873 | 0.27206 | 0.36855 | 0.46847 | 0.57081 | 0.67692 | 0.78658 | 0.8895 | 0.92432 | 0.95558 | 0.98735 | 1.0188
Scenario 5: High TRC ZEAS Phase In | SDG&E | Com | WholeBlg | Com - Health | Electric Energy (GWh/year) | Energy Efficiency | 0.80266 | 1.6288 | 2.4793 | 3.3586 | 4.2692 | 5.2025 | 6.1701 | 7.1701 | 8.1085 | 8.4257 | 8.7107 | 9.0003 | 9.2872
Scenario 5: High TRC ZEAS Phase In | SDG&E | Com | WholeBlg | Com - Health | Gas Energy (MMTherm/year) | Energy Efficiency | 0.0054812 | 0.011079 | 0.016781 | 0.02206 | 0.025615 | 0.026061 | 0.026445 | 0.026766 | 0.027033 | 0.027252 | 0.02747 | 0.027689 | 0.027875
Scenario 5: High TRC ZEAS Phase In | SDG&E | Com | WholeBlg | Com - Lodging | Electric Demand (MW) | Energy Efficiency | 0.044237 | 0.089512 | 0.13588 | 0.18364 | 0.23289 | 0.28316 | 0.33512 | 0.3887 | 0.43868 | 0.4542 | 0.46779 | 0.4815 | 0.49499
Scenario 5: High TRC ZEAS Phase In | SDG&E | Com | WholeBlg | Com - Lodging | Electric Energy (GWh/year) | Energy Efficiency | 0.40314 | 0.81573 | 1.2383 | 1.6735 | 2.1224 | 2.5807 | 3.0546 | 3.5432 | 3.9989 | 4.1403 | 4.2642 | 4.3892 | 4.5121
Scenario 5: High TRC ZEAS Phase In | SDG&E | Com | WholeBlg | Com - Lodging | Gas Energy (MMTherm/year) | Energy Efficiency | 0.0040204 | 0.0080692 | 0.012139 | 0.015844 | 0.018235 | 0.018324 | 0.018392 | 0.018433 | 0.018449 | 0.018453 | 0.01845 | 0.01844 | 0.018435
Scenario 5: High TRC ZEAS Phase In | SDG&E | Com | WholeBlg | Com - Office (Large) | Electric Demand (MW) | Energy Efficiency | 0.15161 | 0.3067 | 0.4654 | 0.62844 | 0.79624 | 0.96711 | 1.1436 | 1.3253 | 1.4944 | 1.545 | 1.5887 | 1.6328 | 1.6783
Scenario 5: High TRC ZEAS Phase In | SDG&E | Com | WholeBlg | Com - Office (Large) | Electric Energy (GWh/year) | Energy Efficiency | 1.3816 | 2.795 | 4.2412 | 5.727 | 7.2563 | 8.8144 | 10.4238 | 12.081 | 13.6225 | 14.0837 | 14.4823 | 14.8843 | 15.2985
Scenario 5: High TRC ZEAS Phase In | SDG&E | Com | WholeBlg | Com - Office (Large) | Gas Energy (MMTherm/year) | Energy Efficiency | 0.0069284 | 0.013889 | 0.020865 | 0.027188 | 0.031225 | 0.031287 | 0.031325 | 0.031331 | 0.031307 | 0.031287 | 0.031262 | 0.031228 | 0.031203
Scenario 5: High TRC ZEAS Phase In | SDG&E | Com | WholeBlg | Com - Office (Small) | Electric Demand (MW) | Energy Efficiency | 0.045435 | 0.091732 | 0.13896 | 0.18739 | 0.23717 | 0.28781 | 0.34001 | 0.39371 | 0.44357 | 0.45808 | 0.47068 | 0.48355 | 0.49621
Scenario 5: High TRC ZEAS Phase In | SDG&E | Com | WholeBlg | Com - Office (Small) | Electric Energy (GWh/year) | Energy Efficiency | 0.41405 | 0.83596 | 1.2664 | 1.7077 | 2.1614 | 2.6232 | 3.0992 | 3.5889 | 4.0435 | 4.1756 | 4.2905 | 4.4078 | 4.5233
Scenario 5: High TRC ZEAS Phase In | SDG&E | Com | WholeBlg | Com - Office (Small) | Gas Energy (MMTherm/year) | Energy Efficiency | 0.00060879 | 0.0012255 | 0.0018491 | 0.0024215 | 0.0027988 | 0.0028296 | 0.002856 | 0.002878 | 0.0028958 | 0.0029098 | 0.0029228 | 0.0029351 | 0.0029454
Scenario 5: High TRC ZEAS Phase In | SDG&E | Com | WholeBlg | Com - Other | Electric Demand (MW) | Energy Efficiency | 0.080177 | 0.16242 | 0.24682 | 0.33389 | 0.42388 | 0.51593 | 0.61147 | 0.71031 | 0.80302 | 0.83368 | 0.86112 | 0.88909 | 0.91772
Scenario 5: High TRC ZEAS Phase In | SDG&E | Com | WholeBlg | Com - Other | Electric Energy (GWh/year) | Energy Efficiency | 0.73066 | 1.4801 | 2.2493 | 3.0427 | 3.8629 | 4.7023 | 5.5735 | 6.4749 | 7.3202 | 7.5995 | 7.8496 | 8.1046 | 8.3655
Scenario 5: High TRC ZEAS Phase In | SDG&E | Com | WholeBlg | Com - Other | Gas Energy (MMTherm/year) | Energy Efficiency | 0.0090077 | 0.018133 | 0.027361 | 0.035829 | 0.04141 | 0.041872 | 0.042293 | 0.042663 | 0.042987 | 0.043279 | 0.043563 | 0.043835 | 0.044058
Scenario 5: High TRC ZEAS Phase In | SDG&E | Com | WholeBlg | Com - Refrig. Warehouse | Electric Demand (MW) | Energy Efficiency | 0.0016645 | 0.003412 | 0.0052495 | 0.007193 | 0.0092458 | 0.011378 | 0.013609 | 0.015945 | 0.018195 | 0.019193 | 0.020137 | 0.0211 | 0.021971
Scenario 5: High TRC ZEAS Phase In | SDG&E | Com | WholeBlg | Com - Refrig. Warehouse | Electric Energy (GWh/year) | Energy Efficiency | 0.015169 | 0.031094 | 0.047839 | 0.06555 | 0.084258 | 0.1037 | 0.12404 | 0.14534 | 0.16586 | 0.17495 | 0.18356 | 0.19234 | 0.20028
Scenario 5: High TRC ZEAS Phase In | SDG&E | Com | WholeBlg | Com - Refrig. Warehouse | Gas Energy (MMTherm/year) | Energy Efficiency | 3.831e-05 | 7.6997e-05 | 0.00011601 | 0.0001517 | 0.00017505 | 0.00017655 | 0.00017777 | 0.00017872 | 0.00017943 | 0.00017986 | 0.00018026 | 0.00018066 | 0.00018106
Scenario 5: High TRC ZEAS Phase In | SDG&E | Com | WholeBlg | Com - Restaurant | Electric Demand (MW) | Energy Efficiency | 0.045457 | 0.092132 | 0.14011 | 0.18971 | 0.24113 | 0.29389 | 0.34864 | 0.40538 | 0.45883 | 0.47723 | 0.49397 | 0.51117 | 0.52691
Scenario 5: High TRC ZEAS Phase In | SDG&E | Com | WholeBlg | Com - Restaurant | Electric Energy (GWh/year) | Energy Efficiency | 0.41426 | 0.83961 | 1.2769 | 1.7289 | 2.1974 | 2.6786 | 3.1778 | 3.6953 | 4.1826 | 4.3502 | 4.5028 | 4.6596 | 4.8031
Scenario 5: High TRC ZEAS Phase In | SDG&E | Com | WholeBlg | Com - Restaurant | Gas Energy (MMTherm/year) | Energy Efficiency | 0.0037049 | 0.0074545 | 0.011243 | 0.014716 | 0.016999 | 0.017171 | 0.017317 | 0.017436 | 0.017531 | 0.017596 | 0.017657 | 0.017716 | 0.017768
Scenario 5: High TRC ZEAS Phase In | SDG&E | Com | WholeBlg | Com - Retail | Electric Demand (MW) | Energy Efficiency | 0.05755 | 0.11374 | 0.16847 | 0.22205 | 0.27519 | 0.3269 | 0.37872 | 0.43086 | 0.47529 | 0.46289 | 0.44625 | 0.42885 | 0.41164
Scenario 5: High TRC ZEAS Phase In | SDG&E | Com | WholeBlg | Com - Retail | Electric Energy (GWh/year) | Energy Efficiency | 2.7576 | 5.9494 | 9.6037 | 13.727 | 18.2406 | 23.1632 | 28.46 | 34.0636 | 39.8387 | 45.3015 | 50.8801 | 56.5937 | 62.4496
Scenario 5: High TRC ZEAS Phase In | SDG&E | Com | WholeBlg | Com - Retail | Gas Energy (MMTherm/year) | Energy Efficiency | 0.016222 | 0.035514 | 0.058076 | 0.083847 | 0.11203 | 0.14259 | 0.17571 | 0.21091 | 0.24776 | 0.28602 | 0.32534 | 0.36564 | 0.4069
Scenario 5: High TRC ZEAS Phase In | SDG&E | Com | WholeBlg | Com - School | Electric Demand (MW) | Energy Efficiency | 0.027604 | 0.055848 | 0.084769 | 0.11455 | 0.14528 | 0.17667 | 0.20923 | 0.24289 | 0.27442 | 0.28456 | 0.29362 | 0.30291 | 0.31229
Scenario 5: High TRC ZEAS Phase In | SDG&E | Com | WholeBlg | Com - School | Electric Energy (GWh/year) | Energy Efficiency | 0.25156 | 0.50894 | 0.7725 | 1.0439 | 1.324 | 1.6102 | 1.9071 | 2.2141 | 2.5016 | 2.5939 | 2.6766 | 2.7612 | 2.8467
Scenario 5: High TRC ZEAS Phase In | SDG&E | Com | WholeBlg | Com - School | Gas Energy (MMTherm/year) | Energy Efficiency | 0.0015809 | 0.0031735 | 0.0047753 | 0.0062351 | 0.0071812 | 0.0072248 | 0.0072617 | 0.0072908 | 0.0073123 | 0.0073296 | 0.0073465 | 0.0073629 | 0.0073785
Scenario 5: High TRC ZEAS Phase In | SDG&E | Com | WholeBlg | Com - Warehouse | Electric Demand (MW) | Energy Efficiency | 0.025755 | 0.052238 | 0.079496 | 0.1077 | 0.13694 | 0.16692 | 0.19807 | 0.23034 | 0.26073 | 0.27125 | 0.28077 | 0.29048 | 0.30036
Scenario 5: High TRC ZEAS Phase In | SDG&E | Com | WholeBlg | Com - Warehouse | Electric Energy (GWh/year) | Energy Efficiency | 0.23471 | 0.47605 | 0.72445 | 0.98147 | 1.2479 | 1.5213 | 1.8054 | 2.0997 | 2.3767 | 2.4726 | 2.5594 | 2.6479 | 2.7379
Scenario 5: High TRC ZEAS Phase In | SDG&E | Com | WholeBlg | Com - Warehouse | Gas Energy (MMTherm/year) | Energy Efficiency | 0.0022739 | 0.0045821 | 0.0069217 | 0.0090754 | 0.010506 | 0.010645 | 0.010766 | 0.010871 | 0.010959 | 0.011031 | 0.011099 | 0.011165 | 0.011222
Scenario 5: High TRC ZEAS Phase In | SDG&E | Ind | WholeBlg | Ind - All Other Industrial | Electric Demand (MW) | Energy Efficiency | 0.033862 | 0.06771 | 0.10156 | 0.13553 | 0.16955 | 0.17404 | 0.17864 | 0.18328 | 0.18784 | 0.19239 | 0.19688 | 0.20037 | 0.20043
Scenario 5: High TRC ZEAS Phase In | SDG&E | Ind | WholeBlg | Ind - All Other Industrial | Electric Energy (GWh/year) | Energy Efficiency | 0.246 | 0.49189 | 0.73779 | 0.98453 | 1.2317 | 1.2693 | 1.3077 | 1.3464 | 1.3845 | 1.4226 | 1.4602 | 1.4894 | 1.4899
Scenario 5: High TRC ZEAS Phase In | SDG&E | Ind | WholeBlg | Ind - All Other Industrial | Gas Energy (MMTherm/year) | Energy Efficiency | 0.0051345 | 0.010294 | 0.01547 | 0.020663 | 0.025869 | 0.028066 | 0.030249 | 0.032425 | 0.034598 | 0.03677 | 0.038951 | 0.040686 | 0.040765
Scenario 5: High TRC ZEAS Phase In | SDG&E | Ind | WholeBlg | Ind - Chemicals | Electric Demand (MW) | Energy Efficiency | 0.037323 | 0.07495 | 0.11288 | 0.15121 | 0.18985 | 0.19618 | 0.20252 | 0.20878 | 0.21488 | 0.22087 | 0.22673 | 0.23142 | 0.2323
Scenario 5: High TRC ZEAS Phase In | SDG&E | Ind | WholeBlg | Ind - Chemicals | Electric Energy (GWh/year) | Energy Efficiency | 0.27114 | 0.54449 | 0.82001 | 1.0985 | 1.3792 | 1.4306 | 1.4822 | 1.5333 | 1.5832 | 1.6324 | 1.6807 | 1.7193 | 1.7259
Scenario 5: High TRC ZEAS Phase In | SDG&E | Ind | WholeBlg | Ind - Chemicals | Gas Energy (MMTherm/year) | Energy Efficiency | 0.0063209 | 0.012683 | 0.019082 | 0.025512 | 0.03197 | 0.03474 | 0.037499 | 0.040246 | 0.042985 | 0.045718 | 0.048448 | 0.050615 | 0.050727
Scenario 5: High TRC ZEAS Phase In | SDG&E | Ind | WholeBlg | Ind - Electronics | Electric Demand (MW) | Energy Efficiency | 0.11765 | 0.23673 | 0.35729 | 0.4797 | 0.6037 | 0.62654 | 0.64985 | 0.67345 | 0.69695 | 0.72055 | 0.74403 | 0.76404 | 0.7721
Scenario 5: High TRC ZEAS Phase In | SDG&E | Ind | WholeBlg | Ind - Electronics | Electric Energy (GWh/year) | Energy Efficiency | 0.85473 | 1.7198 | 2.5956 | 3.4848 | 4.3856 | 4.5688 | 4.7557 | 4.9448 | 5.1335 | 5.3232 | 5.5121 | 5.6724 | 5.7324
Scenario 5: High TRC ZEAS Phase In | SDG&E | Ind | WholeBlg | Ind - Electronics | Gas Energy (MMTherm/year) | Energy Efficiency | 0.0069633 | 0.01404 | 0.02123 | 0.028529 | 0.035935 | 0.039357 | 0.042815 | 0.046312 | 0.049853 | 0.05344 | 0.057075 | 0.06014 | 0.060982
Scenario 5: High TRC ZEAS Phase In | SDG&E | Ind | WholeBlg | Ind - Fabricated Metals | Electric Demand (MW) | Energy Efficiency | 0.01941 | 0.038954 | 0.058644 | 0.07849 | 0.098425 | 0.10147 | 0.10445 | 0.10734 | 0.1101 | 0.1128 | 0.11543 | 0.11745 | 0.11746
Scenario 5: High TRC ZEAS Phase In | SDG&E | Ind | WholeBlg | Ind - Fabricated Metals | Electric Energy (GWh/year) | Energy Efficiency | 0.14101 | 0.28299 | 0.42603 | 0.5702 | 0.71501 | 0.73997 | 0.76454 | 0.78839 | 0.81139 | 0.83394 | 0.85595 | 0.87291 | 0.87305
Scenario 5: High TRC ZEAS Phase In | SDG&E | Ind | WholeBlg | Ind - Fabricated Metals | Gas Energy (MMTherm/year) | Energy Efficiency | 0.0018897 | 0.0037994 | 0.0057284 | 0.0076693 | 0.0096182 | 0.010461 | 0.011292 | 0.01211 | 0.01292 | 0.013725 | 0.014526 | 0.015157 | 0.015169
Scenario 5: High TRC ZEAS Phase In | SDG&E | Ind | WholeBlg | Ind - Food | Electric Demand (MW) | Energy Efficiency | 0.052883 | 0.1056 | 0.15818 | 0.21081 | 0.26339 | 0.26975 | 0.27628 | 0.28286 | 0.28933 | 0.29577 | 0.30208 | 0.30676 | 0.30606
Scenario 5: High TRC ZEAS Phase In | SDG&E | Ind | WholeBlg | Ind - Food | Electric Energy (GWh/year) | Energy Efficiency | 0.38418 | 0.76716 | 1.1491 | 1.5315 | 1.9134 | 1.9674 | 2.0225 | 2.0781 | 2.1329 | 2.1873 | 2.2409 | 2.2809 | 2.2757
Scenario 5: High TRC ZEAS Phase In | SDG&E | Ind | WholeBlg | Ind - Food | Gas Energy (MMTherm/year) | Energy Efficiency | 0.010219 | 0.020394 | 0.030517 | 0.040587 | 0.050602 | 0.054555 | 0.058467 | 0.062342 | 0.066186 | 0.070002 | 0.073797 | 0.076664 | 0.0762
Scenario 5: High TRC ZEAS Phase In | SDG&E | Ind | WholeBlg | Ind - Industrial Machinery | Electric Demand (MW) | Energy Efficiency | 0.036172 | 0.072632 | 0.10942 | 0.14652 | 0.18376 | 0.18951 | 0.19513 | 0.20054 | 0.20574 | 0.21086 | 0.21589 | 0.21979 | 0.21996
Scenario 5: High TRC ZEAS Phase In | SDG&E | Ind | WholeBlg | Ind - Industrial Machinery | Electric Energy (GWh/year) | Energy Efficiency | 0.26278 | 0.52765 | 0.7949 | 1.0644 | 1.3349 | 1.382 | 1.4282 | 1.4729 | 1.5161 | 1.5588 | 1.6008 | 1.6335 | 1.6349
Scenario 5: High TRC ZEAS Phase In | SDG&E | Ind | WholeBlg | Ind - Industrial Machinery | Gas Energy (MMTherm/year) | Energy Efficiency | 0.013021 | 0.026241 | 0.039661 | 0.053198 | 0.066798 | 0.072777 | 0.078649 | 0.084413 | 0.090119 | 0.095802 | 0.10148 | 0.10598 | 0.10623
Scenario 5: High TRC ZEAS Phase In | SDG&E | Ind | WholeBlg | Ind - Lumber & Furniture | Electric Demand (MW) | Energy Efficiency | 0.0025797 | 0.0051575 | 0.0077355 | 0.010322 | 0.012913 | 0.013255 | 0.013602 | 0.01395 | 0.014291 | 0.014626 | 0.014955 | 0.015204 | 0.015191
Scenario 5: High TRC ZEAS Phase In | SDG&E | Ind | WholeBlg | Ind - Lumber & Furniture | Electric Energy (GWh/year) | Energy Efficiency | 0.018741 | 0.037468 | 0.056195 | 0.074986 | 0.093809 | 0.09667 | 0.099573 | 0.10248 | 0.10533 | 0.10815 | 0.11092 | 0.11303 | 0.11293
Scenario 5: High TRC ZEAS Phase In | SDG&E | Ind | WholeBlg | Ind - Lumber & Furniture | Gas Energy (MMTherm/year) | Energy Efficiency | 6.5547e-05 | 0.00013156 | 0.00019795 | 0.00026466 | 0.00033168 | 0.00036029 | 0.00038843 | 0.00041617 | 0.00044358 | 0.00047068 | 0.00049764 | 0.00051875 | 0.0005185
Scenario 5: High TRC ZEAS Phase In | SDG&E | Ind | WholeBlg | Ind - Paper | Electric Demand (MW) | Energy Efficiency | 0.0033328 | 0.0066419 | 0.0099291 | 0.013212 | 0.016487 | 0.016838 | 0.017201 | 0.017573 | 0.01794 | 0.01831 | 0.018681 | 0.018958 | 0.018903
Scenario 5: High TRC ZEAS Phase In | SDG&E | Ind | WholeBlg | Ind - Paper | Electric Energy (GWh/year) | Energy Efficiency | 0.024212 | 0.048251 | 0.072131 | 0.095983 | 0.11977 | 0.12281 | 0.12593 | 0.12912 | 0.13227 | 0.13543 | 0.13861 | 0.141 | 0.14058
Scenario 5: High TRC ZEAS Phase In | SDG&E | Ind | WholeBlg | Ind - Paper | Gas Energy (MMTherm/year) | Energy Efficiency | 3.6864e-06 | 7.3518e-06 | 1.0994e-05 | 1.462e-05 | 1.8231e-05 | 1.9656e-05 | 2.1069e-05 | 2.2477e-05 | 2.3879e-05 | 2.5279e-05 | 2.6681e-05 | 2.7758e-05 | 2.7641e-05
Scenario 5: High TRC ZEAS Phase In | SDG&E | Ind | WholeBlg | Ind - Petroleum | Electric Demand (MW) | Energy Efficiency | 0.0019522 | 0.0038997 | 0.0058445 | 0.0077935 | 0.0097433 | 0.0099899 | 0.010244 | 0.010502 | 0.010757 | 0.011011 | 0.011259 | 0.011448 | 0.011438
Scenario 5: High TRC ZEAS Phase In | SDG&E | Ind | WholeBlg | Ind - Petroleum | Electric Energy (GWh/year) | Energy Efficiency | 0.014183 | 0.02833 | 0.042458 | 0.056616 | 0.070781 | 0.072859 | 0.074994 | 0.077155 | 0.079291 | 0.08142 | 0.083513 | 0.08511 | 0.085034
Scenario 5: High TRC ZEAS Phase In | SDG&E | Ind | WholeBlg | Ind - Petroleum | Gas Energy (MMTherm/year) | Energy Efficiency | 4.7142e-06 | 9.4394e-06 | 1.4175e-05 | 1.8919e-05 | 2.367e-05 | 2.5654e-05 | 2.7626e-05 | 2.9588e-05 | 3.1539e-05 | 3.3483e-05 | 3.5421e-05 | 3.6934e-05 | 3.6912e-05
Scenario 5: High TRC ZEAS Phase In | SDG&E | Ind | WholeBlg | Ind - Plastics | Electric Demand (MW) | Energy Efficiency | 0.013439 | 0.026883 | 0.040339 | 0.053853 | 0.067399 | 0.069242 | 0.071123 | 0.073011 | 0.074862 | 0.076695 | 0.078485 | 0.079859 | 0.079862
Scenario 5: High TRC ZEAS Phase In | SDG&E | Ind | WholeBlg | Ind - Plastics | Electric Energy (GWh/year) | Energy Efficiency | 0.097631 | 0.19529 | 0.29305 | 0.39122 | 0.48962 | 0.50499 | 0.52063 | 0.53633 | 0.55175 | 0.56706 | 0.58205 | 0.59361 | 0.59364
Scenario 5: High TRC ZEAS Phase In | SDG&E | Ind | WholeBlg | Ind - Plastics | Gas Energy (MMTherm/year) | Energy Efficiency | 0.0013305 | 0.0027186 | 0.0041591 | 0.0056465 | 0.0071789 | 0.0079666 | 0.0087452 | 0.0095085 | 0.010262 | 0.011007 | 0.011749 | 0.012373 | 0.012564
Scenario 5: High TRC ZEAS Phase In | SDG&E | Ind | WholeBlg | Ind - Primary Metals | Electric Demand (MW) | Energy Efficiency | 0.0045046 | 0.0090507 | 0.013645 | 0.018296 | 0.022989 | 0.023784 | 0.024583 | 0.025375 | 0.02615 | 0.026921 | 0.027683 | 0.028306 | 0.028466
Scenario 5: High TRC ZEAS Phase In | SDG&E | Ind | WholeBlg | Ind - Primary Metals | Electric Energy (GWh/year) | Energy Efficiency | 0.032725 | 0.06575 | 0.099125 | 0.13291 | 0.167 | 0.17344 | 0.17992 | 0.18635 | 0.19266 | 0.19895 | 0.20518 | 0.21026 | 0.21145
Scenario 5: High TRC ZEAS Phase In | SDG&E | Ind | WholeBlg | Ind - Primary Metals | Gas Energy (MMTherm/year) | Energy Efficiency | 0.0067757 | 0.013575 | 0.020397 | 0.027239 | 0.034095 | 0.036984 | 0.039865 | 0.04274 | 0.04561 | 0.048478 | 0.051345 | 0.053608 | 0.053668
Scenario 5: High TRC ZEAS Phase In | SDG&E | Ind | WholeBlg | Ind - Printing & Publishing | Electric Demand (MW) | Energy Efficiency | 0.017106 | 0.034185 | 0.051253 | 0.068368 | 0.085499 | 0.087707 | 0.089973 | 0.092262 | 0.094514 | 0.096757 | 0.09896 | 0.10064 | 0.10058
Scenario 5: High TRC ZEAS Phase In | SDG&E | Ind | WholeBlg | Ind - Printing & Publishing | Electric Energy (GWh/year) | Energy Efficiency | 0.12427 | 0.24835 | 0.37233 | 0.49667 | 0.62111 | 0.63966 | 0.65864 | 0.67778 | 0.69665 | 0.71546 | 0.73398 | 0.74816 | 0.74769
Scenario 5: High TRC ZEAS Phase In | SDG&E | Ind | WholeBlg | Ind - Printing & Publishing | Gas Energy (MMTherm/year) | Energy Efficiency | 0.00044457 | 0.00089521 | 0.0013514 | 0.0018131 | 0.0022794 | 0.0024882 | 0.0026963 | 0.0029041 | 0.003112 | 0.0033204 | 0.0035297 | 0.0037004 | 0.0037271
Scenario 5: High TRC ZEAS Phase In | SDG&E | Ind | WholeBlg | Ind - Stone-Glass-Clay | Electric Demand (MW) | Energy Efficiency | 0.0046715 | 0.0093799 | 0.014117 | 0.018895 | 0.023702 | 0.024453 | 0.025194 | 0.025926 | 0.026636 | 0.027332 | 0.028012 | 0.028549 | 0.028609
Scenario 5: High TRC ZEAS Phase In | SDG&E | Ind | WholeBlg | Ind - Stone-Glass-Clay | Electric Energy (GWh/year) | Energy Efficiency | 0.033938 | 0.068142 | 0.10256 | 0.13727 | 0.17218 | 0.17832 | 0.18441 | 0.19042 | 0.19627 | 0.20204 | 0.20769 | 0.21215 | 0.21261
Scenario 5: High TRC ZEAS Phase In | SDG&E | Ind | WholeBlg | Ind - Stone-Glass-Clay | Gas Energy (MMTherm/year) | Energy Efficiency | 0.0055295 | 0.01116 | 0.016868 | 0.02264 | 0.02847 | 0.031095 | 0.033688 | 0.03626 | 0.038817 | 0.041364 | 0.04391 | 0.04597 | 0.046232
Scenario 5: High TRC ZEAS Phase In | SDG&E | Ind | WholeBlg | Ind - Textiles | Electric Demand (MW) | Energy Efficiency | 0.0020004 | 0.0039948 | 0.0059843 | 0.0079722 | 0.0099524 | 0.010176 | 0.010397 | 0.010611 | 0.010815 | 0.011014 | 0.011208 | 0.011342 | 0.011273
Scenario 5: High TRC ZEAS Phase In | SDG&E | Ind | WholeBlg | Ind - Textiles | Electric Energy (GWh/year) | Energy Efficiency | 0.014532 | 0.029021 | 0.043474 | 0.057914 | 0.072299 | 0.074219 | 0.076116 | 0.077963 | 0.079735 | 0.081475 | 0.083174 | 0.084368 | 0.083856
Scenario 5: High TRC ZEAS Phase In | SDG&E | Ind | WholeBlg | Ind - Textiles | Gas Energy (MMTherm/year) | Energy Efficiency | 7.1658e-05 | 0.00014352 | 0.00021557 | 0.00028772 | 0.00035989 | 0.00038993 | 0.00041975 | 0.00044934 | 0.00047875 | 0.00050803 | 0.00053721 | 0.00055993 | 0.0005593
Scenario 5: High TRC ZEAS Phase In | SDG&E | Ind | WholeBlg | Ind - Transportation Equipment | Electric Demand (MW) | Energy Efficiency | 0.073716 | 0.14777 | 0.22262 | 0.29814 | 0.37391 | 0.38545 | 0.39701 | 0.40813 | 0.41898 | 0.42993 | 0.44092 | 0.44969 | 0.45084
Scenario 5: High TRC ZEAS Phase In | SDG&E | Ind | WholeBlg | Ind - Transportation Equipment | Electric Energy (GWh/year) | Energy Efficiency | 0.53553 | 1.0735 | 1.6173 | 2.1658 | 2.7163 | 2.8109 | 2.9058 | 2.9976 | 3.0875 | 3.1782 | 3.2692 | 3.3417 | 3.3504
Scenario 5: High TRC ZEAS Phase In | SDG&E | Ind | WholeBlg | Ind - Transportation Equipment | Gas Energy (MMTherm/year) | Energy Efficiency | 0.004166 | 0.0083291 | 0.01249 | 0.016647 | 0.0208 | 0.022504 | 0.024203 | 0.025898 | 0.02759 | 0.029278 | 0.030963 | 0.032274 | 0.03223
Scenario 5: High TRC ZEAS Phase In | SDG&E | Res | AppPlug | Res - Multi Family | Electric Demand (MW) | Energy Efficiency | 3.2237e-05 | 6.4961e-05 | 9.8106e-05 | 0.00013173 | 0.00016555 | 0.00019968 | 0.00023407 | 0.00026865 | 0.00030339 | 0.00096275 | 0.0016791 | 0.0023983 | 0.0030881
Scenario 5: High TRC ZEAS Phase In | SDG&E | Res | AppPlug | Res - Multi Family | Electric Energy (GWh/year) | Energy Efficiency | 0.00022892 | 0.00046129 | 0.00069665 | 0.00093539 | 0.0011756 | 0.0014179 | 0.0016621 | 0.0019077 | 0.0021544 | 0.0068365 | 0.011923 | 0.017031 | 0.021929
Scenario 5: High TRC ZEAS Phase In | SDG&E | Res | AppPlug | Res - Multi Family | Electric Energy (GWh/year) | Fuel Substitution | -3.8633e-06 | -8.0968e-06 | -1.2706e-05 | -1.7699e-05 | -2.3077e-05 | -2.8844e-05 | -2.8844e-05 | -2.8844e-05 | -2.8844e-05 | -2.8844e-05 | -2.8844e-05 | -2.8844e-05 | -2.8844e-05
Scenario 5: High TRC ZEAS Phase In | SDG&E | Res | AppPlug | Res - Multi Family | Gas Energy (MMTherm/year) | Energy Efficiency | 2.1995e-05 | 4.4321e-05 | 6.6934e-05 | 8.9872e-05 | 0.00011295 | 0.00013624 | 0.0001597 | 0.00018329 | 0.00020699 | 0.00065685 | 0.0011456 | 0.0016363 | 0.0021069
Scenario 5: High TRC ZEAS Phase In | SDG&E | Res | AppPlug | Res - Multi Family | Gas Energy (MMTherm/year) | Fuel Substitution | 8.1882e-07 | 1.7161e-06 | 2.6931e-06 | 3.7512e-06 | 4.8911e-06 | 6.1135e-06 | 6.1135e-06 | 6.1135e-06 | 6.1135e-06 | 6.1135e-06 | 6.1135e-06 | 6.1135e-06 | 6.1135e-06
Scenario 5: High TRC ZEAS Phase In | SDG&E | Res | AppPlug | Res - Single Family | Electric Demand (MW) | Energy Efficiency | 0 | 0 | 0 | 0 | 0 | 0 | 0 | 0 | 0 | 0 | 1.4824e-05 | 3.0432e-05 | 4.6093e-05
Scenario 5: High TRC ZEAS Phase In | SDG&E | Res | AppPlug | Res - Single Family | Electric Energy (GWh/year) | Energy Efficiency | 0 | 0 | 0 | 0 | 0 | 0 | 0 | 0 | 0 | 0 | 9.4387e-05 | 0.00019377 | 0.00029348
Scenario 5: High TRC ZEAS Phase In | SDG&E | Res | AppPlug | Res - Single Family | Electric Energy (GWh/year) | Fuel Substitution | -3.5659e-06 | -7.4439e-06 | -1.1636e-05 | -1.6143e-05 | -2.0969e-05 | -2.6114e-05 | -2.6114e-05 | -2.6114e-05 | -2.6114e-05 | -2.6114e-05 | -2.6114e-05 | -2.6114e-05 | -2.6114e-05
Scenario 5: High TRC ZEAS Phase In | SDG&E | Res | AppPlug | Res - Single Family | Gas Energy (MMTherm/year) | Energy Efficiency | 0 | 0 | 0 | 0 | 0 | 2.2953e-09 | 2.2953e-09 | 2.2953e-09 | 2.2953e-09 | 2.2953e-09 | 1.7784e-05 | 3.6506e-05 | 5.5291e-05
Scenario 5: High TRC ZEAS Phase In | SDG&E | Res | AppPlug | Res - Single Family | Gas Energy (MMTherm/year) | Fuel Substitution | 7.5652e-07 | 1.5792e-06 | 2.4685e-06 | 3.4249e-06 | 4.4486e-06 | 5.5401e-06 | 5.5401e-06 | 5.5401e-06 | 5.5401e-06 | 5.5401e-06 | 5.5401e-06 | 5.5401e-06 | 5.5401e-06
Scenario 5: High TRC ZEAS Phase In | SDG&E | Res | BROs | Income Qualified - Multi Family IQ | Electric Demand (MW) | Energy Efficiency | 0.75079 | 0.77168 | 0.79386 | 0.81959 | 0.84639 | 0.87536 | 0.90326 | 0.933 | 0.96101 | 0.98825 | 1.0114 | 0.96908 | 0.99268
Scenario 5: High TRC ZEAS Phase In | SDG&E | Res | BROs | Income Qualified - Multi Family IQ | Electric Energy (GWh/year) | Energy Efficiency | 3.3676 | 3.4808 | 3.6031 | 3.7455 | 3.8972 | 4.0641 | 4.232 | 4.4151 | 4.5975 | 4.7843 | 4.9603 | 4.8829 | 5.0881
Scenario 5: High TRC ZEAS Phase In | SDG&E | Res | BROs | Income Qualified - Multi Family IQ | Gas Energy (MMTherm/year) | Energy Efficiency | 0.061453 | 0.062715 | 0.064211 | 0.06593 | 0.067803 | 0.06974 | 0.071817 | 0.074003 | 0.07638 | 0.078911 | 0.081736 | 0.084893 | 0.088418
Scenario 5: High TRC ZEAS Phase In | SDG&E | Res | BROs | Income Qualified - Single Family IQ | Electric Demand (MW) | Energy Efficiency | 1.4012 | 1.4302 | 1.4612 | 1.5036 | 1.5477 | 1.5954 | 1.6408 | 1.6894 | 1.7347 | 1.7782 | 1.8142 | 1.744 | 1.7817
Scenario 5: High TRC ZEAS Phase In | SDG&E | Res | BROs | Income Qualified - Single Family IQ | Electric Energy (GWh/year) | Energy Efficiency | 6.2891 | 6.4562 | 6.6377 | 6.8781 | 7.1344 | 7.4168 | 7.6991 | 8.0082 | 8.3148 | 8.6278 | 8.9201 | 8.8036 | 9.1517
Scenario 5: High TRC ZEAS Phase In | SDG&E | Res | BROs | Income Qualified - Single Family IQ | Gas Energy (MMTherm/year) | Energy Efficiency | 0.20572 | 0.20904 | 0.21307 | 0.21779 | 0.22296 | 0.22831 | 0.23399 | 0.23999 | 0.24653 | 0.25359 | 0.26152 | 0.27042 | 0.28043
Scenario 5: High TRC ZEAS Phase In | SDG&E | Res | BROs | Res - Multi Family | Electric Demand (MW) | Energy Efficiency | 4.9533 | 5.0618 | 5.1776 | 5.3325 | 5.494 | 5.6688 | 5.8359 | 6.0149 | 6.1825 | 6.3446 | 6.4804 | 6.6558 | 6.8371
Scenario 5: High TRC ZEAS Phase In | SDG&E | Res | BROs | Res - Multi Family | Electric Energy (GWh/year) | Energy Efficiency | 22.2177 | 22.8324 | 23.5 | 24.3693 | 25.297 | 26.319 | 27.3427 | 28.4633 | 29.577 | 30.7156 | 31.7824 | 33.106 | 34.5312
Scenario 5: High TRC ZEAS Phase In | SDG&E | Res | BROs | Res - Multi Family | Gas Energy (MMTherm/year) | Energy Efficiency | 0.69719 | 0.70875 | 0.72277 | 0.73911 | 0.75704 | 0.77558 | 0.79528 | 0.81607 | 0.83874 | 0.86316 | 0.89058 | 0.92135 | 0.95587
Scenario 5: High TRC ZEAS Phase In | SDG&E | Res | BROs | Res - Single Family | Electric Demand (MW) | Energy Efficiency | 2.0795 | 2.1375 | 2.1989 | 2.2694 | 2.3426 | 2.4218 | 2.4977 | 2.5785 | 2.6544 | 2.7278 | 2.7898 | 2.8686 | 2.9496
Scenario 5: High TRC ZEAS Phase In | SDG&E | Res | BROs | Res - Single Family | Electric Energy (GWh/year) | Energy Efficiency | 9.3337 | 9.649 | 9.9894 | 10.3814 | 10.7991 | 11.2584 | 11.7198 | 12.2226 | 12.723 | 13.2352 | 13.7166 | 14.3092 | 14.9459
Scenario 5: High TRC ZEAS Phase In | SDG&E | Res | BROs | Res - Single Family | Gas Energy (MMTherm/year) | Energy Efficiency | 0.19225 | 0.19619 | 0.20086 | 0.20622 | 0.21207 | 0.21811 | 0.22459 | 0.23141 | 0.23883 | 0.24673 | 0.25555 | 0.2654 | 0.27641
Scenario 5: High TRC ZEAS Phase In | SDG&E | Res | BldgEnv | Res - Multi Family | Electric Demand (MW) | Energy Efficiency | 0 | 0 | 0 | 0 | 0 | 0 | 0 | 4.7644e-05 | 9.43e-05 | 0.00014 | 0.00050208 | 0.00085694 | 0.0012048
Scenario 5: High TRC ZEAS Phase In | SDG&E | Res | BldgEnv | Res - Multi Family | Electric Energy (GWh/year) | Energy Efficiency | 0 | 0 | 0 | 0 | 0 | 0 | 0 | 0.00022352 | 0.00044241 | 0.00065682 | 0.0013617 | 0.0020526 | 0.0027298
Scenario 5: High TRC ZEAS Phase In | SDG&E | Res | BldgEnv | Res - Multi Family | Gas Energy (MMTherm/year) | Energy Efficiency | 0 | 0 | 0 | 0 | 0 | 0 | 0 | 8.0491e-05 | 0.00015931 | 0.00023653 | 0.00061818 | 0.00099222 | 0.0013589
Scenario 5: High TRC ZEAS Phase In | SDG&E | Res | BldgEnv | Res - Single Family | Electric Demand (MW) | Energy Efficiency | 0.0053417 | 0.010728 | 0.016101 | 0.02139 | 0.026489 | 0.031443 | 0.036244 | 0.040072 | 0.040659 | 0.039906 | 0.039183 | 0.034642 | 0.030231
Scenario 5: High TRC ZEAS Phase In | SDG&E | Res | BldgEnv | Res - Single Family | Electric Energy (GWh/year) | Energy Efficiency | 0.012706 | 0.024993 | 0.036939 | 0.048598 | 0.06003 | 0.071207 | 0.082135 | 0.094161 | 0.094041 | 0.095274 | 0.096457 | 0.082971 | 0.069827
Scenario 5: High TRC ZEAS Phase In | SDG&E | Res | BldgEnv | Res - Single Family | Gas Energy (MMTherm/year) | Energy Efficiency | 0.0038606 | 0.0076674 | 0.011411 | 0.015076 | 0.018638 | 0.022107 | 0.025484 | 0.028683 | 0.028858 | 0.02878 | 0.028705 | 0.025009 | 0.021413
Scenario 5: High TRC ZEAS Phase In | SDG&E | Res | HVAC | Res - Multi Family | Electric Demand (MW) | Energy Efficiency | 0.051358 | 0.092445 | 0.073956 | 0.059165 | 0.047332 | 0.037865 | 0.030292 | 0.024234 | 0.019387 | 0.01551 | 0.012408 | 0.0099262 | 0.007941
Scenario 5: High TRC ZEAS Phase In | SDG&E | Res | HVAC | Res - Multi Family | Electric Energy (GWh/year) | Energy Efficiency | 0.0399 | 0.07182 | 0.057456 | 0.045965 | 0.036772 | 0.029417 | 0.023534 | 0.018827 | 0.015062 | 0.015509 | 0.016356 | 0.017523 | 0.018928
Scenario 5: High TRC ZEAS Phase In | SDG&E | Res | HVAC | Res - Multi Family | Electric Energy (GWh/year) | Fuel Substitution | -0.00078508 | -0.0015952 | -0.00254 | -0.0034989 | -0.0034989 | -0.0034989 | -0.0034989 | -0.0034989 | -0.0034989 | -0.0034989 | -0.0034989 | -0.0034989 | -0.0034989
Scenario 5: High TRC ZEAS Phase In | SDG&E | Res | HVAC | Res - Multi Family | Gas Energy (MMTherm/year) | Energy Efficiency | 0 | 0 | 0 | 0 | 0 | 0 | 0 | 0 | 0 | 0.00044917 | 0.00087188 | 0.0012736 | 0.0016563
Scenario 5: High TRC ZEAS Phase In | SDG&E | Res | HVAC | Res - Multi Family | Gas Energy (MMTherm/year) | Fuel Substitution | 0.00044936 | 0.0009131 | 0.0014914 | 0.0020789 | 0.0020789 | 0.0020789 | 0.0020789 | 0.0020789 | 0.0020789 | 0.0020789 | 0.0020789 | 0.0020789 | 0.0020789
Scenario 5: High TRC ZEAS Phase In | SDG&E | Res | HVAC | Res - Single Family | Electric Demand (MW) | Energy Efficiency | 0.60538 | 1.129 | 1.2035 | 1.3304 | 1.4788 | 1.6461 | 1.6216 | 1.5789 | 1.5434 | 1.5148 | 1.492 | 1.4737 | 1.4591
Scenario 5: High TRC ZEAS Phase In | SDG&E | Res | HVAC | Res - Single Family | Electric Demand (MW) | Fuel Substitution | 0 | 0 | 0 | 0 | 3.2347e-05 | 6.7596e-05 | 0.0001043 | 0.00014135 | 0.00014135 | 0.00014135 | 0.00014135 | 0.00014135 | 0.00014135
Scenario 5: High TRC ZEAS Phase In | SDG&E | Res | HVAC | Res - Single Family | Electric Energy (GWh/year) | Energy Efficiency | 0.31474 | 0.60362 | 0.72324 | 0.86488 | 0.98892 | 1.1207 | 1.1207 | 1.1055 | 1.0919 | 1.0874 | 1.0847 | 1.0833 | 1.0831
Scenario 5: High TRC ZEAS Phase In | SDG&E | Res | HVAC | Res - Single Family | Electric Energy (GWh/year) | Fuel Substitution | -0.067824 | -0.14384 | -0.22565 | -0.30891 | -0.30888 | -0.30884 | -0.3088 | -0.30877 | -0.30877 | -0.30877 | -0.30877 | -0.30877 | -0.30877
Scenario 5: High TRC ZEAS Phase In | SDG&E | Res | HVAC | Res - Single Family | Gas Energy (MMTherm/year) | Energy Efficiency | 0.0010531 | 0.0021894 | 0.0033661 | 0.0045446 | 0.0036631 | 0.0027761 | 0.0026651 | 0.0026651 | 0.0026651 | 0.003505 | 0.0042871 | 0.0050222 | 0.0057146
Scenario 5: High TRC ZEAS Phase In | SDG&E | Res | HVAC | Res - Single Family | Gas Energy (MMTherm/year) | Fuel Substitution | 0.015094 | 0.032246 | 0.051145 | 0.070429 | 0.070429 | 0.070429 | 0.070429 | 0.070429 | 0.070429 | 0.070429 | 0.070429 | 0.070429 | 0.070429
Scenario 5: High TRC ZEAS Phase In | SDG&E | Res | WaterHeat | Res - Multi Family | Electric Demand (MW) | Energy Efficiency | 0.48391 | 0.96389 | 1.4386 | 1.9077 | 2.3668 | 2.818 | 3.2619 | 3.698 | 4.1264 | 4.5476 | 4.9624 | 5.3673 | 5.7679
Scenario 5: High TRC ZEAS Phase In | SDG&E | Res | WaterHeat | Res - Multi Family | Electric Demand (MW) | Fuel Substitution | 0 | 0 | 0.0001194 | 0.00039442 | 0.00086463 | 0.0013786 | 0.0019231 | 0.0024897 | 0.0030771 | 0.0036798 | 0.0042929 | 0.0049134 | 0.0055389
Scenario 5: High TRC ZEAS Phase In | SDG&E | Res | WaterHeat | Res - Multi Family | Electric Energy (GWh/year) | Energy Efficiency | 2.3797 | 4.7393 | 7.0726 | 9.3778 | 11.6326 | 13.8482 | 16.0281 | 18.1688 | 20.271 | 22.3375 | 24.372 | 26.3476 | 28.3021
Scenario 5: High TRC ZEAS Phase In | SDG&E | Res | WaterHeat | Res - Multi Family | Electric Energy (GWh/year) | Fuel Substitution | -0.16829 | -0.35077 | -0.54224 | -0.73984 | -0.94131 | -1.1472 | -1.1444 | -1.1414 | -1.1384 | -1.1353 | -1.1321 | -1.1289 | -1.1257
Scenario 5: High TRC ZEAS Phase In | SDG&E | Res | WaterHeat | Res - Multi Family | Gas Energy (MMTherm/year) | Energy Efficiency | 0.12317 | 0.24652 | 0.31795 | 0.37558 | 0.42712 | 0.47332 | 0.51442 | 0.55068 | 0.57619 | 0.59775 | 0.61571 | 0.55947 | 0.50565
Scenario 5: High TRC ZEAS Phase In | SDG&E | Res | WaterHeat | Res - Multi Family | Gas Energy (MMTherm/year) | Fuel Substitution | 0.012246 | 0.025515 | 0.039434 | 0.053795 | 0.068433 | 0.083405 | 0.083405 | 0.083405 | 0.083405 | 0.083405 | 0.083405 | 0.083405 | 0.083405
Scenario 5: High TRC ZEAS Phase In | SDG&E | Res | WaterHeat | Res - Single Family | Electric Demand (MW) | Energy Efficiency | 0.27448 | 0.55031 | 0.82887 | 1.1031 | 1.3699 | 1.6309 | 1.8862 | 2.1361 | 2.381 | 2.6211 | 2.8571 | 3.0847 | 3.3095
Scenario 5: High TRC ZEAS Phase In | SDG&E | Res | WaterHeat | Res - Single Family | Electric Demand (MW) | Fuel Substitution | 0 | 0 | 0.00060236 | 0.0019724 | 0.0042436 | 0.0067152 | 0.0093249 | 0.012028 | 0.014813 | 0.017665 | 0.020563 | 0.023494 | 0.026448
Scenario 5: High TRC ZEAS Phase In | SDG&E | Res | WaterHeat | Res - Single Family | Electric Energy (GWh/year) | Energy Efficiency | 1.4103 | 2.8265 | 4.2583 | 5.6667 | 7.0359 | 8.3742 | 9.6824 | 10.962 | 12.2153 | 13.4424 | 14.6483 | 15.797 | 16.9322
Scenario 5: High TRC ZEAS Phase In | SDG&E | Res | WaterHeat | Res - Single Family | Electric Energy (GWh/year) | Fuel Substitution | -0.01241 | -0.025199 | -0.03157 | -0.029592 | -0.017212 | -0.0037399 | 0.010484 | 0.025218 | 0.040397 | 0.055942 | 0.071738 | 0.087712 | 0.10382
Scenario 5: High TRC ZEAS Phase In | SDG&E | Res | WaterHeat | Res - Single Family | Gas Energy (MMTherm/year) | Energy Efficiency | 0.47376 | 0.94621 | 1.1699 | 1.3708 | 1.5456 | 1.6975 | 1.8284 | 1.9285 | 2.0096 | 2.0752 | 2.1287 | 1.9292 | 1.7384
Scenario 5: High TRC ZEAS Phase In | SDG&E | Res | WaterHeat | Res - Single Family | Gas Energy (MMTherm/year) | Fuel Substitution | 0.0017879 | 0.0036308 | 0.0050219 | 0.005813 | 0.005813 | 0.005813 | 0.005813 | 0.005813 | 0.005813 | 0.005813 | 0.005813 | 0.005813 | 0.005813
Scenario 6: Aggressive Fuel Sub Phase In | PG&E | Ag | WholeBlg | Ag - Dairies, fishing, hunting | Electric Demand (MW) | Energy Efficiency | 0.10172 | 0.20453 | 0.30867 | 0.4141 | 0.52099 | 0.62905 | 0.73827 | 0.84855 | 0.91017 | 0.92046 | 0.93063 | 0.94048 | 0.94995
Scenario 6: Aggressive Fuel Sub Phase In | PG&E | Ag | WholeBlg | Ag - Dairies, fishing, hunting | Electric Energy (GWh/year) | Energy Efficiency | 0.43333 | 0.8713 | 1.3149 | 1.7641 | 2.2194 | 2.6797 | 3.145 | 3.6148 | 3.8773 | 3.9212 | 3.9645 | 4.0064 | 4.0468
Scenario 6: Aggressive Fuel Sub Phase In | PG&E | Ag | WholeBlg | Ag - Dairies, fishing, hunting | Gas Energy (MMTherm/year) | Energy Efficiency | 0.0017339 | 0.0034678 | 0.0052016 | 0.0069355 | 0.0086694 | 0.010403 | 0.012137 | 0.013871 | 0.014755 | 0.014755 | 0.014755 | 0.014755 | 0.014755
Scenario 6: Aggressive Fuel Sub Phase In | PG&E | Ag | WholeBlg | Ag - Irrigated Agriculture, vineyards, forestry and greenhouses | Electric Demand (MW) | Energy Efficiency | 0.83085 | 1.6856 | 2.5647 | 3.4673 | 4.3932 | 5.3401 | 6.3079 | 7.2963 | 7.8988 | 8.0861 | 8.2692 | 8.4474 | 8.6211
Scenario 6: Aggressive Fuel Sub Phase In | PG&E | Ag | WholeBlg | Ag - Irrigated Agriculture, vineyards, forestry and greenhouses | Electric Energy (GWh/year) | Energy Efficiency | 3.5394 | 7.1808 | 10.9254 | 14.7707 | 18.715 | 22.7485 | 26.8715 | 31.0822 | 33.6487 | 34.4467 | 35.2265 | 35.9859 | 36.7259
Scenario 6: Aggressive Fuel Sub Phase In | PG&E | Ag | WholeBlg | Ag - Irrigated Agriculture, vineyards, forestry and greenhouses | Gas Energy (MMTherm/year) | Energy Efficiency | 0.014204 | 0.028408 | 0.042612 | 0.056816 | 0.07102 | 0.085224 | 0.099428 | 0.11363 | 0.12087 | 0.12087 | 0.12087 | 0.12087 | 0.12087
Scenario 6: Aggressive Fuel Sub Phase In | PG&E | Ag | WholeBlg | Ag - Water pumping | Electric Demand (MW) | Energy Efficiency | 0.54978 | 1.093 | 1.6293 | 2.1585 | 2.6805 | 3.1962 | 3.706 | 4.2099 | 4.4375 | 4.381 | 4.3236 | 4.2653 | 4.2063
Scenario 6: Aggressive Fuel Sub Phase In | PG&E | Ag | WholeBlg | Ag - Water pumping | Electric Energy (GWh/year) | Energy Efficiency | 2.342 | 4.656 | 6.9406 | 9.1953 | 11.419 | 13.6157 | 15.7874 | 17.9339 | 18.9038 | 18.663 | 18.4183 | 18.1702 | 17.9186
Scenario 6: Aggressive Fuel Sub Phase In | PG&E | Ag | WholeBlg | Ag - Water pumping | Gas Energy (MMTherm/year) | Energy Efficiency | 0.00072949 | 0.001459 | 0.0021885 | 0.002918 | 0.0036475 | 0.004377 | 0.0051065 | 0.0058359 | 0.0062078 | 0.0062078 | 0.0062078 | 0.0062078 | 0.0062078
Scenario 6: Aggressive Fuel Sub Phase In | PG&E | Com | AppPlug | Com - Health | Gas Energy (MMTherm/year) | Energy Efficiency | 0.74397 | 1.5342 | 2.362 | 3.211 | 3.3176 | 3.3848 | 4.1339 | 4.3717 | 4.7776 | 4.9984 | 5.1927 | 5.2065 | 5.1853
Scenario 6: Aggressive Fuel Sub Phase In | PG&E | Com | AppPlug | Com - Lodging | Gas Energy (MMTherm/year) | Energy Efficiency | 0.56664 | 1.1714 | 1.7942 | 2.4298 | 2.7049 | 2.9741 | 3.2351 | 3.4874 | 3.7297 | 3.9619 | 3.7736 | 3.5228 | 4.5931
Scenario 6: Aggressive Fuel Sub Phase In | PG&E | Com | AppPlug | Com - Other | Gas Energy (MMTherm/year) | Energy Efficiency | 0.0013845 | 0.0029349 | 0.0046655 | 0.00657 | 0.0086286 | 0.010875 | 0.01193 | 0.012989 | 0.014 | 0.014978 | 0.01594 | 0.016844 | 0.01768
Scenario 6: Aggressive Fuel Sub Phase In | PG&E | Com | BROs | Com - Lodging | Electric Energy (GWh/year) | Energy Efficiency | 0.0092629 | 0.028303 | 0.048333 | 0.069439 | 0.091887 | 0.11582 | 0.1415 | 0.16859 | 0.19725 | 0.23009 | 0.26451 | 0.29744 | 0.3298
Scenario 6: Aggressive Fuel Sub Phase In | PG&E | Com | BROs | Com - Other | Electric Energy (GWh/year) | Energy Efficiency | 0.035729 | 0.11297 | 0.20124 | 0.29925 | 0.40928 | 0.53746 | 0.68187 | 0.82265 | 0.96827 | 1.1441 | 1.3315 | 1.5157 | 1.6951
Scenario 6: Aggressive Fuel Sub Phase In | PG&E | Com | BROs | Com - Retail | Electric Demand (MW) | Energy Efficiency | 0.0042778 | 0.01298 | 0.021951 | 0.03122 | 0.040884 | 0.051 | 0.061733 | 0.073691 | 0.086155 | 0.099434 | 0.1131 | 0.12583 | 0.13947
Scenario 6: Aggressive Fuel Sub Phase In | PG&E | Com | BROs | Com - Retail | Electric Energy (GWh/year) | Energy Efficiency | 0.046249 | 0.14033 | 0.23733 | 0.33754 | 0.44201 | 0.55139 | 0.66742 | 0.79671 | 0.93146 | 1.075 | 1.2228 | 1.3604 | 1.5079
Scenario 6: Aggressive Fuel Sub Phase In | PG&E | Com | BldgEnv | Com - College | Electric Demand (MW) | Energy Efficiency | 0.00063766 | 0.001296 | 0.0019987 | 0.0027531 | 0.0035344 | 0.0043355 | 0.0051678 | 0.0059531 | 0.0067907 | 0.007635 | 0.0084748 | 0.0093062 | 0.01014
Scenario 6: Aggressive Fuel Sub Phase In | PG&E | Com | BldgEnv | Com - College | Electric Energy (GWh/year) | Energy Efficiency | 0.00018335 | 0.00037326 | 0.00057537 | 0.00079176 | 0.0010158 | 0.0012454 | 0.0014839 | 0.0017095 | 0.0019495 | 0.0021921 | 0.0024341 | 0.0026739 | 0.0029147
Scenario 6: Aggressive Fuel Sub Phase In | PG&E | Com | BldgEnv | Com - College | Gas Energy (MMTherm/year) | Energy Efficiency | 4.2484e-05 | 8.4981e-05 | 0.00013179 | 0.00018351 | 0.00023734 | 0.00029281 | 0.0003506 | 0.00040423 | 0.00046266 | 0.00052006 | 0.00057545 | 0.00062963 | 0.00068324
Scenario 6: Aggressive Fuel Sub Phase In | PG&E | Com | BldgEnv | Com - Grocery | Electric Demand (MW) | Energy Efficiency | 0.0011848 | 0.0024061 | 0.0035822 | 0.0047721 | 0.0060119 | 0.0073154 | 0.0086769 | 0.0097275 | 0.010851 | 0.012136 | 0.01352 | 0.014949 | 0.016424
Scenario 6: Aggressive Fuel Sub Phase In | PG&E | Com | BldgEnv | Com - Grocery | Electric Energy (GWh/year) | Energy Efficiency | 0.00033988 | 0.00069052 | 0.001022 | 0.0013652 | 0.0017228 | 0.0020988 | 0.0024915 | 0.0027968 | 0.0031229 | 0.0035016 | 0.0039015 | 0.0043143 | 0.0047403
Scenario 6: Aggressive Fuel Sub Phase In | PG&E | Com | BldgEnv | Com - Grocery | Gas Energy (MMTherm/year) | Energy Efficiency | 7.787e-05 | 0.00015742 | 0.00023385 | 0.00031077 | 0.00039092 | 0.00047518 | 0.00056318 | 0.00062979 | 0.00070178 | 0.00078439 | 0.00087384 | 0.00096616 | 0.0010615
Scenario 6: Aggressive Fuel Sub Phase In | PG&E | Com | BldgEnv | Com - Health | Electric Demand (MW) | Energy Efficiency | 0.071609 | 0.14582 | 0.22001 | 0.29124 | 0.35685 | 0.41491 | 0.46396 | 0.43289 | 0.38982 | 0.3381 | 0.28156 | 0.22414 | 0.16965
Scenario 6: Aggressive Fuel Sub Phase In | PG&E | Com | BldgEnv | Com - Health | Electric Energy (GWh/year) | Energy Efficiency | 0.02764 | 0.056253 | 0.084814 | 0.11218 | 0.13733 | 0.1595 | 0.17816 | 0.16588 | 0.149 | 0.12885 | 0.10691 | 0.084732 | 0.063888
Scenario 6: Aggressive Fuel Sub Phase In | PG&E | Com | BldgEnv | Com - Health | Gas Energy (MMTherm/year) | Energy Efficiency | 0.01201 | 0.02446 | 0.03691 | 0.04887 | 0.059882 | 0.069645 | 0.077902 | 0.072722 | 0.065526 | 0.056873 | 0.047403 | 0.037787 | 0.028628
Scenario 6: Aggressive Fuel Sub Phase In | PG&E | Com | BldgEnv | Com - Lodging | Electric Demand (MW) | Energy Efficiency | 0.055052 | 0.10717 | 0.15423 | 0.19458 | 0.2273 | 0.25208 | 0.26927 | 0.22562 | 0.17912 | 0.13499 | 0.097647 | 0.068065 | 0.046498
Scenario 6: Aggressive Fuel Sub Phase In | PG&E | Com | BldgEnv | Com - Lodging | Electric Energy (GWh/year) | Energy Efficiency | 0.027732 | 0.05394 | 0.077548 | 0.097734 | 0.11403 | 0.12632 | 0.13478 | 0.11262 | 0.089087 | 0.066969 | 0.048322 | 0.033617 | 0.022968
Scenario 6: Aggressive Fuel Sub Phase In | PG&E | Com | BldgEnv | Com - Lodging | Gas Energy (MMTherm/year) | Energy Efficiency | 0.016088 | 0.031325 | 0.04509 | 0.056902 | 0.066486 | 0.073755 | 0.078805 | 0.066076 | 0.052502 | 0.039588 | 0.028655 | 0.019983 | 0.013651
Scenario 6: Aggressive Fuel Sub Phase In | PG&E | Com | BldgEnv | Com - Office (Large) | Electric Demand (MW) | Energy Efficiency | 0.0088531 | 0.018032 | 0.027592 | 0.037416 | 0.047752 | 0.058294 | 0.069066 | 0.079236 | 0.089242 | 0.099339 | 0.10948 | 0.11942 | 0.1294
Scenario 6: Aggressive Fuel Sub Phase In | PG&E | Com | BldgEnv | Com - Office (Large) | Electric Energy (GWh/year) | Energy Efficiency | 0.0025542 | 0.0052027 | 0.007961 | 0.010796 | 0.013805 | 0.016873 | 0.020006 | 0.022966 | 0.025855 | 0.028772 | 0.0317 | 0.034546 | 0.037403
Scenario 6: Aggressive Fuel Sub Phase In | PG&E | Com | BldgEnv | Com - Office (Large) | Gas Energy (MMTherm/year) | Energy Efficiency | 0.00057221 | 0.0011655 | 0.0017833 | 0.0024182 | 0.0030848 | 0.0037648 | 0.0044597 | 0.0051156 | 0.005762 | 0.0064144 | 0.0070694 | 0.0077135 | 0.0083597
Scenario 6: Aggressive Fuel Sub Phase In | PG&E | Com | BldgEnv | Com - Office (Small) | Electric Demand (MW) | Energy Efficiency | 0.0016576 | 0.0033988 | 0.0052275 | 0.005465 | 0.024682 | 0.026561 | 0.028503 | 0.030223 | 0.032002 | 0.033837 | 0.035726 | 0.037663 | 0.039648
Scenario 6: Aggressive Fuel Sub Phase In | PG&E | Com | BldgEnv | Com - Office (Small) | Electric Energy (GWh/year) | Energy Efficiency | 0.00047779 | 0.00097975 | 0.0015071 | 0.0015749 | 0.0071233 | 0.0076653 | 0.0082254 | 0.0087224 | 0.0092363 | 0.0097665 | 0.010312 | 0.010872 | 0.011445
Scenario 6: Aggressive Fuel Sub Phase In | PG&E | Com | BldgEnv | Com - Office (Small) | Gas Energy (MMTherm/year) | Energy Efficiency | 0.00010718 | 0.00021975 | 0.00033799 | 0.00035338 | 0.001595 | 0.0017165 | 0.001842 | 0.0019531 | 0.002068 | 0.0021866 | 0.0023086 | 0.0024338 | 0.0025621
Scenario 6: Aggressive Fuel Sub Phase In | PG&E | Com | BldgEnv | Com - Other | Electric Demand (MW) | Energy Efficiency | 0.0015574 | 0.0031835 | 0.0048859 | 0.0067959 | 0.0087487 | 0.010767 | 0.012856 | 0.014585 | 0.016246 | 0.017968 | 0.019607 | 0.021305 | 0.023063
Scenario 6: Aggressive Fuel Sub Phase In | PG&E | Com | BldgEnv | Com - Other | Electric Energy (GWh/year) | Energy Efficiency | 0.00045112 | 0.00092227 | 0.0014156 | 0.0019862 | 0.0025683 | 0.0031689 | 0.003789 | 0.0043051 | 0.0047879 | 0.0052883 | 0.0057478 | 0.0062253 | 0.0067211
Scenario 6: Aggressive Fuel Sub Phase In | PG&E | Com | BldgEnv | Com - Other | Gas Energy (MMTherm/year) | Energy Efficiency | 0.00010072 | 0.00020588 | 0.00031596 | 0.00043854 | 0.00056393 | 0.00069362 | 0.00082786 | 0.00093879 | 0.0010461 | 0.0011573 | 0.0012641 | 0.0013747 | 0.0014891
Scenario 6: Aggressive Fuel Sub Phase In | PG&E | Com | BldgEnv | Com - Refrig. Warehouse | Electric Demand (MW) | Energy Efficiency | 0.00041775 | 0.00085666 | 0.0013158 | 0.0017944 | 0.0022916 | 0.002807 | 0.003336 | 0.0038081 | 0.0042874 | 0.0047746 | 0.0052684 | 0.0057697 | 0.0062793
Scenario 6: Aggressive Fuel Sub Phase In | PG&E | Com | BldgEnv | Com - Refrig. Warehouse | Electric Energy (GWh/year) | Energy Efficiency | 0.0001243 | 0.00025497 | 0.00039159 | 0.00053382 | 0.00068125 | 0.00083366 | 0.00098958 | 0.001125 | 0.0012618 | 0.0014002 | 0.0015401 | 0.0016819 | 0.001826
Scenario 6: Aggressive Fuel Sub Phase In | PG&E | Com | BldgEnv | Com - Refrig. Warehouse | Gas Energy (MMTherm/year) | Energy Efficiency | 3.7769e-05 | 7.7542e-05 | 0.00011892 | 0.00016147 | 0.00020472 | 0.0002483 | 0.0002916 | 0.00031927 | 0.00034536 | 0.00037027 | 0.0003944 | 0.00041834 | 0.0004427
Scenario 6: Aggressive Fuel Sub Phase In | PG&E | Com | BldgEnv | Com - Restaurant | Electric Demand (MW) | Energy Efficiency | 0.00058186 | 0.0010865 | 0.0016133 | 0.0021606 | 0.0027264 | 0.0033083 | 0.0039091 | 0.0043287 | 0.0048605 | 0.0054108 | 0.0059776 | 0.0059523 | 0.01273
Scenario 6: Aggressive Fuel Sub Phase In | PG&E | Com | BldgEnv | Com - Restaurant | Electric Energy (GWh/year) | Energy Efficiency | 0.00016665 | 0.00031202 | 0.00046382 | 0.00062151 | 0.00078456 | 0.00095229 | 0.0011255 | 0.0012476 | 0.0014012 | 0.00156 | 0.0017237 | 0.0017165 | 0.0036737
Scenario 6: Aggressive Fuel Sub Phase In | PG&E | Com | BldgEnv | Com - Restaurant | Gas Energy (MMTherm/year) | Energy Efficiency | 3.7842e-05 | 7.0436e-05 | 0.00010446 | 0.00013981 | 0.00017635 | 0.00021393 | 0.00025273 | 0.00027953 | 0.00031384 | 0.00034935 | 0.00038592 | 0.00038428 | 0.00082214
Scenario 6: Aggressive Fuel Sub Phase In | PG&E | Com | BldgEnv | Com - Retail | Electric Demand (MW) | Energy Efficiency | 0.067717 | 0.13625 | 0.13915 | 0.19608 | 0.27523 | 0.32388 | 0.36541 | 0.33339 | 0.27103 | 0.27458 | 0.22166 | 0.17333 | 0.13139
Scenario 6: Aggressive Fuel Sub Phase In | PG&E | Com | BldgEnv | Com - Retail | Electric Energy (GWh/year) | Energy Efficiency | 0.027363 | 0.055038 | 0.05589 | 0.07909 | 0.10817 | 0.12767 | 0.14422 | 0.13074 | 0.10484 | 0.10585 | 0.083804 | 0.063625 | 0.046044
Scenario 6: Aggressive Fuel Sub Phase In | PG&E | Com | BldgEnv | Com - Retail | Gas Energy (MMTherm/year) | Energy Efficiency | 0.0039688 | 0.0079862 | 0.0081727 | 0.011507 | 0.016305 | 0.01917 | 0.021621 | 0.019777 | 0.016165 | 0.016399 | 0.013326 | 0.01052 | 0.008088
Scenario 6: Aggressive Fuel Sub Phase In | PG&E | Com | BldgEnv | Com - School | Electric Demand (MW) | Energy Efficiency | 0.0024736 | 0.0050613 | 0.0077541 | 0.010533 | 0.013367 | 0.016262 | 0.019203 | 0.021957 | 0.02476 | 0.027611 | 0.030504 | 0.033448 | 0.036426
Scenario 6: Aggressive Fuel Sub Phase In | PG&E | Com | BldgEnv | Com - School | Electric Energy (GWh/year) | Energy Efficiency | 0.0007135 | 0.00146 | 0.0022369 | 0.0030388 | 0.0038564 | 0.0046919 | 0.0055404 | 0.0063359 | 0.0071456 | 0.0079689 | 0.0088046 | 0.0096549 | 0.010515
Scenario 6: Aggressive Fuel Sub Phase In | PG&E | Com | BldgEnv | Com - School | Gas Energy (MMTherm/year) | Energy Efficiency | 0.00015989 | 0.00032716 | 0.00050121 | 0.00068085 | 0.00086398 | 0.0010511 | 0.0012412 | 0.0014191 | 0.0016002 | 0.0017844 | 0.0019714 | 0.0021616 | 0.002354
Scenario 6: Aggressive Fuel Sub Phase In | PG&E | Com | BldgEnv | Com - Warehouse | Electric Demand (MW) | Energy Efficiency | 0.14531 | 0.28797 | 0.42211 | 0.54261 | 0.64565 | 0.72918 | 0.79263 | 0.69496 | 0.58278 | 0.46444 | 0.35355 | 0.26037 | 0.18705
Scenario 6: Aggressive Fuel Sub Phase In | PG&E | Com | BldgEnv | Com - Warehouse | Electric Energy (GWh/year) | Energy Efficiency | 0.073265 | 0.14511 | 0.21254 | 0.27298 | 0.32452 | 0.36616 | 0.39764 | 0.34791 | 0.291 | 0.23116 | 0.17561 | 0.1291 | 0.092662
Scenario 6: Aggressive Fuel Sub Phase In | PG&E | Com | BldgEnv | Com - Warehouse | Gas Energy (MMTherm/year) | Energy Efficiency | 0.042456 | 0.084151 | 0.12337 | 0.15862 | 0.18879 | 0.21326 | 0.23187 | 0.2034 | 0.17067 | 0.13612 | 0.10367 | 0.076376 | 0.054876
Scenario 6: Aggressive Fuel Sub Phase In | PG&E | Com | ComRefrig | Com - College | Electric Demand (MW) | Energy Efficiency | 0.00016302 | 0.00026635 | 0.00032583 | 0.0003562 | 0.00037305 | 0.000384 | 0.00039169 | 0.000517 | 0.00065777 | 0.00079916 | 0.0010926 | 0.001406 | 0.0017208
Scenario 6: Aggressive Fuel Sub Phase In | PG&E | Com | ComRefrig | Com - College | Electric Energy (GWh/year) | Energy Efficiency | 0.001171 | 0.0019207 | 0.0023574 | 0.0025843 | 0.0027103 | 0.00279 | 0.0028444 | 0.0038019 | 0.0048784 | 0.0059598 | 0.0082164 | 0.010627 | 0.013049
Scenario 6: Aggressive Fuel Sub Phase In | PG&E | Com | ComRefrig | Com - College | Gas Energy (MMTherm/year) | Energy Efficiency | 0 | 0 | 0 | 0 | 0 | 0 | 0 | -5.4298e-06 | -1.1591e-05 | -1.7801e-05 | -3.1133e-05 | -4.5413e-05 | -5.9775e-05
Scenario 6: Aggressive Fuel Sub Phase In | PG&E | Com | ComRefrig | Com - Grocery | Electric Demand (MW) | Energy Efficiency | 0.12023 | 0.17882 | 0.20693 | 0.22301 | 0.23306 | 0.24246 | 0.25127 | 0.40271 | 0.57602 | 0.75003 | 1.1078 | 1.4954 | 1.8852
Scenario 6: Aggressive Fuel Sub Phase In | PG&E | Com | ComRefrig | Com - Grocery | Electric Energy (GWh/year) | Energy Efficiency | 0.8779 | 1.3157 | 1.5283 | 1.6465 | 1.7175 | 1.784 | 1.8462 | 3.0036 | 4.3292 | 5.6605 | 8.4119 | 11.3935 | 14.3928
Scenario 6: Aggressive Fuel Sub Phase In | PG&E | Com | ComRefrig | Com - Grocery | Gas Energy (MMTherm/year) | Energy Efficiency | 0 | 0 | 0 | 0 | 0 | 0 | 0 | -0.0065826 | -0.014195 | -0.021862 | -0.038135 | -0.055818 | -0.073625
Scenario 6: Aggressive Fuel Sub Phase In | PG&E | Com | ComRefrig | Com - Refrig. Warehouse | Electric Demand (MW) | Energy Efficiency | 0.00035076 | 0.00056373 | 0.00067983 | 0.00073395 | 0.0007677 | 0.00078931 | 0.00080744 | 0.0011362 | 0.0015256 | 0.0019181 | 0.0027193 | 0.0036008 | 0.00449
Scenario 6: Aggressive Fuel Sub Phase In | PG&E | Com | ComRefrig | Com - Refrig. Warehouse | Electric Energy (GWh/year) | Energy Efficiency | 0.0025248 | 0.004074 | 0.0049297 | 0.0053374 | 0.0055871 | 0.0057417 | 0.0058699 | 0.0083828 | 0.011363 | 0.014366 | 0.020528 | 0.027311 | 0.034154
Scenario 6: Aggressive Fuel Sub Phase In | PG&E | Com | ComRefrig | Com - Refrig. Warehouse | Gas Energy (MMTherm/year) | Energy Efficiency | 0 | 0 | 0 | 0 | 0 | 0 | 0 | -1.4331e-05 | -3.1504e-05 | -4.8864e-05 | -8.5358e-05 | -0.00012564 | -0.00016632
Scenario 6: Aggressive Fuel Sub Phase In | PG&E | Com | ComRefrig | Com - Restaurant | Electric Demand (MW) | Energy Efficiency | 0.0042489 | 0.0063792 | 0.0073963 | 0.007992 | 0.0083405 | 0.0086669 | 0.0089724 | 0.014115 | 0.01984 | 0.025571 | 0.037472 | 0.04768 | 0.073802
Scenario 6: Aggressive Fuel Sub Phase In | PG&E | Com | ComRefrig | Com - Restaurant | Electric Energy (GWh/year) | Energy Efficiency | 0.031008 | 0.046897 | 0.05461 | 0.059008 | 0.061471 | 0.063777 | 0.065936 | 0.10524 | 0.14901 | 0.19285 | 0.28437 | 0.36287 | 0.56398
Scenario 6: Aggressive Fuel Sub Phase In | PG&E | Com | ComRefrig | Com - Restaurant | Gas Energy (MMTherm/year) | Energy Efficiency | 0 | 0 | 0 | 0 | 0 | 0 | 0 | -0.00022326 | -0.00047411 | -0.00072604 | -0.0012669 | -0.0017303 | -0.0029324
Scenario 6: Aggressive Fuel Sub Phase In | PG&E | Com | ComRefrig | Com - Retail | Electric Demand (MW) | Energy Efficiency | 0.055521 | 0.083419 | 0.08845 | 0.098541 | 0.10442 | 0.10857 | 0.11246 | 0.1775 | 0.25083 | 0.32443 | 0.47676 | 0.64055 | 0.80528
Scenario 6: Aggressive Fuel Sub Phase In | PG&E | Com | ComRefrig | Com - Retail | Electric Energy (GWh/year) | Energy Efficiency | 0.40472 | 0.61223 | 0.64775 | 0.72358 | 0.76632 | 0.79567 | 0.82316 | 1.3201 | 1.8809 | 2.4439 | 3.6153 | 4.8753 | 6.1427
Scenario 6: Aggressive Fuel Sub Phase In | PG&E | Com | ComRefrig | Com - Retail | Gas Energy (MMTherm/year) | Energy Efficiency | 0 | 0 | 0 | 0 | 0 | 0 | 0 | -0.0028223 | -0.0060363 | -0.009273 | -0.016197 | -0.023665 | -0.031184
Scenario 6: Aggressive Fuel Sub Phase In | PG&E | Com | ComRefrig | Com - School | Electric Demand (MW) | Energy Efficiency | 1.4538e-05 | 2.7715e-05 | 4.0054e-05 | 5.1607e-05 | 6.2424e-05 | 7.2553e-05 | 8.2037e-05 | 0.00032352 | 0.00062333 | 0.00092414 | 0.0015249 | 0.0022 | 0.0028782
Scenario 6: Aggressive Fuel Sub Phase In | PG&E | Com | ComRefrig | Com - School | Electric Energy (GWh/year) | Energy Efficiency | 0.00010296 | 0.00019591 | 0.00028293 | 0.0003644 | 0.00044067 | 0.00051207 | 0.00057892 | 0.002427 | 0.004723 | 0.0070271 | 0.011649 | 0.016845 | 0.022066
Scenario 6: Aggressive Fuel Sub Phase In | PG&E | Com | ComRefrig | Com - School | Gas Energy (MMTherm/year) | Energy Efficiency | 0 | 0 | 0 | 0 | 0 | 0 | 0 | -1.0693e-05 | -2.4093e-05 | -3.7564e-05 | -6.5069e-05 | -9.6065e-05 | -0.00012723
Scenario 6: Aggressive Fuel Sub Phase In | PG&E | Com | FoodServ | Com - College | Electric Demand (MW) | Energy Efficiency | 0.012186 | 0.024786 | 0.037727 | 0.051035 | 0.064655 | 0.078549 | 0.097671 | 0.11771 | 0.13816 | 0.15896 | 0.18009 | 0.20095 | 0.22208
Scenario 6: Aggressive Fuel Sub Phase In | PG&E | Com | FoodServ | Com - College | Electric Demand (MW) | Fuel Substitution | -0.00026052 | -0.00055638 | -0.00088877 | -0.0012587 | -0.0016667 | -0.0021136 | -0.0025999 | -0.0031262 | -0.0036929 | -0.0043007 | -0.00495 | -0.0056418 | -0.0063803
Scenario 6: Aggressive Fuel Sub Phase In | PG&E | Com | FoodServ | Com - College | Electric Energy (GWh/year) | Energy Efficiency | 0.057826 | 0.11769 | 0.17927 | 0.24269 | 0.30771 | 0.37416 | 0.45706 | 0.54332 | 0.63159 | 0.72167 | 0.81332 | 0.90196 | 0.99194
Scenario 6: Aggressive Fuel Sub Phase In | PG&E | Com | FoodServ | Com - College | Electric Energy (GWh/year) | Fuel Substitution | -0.002526 | -0.0053614 | -0.0085114 | -0.011979 | -0.015764 | -0.019898 | -0.02447 | -0.029523 | -0.035152 | -0.041416 | -0.048386 | -0.05614 | -0.064782
Scenario 6: Aggressive Fuel Sub Phase In | PG&E | Com | FoodServ | Com - College | Gas Energy (MMTherm/year) | Energy Efficiency | 0.027278 | 0.05499 | 0.082696 | 0.11244 | 0.14109 | 0.16996 | 0.19908 | 0.22837 | 0.25791 | 0.28767 | 0.31773 | 0.34796 | 0.37575
Scenario 6: Aggressive Fuel Sub Phase In | PG&E | Com | FoodServ | Com - College | Gas Energy (MMTherm/year) | Fuel Substitution | 0.00026079 | 0.00055322 | 0.00087778 | 0.0012347 | 0.001624 | 0.0020488 | 0.0025179 | 0.0030359 | 0.0036119 | 0.0042522 | 0.0049636 | 0.0057543 | 0.0066352
Scenario 6: Aggressive Fuel Sub Phase In | PG&E | Com | FoodServ | Com - Grocery | Electric Demand (MW) | Energy Efficiency | 0.066429 | 0.13481 | 0.20519 | 0.27752 | 0.35162 | 0.42767 | 0.52409 | 0.62525 | 0.72823 | 0.83303 | 0.93965 | 1.0452 | 1.1525
Scenario 6: Aggressive Fuel Sub Phase In | PG&E | Com | FoodServ | Com - Grocery | Electric Demand (MW) | Fuel Substitution | -0.0013353 | -0.0028474 | -0.004541 | -0.0064197 | -0.0084856 | -0.01074 | -0.013185 | -0.015821 | -0.018648 | -0.021667 | -0.024878 | -0.028284 | -0.031892
Scenario 6: Aggressive Fuel Sub Phase In | PG&E | Com | FoodServ | Com - Grocery | Electric Energy (GWh/year) | Energy Efficiency | 0.3143 | 0.63822 | 0.97214 | 1.3159 | 1.6687 | 2.0316 | 2.4598 | 2.9064 | 3.3623 | 3.8275 | 4.3019 | 4.7606 | 5.228
Scenario 6: Aggressive Fuel Sub Phase In | PG&E | Com | FoodServ | Com - Grocery | Electric Energy (GWh/year) | Fuel Substitution | -0.025145 | -0.053331 | -0.08459 | -0.11892 | -0.1563 | -0.19678 | -0.24063 | -0.28796 | -0.33901 | -0.39399 | -0.45309 | -0.51656 | -0.58474
Scenario 6: Aggressive Fuel Sub Phase In | PG&E | Com | FoodServ | Com - Grocery | Gas Energy (MMTherm/year) | Energy Efficiency | 0.15231 | 0.30762 | 0.4658 | 0.62658 | 0.78947 | 0.95461 | 1.1217 | 1.2906 | 1.4609 | 1.6326 | 1.8078 | 1.9857 | 2.1149
Scenario 6: Aggressive Fuel Sub Phase In | PG&E | Com | FoodServ | Com - Grocery | Gas Energy (MMTherm/year) | Fuel Substitution | 0.0026089 | 0.0055321 | 0.0087724 | 0.01233 | 0.016201 | 0.020392 | 0.024928 | 0.029821 | 0.035095 | 0.04077 | 0.046865 | 0.053406 | 0.060428
Scenario 6: Aggressive Fuel Sub Phase In | PG&E | Com | FoodServ | Com - Health | Electric Demand (MW) | Energy Efficiency | 0.022661 | 0.046184 | 0.071005 | 0.096519 | 0.12295 | 0.15028 | 0.19749 | 0.24816 | 0.29966 | 0.35171 | 0.40407 | 0.45612 | 0.50902
Scenario 6: Aggressive Fuel Sub Phase In | PG&E | Com | FoodServ | Com - Health | Electric Demand (MW) | Fuel Substitution | -0.00058855 | -0.0012602 | -0.0020172 | -0.0028619 | -0.0037955 | -0.0048196 | -0.0059354 | -0.0071445 | -0.0084482 | -0.0098482 | -0.011346 | -0.012947 | -0.01469
Scenario 6: Aggressive Fuel Sub Phase In | PG&E | Com | FoodServ | Com - Health | Electric Energy (GWh/year) | Energy Efficiency | 0.11001 | 0.22435 | 0.3452 | 0.46963 | 0.59877 | 0.73258 | 0.92807 | 1.1358 | 1.3475 | 1.5621 | 1.7784 | 1.9887 | 2.203
Scenario 6: Aggressive Fuel Sub Phase In | PG&E | Com | FoodServ | Com - Health | Electric Energy (GWh/year) | Fuel Substitution | -0.0070203 | -0.014982 | -0.023923 | -0.033935 | -0.045058 | -0.057375 | -0.070959 | -0.085887 | -0.10225 | -0.12015 | -0.13973 | -0.16113 | -0.18481
Scenario 6: Aggressive Fuel Sub Phase In | PG&E | Com | FoodServ | Com - Health | Gas Energy (MMTherm/year) | Energy Efficiency | 0.070769 | 0.14283 | 0.21673 | 0.29147 | 0.3673 | 0.44348 | 0.52264 | 0.60124 | 0.68052 | 0.76023 | 0.84073 | 0.92228 | 0.99017
Scenario 6: Aggressive Fuel Sub Phase In | PG&E | Com | FoodServ | Com - Health | Gas Energy (MMTherm/year) | Fuel Substitution | 0.00074265 | 0.001584 | 0.0025277 | 0.003583 | 0.0047536 | 0.006048 | 0.0074733 | 0.0090374 | 0.010749 | 0.01262 | 0.014662 | 0.016893 | 0.019365
Scenario 6: Aggressive Fuel Sub Phase In | PG&E | Com | FoodServ | Com - Lodging | Electric Demand (MW) | Energy Efficiency | 0.032081 | 0.065601 | 0.10062 | 0.13712 | 0.1753 | 0.21506 | 0.26595 | 0.3204 | 0.37651 | 0.43436 | 0.49388 | 0.54578 | 0.59916
Scenario 6: Aggressive Fuel Sub Phase In | PG&E | Com | FoodServ | Com - Lodging | Electric Demand (MW) | Fuel Substitution | -0.00061966 | -0.0013255 | -0.00212 | -0.0030054 | -0.0039828 | -0.0050533 | -0.0062179 | -0.0074774 | -0.0088326 | -0.010284 | -0.011833 | -0.013492 | -0.015283
Scenario 6: Aggressive Fuel Sub Phase In | PG&E | Com | FoodServ | Com - Lodging | Electric Energy (GWh/year) | Energy Efficiency | 0.1923 | 0.39259 | 0.60129 | 0.81827 | 1.0448 | 1.2802 | 1.5535 | 1.8418 | 2.1395 | 2.4468 | 2.7634 | 3.008 | 3.2605
Scenario 6: Aggressive Fuel Sub Phase In | PG&E | Com | FoodServ | Com - Lodging | Electric Energy (GWh/year) | Fuel Substitution | -0.0074056 | -0.01575 | -0.025041 | -0.035352 | -0.046702 | -0.059145 | -0.072709 | -0.087438 | -0.10337 | -0.12058 | -0.13912 | -0.15912 | -0.18142
Scenario 6: Aggressive Fuel Sub Phase In | PG&E | Com | FoodServ | Com - Lodging | Gas Energy (MMTherm/year) | Energy Efficiency | 0.054186 | 0.10971 | 0.1665 | 0.22433 | 0.28331 | 0.34319 | 0.40393 | 0.46549 | 0.52778 | 0.59086 | 0.6553 | 0.72061 | 0.77258
Scenario 6: Aggressive Fuel Sub Phase In | PG&E | Com | FoodServ | Com - Lodging | Gas Energy (MMTherm/year) | Fuel Substitution | 0.00076265 | 0.0016212 | 0.0025763 | 0.0036352 | 0.0047997 | 0.0060749 | 0.0074637 | 0.0089702 | 0.010599 | 0.012355 | 0.014247 | 0.016287 | 0.01857
Scenario 6: Aggressive Fuel Sub Phase In | PG&E | Com | FoodServ | Com - Office (Large) | Electric Demand (MW) | Energy Efficiency | 0.0020697 | 0.0041496 | 0.0062446 | 0.0083507 | 0.010471 | 0.012604 | 0.014753 | 0.016913 | 0.01908 | 0.02126 | 0.02345 | 0.023582 | 0.023717
Scenario 6: Aggressive Fuel Sub Phase In | PG&E | Com | FoodServ | Com - Office (Large) | Electric Energy (GWh/year) | Energy Efficiency | 0.018153 | 0.036397 | 0.054773 | 0.073245 | 0.091844 | 0.11055 | 0.1294 | 0.14834 | 0.16736 | 0.18647 | 0.20568 | 0.20684 | 0.20802
Scenario 6: Aggressive Fuel Sub Phase In | PG&E | Com | FoodServ | Com - Office (Small) | Electric Demand (MW) | Energy Efficiency | 0.00052989 | 0.0010649 | 0.0016052 | 0.0019955 | 0.0033133 | 0.0038612 | 0.0044142 | 0.0049722 | 0.005535 | 0.0061026 | 0.0066752 | 0.006723 | 0.0067708
Scenario 6: Aggressive Fuel Sub Phase In | PG&E | Com | FoodServ | Com - Office (Small) | Electric Energy (GWh/year) | Energy Efficiency | 0.0046478 | 0.00934 | 0.014079 | 0.017503 | 0.029062 | 0.033868 | 0.038718 | 0.043612 | 0.048548 | 0.053527 | 0.05855 | 0.058969 | 0.059388
Scenario 6: Aggressive Fuel Sub Phase In | PG&E | Com | FoodServ | Com - Other | Electric Demand (MW) | Energy Efficiency | 0.11117 | 0.2264 | 0.34586 | 0.46956 | 0.59743 | 0.7299 | 0.88441 | 1.0459 | 1.2118 | 1.3824 | 1.5576 | 1.7372 | 1.9212
Scenario 6: Aggressive Fuel Sub Phase In | PG&E | Com | FoodServ | Com - Other | Electric Demand (MW) | Fuel Substitution | -0.0053245 | -0.011389 | -0.01822 | -0.02584 | -0.034264 | -0.043505 | -0.053574 | -0.064483 | -0.07624 | -0.088853 | -0.10233 | -0.11668 | -0.13194
Scenario 6: Aggressive Fuel Sub Phase In | PG&E | Com | FoodServ | Com - Other | Electric Energy (GWh/year) | Energy Efficiency | 0.52805 | 1.0775 | 1.6496 | 2.2445 | 2.8622 | 3.5051 | 4.2262 | 4.98 | 5.7586 | 6.5629 | 7.3927 | 8.2471 | 9.1255
Scenario 6: Aggressive Fuel Sub Phase In | PG&E | Com | FoodServ | Com - Other | Electric Energy (GWh/year) | Fuel Substitution | -0.030059 | -0.064145 | -0.10238 | -0.14485 | -0.19162 | -0.24275 | -0.29857 | -0.35929 | -0.4252 | -0.49656 | -0.57362 | -0.65666 | -0.74607
Scenario 6: Aggressive Fuel Sub Phase In | PG&E | Com | FoodServ | Com - Other | Gas Energy (MMTherm/year) | Energy Efficiency | 0.19836 | 0.40045 | 0.60604 | 0.81467 | 1.0258 | 1.2397 | 1.4561 | 1.6746 | 1.8947 | 2.1164 | 2.3404 | 2.5664 | 2.7798
Scenario 6: Aggressive Fuel Sub Phase In | PG&E | Com | FoodServ | Com - Other | Gas Energy (MMTherm/year) | Fuel Substitution | 0.0028697 | 0.0061214 | 0.009766 | 0.013812 | 0.018264 | 0.023129 | 0.028439 | 0.034215 | 0.040484 | 0.047274 | 0.054608 | 0.062516 | 0.071036
Scenario 6: Aggressive Fuel Sub Phase In | PG&E | Com | FoodServ | Com - Restaurant | Electric Demand (MW) | Energy Efficiency | 0.16869 | 0.34204 | 0.52056 | 0.70423 | 0.89309 | 1.0872 | 1.3255 | 1.574 | 1.8281 | 2.0877 | 2.3527 | 2.5391 | 3.2631
Scenario 6: Aggressive Fuel Sub Phase In | PG&E | Com | FoodServ | Com - Restaurant | Electric Demand (MW) | Fuel Substitution | -0.0078587 | -0.016785 | -0.026813 | -0.037966 | -0.050262 | -0.063713 | -0.078329 | -0.094119 | -0.11109 | -0.12924 | -0.14857 | -0.1669 | -0.18637
Scenario 6: Aggressive Fuel Sub Phase In | PG&E | Com | FoodServ | Com - Restaurant | Electric Energy (GWh/year) | Energy Efficiency | 0.87325 | 1.7716 | 2.6979 | 3.6525 | 4.6358 | 5.648 | 6.8077 | 8.0124 | 9.2477 | 10.5141 | 11.8107 | 12.6678 | 16.1502
Scenario 6: Aggressive Fuel Sub Phase In | PG&E | Com | FoodServ | Com - Restaurant | Electric Energy (GWh/year) | Fuel Substitution | -0.076786 | -0.16333 | -0.25983 | -0.36639 | -0.483 | -0.60978 | -0.7471 | -0.89523 | -1.0546 | -1.2254 | -1.408 | -1.5819 | -1.7702
Scenario 6: Aggressive Fuel Sub Phase In | PG&E | Com | FoodServ | Com - Restaurant | Gas Energy (MMTherm/year) | Energy Efficiency | 0.39547 | 0.79782 | 1.2068 | 1.6216 | 2.0412 | 2.465 | 2.8928 | 3.3239 | 3.7578 | 4.1946 | 4.6383 | 4.9901 | 5.8955
Scenario 6: Aggressive Fuel Sub Phase In | PG&E | Com | FoodServ | Com - Restaurant | Gas Energy (MMTherm/year) | Fuel Substitution | 0.0076986 | 0.01637 | 0.026032 | 0.036694 | 0.048355 | 0.061025 | 0.074741 | 0.08953 | 0.10543 | 0.12247 | 0.14068 | 0.15801 | 0.17681
Scenario 6: Aggressive Fuel Sub Phase In | PG&E | Com | FoodServ | Com - Retail | Electric Demand (MW) | Energy Efficiency | 0.0024771 | 0.0050674 | 0.0077839 | 0.0089831 | 0.025193 | 0.028074 | 0.031159 | 0.034359 | 0.037647 | 0.04102 | 0.044477 | 0.046578 | 0.048745
Scenario 6: Aggressive Fuel Sub Phase In | PG&E | Com | FoodServ | Com - Retail | Electric Energy (GWh/year) | Energy Efficiency | 0.017674 | 0.035939 | 0.054862 | 0.06538 | 0.15504 | 0.17482 | 0.19566 | 0.2171 | 0.23902 | 0.26138 | 0.2842 | 0.29487 | 0.30587
Scenario 6: Aggressive Fuel Sub Phase In | PG&E | Com | FoodServ | Com - Retail | Gas Energy (MMTherm/year) | Energy Efficiency | 0.00024654 | 0.00051756 | 0.00081589 | 0.00081589 | 0.0040104 | 0.0043448 | 0.0047231 | 0.0051258 | 0.0055473 | 0.0059867 | 0.0064433 | 0.0069152 | 0.0074021
Scenario 6: Aggressive Fuel Sub Phase In | PG&E | Com | FoodServ | Com - School | Electric Demand (MW) | Energy Efficiency | 0.055552 | 0.11313 | 0.17271 | 0.23419 | 0.29736 | 0.36235 | 0.43828 | 0.51836 | 0.60023 | 0.68388 | 0.76928 | 0.85246 | 0.93724
Scenario 6: Aggressive Fuel Sub Phase In | PG&E | Com | FoodServ | Com - School | Electric Demand (MW) | Fuel Substitution | -0.00031799 | -0.0006742 | -0.0010688 | -0.0015016 | -0.001972 | -0.0024796 | -0.0030236 | -0.0036034 | -0.0042183 | -0.0048677 | -0.0055586 | -0.00631 | -0.0071289
Scenario 6: Aggressive Fuel Sub Phase In | PG&E | Com | FoodServ | Com - School | Electric Energy (GWh/year) | Energy Efficiency | 0.27413 | 0.55868 | 0.85361 | 1.1586 | 1.4727 | 1.7967 | 2.1578 | 2.5358 | 2.9236 | 3.3211 | 3.7282 | 4.1098 | 4.5
Scenario 6: Aggressive Fuel Sub Phase In | PG&E | Com | FoodServ | Com - School | Electric Energy (GWh/year) | Fuel Substitution | -0.0032599 | -0.0068257 | -0.010805 | -0.015262 | -0.020271 | -0.025886 | -0.03216 | -0.039163 | -0.04697 | -0.055676 | -0.065412 | -0.076586 | -0.089624
Scenario 6: Aggressive Fuel Sub Phase In | PG&E | Com | FoodServ | Com - School | Gas Energy (MMTherm/year) | Energy Efficiency | 0.06638 | 0.13359 | 0.20148 | 0.26988 | 0.33858 | 0.40768 | 0.47711 | 0.54692 | 0.61709 | 0.68765 | 0.75881 | 0.83052 | 0.8969
Scenario 6: Aggressive Fuel Sub Phase In | PG&E | Com | FoodServ | Com - School | Gas Energy (MMTherm/year) | Fuel Substitution | 0.00034061 | 0.00071282 | 0.0011273 | 0.0015904 | 0.0021093 | 0.0026895 | 0.0033362 | 0.004056 | 0.0048568 | 0.0057478 | 0.0067438 | 0.0078906 | 0.0092337
Scenario 6: Aggressive Fuel Sub Phase In | PG&E | Com | HVAC | Com - College | Electric Demand (MW) | Energy Efficiency | 0.1253 | 0.24563 | 0.35812 | 0.46643 | 0.56584 | 0.65984 | 0.70248 | 0.75612 | 0.80791 | 0.86828 | 0.93578 | 1.0073 | 1.0832
Scenario 6: Aggressive Fuel Sub Phase In | PG&E | Com | HVAC | Com - College | Electric Energy (GWh/year) | Energy Efficiency | 0.34451 | 0.66084 | 0.9416 | 1.1983 | 1.4179 | 1.6159 | 1.5856 | 1.5765 | 1.5841 | 1.6276 | 1.7022 | 1.7975 | 1.9123
Scenario 6: Aggressive Fuel Sub Phase In | PG&E | Com | HVAC | Com - College | Electric Energy (GWh/year) | Fuel Substitution | -0.082732 | -0.17137 | -0.26624 | -0.3666 | -0.3666 | -0.3666 | -0.3666 | -0.3666 | -0.3666 | -0.3666 | -0.3666 | -0.3666 | -0.3666
Scenario 6: Aggressive Fuel Sub Phase In | PG&E | Com | HVAC | Com - College | Gas Energy (MMTherm/year) | Energy Efficiency | 0.010678 | 0.021868 | 0.032166 | 0.050031 | 0.062146 | 0.074901 | 0.082905 | 0.091049 | 0.098525 | 0.10595 | 0.11328 | 0.11989 | 0.12646
Scenario 6: Aggressive Fuel Sub Phase In | PG&E | Com | HVAC | Com - College | Gas Energy (MMTherm/year) | Fuel Substitution | 0.015282 | 0.032482 | 0.050886 | 0.070355 | 0.070355 | 0.070355 | 0.070355 | 0.070355 | 0.070355 | 0.070355 | 0.070355 | 0.070355 | 0.070355
Scenario 6: Aggressive Fuel Sub Phase In | PG&E | Com | HVAC | Com - Grocery | Electric Demand (MW) | Energy Efficiency | 0.19183 | 0.40059 | 0.62547 | 0.86522 | 1.1181 | 1.3833 | 1.6598 | 1.9475 | 2.2446 | 2.5501 | 2.8629 | 3.1819 | 3.5065
Scenario 6: Aggressive Fuel Sub Phase In | PG&E | Com | HVAC | Com - Grocery | Electric Demand (MW) | Fuel Substitution | 0 | 0 | 0 | 0 | 0.0040549 | 0.008313 | 0.012691 | 0.017141 | 0.021627 | 0.02613 | 0.030636 | 0.035132 | 0.039611
Scenario 6: Aggressive Fuel Sub Phase In | PG&E | Com | HVAC | Com - Grocery | Electric Energy (GWh/year) | Energy Efficiency | 0.72365 | 1.5118 | 2.3614 | 3.2677 | 4.2239 | 5.272 | 6.3637 | 7.4984 | 8.6245 | 9.7825 | 10.9684 | 12.1334 | 13.3197
Scenario 6: Aggressive Fuel Sub Phase In | PG&E | Com | HVAC | Com - Grocery | Electric Energy (GWh/year) | Fuel Substitution | -0.70505 | -1.467 | -2.2807 | -3.1399 | -3.1032 | -3.0646 | -3.0249 | -2.9847 | -2.9441 | -2.9034 | -2.8626 | -2.822 | -2.7815
Scenario 6: Aggressive Fuel Sub Phase In | PG&E | Com | HVAC | Com - Grocery | Gas Energy (MMTherm/year) | Energy Efficiency | 0.013049 | 0.027253 | 0.04257 | 0.058914 | 0.076166 | 0.10196 | 0.1286 | 0.15602 | 0.17637 | 0.1973 | 0.21873 | 0.23292 | 0.24747
Scenario 6: Aggressive Fuel Sub Phase In | PG&E | Com | HVAC | Com - Grocery | Gas Energy (MMTherm/year) | Fuel Substitution | 0.1038 | 0.21592 | 0.33559 | 0.46194 | 0.46194 | 0.46194 | 0.46194 | 0.46194 | 0.46194 | 0.46194 | 0.46194 | 0.46194 | 0.46194
Scenario 6: Aggressive Fuel Sub Phase In | PG&E | Com | HVAC | Com - Health | Electric Demand (MW) | Energy Efficiency | 0.26127 | 0.53677 | 0.82498 | 1.1201 | 1.4216 | 1.7278 | 1.9839 | 2.2487 | 2.5244 | 2.8114 | 3.1091 | 3.4197 | 3.7426
Scenario 6: Aggressive Fuel Sub Phase In | PG&E | Com | HVAC | Com - Health | Electric Demand (MW) | Fuel Substitution | 0 | 0 | 0 | 0 | 0.0024195 | 0.0049813 | 0.0076382 | 0.010359 | 0.013123 | 0.015916 | 0.018726 | 0.021545 | 0.02437
Scenario 6: Aggressive Fuel Sub Phase In | PG&E | Com | HVAC | Com - Health | Electric Energy (GWh/year) | Energy Efficiency | 1.4439 | 2.9473 | 4.4997 | 6.0687 | 7.6506 | 9.2398 | 10.3326 | 11.4518 | 12.6145 | 13.8276 | 15.0905 | 16.4167 | 17.802
Scenario 6: Aggressive Fuel Sub Phase In | PG&E | Com | HVAC | Com - Health | Electric Energy (GWh/year) | Fuel Substitution | -0.16988 | -0.3546 | -0.5528 | -0.76284 | -0.74613 | -0.72843 | -0.71007 | -0.69127 | -0.67218 | -0.65289 | -0.63347 | -0.61399 | -0.59448
Scenario 6: Aggressive Fuel Sub Phase In | PG&E | Com | HVAC | Com - Health | Gas Energy (MMTherm/year) | Energy Efficiency | 0.05565 | 0.11477 | 0.17789 | 0.24379 | 0.31251 | 0.38245 | 0.42259 | 0.46274 | 0.50239 | 0.54096 | 0.57802 | 0.61389 | 0.64854
Scenario 6: Aggressive Fuel Sub Phase In | PG&E | Com | HVAC | Com - Health | Gas Energy (MMTherm/year) | Fuel Substitution | 0.036239 | 0.07558 | 0.11776 | 0.16245 | 0.16245 | 0.16245 | 0.16245 | 0.16245 | 0.16245 | 0.16245 | 0.16245 | 0.16245 | 0.16245
Scenario 6: Aggressive Fuel Sub Phase In | PG&E | Com | HVAC | Com - Lodging | Electric Demand (MW) | Energy Efficiency | 0.1394 | 0.28977 | 0.45056 | 0.62086 | 0.80069 | 0.98886 | 1.1785 | 1.3769 | 1.5769 | 1.7829 | 1.9954 | 2.2137 | 2.4367
Scenario 6: Aggressive Fuel Sub Phase In | PG&E | Com | HVAC | Com - Lodging | Electric Demand (MW) | Fuel Substitution | 0 | 0 | 0 | 0 | 0.0026253 | 0.0053733 | 0.0081974 | 0.011067 | 0.012588 | 0.014117 | 0.015647 | 0.017176 | 0.020073
Scenario 6: Aggressive Fuel Sub Phase In | PG&E | Com | HVAC | Com - Lodging | Electric Energy (GWh/year) | Energy Efficiency | 0.73358 | 1.5079 | 2.3201 | 3.1663 | 4.0476 | 4.9587 | 5.6896 | 6.4539 | 7.0477 | 7.6651 | 8.3081 | 9.0625 | 9.8952
Scenario 6: Aggressive Fuel Sub Phase In | PG&E | Com | HVAC | Com - Lodging | Electric Energy (GWh/year) | Fuel Substitution | -0.19903 | -0.41427 | -0.64413 | -0.88674 | -0.87585 | -0.86445 | -0.85272 | -0.8408 | -0.83228 | -0.82372 | -0.81515 | -0.80659 | -0.79455
Scenario 6: Aggressive Fuel Sub Phase In | PG&E | Com | HVAC | Com - Lodging | Gas Energy (MMTherm/year) | Energy Efficiency | 0.030945 | 0.064084 | 0.099255 | 0.13617 | 0.17473 | 0.21453 | 0.23784 | 0.26092 | 0.26538 | 0.26981 | 0.27422 | 0.28844 | 0.30897
Scenario 6: Aggressive Fuel Sub Phase In | PG&E | Com | HVAC | Com - Lodging | Gas Energy (MMTherm/year) | Fuel Substitution | 0.033601 | 0.06991 | 0.10867 | 0.14957 | 0.14957 | 0.14957 | 0.14957 | 0.14957 | 0.14957 | 0.14957 | 0.14957 | 0.14957 | 0.14957
Scenario 6: Aggressive Fuel Sub Phase In | PG&E | Com | HVAC | Com - Office (Large) | Electric Demand (MW) | Energy Efficiency | 0.072095 | 0.14749 | 0.22607 | 0.30731 | 0.39103 | 0.47681 | 0.54295 | 0.61096 | 0.66714 | 0.72146 | 0.7771 | 0.83397 | 0.89191
Scenario 6: Aggressive Fuel Sub Phase In | PG&E | Com | HVAC | Com - Office (Large) | Electric Energy (GWh/year) | Energy Efficiency | 0.48031 | 0.97654 | 1.4893 | 2.0139 | 2.5501 | 3.0949 | 3.5556 | 4.0232 | 4.4292 | 4.7362 | 5.1366 | 5.5405 | 5.9474
Scenario 6: Aggressive Fuel Sub Phase In | PG&E | Com | HVAC | Com - Office (Large) | Electric Energy (GWh/year) | Fuel Substitution | -0.00022414 | 0.0015315 | 0.0033566 | 0.0052354 | 0.0052354 | 0.0052354 | 0.0052354 | 0.0052354 | 0.0052354 | 0.0052354 | 0.0052354 | 0.0052354 | 0.0052354
Scenario 6: Aggressive Fuel Sub Phase In | PG&E | Com | HVAC | Com - Office (Large) | Gas Energy (MMTherm/year) | Energy Efficiency | 0.042146 | 0.085851 | 0.13098 | 0.1771 | 0.22411 | 0.27174 | 0.28153 | 0.2913 | 0.30096 | 0.3072 | 0.31675 | 0.32622 | 0.33563
Scenario 6: Aggressive Fuel Sub Phase In | PG&E | Com | HVAC | Com - Office (Large) | Gas Energy (MMTherm/year) | Fuel Substitution | 2.7802e-05 | 0.00026076 | 0.00050301 | 0.00075234 | 0.00075234 | 0.00075234 | 0.00075234 | 0.00075234 | 0.00075234 | 0.00075234 | 0.00075234 | 0.00075234 | 0.00075234
Scenario 6: Aggressive Fuel Sub Phase In | PG&E | Com | HVAC | Com - Office (Small) | Electric Demand (MW) | Energy Efficiency | 0.068144 | 0.1389 | 0.21206 | 0.23684 | 0.76731 | 0.84088 | 0.91179 | 0.98447 | 1.0552 | 1.126 | 1.1975 | 1.2698 | 1.3426
Scenario 6: Aggressive Fuel Sub Phase In | PG&E | Com | HVAC | Com - Office (Small) | Electric Energy (GWh/year) | Energy Efficiency | 0.13824 | 0.28281 | 0.43323 | 0.50538 | 1.3549 | 1.5113 | 1.6601 | 1.815 | 1.9601 | 2.1043 | 2.2505 | 2.3987 | 2.5484
Scenario 6: Aggressive Fuel Sub Phase In | PG&E | Com | HVAC | Com - Office (Small) | Electric Energy (GWh/year) | Fuel Substitution | -0.034026 | -0.070745 | -0.14052 | -0.20019 | -0.20019 | -0.20019 | -0.20019 | -0.20019 | -0.20019 | -0.20019 | -0.20019 | -0.20019 | -0.20019
Scenario 6: Aggressive Fuel Sub Phase In | PG&E | Com | HVAC | Com - Office (Small) | Gas Energy (MMTherm/year) | Energy Efficiency | 0.019972 | 0.040848 | 0.062525 | 0.074414 | 0.17758 | 0.20016 | 0.20485 | 0.20961 | 0.21441 | 0.21925 | 0.22413 | 0.22905 | 0.23401
Scenario 6: Aggressive Fuel Sub Phase In | PG&E | Com | HVAC | Com - Office (Small) | Gas Energy (MMTherm/year) | Fuel Substitution | 0.0059968 | 0.012462 | 0.023096 | 0.032191 | 0.032191 | 0.032191 | 0.032191 | 0.032191 | 0.032191 | 0.032191 | 0.032191 | 0.032191 | 0.032191
Scenario 6: Aggressive Fuel Sub Phase In | PG&E | Com | HVAC | Com - Other | Electric Demand (MW) | Energy Efficiency | 1.6673 | 2.8907 | 3.879 | 4.8961 | 5.933 | 6.9976 | 7.1992 | 7.9101 | 8.8834 | 9.8802 | 10.8982 | 11.9335 | 12.9863
Scenario 6: Aggressive Fuel Sub Phase In | PG&E | Com | HVAC | Com - Other | Electric Energy (GWh/year) | Energy Efficiency | 2.5034 | 4.4861 | 6.2129 | 8.0018 | 9.8374 | 11.7276 | 12.4046 | 13.7202 | 15.1423 | 16.612 | 18.1188 | 19.6549 | 21.222
Scenario 6: Aggressive Fuel Sub Phase In | PG&E | Com | HVAC | Com - Other | Electric Energy (GWh/year) | Fuel Substitution | -1.1963 | -2.4916 | -3.8763 | -5.339 | -5.339 | -5.339 | -5.339 | -5.339 | -5.339 | -5.339 | -5.339 | -5.339 | -5.339
Scenario 6: Aggressive Fuel Sub Phase In | PG&E | Com | HVAC | Com - Other | Gas Energy (MMTherm/year) | Energy Efficiency | 0.23413 | 0.40754 | 0.54971 | 0.69523 | 0.84273 | 0.9932 | 1.0057 | 1.0853 | 1.1778 | 1.2718 | 1.3674 | 1.4647 | 1.564
Scenario 6: Aggressive Fuel Sub Phase In | PG&E | Com | HVAC | Com - Other | Gas Energy (MMTherm/year) | Fuel Substitution | 0.20655 | 0.43002 | 0.66881 | 0.92105 | 0.92105 | 0.92105 | 0.92105 | 0.92105 | 0.92105 | 0.92105 | 0.92105 | 0.92105 | 0.92105
Scenario 6: Aggressive Fuel Sub Phase In | PG&E | Com | HVAC | Com - Restaurant | Electric Demand (MW) | Energy Efficiency | 0.029443 | 0.059471 | 0.09032 | 0.12179 | 0.15373 | 0.18601 | 0.21878 | 0.25187 | 0.28517 | 0.31875 | 0.35255 | 0.35572 | 0.69583
Scenario 6: Aggressive Fuel Sub Phase In | PG&E | Com | HVAC | Com - Restaurant | Electric Demand (MW) | Fuel Substitution | 0 | 0 | 0 | 0 | 0 | 2.2883e-06 | 4.6378e-06 | 7.024e-06 | 9.4308e-06 | 1.1847e-05 | 1.4264e-05 | 1.6439e-05 | 1.8605e-05
Scenario 6: Aggressive Fuel Sub Phase In | PG&E | Com | HVAC | Com - Restaurant | Electric Energy (GWh/year) | Energy Efficiency | 0.044769 | 0.090689 | 0.13817 | 0.18704 | 0.23698 | 0.28776 | 0.33943 | 0.39198 | 0.4451 | 0.49876 | 0.55283 | 0.56173 | 1.0673
Scenario 6: Aggressive Fuel Sub Phase In | PG&E | Com | HVAC | Com - Restaurant | Electric Energy (GWh/year) | Fuel Substitution | -0.046972 | -0.097747 | -0.15191 | -0.20897 | -0.20897 | -0.20895 | -0.20893 | -0.20891 | -0.20889 | -0.20887 | -0.20885 | -0.20883 | -0.20881
Scenario 6: Aggressive Fuel Sub Phase In | PG&E | Com | HVAC | Com - Restaurant | Gas Energy (MMTherm/year) | Energy Efficiency | 0.092346 | 0.19309 | 0.30183 | 0.41778 | 0.53999 | 0.66753 | 0.79969 | 0.93564 | 1.0747 | 1.2162 | 1.3598 | 1.4712 | 1.8252
Scenario 6: Aggressive Fuel Sub Phase In | PG&E | Com | HVAC | Com - Restaurant | Gas Energy (MMTherm/year) | Fuel Substitution | 0.010079 | 0.020958 | 0.032553 | 0.044773 | 0.044773 | 0.044773 | 0.044773 | 0.044773 | 0.044773 | 0.044773 | 0.044773 | 0.044773 | 0.044773
Scenario 6: Aggressive Fuel Sub Phase In | PG&E | Com | HVAC | Com - Retail | Electric Demand (MW) | Energy Efficiency | 0.40008 | 0.83078 | 1.2877 | 1.6092 | 3.2742 | 3.7866 | 4.3281 | 4.8891 | 5.4056 | 5.9245 | 6.4582 | 7.0044 | 7.5622
Scenario 6: Aggressive Fuel Sub Phase In | PG&E | Com | HVAC | Com - Retail | Electric Demand (MW) | Fuel Substitution | 0 | 0 | 0 | 0 | 0.0073626 | 0.015128 | 0.023151 | 0.031335 | 0.031335 | 0.031335 | 0.031335 | 0.031335 | 0.031335
Scenario 6: Aggressive Fuel Sub Phase In | PG&E | Com | HVAC | Com - Retail | Electric Energy (GWh/year) | Energy Efficiency | 0.95993 | 1.9917 | 2.9445 | 3.7098 | 6.9973 | 8.1542 | 9.3517 | 10.603 | 11.5997 | 12.6523 | 13.8155 | 15.0084 | 16.2284
Scenario 6: Aggressive Fuel Sub Phase In | PG&E | Com | HVAC | Com - Retail | Electric Energy (GWh/year) | Fuel Substitution | -0.13131 | -0.27336 | -0.42497 | -0.56996 | -0.547 | -0.52276 | -0.4977 | -0.47213 | -0.47213 | -0.47213 | -0.47213 | -0.47213 | -0.47213
Scenario 6: Aggressive Fuel Sub Phase In | PG&E | Com | HVAC | Com - Retail | Gas Energy (MMTherm/year) | Energy Efficiency | 0.026223 | 0.054381 | 0.084423 | 0.10428 | 0.222 | 0.25505 | 0.28359 | 0.31314 | 0.34351 | 0.37471 | 0.40671 | 0.43942 | 0.47281
Scenario 6: Aggressive Fuel Sub Phase In | PG&E | Com | HVAC | Com - Retail | Gas Energy (MMTherm/year) | Fuel Substitution | 0.030066 | 0.062536 | 0.097165 | 0.13029 | 0.13029 | 0.13029 | 0.13029 | 0.13029 | 0.13029 | 0.13029 | 0.13029 | 0.13029 | 0.13029
Scenario 6: Aggressive Fuel Sub Phase In | PG&E | Com | HVAC | Com - School | Electric Demand (MW) | Energy Efficiency | 0.066405 | 0.14154 | 0.22009 | 0.30732 | 0.39952 | 0.49452 | 0.58243 | 0.67328 | 0.73623 | 0.79072 | 0.84612 | 0.92542 | 1.0135
Scenario 6: Aggressive Fuel Sub Phase In | PG&E | Com | HVAC | Com - School | Electric Energy (GWh/year) | Energy Efficiency | 0.38528 | 0.80576 | 1.2373 | 1.7276 | 2.2485 | 2.7822 | 3.288 | 3.8076 | 4.2183 | 4.5975 | 4.9815 | 5.4228 | 5.8859
Scenario 6: Aggressive Fuel Sub Phase In | PG&E | Com | HVAC | Com - School | Electric Energy (GWh/year) | Fuel Substitution | -0.15451 | -0.31885 | -0.49138 | -0.67009 | -0.67009 | -0.67009 | -0.67009 | -0.67009 | -0.67009 | -0.67009 | -0.67009 | -0.67009 | -0.67009
Scenario 6: Aggressive Fuel Sub Phase In | PG&E | Com | HVAC | Com - School | Gas Energy (MMTherm/year) | Energy Efficiency | 0.046736 | 0.095922 | 0.14669 | 0.20034 | 0.25539 | 0.31127 | 0.35166 | 0.39243 | 0.42895 | 0.46407 | 0.49931 | 0.53747 | 0.57665
Scenario 6: Aggressive Fuel Sub Phase In | PG&E | Com | HVAC | Com - School | Gas Energy (MMTherm/year) | Fuel Substitution | 0.024721 | 0.051001 | 0.078585 | 0.10811 | 0.10811 | 0.10811 | 0.10811 | 0.10811 | 0.10811 | 0.10811 | 0.10811 | 0.10811 | 0.10811
Scenario 6: Aggressive Fuel Sub Phase In | PG&E | Com | HVAC | Com - Warehouse | Electric Demand (MW) | Energy Efficiency | 0.02771 | 0.057869 | 0.09038 | 0.12512 | 0.16191 | 0.20072 | 0.24121 | 0.28327 | 0.31059 | 0.335 | 0.36004 | 0.38564 | 0.41176
Scenario 6: Aggressive Fuel Sub Phase In | PG&E | Com | HVAC | Com - Warehouse | Electric Energy (GWh/year) | Energy Efficiency | 0.10638 | 0.22209 | 0.34681 | 0.48006 | 0.62118 | 0.77006 | 0.92535 | 1.0866 | 1.1934 | 1.281 | 1.3708 | 1.4627 | 1.5564
Scenario 6: Aggressive Fuel Sub Phase In | PG&E | Com | HVAC | Com - Warehouse | Electric Energy (GWh/year) | Fuel Substitution | -0.1066 | -0.22232 | -0.34636 | -0.47777 | -0.47777 | -0.47777 | -0.47777 | -0.47777 | -0.47777 | -0.47777 | -0.47777 | -0.47777 | -0.47777
Scenario 6: Aggressive Fuel Sub Phase In | PG&E | Com | HVAC | Com - Warehouse | Gas Energy (MMTherm/year) | Energy Efficiency | 0.0028118 | 0.0058726 | 0.0091722 | 0.012697 | 0.016429 | 0.020365 | 0.024469 | 0.028727 | 0.031853 | 0.034448 | 0.037113 | 0.039843 | 0.042632
Scenario 6: Aggressive Fuel Sub Phase In | PG&E | Com | HVAC | Com - Warehouse | Gas Energy (MMTherm/year) | Fuel Substitution | 0.016498 | 0.034397 | 0.053578 | 0.073897 | 0.073897 | 0.073897 | 0.073897 | 0.073897 | 0.073897 | 0.073897 | 0.073897 | 0.073897 | 0.073897
Scenario 6: Aggressive Fuel Sub Phase In | PG&E | Com | Lighting | Com - Grocery | Electric Demand (MW) | Energy Efficiency | 0.021952 | 0.044689 | 0.068156 | 0.092278 | 0.11695 | 0.14217 | 0.16784 | 0.19388 | 0.22025 | 0.24694 | 0.27393 | 0.30122 | 0.32881
Scenario 6: Aggressive Fuel Sub Phase In | PG&E | Com | Lighting | Com - Grocery | Electric Energy (GWh/year) | Energy Efficiency | 0.12554 | 0.25556 | 0.38975 | 0.52769 | 0.66876 | 0.81297 | 0.95976 | 1.1087 | 1.2595 | 1.412 | 1.5664 | 1.7224 | 1.8802
Scenario 6: Aggressive Fuel Sub Phase In | PG&E | Com | Lighting | Com - Grocery | Gas Energy (MMTherm/year) | Energy Efficiency | -0.0017333 | -0.0035284 | -0.005381 | -0.0072854 | -0.0092329 | -0.011224 | -0.01325 | -0.015306 | -0.017387 | -0.019493 | -0.021624 | -0.023777 | -0.025955
Scenario 6: Aggressive Fuel Sub Phase In | PG&E | Com | Lighting | Com - Health | Electric Demand (MW) | Energy Efficiency | 0.053579 | 0.10911 | 0.16692 | 0.22618 | 0.28697 | 0.34919 | 0.41256 | 0.47689 | 0.542 | 0.60768 | 0.67369 | 0.74048 | 0.80802
Scenario 6: Aggressive Fuel Sub Phase In | PG&E | Com | Lighting | Com - Health | Electric Energy (GWh/year) | Energy Efficiency | 0.31954 | 0.65073 | 0.99548 | 1.3488 | 1.7113 | 2.0823 | 2.4602 | 2.8437 | 3.2319 | 3.6234 | 4.017 | 4.4151 | 4.8177
Scenario 6: Aggressive Fuel Sub Phase In | PG&E | Com | Lighting | Com - Health | Gas Energy (MMTherm/year) | Energy Efficiency | -0.0038755 | -0.0078922 | -0.012074 | -0.016359 | -0.020756 | -0.025256 | -0.029839 | -0.034492 | -0.039201 | -0.04395 | -0.048724 | -0.053554 | -0.058438
Scenario 6: Aggressive Fuel Sub Phase In | PG&E | Com | Lighting | Com - Office (Large) | Electric Demand (MW) | Energy Efficiency | 0.037152 | 0.076687 | 0.11855 | 0.16242 | 0.20821 | 0.25568 | 0.30478 | 0.35543 | 0.40758 | 0.46126 | 0.51631 | 0.57264 | 0.63019
Scenario 6: Aggressive Fuel Sub Phase In | PG&E | Com | Lighting | Com - Office (Large) | Electric Energy (GWh/year) | Energy Efficiency | 0.26626 | 0.54959 | 0.84961 | 1.164 | 1.4922 | 1.8324 | 2.1843 | 2.5472 | 2.921 | 3.3057 | 3.7002 | 4.1039 | 4.5164
Scenario 6: Aggressive Fuel Sub Phase In | PG&E | Com | Lighting | Com - Office (Large) | Gas Energy (MMTherm/year) | Energy Efficiency | -0.0012418 | -0.0025633 | -0.0039627 | -0.005429 | -0.0069596 | -0.0085465 | -0.010188 | -0.011881 | -0.013624 | -0.015418 | -0.017258 | -0.019141 | -0.021065
Scenario 6: Aggressive Fuel Sub Phase In | PG&E | Com | Lighting | Com - Refrig. Warehouse | Electric Demand (MW) | Energy Efficiency | 0.00029811 | 0.00060799 | 0.00092866 | 0.0012593 | 0.0015993 | 0.0019482 | 0.0023042 | 0.0026667 | 0.0030349 | 0.0034088 | 0.003788 | 0.0041724 | 0.0045619
Scenario 6: Aggressive Fuel Sub Phase In | PG&E | Com | Lighting | Com - Refrig. Warehouse | Electric Energy (GWh/year) | Energy Efficiency | 0.0027386 | 0.0055854 | 0.0085315 | 0.01157 | 0.014694 | 0.017899 | 0.021169 | 0.024501 | 0.027884 | 0.03132 | 0.034804 | 0.038337 | 0.041917
Scenario 6: Aggressive Fuel Sub Phase In | PG&E | Com | Lighting | Com - Restaurant | Electric Demand (MW) | Energy Efficiency | 0.0044859 | 0.0092555 | 0.014295 | 0.019576 | 0.025074 | 0.038633 | 0.053269 | 0.068066 | 0.083005 | 0.090547 | 0.097403 | 0.10271 | 0.12196
Scenario 6: Aggressive Fuel Sub Phase In | PG&E | Com | Lighting | Com - Restaurant | Electric Energy (GWh/year) | Energy Efficiency | 0.026904 | 0.055509 | 0.08573 | 0.1174 | 0.15038 | 0.23165 | 0.31938 | 0.40807 | 0.49761 | 0.54284 | 0.58396 | 0.61577 | 0.73123
Scenario 6: Aggressive Fuel Sub Phase In | PG&E | Com | Lighting | Com - Restaurant | Gas Energy (MMTherm/year) | Energy Efficiency | -0.00029156 | -0.00060155 | -0.00092906 | -0.0012723 | -0.0016297 | -0.0025107 | -0.0034617 | -0.0044232 | -0.0053939 | -0.0058841 | -0.0063297 | -0.0066744 | -0.0079256
Scenario 6: Aggressive Fuel Sub Phase In | PG&E | Com | Lighting | Com - Retail | Electric Demand (MW) | Energy Efficiency | 0.10724 | 0.21829 | 0.33287 | 0.42501 | 0.68542 | 0.80695 | 0.93145 | 1.0578 | 1.1858 | 1.3153 | 1.4463 | 1.5788 | 1.7128
Scenario 6: Aggressive Fuel Sub Phase In | PG&E | Com | Lighting | Com - Retail | Electric Energy (GWh/year) | Energy Efficiency | 0.63849 | 1.2996 | 1.9818 | 2.5304 | 4.0809 | 4.8045 | 5.5457 | 6.2981 | 7.0599 | 7.831 | 8.6111 | 9.4 | 10.1977
Scenario 6: Aggressive Fuel Sub Phase In | PG&E | Com | Lighting | Com - Retail | Gas Energy (MMTherm/year) | Energy Efficiency | -0.0039271 | -0.0079934 | -0.012189 | -0.015564 | -0.025102 | -0.029552 | -0.034112 | -0.03874 | -0.043426 | -0.048169 | -0.052968 | -0.057821 | -0.062729
Scenario 6: Aggressive Fuel Sub Phase In | PG&E | Com | Lighting | Com - Warehouse | Electric Demand (MW) | Energy Efficiency | 0.00060073 | 0.001241 | 0.0019191 | 0.0026331 | 0.0033802 | 0.0041597 | 0.0049758 | 0.0058285 | 0.0060128 | 0.0060128 | 0.0060128 | 0.0060128 | 0.0060128
Scenario 6: Aggressive Fuel Sub Phase In | PG&E | Com | Lighting | Com - Warehouse | Electric Energy (GWh/year) | Energy Efficiency | 0.0048102 | 0.0099373 | 0.015367 | 0.021084 | 0.027066 | 0.033308 | 0.039843 | 0.046671 | 0.048146 | 0.048146 | 0.048146 | 0.048146 | 0.048146
Scenario 6: Aggressive Fuel Sub Phase In | PG&E | Com | Lighting | Com - Warehouse | Gas Energy (MMTherm/year) | Energy Efficiency | -3.3855e-05 | -6.994e-05 | -0.00010816 | -0.00014839 | -0.0001905 | -0.00023442 | -0.00028042 | -0.00032847 | -0.00033886 | -0.00033886 | -0.00033886 | -0.00033886 | -0.00033886
Scenario 6: Aggressive Fuel Sub Phase In | PG&E | Com | WaterHeat | Com - College | Electric Demand (MW) | Energy Efficiency | 2.3451e-06 | -2.9288e-08 | 4.5077e-05 | 0.000151 | 0.00021438 | 0.00028337 | 0.00031643 | 0.00035789 | 0.00040999 | 0.0004754 | 0.00055742 | 0.00066001 | 0.00078853
Scenario 6: Aggressive Fuel Sub Phase In | PG&E | Com | WaterHeat | Com - College | Electric Demand (MW) | Fuel Substitution | 0 | 0 | 0.046525 | 0.16617 | 0.39168 | 0.66761 | 1.0073 | 1.4404 | 1.9757 | 2.6322 | 3.4137 | 4.3243 | 5.3701
Scenario 6: Aggressive Fuel Sub Phase In | PG&E | Com | WaterHeat | Com - College | Electric Energy (GWh/year) | Energy Efficiency | 1.9324e-05 | -6.1925e-06 | 0.00039673 | 0.0013577 | 0.0019214 | 0.0025314 | 0.0028026 | 0.0031427 | 0.0035702 | 0.0041068 | 0.0047796 | 0.0056213 | 0.0066756
Scenario 6: Aggressive Fuel Sub Phase In | PG&E | Com | WaterHeat | Com - College | Electric Energy (GWh/year) | Fuel Substitution | -0.81264 | -1.8186 | -2.6362 | -2.5406 | -0.98782 | 0.91001 | 3.8287 | 7.5498 | 12.1493 | 17.7906 | 24.5063 | 32.331 | 41.3176
Scenario 6: Aggressive Fuel Sub Phase In | PG&E | Com | WaterHeat | Com - College | Gas Energy (MMTherm/year) | Energy Efficiency | 0.050463 | 0.12812 | 0.19252 | 0.29326 | 0.36103 | 0.41931 | 0.48181 | 0.54713 | 0.60874 | 0.65989 | 0.69223 | 0.69898 | 0.67732
Scenario 6: Aggressive Fuel Sub Phase In | PG&E | Com | WaterHeat | Com - College | Gas Energy (MMTherm/year) | Fuel Substitution | 0.092089 | 0.20608 | 0.34417 | 0.4531 | 0.50491 | 0.56859 | 0.56859 | 0.56859 | 0.56859 | 0.56859 | 0.56859 | 0.56859 | 0.56859
Scenario 6: Aggressive Fuel Sub Phase In | PG&E | Com | WaterHeat | Com - Grocery | Electric Demand (MW) | Energy Efficiency | 4.9862e-05 | 0.00010985 | 0.00018249 | 0.00027093 | 0.00037896 | 0.00051176 | 0.00066221 | 0.00085141 | 0.001089 | 0.0013872 | 0.0017617 | 0.0022318 | 0.002822
Scenario 6: Aggressive Fuel Sub Phase In | PG&E | Com | WaterHeat | Com - Grocery | Electric Energy (GWh/year) | Energy Efficiency | 0.00026319 | 0.00057986 | 0.0009634 | 0.0014304 | 0.0020008 | 0.0027021 | 0.0034969 | 0.0044963 | 0.0057511 | 0.0073267 | 0.009305 | 0.011788 | 0.014906
Scenario 6: Aggressive Fuel Sub Phase In | PG&E | Com | WaterHeat | Com - Grocery | Electric Energy (GWh/year) | Fuel Substitution | -0.035306 | -0.078608 | -0.1317 | -0.19673 | -0.27619 | -0.37327 | -0.37327 | -0.37327 | -0.37327 | -0.37327 | -0.37327 | -0.37327 | -0.37327
Scenario 6: Aggressive Fuel Sub Phase In | PG&E | Com | WaterHeat | Com - Grocery | Gas Energy (MMTherm/year) | Energy Efficiency | 0.031198 | 0.067579 | 0.10996 | 0.15839 | 0.19165 | 0.22815 | 0.25963 | 0.29289 | 0.32635 | 0.35795 | 0.38498 | 0.40457 | 0.41393
Scenario 6: Aggressive Fuel Sub Phase In | PG&E | Com | WaterHeat | Com - Grocery | Gas Energy (MMTherm/year) | Fuel Substitution | 0.0047374 | 0.010548 | 0.017671 | 0.026397 | 0.03706 | 0.050086 | 0.050086 | 0.050086 | 0.050086 | 0.050086 | 0.050086 | 0.050086 | 0.050086
Scenario 6: Aggressive Fuel Sub Phase In | PG&E | Com | WaterHeat | Com - Health | Electric Demand (MW) | Energy Efficiency | 6.8862e-05 | 0.00013352 | 0.00037614 | 0.00064436 | 0.0009453 | 0.0012552 | 0.0014894 | 0.0017844 | 0.0021554 | 0.0026206 | 0.0032027 | 0.0039341 | 0.0048529
Scenario 6: Aggressive Fuel Sub Phase In | PG&E | Com | WaterHeat | Com - Health | Electric Demand (MW) | Fuel Substitution | 0 | 0 | 0.12078 | 0.43365 | 1.0273 | 1.7579 | 2.6584 | 3.8164 | 5.2546 | 7.0246 | 9.1411 | 11.6173 | 14.4717
Scenario 6: Aggressive Fuel Sub Phase In | PG&E | Com | WaterHeat | Com - Health | Electric Energy (GWh/year) | Energy Efficiency | 0.00051861 | 0.00099969 | 0.0029781 | 0.0051701 | 0.0076351 | 0.010185 | 0.012143 | 0.014611 | 0.017713 | 0.021604 | 0.026472 | 0.032588 | 0.040273
Scenario 6: Aggressive Fuel Sub Phase In | PG&E | Com | WaterHeat | Com - Health | Electric Energy (GWh/year) | Fuel Substitution | -2.1299 | -4.784 | -7.0058 | -6.9074 | -3.0494 | 1.6961 | 9.5679 | 19.6901 | 32.2628 | 47.7357 | 66.239 | 87.8863 | 112.8416
Scenario 6: Aggressive Fuel Sub Phase In | PG&E | Com | WaterHeat | Com - Health | Gas Energy (MMTherm/year) | Energy Efficiency | 0.11802 | 0.25223 | 0.3933 | 0.55197 | 0.66899 | 0.78665 | 0.86135 | 0.93138 | 0.997 | 1.0363 | 1.0465 | 1.0239 | 0.97008
Scenario 6: Aggressive Fuel Sub Phase In | PG&E | Com | WaterHeat | Com - Health | Gas Energy (MMTherm/year) | Fuel Substitution | 0.2484 | 0.55776 | 0.93981 | 1.2577 | 1.4403 | 1.6653 | 1.6653 | 1.6653 | 1.6653 | 1.6653 | 1.6653 | 1.6653 | 1.6653
Scenario 6: Aggressive Fuel Sub Phase In | PG&E | Com | WaterHeat | Com - Lodging | Electric Demand (MW) | Energy Efficiency | 0.0094078 | 0.018824 | 0.028183 | 0.028614 | 0.028208 | 0.02718 | 0.024651 | 0.021824 | 0.015619 | 0.010415 | 0.0062507 | 0.0062042 | 0.0063794
Scenario 6: Aggressive Fuel Sub Phase In | PG&E | Com | WaterHeat | Com - Lodging | Electric Demand (MW) | Fuel Substitution | 0 | 0 | 0.11763 | 0.42055 | 0.99262 | 1.6942 | 2.5648 | 3.682 | 5.0716 | 6.7886 | 8.841 | 11.2395 | 14.0001
Scenario 6: Aggressive Fuel Sub Phase In | PG&E | Com | WaterHeat | Com - Lodging | Electric Energy (GWh/year) | Energy Efficiency | 0.034334 | 0.068737 | 0.1039 | 0.11089 | 0.11471 | 0.11663 | 0.10892 | 0.10028 | 0.08016 | 0.063289 | 0.049823 | 0.049561 | 0.050987
Scenario 6: Aggressive Fuel Sub Phase In | PG&E | Com | WaterHeat | Com - Lodging | Electric Energy (GWh/year) | Fuel Substitution | -2.1779 | -4.8781 | -7.1866 | -7.3036 | -3.8877 | 0.29189 | 7.7043 | 17.2163 | 29.0479 | 43.6672 | 61.1429 | 81.5656 | 105.0719
Scenario 6: Aggressive Fuel Sub Phase In | PG&E | Com | WaterHeat | Com - Lodging | Gas Energy (MMTherm/year) | Energy Efficiency | 0.4339 | 0.8936 | 1.3677 | 1.8571 | 2.2947 | 2.7351 | 2.7972 | 2.8418 | 2.8179 | 2.7707 | 2.5997 | 2.521 | 2.4415
Scenario 6: Aggressive Fuel Sub Phase In | PG&E | Com | WaterHeat | Com - Lodging | Gas Energy (MMTherm/year) | Fuel Substitution | 0.24943 | 0.55862 | 0.93788 | 1.2579 | 1.4532 | 1.6939 | 1.6939 | 1.6939 | 1.6939 | 1.6939 | 1.6939 | 1.6939 | 1.6939
Scenario 6: Aggressive Fuel Sub Phase In | PG&E | Com | WaterHeat | Com - Office (Large) | Electric Demand (MW) | Energy Efficiency | 4.9666e-05 | 0.00010102 | 0.00017656 | 0.00025831 | 0.00034785 | 0.00044695 | 0.0005031 | 0.00057393 | 0.00066287 | 0.00077482 | 0.00091599 | 0.0010941 | 0.0013184
Scenario 6: Aggressive Fuel Sub Phase In | PG&E | Com | WaterHeat | Com - Office (Large) | Electric Demand (MW) | Fuel Substitution | 0 | 0 | 0.014163 | 0.050148 | 0.11727 | 0.19869 | 0.3005 | 0.43004 | 0.59257 | 0.79236 | 1.0297 | 1.3053 | 1.6202
Scenario 6: Aggressive Fuel Sub Phase In | PG&E | Com | WaterHeat | Com - Office (Large) | Electric Energy (GWh/year) | Energy Efficiency | 0.0009652 | 0.001958 | 0.0034243 | 0.0050047 | 0.0067279 | 0.0086264 | 0.0096486 | 0.010939 | 0.012565 | 0.014614 | 0.017197 | 0.020451 | 0.024549
Scenario 6: Aggressive Fuel Sub Phase In | PG&E | Com | WaterHeat | Com - Office (Large) | Electric Energy (GWh/year) | Fuel Substitution | -0.45854 | -1.0241 | -1.4538 | -1.245 | -0.048613 | 1.4011 | 3.3493 | 5.8279 | 8.9377 | 12.7608 | 17.3024 | 22.5752 | 28.6016
Scenario 6: Aggressive Fuel Sub Phase In | PG&E | Com | WaterHeat | Com - Office (Large) | Gas Energy (MMTherm/year) | Energy Efficiency | 0.31693 | 0.65139 | 0.98209 | 1.2891 | 1.2915 | 1.2242 | 1.0515 | 0.84858 | 0.64508 | 0.4893 | 0.38966 | 0.34098 | 0.3323
Scenario 6: Aggressive Fuel Sub Phase In | PG&E | Com | WaterHeat | Com - Office (Large) | Gas Energy (MMTherm/year) | Fuel Substitution | 0.050913 | 0.11371 | 0.19151 | 0.24566 | 0.25768 | 0.27245 | 0.27245 | 0.27245 | 0.27245 | 0.27245 | 0.27245 | 0.27245 | 0.27245
Scenario 6: Aggressive Fuel Sub Phase In | PG&E | Com | WaterHeat | Com - Office (Small) | Electric Demand (MW) | Energy Efficiency | -1.8458e-07 | -3.5127e-07 | 4.0399e-07 | 1.0846e-06 | 4.0302e-06 | 5.5709e-06 | 7.55e-06 | 1.0073e-05 | 1.3273e-05 | 1.732e-05 | 2.2427e-05 | 2.8862e-05 | 3.6965e-05
Scenario 6: Aggressive Fuel Sub Phase In | PG&E | Com | WaterHeat | Com - Office (Small) | Electric Demand (MW) | Fuel Substitution | 0 | 0 | 0.00060501 | 0.0019103 | 0.0043921 | 0.0074515 | 0.011525 | 0.016816 | 0.023575 | 0.031911 | 0.041847 | 0.053428 | 0.066725
Scenario 6: Aggressive Fuel Sub Phase In | PG&E | Com | WaterHeat | Com - Office (Small) | Electric Energy (GWh/year) | Energy Efficiency | -2.6172e-05 | -5.1389e-05 | 3.1083e-05 | 0.0001054 | 0.00042705 | 0.00059529 | 0.00081139 | 0.0010869 | 0.0014363 | 0.0018782 | 0.0024358 | 0.0031386 | 0.0040234
Scenario 6: Aggressive Fuel Sub Phase In | PG&E | Com | WaterHeat | Com - Office (Small) | Electric Energy (GWh/year) | Fuel Substitution | -0.12235 | -0.27362 | -0.38826 | -0.34576 | -0.085573 | 0.23546 | 0.70118 | 1.3061 | 2.0789 | 3.032 | 4.168 | 5.4922 | 7.0126
Scenario 6: Aggressive Fuel Sub Phase In | PG&E | Com | WaterHeat | Com - Office (Small) | Gas Energy (MMTherm/year) | Energy Efficiency | 0.067794 | 0.15234 | 0.1552 | 0.24116 | 0.27842 | 0.31605 | 0.44697 | 0.50252 | 0.54176 | 0.55632 | 0.54089 | 0.49558 | 0.42642
Scenario 6: Aggressive Fuel Sub Phase In | PG&E | Com | WaterHeat | Com - Office (Small) | Gas Energy (MMTherm/year) | Fuel Substitution | 0.01349 | 0.030169 | 0.05044 | 0.062396 | 0.06557 | 0.069446 | 0.069446 | 0.069446 | 0.069446 | 0.069446 | 0.069446 | 0.069446 | 0.069446
Scenario 6: Aggressive Fuel Sub Phase In | PG&E | Com | WaterHeat | Com - Other | Electric Demand (MW) | Energy Efficiency | -0.00014765 | -0.00029999 | 0.00037491 | 0.0011953 | 0.0021961 | 0.0034325 | 0.0048336 | 0.0065877 | 0.0087662 | 0.011497 | 0.014917 | 0.019206 | 0.024573
Scenario 6: Aggressive Fuel Sub Phase In | PG&E | Com | WaterHeat | Com - Other | Electric Demand (MW) | Fuel Substitution | 0 | 0 | 0.5582 | 1.9905 | 4.6859 | 7.9791 | 12.0164 | 17.158 | 23.5016 | 31.2651 | 40.4921 | 51.2251 | 63.5315
Scenario 6: Aggressive Fuel Sub Phase In | PG&E | Com | WaterHeat | Com - Other | Electric Energy (GWh/year) | Energy Efficiency | -0.00094612 | -0.0019203 | 0.0024585 | 0.0077817 | 0.014276 | 0.022273 | 0.031343 | 0.042708 | 0.056877 | 0.074626 | 0.096854 | 0.12469 | 0.15954
Scenario 6: Aggressive Fuel Sub Phase In | PG&E | Com | WaterHeat | Com - Other | Electric Energy (GWh/year) | Fuel Substitution | -8.2401 | -18.4026 | -26.8401 | -26.6857 | -12.8151 | 4.1196 | 31.5992 | 66.5948 | 109.7734 | 162.6178 | 225.4242 | 298.484 | 382.2546
Scenario 6: Aggressive Fuel Sub Phase In | PG&E | Com | WaterHeat | Com - Other | Gas Energy (MMTherm/year) | Energy Efficiency | 0.23832 | 0.51922 | 0.80332 | 1.1143 | 1.3469 | 1.6053 | 1.8356 | 2.0728 | 2.2891 | 2.467 | 2.5772 | 2.6027 | 2.5226
Scenario 6: Aggressive Fuel Sub Phase In | PG&E | Com | WaterHeat | Com - Other | Gas Energy (MMTherm/year) | Fuel Substitution | 0.92096 | 2.0567 | 3.4258 | 4.5324 | 5.1181 | 5.8354 | 5.8354 | 5.8354 | 5.8354 | 5.8354 | 5.8354 | 5.8354 | 5.8354
Scenario 6: Aggressive Fuel Sub Phase In | PG&E | Com | WaterHeat | Com - Refrig. Warehouse | Electric Demand (MW) | Energy Efficiency | 2.1878e-06 | 4.8925e-06 | 9.4756e-06 | 1.5109e-05 | 2.2066e-05 | 3.0692e-05 | 4.066e-05 | 5.3256e-05 | 6.9147e-05 | 8.919e-05 | 0.00011445 | 0.00014628 | 0.00018639
Scenario 6: Aggressive Fuel Sub Phase In | PG&E | Com | WaterHeat | Com - Refrig. Warehouse | Electric Demand (MW) | Fuel Substitution | 0 | 0 | 0.00080242 | 0.0028712 | 0.0067847 | 0.011593 | 0.017558 | 0.025223 | 0.034768 | 0.046564 | 0.060672 | 0.077167 | 0.096159
Scenario 6: Aggressive Fuel Sub Phase In | PG&E | Com | WaterHeat | Com - Refrig. Warehouse | Electric Energy (GWh/year) | Energy Efficiency | 2.5212e-05 | 5.6359e-05 | 0.00010958 | 0.00017496 | 0.00025564 | 0.00035564 | 0.00047094 | 0.00061664 | 0.00080045 | 0.0010323 | 0.0013245 | 0.0016927 | 0.0021566
Scenario 6: Aggressive Fuel Sub Phase In | PG&E | Com | WaterHeat | Com - Refrig. Warehouse | Electric Energy (GWh/year) | Fuel Substitution | -0.020481 | -0.045893 | -0.067315 | -0.067967 | -0.035083 | 0.0052285 | 0.077255 | 0.16982 | 0.28509 | 0.42755 | 0.59793 | 0.79714 | 1.0265
Scenario 6: Aggressive Fuel Sub Phase In | PG&E | Com | WaterHeat | Com - Refrig. Warehouse | Gas Energy (MMTherm/year) | Energy Efficiency | 0.00665 | 0.01502 | 0.025385 | 0.038637 | 0.048862 | 0.060728 | 0.073427 | 0.087247 | 0.10177 | 0.11614 | 0.12888 | 0.13845 | 0.14315
Scenario 6: Aggressive Fuel Sub Phase In | PG&E | Com | WaterHeat | Com - Refrig. Warehouse | Gas Energy (MMTherm/year) | Fuel Substitution | 0.0024306 | 0.0054462 | 0.0091416 | 0.012297 | 0.014291 | 0.016754 | 0.016754 | 0.016754 | 0.016754 | 0.016754 | 0.016754 | 0.016754 | 0.016754
Scenario 6: Aggressive Fuel Sub Phase In | PG&E | Com | WaterHeat | Com - Restaurant | Electric Demand (MW) | Energy Efficiency | -0.00032446 | -0.00069455 | -0.00053282 | -0.0003357 | -9.4517e-05 | 0.00020154 | 0.00054151 | 0.00096701 | 0.0014992 | 0.0021646 | 0.0029966 | 0.0038425 | 0.0063742
Scenario 6: Aggressive Fuel Sub Phase In | PG&E | Com | WaterHeat | Com - Restaurant | Electric Demand (MW) | Fuel Substitution | 0 | 0 | 0.41433 | 1.4733 | 3.4585 | 5.8755 | 8.8345 | 12.5887 | 17.2087 | 22.8523 | 29.5462 | 36.5583 | 44.8681
Scenario 6: Aggressive Fuel Sub Phase In | PG&E | Com | WaterHeat | Com - Restaurant | Electric Energy (GWh/year) | Energy Efficiency | -0.001658 | -0.0035493 | -0.0027184 | -0.001706 | -0.00046794 | 0.0010513 | 0.0027935 | 0.0049739 | 0.0077008 | 0.011111 | 0.015374 | 0.019709 | 0.032682
Scenario 6: Aggressive Fuel Sub Phase In | PG&E | Com | WaterHeat | Com - Restaurant | Electric Energy (GWh/year) | Fuel Substitution | -3.6424 | -8.1306 | -11.2662 | -9.1922 | 0.9891 | 13.382 | 29.2752 | 49.4392 | 74.2539 | 104.5675 | 140.5232 | 178.1894 | 222.8268
Scenario 6: Aggressive Fuel Sub Phase In | PG&E | Com | WaterHeat | Com - Restaurant | Gas Energy (MMTherm/year) | Energy Efficiency | 0.062941 | 0.13496 | 0.18949 | 0.25161 | 0.30033 | 0.35044 | 0.37808 | 0.40112 | 0.41575 | 0.41864 | 0.36088 | 0.33926 | 0.31845
Scenario 6: Aggressive Fuel Sub Phase In | PG&E | Com | WaterHeat | Com - Restaurant | Gas Energy (MMTherm/year) | Fuel Substitution | 0.41613 | 0.9289 | 1.5416 | 1.9603 | 2.0296 | 2.1146 | 2.1146 | 2.1146 | 2.1146 | 2.1146 | 2.1146 | 2.1146 | 2.1146
Scenario 6: Aggressive Fuel Sub Phase In | PG&E | Com | WaterHeat | Com - Retail | Electric Demand (MW) | Energy Efficiency | 0.0031598 | 0.0064118 | 0.0068995 | 0.006669 | 0.0063278 | 0.0085824 | 0.0081815 | 0.0076006 | 0.0051072 | 0.0028873 | 0.0010046 | 0.0012883 | 0.0016441
Scenario 6: Aggressive Fuel Sub Phase In | PG&E | Com | WaterHeat | Com - Retail | Electric Demand (MW) | Fuel Substitution | 0 | 0 | 0.018612 | 0.062314 | 0.14488 | 0.24608 | 0.37451 | 0.53859 | 0.74464 | 0.99801 | 1.2994 | 1.6501 | 2.0525
Scenario 6: Aggressive Fuel Sub Phase In | PG&E | Com | WaterHeat | Com - Retail | Electric Energy (GWh/year) | Energy Efficiency | 0.010023 | 0.020345 | 0.022002 | 0.021386 | 0.020625 | 0.027992 | 0.027002 | 0.025516 | 0.018059 | 0.011583 | 0.0063212 | 0.0081064 | 0.010346
Scenario 6: Aggressive Fuel Sub Phase In | PG&E | Com | WaterHeat | Com - Retail | Electric Energy (GWh/year) | Fuel Substitution | -0.20802 | -0.46438 | -0.64745 | -0.54018 | 0.00019226 | 0.66255 | 1.5114 | 2.5959 | 3.9578 | 5.6324 | 7.6244 | 9.9429 | 12.6023
Scenario 6: Aggressive Fuel Sub Phase In | PG&E | Com | WaterHeat | Com - Retail | Gas Energy (MMTherm/year) | Energy Efficiency | 0.12588 | 0.28377 | 0.43341 | 0.64352 | 0.77508 | 0.92336 | 1.1172 | 1.2881 | 1.4381 | 1.551 | 1.6073 | 1.5961 | 1.5101
Scenario 6: Aggressive Fuel Sub Phase In | PG&E | Com | WaterHeat | Com - Retail | Gas Energy (MMTherm/year) | Fuel Substitution | 0.022197 | 0.049552 | 0.082216 | 0.10164 | 0.10235 | 0.10321 | 0.10321 | 0.10321 | 0.10321 | 0.10321 | 0.10321 | 0.10321 | 0.10321
Scenario 6: Aggressive Fuel Sub Phase In | PG&E | Com | WaterHeat | Com - School | Electric Demand (MW) | Energy Efficiency | 0.0012189 | 0.0018801 | 0.0022273 | 0.0013035 | 0.000893 | 0.00075899 | 0.00064613 | 0.00054998 | 0.00033653 | 0.00015502 | -4.7607e-07 | -1.5952e-06 | -2.038e-06
Scenario 6: Aggressive Fuel Sub Phase In | PG&E | Com | WaterHeat | Com - School | Electric Demand (MW) | Fuel Substitution | 0 | 0 | -9.2659e-05 | -0.00032817 | -0.00076725 | -0.0012992 | -0.0019619 | -0.0028017 | -0.0038503 | -0.0051361 | -0.006661 | -0.0084301 | -0.010451
Scenario 6: Aggressive Fuel Sub Phase In | PG&E | Com | WaterHeat | Com - School | Electric Energy (GWh/year) | Energy Efficiency | 0.0036972 | 0.0055451 | 0.0075364 | 0.0055977 | 0.0054066 | 0.0062445 | 0.006796 | 0.0076354 | 0.0083965 | 0.0096328 | 0.011417 | 0.014287 | 0.017907
Scenario 6: Aggressive Fuel Sub Phase In | PG&E | Com | WaterHeat | Com - School | Electric Energy (GWh/year) | Fuel Substitution | -1.3718 | -3.0631 | -4.3493 | -3.7779 | -0.33202 | 3.8384 | 9.4942 | 16.6611 | 25.6114 | 36.5857 | 49.602 | 64.7026 | 81.9556
Scenario 6: Aggressive Fuel Sub Phase In | PG&E | Com | WaterHeat | Com - School | Gas Energy (MMTherm/year) | Energy Efficiency | 0.17112 | 0.36258 | 0.5566 | 0.7551 | 0.81293 | 0.83437 | 0.78714 | 0.70366 | 0.5958 | 0.47975 | 0.37073 | 0.29017 | 0.23991
Scenario 6: Aggressive Fuel Sub Phase In | PG&E | Com | WaterHeat | Com - School | Gas Energy (MMTherm/year) | Fuel Substitution | 0.15558 | 0.34743 | 0.58302 | 0.74851 | 0.78859 | 0.8378 | 0.8378 | 0.8378 | 0.8378 | 0.8378 | 0.8378 | 0.8378 | 0.8378
Scenario 6: Aggressive Fuel Sub Phase In | PG&E | Com | WaterHeat | Com - Warehouse | Electric Demand (MW) | Energy Efficiency | 0.0020827 | 0.0043621 | 0.0068432 | 0.0074364 | 0.0080019 | 0.0084959 | 0.0088718 | 0.0090896 | 0.006132 | 0.0031023 | 6.6685e-05 | 8.313e-05 | 0.00010382
Scenario 6: Aggressive Fuel Sub Phase In | PG&E | Com | WaterHeat | Com - Warehouse | Electric Demand (MW) | Fuel Substitution | 0 | 0 | 0.00031995 | 0.0011468 | 0.0027135 | 0.00464 | 0.0070498 | 0.010139 | 0.013978 | 0.018717 | 0.024377 | 0.030991 | 0.038604
Scenario 6: Aggressive Fuel Sub Phase In | PG&E | Com | WaterHeat | Com - Warehouse | Electric Energy (GWh/year) | Energy Efficiency | 0.006662 | 0.013955 | 0.021909 | 0.023892 | 0.025804 | 0.02751 | 0.028825 | 0.029671 | 0.02049 | 0.011132 | 0.001819 | 0.0022618 | 0.0028188
Scenario 6: Aggressive Fuel Sub Phase In | PG&E | Com | WaterHeat | Com - Warehouse | Electric Energy (GWh/year) | Fuel Substitution | -0.021616 | -0.04868 | -0.073443 | -0.078753 | -0.052146 | -0.01945 | 0.048574 | 0.13576 | 0.24414 | 0.37791 | 0.5377 | 0.7244 | 0.93933
Scenario 6: Aggressive Fuel Sub Phase In | PG&E | Com | WaterHeat | Com - Warehouse | Gas Energy (MMTherm/year) | Energy Efficiency | 0.090775 | 0.20357 | 0.34244 | 0.50582 | 0.62072 | 0.75052 | 0.88934 | 1.0314 | 1.1621 | 1.2734 | 1.3485 | 1.3786 | 1.3499
Scenario 6: Aggressive Fuel Sub Phase In | PG&E | Com | WaterHeat | Com - Warehouse | Gas Energy (MMTherm/year) | Fuel Substitution | 0.002472 | 0.0055644 | 0.0094227 | 0.012799 | 0.015084 | 0.017896 | 0.017896 | 0.017896 | 0.017896 | 0.017896 | 0.017896 | 0.017896 | 0.017896
Scenario 6: Aggressive Fuel Sub Phase In | PG&E | Com | WholeBlg | Com - College | Electric Demand (MW) | Energy Efficiency | 0.037096 | 0.074916 | 0.11339 | 0.1526 | 0.19267 | 0.23323 | 0.27499 | 0.31805 | 0.35783 | 0.36957 | 0.37951 | 0.3894 | 0.40007
Scenario 6: Aggressive Fuel Sub Phase In | PG&E | Com | WholeBlg | Com - College | Electric Energy (GWh/year) | Energy Efficiency | 0.34577 | 0.69867 | 1.0579 | 1.4247 | 1.7997 | 2.18 | 2.5718 | 2.9761 | 3.351 | 3.4711 | 3.5752 | 3.6794 | 3.7911
Scenario 6: Aggressive Fuel Sub Phase In | PG&E | Com | WholeBlg | Com - College | Gas Energy (MMTherm/year) | Energy Efficiency | 0.0094393 | 0.018809 | 0.028074 | 0.036336 | 0.041413 | 0.041084 | 0.04072 | 0.040333 | 0.039946 | 0.039592 | 0.039287 | 0.039015 | 0.038916
Scenario 6: Aggressive Fuel Sub Phase In | PG&E | Com | WholeBlg | Com - Grocery | Electric Demand (MW) | Energy Efficiency | 0.32403 | 0.65673 | 0.99781 | 1.3485 | 1.7099 | 2.079 | 2.4605 | 2.8667 | 3.2476 | 3.3844 | 3.5074 | 3.632 | 3.7533
Scenario 6: Aggressive Fuel Sub Phase In | PG&E | Com | WholeBlg | Com - Grocery | Electric Energy (GWh/year) | Energy Efficiency | 2.9529 | 5.9848 | 9.0931 | 12.2887 | 15.5827 | 18.9485 | 22.427 | 26.1311 | 29.6049 | 30.8509 | 31.9722 | 33.1077 | 34.2132
Scenario 6: Aggressive Fuel Sub Phase In | PG&E | Com | WholeBlg | Com - Grocery | Gas Energy (MMTherm/year) | Energy Efficiency | 0.0078308 | 0.0157 | 0.023586 | 0.030737 | 0.035312 | 0.035397 | 0.035455 | 0.035495 | 0.035535 | 0.03559 | 0.035694 | 0.035834 | 0.036
Scenario 6: Aggressive Fuel Sub Phase In | PG&E | Com | WholeBlg | Com - Health | Electric Demand (MW) | Energy Efficiency | 0.35798 | 0.72695 | 1.1064 | 1.4976 | 1.902 | 2.3159 | 2.7452 | 3.1945 | 3.617 | 3.772 | 3.9113 | 4.0519 | 4.1905
Scenario 6: Aggressive Fuel Sub Phase In | PG&E | Com | WholeBlg | Com - Health | Electric Energy (GWh/year) | Energy Efficiency | 3.2623 | 6.6248 | 10.0827 | 13.6478 | 17.3327 | 21.1077 | 25.0219 | 29.1192 | 32.9716 | 34.3835 | 35.6538 | 36.9355 | 38.1991
Scenario 6: Aggressive Fuel Sub Phase In | PG&E | Com | WholeBlg | Com - Health | Gas Energy (MMTherm/year) | Energy Efficiency | 0.029918 | 0.060335 | 0.091176 | 0.11957 | 0.13846 | 0.14038 | 0.14215 | 0.14382 | 0.14546 | 0.14711 | 0.14895 | 0.15094 | 0.15276
Scenario 6: Aggressive Fuel Sub Phase In | PG&E | Com | WholeBlg | Com - Lodging | Electric Demand (MW) | Energy Efficiency | 0.046737 | 0.094785 | 0.14408 | 0.19476 | 0.24703 | 0.30046 | 0.35581 | 0.41285 | 0.46635 | 0.48474 | 0.50118 | 0.5179 | 0.53434
Scenario 6: Aggressive Fuel Sub Phase In | PG&E | Com | WholeBlg | Com - Lodging | Electric Energy (GWh/year) | Energy Efficiency | 0.42591 | 0.86378 | 1.313 | 1.7749 | 2.2512 | 2.7384 | 3.2432 | 3.7634 | 4.2512 | 4.4187 | 4.5685 | 4.7209 | 4.8708
Scenario 6: Aggressive Fuel Sub Phase In | PG&E | Com | WholeBlg | Com - Lodging | Gas Energy (MMTherm/year) | Energy Efficiency | 0.010613 | 0.021238 | 0.03185 | 0.041431 | 0.047496 | 0.047471 | 0.047418 | 0.047357 | 0.047311 | 0.047311 | 0.047397 | 0.047557 | 0.047776
Scenario 6: Aggressive Fuel Sub Phase In | PG&E | Com | WholeBlg | Com - Office (Large) | Electric Demand (MW) | Energy Efficiency | 0.50711 | 1.0273 | 1.5596 | 2.1053 | 2.6664 | 3.2383 | 3.8296 | 4.4255 | 4.9804 | 5.1515 | 5.3002 | 5.451 | 5.6042
Scenario 6: Aggressive Fuel Sub Phase In | PG&E | Com | WholeBlg | Com - Office (Large) | Electric Energy (GWh/year) | Energy Efficiency | 4.6213 | 9.3619 | 14.2126 | 19.1861 | 24.2994 | 29.5141 | 34.9068 | 40.3407 | 45.4006 | 46.9592 | 48.3143 | 49.6889 | 51.0856
Scenario 6: Aggressive Fuel Sub Phase In | PG&E | Com | WholeBlg | Com - Office (Large) | Gas Energy (MMTherm/year) | Energy Efficiency | 0.032095 | 0.064444 | 0.096955 | 0.12654 | 0.14565 | 0.14642 | 0.14711 | 0.14774 | 0.14839 | 0.14937 | 0.15055 | 0.15187 | 0.15313
Scenario 6: Aggressive Fuel Sub Phase In | PG&E | Com | WholeBlg | Com - Office (Small) | Electric Demand (MW) | Energy Efficiency | 0.091498 | 0.18545 | 0.28177 | 0.38073 | 0.48271 | 0.58681 | 0.69454 | 0.80915 | 0.9166 | 0.95511 | 0.98966 | 1.0246 | 1.0595
Scenario 6: Aggressive Fuel Sub Phase In | PG&E | Com | WholeBlg | Com - Office (Small) | Electric Energy (GWh/year) | Energy Efficiency | 0.83383 | 1.69 | 2.5678 | 3.4697 | 4.399 | 5.3483 | 6.3307 | 7.3759 | 8.3555 | 8.7064 | 9.0213 | 9.34 | 9.6583
Scenario 6: Aggressive Fuel Sub Phase In | PG&E | Com | WholeBlg | Com - Office (Small) | Gas Energy (MMTherm/year) | Energy Efficiency | 0.0047828 | 0.0096218 | 0.014505 | 0.018975 | 0.021904 | 0.022112 | 0.022303 | 0.022485 | 0.022669 | 0.022854 | 0.023075 | 0.023324 | 0.023557
Scenario 6: Aggressive Fuel Sub Phase In | PG&E | Com | WholeBlg | Com - Other | Electric Demand (MW) | Energy Efficiency | 0.36054 | 0.75036 | 1.1677 | 1.6102 | 2.083 | 2.5899 | 3.132 | 3.6886 | 4.2298 | 4.512 | 4.7736 | 5.0317 | 5.2795
Scenario 6: Aggressive Fuel Sub Phase In | PG&E | Com | WholeBlg | Com - Other | Electric Energy (GWh/year) | Energy Efficiency | 3.2857 | 6.8381 | 10.6414 | 14.6738 | 18.9828 | 23.6049 | 28.5472 | 33.6228 | 38.5572 | 41.1284 | 43.5137 | 45.8665 | 48.1258
Scenario 6: Aggressive Fuel Sub Phase In | PG&E | Com | WholeBlg | Com - Other | Gas Energy (MMTherm/year) | Energy Efficiency | 0.055623 | 0.11181 | 0.16843 | 0.22014 | 0.25384 | 0.25577 | 0.25743 | 0.25892 | 0.26037 | 0.2619 | 0.26382 | 0.26605 | 0.26828
Scenario 6: Aggressive Fuel Sub Phase In | PG&E | Com | WholeBlg | Com - Refrig. Warehouse | Electric Demand (MW) | Energy Efficiency | 0.048373 | 0.098677 | 0.15093 | 0.2053 | 0.26203 | 0.32055 | 0.38155 | 0.44867 | 0.51288 | 0.54137 | 0.56815 | 0.59542 | 0.62119
Scenario 6: Aggressive Fuel Sub Phase In | PG&E | Com | WholeBlg | Com - Refrig. Warehouse | Electric Energy (GWh/year) | Energy Efficiency | 0.44083 | 0.89925 | 1.3754 | 1.871 | 2.3879 | 2.9215 | 3.4778 | 4.0899 | 4.6753 | 4.9349 | 5.1789 | 5.4275 | 5.6625
Scenario 6: Aggressive Fuel Sub Phase In | PG&E | Com | WholeBlg | Com - Refrig. Warehouse | Gas Energy (MMTherm/year) | Energy Efficiency | 0.00031279 | 0.00063288 | 0.00095958 | 0.001263 | 0.0014691 | 0.0014989 | 0.0015273 | 0.0015547 | 0.001582 | 0.0016092 | 0.001639 | 0.0016708 | 0.0016988
Scenario 6: Aggressive Fuel Sub Phase In | PG&E | Com | WholeBlg | Com - Restaurant | Electric Demand (MW) | Energy Efficiency | 0.12233 | 0.24761 | 0.37569 | 0.50693 | 0.64181 | 0.77912 | 0.92062 | 1.0675 | 1.2044 | 1.2496 | 1.2893 | 1.3282 | 1.3788
Scenario 6: Aggressive Fuel Sub Phase In | PG&E | Com | WholeBlg | Com - Restaurant | Electric Energy (GWh/year) | Energy Efficiency | 1.1218 | 2.2709 | 3.4464 | 4.6513 | 5.8902 | 7.1527 | 8.4542 | 9.8057 | 11.0663 | 11.4912 | 11.8673 | 12.2222 | 12.8531
Scenario 6: Aggressive Fuel Sub Phase In | PG&E | Com | WholeBlg | Com - Restaurant | Gas Energy (MMTherm/year) | Energy Efficiency | 0.018277 | 0.036817 | 0.055574 | 0.072787 | 0.084128 | 0.085004 | 0.085756 | 0.086419 | 0.08704 | 0.087624 | 0.088324 | 0.089273 | 0.088316
Scenario 6: Aggressive Fuel Sub Phase In | PG&E | Com | WholeBlg | Com - Retail | Electric Demand (MW) | Energy Efficiency | 0.18485 | 0.37288 | 0.56375 | 0.75842 | 0.9522 | 1.1525 | 1.3582 | 1.5725 | 1.77 | 1.8253 | 1.8717 | 1.9181 | 1.9673
Scenario 6: Aggressive Fuel Sub Phase In | PG&E | Com | WholeBlg | Com - Retail | Electric Energy (GWh/year) | Energy Efficiency | 1.7445 | 3.5246 | 5.3382 | 7.1123 | 9.6955 | 11.6145 | 13.5912 | 15.6552 | 17.5732 | 18.203 | 18.76 | 19.3264 | 19.9271
Scenario 6: Aggressive Fuel Sub Phase In | PG&E | Com | WholeBlg | Com - Retail | Gas Energy (MMTherm/year) | Energy Efficiency | 0.007687 | 0.015435 | 0.02323 | 0.02981 | 0.039587 | 0.040214 | 0.040877 | 0.041587 | 0.042354 | 0.043213 | 0.044181 | 0.045248 | 0.046407
Scenario 6: Aggressive Fuel Sub Phase In | PG&E | Com | WholeBlg | Com - School | Electric Demand (MW) | Energy Efficiency | 0.057799 | 0.11701 | 0.17757 | 0.23963 | 0.3034 | 0.36842 | 0.43574 | 0.50689 | 0.57344 | 0.59639 | 0.61689 | 0.63771 | 0.65913
Scenario 6: Aggressive Fuel Sub Phase In | PG&E | Com | WholeBlg | Com - School | Electric Energy (GWh/year) | Energy Efficiency | 0.52673 | 1.0663 | 1.6182 | 2.1837 | 2.7649 | 3.3579 | 3.9718 | 4.6206 | 5.2274 | 5.4365 | 5.6233 | 5.8131 | 6.0084
Scenario 6: Aggressive Fuel Sub Phase In | PG&E | Com | WholeBlg | Com - School | Gas Energy (MMTherm/year) | Energy Efficiency | 0.02248 | 0.044845 | 0.067024 | 0.086843 | 0.099032 | 0.098209 | 0.097293 | 0.096313 | 0.095313 | 0.094386 | 0.093561 | 0.092812 | 0.09236
Scenario 6: Aggressive Fuel Sub Phase In | PG&E | Com | WholeBlg | Com - Warehouse | Electric Demand (MW) | Energy Efficiency | 0.21081 | 0.42915 | 0.65496 | 0.88897 | 1.1317 | 1.3817 | 1.642 | 1.9317 | 2.2081 | 2.3288 | 2.4422 | 2.5579 | 2.6698
Scenario 6: Aggressive Fuel Sub Phase In | PG&E | Com | WholeBlg | Com - Warehouse | Electric Energy (GWh/year) | Energy Efficiency | 1.9474 | 3.9654 | 6.0539 | 8.2199 | 10.4322 | 12.7117 | 15.0856 | 17.7271 | 20.2472 | 21.3472 | 22.3805 | 23.4348 | 24.4555
Scenario 6: Aggressive Fuel Sub Phase In | PG&E | Com | WholeBlg | Com - Warehouse | Gas Energy (MMTherm/year) | Energy Efficiency | 0.0046864 | 0.0094029 | 0.014132 | 0.018392 | 0.021406 | 0.021588 | 0.021756 | 0.021915 | 0.022077 | 0.02226 | 0.022476 | 0.022716 | 0.022937
Scenario 6: Aggressive Fuel Sub Phase In | PG&E | Ind | WholeBlg | Ind - All Other Industrial | Electric Demand (MW) | Energy Efficiency | 0.064882 | 0.13016 | 0.19553 | 0.26104 | 0.32652 | 0.3355 | 0.34418 | 0.35295 | 0.3616 | 0.37038 | 0.37903 | 0.38594 | 0.38629
Scenario 6: Aggressive Fuel Sub Phase In | PG&E | Ind | WholeBlg | Ind - All Other Industrial | Electric Energy (GWh/year) | Energy Efficiency | 0.47135 | 0.9456 | 1.4205 | 1.8963 | 2.372 | 2.4468 | 2.5195 | 2.5928 | 2.6652 | 2.7386 | 2.8111 | 2.8689 | 2.8714
Scenario 6: Aggressive Fuel Sub Phase In | PG&E | Ind | WholeBlg | Ind - All Other Industrial | Gas Energy (MMTherm/year) | Energy Efficiency | 0.011597 | 0.023242 | 0.034924 | 0.046639 | 0.05838 | 0.063332 | 0.06827 | 0.073205 | 0.078143 | 0.083093 | 0.088065 | 0.092034 | 0.092266
Scenario 6: Aggressive Fuel Sub Phase In | PG&E | Ind | WholeBlg | Ind - Chemicals | Electric Demand (MW) | Energy Efficiency | 0.27072 | 0.54547 | 0.82276 | 1.1026 | 1.3842 | 1.4316 | 1.477 | 1.522 | 1.5658 | 1.6098 | 1.6529 | 1.6884 | 1.6963
Scenario 6: Aggressive Fuel Sub Phase In | PG&E | Ind | WholeBlg | Ind - Chemicals | Electric Energy (GWh/year) | Energy Efficiency | 1.9667 | 3.9627 | 5.977 | 8.0099 | 10.0552 | 10.4396 | 10.8099 | 11.1774 | 11.5372 | 11.8978 | 12.2522 | 12.5437 | 12.6031
Scenario 6: Aggressive Fuel Sub Phase In | PG&E | Ind | WholeBlg | Ind - Chemicals | Gas Energy (MMTherm/year) | Energy Efficiency | 0.38695 | 0.77653 | 1.1684 | 1.5623 | 1.9579 | 2.1278 | 2.2972 | 2.4659 | 2.6344 | 2.8026 | 2.9708 | 3.1047 | 3.1129
Scenario 6: Aggressive Fuel Sub Phase In | PG&E | Ind | WholeBlg | Ind - Electronics | Electric Demand (MW) | Energy Efficiency | 0.52545 | 1.0562 | 1.5898 | 2.1266 | 2.6652 | 2.7484 | 2.8292 | 2.9109 | 2.9918 | 3.0739 | 3.155 | 3.2217 | 3.2349
Scenario 6: Aggressive Fuel Sub Phase In | PG&E | Ind | WholeBlg | Ind - Electronics | Electric Energy (GWh/year) | Energy Efficiency | 3.8173 | 7.6731 | 11.5496 | 15.4491 | 19.3617 | 20.0428 | 20.7082 | 21.3804 | 22.0469 | 22.7224 | 23.3904 | 23.9384 | 24.0369
Scenario 6: Aggressive Fuel Sub Phase In | PG&E | Ind | WholeBlg | Ind - Electronics | Gas Energy (MMTherm/year) | Energy Efficiency | 0.049928 | 0.10005 | 0.15035 | 0.20081 | 0.25142 | 0.27286 | 0.2943 | 0.31575 | 0.33722 | 0.35872 | 0.38025 | 0.39738 | 0.39832
Scenario 6: Aggressive Fuel Sub Phase In | PG&E | Ind | WholeBlg | Ind - Fabricated Metals | Electric Demand (MW) | Energy Efficiency | 0.1034 | 0.20835 | 0.31432 | 0.42103 | 0.52804 | 0.54519 | 0.56112 | 0.57646 | 0.59117 | 0.60578 | 0.62 | 0.63129 | 0.63192
Scenario 6: Aggressive Fuel Sub Phase In | PG&E | Ind | WholeBlg | Ind - Fabricated Metals | Electric Energy (GWh/year) | Energy Efficiency | 0.75118 | 1.5136 | 2.2834 | 3.0586 | 3.8359 | 3.9758 | 4.1069 | 4.2339 | 4.3564 | 4.4783 | 4.5973 | 4.6919 | 4.6969
Scenario 6: Aggressive Fuel Sub Phase In | PG&E | Ind | WholeBlg | Ind - Fabricated Metals | Gas Energy (MMTherm/year) | Energy Efficiency | 0.027211 | 0.054786 | 0.082698 | 0.11082 | 0.13911 | 0.1515 | 0.16373 | 0.17579 | 0.18777 | 0.19969 | 0.21159 | 0.22107 | 0.22166
Scenario 6: Aggressive Fuel Sub Phase In | PG&E | Ind | WholeBlg | Ind - Food | Electric Demand (MW) | Energy Efficiency | 0.63332 | 1.2706 | 1.9086 | 2.5479 | 3.1865 | 3.2735 | 3.3571 | 3.4412 | 3.5238 | 3.6074 | 3.6892 | 3.7534 | 3.7529
Scenario 6: Aggressive Fuel Sub Phase In | PG&E | Ind | WholeBlg | Ind - Food | Electric Energy (GWh/year) | Energy Efficiency | 4.6009 | 9.2302 | 13.8654 | 18.5092 | 23.1487 | 23.8735 | 24.5748 | 25.2795 | 25.9733 | 26.674 | 27.3624 | 27.9024 | 27.8989
Scenario 6: Aggressive Fuel Sub Phase In | PG&E | Ind | WholeBlg | Ind - Food | Gas Energy (MMTherm/year) | Energy Efficiency | 0.73435 | 1.4711 | 2.2095 | 2.949 | 3.689 | 3.9982 | 4.306 | 4.6126 | 4.9184 | 5.2237 | 5.5287 | 5.7679 | 5.7684
Scenario 6: Aggressive Fuel Sub Phase In | PG&E | Ind | WholeBlg | Ind - Industrial Machinery | Electric Demand (MW) | Energy Efficiency | 0.093429 | 0.1883 | 0.28417 | 0.38074 | 0.47754 | 0.49313 | 0.50767 | 0.52168 | 0.5352 | 0.54881 | 0.56218 | 0.57296 | 0.57413
Scenario 6: Aggressive Fuel Sub Phase In | PG&E | Ind | WholeBlg | Ind - Industrial Machinery | Electric Energy (GWh/year) | Energy Efficiency | 0.67874 | 1.3679 | 2.0644 | 2.7659 | 3.4691 | 3.5961 | 3.7156 | 3.8315 | 3.944 | 4.057 | 4.1684 | 4.258 | 4.267
Scenario 6: Aggressive Fuel Sub Phase In | PG&E | Ind | WholeBlg | Ind - Industrial Machinery | Gas Energy (MMTherm/year) | Energy Efficiency | 0.01383 | 0.02792 | 0.042269 | 0.056779 | 0.071395 | 0.077961 | 0.084436 | 0.090818 | 0.097166 | 0.10352 | 0.10989 | 0.11505 | 0.11571
Scenario 6: Aggressive Fuel Sub Phase In | PG&E | Ind | WholeBlg | Ind - Lumber & Furniture | Electric Demand (MW) | Energy Efficiency | 0.079637 | 0.15963 | 0.23963 | 0.31972 | 0.3997 | 0.41027 | 0.42048 | 0.43079 | 0.44092 | 0.45116 | 0.46117 | 0.46896 | 0.46863
Scenario 6: Aggressive Fuel Sub Phase In | PG&E | Ind | WholeBlg | Ind - Lumber & Furniture | Electric Energy (GWh/year) | Energy Efficiency | 0.57854 | 1.1597 | 1.7409 | 2.3226 | 2.9037 | 2.9921 | 3.0781 | 3.1648 | 3.2501 | 3.3362 | 3.4206 | 3.4865 | 3.4841
Scenario 6: Aggressive Fuel Sub Phase In | PG&E | Ind | WholeBlg | Ind - Lumber & Furniture | Gas Energy (MMTherm/year) | Energy Efficiency | 0.0076642 | 0.015363 | 0.023088 | 0.030837 | 0.038606 | 0.041881 | 0.045128 | 0.048353 | 0.051563 | 0.05476 | 0.057959 | 0.060484 | 0.060525
Scenario 6: Aggressive Fuel Sub Phase In | PG&E | Ind | WholeBlg | Ind - Paper | Electric Demand (MW) | Energy Efficiency | 0.034954 | 0.070042 | 0.10514 | 0.14034 | 0.17554 | 0.18029 | 0.18497 | 0.18979 | 0.19463 | 0.19968 | 0.20487 | 0.20932 | 0.21041
Scenario 6: Aggressive Fuel Sub Phase In | PG&E | Ind | WholeBlg | Ind - Paper | Electric Energy (GWh/year) | Energy Efficiency | 0.25393 | 0.50883 | 0.76382 | 1.0195 | 1.2752 | 1.3149 | 1.3541 | 1.3942 | 1.4345 | 1.4764 | 1.5192 | 1.5556 | 1.5636
Scenario 6: Aggressive Fuel Sub Phase In | PG&E | Ind | WholeBlg | Ind - Paper | Gas Energy (MMTherm/year) | Energy Efficiency | 0.025705 | 0.051574 | 0.077623 | 0.10386 | 0.13027 | 0.14171 | 0.15318 | 0.16468 | 0.17624 | 0.18789 | 0.19969 | 0.20935 | 0.21081
Scenario 6: Aggressive Fuel Sub Phase In | PG&E | Ind | WholeBlg | Ind - Petroleum | Electric Demand (MW) | Energy Efficiency | 0.50195 | 1.0059 | 1.5097 | 2.0138 | 2.5171 | 2.5827 | 2.6463 | 2.7108 | 2.7742 | 2.8383 | 2.901 | 2.9497 | 2.947
Scenario 6: Aggressive Fuel Sub Phase In | PG&E | Ind | WholeBlg | Ind - Petroleum | Electric Energy (GWh/year) | Energy Efficiency | 3.6465 | 7.3075 | 10.9672 | 14.6294 | 18.2852 | 18.8358 | 19.3723 | 19.9144 | 20.4491 | 20.9891 | 21.5186 | 21.9299 | 21.9102
Scenario 6: Aggressive Fuel Sub Phase In | PG&E | Ind | WholeBlg | Ind - Petroleum | Gas Energy (MMTherm/year) | Energy Efficiency | 1.1016 | 2.2064 | 3.314 | 4.4243 | 5.5363 | 6.0022 | 6.4658 | 6.9268 | 7.3858 | 7.8432 | 8.2994 | 8.6563 | 8.6545
Scenario 6: Aggressive Fuel Sub Phase In | PG&E | Ind | WholeBlg | Ind - Plastics | Electric Demand (MW) | Energy Efficiency | 0.097656 | 0.19607 | 0.29479 | 0.39388 | 0.49309 | 0.50742 | 0.52125 | 0.53511 | 0.54868 | 0.56234 | 0.57565 | 0.58622 | 0.5868
Scenario 6: Aggressive Fuel Sub Phase In | PG&E | Ind | WholeBlg | Ind - Plastics | Electric Energy (GWh/year) | Energy Efficiency | 0.70944 | 1.4244 | 2.1415 | 2.8614 | 3.5821 | 3.7005 | 3.8154 | 3.9307 | 4.0438 | 4.1576 | 4.2689 | 4.3572 | 4.3616
Scenario 6: Aggressive Fuel Sub Phase In | PG&E | Ind | WholeBlg | Ind - Plastics | Gas Energy (MMTherm/year) | Energy Efficiency | 0.010097 | 0.020785 | 0.032034 | 0.043807 | 0.056092 | 0.062907 | 0.069753 | 0.076576 | 0.083419 | 0.090297 | 0.097244 | 0.10339 | 0.10634
Scenario 6: Aggressive Fuel Sub Phase In | PG&E | Ind | WholeBlg | Ind - Primary Metals | Electric Demand (MW) | Energy Efficiency | 0.055326 | 0.11173 | 0.16896 | 0.22696 | 0.2855 | 0.29637 | 0.30684 | 0.31724 | 0.32745 | 0.33778 | 0.34799 | 0.35669 | 0.35971
Scenario 6: Aggressive Fuel Sub Phase In | PG&E | Ind | WholeBlg | Ind - Primary Metals | Electric Energy (GWh/year) | Energy Efficiency | 0.40193 | 0.81168 | 1.2274 | 1.6488 | 2.074 | 2.1611 | 2.2455 | 2.3294 | 2.4122 | 2.4957 | 2.5786 | 2.6488 | 2.6714
Scenario 6: Aggressive Fuel Sub Phase In | PG&E | Ind | WholeBlg | Ind - Primary Metals | Gas Energy (MMTherm/year) | Energy Efficiency | 0.038596 | 0.077383 | 0.11636 | 0.15548 | 0.19473 | 0.21141 | 0.22807 | 0.2447 | 0.26132 | 0.27795 | 0.29458 | 0.30779 | 0.30846
Scenario 6: Aggressive Fuel Sub Phase In | PG&E | Ind | WholeBlg | Ind - Printing & Publishing | Electric Demand (MW) | Energy Efficiency | 0.056602 | 0.11344 | 0.17026 | 0.22713 | 0.2839 | 0.2913 | 0.29845 | 0.30568 | 0.31278 | 0.31997 | 0.32702 | 0.3325 | 0.33221
Scenario 6: Aggressive Fuel Sub Phase In | PG&E | Ind | WholeBlg | Ind - Printing & Publishing | Electric Energy (GWh/year) | Energy Efficiency | 0.4112 | 0.8241 | 1.2369 | 1.65 | 2.0624 | 2.1245 | 2.1848 | 2.2456 | 2.3056 | 2.3662 | 2.4257 | 2.472 | 2.4699
Scenario 6: Aggressive Fuel Sub Phase In | PG&E | Ind | WholeBlg | Ind - Printing & Publishing | Gas Energy (MMTherm/year) | Energy Efficiency | 0.0080454 | 0.016145 | 0.024292 | 0.032486 | 0.040713 | 0.044235 | 0.047736 | 0.051224 | 0.054705 | 0.058189 | 0.061687 | 0.064484 | 0.064678
Scenario 6: Aggressive Fuel Sub Phase In | PG&E | Ind | WholeBlg | Ind - Stone-Glass-Clay | Electric Demand (MW) | Energy Efficiency | 0.18133 | 0.36572 | 0.55191 | 0.73978 | 0.9287 | 0.96066 | 0.99076 | 1.0204 | 1.0492 | 1.0779 | 1.1061 | 1.1293 | 1.134
Scenario 6: Aggressive Fuel Sub Phase In | PG&E | Ind | WholeBlg | Ind - Stone-Glass-Clay | Electric Energy (GWh/year) | Energy Efficiency | 1.3173 | 2.6568 | 4.0094 | 5.3742 | 6.7466 | 7.0054 | 7.2512 | 7.4939 | 7.7306 | 7.9671 | 8.1995 | 8.3905 | 8.4261
Scenario 6: Aggressive Fuel Sub Phase In | PG&E | Ind | WholeBlg | Ind - Stone-Glass-Clay | Gas Energy (MMTherm/year) | Energy Efficiency | 0.30835 | 0.62093 | 0.93692 | 1.2558 | 1.5772 | 1.7197 | 1.8614 | 2.0026 | 2.1435 | 2.2844 | 2.4256 | 2.5398 | 2.554
Scenario 6: Aggressive Fuel Sub Phase In | PG&E | Ind | WholeBlg | Ind - Textiles | Electric Demand (MW) | Energy Efficiency | 0.0037419 | 0.0075002 | 0.011256 | 0.015001 | 0.018721 | 0.019155 | 0.019549 | 0.019925 | 0.020281 | 0.02064 | 0.020991 | 0.021241 | 0.021115
Scenario 6: Aggressive Fuel Sub Phase In | PG&E | Ind | WholeBlg | Ind - Textiles | Electric Energy (GWh/year) | Energy Efficiency | 0.027184 | 0.054486 | 0.081768 | 0.10898 | 0.136 | 0.1397 | 0.14312 | 0.1464 | 0.14954 | 0.15269 | 0.15578 | 0.15802 | 0.15709
Scenario 6: Aggressive Fuel Sub Phase In | PG&E | Ind | WholeBlg | Ind - Textiles | Gas Energy (MMTherm/year) | Energy Efficiency | 0.00099146 | 0.0019838 | 0.002977 | 0.0039701 | 0.0049624 | 0.0053714 | 0.005778 | 0.0061822 | 0.0065845 | 0.0069854 | 0.0073853 | 0.0076959 | 0.0076841
Scenario 6: Aggressive Fuel Sub Phase In | PG&E | Ind | WholeBlg | Ind - Transportation Equipment | Electric Demand (MW) | Energy Efficiency | 0.091891 | 0.1849 | 0.27911 | 0.3741 | 0.46934 | 0.48472 | 0.49948 | 0.51377 | 0.52779 | 0.54221 | 0.55669 | 0.5687 | 0.57124
Scenario 6: Aggressive Fuel Sub Phase In | PG&E | Ind | WholeBlg | Ind - Transportation Equipment | Electric Energy (GWh/year) | Energy Efficiency | 0.66756 | 1.3432 | 2.0277 | 2.7177 | 3.4095 | 3.5348 | 3.6557 | 3.7733 | 3.8891 | 4.0079 | 4.1271 | 4.2255 | 4.2445
Scenario 6: Aggressive Fuel Sub Phase In | PG&E | Ind | WholeBlg | Ind - Transportation Equipment | Gas Energy (MMTherm/year) | Energy Efficiency | 0.028305 | 0.056583 | 0.084835 | 0.11306 | 0.14124 | 0.15277 | 0.16427 | 0.17574 | 0.18717 | 0.19857 | 0.20995 | 0.21877 | 0.21839
Scenario 6: Aggressive Fuel Sub Phase In | PG&E | Res | AppPlug | Res - Multi Family | Electric Demand (MW) | Energy Efficiency | 0 | 0 | 0.005634 | 0.011977 | 0.018361 | 0.024776 | 0.031219 | 0.037606 | 0.044008 | 0.050426 | 0.056861 | 0.063319 | 0.069756
Scenario 6: Aggressive Fuel Sub Phase In | PG&E | Res | AppPlug | Res - Multi Family | Electric Energy (GWh/year) | Energy Efficiency | 0 | 0 | 0.03537 | 0.075192 | 0.11527 | 0.15554 | 0.19599 | 0.23608 | 0.27628 | 0.31657 | 0.35697 | 0.39751 | 0.43792
Scenario 6: Aggressive Fuel Sub Phase In | PG&E | Res | AppPlug | Res - Multi Family | Electric Energy (GWh/year) | Fuel Substitution | -1.1672e-05 | -2.4437e-05 | -3.8325e-05 | -5.3356e-05 | -6.9545e-05 | -8.6905e-05 | -8.6905e-05 | -8.6905e-05 | -8.6905e-05 | -8.6905e-05 | -8.6905e-05 | -8.6905e-05 | -8.6905e-05
Scenario 6: Aggressive Fuel Sub Phase In | PG&E | Res | AppPlug | Res - Multi Family | Gas Energy (MMTherm/year) | Energy Efficiency | 0 | 0 | 0.004051 | 0.0086119 | 0.013202 | 0.017814 | 0.022447 | 0.027039 | 0.031643 | 0.036257 | 0.040884 | 0.045528 | 0.050156
Scenario 6: Aggressive Fuel Sub Phase In | PG&E | Res | AppPlug | Res - Multi Family | Gas Energy (MMTherm/year) | Fuel Substitution | 2.3766e-06 | 4.976e-06 | 7.8039e-06 | 1.0865e-05 | 1.4161e-05 | 1.7696e-05 | 1.7696e-05 | 1.7696e-05 | 1.7696e-05 | 1.7696e-05 | 1.7696e-05 | 1.7696e-05 | 1.7696e-05
Scenario 6: Aggressive Fuel Sub Phase In | PG&E | Res | AppPlug | Res - Single Family | Electric Demand (MW) | Energy Efficiency | 0 | 0 | 0 | 0 | 0 | 0 | 0 | 0 | 0 | 0 | 0 | 0.014097 | 0.029077
Scenario 6: Aggressive Fuel Sub Phase In | PG&E | Res | AppPlug | Res - Single Family | Electric Energy (GWh/year) | Energy Efficiency | 0 | 0 | 0 | 0 | 0 | 0 | 0 | 0 | 0 | 0 | 0 | 0.080899 | 0.16686
Scenario 6: Aggressive Fuel Sub Phase In | PG&E | Res | AppPlug | Res - Single Family | Electric Energy (GWh/year) | Fuel Substitution | -7.1589e-05 | -0.00014958 | -0.00023406 | -0.00032512 | -0.00042283 | -0.00052725 | -0.00052725 | -0.00052725 | -0.00052725 | -0.00052725 | -0.00052725 | -0.00052725 | -0.00052725
Scenario 6: Aggressive Fuel Sub Phase In | PG&E | Res | AppPlug | Res - Single Family | Gas Energy (MMTherm/year) | Energy Efficiency | 0 | 0 | 0 | 0 | 0 | 0 | 0 | 0 | 0 | 0 | 0 | 0.012131 | 0.025021
Scenario 6: Aggressive Fuel Sub Phase In | PG&E | Res | AppPlug | Res - Single Family | Gas Energy (MMTherm/year) | Fuel Substitution | 1.4602e-05 | 3.051e-05 | 4.7742e-05 | 6.6315e-05 | 8.6244e-05 | 0.00010754 | 0.00010754 | 0.00010754 | 0.00010754 | 0.00010754 | 0.00010754 | 0.00010754 | 0.00010754
Scenario 6: Aggressive Fuel Sub Phase In | PG&E | Res | BROs | Income Qualified - Multi Family IQ | Electric Demand (MW) | Energy Efficiency | 1.623 | 1.6709 | 1.7214 | 1.7831 | 1.8478 | 1.9187 | 1.982 | 2.0541 | 2.1245 | 2.1955 | 2.2587 | 1.8609 | 1.8945
Scenario 6: Aggressive Fuel Sub Phase In | PG&E | Res | BROs | Income Qualified - Multi Family IQ | Electric Energy (GWh/year) | Energy Efficiency | 10.6811 | 10.9986 | 11.335 | 11.7479 | 12.1836 | 12.6629 | 13.0969 | 13.5941 | 14.086 | 14.5894 | 15.0493 | 13.6623 | 14.0609
Scenario 6: Aggressive Fuel Sub Phase In | PG&E | Res | BROs | Income Qualified - Multi Family IQ | Gas Energy (MMTherm/year) | Energy Efficiency | 0.33747 | 0.3416 | 0.34653 | 0.35218 | 0.35848 | 0.36518 | 0.37096 | 0.37786 | 0.38531 | 0.3932 | 0.40185 | 0.37716 | 0.38512
Scenario 6: Aggressive Fuel Sub Phase In | PG&E | Res | BROs | Income Qualified - Single Family IQ | Electric Demand (MW) | Energy Efficiency | 6.1031 | 6.2502 | 6.4032 | 6.6001 | 6.8056 | 7.0298 | 7.2345 | 7.464 | 7.6846 | 7.9 | 8.0855 | 6.766 | 6.8634
Scenario 6: Aggressive Fuel Sub Phase In | PG&E | Res | BROs | Income Qualified - Single Family IQ | Electric Energy (GWh/year) | Energy Efficiency | 40.3232 | 41.3154 | 42.3541 | 43.6939 | 45.1022 | 46.649 | 48.0842 | 49.705 | 51.2902 | 52.8685 | 54.2785 | 49.6746 | 50.9392
Scenario 6: Aggressive Fuel Sub Phase In | PG&E | Res | BROs | Income Qualified - Single Family IQ | Gas Energy (MMTherm/year) | Energy Efficiency | 1.1712 | 1.1841 | 1.1994 | 1.2169 | 1.2365 | 1.2571 | 1.2757 | 1.2974 | 1.3208 | 1.3447 | 1.371 | 1.2945 | 1.3191
Scenario 6: Aggressive Fuel Sub Phase In | PG&E | Res | BROs | Res - Multi Family | Electric Demand (MW) | Energy Efficiency | 14.4651 | 14.8265 | 15.2033 | 15.6855 | 16.1896 | 16.74 | 17.2452 | 17.8118 | 18.3592 | 18.8969 | 19.3653 | 19.9455 | 20.5435
Scenario 6: Aggressive Fuel Sub Phase In | PG&E | Res | BROs | Res - Multi Family | Electric Energy (GWh/year) | Energy Efficiency | 95.1952 | 97.5953 | 100.1119 | 103.3436 | 106.7446 | 110.4812 | 113.9553 | 117.88 | 121.7288 | 125.5728 | 129.0254 | 133.3031 | 137.7944
Scenario 6: Aggressive Fuel Sub Phase In | PG&E | Res | BROs | Res - Multi Family | Gas Energy (MMTherm/year) | Energy Efficiency | 4.0162 | 4.0618 | 4.1158 | 4.1776 | 4.2467 | 4.3194 | 4.3851 | 4.4616 | 4.5442 | 4.6287 | 4.7217 | 4.8246 | 4.9387
Scenario 6: Aggressive Fuel Sub Phase In | PG&E | Res | BROs | Res - Single Family | Electric Demand (MW) | Energy Efficiency | 3.7579 | 3.8667 | 3.9812 | 4.1214 | 4.2681 | 4.4286 | 4.571 | 4.7333 | 4.891 | 5.0499 | 5.1903 | 5.3602 | 5.5342
Scenario 6: Aggressive Fuel Sub Phase In | PG&E | Res | BROs | Res - Single Family | Electric Energy (GWh/year) | Energy Efficiency | 24.8286 | 25.5597 | 26.3341 | 27.2841 | 28.2858 | 29.3876 | 30.3811 | 31.5201 | 32.6449 | 33.7953 | 34.8429 | 36.1128 | 37.4389
Scenario 6: Aggressive Fuel Sub Phase In | PG&E | Res | BROs | Res - Single Family | Gas Energy (MMTherm/year) | Energy Efficiency | 0.99461 | 1.0065 | 1.0208 | 1.0372 | 1.0555 | 1.075 | 1.0917 | 1.1116 | 1.1332 | 1.1561 | 1.1812 | 1.2088 | 1.2395
Scenario 6: Aggressive Fuel Sub Phase In | PG&E | Res | BldgEnv | Res - Single Family | Electric Demand (MW) | Energy Efficiency | 0.015015 | 0.032388 | 0.050605 | 0.068728 | 0.086318 | 0.10319 | 0.11924 | 0.1285 | 0.13712 | 0.13168 | 0.12646 | 0.12146 | 0.11667
Scenario 6: Aggressive Fuel Sub Phase In | PG&E | Res | BldgEnv | Res - Single Family | Electric Energy (GWh/year) | Energy Efficiency | -0.0047044 | -0.0092285 | -0.013577 | -0.017755 | -0.021768 | -0.02562 | -0.029314 | -0.02813 | -0.026976 | -0.022625 | -0.018452 | -0.014452 | -0.01062
Scenario 6: Aggressive Fuel Sub Phase In | PG&E | Res | BldgEnv | Res - Single Family | Gas Energy (MMTherm/year) | Energy Efficiency | 0.002649 | 0.0057634 | 0.0090507 | 0.01233 | 0.015515 | 0.018572 | 0.02148 | 0.023334 | 0.025067 | 0.024244 | 0.023455 | 0.0227 | 0.021976
Scenario 6: Aggressive Fuel Sub Phase In | PG&E | Res | HVAC | Res - Multi Family | Electric Demand (MW) | Energy Efficiency | 0.013926 | 0.029253 | 0.98786 | 1.0055 | 0.082172 | 0.10165 | 0.12193 | 0.14169 | 0.1621 | 0.18316 | 0.20485 | 0.22717 | 0.24962
Scenario 6: Aggressive Fuel Sub Phase In | PG&E | Res | HVAC | Res - Multi Family | Electric Demand (MW) | Fuel Substitution | 0 | 0 | 0 | 0 | 2.7633e-05 | 5.7022e-05 | 8.8006e-05 | 0.0001204 | 0.00015461 | 0.00019034 | 0.00022721 | 0.00026495 | 0.00030337
Scenario 6: Aggressive Fuel Sub Phase In | PG&E | Res | HVAC | Res - Multi Family | Electric Energy (GWh/year) | Energy Efficiency | 0.10847 | 0.22798 | 1.0691 | 1.2069 | 0.64057 | 0.79241 | 0.95054 | 1.104 | 1.2625 | 1.4261 | 1.5945 | 1.7835 | 1.9694
Scenario 6: Aggressive Fuel Sub Phase In | PG&E | Res | HVAC | Res - Multi Family | Electric Energy (GWh/year) | Fuel Substitution | -0.00010227 | -0.0002402 | -0.0003852 | -0.00053695 | -0.0003286 | -0.00010699 | 0.00012665 | 0.00037096 | 0.00062894 | 0.00089844 | 0.0011765 | 0.0014612 | 0.001751
Scenario 6: Aggressive Fuel Sub Phase In | PG&E | Res | HVAC | Res - Multi Family | Gas Energy (MMTherm/year) | Energy Efficiency | 0 | 0 | 0 | 3.4739e-07 | 7.6111e-07 | 1.1915e-06 | 1.1915e-06 | 1.1915e-06 | 1.1915e-06 | 1.1915e-06 | 1.1915e-06 | 0.0023651 | 0.0041114
Scenario 6: Aggressive Fuel Sub Phase In | PG&E | Res | HVAC | Res - Multi Family | Gas Energy (MMTherm/year) | Fuel Substitution | 2.6482e-05 | 6.3469e-05 | 0.00010237 | 0.00014309 | 0.00014309 | 0.00014309 | 0.00014309 | 0.00014309 | 0.00014309 | 0.00014309 | 0.00014309 | 0.00014309 | 0.00014309
Scenario 6: Aggressive Fuel Sub Phase In | PG&E | Res | HVAC | Res - Single Family | Electric Demand (MW) | Energy Efficiency | 0.78839 | 1.7031 | 10.4898 | 11.5639 | 4.4524 | 5.1509 | 5.8768 | 6.6277 | 6.7755 | 6.83 | 6.886 | 6.9435 | 7.0024
Scenario 6: Aggressive Fuel Sub Phase In | PG&E | Res | HVAC | Res - Single Family | Electric Demand (MW) | Fuel Substitution | 0 | 0 | 0 | 0 | 0.00057964 | 0.0011982 | 0.0018585 | 0.0025597 | 0.0026025 | 0.0026477 | 0.0026948 | 0.0027434 | 0.0027934
Scenario 6: Aggressive Fuel Sub Phase In | PG&E | Res | HVAC | Res - Single Family | Electric Energy (GWh/year) | Energy Efficiency | 0.83895 | 1.8114 | 6.5923 | 7.7286 | 4.7426 | 5.503 | 6.2928 | 7.1098 | 7.4414 | 7.7033 | 7.9725 | 8.3643 | 8.7594
Scenario 6: Aggressive Fuel Sub Phase In | PG&E | Res | HVAC | Res - Single Family | Electric Energy (GWh/year) | Fuel Substitution | -0.01033 | -0.021319 | -0.033703 | -0.046725 | -0.044184 | -0.041476 | -0.038596 | -0.035549 | -0.035347 | -0.035135 | -0.034913 | -0.034685 | -0.03445
Scenario 6: Aggressive Fuel Sub Phase In | PG&E | Res | HVAC | Res - Single Family | Gas Energy (MMTherm/year) | Energy Efficiency | 0.01447 | 0.031855 | 0.05119 | 0.071756 | 0.06753 | 0.063117 | 0.058531 | 0.053786 | 0.053142 | 0.053142 | 0.053142 | 0.067876 | 0.082163
Scenario 6: Aggressive Fuel Sub Phase In | PG&E | Res | HVAC | Res - Single Family | Gas Energy (MMTherm/year) | Fuel Substitution | 0.0014742 | 0.0030428 | 0.0048338 | 0.0067171 | 0.0067171 | 0.0067171 | 0.0067171 | 0.0067171 | 0.0067171 | 0.0067171 | 0.0067171 | 0.0067171 | 0.0067171
Scenario 6: Aggressive Fuel Sub Phase In | PG&E | Res | WaterHeat | Res - Multi Family | Electric Demand (MW) | Energy Efficiency | 0.027275 | 0.079226 | 0.13887 | 0.20194 | 0.26813 | 0.33736 | 0.4096 | 0.4823 | 0.55779 | 0.63611 | 0.71732 | 0.79884 | 0.88175
Scenario 6: Aggressive Fuel Sub Phase In | PG&E | Res | WaterHeat | Res - Multi Family | Electric Demand (MW) | Fuel Substitution | 0 | 0 | 0.0027066 | 0.0090603 | 0.020026 | 0.032322 | 0.046302 | 0.062292 | 0.080155 | 0.099876 | 0.12128 | 0.14406 | 0.16799
Scenario 6: Aggressive Fuel Sub Phase In | PG&E | Res | WaterHeat | Res - Multi Family | Electric Energy (GWh/year) | Energy Efficiency | 0.15553 | 0.45447 | 0.79767 | 1.1602 | 1.5403 | 1.9375 | 2.3515 | 2.7676 | 3.1994 | 3.6471 | 4.1111 | 4.5725 | 5.0415
Scenario 6: Aggressive Fuel Sub Phase In | PG&E | Res | WaterHeat | Res - Multi Family | Electric Energy (GWh/year) | Fuel Substitution | -2.9401 | -6.1578 | -9.6772 | -13.4527 | -17.4766 | -21.7987 | -21.7141 | -21.6175 | -21.5095 | -21.3903 | -21.2609 | -21.1232 | -20.9785
Scenario 6: Aggressive Fuel Sub Phase In | PG&E | Res | WaterHeat | Res - Multi Family | Gas Energy (MMTherm/year) | Energy Efficiency | 0.067097 | 0.13615 | 0.17445 | 0.21162 | 0.24694 | 0.2805 | 0.31236 | 0.34071 | 0.36746 | 0.39271 | 0.41667 | 0.40163 | 0.3844
Scenario 6: Aggressive Fuel Sub Phase In | PG&E | Res | WaterHeat | Res - Multi Family | Gas Energy (MMTherm/year) | Fuel Substitution | 0.2251 | 0.47151 | 0.7447 | 1.0378 | 1.3502 | 1.6859 | 1.6859 | 1.6859 | 1.6859 | 1.6859 | 1.6859 | 1.6859 | 1.6859
Scenario 6: Aggressive Fuel Sub Phase In | PG&E | Res | WaterHeat | Res - Single Family | Electric Demand (MW) | Energy Efficiency | 0.1522 | 0.31769 | 0.49742 | 0.68649 | 0.88404 | 1.0897 | 1.3032 | 1.5243 | 1.748 | 1.9787 | 2.217 | 2.461 | 2.7126
Scenario 6: Aggressive Fuel Sub Phase In | PG&E | Res | WaterHeat | Res - Single Family | Electric Demand (MW) | Fuel Substitution | 0 | 0 | 0.015847 | 0.053074 | 0.11727 | 0.18918 | 0.26959 | 0.36102 | 0.46333 | 0.57652 | 0.69946 | 0.83043 | 0.96822
Scenario 6: Aggressive Fuel Sub Phase In | PG&E | Res | WaterHeat | Res - Single Family | Electric Energy (GWh/year) | Energy Efficiency | 1.0366 | 2.163 | 3.3887 | 4.6778 | 6.0245 | 7.426 | 8.8806 | 10.387 | 11.922 | 13.5065 | 15.1434 | 16.8166 | 18.5423
Scenario 6: Aggressive Fuel Sub Phase In | PG&E | Res | WaterHeat | Res - Single Family | Electric Energy (GWh/year) | Fuel Substitution | -0.067181 | -0.16054 | -0.42552 | -0.3762 | 0.095087 | 0.62296 | 1.2132 | 1.8843 | 2.6354 | 3.4663 | 4.3688 | 5.3302 | 6.3418
Scenario 6: Aggressive Fuel Sub Phase In | PG&E | Res | WaterHeat | Res - Single Family | Gas Energy (MMTherm/year) | Energy Efficiency | 0.33738 | 0.70377 | 0.85397 | 1.0008 | 1.1405 | 1.2733 | 1.399 | 1.5176 | 1.6295 | 1.7356 | 1.8366 | 1.794 | 1.7386
Scenario 6: Aggressive Fuel Sub Phase In | PG&E | Res | WaterHeat | Res - Single Family | Gas Energy (MMTherm/year) | Fuel Substitution | 0.009099 | 0.021743 | 0.073386 | 0.10372 | 0.10372 | 0.10372 | 0.10372 | 0.10372 | 0.10372 | 0.10372 | 0.10372 | 0.10372 | 0.10372
Scenario 6: Aggressive Fuel Sub Phase In | PG&E | Res | WholeBlg | Res - Multi Family | Electric Demand (MW) | Energy Efficiency | 0 | 0 | 0.00093991 | 0.0019101 | 0.0028669 | 0.003811 | 0.24775 | 0.48108 | 0.69899 | 0.90338 | 1.0923 | 1.4107 | 1.7066
Scenario 6: Aggressive Fuel Sub Phase In | PG&E | Res | WholeBlg | Res - Multi Family | Electric Energy (GWh/year) | Energy Efficiency | 0 | 0 | 0.0090796 | 0.018452 | 0.027694 | 0.036814 | 2.1802 | 4.2303 | 6.145 | 7.9408 | 9.6006 | 12.1555 | 14.5303
Scenario 6: Aggressive Fuel Sub Phase In | PG&E | Res | WholeBlg | Res - Multi Family | Gas Energy (MMTherm/year) | Energy Efficiency | 0 | 0 | 6.7456e-05 | 0.00013708 | 0.00020575 | 0.00027351 | 0.018942 | 0.036797 | 0.053474 | 0.069115 | 0.083571 | 0.10739 | 0.12952
Scenario 6: Aggressive Fuel Sub Phase In | PG&E | Res | WholeBlg | Res - Single Family | Electric Demand (MW) | Energy Efficiency | 0 | 0 | 0.0076699 | 0.015622 | 0.023392 | 0.030994 | 0.038204 | 0.04496 | 0.051169 | 0.056941 | 0.062215 | 0.067075 | 0.698
Scenario 6: Aggressive Fuel Sub Phase In | PG&E | Res | WholeBlg | Res - Single Family | Electric Energy (GWh/year) | Energy Efficiency | 0 | 0 | 0.034337 | 0.069936 | 0.10472 | 0.13876 | 0.17103 | 0.20128 | 0.22908 | 0.25491 | 0.27852 | 0.30028 | 3.6931
Scenario 6: Aggressive Fuel Sub Phase In | PG&E | Res | WholeBlg | Res - Single Family | Gas Energy (MMTherm/year) | Energy Efficiency | 0 | 0 | 0.00019799 | 0.00040325 | 0.00060383 | 0.00080007 | 0.00098618 | 0.0011606 | 0.0013209 | 0.0014698 | 0.001606 | 0.0017314 | 0.022618
Scenario 6: Aggressive Fuel Sub Phase In | SCE | Ag | WholeBlg | Ag - Dairies, fishing, hunting | Electric Demand (MW) | Energy Efficiency | 0.042678 | 0.08561 | 0.12877 | 0.17213 | 0.2157 | 0.25945 | 0.30337 | 0.34749 | 0.37087 | 0.37256 | 0.37419 | 0.37578 | 0.37732
Scenario 6: Aggressive Fuel Sub Phase In | SCE | Ag | WholeBlg | Ag - Dairies, fishing, hunting | Electric Energy (GWh/year) | Energy Efficiency | 0.18181 | 0.3647 | 0.54855 | 0.73329 | 0.91887 | 1.1052 | 1.2924 | 1.4803 | 1.5799 | 1.5871 | 1.594 | 1.6008 | 1.6074
Scenario 6: Aggressive Fuel Sub Phase In | SCE | Ag | WholeBlg | Ag - Irrigated Agriculture, vineyards, forestry and greenhouses | Electric Demand (MW) | Energy Efficiency | 0.10273 | 0.2108 | 0.3238 | 0.44148 | 0.5637 | 0.69015 | 0.82063 | 0.95525 | 1.0437 | 1.0815 | 1.1184 | 1.1547 | 1.1906
Scenario 6: Aggressive Fuel Sub Phase In | SCE | Ag | WholeBlg | Ag - Irrigated Agriculture, vineyards, forestry and greenhouses | Electric Energy (GWh/year) | Energy Efficiency | 0.43761 | 0.89799 | 1.3794 | 1.8807 | 2.4014 | 2.94 | 3.4959 | 4.0694 | 4.4463 | 4.6073 | 4.7645 | 4.9191 | 5.0718
Scenario 6: Aggressive Fuel Sub Phase In | SCE | Ag | WholeBlg | Ag - Water pumping | Electric Demand (MW) | Energy Efficiency | 0.59452 | 1.1885 | 1.7821 | 2.375 | 2.9674 | 3.5592 | 4.1506 | 4.7417 | 5.0408 | 5.0367 | 5.0325 | 5.0281 | 5.0234
Scenario 6: Aggressive Fuel Sub Phase In | SCE | Ag | WholeBlg | Ag - Water pumping | Electric Energy (GWh/year) | Energy Efficiency | 2.5326 | 5.0632 | 7.5915 | 10.1174 | 12.6409 | 15.1622 | 17.6816 | 20.1994 | 21.4738 | 21.4562 | 21.4381 | 21.4194 | 21.3997
Scenario 6: Aggressive Fuel Sub Phase In | SCE | Com | BROs | Com - Lodging | Electric Energy (GWh/year) | Energy Efficiency | 0.024629 | 0.075049 | 0.12786 | 0.1837 | 0.24339 | 0.3069 | 0.37469 | 0.4464 | 0.52142 | 0.60058 | 0.68322 | 0.76716 | 0.84977
Scenario 6: Aggressive Fuel Sub Phase In | SCE | Com | BROs | Com - Other | Electric Energy (GWh/year) | Energy Efficiency | 0.039575 | 0.12025 | 0.20412 | 0.29214 | 0.38552 | 0.48417 | 0.58908 | 0.69953 | 0.81427 | 0.93457 | 1.0593 | 1.1855 | 1.3193
Scenario 6: Aggressive Fuel Sub Phase In | SCE | Com | BROs | Com - Retail | Electric Demand (MW) | Energy Efficiency | 0.0073178 | 0.022189 | 0.037579 | 0.053618 | 0.070487 | 0.0882 | 0.10692 | 0.12652 | 0.14672 | 0.16773 | 0.18929 | 0.21088 | 0.23333
Scenario 6: Aggressive Fuel Sub Phase In | SCE | Com | BROs | Com - Retail | Electric Energy (GWh/year) | Energy Efficiency | 0.079116 | 0.23989 | 0.40628 | 0.57969 | 0.76207 | 0.95357 | 1.156 | 1.3678 | 1.5863 | 1.8134 | 2.0465 | 2.2799 | 2.5227
Scenario 6: Aggressive Fuel Sub Phase In | SCE | Com | BldgEnv | Com - College | Electric Demand (MW) | Energy Efficiency | 0.0014447 | 0.0029746 | 0.004543 | 0.0060953 | 0.0075732 | 0.0089285 | 0.010122 | 0.0097247 | 0.0083085 | 0.0067855 | 0.0052829 | 0.003857 | 0.0025579
Scenario 6: Aggressive Fuel Sub Phase In | SCE | Com | BldgEnv | Com - College | Electric Energy (GWh/year) | Energy Efficiency | 0.000493 | 0.0010151 | 0.0015503 | 0.00208 | 0.0025842 | 0.0030464 | 0.0034535 | 0.0033169 | 0.0028322 | 0.002312 | 0.0017987 | 0.0013116 | 0.00086788
Scenario 6: Aggressive Fuel Sub Phase In | SCE | Com | BldgEnv | Com - College | Gas Energy (MMTherm/year) | Energy Efficiency | 0.001571 | 0.0032348 | 0.0049403 | 0.0066274 | 0.0082331 | 0.0097044 | 0.010999 | 0.010556 | 0.0090013 | 0.0073394 | 0.0056997 | 0.0041437 | 0.0027262
Scenario 6: Aggressive Fuel Sub Phase In | SCE | Com | BldgEnv | Com - Grocery | Electric Demand (MW) | Energy Efficiency | 0.0001349 | 0.00027651 | 0.00042277 | 0.000563 | 0.00071135 | 0.00086678 | 0.0010279 | 0.0011633 | 0.0013061 | 0.0012776 | 0.0012628 | 0.0012488 | 0.0012355
Scenario 6: Aggressive Fuel Sub Phase In | SCE | Com | BldgEnv | Com - Grocery | Electric Energy (GWh/year) | Energy Efficiency | 4.4433e-05 | 9.1073e-05 | 0.00013925 | 0.00018544 | 0.0002343 | 0.00028549 | 0.00033858 | 0.00038316 | 0.0004302 | 0.00042081 | 0.00041595 | 0.00041133 | 0.00040695
Scenario 6: Aggressive Fuel Sub Phase In | SCE | Com | BldgEnv | Com - Grocery | Gas Energy (MMTherm/year) | Energy Efficiency | 9.3978e-05 | 0.00019263 | 0.00029452 | 0.00039222 | 0.00049557 | 0.00060386 | 0.00071614 | 0.00081046 | 0.00090995 | 0.0008901 | 0.00087983 | 0.00087006 | 0.00086079
Scenario 6: Aggressive Fuel Sub Phase In | SCE | Com | BldgEnv | Com - Health | Electric Demand (MW) | Energy Efficiency | 0.0027372 | 0.0051685 | 0.0055853 | 0.0059402 | 0.0062348 | 0.0064715 | 0.0066583 | 0.0041625 | 0.0019817 | 0.0016739 | 0.0014321 | 0.0012569 | 0.0011444
Scenario 6: Aggressive Fuel Sub Phase In | SCE | Com | BldgEnv | Com - Health | Electric Energy (GWh/year) | Energy Efficiency | 0.0012638 | 0.0023863 | 0.0025485 | 0.0026893 | 0.0028093 | 0.0029094 | 0.0029923 | 0.0018399 | 0.00083301 | 0.00072114 | 0.00063263 | 0.00056772 | 0.00052503
Scenario 6: Aggressive Fuel Sub Phase In | SCE | Com | BldgEnv | Com - Health | Gas Energy (MMTherm/year) | Energy Efficiency | 0.0021648 | 0.0040877 | 0.0042921 | 0.0044771 | 0.004644 | 0.0047929 | 0.0049268 | 0.0029529 | 0.0012281 | 0.0011098 | 0.0010143 | 0.00094188 | 0.0008912
Scenario 6: Aggressive Fuel Sub Phase In | SCE | Com | BldgEnv | Com - Lodging | Electric Demand (MW) | Energy Efficiency | 0.00012181 | 0.00026953 | 0.00044828 | 0.0006641 | 0.00092411 | 0.0012365 | 0.0016108 | 0.001937 | 0.0017952 | 0.0016182 | 0.0014043 | 0.0011465 | 0.00083651
Scenario 6: Aggressive Fuel Sub Phase In | SCE | Com | BldgEnv | Com - Lodging | Electric Energy (GWh/year) | Energy Efficiency | 7.6281e-05 | 0.00016877 | 0.00028069 | 0.00041581 | 0.00057858 | 0.00077415 | 0.0010084 | 0.0012126 | 0.001124 | 0.0010132 | 0.00087929 | 0.00071793 | 0.00052394
Scenario 6: Aggressive Fuel Sub Phase In | SCE | Com | BldgEnv | Com - Lodging | Gas Energy (MMTherm/year) | Energy Efficiency | 4.829e-05 | 0.00010691 | 0.00017789 | 0.00026368 | 0.00036708 | 0.00049141 | 0.00064042 | 0.00077031 | 0.00071267 | 0.00064195 | 0.00055648 | 0.00045341 | 0.00032948
Scenario 6: Aggressive Fuel Sub Phase In | SCE | Com | BldgEnv | Com - Office (Large) | Electric Demand (MW) | Energy Efficiency | 0.0032079 | 0.0065191 | 0.0099089 | 0.013375 | 0.016937 | 0.020583 | 0.024278 | 0.027706 | 0.031155 | 0.030873 | 0.030606 | 0.030351 | 0.03011
Scenario 6: Aggressive Fuel Sub Phase In | SCE | Com | BldgEnv | Com - Office (Large) | Electric Energy (GWh/year) | Energy Efficiency | 0.0010874 | 0.0022097 | 0.0033587 | 0.0045336 | 0.005741 | 0.0069768 | 0.0082291 | 0.0093913 | 0.01056 | 0.010465 | 0.010374 | 0.010288 | 0.010206
Scenario 6: Aggressive Fuel Sub Phase In | SCE | Com | BldgEnv | Com - Office (Large) | Gas Energy (MMTherm/year) | Energy Efficiency | 0.0009075 | 0.0018442 | 0.0028031 | 0.0037837 | 0.0047914 | 0.0058228 | 0.006868 | 0.0078379 | 0.0088137 | 0.0087339 | 0.0086582 | 0.0085862 | 0.0085179
Scenario 6: Aggressive Fuel Sub Phase In | SCE | Com | BldgEnv | Com - Office (Small) | Electric Demand (MW) | Energy Efficiency | 0.00013624 | 0.00027853 | 0.00042586 | 0.00056906 | 0.00057991 | 0.002235 | 0.0023793 | 0.0025025 | 0.0026305 | 0.0026086 | 0.0025972 | 0.0025863 | 0.002576
Scenario 6: Aggressive Fuel Sub Phase In | SCE | Com | BldgEnv | Com - Office (Small) | Electric Energy (GWh/year) | Energy Efficiency | 4.4876e-05 | 9.1744e-05 | 0.00014027 | 0.00018744 | 0.00019102 | 0.00073618 | 0.0007837 | 0.00082429 | 0.00086645 | 0.00085923 | 0.00085547 | 0.00085189 | 0.0008485
Scenario 6: Aggressive Fuel Sub Phase In | SCE | Com | BldgEnv | Com - Office (Small) | Gas Energy (MMTherm/year) | Energy Efficiency | 4.4758e-05 | 9.1501e-05 | 0.0001399 | 0.00018694 | 0.00019051 | 0.00073422 | 0.00078161 | 0.00082209 | 0.00086414 | 0.00085693 | 0.00085318 | 0.00084962 | 0.00084623
Scenario 6: Aggressive Fuel Sub Phase In | SCE | Com | BldgEnv | Com - Other | Electric Demand (MW) | Energy Efficiency | 0.0060166 | 0.011503 | 0.016287 | 0.020272 | 0.023445 | 0.025854 | 0.027596 | 0.023847 | 0.02069 | 0.016883 | 0.013943 | 0.011883 | 0.010649
Scenario 6: Aggressive Fuel Sub Phase In | SCE | Com | BldgEnv | Com - Other | Electric Energy (GWh/year) | Energy Efficiency | 0.0020539 | 0.0039263 | 0.0055583 | 0.0069174 | 0.0079984 | 0.0088182 | 0.0094101 | 0.0081251 | 0.0070427 | 0.0057421 | 0.0047376 | 0.0040336 | 0.0036122
Scenario 6: Aggressive Fuel Sub Phase In | SCE | Com | BldgEnv | Com - Other | Gas Energy (MMTherm/year) | Energy Efficiency | 0.0042384 | 0.0080271 | 0.01123 | 0.013775 | 0.01565 | 0.016896 | 0.017589 | 0.01404 | 0.010958 | 0.0080511 | 0.0058239 | 0.0042861 | 0.0033964
Scenario 6: Aggressive Fuel Sub Phase In | SCE | Com | BldgEnv | Com - Refrig. Warehouse | Electric Demand (MW) | Energy Efficiency | 2.3536e-05 | 2.5901e-05 | 2.8364e-05 | 3.0868e-05 | 3.3453e-05 | 3.6143e-05 | 3.8956e-05 | 4.1797e-05 | 4.4757e-05 | 4.4687e-05 | 4.4616e-05 | 4.4544e-05 | 4.447e-05
Scenario 6: Aggressive Fuel Sub Phase In | SCE | Com | BldgEnv | Com - Refrig. Warehouse | Electric Energy (GWh/year) | Energy Efficiency | 1.0984e-05 | 1.2087e-05 | 1.3237e-05 | 1.4405e-05 | 1.5611e-05 | 1.6867e-05 | 1.8179e-05 | 1.9505e-05 | 2.0887e-05 | 2.0854e-05 | 2.0821e-05 | 2.0787e-05 | 2.0753e-05
Scenario 6: Aggressive Fuel Sub Phase In | SCE | Com | BldgEnv | Com - Refrig. Warehouse | Gas Energy (MMTherm/year) | Energy Efficiency | 1.3285e-05 | 1.462e-05 | 1.601e-05 | 1.7423e-05 | 1.8882e-05 | 2.0401e-05 | 2.1988e-05 | 2.3592e-05 | 2.5263e-05 | 2.5223e-05 | 2.5183e-05 | 2.5143e-05 | 2.5101e-05
Scenario 6: Aggressive Fuel Sub Phase In | SCE | Com | BldgEnv | Com - Retail | Electric Demand (MW) | Energy Efficiency | 0.00035586 | 0.00072576 | 0.0011054 | 0.0014954 | 0.0018964 | 0.0023017 | 0.0026843 | 0.0029903 | 0.0032994 | 0.0032241 | 0.0031523 | 0.0030843 | 0.0030221
Scenario 6: Aggressive Fuel Sub Phase In | SCE | Com | BldgEnv | Com - Retail | Electric Energy (GWh/year) | Energy Efficiency | 0.00012058 | 0.000246 | 0.00037478 | 0.00050717 | 0.00064334 | 0.00078106 | 0.00091138 | 0.0010165 | 0.0011227 | 0.0010979 | 0.0010743 | 0.0010519 | 0.0010314
Scenario 6: Aggressive Fuel Sub Phase In | SCE | Com | BldgEnv | Com - Retail | Gas Energy (MMTherm/year) | Energy Efficiency | 0.00012541 | 0.00025595 | 0.0003901 | 0.0005281 | 0.00067015 | 0.00081394 | 0.00095046 | 0.001062 | 0.0011746 | 0.0011499 | 0.0011263 | 0.0011039 | 0.0010835
Scenario 6: Aggressive Fuel Sub Phase In | SCE | Com | BldgEnv | Com - School | Electric Demand (MW) | Energy Efficiency | 0.00018379 | 0.00037493 | 0.00057326 | 0.00077757 | 0.00098623 | 0.0011995 | 0.0014153 | 0.0016137 | 0.0018159 | 0.0017976 | 0.0017801 | 0.0017636 | 0.0017478
Scenario 6: Aggressive Fuel Sub Phase In | SCE | Com | BldgEnv | Com - School | Electric Energy (GWh/year) | Energy Efficiency | 6.0536e-05 | 0.00012349 | 0.00018882 | 0.00025612 | 0.00032485 | 0.00039509 | 0.00046619 | 0.00053154 | 0.00059814 | 0.00059209 | 0.00058635 | 0.00058089 | 0.0005757
Scenario 6: Aggressive Fuel Sub Phase In | SCE | Com | BldgEnv | Com - School | Gas Energy (MMTherm/year) | Energy Efficiency | 6.0375e-05 | 0.00012317 | 0.00018832 | 0.00025544 | 0.00032398 | 0.00039404 | 0.00046494 | 0.00053012 | 0.00059654 | 0.00059051 | 0.00058478 | 0.00057934 | 0.00057416
Scenario 6: Aggressive Fuel Sub Phase In | SCE | Com | BldgEnv | Com - Warehouse | Electric Demand (MW) | Energy Efficiency | 0.0014879 | 0.0031856 | 0.0050878 | 0.0071815 | 0.0094415 | 0.011822 | 0.014267 | 0.015339 | 0.013984 | 0.012216 | 0.010268 | 0.0081684 | 0.0059583
Scenario 6: Aggressive Fuel Sub Phase In | SCE | Com | BldgEnv | Com - Warehouse | Electric Energy (GWh/year) | Energy Efficiency | 0.00071957 | 0.0015391 | 0.0024557 | 0.0034639 | 0.0045522 | 0.0056987 | 0.0068767 | 0.0074119 | 0.006815 | 0.0059862 | 0.0050734 | 0.0040897 | 0.0030545
Scenario 6: Aggressive Fuel Sub Phase In | SCE | Com | BldgEnv | Com - Warehouse | Gas Energy (MMTherm/year) | Energy Efficiency | 0.00084501 | 0.0018089 | 0.0028885 | 0.0040767 | 0.0053593 | 0.0067102 | 0.0080977 | 0.0087103 | 0.0079526 | 0.006954 | 0.0058537 | 0.0046677 | 0.0034195
Scenario 6: Aggressive Fuel Sub Phase In | SCE | Com | ComRefrig | Com - College | Electric Demand (MW) | Energy Efficiency | 0.00013282 | 0.00022404 | 0.00028241 | 0.00031689 | 0.00033496 | 0.00034676 | 0.0021334 | 0.0041839 | 0.0062544 | 0.0083408 | 0.010444 | 0.012577 | 0.014728
Scenario 6: Aggressive Fuel Sub Phase In | SCE | Com | ComRefrig | Com - College | Electric Energy (GWh/year) | Energy Efficiency | 0.00097601 | 0.0016535 | 0.0020923 | 0.0023555 | 0.002497 | 0.0025881 | 0.018217 | 0.036157 | 0.054273 | 0.072529 | 0.090929 | 0.1096 | 0.12842
Scenario 6: Aggressive Fuel Sub Phase In | SCE | Com | ComRefrig | Com - College | Gas Energy (MMTherm/year) | Energy Efficiency | 0 | 0 | 0 | 0 | 0 | 0 | -0.00024081 | -0.00051761 | -0.00079717 | -0.0010789 | -0.001363 | -0.0016513 | -0.0019418
Scenario 6: Aggressive Fuel Sub Phase In | SCE | Com | ComRefrig | Com - Grocery | Electric Demand (MW) | Energy Efficiency | 0.19013 | 0.30186 | 0.35686 | 0.38675 | 0.40518 | 0.41777 | 0.42956 | 0.4406 | 0.45094 | 0.46062 | 0.46969 | 0.47817 | 0.48612
Scenario 6: Aggressive Fuel Sub Phase In | SCE | Com | ComRefrig | Com - Grocery | Electric Energy (GWh/year) | Energy Efficiency | 1.4156 | 2.2638 | 2.6955 | 2.9313 | 3.0708 | 3.1617 | 3.2468 | 3.3265 | 3.4011 | 3.4709 | 3.5363 | 3.5975 | 3.6547
Scenario 6: Aggressive Fuel Sub Phase In | SCE | Com | ComRefrig | Com - Health | Electric Demand (MW) | Energy Efficiency | 0 | 0 | 0 | 0 | 0 | 0 | 0.012089 | 0.026204 | 0.040461 | 0.054808 | 0.069228 | 0.083796 | 0.098534
Scenario 6: Aggressive Fuel Sub Phase In | SCE | Com | ComRefrig | Com - Health | Electric Energy (GWh/year) | Energy Efficiency | 0 | 0 | 0 | 0 | 0 | 0 | 0.10583 | 0.22939 | 0.35419 | 0.47978 | 0.60601 | 0.73354 | 0.86255
Scenario 6: Aggressive Fuel Sub Phase In | SCE | Com | ComRefrig | Com - Health | Gas Energy (MMTherm/year) | Energy Efficiency | 0 | 0 | 0 | 0 | 0 | 0 | -0.001637 | -0.0035483 | -0.0054788 | -0.0074216 | -0.0093742 | -0.011347 | -0.013342
Scenario 6: Aggressive Fuel Sub Phase In | SCE | Com | ComRefrig | Com - Refrig. Warehouse | Electric Demand (MW) | Energy Efficiency | 0.0003135 | 0.0005438 | 0.00070034 | 0.00079908 | 0.0008562 | 0.00088507 | 0.00090466 | 0.00091825 | 0.00092949 | 0.00094002 | 0.00094988 | 0.00095911 | 0.00096775
Scenario 6: Aggressive Fuel Sub Phase In | SCE | Com | ComRefrig | Com - Refrig. Warehouse | Electric Energy (GWh/year) | Energy Efficiency | 0.0022826 | 0.003975 | 0.0051375 | 0.0058797 | 0.0063161 | 0.0065427 | 0.0066929 | 0.006793 | 0.0068742 | 0.0069501 | 0.0070212 | 0.0070878 | 0.0071501
Scenario 6: Aggressive Fuel Sub Phase In | SCE | Com | ComRefrig | Com - Restaurant | Electric Demand (MW) | Energy Efficiency | 0.0077379 | 0.012297 | 0.014568 | 0.015798 | 0.016577 | 0.017135 | 0.017656 | 0.018145 | 0.018603 | 0.019031 | 0.019432 | 0.019808 | 0.02016
Scenario 6: Aggressive Fuel Sub Phase In | SCE | Com | ComRefrig | Com - Restaurant | Electric Energy (GWh/year) | Energy Efficiency | 0.057459 | 0.091929 | 0.10963 | 0.11927 | 0.12513 | 0.12915 | 0.13291 | 0.13644 | 0.13973 | 0.14282 | 0.14571 | 0.14842 | 0.15095
Scenario 6: Aggressive Fuel Sub Phase In | SCE | Com | ComRefrig | Com - Retail | Electric Demand (MW) | Energy Efficiency | 0.091974 | 0.14712 | 0.17551 | 0.19003 | 0.19916 | 0.20504 | 0.21055 | 0.21571 | 0.22053 | 0.22505 | 0.22929 | 0.23325 | 0.23696
Scenario 6: Aggressive Fuel Sub Phase In | SCE | Com | ComRefrig | Com - Retail | Electric Energy (GWh/year) | Energy Efficiency | 0.68361 | 1.1007 | 1.3216 | 1.4364 | 1.5061 | 1.5486 | 1.5883 | 1.6255 | 1.6604 | 1.693 | 1.7235 | 1.7521 | 1.7788
Scenario 6: Aggressive Fuel Sub Phase In | SCE | Com | ComRefrig | Com - School | Electric Demand (MW) | Energy Efficiency | 3.4778e-05 | 5.1004e-05 | 6.3617e-05 | 7.5426e-05 | 8.6485e-05 | 9.6841e-05 | 0.00010654 | 0.00011562 | 0.00012412 | 0.00013208 | 0.00013954 | 0.00014652 | 0.00015306
Scenario 6: Aggressive Fuel Sub Phase In | SCE | Com | ComRefrig | Com - School | Electric Energy (GWh/year) | Energy Efficiency | 0.000277 | 0.00039737 | 0.00048811 | 0.00057306 | 0.00065259 | 0.00072704 | 0.00079674 | 0.000862 | 0.00092309 | 0.00098029 | 0.0010338 | 0.001084 | 0.0011309
Scenario 6: Aggressive Fuel Sub Phase In | SCE | Com | FoodServ | Com - College | Electric Demand (MW) | Energy Efficiency | 0.002423 | 0.0073079 | 0.012788 | 0.018598 | 0.025004 | 0.031751 | 0.03874 | 0.04587 | 0.055526 | 0.0656 | 0.075771 | 0.086266 | 0.096407
Scenario 6: Aggressive Fuel Sub Phase In | SCE | Com | FoodServ | Com - College | Electric Demand (MW) | Fuel Substitution | -0.00031308 | -0.00067219 | -0.0010769 | -0.0015266 | -0.0020208 | -0.0025588 | -0.0031399 | -0.0037639 | -0.0044324 | -0.0051461 | -0.0059048 | -0.0067083 | -0.0075561
Scenario 6: Aggressive Fuel Sub Phase In | SCE | Com | FoodServ | Com - College | Electric Energy (GWh/year) | Energy Efficiency | 0.011869 | 0.039249 | 0.070081 | 0.10268 | 0.13867 | 0.17649 | 0.2156 | 0.25549 | 0.30658 | 0.35959 | 0.41311 | 0.46827 | 0.52006
Scenario 6: Aggressive Fuel Sub Phase In | SCE | Com | FoodServ | Com - College | Electric Energy (GWh/year) | Fuel Substitution | -0.0040735 | -0.0087661 | -0.014086 | -0.020046 | -0.026656 | -0.03393 | -0.041884 | -0.050535 | -0.059903 | -0.070004 | -0.080849 | -0.092446 | -0.1048
Scenario 6: Aggressive Fuel Sub Phase In | SCE | Com | FoodServ | Com - College | Gas Energy (MMTherm/year) | Energy Efficiency | 0.00026284 | 0.00053599 | 0.00082741 | 0.0011383 | 0.0019158 | 0.0027778 | 0.0036622 | 0.0045589 | 0.0054652 | 0.0063761 | 0.0072939 | 0.0082423 | 0.0091966
Scenario 6: Aggressive Fuel Sub Phase In | SCE | Com | FoodServ | Com - College | Gas Energy (MMTherm/year) | Fuel Substitution | 0.00042136 | 0.00090667 | 0.0014568 | 0.0020728 | 0.0027559 | 0.0035074 | 0.0043288 | 0.0052218 | 0.0061892 | 0.0072327 | 0.0083536 | 0.009553 | 0.010831
Scenario 6: Aggressive Fuel Sub Phase In | SCE | Com | FoodServ | Com - Grocery | Electric Demand (MW) | Energy Efficiency | 0.010778 | 0.041509 | 0.07693 | 0.11414 | 0.15654 | 0.20095 | 0.24645 | 0.29304 | 0.36012 | 0.43147 | 0.50372 | 0.5767 | 0.64679
Scenario 6: Aggressive Fuel Sub Phase In | SCE | Com | FoodServ | Com - Grocery | Electric Demand (MW) | Fuel Substitution | -0.0019228 | -0.0041296 | -0.0066161 | -0.0093781 | -0.012411 | -0.015711 | -0.019273 | -0.023096 | -0.027187 | -0.031543 | -0.036161 | -0.041038 | -0.04617
Scenario 6: Aggressive Fuel Sub Phase In | SCE | Com | FoodServ | Com - Grocery | Electric Energy (GWh/year) | Energy Efficiency | 0.052795 | 0.23159 | 0.43869 | 0.6558 | 0.90228 | 1.1601 | 1.424 | 1.694 | 2.0549 | 2.4354 | 2.8206 | 3.2096 | 3.571
Scenario 6: Aggressive Fuel Sub Phase In | SCE | Com | FoodServ | Com - Grocery | Electric Energy (GWh/year) | Fuel Substitution | -0.042308 | -0.090553 | -0.14472 | -0.20482 | -0.27086 | -0.3429 | -0.42103 | -0.50535 | -0.596 | -0.69305 | -0.79654 | -0.90651 | -1.0229
Scenario 6: Aggressive Fuel Sub Phase In | SCE | Com | FoodServ | Com - Grocery | Gas Energy (MMTherm/year) | Energy Efficiency | 0.0011692 | 0.0024165 | 0.00372 | 0.0050828 | 0.010286 | 0.016213 | 0.022218 | 0.028313 | 0.034482 | 0.040708 | 0.046997 | 0.053336 | 0.059727
Scenario 6: Aggressive Fuel Sub Phase In | SCE | Com | FoodServ | Com - Grocery | Gas Energy (MMTherm/year) | Fuel Substitution | 0.0043944 | 0.0094044 | 0.015028 | 0.021266 | 0.02812 | 0.035595 | 0.0437 | 0.052446 | 0.06185 | 0.071921 | 0.082663 | 0.09408 | 0.10617
Scenario 6: Aggressive Fuel Sub Phase In | SCE | Com | FoodServ | Com - Health | Electric Demand (MW) | Energy Efficiency | 0.007428 | 0.020945 | 0.036214 | 0.051997 | 0.069151 | 0.086853 | 0.10508 | 0.12355 | 0.14558 | 0.16808 | 0.19047 | 0.21318 | 0.23529
Scenario 6: Aggressive Fuel Sub Phase In | SCE | Com | FoodServ | Com - Health | Electric Demand (MW) | Fuel Substitution | -0.00077159 | -0.0016619 | -0.0026702 | -0.0037956 | -0.0050371 | -0.0063933 | -0.0078647 | -0.0094563 | -0.011173 | -0.013014 | -0.014982 | -0.017077 | -0.019299
Scenario 6: Aggressive Fuel Sub Phase In | SCE | Com | FoodServ | Com - Health | Electric Energy (GWh/year) | Energy Efficiency | 0.036384 | 0.11088 | 0.19554 | 0.28309 | 0.37831 | 0.4766 | 0.57775 | 0.68026 | 0.79868 | 0.91925 | 1.0393 | 1.1611 | 1.276
Scenario 6: Aggressive Fuel Sub Phase In | SCE | Com | FoodServ | Com - Health | Electric Energy (GWh/year) | Fuel Substitution | -0.011641 | -0.025031 | -0.040187 | -0.057128 | -0.075878 | -0.096473 | -0.11896 | -0.14339 | -0.16982 | -0.19828 | -0.2288 | -0.2614 | -0.2961
Scenario 6: Aggressive Fuel Sub Phase In | SCE | Com | FoodServ | Com - Health | Gas Energy (MMTherm/year) | Energy Efficiency | 0.00080574 | 0.0016598 | 0.0025693 | 0.0034946 | 0.0052589 | 0.0071753 | 0.0091339 | 0.011107 | 0.01309 | 0.015058 | 0.017006 | 0.01898 | 0.020994
Scenario 6: Aggressive Fuel Sub Phase In | SCE | Com | FoodServ | Com - Health | Gas Energy (MMTherm/year) | Fuel Substitution | 0.0012335 | 0.0026523 | 0.0042579 | 0.0060523 | 0.0080379 | 0.010218 | 0.012597 | 0.015183 | 0.017982 | 0.020998 | 0.024233 | 0.027692 | 0.031376
Scenario 6: Aggressive Fuel Sub Phase In | SCE | Com | FoodServ | Com - Lodging | Electric Demand (MW) | Energy Efficiency | 0.0062867 | 0.03593 | 0.071337 | 0.1082 | 0.14795 | 0.18919 | 0.23144 | 0.27456 | 0.31992 | 0.36616 | 0.41294 | 0.4602 | 0.49913
Scenario 6: Aggressive Fuel Sub Phase In | SCE | Com | FoodServ | Com - Lodging | Electric Demand (MW) | Fuel Substitution | -0.00080016 | -0.0017194 | -0.002757 | -0.003912 | -0.0051835 | -0.0065703 | -0.0080729 | -0.0096928 | -0.011431 | -0.013288 | -0.015263 | -0.017354 | -0.019562
Scenario 6: Aggressive Fuel Sub Phase In | SCE | Com | FoodServ | Com - Lodging | Electric Energy (GWh/year) | Energy Efficiency | 0.030794 | 0.22315 | 0.45338 | 0.69222 | 0.94784 | 1.2123 | 1.4829 | 1.7587 | 2.0457 | 2.3375 | 2.6328 | 2.9311 | 3.1553
Scenario 6: Aggressive Fuel Sub Phase In | SCE | Com | FoodServ | Com - Lodging | Electric Energy (GWh/year) | Fuel Substitution | -0.011221 | -0.024072 | -0.038558 | -0.054689 | -0.072484 | -0.091969 | -0.11317 | -0.13613 | -0.16088 | -0.18744 | -0.21584 | -0.24607 | -0.27815
Scenario 6: Aggressive Fuel Sub Phase In | SCE | Com | FoodServ | Com - Lodging | Gas Energy (MMTherm/year) | Energy Efficiency | 0.00068195 | 0.0013982 | 0.0021464 | 0.0029166 | 0.0053625 | 0.0081805 | 0.011043 | 0.013946 | 0.01688 | 0.019838 | 0.022823 | 0.025831 | 0.028861
Scenario 6: Aggressive Fuel Sub Phase In | SCE | Com | FoodServ | Com - Lodging | Gas Energy (MMTherm/year) | Fuel Substitution | 0.0011621 | 0.0024928 | 0.0039927 | 0.0056627 | 0.0075047 | 0.0095212 | 0.011715 | 0.014092 | 0.016655 | 0.019407 | 0.02235 | 0.025486 | 0.028816
Scenario 6: Aggressive Fuel Sub Phase In | SCE | Com | FoodServ | Com - Office (Large) | Electric Demand (MW) | Energy Efficiency | 0 | 0.0018349 | 0.0041371 | 0.0064437 | 0.0087601 | 0.011087 | 0.01342 | 0.015763 | 0.018111 | 0.020464 | 0.022823 | 0.025187 | 0.025724
Scenario 6: Aggressive Fuel Sub Phase In | SCE | Com | FoodServ | Com - Office (Large) | Electric Energy (GWh/year) | Energy Efficiency | 0 | 0.016094 | 0.036287 | 0.056519 | 0.076836 | 0.097242 | 0.11771 | 0.13826 | 0.15886 | 0.17949 | 0.20018 | 0.22092 | 0.22563
Scenario 6: Aggressive Fuel Sub Phase In | SCE | Com | FoodServ | Com - Office (Small) | Electric Demand (MW) | Energy Efficiency | 0 | 0.00051675 | 0.00112 | 0.0017278 | 0.0021697 | 0.0036555 | 0.004269 | 0.0048871 | 0.0055097 | 0.0061367 | 0.0067682 | 0.0074042 | 0.007528
Scenario 6: Aggressive Fuel Sub Phase In | SCE | Com | FoodServ | Com - Office (Small) | Electric Energy (GWh/year) | Energy Efficiency | 0 | 0.0045325 | 0.0098238 | 0.015154 | 0.019031 | 0.032063 | 0.037444 | 0.042865 | 0.048327 | 0.053826 | 0.059366 | 0.064944 | 0.066029
Scenario 6: Aggressive Fuel Sub Phase In | SCE | Com | FoodServ | Com - Other | Electric Demand (MW) | Energy Efficiency | 0.010539 | 0.095831 | 0.2 | 0.31077 | 0.44096 | 0.5786 | 0.72073 | 0.8665 | 1.0344 | 1.2087 | 1.3857 | 1.5651 | 1.7469
Scenario 6: Aggressive Fuel Sub Phase In | SCE | Com | FoodServ | Com - Other | Electric Demand (MW) | Fuel Substitution | -0.007641 | -0.016414 | -0.02631 | -0.03732 | -0.049384 | -0.062582 | -0.076867 | -0.092235 | -0.10867 | -0.12616 | -0.14468 | -0.16421 | -0.18476
Scenario 6: Aggressive Fuel Sub Phase In | SCE | Com | FoodServ | Com - Other | Electric Energy (GWh/year) | Energy Efficiency | 0.051624 | 0.53771 | 1.1331 | 1.7663 | 2.5107 | 3.2977 | 4.1105 | 4.944 | 5.8785 | 6.8446 | 7.8258 | 8.8204 | 9.8279
Scenario 6: Aggressive Fuel Sub Phase In | SCE | Com | FoodServ | Com - Other | Electric Energy (GWh/year) | Fuel Substitution | -0.048356 | -0.10395 | -0.16678 | -0.23687 | -0.31389 | -0.39857 | -0.49065 | -0.5902 | -0.69724 | -0.81178 | -0.9338 | -1.0633 | -1.2002
Scenario 6: Aggressive Fuel Sub Phase In | SCE | Com | FoodServ | Com - Other | Gas Energy (MMTherm/year) | Energy Efficiency | 0.0011432 | 0.0023649 | 0.0036581 | 0.0050124 | 0.021342 | 0.040527 | 0.060009 | 0.079749 | 0.099702 | 0.11989 | 0.14031 | 0.16095 | 0.18183
Scenario 6: Aggressive Fuel Sub Phase In | SCE | Com | FoodServ | Com - Other | Gas Energy (MMTherm/year) | Fuel Substitution | 0.0046653 | 0.010028 | 0.01609 | 0.022853 | 0.030285 | 0.038457 | 0.047347 | 0.056964 | 0.067311 | 0.07839 | 0.090201 | 0.10274 | 0.11602
Scenario 6: Aggressive Fuel Sub Phase In | SCE | Com | FoodServ | Com - Restaurant | Electric Demand (MW) | Energy Efficiency | 0.05515 | 0.28209 | 0.55033 | 0.83213 | 1.1679 | 1.5211 | 1.8821 | 2.2503 | 2.6647 | 3.0918 | 3.524 | 3.9604 | 4.3702
Scenario 6: Aggressive Fuel Sub Phase In | SCE | Com | FoodServ | Com - Restaurant | Electric Demand (MW) | Fuel Substitution | -0.017921 | -0.038479 | -0.061654 | -0.087426 | -0.11578 | -0.14668 | -0.18013 | -0.2161 | -0.2546 | -0.29559 | -0.33903 | -0.38488 | -0.43318
Scenario 6: Aggressive Fuel Sub Phase In | SCE | Com | FoodServ | Com - Restaurant | Electric Energy (GWh/year) | Energy Efficiency | 0.27014 | 1.6289 | 3.2401 | 4.9295 | 6.928 | 9.0268 | 11.1714 | 13.358 | 15.7561 | 18.2175 | 20.7082 | 23.2236 | 25.493
Scenario 6: Aggressive Fuel Sub Phase In | SCE | Com | FoodServ | Com - Restaurant | Electric Energy (GWh/year) | Fuel Substitution | -0.18991 | -0.40703 | -0.65131 | -0.92281 | -1.2216 | -1.548 | -1.9024 | -2.2849 | -2.6962 | -3.1362 | -3.6051 | -4.103 | -4.63
Scenario 6: Aggressive Fuel Sub Phase In | SCE | Com | FoodServ | Com - Restaurant | Gas Energy (MMTherm/year) | Energy Efficiency | 0.0059823 | 0.012225 | 0.018709 | 0.025433 | 0.077822 | 0.13919 | 0.20127 | 0.2641 | 0.32761 | 0.39171 | 0.45642 | 0.52167 | 0.58748
Scenario 6: Aggressive Fuel Sub Phase In | SCE | Com | FoodServ | Com - Restaurant | Gas Energy (MMTherm/year) | Fuel Substitution | 0.019132 | 0.041 | 0.0656 | 0.092936 | 0.12302 | 0.15588 | 0.19155 | 0.23007 | 0.27149 | 0.31583 | 0.36311 | 0.41334 | 0.46653
Scenario 6: Aggressive Fuel Sub Phase In | SCE | Com | FoodServ | Com - Retail | Electric Demand (MW) | Energy Efficiency | 0.0034007 | 0.0089983 | 0.015046 | 0.021266 | 0.027669 | 0.034208 | 0.040842 | 0.047586 | 0.054403 | 0.061271 | 0.068192 | 0.075144 | 0.080139
Scenario 6: Aggressive Fuel Sub Phase In | SCE | Com | FoodServ | Com - Retail | Electric Energy (GWh/year) | Energy Efficiency | 0.016658 | 0.051774 | 0.090268 | 0.12968 | 0.17008 | 0.21122 | 0.25291 | 0.29521 | 0.33796 | 0.38102 | 0.42442 | 0.46804 | 0.49444
Scenario 6: Aggressive Fuel Sub Phase In | SCE | Com | FoodServ | Com - Retail | Gas Energy (MMTherm/year) | Energy Efficiency | 0.00036889 | 0.00076048 | 0.0011682 | 0.0015922 | 0.0020337 | 0.0024877 | 0.00295 | 0.0034218 | 0.0038995 | 0.0043806 | 0.0048654 | 0.0053515 | 0.0058389
Scenario 6: Aggressive Fuel Sub Phase In | SCE | Com | FoodServ | Com - School | Electric Demand (MW) | Energy Efficiency | 0.0095717 | 0.040403 | 0.077452 | 0.11596 | 0.1567 | 0.19861 | 0.2411 | 0.28407 | 0.33003 | 0.37684 | 0.42385 | 0.4711 | 0.51465
Scenario 6: Aggressive Fuel Sub Phase In | SCE | Com | FoodServ | Com - School | Electric Demand (MW) | Fuel Substitution | -0.00043891 | -0.00094108 | -0.0015053 | -0.0021302 | -0.0028146 | -0.0035569 | -0.0043557 | -0.0052123 | -0.0061294 | -0.0071072 | -0.0081455 | -0.0092441 | -0.010403
Scenario 6: Aggressive Fuel Sub Phase In | SCE | Com | FoodServ | Com - School | Electric Energy (GWh/year) | Energy Efficiency | 0.046885 | 0.2284 | 0.44807 | 0.67609 | 0.91698 | 1.1646 | 1.4158 | 1.6697 | 1.9374 | 2.2094 | 2.4825 | 2.7572 | 2.9992
Scenario 6: Aggressive Fuel Sub Phase In | SCE | Com | FoodServ | Com - School | Electric Energy (GWh/year) | Fuel Substitution | -0.0067822 | -0.014587 | -0.023426 | -0.033314 | -0.04427 | -0.056316 | -0.069477 | -0.083784 | -0.099271 | -0.11596 | -0.13387 | -0.15301 | -0.17339
Scenario 6: Aggressive Fuel Sub Phase In | SCE | Com | FoodServ | Com - School | Gas Energy (MMTherm/year) | Energy Efficiency | 0.0010383 | 0.0021144 | 0.0032224 | 0.0043513 | 0.0067376 | 0.0094182 | 0.012102 | 0.014791 | 0.017486 | 0.020185 | 0.022883 | 0.025587 | 0.028287
Scenario 6: Aggressive Fuel Sub Phase In | SCE | Com | FoodServ | Com - School | Gas Energy (MMTherm/year) | Fuel Substitution | 0.00070716 | 0.0015206 | 0.0024414 | 0.003471 | 0.0046111 | 0.005864 | 0.0072321 | 0.0087191 | 0.010329 | 0.012064 | 0.013927 | 0.015919 | 0.018042
Scenario 6: Aggressive Fuel Sub Phase In | SCE | Com | HVAC | Com - College | Electric Demand (MW) | Energy Efficiency | 0.02926 | 0.05987 | 0.092399 | 0.12701 | 0.16289 | 0.2009 | 0.24089 | 0.28231 | 0.32499 | 0.36859 | 0.41322 | 0.46041 | 0.50851
Scenario 6: Aggressive Fuel Sub Phase In | SCE | Com | HVAC | Com - College | Electric Energy (GWh/year) | Energy Efficiency | 0.070989 | 0.14466 | 0.22179 | 0.30255 | 0.38572 | 0.47247 | 0.56258 | 0.65519 | 0.75005 | 0.84663 | 0.94508 | 1.0476 | 1.1517
Scenario 6: Aggressive Fuel Sub Phase In | SCE | Com | HVAC | Com - College | Electric Energy (GWh/year) | Fuel Substitution | 0.0087527 | 0.017756 | 0.026924 | 0.036192 | 0.036192 | 0.036192 | 0.036192 | 0.036192 | 0.036192 | 0.036192 | 0.036192 | 0.036192 | 0.036192
Scenario 6: Aggressive Fuel Sub Phase In | SCE | Com | HVAC | Com - College | Gas Energy (MMTherm/year) | Energy Efficiency | 0.00098161 | 0.0020268 | 0.0031731 | 0.0044326 | 0.0057564 | 0.0071991 | 0.0087539 | 0.010385 | 0.012085 | 0.01383 | 0.015631 | 0.017584 | 0.019584
Scenario 6: Aggressive Fuel Sub Phase In | SCE | Com | HVAC | Com - College | Gas Energy (MMTherm/year) | Fuel Substitution | 0.0011422 | 0.002316 | 0.0035103 | 0.0047169 | 0.0047169 | 0.0047169 | 0.0047169 | 0.0047169 | 0.0047169 | 0.0047169 | 0.0047169 | 0.0047169 | 0.0047169
Scenario 6: Aggressive Fuel Sub Phase In | SCE | Com | HVAC | Com - Grocery | Electric Demand (MW) | Energy Efficiency | 0.03656 | 0.088914 | 0.14732 | 0.21082 | 0.27961 | 0.3537 | 0.43307 | 0.5179 | 0.60771 | 0.70276 | 0.80329 | 0.90925 | 1.0207
Scenario 6: Aggressive Fuel Sub Phase In | SCE | Com | HVAC | Com - Grocery | Electric Demand (MW) | Fuel Substitution | 0 | 0 | 0 | 0 | 0.014014 | 0.028138 | 0.042285 | 0.056398 | 0.070443 | 0.084396 | 0.098246 | 0.11198 | 0.12561
Scenario 6: Aggressive Fuel Sub Phase In | SCE | Com | HVAC | Com - Grocery | Electric Energy (GWh/year) | Energy Efficiency | 0.13414 | 0.33507 | 0.56119 | 0.80793 | 1.0762 | 1.366 | 1.6774 | 2.0109 | 2.3647 | 2.7399 | 3.1374 | 3.5572 | 3.9994
Scenario 6: Aggressive Fuel Sub Phase In | SCE | Com | HVAC | Com - Grocery | Electric Energy (GWh/year) | Fuel Substitution | -0.68921 | -1.3904 | -2.0968 | -2.804 | -2.7253 | -2.646 | -2.5664 | -2.487 | -2.4079 | -2.3294 | -2.2514 | -2.1741 | -2.0974
Scenario 6: Aggressive Fuel Sub Phase In | SCE | Com | HVAC | Com - Grocery | Gas Energy (MMTherm/year) | Energy Efficiency | 0.00048125 | 0.0010774 | 0.0017317 | 0.0024507 | 0.0032378 | 0.0040936 | 0.0050185 | 0.0060153 | 0.0069543 | 0.0079217 | 0.0089497 | 0.010038 | 0.011187
Scenario 6: Aggressive Fuel Sub Phase In | SCE | Com | HVAC | Com - Grocery | Gas Energy (MMTherm/year) | Fuel Substitution | 0.11872 | 0.23975 | 0.36188 | 0.48435 | 0.48435 | 0.48435 | 0.48435 | 0.48435 | 0.48435 | 0.48435 | 0.48435 | 0.48435 | 0.48435
Scenario 6: Aggressive Fuel Sub Phase In | SCE | Com | HVAC | Com - Health | Electric Demand (MW) | Energy Efficiency | 0.02993 | 0.060906 | 0.11341 | 0.1729 | 0.24021 | 0.31203 | 0.38798 | 0.46763 | 0.51111 | 0.54765 | 0.58456 | 0.62204 | 0.66014
Scenario 6: Aggressive Fuel Sub Phase In | SCE | Com | HVAC | Com - Health | Electric Demand (MW) | Fuel Substitution | 0 | 0 | 0 | 0 | 0.010663 | 0.021521 | 0.032496 | 0.043533 | 0.054595 | 0.065657 | 0.076705 | 0.08773 | 0.098719
Scenario 6: Aggressive Fuel Sub Phase In | SCE | Com | HVAC | Com - Health | Electric Energy (GWh/year) | Energy Efficiency | 0.19641 | 0.39967 | 0.70128 | 1.0358 | 1.4112 | 1.8095 | 2.2285 | 2.6659 | 2.9373 | 3.1773 | 3.4199 | 3.6661 | 3.9164
Scenario 6: Aggressive Fuel Sub Phase In | SCE | Com | HVAC | Com - Health | Electric Energy (GWh/year) | Fuel Substitution | -0.036994 | -0.07412 | -0.111 | -0.14748 | -0.083117 | -0.017517 | 0.048829 | 0.11557 | 0.18247 | 0.24938 | 0.3162 | 0.38288 | 0.44936
Scenario 6: Aggressive Fuel Sub Phase In | SCE | Com | HVAC | Com - Health | Gas Energy (MMTherm/year) | Energy Efficiency | 6.9437e-05 | 0.00014664 | 0.0011147 | 0.0023569 | 0.0039289 | 0.0056771 | 0.0076332 | 0.0097497 | 0.010105 | 0.010105 | 0.010105 | 0.010105 | 0.010105
Scenario 6: Aggressive Fuel Sub Phase In | SCE | Com | HVAC | Com - Health | Gas Energy (MMTherm/year) | Fuel Substitution | 0.026394 | 0.053449 | 0.080907 | 0.10859 | 0.10859 | 0.10859 | 0.10859 | 0.10859 | 0.10859 | 0.10859 | 0.10859 | 0.10859 | 0.10859
Scenario 6: Aggressive Fuel Sub Phase In | SCE | Com | HVAC | Com - Lodging | Electric Demand (MW) | Energy Efficiency | 0.043718 | 0.091434 | 0.14321 | 0.21429 | 0.29818 | 0.3935 | 0.49581 | 0.60522 | 0.64431 | 0.66448 | 0.68496 | 0.70188 | 0.71921
Scenario 6: Aggressive Fuel Sub Phase In | SCE | Com | HVAC | Com - Lodging | Electric Demand (MW) | Fuel Substitution | 0 | 0 | 0 | 0 | 0.005586 | 0.011232 | 0.0169 | 0.022565 | 0.028207 | 0.03382 | 0.039397 | 0.044935 | 0.050432
Scenario 6: Aggressive Fuel Sub Phase In | SCE | Com | HVAC | Com - Lodging | Electric Energy (GWh/year) | Energy Efficiency | 0.19565 | 0.40702 | 0.63417 | 0.92596 | 1.2631 | 1.663 | 2.0875 | 2.5366 | 2.7224 | 2.8433 | 2.9662 | 3.0558 | 3.1483
Scenario 6: Aggressive Fuel Sub Phase In | SCE | Com | HVAC | Com - Lodging | Electric Energy (GWh/year) | Fuel Substitution | -0.088438 | -0.17829 | -0.26869 | -0.35908 | -0.33137 | -0.30334 | -0.27518 | -0.24703 | -0.21902 | -0.19115 | -0.16346 | -0.13596 | -0.10867
Scenario 6: Aggressive Fuel Sub Phase In | SCE | Com | HVAC | Com - Lodging | Gas Energy (MMTherm/year) | Energy Efficiency | 0.0014489 | 0.0030714 | 0.0048766 | 0.0074256 | 0.010497 | 0.013751 | 0.017317 | 0.021205 | 0.02208 | 0.02208 | 0.02208 | 0.022223 | 0.022361
Scenario 6: Aggressive Fuel Sub Phase In | SCE | Com | HVAC | Com - Lodging | Gas Energy (MMTherm/year) | Fuel Substitution | 0.019322 | 0.039034 | 0.058944 | 0.078922 | 0.078922 | 0.078922 | 0.078922 | 0.078922 | 0.078922 | 0.078922 | 0.078922 | 0.078922 | 0.078922
Scenario 6: Aggressive Fuel Sub Phase In | SCE | Com | HVAC | Com - Office (Large) | Electric Demand (MW) | Energy Efficiency | 0.023584 | 0.047695 | 0.072261 | 0.097259 | 0.12271 | 0.14858 | 0.17479 | 0.20132 | 0.22809 | 0.25505 | 0.28221 | 0.30953 | 0.33701
Scenario 6: Aggressive Fuel Sub Phase In | SCE | Com | HVAC | Com - Office (Large) | Electric Energy (GWh/year) | Energy Efficiency | 0.057146 | 0.11557 | 0.1751 | 0.23567 | 0.29734 | 0.36002 | 0.42352 | 0.48781 | 0.55268 | 0.618 | 0.68382 | 0.75002 | 0.81661
Scenario 6: Aggressive Fuel Sub Phase In | SCE | Com | HVAC | Com - Office (Large) | Electric Energy (GWh/year) | Fuel Substitution | -0.00064521 | -0.0012861 | -0.0019163 | -0.0025322 | -0.0025322 | -0.0025322 | -0.0025322 | -0.0025322 | -0.0025322 | -0.0025322 | -0.0025322 | -0.0025322 | -0.0025322
Scenario 6: Aggressive Fuel Sub Phase In | SCE | Com | HVAC | Com - Office (Large) | Gas Energy (MMTherm/year) | Fuel Substitution | 8.0434e-05 | 0.00016041 | 0.00023914 | 0.00031614 | 0.00031614 | 0.00031614 | 0.00031614 | 0.00031614 | 0.00031614 | 0.00031614 | 0.00031614 | 0.00031614 | 0.00031614
Scenario 6: Aggressive Fuel Sub Phase In | SCE | Com | HVAC | Com - Office (Small) | Electric Demand (MW) | Energy Efficiency | 0.028943 | 0.059338 | 0.091128 | 0.12426 | 0.13528 | 0.40272 | 0.43718 | 0.47276 | 0.50935 | 0.54682 | 0.58512 | 0.62416 | 0.6639
Scenario 6: Aggressive Fuel Sub Phase In | SCE | Com | HVAC | Com - Office (Small) | Electric Energy (GWh/year) | Energy Efficiency | 0.052301 | 0.10703 | 0.16408 | 0.22335 | 0.24697 | 0.67139 | 0.73297 | 0.7964 | 0.86148 | 0.92802 | 0.99594 | 1.0651 | 1.1354
Scenario 6: Aggressive Fuel Sub Phase In | SCE | Com | HVAC | Com - Office (Small) | Electric Energy (GWh/year) | Fuel Substitution | 0.0021628 | 0.004379 | 0.0066274 | 0.0088913 | 0.0088913 | 0.0088913 | 0.0088913 | 0.0088913 | 0.0088913 | 0.0088913 | 0.0088913 | 0.0088913 | 0.0088913
Scenario 6: Aggressive Fuel Sub Phase In | SCE | Com | HVAC | Com - Office (Small) | Gas Energy (MMTherm/year) | Energy Efficiency | 0.00092484 | 0.0019148 | 0.0029684 | 0.0040839 | 0.0040839 | 0.018243 | 0.01941 | 0.020631 | 0.021899 | 0.023208 | 0.024556 | 0.025938 | 0.027351
Scenario 6: Aggressive Fuel Sub Phase In | SCE | Com | HVAC | Com - Office (Small) | Gas Energy (MMTherm/year) | Fuel Substitution | 0.00037651 | 0.00076125 | 0.0011505 | 0.0015415 | 0.0015415 | 0.0015415 | 0.0015415 | 0.0015415 | 0.0015415 | 0.0015415 | 0.0015415 | 0.0015415 | 0.0015415
Scenario 6: Aggressive Fuel Sub Phase In | SCE | Com | HVAC | Com - Other | Electric Demand (MW) | Energy Efficiency | 0.38292 | 0.79921 | 1.2499 | 1.7339 | 2.2509 | 2.8003 | 3.377 | 3.9838 | 4.6092 | 5.2626 | 5.9437 | 6.6504 | 7.3833
Scenario 6: Aggressive Fuel Sub Phase In | SCE | Com | HVAC | Com - Other | Electric Demand (MW) | Fuel Substitution | 0 | 0 | 0 | 0 | 4.5135e-05 | 9.0654e-05 | 0.00013628 | 0.00018186 | 0.00022728 | 0.0002725 | 0.00031746 | 0.00036216 | 0.00040657
Scenario 6: Aggressive Fuel Sub Phase In | SCE | Com | HVAC | Com - Other | Electric Energy (GWh/year) | Energy Efficiency | 0.67053 | 1.392 | 2.1645 | 2.9841 | 3.8488 | 4.7555 | 5.5977 | 6.4738 | 7.2982 | 8.1639 | 9.0731 | 10.0245 | 11.0204
Scenario 6: Aggressive Fuel Sub Phase In | SCE | Com | HVAC | Com - Other | Electric Energy (GWh/year) | Fuel Substitution | -0.53683 | -0.9959 | -1.4578 | -1.9196 | -1.9193 | -1.9189 | -1.9186 | -1.9182 | -1.9179 | -1.9176 | -1.9172 | -1.9169 | -1.9166
Scenario 6: Aggressive Fuel Sub Phase In | SCE | Com | HVAC | Com - Other | Gas Energy (MMTherm/year) | Energy Efficiency | 0.040934 | 0.084747 | 0.13135 | 0.18038 | 0.23158 | 0.28466 | 0.32682 | 0.37008 | 0.40493 | 0.44207 | 0.48177 | 0.52409 | 0.56927
Scenario 6: Aggressive Fuel Sub Phase In | SCE | Com | HVAC | Com - Other | Gas Energy (MMTherm/year) | Fuel Substitution | 0.10971 | 0.22985 | 0.35138 | 0.47348 | 0.47348 | 0.47348 | 0.47348 | 0.47348 | 0.47348 | 0.47348 | 0.47348 | 0.47348 | 0.47348
Scenario 6: Aggressive Fuel Sub Phase In | SCE | Com | HVAC | Com - Restaurant | Electric Demand (MW) | Energy Efficiency | 0.029249 | 0.060679 | 0.094318 | 0.13022 | 0.1685 | 0.20858 | 0.25018 | 0.2934 | 0.33805 | 0.38385 | 0.43078 | 0.47856 | 0.52715
Scenario 6: Aggressive Fuel Sub Phase In | SCE | Com | HVAC | Com - Restaurant | Electric Demand (MW) | Fuel Substitution | 0 | 0 | 0 | 0 | 6.2561e-06 | 1.2557e-05 | 1.8864e-05 | 2.5154e-05 | 3.1412e-05 | 3.7629e-05 | 4.38e-05 | 4.9923e-05 | 5.5994e-05
Scenario 6: Aggressive Fuel Sub Phase In | SCE | Com | HVAC | Com - Restaurant | Electric Energy (GWh/year) | Energy Efficiency | 0.032245 | 0.066331 | 0.10226 | 0.14003 | 0.17973 | 0.22092 | 0.2634 | 0.30723 | 0.35225 | 0.39829 | 0.4453 | 0.49311 | 0.54167
Scenario 6: Aggressive Fuel Sub Phase In | SCE | Com | HVAC | Com - Restaurant | Electric Energy (GWh/year) | Fuel Substitution | 0.013025 | 0.026372 | 0.039913 | 0.05355 | 0.053601 | 0.053652 | 0.053704 | 0.053755 | 0.053806 | 0.053857 | 0.053908 | 0.053958 | 0.054007
Scenario 6: Aggressive Fuel Sub Phase In | SCE | Com | HVAC | Com - Restaurant | Gas Energy (MMTherm/year) | Energy Efficiency | 0.0014676 | 0.0030604 | 0.0047809 | 0.0066332 | 0.0086249 | 0.010721 | 0.012906 | 0.015185 | 0.017548 | 0.019978 | 0.022473 | 0.025019 | 0.027611
Scenario 6: Aggressive Fuel Sub Phase In | SCE | Com | HVAC | Com - Restaurant | Gas Energy (MMTherm/year) | Fuel Substitution | 0.0013606 | 0.0027535 | 0.0041652 | 0.0055859 | 0.0055859 | 0.0055859 | 0.0055859 | 0.0055859 | 0.0055859 | 0.0055859 | 0.0055859 | 0.0055859 | 0.0055859
Scenario 6: Aggressive Fuel Sub Phase In | SCE | Com | HVAC | Com - Retail | Electric Demand (MW) | Energy Efficiency | 0.1701 | 0.35742 | 0.60621 | 0.89783 | 1.2188 | 1.5663 | 1.9379 | 2.3366 | 2.4983 | 2.6017 | 2.7076 | 2.8153 | 2.9245
Scenario 6: Aggressive Fuel Sub Phase In | SCE | Com | HVAC | Com - Retail | Electric Demand (MW) | Fuel Substitution | 0 | 0 | 0 | 0 | 0.022478 | 0.045367 | 0.068473 | 0.091649 | 0.093288 | 0.09492 | 0.096543 | 0.098154 | 0.098173
Scenario 6: Aggressive Fuel Sub Phase In | SCE | Com | HVAC | Com - Retail | Electric Energy (GWh/year) | Energy Efficiency | 0.38118 | 0.80094 | 1.3722 | 2.0477 | 2.7915 | 3.5968 | 4.4374 | 5.35 | 5.6194 | 5.7231 | 5.8298 | 5.9301 | 6.0327
Scenario 6: Aggressive Fuel Sub Phase In | SCE | Com | HVAC | Com - Retail | Electric Energy (GWh/year) | Fuel Substitution | 0.04614 | 0.093441 | 0.14145 | 0.18982 | 0.27524 | 0.36224 | 0.45008 | 0.5382 | 0.54292 | 0.54762 | 0.5523 | 0.55694 | 0.55707
Scenario 6: Aggressive Fuel Sub Phase In | SCE | Com | HVAC | Com - Retail | Gas Energy (MMTherm/year) | Energy Efficiency | 0.004138 | 0.0085812 | 0.013913 | 0.01975 | 0.025942 | 0.032457 | 0.038073 | 0.043973 | 0.045554 | 0.046471 | 0.047498 | 0.048641 | 0.049911
Scenario 6: Aggressive Fuel Sub Phase In | SCE | Com | HVAC | Com - Retail | Gas Energy (MMTherm/year) | Fuel Substitution | 0.003094 | 0.0062634 | 0.0094776 | 0.012714 | 0.012714 | 0.012714 | 0.012714 | 0.012714 | 0.012714 | 0.012714 | 0.012714 | 0.012714 | 0.012714
Scenario 6: Aggressive Fuel Sub Phase In | SCE | Com | HVAC | Com - School | Electric Demand (MW) | Energy Efficiency | 0.059379 | 0.12175 | 0.18716 | 0.25528 | 0.32563 | 0.39833 | 0.47468 | 0.55225 | 0.63027 | 0.70996 | 0.79093 | 0.87344 | 0.95498
Scenario 6: Aggressive Fuel Sub Phase In | SCE | Com | HVAC | Com - School | Electric Energy (GWh/year) | Energy Efficiency | 0.056494 | 0.11564 | 0.17745 | 0.24165 | 0.30783 | 0.37607 | 0.45733 | 0.53664 | 0.60957 | 0.68397 | 0.75951 | 0.83639 | 0.90263
Scenario 6: Aggressive Fuel Sub Phase In | SCE | Com | HVAC | Com - School | Electric Energy (GWh/year) | Fuel Substitution | -0.0012306 | -0.0024629 | -0.0036845 | -0.0048883 | -0.0048883 | -0.0048883 | -0.0048883 | -0.0048883 | -0.0048883 | -0.0048883 | -0.0048883 | -0.0048883 | -0.0048883
Scenario 6: Aggressive Fuel Sub Phase In | SCE | Com | HVAC | Com - School | Gas Energy (MMTherm/year) | Energy Efficiency | 0.0030372 | 0.0062394 | 0.0096096 | 0.01313 | 0.016774 | 0.020549 | 0.024399 | 0.028356 | 0.032424 | 0.036585 | 0.040817 | 0.045133 | 0.04952
Scenario 6: Aggressive Fuel Sub Phase In | SCE | Com | HVAC | Com - School | Gas Energy (MMTherm/year) | Fuel Substitution | 0.00099459 | 0.0019965 | 0.0029958 | 0.0039855 | 0.0039855 | 0.0039855 | 0.0039855 | 0.0039855 | 0.0039855 | 0.0039855 | 0.0039855 | 0.0039855 | 0.0039855
Scenario 6: Aggressive Fuel Sub Phase In | SCE | Com | HVAC | Com - Warehouse | Electric Demand (MW) | Energy Efficiency | 0.0020199 | 0.0041087 | 0.0062597 | 0.0084736 | 0.010762 | 0.013108 | 0.015507 | 0.017958 | 0.020373 | 0.022827 | 0.02532 | 0.027846 | 0.030405
Scenario 6: Aggressive Fuel Sub Phase In | SCE | Com | HVAC | Com - Warehouse | Electric Demand (MW) | Fuel Substitution | 0 | 0 | 0 | 0 | 2.4479e-06 | 4.9292e-06 | 7.4273e-06 | 9.932e-06 | 9.932e-06 | 9.932e-06 | 9.932e-06 | 9.932e-06 | 9.932e-06
Scenario 6: Aggressive Fuel Sub Phase In | SCE | Com | HVAC | Com - Warehouse | Electric Energy (GWh/year) | Energy Efficiency | 0.0063874 | 0.012997 | 0.019809 | 0.026826 | 0.034124 | 0.041616 | 0.049284 | 0.057125 | 0.064666 | 0.07233 | 0.080112 | 0.087999 | 0.095992
Scenario 6: Aggressive Fuel Sub Phase In | SCE | Com | HVAC | Com - Warehouse | Electric Energy (GWh/year) | Fuel Substitution | -0.10878 | -0.21996 | -0.33246 | -0.44557 | -0.44553 | -0.4455 | -0.44546 | -0.44543 | -0.44543 | -0.44543 | -0.44543 | -0.44543 | -0.44543
Scenario 6: Aggressive Fuel Sub Phase In | SCE | Com | HVAC | Com - Warehouse | Gas Energy (MMTherm/year) | Energy Efficiency | 1.5707e-05 | 3.2869e-05 | 5.1507e-05 | 7.1636e-05 | 9.3268e-05 | 0.00011641 | 0.00014107 | 0.00016723 | 0.00016723 | 0.00016723 | 0.00016723 | 0.00016723 | 0.00016723
Scenario 6: Aggressive Fuel Sub Phase In | SCE | Com | HVAC | Com - Warehouse | Gas Energy (MMTherm/year) | Fuel Substitution | 0.021787 | 0.044109 | 0.066751 | 0.089566 | 0.089566 | 0.089566 | 0.089566 | 0.089566 | 0.089566 | 0.089566 | 0.089566 | 0.089566 | 0.089566
Scenario 6: Aggressive Fuel Sub Phase In | SCE | Com | Lighting | Com - College | Electric Demand (MW) | Energy Efficiency | 0 | 0.006439 | 0.014876 | 0.023984 | 0.033678 | 0.044015 | 0.054972 | 0.066481 | 0.078511 | 0.091012 | 0.10398 | 0.11753 | 0.13164
Scenario 6: Aggressive Fuel Sub Phase In | SCE | Com | Lighting | Com - College | Electric Energy (GWh/year) | Energy Efficiency | 0 | 0.024197 | 0.055905 | 0.090129 | 0.12656 | 0.16541 | 0.20658 | 0.24983 | 0.29504 | 0.34202 | 0.39074 | 0.44166 | 0.49469
Scenario 6: Aggressive Fuel Sub Phase In | SCE | Com | Lighting | Com - College | Gas Energy (MMTherm/year) | Energy Efficiency | 0 | -0.00013404 | -0.00030967 | -0.00049925 | -0.00070105 | -0.00091624 | -0.0011443 | -0.0013839 | -0.0016343 | -0.0018945 | -0.0021644 | -0.0024465 | -0.0027402
Scenario 6: Aggressive Fuel Sub Phase In | SCE | Com | Lighting | Com - Grocery | Electric Demand (MW) | Energy Efficiency | 0.033078 | 0.067928 | 0.1044 | 0.14245 | 0.18208 | 0.22317 | 0.26559 | 0.30934 | 0.35431 | 0.40039 | 0.44756 | 0.49567 | 0.54461
Scenario 6: Aggressive Fuel Sub Phase In | SCE | Com | Lighting | Com - Grocery | Electric Energy (GWh/year) | Energy Efficiency | 0.18564 | 0.38122 | 0.58587 | 0.7994 | 1.0218 | 1.2523 | 1.4903 | 1.7358 | 1.9881 | 2.2466 | 2.5113 | 2.7811 | 3.0557
Scenario 6: Aggressive Fuel Sub Phase In | SCE | Com | Lighting | Com - Grocery | Gas Energy (MMTherm/year) | Energy Efficiency | -0.0019611 | -0.0040272 | -0.0061893 | -0.0084452 | -0.010795 | -0.013231 | -0.015745 | -0.018339 | -0.021005 | -0.023737 | -0.026534 | -0.029386 | -0.032287
Scenario 6: Aggressive Fuel Sub Phase In | SCE | Com | Lighting | Com - Health | Electric Demand (MW) | Energy Efficiency | 0.034794 | 0.071555 | 0.11029 | 0.15068 | 0.19278 | 0.23641 | 0.28163 | 0.32819 | 0.376 | 0.42482 | 0.47453 | 0.52534 | 0.57723
Scenario 6: Aggressive Fuel Sub Phase In | SCE | Com | Lighting | Com - Health | Electric Energy (GWh/year) | Energy Efficiency | 0.20349 | 0.41848 | 0.64505 | 0.88127 | 1.1275 | 1.3827 | 1.6472 | 1.9196 | 2.1992 | 2.4848 | 2.7756 | 3.0728 | 3.3764
Scenario 6: Aggressive Fuel Sub Phase In | SCE | Com | Lighting | Com - Health | Gas Energy (MMTherm/year) | Energy Efficiency | -0.0013327 | -0.0027408 | -0.0042247 | -0.0057717 | -0.0073842 | -0.0090558 | -0.010788 | -0.012572 | -0.014403 | -0.016273 | -0.018178 | -0.020124 | -0.022112
Scenario 6: Aggressive Fuel Sub Phase In | SCE | Com | Lighting | Com - Office (Large) | Electric Demand (MW) | Energy Efficiency | 0 | 0.01226 | 0.03179 | 0.052606 | 0.074718 | 0.098073 | 0.12256 | 0.14814 | 0.17467 | 0.20207 | 0.23031 | 0.25931 | 0.28903
Scenario 6: Aggressive Fuel Sub Phase In | SCE | Com | Lighting | Com - Office (Large) | Electric Energy (GWh/year) | Energy Efficiency | 0 | 0.085204 | 0.22093 | 0.36559 | 0.51926 | 0.68156 | 0.85174 | 1.0295 | 1.2139 | 1.4043 | 1.6006 | 1.8021 | 2.0086
Scenario 6: Aggressive Fuel Sub Phase In | SCE | Com | Lighting | Com - Office (Large) | Gas Energy (MMTherm/year) | Energy Efficiency | 0 | -0.00020193 | -0.00052361 | -0.00086645 | -0.0012306 | -0.0016153 | -0.0020186 | -0.0024399 | -0.0028769 | -0.0033282 | -0.0037934 | -0.004271 | -0.0047604
Scenario 6: Aggressive Fuel Sub Phase In | SCE | Com | Lighting | Com - Refrig. Warehouse | Electric Demand (MW) | Energy Efficiency | 0.0010955 | 0.0015426 | 0.0020103 | 0.0024957 | 0.0029989 | 0.00352 | 0.0040584 | 0.0046127 | 0.0051828 | 0.0057677 | 0.0063663 | 0.0069778 | 0.007601
Scenario 6: Aggressive Fuel Sub Phase In | SCE | Com | Lighting | Com - Refrig. Warehouse | Electric Energy (GWh/year) | Energy Efficiency | 0.010403 | 0.014648 | 0.019088 | 0.023697 | 0.028476 | 0.033424 | 0.038537 | 0.043801 | 0.049215 | 0.054769 | 0.060454 | 0.066262 | 0.072181
Scenario 6: Aggressive Fuel Sub Phase In | SCE | Com | Lighting | Com - Restaurant | Electric Demand (MW) | Energy Efficiency | 0.019523 | 0.040164 | 0.061883 | 0.084648 | 0.10844 | 0.13314 | 0.15869 | 0.18506 | 0.2122 | 0.24006 | 0.26859 | 0.29776 | 0.32751
Scenario 6: Aggressive Fuel Sub Phase In | SCE | Com | Lighting | Com - Restaurant | Electric Energy (GWh/year) | Energy Efficiency | 0.11832 | 0.24342 | 0.37505 | 0.51304 | 0.65724 | 0.80699 | 0.96185 | 1.1217 | 1.2862 | 1.4551 | 1.6281 | 1.8049 | 1.9853
Scenario 6: Aggressive Fuel Sub Phase In | SCE | Com | Lighting | Com - Restaurant | Gas Energy (MMTherm/year) | Energy Efficiency | -0.00058104 | -0.0011953 | -0.0018417 | -0.0025193 | -0.0032274 | -0.0039627 | -0.0047232 | -0.0055081 | -0.0063161 | -0.0071452 | -0.0079947 | -0.0088629 | -0.0097484
Scenario 6: Aggressive Fuel Sub Phase In | SCE | Com | Lighting | Com - Retail | Electric Demand (MW) | Energy Efficiency | 0.12558 | 0.25799 | 0.39668 | 0.54147 | 0.69228 | 0.84863 | 1.0101 | 1.1765 | 1.3474 | 1.5225 | 1.7016 | 1.8842 | 2.0697
Scenario 6: Aggressive Fuel Sub Phase In | SCE | Com | Lighting | Com - Retail | Electric Energy (GWh/year) | Energy Efficiency | 0.7475 | 1.5357 | 2.3612 | 3.2231 | 4.1207 | 5.0513 | 6.0121 | 7.0026 | 8.02 | 9.0623 | 10.1283 | 11.2146 | 12.3189
Scenario 6: Aggressive Fuel Sub Phase In | SCE | Com | Lighting | Com - Retail | Gas Energy (MMTherm/year) | Energy Efficiency | -0.0019097 | -0.0039235 | -0.0060327 | -0.0082348 | -0.010528 | -0.012906 | -0.015361 | -0.017892 | -0.020492 | -0.023156 | -0.02588 | -0.028656 | -0.031478
Scenario 6: Aggressive Fuel Sub Phase In | SCE | Com | Lighting | Com - Warehouse | Electric Demand (MW) | Energy Efficiency | 0.0014516 | 0.0030454 | 0.0047759 | 0.0066451 | 0.0086575 | 0.014324 | 0.020631 | 0.027146 | 0.028096 | 0.028096 | 0.028096 | 0.028096 | 0.028096
Scenario 6: Aggressive Fuel Sub Phase In | SCE | Com | Lighting | Com - Warehouse | Electric Energy (GWh/year) | Energy Efficiency | 0.012163 | 0.025517 | 0.040016 | 0.055678 | 0.072539 | 0.12002 | 0.17286 | 0.22745 | 0.23541 | 0.23541 | 0.23541 | 0.23541 | 0.23541
Scenario 6: Aggressive Fuel Sub Phase In | SCE | Com | Lighting | Com - Warehouse | Gas Energy (MMTherm/year) | Energy Efficiency | -4.6971e-05 | -9.8544e-05 | -0.00015454 | -0.00021502 | -0.00028014 | -0.0003496 | -0.00042318 | -0.00050082 | -0.00051608 | -0.00051608 | -0.00051608 | -0.00051608 | -0.00051608
Scenario 6: Aggressive Fuel Sub Phase In | SCE | Com | WaterHeat | Com - College | Electric Demand (MW) | Energy Efficiency | 0.00013082 | 0.00028912 | 0.00048073 | 0.00071232 | 0.00099048 | 0.0013256 | 0.0017285 | 0.0022114 | 0.0027893 | 0.0034793 | 0.0043034 | 0.0052935 | 0.0064748
Scenario 6: Aggressive Fuel Sub Phase In | SCE | Com | WaterHeat | Com - College | Electric Demand (MW) | Fuel Substitution | 0 | 0 | 0.12248 | 0.42128 | 0.9439 | 1.5236 | 2.1426 | 2.7886 | 3.4583 | 4.1443 | 4.8404 | 5.5425 | 6.248
Scenario 6: Aggressive Fuel Sub Phase In | SCE | Com | WaterHeat | Com - College | Electric Energy (GWh/year) | Energy Efficiency | 0.00053541 | 0.0011833 | 0.0019675 | 0.0029153 | 0.0040537 | 0.005425 | 0.0070742 | 0.0090505 | 0.011415 | 0.01424 | 0.017612 | 0.021664 | 0.026499
Scenario 6: Aggressive Fuel Sub Phase In | SCE | Com | WaterHeat | Com - College | Electric Energy (GWh/year) | Fuel Substitution | -1.9688 | -3.938 | -4.9732 | -4.7629 | -2.8246 | -0.64579 | 1.9864 | 4.7333 | 7.5814 | 10.4986 | 13.4588 | 16.4448 | 19.4447
Scenario 6: Aggressive Fuel Sub Phase In | SCE | Com | WaterHeat | Com - College | Gas Energy (MMTherm/year) | Fuel Substitution | 0.2175 | 0.4351 | 0.60858 | 0.72916 | 0.76689 | 0.80492 | 0.80492 | 0.80492 | 0.80492 | 0.80492 | 0.80492 | 0.80492 | 0.80492
Scenario 6: Aggressive Fuel Sub Phase In | SCE | Com | WaterHeat | Com - Grocery | Electric Demand (MW) | Energy Efficiency | 0.00037946 | 0.00083923 | 0.001394 | 0.0020626 | 0.0028682 | 0.0038367 | 0.0049987 | 0.0063929 | 0.0080635 | 0.010062 | 0.012453 | 0.01531 | 0.018722
Scenario 6: Aggressive Fuel Sub Phase In | SCE | Com | WaterHeat | Com - Grocery | Electric Energy (GWh/year) | Energy Efficiency | 0.0021362 | 0.0047243 | 0.0078472 | 0.011611 | 0.016146 | 0.021599 | 0.028139 | 0.035988 | 0.045392 | 0.056644 | 0.070103 | 0.086186 | 0.1054
Scenario 6: Aggressive Fuel Sub Phase In | SCE | Com | WaterHeat | Com - Grocery | Electric Energy (GWh/year) | Fuel Substitution | -0.073589 | -0.14765 | -0.22212 | -0.29712 | -0.37273 | -0.44903 | -0.44903 | -0.44903 | -0.44903 | -0.44903 | -0.44903 | -0.44903 | -0.44903
Scenario 6: Aggressive Fuel Sub Phase In | SCE | Com | WaterHeat | Com - Grocery | Gas Energy (MMTherm/year) | Fuel Substitution | 0.0097605 | 0.019583 | 0.029461 | 0.039408 | 0.049437 | 0.059558 | 0.059558 | 0.059558 | 0.059558 | 0.059558 | 0.059558 | 0.059558 | 0.059558
Scenario 6: Aggressive Fuel Sub Phase In | SCE | Com | WaterHeat | Com - Health | Electric Demand (MW) | Energy Efficiency | 0.00038055 | 0.00084368 | 0.0014067 | 0.0020861 | 0.0029067 | 0.0038948 | 0.0050853 | 0.0065141 | 0.0082267 | 0.010272 | 0.012712 | 0.015634 | 0.019137
Scenario 6: Aggressive Fuel Sub Phase In | SCE | Com | WaterHeat | Com - Health | Electric Demand (MW) | Fuel Substitution | 0 | 0 | 0.13879 | 0.47897 | 1.0775 | 1.7451 | 2.4614 | 3.2121 | 3.9938 | 4.7969 | 5.6139 | 6.44 | 7.2718
Scenario 6: Aggressive Fuel Sub Phase In | SCE | Com | WaterHeat | Com - Health | Electric Energy (GWh/year) | Energy Efficiency | 0.0033633 | 0.0074564 | 0.012432 | 0.018437 | 0.02569 | 0.034422 | 0.044944 | 0.057571 | 0.072707 | 0.090786 | 0.11235 | 0.13817 | 0.16913
Scenario 6: Aggressive Fuel Sub Phase In | SCE | Com | WaterHeat | Com - Health | Electric Energy (GWh/year) | Fuel Substitution | -4.9338 | -9.8805 | -12.4972 | -12.109 | -7.5165 | -2.2993 | 4.3027 | 11.2223 | 18.4275 | 25.8304 | 33.3618 | 40.9765 | 48.6431
Scenario 6: Aggressive Fuel Sub Phase In | SCE | Com | WaterHeat | Com - Health | Gas Energy (MMTherm/year) | Fuel Substitution | 0.55485 | 1.1113 | 1.555 | 1.8754 | 2.0002 | 2.1265 | 2.1265 | 2.1265 | 2.1265 | 2.1265 | 2.1265 | 2.1265 | 2.1265
Scenario 6: Aggressive Fuel Sub Phase In | SCE | Com | WaterHeat | Com - Lodging | Electric Demand (MW) | Energy Efficiency | 7.9286e-05 | 0.0001759 | 0.00029331 | 0.00043548 | 0.00060753 | 0.00081537 | 0.001066 | 0.001368 | 0.0017309 | 0.0021667 | 0.0026896 | 0.0033164 | 0.0040673
Scenario 6: Aggressive Fuel Sub Phase In | SCE | Com | WaterHeat | Com - Lodging | Electric Demand (MW) | Fuel Substitution | 0 | 0 | 0.14099 | 0.48839 | 1.1013 | 1.786 | 2.5211 | 3.2933 | 4.0996 | 4.9283 | 5.7715 | 6.6234 | 7.4799
Scenario 6: Aggressive Fuel Sub Phase In | SCE | Com | WaterHeat | Com - Lodging | Electric Energy (GWh/year) | Energy Efficiency | 0.0006829 | 0.001515 | 0.0025263 | 0.0037508 | 0.0052327 | 0.0070229 | 0.0091818 | 0.011782 | 0.014909 | 0.018662 | 0.023166 | 0.028565 | 0.035032
Scenario 6: Aggressive Fuel Sub Phase In | SCE | Com | WaterHeat | Com - Lodging | Electric Energy (GWh/year) | Fuel Substitution | -4.9924 | -9.9895 | -12.8542 | -12.7032 | -8.2973 | -3.261 | 3.3421 | 10.2784 | 17.5203 | 24.9646 | 32.5383 | 40.1901 | 47.8837
Scenario 6: Aggressive Fuel Sub Phase In | SCE | Com | WaterHeat | Com - Lodging | Gas Energy (MMTherm/year) | Fuel Substitution | 0.55316 | 1.1071 | 1.5703 | 1.9117 | 2.0569 | 2.204 | 2.204 | 2.204 | 2.204 | 2.204 | 2.204 | 2.204 | 2.204
Scenario 6: Aggressive Fuel Sub Phase In | SCE | Com | WaterHeat | Com - Office (Large) | Electric Demand (MW) | Energy Efficiency | 0.00010076 | 0.00022315 | 0.00037111 | 0.00054952 | 0.00076457 | 0.0010233 | 0.0013335 | 0.0017054 | 0.0021496 | 0.0026795 | 0.0033118 | 0.0040648 | 0.0049617
Scenario 6: Aggressive Fuel Sub Phase In | SCE | Com | WaterHeat | Com - Office (Large) | Electric Demand (MW) | Fuel Substitution | 0 | 0 | 0.019244 | 0.066392 | 0.1489 | 0.24027 | 0.33758 | 0.44023 | 0.5468 | 0.65565 | 0.76561 | 0.87584 | 0.98579
Scenario 6: Aggressive Fuel Sub Phase In | SCE | Com | WaterHeat | Com - Office (Large) | Electric Energy (GWh/year) | Energy Efficiency | 0.0019292 | 0.0042729 | 0.0071058 | 0.010522 | 0.01464 | 0.019593 | 0.025534 | 0.032653 | 0.04116 | 0.051306 | 0.063412 | 0.077831 | 0.095005
Scenario 6: Aggressive Fuel Sub Phase In | SCE | Com | WaterHeat | Com - Office (Large) | Electric Energy (GWh/year) | Fuel Substitution | -1.264 | -2.5137 | -3.1491 | -2.8601 | -1.2843 | 0.46803 | 2.4164 | 4.4715 | 6.6052 | 8.7845 | 10.9861 | 13.1932 | 15.3944
Scenario 6: Aggressive Fuel Sub Phase In | SCE | Com | WaterHeat | Com - Office (Large) | Gas Energy (MMTherm/year) | Fuel Substitution | 0.13784 | 0.27417 | 0.38588 | 0.45828 | 0.46848 | 0.47877 | 0.47877 | 0.47877 | 0.47877 | 0.47877 | 0.47877 | 0.47877 | 0.47877
Scenario 6: Aggressive Fuel Sub Phase In | SCE | Com | WaterHeat | Com - Office (Small) | Electric Demand (MW) | Energy Efficiency | 3.7141e-06 | 8.2144e-06 | 1.365e-05 | 2.02e-05 | 2.5815e-05 | 4.9654e-05 | 6.1031e-05 | 7.4839e-05 | 9.1505e-05 | 0.00011154 | 0.00013555 | 0.00016426 | 0.00019855
Scenario 6: Aggressive Fuel Sub Phase In | SCE | Com | WaterHeat | Com - Office (Small) | Electric Demand (MW) | Fuel Substitution | 0 | 0 | 0.00075613 | 0.0025957 | 0.0054108 | 0.0087655 | 0.012426 | 0.016325 | 0.020382 | 0.024536 | 0.028748 | 0.032989 | 0.037242
Scenario 6: Aggressive Fuel Sub Phase In | SCE | Com | WaterHeat | Com - Office (Small) | Electric Energy (GWh/year) | Energy Efficiency | 0.00042723 | 0.0009449 | 0.0015702 | 0.0023236 | 0.0029695 | 0.0057117 | 0.0070203 | 0.0086087 | 0.010526 | 0.01283 | 0.015592 | 0.018895 | 0.022839
Scenario 6: Aggressive Fuel Sub Phase In | SCE | Com | WaterHeat | Com - Office (Small) | Electric Energy (GWh/year) | Fuel Substitution | -0.32462 | -0.64803 | -0.80259 | -0.73797 | -0.41553 | -0.030659 | 0.40889 | 0.87723 | 1.3644 | 1.8633 | 2.3691 | 2.8786 | 3.3893
Scenario 6: Aggressive Fuel Sub Phase In | SCE | Com | WaterHeat | Com - Office (Small) | Gas Energy (MMTherm/year) | Fuel Substitution | 0.035035 | 0.069944 | 0.096537 | 0.11364 | 0.11569 | 0.11807 | 0.11807 | 0.11807 | 0.11807 | 0.11807 | 0.11807 | 0.11807 | 0.11807
Scenario 6: Aggressive Fuel Sub Phase In | SCE | Com | WaterHeat | Com - Other | Electric Demand (MW) | Energy Efficiency | 0.0039505 | 0.008751 | 0.014568 | 0.021598 | 0.030077 | 0.040288 | 0.052578 | 0.067344 | 0.085049 | 0.10628 | 0.13172 | 0.16219 | 0.19867
Scenario 6: Aggressive Fuel Sub Phase In | SCE | Com | WaterHeat | Com - Other | Electric Demand (MW) | Fuel Substitution | 0 | 0 | 0.87885 | 3.024 | 6.7525 | 10.9237 | 15.385 | 20.0602 | 24.9306 | 29.9274 | 35.0027 | 40.123 | 45.2657
Scenario 6: Aggressive Fuel Sub Phase In | SCE | Com | WaterHeat | Com - Other | Electric Energy (GWh/year) | Energy Efficiency | 0.027025 | 0.059864 | 0.099657 | 0.14775 | 0.20575 | 0.2756 | 0.35968 | 0.46069 | 0.58181 | 0.72704 | 0.9011 | 1.1095 | 1.3591
Scenario 6: Aggressive Fuel Sub Phase In | SCE | Com | WaterHeat | Com - Other | Electric Energy (GWh/year) | Fuel Substitution | -25.5468 | -51.096 | -64.9529 | -63.6528 | -41.3895 | -16.0756 | 15.7326 | 49.0658 | 83.7911 | 119.4177 | 155.604 | 192.1123 | 228.7792
Scenario 6: Aggressive Fuel Sub Phase In | SCE | Com | WaterHeat | Com - Other | Gas Energy (MMTherm/year) | Fuel Substitution | 2.7655 | 5.5321 | 7.7336 | 9.2968 | 9.8509 | 10.4185 | 10.4185 | 10.4185 | 10.4185 | 10.4185 | 10.4185 | 10.4185 | 10.4185
Scenario 6: Aggressive Fuel Sub Phase In | SCE | Com | WaterHeat | Com - Refrig. Warehouse | Electric Demand (MW) | Energy Efficiency | 2.6171e-05 | 4.0606e-05 | 5.8217e-05 | 7.9513e-05 | 0.00010521 | 0.00013616 | 0.00017339 | 0.00021804 | 0.00027157 | 0.00033567 | 0.0004123 | 0.00050395 | 0.00061344
Scenario 6: Aggressive Fuel Sub Phase In | SCE | Com | WaterHeat | Com - Refrig. Warehouse | Electric Demand (MW) | Fuel Substitution | 0 | 0 | 0.00052554 | 0.0019137 | 0.0043773 | 0.0071393 | 0.010116 | 0.013257 | 0.016528 | 0.01989 | 0.023309 | 0.026763 | 0.030239
Scenario 6: Aggressive Fuel Sub Phase In | SCE | Com | WaterHeat | Com - Refrig. Warehouse | Electric Energy (GWh/year) | Energy Efficiency | 0.00031971 | 0.00049606 | 0.00071119 | 0.00097135 | 0.0012853 | 0.0016634 | 0.0021182 | 0.0026636 | 0.0033176 | 0.0041006 | 0.0050368 | 0.0061563 | 0.0074939
Scenario 6: Aggressive Fuel Sub Phase In | SCE | Com | WaterHeat | Com - Refrig. Warehouse | Electric Energy (GWh/year) | Fuel Substitution | -0.028031 | -0.056123 | -0.070649 | -0.069612 | -0.04477 | -0.016199 | 0.021686 | 0.061671 | 0.10331 | 0.14609 | 0.18961 | 0.23358 | 0.27782
Scenario 6: Aggressive Fuel Sub Phase In | SCE | Com | WaterHeat | Com - Refrig. Warehouse | Gas Energy (MMTherm/year) | Fuel Substitution | 0.0032127 | 0.0064336 | 0.0088943 | 0.010876 | 0.011764 | 0.012661 | 0.012661 | 0.012661 | 0.012661 | 0.012661 | 0.012661 | 0.012661 | 0.012661
Scenario 6: Aggressive Fuel Sub Phase In | SCE | Com | WaterHeat | Com - Restaurant | Electric Demand (MW) | Energy Efficiency | 0.0015026 | 0.0033304 | 0.005547 | 0.0082292 | 0.01147 | 0.015371 | 0.020057 | 0.02568 | 0.032422 | 0.04049 | 0.05014 | 0.061667 | 0.075429
Scenario 6: Aggressive Fuel Sub Phase In | SCE | Com | WaterHeat | Com - Restaurant | Electric Demand (MW) | Fuel Substitution | 0 | 0 | 0.97384 | 3.3601 | 7.5445 | 12.1941 | 17.1662 | 22.3915 | 27.84 | 33.4357 | 39.1251 | 44.8704 | 50.6448
Scenario 6: Aggressive Fuel Sub Phase In | SCE | Com | WaterHeat | Com - Restaurant | Electric Energy (GWh/year) | Energy Efficiency | 0.0082033 | 0.018182 | 0.030284 | 0.044929 | 0.062627 | 0.083929 | 0.10951 | 0.14023 | 0.17704 | 0.22111 | 0.27382 | 0.3368 | 0.41198
Scenario 6: Aggressive Fuel Sub Phase In | SCE | Com | WaterHeat | Com - Restaurant | Electric Energy (GWh/year) | Fuel Substitution | -16.8442 | -33.6645 | -41.5611 | -36.4739 | -13.3297 | 12.4588 | 40.7966 | 70.5776 | 101.6314 | 133.5242 | 165.9517 | 198.6977 | 231.6094
Scenario 6: Aggressive Fuel Sub Phase In | SCE | Com | WaterHeat | Com - Restaurant | Gas Energy (MMTherm/year) | Fuel Substitution | 1.9 | 3.7975 | 5.3186 | 6.2894 | 6.3892 | 6.4902 | 6.4902 | 6.4902 | 6.4902 | 6.4902 | 6.4902 | 6.4902 | 6.4902
Scenario 6: Aggressive Fuel Sub Phase In | SCE | Com | WaterHeat | Com - Retail | Electric Demand (MW) | Energy Efficiency | 0.00024858 | 0.00054977 | 0.00091319 | 0.0013511 | 0.001923 | 0.0026003 | 0.0034017 | 0.004306 | 0.0053468 | 0.006599 | 0.0081029 | 0.0099436 | 0.012135
Scenario 6: Aggressive Fuel Sub Phase In | SCE | Com | WaterHeat | Com - Retail | Electric Demand (MW) | Fuel Substitution | 0 | 0 | 0.030504 | 0.10472 | 0.23304 | 0.37652 | 0.52971 | 0.69036 | 0.85756 | 1.029 | 1.203 | 1.3784 | 1.5544
Scenario 6: Aggressive Fuel Sub Phase In | SCE | Com | WaterHeat | Com - Retail | Electric Energy (GWh/year) | Energy Efficiency | 0.0016582 | 0.0036675 | 0.0060919 | 0.0090131 | 0.012671 | 0.017034 | 0.022229 | 0.028276 | 0.035378 | 0.043887 | 0.054071 | 0.066357 | 0.080985
Scenario 6: Aggressive Fuel Sub Phase In | SCE | Com | WaterHeat | Com - Retail | Electric Energy (GWh/year) | Fuel Substitution | -0.72999 | -1.458 | -1.7838 | -1.5963 | -0.70743 | 0.28695 | 1.3546 | 2.4741 | 3.6393 | 4.8339 | 6.0464 | 7.2688 | 8.4955
Scenario 6: Aggressive Fuel Sub Phase In | SCE | Com | WaterHeat | Com - Retail | Gas Energy (MMTherm/year) | Fuel Substitution | 0.07737 | 0.15453 | 0.21163 | 0.24664 | 0.24734 | 0.24805 | 0.24805 | 0.24805 | 0.24805 | 0.24805 | 0.24805 | 0.24805 | 0.24805
Scenario 6: Aggressive Fuel Sub Phase In | SCE | Com | WaterHeat | Com - School | Electric Demand (MW) | Energy Efficiency | 0.00012494 | 0.00027678 | 0.00046063 | 0.00068239 | 0.00094895 | 0.001269 | 0.0016521 | 0.0021105 | 0.0026586 | 0.0033132 | 0.0040943 | 0.0050264 | 0.0061369
Scenario 6: Aggressive Fuel Sub Phase In | SCE | Com | WaterHeat | Com - School | Electric Demand (MW) | Fuel Substitution | 0 | 0 | 0.064726 | 0.22315 | 0.5 | 0.80613 | 1.1317 | 1.4736 | 1.8285 | 2.1911 | 2.5579 | 2.9263 | 3.2946
Scenario 6: Aggressive Fuel Sub Phase In | SCE | Com | WaterHeat | Com - School | Electric Energy (GWh/year) | Energy Efficiency | 0.0018511 | 0.0041007 | 0.0068245 | 0.01011 | 0.014059 | 0.018801 | 0.024477 | 0.031269 | 0.039388 | 0.049088 | 0.06066 | 0.074469 | 0.090922
Scenario 6: Aggressive Fuel Sub Phase In | SCE | Com | WaterHeat | Com - School | Electric Energy (GWh/year) | Fuel Substitution | -3.2436 | -6.4653 | -8.1108 | -7.3848 | -3.367 | 1.0982 | 6.0866 | 11.3264 | 16.7639 | 22.3204 | 27.9406 | 33.586 | 39.2296
Scenario 6: Aggressive Fuel Sub Phase In | SCE | Com | WaterHeat | Com - School | Gas Energy (MMTherm/year) | Fuel Substitution | 0.36162 | 0.72086 | 1.0158 | 1.2076 | 1.2368 | 1.2663 | 1.2663 | 1.2663 | 1.2663 | 1.2663 | 1.2663 | 1.2663 | 1.2663
Scenario 6: Aggressive Fuel Sub Phase In | SCE | Com | WaterHeat | Com - Warehouse | Electric Demand (MW) | Energy Efficiency | 1.1933e-05 | 2.6366e-05 | 4.3754e-05 | 6.4686e-05 | 8.9886e-05 | 0.00012013 | 0.00015634 | 0.00019968 | 0.00025144 | 0.00031321 | 0.00038688 | 0.00047462 | 0.0005791
Scenario 6: Aggressive Fuel Sub Phase In | SCE | Com | WaterHeat | Com - Warehouse | Electric Demand (MW) | Fuel Substitution | 0 | 0 | 0.00057392 | 0.0019678 | 0.004406 | 0.007113 | 0.010007 | 0.01303 | 0.016168 | 0.019386 | 0.022654 | 0.025952 | 0.029266
Scenario 6: Aggressive Fuel Sub Phase In | SCE | Com | WaterHeat | Com - Warehouse | Electric Energy (GWh/year) | Energy Efficiency | 0.00033781 | 0.00074642 | 0.0012387 | 0.0018313 | 0.0025449 | 0.0034012 | 0.0044265 | 0.0056538 | 0.0071198 | 0.0088693 | 0.010956 | 0.013441 | 0.016401
Scenario 6: Aggressive Fuel Sub Phase In | SCE | Com | WaterHeat | Com - Warehouse | Electric Energy (GWh/year) | Fuel Substitution | -0.07671 | -0.15354 | -0.19778 | -0.20122 | -0.14808 | -0.087182 | -0.0019197 | 0.087156 | 0.17963 | 0.27446 | 0.37075 | 0.46793 | 0.56559
Scenario 6: Aggressive Fuel Sub Phase In | SCE | Com | WaterHeat | Com - Warehouse | Gas Energy (MMTherm/year) | Fuel Substitution | 0.0084792 | 0.016974 | 0.023823 | 0.028923 | 0.031314 | 0.033727 | 0.033727 | 0.033727 | 0.033727 | 0.033727 | 0.033727 | 0.033727 | 0.033727
Scenario 6: Aggressive Fuel Sub Phase In | SCE | Com | WholeBlg | Com - College | Electric Demand (MW) | Energy Efficiency | 0.080354 | 0.1625 | 0.24661 | 0.3331 | 0.4223 | 0.51338 | 0.60767 | 0.7049 | 0.7956 | 0.82383 | 0.84869 | 0.87404 | 0.89933
Scenario 6: Aggressive Fuel Sub Phase In | SCE | Com | WholeBlg | Com - College | Electric Energy (GWh/year) | Energy Efficiency | 0.73228 | 1.4809 | 2.2474 | 3.0355 | 3.8484 | 4.679 | 5.5389 | 6.4255 | 7.2526 | 7.5097 | 7.7363 | 7.9674 | 8.1979
Scenario 6: Aggressive Fuel Sub Phase In | SCE | Com | WholeBlg | Com - Grocery | Electric Demand (MW) | Energy Efficiency | 0.27552 | 0.55743 | 0.84664 | 1.1442 | 1.4515 | 1.7656 | 2.0896 | 2.4233 | 2.7344 | 2.8303 | 2.9143 | 2.9993 | 3.0737
Scenario 6: Aggressive Fuel Sub Phase In | SCE | Com | WholeBlg | Com - Grocery | Electric Energy (GWh/year) | Energy Efficiency | 2.5108 | 5.0799 | 7.7155 | 10.4274 | 13.2279 | 16.0917 | 19.0466 | 22.0896 | 24.9263 | 25.7996 | 26.5657 | 27.3407 | 28.0183
Scenario 6: Aggressive Fuel Sub Phase In | SCE | Com | WholeBlg | Com - Health | Electric Demand (MW) | Energy Efficiency | 0.2627 | 0.5325 | 0.80997 | 1.0963 | 1.3927 | 1.6963 | 2.0112 | 2.3365 | 2.6414 | 2.7424 | 2.8323 | 2.9234 | 3.0137
Scenario 6: Aggressive Fuel Sub Phase In | SCE | Com | WholeBlg | Com - Health | Electric Energy (GWh/year) | Energy Efficiency | 2.394 | 4.8528 | 7.3814 | 9.9907 | 12.6921 | 15.4607 | 18.3321 | 21.2987 | 24.0784 | 24.9987 | 25.8183 | 26.6485 | 27.4713
Scenario 6: Aggressive Fuel Sub Phase In | SCE | Com | WholeBlg | Com - Lodging | Electric Demand (MW) | Energy Efficiency | 0.12427 | 0.2515 | 0.38182 | 0.51597 | 0.6545 | 0.79604 | 0.94254 | 1.0937 | 1.2347 | 1.2791 | 1.3182 | 1.3581 | 1.3968
Scenario 6: Aggressive Fuel Sub Phase In | SCE | Com | WholeBlg | Com - Lodging | Electric Energy (GWh/year) | Energy Efficiency | 1.1325 | 2.292 | 3.4795 | 4.702 | 5.9645 | 7.2553 | 8.5913 | 9.9692 | 11.2554 | 11.6596 | 12.0166 | 12.3796 | 12.7324
Scenario 6: Aggressive Fuel Sub Phase In | SCE | Com | WholeBlg | Com - Office (Large) | Electric Demand (MW) | Energy Efficiency | 0.52284 | 1.0538 | 1.5936 | 2.1442 | 2.7076 | 3.2778 | 3.863 | 4.4611 | 5.0102 | 5.1459 | 5.2563 | 5.3667 | 5.4822
Scenario 6: Aggressive Fuel Sub Phase In | SCE | Com | WholeBlg | Com - Office (Large) | Electric Energy (GWh/year) | Energy Efficiency | 4.7646 | 9.6031 | 14.5229 | 19.5405 | 24.6749 | 29.875 | 35.2112 | 40.6657 | 45.6728 | 46.9084 | 47.9147 | 48.9207 | 49.9736
Scenario 6: Aggressive Fuel Sub Phase In | SCE | Com | WholeBlg | Com - Office (Small) | Electric Demand (MW) | Energy Efficiency | 0.091786 | 0.18524 | 0.28059 | 0.37817 | 0.47838 | 0.58017 | 0.68485 | 0.79215 | 0.89125 | 0.91818 | 0.94085 | 0.96361 | 0.98584
Scenario 6: Aggressive Fuel Sub Phase In | SCE | Com | WholeBlg | Com - Office (Small) | Electric Energy (GWh/year) | Energy Efficiency | 0.83645 | 1.6881 | 2.557 | 3.4463 | 4.3595 | 5.2878 | 6.2424 | 7.2209 | 8.1245 | 8.3698 | 8.5764 | 8.7839 | 8.9866
Scenario 6: Aggressive Fuel Sub Phase In | SCE | Com | WholeBlg | Com - Other | Electric Demand (MW) | Energy Efficiency | 0.39936 | 0.80652 | 1.222 | 1.6479 | 2.086 | 2.5317 | 2.9916 | 3.4644 | 3.9028 | 4.0283 | 4.1364 | 4.2461 | 4.3601
Scenario 6: Aggressive Fuel Sub Phase In | SCE | Com | WholeBlg | Com - Other | Electric Energy (GWh/year) | Energy Efficiency | 3.6394 | 7.3499 | 11.136 | 15.0177 | 19.0099 | 23.0746 | 27.2688 | 31.5799 | 35.5769 | 36.7207 | 37.7061 | 38.7061 | 39.7449
Scenario 6: Aggressive Fuel Sub Phase In | SCE | Com | WholeBlg | Com - Refrig. Warehouse | Electric Demand (MW) | Energy Efficiency | 0.030728 | 0.062592 | 0.095673 | 0.1302 | 0.16632 | 0.20365 | 0.2425 | 0.28289 | 0.32125 | 0.33603 | 0.34962 | 0.36342 | 0.37531
Scenario 6: Aggressive Fuel Sub Phase In | SCE | Com | WholeBlg | Com - Refrig. Warehouse | Electric Energy (GWh/year) | Energy Efficiency | 0.28003 | 0.5704 | 0.87188 | 1.1865 | 1.5157 | 1.8561 | 2.2104 | 2.5787 | 2.9285 | 3.0631 | 3.187 | 3.3128 | 3.4211
Scenario 6: Aggressive Fuel Sub Phase In | SCE | Com | WholeBlg | Com - Restaurant | Electric Demand (MW) | Energy Efficiency | 0.23361 | 0.47457 | 0.72357 | 0.98216 | 1.2517 | 1.5296 | 1.819 | 2.1199 | 2.4059 | 2.5194 | 2.6265 | 2.7378 | 2.8442
Scenario 6: Aggressive Fuel Sub Phase In | SCE | Com | WholeBlg | Com - Restaurant | Electric Energy (GWh/year) | Energy Efficiency | 2.2343 | 4.5531 | 6.9649 | 9.486 | 12.1318 | 14.8808 | 17.7597 | 20.772 | 23.6797 | 25.0463 | 26.3907 | 27.811 | 29.2274
Scenario 6: Aggressive Fuel Sub Phase In | SCE | Com | WholeBlg | Com - Restaurant | Gas Energy (MMTherm/year) | Energy Efficiency | -0.0011657 | -0.0025236 | -0.0040992 | -0.0059193 | -0.0080161 | -0.010386 | -0.013038 | -0.016011 | -0.019327 | -0.023002 | -0.02707 | -0.031553 | -0.036489
Scenario 6: Aggressive Fuel Sub Phase In | SCE | Com | WholeBlg | Com - Retail | Electric Demand (MW) | Energy Efficiency | 0.31335 | 0.63131 | 0.95456 | 1.2841 | 1.621 | 1.9617 | 2.3113 | 2.6684 | 2.9955 | 3.0716 | 3.1312 | 3.1895 | 3.2476
Scenario 6: Aggressive Fuel Sub Phase In | SCE | Com | WholeBlg | Com - Retail | Electric Energy (GWh/year) | Energy Efficiency | 3.4426 | 7.0234 | 10.7536 | 14.6588 | 18.7694 | 23.0633 | 27.5931 | 32.3707 | 37.0618 | 39.6623 | 42.3357 | 45.2307 | 48.3801
Scenario 6: Aggressive Fuel Sub Phase In | SCE | Com | WholeBlg | Com - Retail | Gas Energy (MMTherm/year) | Energy Efficiency | 0.0040287 | 0.0087173 | 0.014101 | 0.020294 | 0.027433 | 0.035578 | 0.044785 | 0.05522 | 0.066946 | 0.080042 | 0.094659 | 0.11088 | 0.12886
Scenario 6: Aggressive Fuel Sub Phase In | SCE | Com | WholeBlg | Com - School | Electric Demand (MW) | Energy Efficiency | 0.096541 | 0.19481 | 0.29491 | 0.39738 | 0.50257 | 0.6094 | 0.71941 | 0.83226 | 0.93651 | 0.96485 | 0.98871 | 1.0127 | 1.0371
Scenario 6: Aggressive Fuel Sub Phase In | SCE | Com | WholeBlg | Com - School | Electric Energy (GWh/year) | Energy Efficiency | 0.87978 | 1.7753 | 2.6876 | 3.6214 | 4.58 | 5.5542 | 6.5574 | 7.5866 | 8.5371 | 8.7952 | 9.0127 | 9.2315 | 9.4538
Scenario 6: Aggressive Fuel Sub Phase In | SCE | Com | WholeBlg | Com - Warehouse | Electric Demand (MW) | Energy Efficiency | 0.16218 | 0.32804 | 0.49782 | 0.67256 | 0.85302 | 1.0374 | 1.2282 | 1.425 | 1.6088 | 1.6675 | 1.72 | 1.7739 | 1.8291
Scenario 6: Aggressive Fuel Sub Phase In | SCE | Com | WholeBlg | Com - Warehouse | Electric Energy (GWh/year) | Energy Efficiency | 1.5892 | 3.2328 | 4.935 | 6.7102 | 8.5725 | 10.5075 | 12.5378 | 14.6651 | 16.7177 | 17.6773 | 18.6321 | 19.6536 | 20.748
Scenario 6: Aggressive Fuel Sub Phase In | SCE | Com | WholeBlg | Com - Warehouse | Gas Energy (MMTherm/year) | Energy Efficiency | -0.0012158 | -0.0026606 | -0.0043527 | -0.0063514 | -0.0087311 | -0.0115 | -0.014674 | -0.018315 | -0.022433 | -0.02707 | -0.032275 | -0.03807 | -0.044535
Scenario 6: Aggressive Fuel Sub Phase In | SCE | Ind | WholeBlg | Ind - All Other Industrial | Electric Demand (MW) | Energy Efficiency | 0.12727 | 0.25439 | 0.38167 | 0.50932 | 0.63723 | 0.65418 | 0.67141 | 0.68862 | 0.70561 | 0.72244 | 0.73908 | 0.75212 | 0.75237
Scenario 6: Aggressive Fuel Sub Phase In | SCE | Ind | WholeBlg | Ind - All Other Industrial | Electric Energy (GWh/year) | Energy Efficiency | 0.92461 | 1.8481 | 2.7727 | 3.7 | 4.6292 | 4.771 | 4.9149 | 5.0586 | 5.2008 | 5.3418 | 5.4815 | 5.591 | 5.5928
Scenario 6: Aggressive Fuel Sub Phase In | SCE | Ind | WholeBlg | Ind - Chemicals | Electric Demand (MW) | Energy Efficiency | 0.38538 | 0.77353 | 1.1654 | 1.5614 | 1.9611 | 2.0274 | 2.094 | 2.1595 | 2.2237 | 2.2867 | 2.3486 | 2.3993 | 2.4109
Scenario 6: Aggressive Fuel Sub Phase In | SCE | Ind | WholeBlg | Ind - Chemicals | Electric Energy (GWh/year) | Energy Efficiency | 2.7997 | 5.6195 | 8.4662 | 11.3429 | 14.2467 | 14.7851 | 15.3256 | 15.8592 | 16.3834 | 16.8997 | 17.4088 | 17.8241 | 17.9115
Scenario 6: Aggressive Fuel Sub Phase In | SCE | Ind | WholeBlg | Ind - Electronics | Electric Demand (MW) | Energy Efficiency | 0.18946 | 0.37909 | 0.56946 | 0.76091 | 0.95331 | 0.98111 | 1.0096 | 1.0383 | 1.0668 | 1.0951 | 1.1232 | 1.1458 | 1.1494
Scenario 6: Aggressive Fuel Sub Phase In | SCE | Ind | WholeBlg | Ind - Electronics | Electric Energy (GWh/year) | Energy Efficiency | 1.3764 | 2.7539 | 4.1369 | 5.5277 | 6.9253 | 7.1552 | 7.3901 | 7.6263 | 7.8613 | 8.0954 | 8.3277 | 8.5148 | 8.5409
Scenario 6: Aggressive Fuel Sub Phase In | SCE | Ind | WholeBlg | Ind - Fabricated Metals | Electric Demand (MW) | Energy Efficiency | 0.26179 | 0.52535 | 0.79159 | 1.0602 | 1.3306 | 1.3736 | 1.4161 | 1.4571 | 1.4969 | 1.5357 | 1.5737 | 1.6039 | 1.6074
Scenario 6: Aggressive Fuel Sub Phase In | SCE | Ind | WholeBlg | Ind - Fabricated Metals | Electric Energy (GWh/year) | Energy Efficiency | 1.9019 | 3.8165 | 5.7506 | 7.7018 | 9.6659 | 10.017 | 10.3647 | 10.7018 | 11.0298 | 11.3515 | 11.6677 | 11.9189 | 11.9451
Scenario 6: Aggressive Fuel Sub Phase In | SCE | Ind | WholeBlg | Ind - Food | Electric Demand (MW) | Energy Efficiency | 0.54495 | 1.0877 | 1.6299 | 2.1725 | 2.715 | 2.7814 | 2.8495 | 2.9176 | 2.985 | 3.0517 | 3.1174 | 3.1673 | 3.162
Scenario 6: Aggressive Fuel Sub Phase In | SCE | Ind | WholeBlg | Ind - Food | Electric Energy (GWh/year) | Energy Efficiency | 3.9589 | 7.902 | 11.8408 | 15.7823 | 19.7234 | 20.2859 | 20.8602 | 21.435 | 22.0038 | 22.5679 | 23.1249 | 23.5494 | 23.5103
Scenario 6: Aggressive Fuel Sub Phase In | SCE | Ind | WholeBlg | Ind - Industrial Machinery | Electric Demand (MW) | Energy Efficiency | 0.081888 | 0.16438 | 0.24781 | 0.33199 | 0.41666 | 0.43015 | 0.44345 | 0.45623 | 0.46864 | 0.48088 | 0.49297 | 0.50264 | 0.50392
Scenario 6: Aggressive Fuel Sub Phase In | SCE | Ind | WholeBlg | Ind - Industrial Machinery | Electric Energy (GWh/year) | Energy Efficiency | 0.5949 | 1.1942 | 1.8002 | 2.4117 | 3.0268 | 3.1369 | 3.2456 | 3.3507 | 3.4533 | 3.5546 | 3.6549 | 3.735 | 3.7448
Scenario 6: Aggressive Fuel Sub Phase In | SCE | Ind | WholeBlg | Ind - Lumber & Furniture | Electric Demand (MW) | Energy Efficiency | 0.045111 | 0.090143 | 0.13524 | 0.18046 | 0.2258 | 0.23179 | 0.23787 | 0.24389 | 0.2498 | 0.25559 | 0.26127 | 0.26567 | 0.2655
Scenario 6: Aggressive Fuel Sub Phase In | SCE | Ind | WholeBlg | Ind - Lumber & Furniture | Electric Energy (GWh/year) | Energy Efficiency | 0.32772 | 0.65486 | 0.98243 | 1.311 | 1.6403 | 1.6905 | 1.7413 | 1.7917 | 1.8412 | 1.8899 | 1.9379 | 1.975 | 1.9738
Scenario 6: Aggressive Fuel Sub Phase In | SCE | Ind | WholeBlg | Ind - Paper | Electric Demand (MW) | Energy Efficiency | 0.17664 | 0.34989 | 0.52069 | 0.68985 | 0.85743 | 0.86908 | 0.8823 | 0.89643 | 0.91107 | 0.92635 | 0.94241 | 0.95432 | 0.94931
Scenario 6: Aggressive Fuel Sub Phase In | SCE | Ind | WholeBlg | Ind - Paper | Electric Energy (GWh/year) | Energy Efficiency | 1.2832 | 2.5418 | 3.7826 | 5.0114 | 6.2288 | 6.3395 | 6.4609 | 6.5888 | 6.7199 | 6.8556 | 6.9966 | 7.1016 | 7.0631
Scenario 6: Aggressive Fuel Sub Phase In | SCE | Ind | WholeBlg | Ind - Petroleum | Electric Demand (MW) | Energy Efficiency | 0.67636 | 1.3498 | 2.0226 | 2.6959 | 3.3694 | 3.4522 | 3.5372 | 3.6225 | 3.7068 | 3.7902 | 3.8723 | 3.9348 | 3.9289
Scenario 6: Aggressive Fuel Sub Phase In | SCE | Ind | WholeBlg | Ind - Petroleum | Electric Energy (GWh/year) | Energy Efficiency | 4.9135 | 9.8061 | 14.6932 | 19.5847 | 24.4771 | 25.1777 | 25.8945 | 26.6131 | 27.3245 | 28.0294 | 28.7247 | 29.2559 | 29.2116
Scenario 6: Aggressive Fuel Sub Phase In | SCE | Ind | WholeBlg | Ind - Plastics | Electric Demand (MW) | Energy Efficiency | 0.31056 | 0.62078 | 0.93158 | 1.2435 | 1.5563 | 1.5985 | 1.6414 | 1.6842 | 1.7262 | 1.7675 | 1.8081 | 1.8396 | 1.8396
Scenario 6: Aggressive Fuel Sub Phase In | SCE | Ind | WholeBlg | Ind - Plastics | Electric Energy (GWh/year) | Energy Efficiency | 2.2561 | 4.5098 | 6.7676 | 9.0335 | 11.3055 | 11.6579 | 12.0156 | 12.3717 | 12.7226 | 13.0689 | 13.4097 | 13.6745 | 13.675
Scenario 6: Aggressive Fuel Sub Phase In | SCE | Ind | WholeBlg | Ind - Primary Metals | Electric Demand (MW) | Energy Efficiency | 0.14736 | 0.29637 | 0.44772 | 0.60146 | 0.75723 | 0.78613 | 0.81544 | 0.84452 | 0.8733 | 0.90201 | 0.93062 | 0.95497 | 0.96432
Scenario 6: Aggressive Fuel Sub Phase In | SCE | Ind | WholeBlg | Ind - Primary Metals | Electric Energy (GWh/year) | Energy Efficiency | 1.0705 | 2.153 | 3.2525 | 4.3694 | 5.5009 | 5.7325 | 5.9674 | 6.2009 | 6.4325 | 6.6639 | 6.8948 | 7.0904 | 7.1601
Scenario 6: Aggressive Fuel Sub Phase In | SCE | Ind | WholeBlg | Ind - Printing & Publishing | Electric Demand (MW) | Energy Efficiency | 0.052172 | 0.10414 | 0.15607 | 0.20806 | 0.26006 | 0.26646 | 0.273 | 0.27953 | 0.28598 | 0.29237 | 0.2987 | 0.30355 | 0.30313
Scenario 6: Aggressive Fuel Sub Phase In | SCE | Ind | WholeBlg | Ind - Printing & Publishing | Electric Energy (GWh/year) | Energy Efficiency | 0.37902 | 0.75653 | 1.1338 | 1.5115 | 1.8892 | 1.9434 | 1.9986 | 2.0536 | 2.1081 | 2.1621 | 2.2158 | 2.2569 | 2.2538
Scenario 6: Aggressive Fuel Sub Phase In | SCE | Ind | WholeBlg | Ind - Stone-Glass-Clay | Electric Demand (MW) | Energy Efficiency | 0.26418 | 0.53154 | 0.8023 | 1.0765 | 1.3539 | 1.4031 | 1.4519 | 1.4999 | 1.5469 | 1.5932 | 1.6389 | 1.6772 | 1.6888
Scenario 6: Aggressive Fuel Sub Phase In | SCE | Ind | WholeBlg | Ind - Stone-Glass-Clay | Electric Energy (GWh/year) | Energy Efficiency | 1.9192 | 3.8615 | 5.8284 | 7.8206 | 9.8351 | 10.2316 | 10.6253 | 11.0137 | 11.3955 | 11.7726 | 12.1458 | 12.4568 | 12.5437
Scenario 6: Aggressive Fuel Sub Phase In | SCE | Ind | WholeBlg | Ind - Textiles | Electric Demand (MW) | Energy Efficiency | 0.036978 | 0.07387 | 0.11078 | 0.14771 | 0.18462 | 0.18917 | 0.19374 | 0.1982 | 0.20255 | 0.20684 | 0.21107 | 0.21423 | 0.21368
Scenario 6: Aggressive Fuel Sub Phase In | SCE | Ind | WholeBlg | Ind - Textiles | Electric Energy (GWh/year) | Energy Efficiency | 0.26863 | 0.53664 | 0.80477 | 1.0731 | 1.3412 | 1.3797 | 1.4183 | 1.4561 | 1.4931 | 1.5297 | 1.5658 | 1.593 | 1.589
Scenario 6: Aggressive Fuel Sub Phase In | SCE | Ind | WholeBlg | Ind - Transportation Equipment | Electric Demand (MW) | Energy Efficiency | 0.31145 | 0.62377 | 0.93979 | 1.2584 | 1.5784 | 1.6271 | 1.6764 | 1.7237 | 1.7704 | 1.8174 | 1.8649 | 1.9034 | 1.9102
Scenario 6: Aggressive Fuel Sub Phase In | SCE | Ind | WholeBlg | Ind - Transportation Equipment | Electric Energy (GWh/year) | Energy Efficiency | 2.2626 | 4.5315 | 6.8272 | 9.1415 | 11.466 | 11.8658 | 12.2698 | 12.6601 | 13.0458 | 13.4345 | 13.8265 | 14.1439 | 14.1941
Scenario 6: Aggressive Fuel Sub Phase In | SCE | Res | AppPlug | Res - Multi Family | Electric Energy (GWh/year) | Fuel Substitution | -0.017715 | -0.037081 | -0.058133 | -0.080907 | -0.10544 | -0.13175 | -0.13175 | -0.13175 | -0.13175 | -0.13175 | -0.13175 | -0.13175 | -0.13175
Scenario 6: Aggressive Fuel Sub Phase In | SCE | Res | AppPlug | Res - Multi Family | Gas Energy (MMTherm/year) | Fuel Substitution | 0.003608 | 0.0075523 | 0.01184 | 0.016478 | 0.021474 | 0.026834 | 0.026834 | 0.026834 | 0.026834 | 0.026834 | 0.026834 | 0.026834 | 0.026834
Scenario 6: Aggressive Fuel Sub Phase In | SCE | Res | AppPlug | Res - Single Family | Electric Energy (GWh/year) | Fuel Substitution | -0.12936 | -0.27056 | -0.42376 | -0.58912 | -0.76683 | -0.95708 | -0.95708 | -0.95708 | -0.95708 | -0.95708 | -0.95708 | -0.95708 | -0.95708
Scenario 6: Aggressive Fuel Sub Phase In | SCE | Res | AppPlug | Res - Single Family | Gas Energy (MMTherm/year) | Fuel Substitution | 0.026258 | 0.05492 | 0.086017 | 0.11958 | 0.15566 | 0.19427 | 0.19427 | 0.19427 | 0.19427 | 0.19427 | 0.19427 | 0.19427 | 0.19427
Scenario 6: Aggressive Fuel Sub Phase In | SCE | Res | BROs | Income Qualified - Multi Family IQ | Electric Demand (MW) | Energy Efficiency | 2.6492 | 2.7675 | 2.8929 | 3.0048 | 3.0809 | 3.1625 | 3.2358 | 3.3198 | 3.4 | 3.4841 | 3.5569 | 3.6463 | 3.7381
Scenario 6: Aggressive Fuel Sub Phase In | SCE | Res | BROs | Income Qualified - Multi Family IQ | Electric Energy (GWh/year) | Energy Efficiency | 11.846 | 12.4085 | 13.0114 | 13.5709 | 13.9959 | 14.4595 | 14.8998 | 15.4065 | 15.9147 | 16.4624 | 16.9806 | 17.605 | 18.2718
Scenario 6: Aggressive Fuel Sub Phase In | SCE | Res | BROs | Income Qualified - Single Family IQ | Electric Demand (MW) | Energy Efficiency | 9.0294 | 9.3687 | 9.7261 | 10.067 | 10.2865 | 10.5247 | 10.7392 | 10.9854 | 11.2183 | 11.4547 | 11.6538 | 11.9071 | 12.1677
Scenario 6: Aggressive Fuel Sub Phase In | SCE | Res | BROs | Income Qualified - Single Family IQ | Electric Energy (GWh/year) | Energy Efficiency | 40.3774 | 42.0082 | 43.7462 | 45.4696 | 46.7327 | 48.1237 | 49.4539 | 50.9844 | 52.5144 | 54.1291 | 55.6414 | 57.4964 | 59.4833
Scenario 6: Aggressive Fuel Sub Phase In | SCE | Res | BROs | Res - Multi Family | Electric Demand (MW) | Energy Efficiency | 19.6664 | 20.4106 | 21.195 | 21.9413 | 22.4232 | 22.9459 | 23.4166 | 23.9569 | 24.4684 | 24.9885 | 25.4271 | 25.9842 | 26.5574
Scenario 6: Aggressive Fuel Sub Phase In | SCE | Res | BROs | Res - Multi Family | Electric Energy (GWh/year) | Energy Efficiency | 87.9402 | 91.5157 | 95.3273 | 99.0972 | 101.8653 | 104.9126 | 107.8264 | 111.1788 | 114.5307 | 118.0714 | 121.3894 | 125.4558 | 129.8108
Scenario 6: Aggressive Fuel Sub Phase In | SCE | Res | BROs | Res - Single Family | Electric Demand (MW) | Energy Efficiency | 4.7019 | 4.913 | 5.1369 | 5.336 | 5.4716 | 5.6171 | 5.7476 | 5.8972 | 6.0401 | 6.19 | 6.3198 | 6.4792 | 6.6427
Scenario 6: Aggressive Fuel Sub Phase In | SCE | Res | BROs | Res - Single Family | Electric Energy (GWh/year) | Energy Efficiency | 21.0259 | 22.0293 | 23.1049 | 24.101 | 24.8581 | 25.6837 | 26.4676 | 27.3698 | 28.2747 | 29.2506 | 30.174 | 31.2862 | 32.4738
Scenario 6: Aggressive Fuel Sub Phase In | SCE | Res | BldgEnv | Res - Single Family | Electric Demand (MW) | Energy Efficiency | 0.08821 | 0.17751 | 0.26612 | 0.35268 | 0.43768 | 0.52041 | 0.60058 | 0.67442 | 0.68756 | 0.68412 | 0.68081 | 0.605 | 0.53133
Scenario 6: Aggressive Fuel Sub Phase In | SCE | Res | BldgEnv | Res - Single Family | Electric Energy (GWh/year) | Energy Efficiency | 0.19196 | 0.37965 | 0.56283 | 0.74128 | 0.91525 | 1.0847 | 1.2496 | 1.4243 | 1.4315 | 1.4445 | 1.457 | 1.2664 | 1.0809
Scenario 6: Aggressive Fuel Sub Phase In | SCE | Res | BldgEnv | Res - Single Family | Gas Energy (MMTherm/year) | Energy Efficiency | 0.033814 | 0.067445 | 0.10054 | 0.13281 | 0.16438 | 0.1951 | 0.22493 | 0.25304 | 0.2559 | 0.25514 | 0.25441 | 0.2233 | 0.19307
Scenario 6: Aggressive Fuel Sub Phase In | SCE | Res | HVAC | Res - Multi Family | Electric Demand (MW) | Energy Efficiency | 2.0793 | 3.8271 | 3.1896 | 2.6109 | 2.1069 | 1.6812 | 1.3308 | 1.0478 | 0.82284 | 0.64614 | 0.50889 | 0.40338 | 0.32317
Scenario 6: Aggressive Fuel Sub Phase In | SCE | Res | HVAC | Res - Multi Family | Electric Demand (MW) | Fuel Substitution | 0 | 0 | 0 | 0 | 2.4718e-07 | 5.0932e-07 | 7.8437e-07 | 1.0685e-06 | 1.3586e-06 | 1.6527e-06 | 1.9492e-06 | 2.2474e-06 | 2.5466e-06
Scenario 6: Aggressive Fuel Sub Phase In | SCE | Res | HVAC | Res - Multi Family | Electric Energy (GWh/year) | Energy Efficiency | 2.3159 | 4.2978 | 3.6711 | 3.1135 | 2.642 | 2.2562 | 1.9561 | 1.7327 | 1.5754 | 1.4732 | 1.4162 | 1.3957 | 1.4044
Scenario 6: Aggressive Fuel Sub Phase In | SCE | Res | HVAC | Res - Multi Family | Electric Energy (GWh/year) | Fuel Substitution | 8.6625e-06 | 1.7423e-05 | 2.6202e-05 | 3.4312e-05 | 3.6682e-05 | 3.9196e-05 | 4.1834e-05 | 4.456e-05 | 4.7344e-05 | 5.0165e-05 | 5.3011e-05 | 5.5873e-05 | 5.8745e-05
Scenario 6: Aggressive Fuel Sub Phase In | SCE | Res | HVAC | Res - Multi Family | Gas Energy (MMTherm/year) | Fuel Substitution | 1.188e-05 | 2.3907e-05 | 3.5978e-05 | 4.8523e-05 | 4.8523e-05 | 4.8523e-05 | 4.8523e-05 | 4.8523e-05 | 4.8523e-05 | 4.8523e-05 | 4.8523e-05 | 4.8523e-05 | 4.8523e-05
Scenario 6: Aggressive Fuel Sub Phase In | SCE | Res | HVAC | Res - Single Family | Electric Demand (MW) | Energy Efficiency | 24.1958 | 44.8697 | 38.9809 | 33.7747 | 29.4277 | 25.9777 | 23.3821 | 21.5536 | 19.1461 | 17.0689 | 15.4211 | 14.1196 | 13.0945
Scenario 6: Aggressive Fuel Sub Phase In | SCE | Res | HVAC | Res - Single Family | Electric Demand (MW) | Fuel Substitution | 0 | 0 | 0 | 0 | 1.4599e-05 | 2.3622e-05 | 3.3082e-05 | 4.2535e-05 | 4.6914e-05 | 5.1357e-05 | 5.5843e-05 | 6.0356e-05 | 6.4889e-05
Scenario 6: Aggressive Fuel Sub Phase In | SCE | Res | HVAC | Res - Single Family | Electric Energy (GWh/year) | Energy Efficiency | 14.5063 | 26.9839 | 23.9164 | 21.2731 | 19.1577 | 17.5873 | 16.5336 | 15.9432 | 14.6016 | 13.388 | 12.4263 | 11.6678 | 11.0714
Scenario 6: Aggressive Fuel Sub Phase In | SCE | Res | HVAC | Res - Single Family | Electric Energy (GWh/year) | Fuel Substitution | -0.00093563 | -0.0018964 | -0.0028667 | -0.0038704 | -0.0038077 | -0.0037473 | -0.0036839 | -0.0036209 | -0.0035911 | -0.0035609 | -0.0035304 | -0.0034997 | -0.0034689
Scenario 6: Aggressive Fuel Sub Phase In | SCE | Res | HVAC | Res - Single Family | Gas Energy (MMTherm/year) | Energy Efficiency | -0.0023475 | -0.0049666 | -0.0078085 | -0.010824 | -0.014016 | -0.017348 | -0.020795 | -0.02434 | -0.02483 | -0.02483 | -0.02483 | -0.02483 | -0.02483
Scenario 6: Aggressive Fuel Sub Phase In | SCE | Res | HVAC | Res - Single Family | Gas Energy (MMTherm/year) | Fuel Substitution | 0.00029078 | 0.00058935 | 0.00089066 | 0.0012139 | 0.0012139 | 0.0012139 | 0.0012139 | 0.0012139 | 0.0012139 | 0.0012139 | 0.0012139 | 0.0012139 | 0.0012139
Scenario 6: Aggressive Fuel Sub Phase In | SCE | Res | WaterHeat | Res - Multi Family | Electric Demand (MW) | Energy Efficiency | 0.031788 | 0.065116 | 0.10024 | 0.13701 | 0.17543 | 0.21526 | 0.25658 | 0.29937 | 0.34359 | 0.38923 | 0.43631 | 0.4846 | 0.53532
Scenario 6: Aggressive Fuel Sub Phase In | SCE | Res | WaterHeat | Res - Multi Family | Electric Demand (MW) | Fuel Substitution | 0 | 0 | 0.051277 | 0.16911 | 0.37191 | 0.59443 | 0.83055 | 1.0758 | 1.3292 | 1.5891 | 1.8531 | 2.1201 | 2.3892
Scenario 6: Aggressive Fuel Sub Phase In | SCE | Res | WaterHeat | Res - Multi Family | Electric Energy (GWh/year) | Energy Efficiency | 0.16932 | 0.3466 | 0.53325 | 0.72843 | 0.93221 | 1.1433 | 1.3622 | 1.5886 | 1.8226 | 2.0639 | 2.3127 | 2.5663 | 2.8328
Scenario 6: Aggressive Fuel Sub Phase In | SCE | Res | WaterHeat | Res - Multi Family | Electric Energy (GWh/year) | Fuel Substitution | -63.9688 | -128.465 | -192.8914 | -257.1329 | -321.0047 | -385.2925 | -383.9782 | -382.6129 | -381.2023 | -379.756 | -378.286 | -376.7997 | -375.3022
Scenario 6: Aggressive Fuel Sub Phase In | SCE | Res | WaterHeat | Res - Multi Family | Gas Energy (MMTherm/year) | Fuel Substitution | 4.5387 | 9.1124 | 13.6791 | 18.2329 | 22.7592 | 27.322 | 27.322 | 27.322 | 27.322 | 27.322 | 27.322 | 27.322 | 27.322
Scenario 6: Aggressive Fuel Sub Phase In | SCE | Res | WaterHeat | Res - Single Family | Electric Demand (MW) | Energy Efficiency | 0.023662 | 0.049982 | 0.078511 | 0.10886 | 0.1412 | 0.17533 | 0.21115 | 0.24859 | 0.2841 | 0.32081 | 0.35906 | 0.3989 | 0.44052
Scenario 6: Aggressive Fuel Sub Phase In | SCE | Res | WaterHeat | Res - Single Family | Electric Demand (MW) | Fuel Substitution | 0 | 0 | 0.36838 | 1.2108 | 2.6571 | 4.242 | 5.9224 | 7.6674 | 9.4699 | 11.3177 | 13.1961 | 15.0959 | 17.0109
Scenario 6: Aggressive Fuel Sub Phase In | SCE | Res | WaterHeat | Res - Single Family | Electric Energy (GWh/year) | Energy Efficiency | 0.12165 | 0.25684 | 0.40335 | 0.55924 | 0.7253 | 0.90053 | 1.0844 | 1.2766 | 1.461 | 1.6518 | 1.8506 | 2.0572 | 2.2731
Scenario 6: Aggressive Fuel Sub Phase In | SCE | Res | WaterHeat | Res - Single Family | Electric Energy (GWh/year) | Fuel Substitution | -8.7497 | -17.3497 | -21.6844 | -20.6731 | -12.6837 | -3.9284 | 5.3547 | 14.9948 | 24.9525 | 35.1602 | 45.5377 | 56.0328 | 66.6119
Scenario 6: Aggressive Fuel Sub Phase In | SCE | Res | WaterHeat | Res - Single Family | Gas Energy (MMTherm/year) | Fuel Substitution | 1.2181 | 2.4152 | 3.3018 | 3.8087 | 3.8087 | 3.8087 | 3.8087 | 3.8087 | 3.8087 | 3.8087 | 3.8087 | 3.8087 | 3.8087
Scenario 6: Aggressive Fuel Sub Phase In | SCE | Res | WholeBlg | Res - Multi Family | Electric Demand (MW) | Energy Efficiency | 0 | 0 | 0 | 0 | 0.012356 | 0.023791 | 0.034392 | 0.044157 | 0.053106 | 0.061266 | 0.068763 | 0.075728 | 0.082193
Scenario 6: Aggressive Fuel Sub Phase In | SCE | Res | WholeBlg | Res - Multi Family | Electric Energy (GWh/year) | Energy Efficiency | 0 | 0 | 0 | 0 | 0.11936 | 0.22982 | 0.33223 | 0.42657 | 0.513 | 0.59183 | 0.66425 | 0.73154 | 0.79399
Scenario 6: Aggressive Fuel Sub Phase In | SCE | Res | WholeBlg | Res - Multi Family | Gas Energy (MMTherm/year) | Energy Efficiency | 0 | 0 | 0 | 0 | 0.0008868 | 0.0017074 | 0.0024683 | 0.0031691 | 0.0038113 | 0.004397 | 0.004935 | 0.0054349 | 0.0058989
Scenario 6: Aggressive Fuel Sub Phase In | SCE | Res | WholeBlg | Res - Single Family | Electric Demand (MW) | Energy Efficiency | 0 | 0 | 0.091141 | 0.18255 | 0.27117 | 0.35402 | 0.43002 | 0.499 | 0.56155 | 0.61815 | 0.66957 | 0.71669 | 0.75986
Scenario 6: Aggressive Fuel Sub Phase In | SCE | Res | WholeBlg | Res - Single Family | Electric Energy (GWh/year) | Energy Efficiency | 0 | 0 | 0.40802 | 0.81723 | 1.214 | 1.5849 | 1.9251 | 2.2339 | 2.514 | 2.7674 | 2.9975 | 3.2085 | 3.4018
Scenario 6: Aggressive Fuel Sub Phase In | SCE | Res | WholeBlg | Res - Single Family | Gas Energy (MMTherm/year) | Energy Efficiency | 0 | 0 | 0.0023526 | 0.0047121 | 0.0069997 | 0.0091383 | 0.0111 | 0.012881 | 0.014495 | 0.015957 | 0.017284 | 0.0185 | 0.019615
Scenario 6: Aggressive Fuel Sub Phase In | SCG | Ag | WholeBlg | Ag - Dairies, fishing, hunting | Gas Energy (MMTherm/year) | Energy Efficiency | 0.0049239 | 0.0098479 | 0.014772 | 0.019696 | 0.02462 | 0.029544 | 0.034468 | 0.039392 | 0.041901 | 0.041901 | 0.041901 | 0.041901 | 0.041901
Scenario 6: Aggressive Fuel Sub Phase In | SCG | Ag | WholeBlg | Ag - Irrigated Agriculture, vineyards, forestry and greenhouses | Gas Energy (MMTherm/year) | Energy Efficiency | 0.021124 | 0.042247 | 0.063371 | 0.084494 | 0.10562 | 0.12674 | 0.14786 | 0.16899 | 0.17976 | 0.17976 | 0.17976 | 0.17976 | 0.17976
Scenario 6: Aggressive Fuel Sub Phase In | SCG | Ag | WholeBlg | Ag - Water pumping | Gas Energy (MMTherm/year) | Energy Efficiency | 0.0069376 | 0.013875 | 0.020813 | 0.027751 | 0.034688 | 0.041626 | 0.048563 | 0.055501 | 0.059037 | 0.059037 | 0.059037 | 0.059037 | 0.059037
Scenario 6: Aggressive Fuel Sub Phase In | SCG | Com | AppPlug | Com - College | Gas Energy (MMTherm/year) | Energy Efficiency | 0 | 0 | 0 | 0 | 0 | 0 | 0 | 0 | 0 | 0 | 0 | 0 | 0.0034642
Scenario 6: Aggressive Fuel Sub Phase In | SCG | Com | AppPlug | Com - Health | Gas Energy (MMTherm/year) | Energy Efficiency | 0.90838 | 1.9148 | 3.0144 | 4.1792 | 4.6421 | 5.0804 | 5.487 | 5.8455 | 6.1457 | 6.3762 | 6.5321 | 6.4793 | 6.3436
Scenario 6: Aggressive Fuel Sub Phase In | SCG | Com | AppPlug | Com - Lodging | Gas Energy (MMTherm/year) | Energy Efficiency | 0.63021 | 1.3242 | 2.0898 | 2.8901 | 3.2608 | 3.6207 | 3.9632 | 4.2832 | 4.5742 | 4.831 | 5.0515 | 5.0569 | 5.0008
Scenario 6: Aggressive Fuel Sub Phase In | SCG | Com | AppPlug | Com - Other | Gas Energy (MMTherm/year) | Energy Efficiency | 0.001969 | 0.0042506 | 0.0068639 | 0.037733 | 0.064022 | 0.066858 | 0.063489 | 0.059419 | 0.055051 | 0.050785 | 0.050058 | 0.043285 | 0.040529
Scenario 6: Aggressive Fuel Sub Phase In | SCG | Com | BldgEnv | Com - College | Electric Demand (MW) | Energy Efficiency | 0.0042323 | 0.0084492 | 0.012563 | 0.016385 | 0.019802 | 0.022754 | 0.025216 | 0.023211 | 0.020793 | 0.018105 | 0.015402 | 0.012866 | 0.010784
Scenario 6: Aggressive Fuel Sub Phase In | SCG | Com | BldgEnv | Com - College | Electric Energy (GWh/year) | Energy Efficiency | 0.0014401 | 0.0028749 | 0.0042701 | 0.0055668 | 0.0067257 | 0.0077274 | 0.008563 | 0.0078796 | 0.007056 | 0.0061459 | 0.0052303 | 0.0043717 | 0.0036669
Scenario 6: Aggressive Fuel Sub Phase In | SCG | Com | BldgEnv | Com - College | Gas Energy (MMTherm/year) | Energy Efficiency | 0.0038406 | 0.0076553 | 0.011313 | 0.014679 | 0.01765 | 0.020165 | 0.022201 | 0.019997 | 0.017392 | 0.01457 | 0.011727 | 0.009026 | 0.0067524
Scenario 6: Aggressive Fuel Sub Phase In | SCG | Com | BldgEnv | Com - Grocery | Electric Demand (MW) | Energy Efficiency | 0.0042695 | 0.0072377 | 0.0089445 | 0.0098332 | 0.010742 | 0.011639 | 0.012568 | 0.0098465 | 0.0085027 | 0.008483 | 0.0093482 | 0.010256 | 0.011238
Scenario 6: Aggressive Fuel Sub Phase In | SCG | Com | BldgEnv | Com - Grocery | Electric Energy (GWh/year) | Energy Efficiency | 0.0014531 | 0.0024636 | 0.0030441 | 0.0033473 | 0.0036574 | 0.0039633 | 0.0042802 | 0.0033553 | 0.002899 | 0.0028942 | 0.0031894 | 0.0034991 | 0.0038341
Scenario 6: Aggressive Fuel Sub Phase In | SCG | Com | BldgEnv | Com - Grocery | Gas Energy (MMTherm/year) | Energy Efficiency | 0.0029256 | 0.0047939 | 0.0056338 | 0.0058132 | 0.0059987 | 0.0061879 | 0.0063833 | 0.0037798 | 0.002249 | 0.0017593 | 0.0019435 | 0.0021343 | 0.002334
Scenario 6: Aggressive Fuel Sub Phase In | SCG | Com | BldgEnv | Com - Health | Electric Demand (MW) | Energy Efficiency | 0.0061214 | 0.011652 | 0.01642 | 0.020305 | 0.023314 | 0.025494 | 0.026965 | 0.022501 | 0.018648 | 0.015581 | 0.013416 | 0.012206 | 0.0119
Scenario 6: Aggressive Fuel Sub Phase In | SCG | Com | BldgEnv | Com - Health | Electric Energy (GWh/year) | Energy Efficiency | 0.0029185 | 0.005556 | 0.00783 | 0.0096837 | 0.01112 | 0.012162 | 0.012866 | 0.010743 | 0.0089107 | 0.0074523 | 0.0064238 | 0.0058504 | 0.0057071
Scenario 6: Aggressive Fuel Sub Phase In | SCG | Com | BldgEnv | Com - Health | Gas Energy (MMTherm/year) | Energy Efficiency | 0.0037474 | 0.0070768 | 0.0098685 | 0.012054 | 0.013631 | 0.014638 | 0.015145 | 0.011764 | 0.008809 | 0.006399 | 0.0045991 | 0.0034247 | 0.0028376
Scenario 6: Aggressive Fuel Sub Phase In | SCG | Com | BldgEnv | Com - Lodging | Electric Demand (MW) | Energy Efficiency | 0.00016451 | 0.00036355 | 0.00060387 | 0.0011098 | 0.0017181 | 0.0024475 | 0.0033192 | 0.004195 | 0.0052282 | 0.0064392 | 0.0076311 | 0.0089931 | 0.010528
Scenario 6: Aggressive Fuel Sub Phase In | SCG | Com | BldgEnv | Com - Lodging | Electric Energy (GWh/year) | Energy Efficiency | 0.00010577 | 0.00023373 | 0.00038822 | 0.00071572 | 0.0011095 | 0.0015817 | 0.002146 | 0.0027137 | 0.0033835 | 0.0041685 | 0.0049401 | 0.0058217 | 0.0068156
Scenario 6: Aggressive Fuel Sub Phase In | SCG | Com | BldgEnv | Com - Lodging | Gas Energy (MMTherm/year) | Energy Efficiency | 6.203e-05 | 0.00013718 | 0.00022803 | 0.00041807 | 0.00064672 | 0.00092102 | 0.001249 | 0.0015778 | 0.0019658 | 0.0024207 | 0.0028693 | 0.003382 | 0.00396
Scenario 6: Aggressive Fuel Sub Phase In | SCG | Com | BldgEnv | Com - Office (Large) | Electric Demand (MW) | Energy Efficiency | 0.0049679 | 0.010084 | 0.015306 | 0.020629 | 0.026067 | 0.031612 | 0.037221 | 0.042303 | 0.047411 | 0.05252 | 0.05764 | 0.062743 | 0.067831
Scenario 6: Aggressive Fuel Sub Phase In | SCG | Com | BldgEnv | Com - Office (Large) | Electric Energy (GWh/year) | Energy Efficiency | 0.0016949 | 0.0034403 | 0.0052218 | 0.0070379 | 0.0088932 | 0.010785 | 0.012699 | 0.014433 | 0.016175 | 0.017918 | 0.019665 | 0.021407 | 0.023143
Scenario 6: Aggressive Fuel Sub Phase In | SCG | Com | BldgEnv | Com - Office (Large) | Gas Energy (MMTherm/year) | Energy Efficiency | 0.00064552 | 0.0013095 | 0.0019866 | 0.0026763 | 0.0033802 | 0.0040975 | 0.0048226 | 0.00547 | 0.0061208 | 0.006772 | 0.0074248 | 0.0080755 | 0.0087245
Scenario 6: Aggressive Fuel Sub Phase In | SCG | Com | BldgEnv | Com - Office (Small) | Electric Demand (MW) | Energy Efficiency | 0.0026111 | 0.0045231 | 0.0057743 | 0.0065992 | 0.0067186 | 0.014321 | 0.015162 | 0.014037 | 0.013669 | 0.014013 | 0.014832 | 0.015628 | 0.016475
Scenario 6: Aggressive Fuel Sub Phase In | SCG | Com | BldgEnv | Com - Office (Small) | Electric Energy (GWh/year) | Energy Efficiency | 0.0008869 | 0.0015369 | 0.0019622 | 0.0022436 | 0.0022844 | 0.0048783 | 0.0051649 | 0.0047851 | 0.004662 | 0.004781 | 0.0050604 | 0.0053318 | 0.0056209
Scenario 6: Aggressive Fuel Sub Phase In | SCG | Com | BldgEnv | Com - Office (Small) | Gas Energy (MMTherm/year) | Energy Efficiency | 0.00074245 | 0.0012308 | 0.0014776 | 0.0015848 | 0.0016 | 0.0025727 | 0.0026816 | 0.0021305 | 0.0018409 | 0.0017992 | 0.0019033 | 0.0020062 | 0.002114
Scenario 6: Aggressive Fuel Sub Phase In | SCG | Com | BldgEnv | Com - Other | Electric Demand (MW) | Energy Efficiency | 0.011886 | 0.022592 | 0.031865 | 0.058415 | 0.07624 | 0.090028 | 0.096095 | 0.087309 | 0.079766 | 0.073811 | 0.050728 | 0.035072 | 0.026514
Scenario 6: Aggressive Fuel Sub Phase In | SCG | Com | BldgEnv | Com - Other | Electric Energy (GWh/year) | Energy Efficiency | 0.0040466 | 0.0076919 | 0.01084 | 0.0199 | 0.025982 | 0.030688 | 0.032759 | 0.02977 | 0.027205 | 0.025189 | 0.017314 | 0.011972 | 0.0090519
Scenario 6: Aggressive Fuel Sub Phase In | SCG | Com | BldgEnv | Com - Other | Gas Energy (MMTherm/year) | Energy Efficiency | 0.0087463 | 0.016512 | 0.023025 | 0.032111 | 0.038167 | 0.042637 | 0.044468 | 0.036652 | 0.029843 | 0.024333 | 0.016295 | 0.010896 | 0.008002
Scenario 6: Aggressive Fuel Sub Phase In | SCG | Com | BldgEnv | Com - Refrig. Warehouse | Electric Demand (MW) | Energy Efficiency | 0.0010285 | 0.0011247 | 0.0013205 | 0.0026221 | 0.0031937 | 0.0038396 | 0.0045623 | 0.0051759 | 0.0060427 | 0.0067772 | 0.0073497 | 0.007886 | 0.0083596
Scenario 6: Aggressive Fuel Sub Phase In | SCG | Com | BldgEnv | Com - Refrig. Warehouse | Electric Energy (GWh/year) | Energy Efficiency | 0.0003532 | 0.0003861 | 0.00045438 | 0.00090121 | 0.0010984 | 0.0013213 | 0.0015707 | 0.0017819 | 0.002081 | 0.0023339 | 0.0025313 | 0.0027162 | 0.0028794
Scenario 6: Aggressive Fuel Sub Phase In | SCG | Com | BldgEnv | Com - Refrig. Warehouse | Gas Energy (MMTherm/year) | Energy Efficiency | 0.00022962 | 0.00024808 | 0.00032016 | 0.00063943 | 0.00083039 | 0.0010477 | 0.0012923 | 0.0014959 | 0.0017918 | 0.0020378 | 0.0022248 | 0.0023977 | 0.0025468
Scenario 6: Aggressive Fuel Sub Phase In | SCG | Com | BldgEnv | Com - Restaurant | Electric Demand (MW) | Energy Efficiency | 0.00080985 | 0.0016653 | 0.0025657 | 0.0035116 | 0.0045047 | 0.0055355 | 0.0065982 | 0.0075305 | 0.0085014 | 0.0095058 | 0.010543 | 0.011608 | 0.012702
Scenario 6: Aggressive Fuel Sub Phase In | SCG | Com | BldgEnv | Com - Restaurant | Electric Energy (GWh/year) | Energy Efficiency | 0.00027632 | 0.00056819 | 0.00087543 | 0.0011982 | 0.0015371 | 0.0018888 | 0.0022514 | 0.0025695 | 0.0029009 | 0.0032436 | 0.0035976 | 0.0039612 | 0.0043342
Scenario 6: Aggressive Fuel Sub Phase In | SCG | Com | BldgEnv | Com - Restaurant | Gas Energy (MMTherm/year) | Energy Efficiency | 0.00022114 | 0.00045407 | 0.00069866 | 0.00095503 | 0.0012237 | 0.0015021 | 0.0017887 | 0.0020344 | 0.0022904 | 0.0025553 | 0.002829 | 0.0031103 | 0.0033991
Scenario 6: Aggressive Fuel Sub Phase In | SCG | Com | BldgEnv | Com - Retail | Electric Demand (MW) | Energy Efficiency | 0.02142 | 0.039919 | 0.055096 | 0.058343 | 0.06493 | 0.074533 | 0.078187 | 0.062734 | 0.050353 | 0.041549 | 0.044938 | 0.042325 | 0.04325
Scenario 6: Aggressive Fuel Sub Phase In | SCG | Com | BldgEnv | Com - Retail | Electric Energy (GWh/year) | Energy Efficiency | 0.0072894 | 0.013585 | 0.018737 | 0.019845 | 0.022078 | 0.025349 | 0.026596 | 0.021343 | 0.017135 | 0.014158 | 0.015314 | 0.014437 | 0.014759
Scenario 6: Aggressive Fuel Sub Phase In | SCG | Com | BldgEnv | Com - Retail | Gas Energy (MMTherm/year) | Energy Efficiency | 0.028941 | 0.053297 | 0.072279 | 0.073445 | 0.08263 | 0.089052 | 0.090363 | 0.063581 | 0.041466 | 0.024812 | 0.026068 | 0.018339 | 0.015741
Scenario 6: Aggressive Fuel Sub Phase In | SCG | Com | BldgEnv | Com - School | Electric Demand (MW) | Energy Efficiency | 0.001097 | 0.0022341 | 0.0034112 | 0.0046224 | 0.0058488 | 0.0071009 | 0.0083653 | 0.0094947 | 0.010643 | 0.011811 | 0.012993 | 0.014193 | 0.015403
Scenario 6: Aggressive Fuel Sub Phase In | SCG | Com | BldgEnv | Com - School | Electric Energy (GWh/year) | Energy Efficiency | 0.00037425 | 0.00076218 | 0.0011638 | 0.001577 | 0.0019954 | 0.0024226 | 0.002854 | 0.0032393 | 0.0036311 | 0.0040296 | 0.0044328 | 0.0048423 | 0.0052551
Scenario 6: Aggressive Fuel Sub Phase In | SCG | Com | BldgEnv | Com - School | Gas Energy (MMTherm/year) | Energy Efficiency | 0.00014288 | 0.00029078 | 0.00044368 | 0.00060082 | 0.00075981 | 0.000922 | 0.0010857 | 0.0012294 | 0.0013757 | 0.0015245 | 0.0016751 | 0.0018281 | 0.0019824
Scenario 6: Aggressive Fuel Sub Phase In | SCG | Com | BldgEnv | Com - Warehouse | Electric Demand (MW) | Energy Efficiency | 0.0072285 | 0.015455 | 0.024647 | 0.041341 | 0.059354 | 0.078344 | 0.097867 | 0.11105 | 0.12283 | 0.13273 | 0.13382 | 0.13199 | 0.12743
Scenario 6: Aggressive Fuel Sub Phase In | SCG | Com | BldgEnv | Com - Warehouse | Electric Energy (GWh/year) | Energy Efficiency | 0.0046166 | 0.0098696 | 0.015738 | 0.026496 | 0.038103 | 0.05034 | 0.062921 | 0.071466 | 0.079115 | 0.08556 | 0.086275 | 0.085115 | 0.082196
Scenario 6: Aggressive Fuel Sub Phase In | SCG | Com | BldgEnv | Com - Warehouse | Gas Energy (MMTherm/year) | Energy Efficiency | 0.0039466 | 0.0084589 | 0.013523 | 0.023074 | 0.033377 | 0.044231 | 0.055372 | 0.062741 | 0.069238 | 0.074578 | 0.074584 | 0.072817 | 0.069383
Scenario 6: Aggressive Fuel Sub Phase In | SCG | Com | FoodServ | Com - College | Electric Demand (MW) | Energy Efficiency | 0.0032915 | 0.0068002 | 0.010558 | 0.014577 | 0.018801 | 0.023286 | 0.028031 | 0.032989 | 0.038153 | 0.043494 | 0.049023 | 0.054853 | 0.060865
Scenario 6: Aggressive Fuel Sub Phase In | SCG | Com | FoodServ | Com - College | Electric Energy (GWh/year) | Energy Efficiency | 0.01613 | 0.033319 | 0.051726 | 0.071406 | 0.092086 | 0.11405 | 0.13728 | 0.16155 | 0.18683 | 0.21298 | 0.24005 | 0.26858 | 0.29801
Scenario 6: Aggressive Fuel Sub Phase In | SCG | Com | FoodServ | Com - College | Gas Energy (MMTherm/year) | Energy Efficiency | 0.02121 | 0.04329 | 0.066235 | 0.090009 | 0.11447 | 0.13966 | 0.16633 | 0.19381 | 0.22183 | 0.25028 | 0.27915 | 0.30858 | 0.33638
Scenario 6: Aggressive Fuel Sub Phase In | SCG | Com | FoodServ | Com - Grocery | Electric Demand (MW) | Energy Efficiency | 0.021435 | 0.044364 | 0.068649 | 0.094301 | 0.12133 | 0.14973 | 0.17941 | 0.21043 | 0.24271 | 0.27617 | 0.31083 | 0.34663 | 0.38356
Scenario 6: Aggressive Fuel Sub Phase In | SCG | Com | FoodServ | Com - Grocery | Electric Energy (GWh/year) | Energy Efficiency | 0.10506 | 0.21739 | 0.33632 | 0.46192 | 0.59424 | 0.73325 | 0.87853 | 1.0304 | 1.1884 | 1.3521 | 1.5217 | 1.6968 | 1.8775
Scenario 6: Aggressive Fuel Sub Phase In | SCG | Com | FoodServ | Com - Grocery | Gas Energy (MMTherm/year) | Energy Efficiency | 0.15445 | 0.31619 | 0.48459 | 0.65945 | 0.84058 | 1.0277 | 1.2389 | 1.4627 | 1.6932 | 1.9298 | 2.1724 | 2.4207 | 2.6256
Scenario 6: Aggressive Fuel Sub Phase In | SCG | Com | FoodServ | Com - Health | Electric Demand (MW) | Energy Efficiency | 0.0080724 | 0.016825 | 0.026308 | 0.03632 | 0.046982 | 0.058222 | 0.070193 | 0.082722 | 0.095786 | 0.10921 | 0.12293 | 0.13734 | 0.15253
Scenario 6: Aggressive Fuel Sub Phase In | SCG | Com | FoodServ | Com - Health | Electric Energy (GWh/year) | Energy Efficiency | 0.039274 | 0.081851 | 0.12798 | 0.17668 | 0.22854 | 0.28322 | 0.34147 | 0.40243 | 0.466 | 0.53133 | 0.59807 | 0.66822 | 0.74214
Scenario 6: Aggressive Fuel Sub Phase In | SCG | Com | FoodServ | Com - Health | Gas Energy (MMTherm/year) | Energy Efficiency | 0.054834 | 0.11238 | 0.17262 | 0.23506 | 0.29981 | 0.36662 | 0.43963 | 0.51572 | 0.59368 | 0.67312 | 0.75382 | 0.83636 | 0.91053
Scenario 6: Aggressive Fuel Sub Phase In | SCG | Com | FoodServ | Com - Lodging | Electric Demand (MW) | Energy Efficiency | 0.010842 | 0.02241 | 0.034685 | 0.047604 | 0.061206 | 0.075498 | 0.090474 | 0.10612 | 0.12237 | 0.13918 | 0.15656 | 0.17448 | 0.19293
Scenario 6: Aggressive Fuel Sub Phase In | SCG | Com | FoodServ | Com - Lodging | Electric Energy (GWh/year) | Energy Efficiency | 0.053028 | 0.10959 | 0.16959 | 0.23275 | 0.29924 | 0.3691 | 0.4423 | 0.51875 | 0.59816 | 0.68032 | 0.76524 | 0.85281 | 0.94296
Scenario 6: Aggressive Fuel Sub Phase In | SCG | Com | FoodServ | Com - Lodging | Gas Energy (MMTherm/year) | Energy Efficiency | 0.045267 | 0.092818 | 0.14258 | 0.1944 | 0.24826 | 0.30407 | 0.36647 | 0.43254 | 0.50064 | 0.57063 | 0.64246 | 0.71604 | 0.77977
Scenario 6: Aggressive Fuel Sub Phase In | SCG | Com | FoodServ | Com - Other | Electric Demand (MW) | Energy Efficiency | 0.076218 | 0.15729 | 0.24294 | 0.33289 | 0.40493 | 0.52471 | 0.62656 | 0.73208 | 0.84102 | 0.9534 | 1.0692 | 1.1884 | 1.3109
Scenario 6: Aggressive Fuel Sub Phase In | SCG | Com | FoodServ | Com - Other | Electric Energy (GWh/year) | Energy Efficiency | 0.37087 | 0.76517 | 1.1816 | 1.6188 | 1.9693 | 2.551 | 3.0459 | 3.5586 | 4.0879 | 4.6339 | 5.1965 | 5.7753 | 6.3703
Scenario 6: Aggressive Fuel Sub Phase In | SCG | Com | FoodServ | Com - Other | Gas Energy (MMTherm/year) | Energy Efficiency | 0.23708 | 0.48693 | 0.74911 | 1.0231 | 1.2606 | 1.603 | 1.9158 | 2.241 | 2.5761 | 2.9212 | 3.2761 | 3.6403 | 3.9987
Scenario 6: Aggressive Fuel Sub Phase In | SCG | Com | FoodServ | Com - Restaurant | Electric Demand (MW) | Energy Efficiency | 0.19094 | 0.3939 | 0.60799 | 0.83326 | 1.0699 | 1.3171 | 1.5744 | 1.8418 | 2.1192 | 2.4059 | 2.7016 | 3.006 | 3.3192
Scenario 6: Aggressive Fuel Sub Phase In | SCG | Com | FoodServ | Com - Restaurant | Electric Energy (GWh/year) | Energy Efficiency | 0.94598 | 1.9511 | 3.0111 | 4.1262 | 5.2974 | 6.5206 | 7.7932 | 9.116 | 10.4879 | 11.905 | 13.3668 | 14.8715 | 16.4192
Scenario 6: Aggressive Fuel Sub Phase In | SCG | Com | FoodServ | Com - Restaurant | Gas Energy (MMTherm/year) | Energy Efficiency | 0.70757 | 1.4534 | 2.2363 | 3.0557 | 3.9113 | 4.8004 | 5.7944 | 6.8498 | 7.9426 | 9.0712 | 10.2349 | 11.4324 | 12.4878
Scenario 6: Aggressive Fuel Sub Phase In | SCG | Com | FoodServ | Com - Retail | Electric Demand (MW) | Energy Efficiency | 0.0016293 | 0.0034365 | 0.0054117 | 0.0075713 | 0.0075713 | 0.012985 | 0.01574 | 0.018709 | 0.021877 | 0.02524 | 0.028804 | 0.032558 | 0.036505
Scenario 6: Aggressive Fuel Sub Phase In | SCG | Com | FoodServ | Com - Retail | Electric Energy (GWh/year) | Energy Efficiency | 0.007981 | 0.016833 | 0.026508 | 0.037087 | 0.037087 | 0.063606 | 0.077099 | 0.091642 | 0.10716 | 0.12363 | 0.14109 | 0.15948 | 0.17881
Scenario 6: Aggressive Fuel Sub Phase In | SCG | Com | FoodServ | Com - Retail | Gas Energy (MMTherm/year) | Energy Efficiency | 0.00017674 | 0.00037278 | 0.00058703 | 0.0008213 | 0.0008213 | 0.0014086 | 0.0017074 | 0.0020294 | 0.0023731 | 0.0027379 | 0.0031245 | 0.0035317 | 0.0039599
Scenario 6: Aggressive Fuel Sub Phase In | SCG | Com | FoodServ | Com - School | Electric Demand (MW) | Energy Efficiency | 0.020315 | 0.04167 | 0.064075 | 0.087489 | 0.11174 | 0.13694 | 0.16297 | 0.1898 | 0.21745 | 0.24593 | 0.27519 | 0.30528 | 0.3361
Scenario 6: Aggressive Fuel Sub Phase In | SCG | Com | FoodServ | Com - School | Electric Energy (GWh/year) | Energy Efficiency | 0.09677 | 0.19852 | 0.3053 | 0.41691 | 0.53255 | 0.65271 | 0.77682 | 0.90477 | 1.0366 | 1.1725 | 1.3121 | 1.4556 | 1.6027
Scenario 6: Aggressive Fuel Sub Phase In | SCG | Com | FoodServ | Com - School | Gas Energy (MMTherm/year) | Energy Efficiency | 0.053151 | 0.10845 | 0.1658 | 0.22504 | 0.28586 | 0.34829 | 0.41378 | 0.48123 | 0.54997 | 0.61993 | 0.69099 | 0.76315 | 0.83223
Scenario 6: Aggressive Fuel Sub Phase In | SCG | Com | HVAC | Com - College | Electric Demand (MW) | Energy Efficiency | 0.040402 | 0.080912 | 0.12251 | 0.16548 | 0.20866 | 0.25323 | 0.29715 | 0.3415 | 0.38619 | 0.43081 | 0.47559 | 0.52223 | 0.56896
Scenario 6: Aggressive Fuel Sub Phase In | SCG | Com | HVAC | Com - College | Electric Energy (GWh/year) | Energy Efficiency | 0.054692 | 0.10956 | 0.16577 | 0.22367 | 0.28187 | 0.34176 | 0.39345 | 0.44564 | 0.49823 | 0.55074 | 0.60344 | 0.65832 | 0.71332
Scenario 6: Aggressive Fuel Sub Phase In | SCG | Com | HVAC | Com - College | Gas Energy (MMTherm/year) | Energy Efficiency | 0.0081004 | 0.016248 | 0.024522 | 0.032943 | 0.043083 | 0.053722 | 0.05868 | 0.063687 | 0.068734 | 0.073465 | 0.078526 | 0.083797 | 0.089082
Scenario 6: Aggressive Fuel Sub Phase In | SCG | Com | HVAC | Com - Grocery | Gas Energy (MMTherm/year) | Energy Efficiency | 0.0039883 | 0.008073 | 0.012204 | 0.016401 | 0.020672 | 0.025019 | 0.029295 | 0.033638 | 0.038026 | 0.042439 | 0.046894 | 0.051378 | 0.055898
Scenario 6: Aggressive Fuel Sub Phase In | SCG | Com | HVAC | Com - Health | Electric Demand (MW) | Energy Efficiency | 0.0019458 | 0.0039197 | 0.0059236 | 0.0079411 | 0.0099809 | 0.012038 | 0.012038 | 0.012038 | 0.012038 | 0.012038 | 0.012038 | 0.012038 | 0.012038
Scenario 6: Aggressive Fuel Sub Phase In | SCG | Com | HVAC | Com - Health | Electric Energy (GWh/year) | Energy Efficiency | 0.0097179 | 0.019577 | 0.029585 | 0.039661 | 0.049849 | 0.060123 | 0.060123 | 0.060123 | 0.060123 | 0.060123 | 0.060123 | 0.060123 | 0.060123
Scenario 6: Aggressive Fuel Sub Phase In | SCG | Com | HVAC | Com - Health | Gas Energy (MMTherm/year) | Energy Efficiency | 0.12365 | 0.25026 | 0.37761 | 0.50268 | 0.62341 | 0.73755 | 0.73277 | 0.71601 | 0.68906 | 0.6541 | 0.61386 | 0.5719 | 0.53088
Scenario 6: Aggressive Fuel Sub Phase In | SCG | Com | HVAC | Com - Lodging | Electric Demand (MW) | Energy Efficiency | 0.00081197 | 0.0016331 | 0.0024632 | 0.0033004 | 0.0041462 | 0.0050008 | 0.0050008 | 0.0050008 | 0.0050008 | 0.0050008 | 0.0050008 | 0.0050008 | 0.0050008
Scenario 6: Aggressive Fuel Sub Phase In | SCG | Com | HVAC | Com - Lodging | Electric Energy (GWh/year) | Energy Efficiency | 0.0040552 | 0.0081561 | 0.012302 | 0.016483 | 0.020708 | 0.024976 | 0.024976 | 0.024976 | 0.024976 | 0.024976 | 0.024976 | 0.024976 | 0.024976
Scenario 6: Aggressive Fuel Sub Phase In | SCG | Com | HVAC | Com - Lodging | Gas Energy (MMTherm/year) | Energy Efficiency | 0.061581 | 0.12408 | 0.1862 | 0.24653 | 0.30389 | 0.35724 | 0.35076 | 0.33823 | 0.29278 | 0.24916 | 0.20862 | 0.17221 | 0.14068
Scenario 6: Aggressive Fuel Sub Phase In | SCG | Com | HVAC | Com - Office (Large) | Electric Demand (MW) | Energy Efficiency | 0.014092 | 0.028174 | 0.042213 | 0.056221 | 0.070232 | 0.084257 | 0.084257 | 0.084257 | 0.084257 | 0.084257 | 0.084257 | 0.084257 | 0.084257
Scenario 6: Aggressive Fuel Sub Phase In | SCG | Com | HVAC | Com - Office (Large) | Electric Energy (GWh/year) | Energy Efficiency | 0.070379 | 0.14071 | 0.21082 | 0.28078 | 0.35076 | 0.4208 | 0.4208 | 0.4208 | 0.4208 | 0.4208 | 0.4208 | 0.4208 | 0.4208
Scenario 6: Aggressive Fuel Sub Phase In | SCG | Com | HVAC | Com - Office (Large) | Gas Energy (MMTherm/year) | Energy Efficiency | 0.042488 | 0.084946 | 0.12727 | 0.1695 | 0.21174 | 0.25402 | 0.25408 | 0.25413 | 0.25419 | 0.25424 | 0.25429 | 0.25434 | 0.25439
Scenario 6: Aggressive Fuel Sub Phase In | SCG | Com | HVAC | Com - Office (Small) | Electric Demand (MW) | Energy Efficiency | 0.046175 | 0.092492 | 0.13886 | 0.18534 | 0.18943 | 0.58789 | 0.62547 | 0.66311 | 0.70077 | 0.73838 | 0.77599 | 0.81355 | 0.85108
Scenario 6: Aggressive Fuel Sub Phase In | SCG | Com | HVAC | Com - Office (Small) | Electric Energy (GWh/year) | Energy Efficiency | 0.086933 | 0.17425 | 0.26179 | 0.34962 | 0.37006 | 1.0017 | 1.0553 | 1.109 | 1.1627 | 1.2164 | 1.27 | 1.3236 | 1.3771
Scenario 6: Aggressive Fuel Sub Phase In | SCG | Com | HVAC | Com - Office (Small) | Gas Energy (MMTherm/year) | Energy Efficiency | 0.020054 | 0.040271 | 0.060611 | 0.08107 | 0.093373 | 0.1686 | 0.17076 | 0.17293 | 0.1751 | 0.17726 | 0.17943 | 0.18159 | 0.18375
Scenario 6: Aggressive Fuel Sub Phase In | SCG | Com | HVAC | Com - Other | Electric Demand (MW) | Energy Efficiency | 0.96301 | 1.9445 | 2.9457 | 3.9647 | 4.0271 | 6.0528 | 7.1022 | 8.1695 | 9.2326 | 10.3116 | 11.4078 | 12.5181 | 13.645
Scenario 6: Aggressive Fuel Sub Phase In | SCG | Com | HVAC | Com - Other | Electric Energy (GWh/year) | Energy Efficiency | 1.3365 | 2.6995 | 4.0907 | 5.5075 | 5.5871 | 8.4125 | 9.8835 | 11.3793 | 12.8755 | 14.3936 | 15.9349 | 17.4954 | 19.0786
Scenario 6: Aggressive Fuel Sub Phase In | SCG | Com | HVAC | Com - Other | Gas Energy (MMTherm/year) | Energy Efficiency | 0.073602 | 0.14858 | 0.22501 | 0.30274 | 0.30819 | 0.4618 | 0.5407 | 0.62092 | 0.70057 | 0.78146 | 0.86367 | 0.94698 | 1.0316
Scenario 6: Aggressive Fuel Sub Phase In | SCG | Com | HVAC | Com - Restaurant | Electric Demand (MW) | Energy Efficiency | 0.069835 | 0.141 | 0.21354 | 0.28763 | 0.3635 | 0.44044 | 0.5181 | 0.59675 | 0.67628 | 0.75646 | 0.83739 | 0.91889 | 1.0011
Scenario 6: Aggressive Fuel Sub Phase In | SCG | Com | HVAC | Com - Restaurant | Electric Energy (GWh/year) | Energy Efficiency | 0.044847 | 0.090536 | 0.1371 | 0.18465 | 0.23333 | 0.28269 | 0.33238 | 0.3827 | 0.43359 | 0.4849 | 0.53669 | 0.58885 | 0.64144
Scenario 6: Aggressive Fuel Sub Phase In | SCG | Com | HVAC | Com - Restaurant | Gas Energy (MMTherm/year) | Energy Efficiency | 0.34501 | 0.70213 | 1.0683 | 1.4418 | 1.8216 | 2.2063 | 2.5951 | 2.9883 | 3.3857 | 3.7871 | 4.1928 | 4.6027 | 5.0168
Scenario 6: Aggressive Fuel Sub Phase In | SCG | Com | HVAC | Com - Retail | Electric Demand (MW) | Energy Efficiency | 0.16783 | 0.33827 | 0.50989 | 0.68369 | 0.68567 | 1.0626 | 1.2413 | 1.4228 | 1.606 | 1.7906 | 1.9769 | 2.1643 | 2.3531
Scenario 6: Aggressive Fuel Sub Phase In | SCG | Com | HVAC | Com - Retail | Electric Energy (GWh/year) | Energy Efficiency | 0.15304 | 0.30842 | 0.46488 | 0.62329 | 0.63333 | 0.96715 | 1.1188 | 1.2729 | 1.4284 | 1.5851 | 1.7432 | 1.9023 | 2.0626
Scenario 6: Aggressive Fuel Sub Phase In | SCG | Com | HVAC | Com - Retail | Gas Energy (MMTherm/year) | Energy Efficiency | 0.011506 | 0.023167 | 0.034924 | 0.046806 | 0.052805 | 0.07168 | 0.075952 | 0.080291 | 0.084671 | 0.089084 | 0.093538 | 0.098021 | 0.10254
Scenario 6: Aggressive Fuel Sub Phase In | SCG | Com | HVAC | Com - School | Electric Demand (MW) | Energy Efficiency | 0.15513 | 0.30839 | 0.46052 | 0.61134 | 0.75901 | 0.90551 | 1.0442 | 1.1809 | 1.316 | 1.4503 | 1.5832 | 1.7156 | 1.8469
Scenario 6: Aggressive Fuel Sub Phase In | SCG | Com | HVAC | Com - School | Electric Energy (GWh/year) | Energy Efficiency | 0.14241 | 0.28345 | 0.42368 | 0.56295 | 0.69976 | 0.83571 | 0.94244 | 1.0476 | 1.1516 | 1.2548 | 1.3571 | 1.459 | 1.56
Scenario 6: Aggressive Fuel Sub Phase In | SCG | Com | HVAC | Com - School | Gas Energy (MMTherm/year) | Energy Efficiency | 0.04074 | 0.08123 | 0.12161 | 0.16182 | 0.2015 | 0.24103 | 0.26363 | 0.28593 | 0.308 | 0.32992 | 0.35163 | 0.37328 | 0.39474
Scenario 6: Aggressive Fuel Sub Phase In | SCG | Com | HVAC | Com - Warehouse | Gas Energy (MMTherm/year) | Energy Efficiency | 1.7389e-06 | 3.5775e-06 | 5.4805e-06 | 7.4709e-06 | 9.5756e-06 | 1.1777e-05 | 1.4054e-05 | 1.6414e-05 | 1.8832e-05 | 2.1307e-05 | 2.384e-05 | 2.6417e-05 | 2.9049e-05
Scenario 6: Aggressive Fuel Sub Phase In | SCG | Com | WaterHeat | Com - College | Electric Demand (MW) | Energy Efficiency | -0.00034035 | -0.00068012 | -0.00058154 | -0.00048194 | -0.00038179 | -0.0002806 | -0.0002806 | -0.0002806 | -0.0002806 | -0.0002806 | -0.0002806 | -0.0002806 | -0.0002806
Scenario 6: Aggressive Fuel Sub Phase In | SCG | Com | WaterHeat | Com - College | Electric Energy (GWh/year) | Energy Efficiency | -0.0013366 | -0.002671 | -0.0022715 | -0.0018679 | -0.0014621 | -0.001052 | -0.001052 | -0.001052 | -0.001052 | -0.001052 | -0.001052 | -0.001052 | -0.001052
Scenario 6: Aggressive Fuel Sub Phase In | SCG | Com | WaterHeat | Com - College | Gas Energy (MMTherm/year) | Energy Efficiency | 0.046653 | 0.09089 | 0.1179 | 0.14423 | 0.15837 | 0.17391 | 0.16945 | 0.16593 | 0.16272 | 0.16004 | 0.15773 | 0.15612 | 0.15481
Scenario 6: Aggressive Fuel Sub Phase In | SCG | Com | WaterHeat | Com - Grocery | Electric Demand (MW) | Energy Efficiency | 1.6039e-05 | 3.2215e-05 | 4.8492e-05 | 6.4895e-05 | 8.1439e-05 | 9.8134e-05 | 9.8134e-05 | 9.8134e-05 | 9.8134e-05 | 9.8134e-05 | 9.8134e-05 | 9.8134e-05 | 9.8134e-05
Scenario 6: Aggressive Fuel Sub Phase In | SCG | Com | WaterHeat | Com - Grocery | Electric Energy (GWh/year) | Energy Efficiency | 8.7215e-05 | 0.00017517 | 0.00026368 | 0.00035287 | 0.00044283 | 0.00053361 | 0.00053361 | 0.00053361 | 0.00053361 | 0.00053361 | 0.00053361 | 0.00053361 | 0.00053361
Scenario 6: Aggressive Fuel Sub Phase In | SCG | Com | WaterHeat | Com - Grocery | Gas Energy (MMTherm/year) | Energy Efficiency | 0.058545 | 0.091916 | 0.11091 | 0.12859 | 0.097156 | 0.090395 | 0.087503 | 0.085277 | 0.083289 | 0.081516 | 0.079936 | 0.078529 | 0.077283
Scenario 6: Aggressive Fuel Sub Phase In | SCG | Com | WaterHeat | Com - Health | Electric Demand (MW) | Energy Efficiency | -0.00036655 | -0.00073582 | -0.00059469 | -0.0004527 | -0.00030916 | -0.00016439 | -0.00016439 | -0.00016439 | -0.00016439 | -0.00016439 | -0.00016439 | -0.00016439 | -0.00016439
Scenario 6: Aggressive Fuel Sub Phase In | SCG | Com | WaterHeat | Com - Health | Electric Energy (GWh/year) | Energy Efficiency | -0.0032354 | -0.0064951 | -0.0053307 | -0.0041592 | -0.0029749 | -0.0017806 | -0.0017806 | -0.0017806 | -0.0017806 | -0.0017806 | -0.0017806 | -0.0017806 | -0.0017806
Scenario 6: Aggressive Fuel Sub Phase In | SCG | Com | WaterHeat | Com - Health | Gas Energy (MMTherm/year) | Energy Efficiency | 0.24051 | 0.94884 | 1.4335 | 1.7756 | 1.9972 | 2.1659 | 2.1106 | 1.5461 | 1.1218 | 0.83916 | 0.65245 | 0.5312 | 0.45447
Scenario 6: Aggressive Fuel Sub Phase In | SCG | Com | WaterHeat | Com - Lodging | Electric Demand (MW) | Energy Efficiency | 0.00037806 | 0.00076067 | 0.0017683 | 0.0027841 | 0.0038101 | 0.0048469 | 0.0048469 | 0.0048469 | 0.0048469 | 0.0048469 | 0.0048469 | 0.0048469 | 0.0048469
Scenario 6: Aggressive Fuel Sub Phase In | SCG | Com | WaterHeat | Com - Lodging | Electric Energy (GWh/year) | Energy Efficiency | 0.0031107 | 0.0062589 | 0.014555 | 0.022918 | 0.031366 | 0.039902 | 0.039902 | 0.039902 | 0.039902 | 0.039902 | 0.039902 | 0.039902 | 0.039902
Scenario 6: Aggressive Fuel Sub Phase In | SCG | Com | WaterHeat | Com - Lodging | Gas Energy (MMTherm/year) | Energy Efficiency | 0.5779 | 1.1159 | 1.5761 | 1.9975 | 2.3727 | 2.7454 | 2.6053 | 2.5051 | 2.4356 | 2.3924 | 2.3667 | 2.3532 | 2.3467
Scenario 6: Aggressive Fuel Sub Phase In | SCG | Com | WaterHeat | Com - Office (Large) | Electric Demand (MW) | Energy Efficiency | -3.0639e-05 | -6.0582e-05 | 1.1688e-06 | 6.2763e-05 | 0.00012436 | 0.00018603 | 0.00018603 | 0.00018603 | 0.00018603 | 0.00018603 | 0.00018603 | 0.00018603 | 0.00018603
Scenario 6: Aggressive Fuel Sub Phase In | SCG | Com | WaterHeat | Com - Office (Large) | Electric Energy (GWh/year) | Energy Efficiency | -0.00062542 | -0.0012366 | 2.8744e-05 | 0.0012909 | 0.0025532 | 0.0038169 | 0.0038169 | 0.0038169 | 0.0038169 | 0.0038169 | 0.0038169 | 0.0038169 | 0.0038169
Scenario 6: Aggressive Fuel Sub Phase In | SCG | Com | WaterHeat | Com - Office (Large) | Gas Energy (MMTherm/year) | Energy Efficiency | 0.10227 | 0.20167 | 0.28061 | 0.3562 | 0.40409 | 0.45283 | 0.44575 | 0.43933 | 0.43334 | 0.4279 | 0.42298 | 0.4187 | 0.41481
Scenario 6: Aggressive Fuel Sub Phase In | SCG | Com | WaterHeat | Com - Office (Small) | Electric Demand (MW) | Energy Efficiency | -2.7753e-06 | -5.562e-06 | -5.562e-06 | -5.562e-06 | -5.562e-06 | -5.562e-06 | -5.562e-06 | -5.562e-06 | -5.562e-06 | -5.562e-06 | -5.562e-06 | -5.562e-06 | -5.562e-06
Scenario 6: Aggressive Fuel Sub Phase In | SCG | Com | WaterHeat | Com - Office (Small) | Electric Energy (GWh/year) | Energy Efficiency | -0.00033786 | -0.00067711 | -0.00067711 | -0.00067711 | -0.00067711 | -0.00067711 | -0.00067711 | -0.00067711 | -0.00067711 | -0.00067711 | -0.00067711 | -0.00067711 | -0.00067711
Scenario 6: Aggressive Fuel Sub Phase In | SCG | Com | WaterHeat | Com - Office (Small) | Gas Energy (MMTherm/year) | Energy Efficiency | 0.012939 | 0.025006 | 0.03296 | 0.040021 | 0.036965 | 0.034189 | 0.031668 | 0.029378 | 0.027297 | 0.025407 | 0.02369 | 0.022131 | 0.020714
Scenario 6: Aggressive Fuel Sub Phase In | SCG | Com | WaterHeat | Com - Other | Electric Demand (MW) | Energy Efficiency | -0.0032608 | -0.0065513 | -0.0063905 | -0.0062279 | -0.0060994 | -0.0058992 | -0.0058992 | -0.0058992 | -0.0058992 | -0.0058992 | -0.0058992 | -0.0058992 | -0.0058992
Scenario 6: Aggressive Fuel Sub Phase In | SCG | Com | WaterHeat | Com - Other | Electric Energy (GWh/year) | Energy Efficiency | -0.021661 | -0.043519 | -0.042445 | -0.041359 | -0.0405 | -0.039163 | -0.039163 | -0.039163 | -0.039163 | -0.039163 | -0.039163 | -0.039163 | -0.039163
Scenario 6: Aggressive Fuel Sub Phase In | SCG | Com | WaterHeat | Com - Other | Gas Energy (MMTherm/year) | Energy Efficiency | 0.33453 | 0.65512 | 0.76664 | 0.85989 | 0.88617 | 0.94888 | 0.93532 | 0.92404 | 0.91372 | 0.90455 | 0.89785 | 0.89011 | 0.88415
Scenario 6: Aggressive Fuel Sub Phase In | SCG | Com | WaterHeat | Com - Refrig. Warehouse | Electric Demand (MW) | Energy Efficiency | -5.8168e-06 | -7.6645e-06 | -7.362e-06 | -6.3352e-06 | -5.9216e-06 | -5.505e-06 | -5.505e-06 | -5.505e-06 | -5.505e-06 | -5.505e-06 | -5.505e-06 | -5.505e-06 | -5.505e-06
Scenario 6: Aggressive Fuel Sub Phase In | SCG | Com | WaterHeat | Com - Refrig. Warehouse | Electric Energy (GWh/year) | Energy Efficiency | -7.0967e-05 | -9.3505e-05 | -8.9787e-05 | -7.7167e-05 | -7.2084e-05 | -6.6963e-05 | -6.6963e-05 | -6.6963e-05 | -6.6963e-05 | -6.6963e-05 | -6.6963e-05 | -6.6963e-05 | -6.6963e-05
Scenario 6: Aggressive Fuel Sub Phase In | SCG | Com | WaterHeat | Com - Refrig. Warehouse | Gas Energy (MMTherm/year) | Energy Efficiency | 0.0064409 | 0.0083011 | 0.0099253 | 0.011586 | 0.0077376 | 0.0075221 | 0.0069357 | 0.0065687 | 0.0062356 | 0.0059334 | 0.0056591 | 0.0054102 | 0.0051843
Scenario 6: Aggressive Fuel Sub Phase In | SCG | Com | WaterHeat | Com - Restaurant | Electric Demand (MW) | Energy Efficiency | -0.0038784 | -0.0077979 | -0.0077464 | -0.0076942 | -0.0076413 | -0.0075878 | -0.0075878 | -0.0075878 | -0.0075878 | -0.0075878 | -0.0075878 | -0.0075878 | -0.0075878
Scenario 6: Aggressive Fuel Sub Phase In | SCG | Com | WaterHeat | Com - Restaurant | Electric Energy (GWh/year) | Energy Efficiency | -0.020463 | -0.041143 | -0.040864 | -0.040582 | -0.040297 | -0.040008 | -0.040008 | -0.040008 | -0.040008 | -0.040008 | -0.040008 | -0.040008 | -0.040008
Scenario 6: Aggressive Fuel Sub Phase In | SCG | Com | WaterHeat | Com - Restaurant | Gas Energy (MMTherm/year) | Energy Efficiency | 0.24641 | 0.49482 | 0.54422 | 0.59353 | 0.63712 | 0.68136 | 0.68179 | 0.68241 | 0.68318 | 0.6841 | 0.68513 | 0.68629 | 0.68757
Scenario 6: Aggressive Fuel Sub Phase In | SCG | Com | WaterHeat | Com - Retail | Electric Demand (MW) | Energy Efficiency | -0.00011768 | -0.00023631 | -0.00023631 | -0.00023631 | -0.00023631 | -0.00023631 | -0.00023631 | -0.00023631 | -0.00023631 | -0.00023631 | -0.00023631 | -0.00023631 | -0.00023631
Scenario 6: Aggressive Fuel Sub Phase In | SCG | Com | WaterHeat | Com - Retail | Electric Energy (GWh/year) | Energy Efficiency | -0.00076805 | -0.0015423 | -0.0015423 | -0.0015423 | -0.0015423 | -0.0015423 | -0.0015423 | -0.0015423 | -0.0015423 | -0.0015423 | -0.0015423 | -0.0015423 | -0.0015423
Scenario 6: Aggressive Fuel Sub Phase In | SCG | Com | WaterHeat | Com - Retail | Gas Energy (MMTherm/year) | Energy Efficiency | 0.073958 | 0.12128 | 0.1566 | 0.1795 | 0.14241 | 0.1288 | 0.11845 | 0.10794 | 0.098581 | 0.090487 | 0.083161 | 0.076923 | 0.071253
Scenario 6: Aggressive Fuel Sub Phase In | SCG | Com | WaterHeat | Com - School | Electric Demand (MW) | Energy Efficiency | -0.00024407 | -0.00048636 | -0.00045208 | -0.00041772 | -0.00038343 | -0.00034906 | -0.00034906 | -0.00034906 | -0.00034906 | -0.00034906 | -0.00034906 | -0.00034906 | -0.00034906
Scenario 6: Aggressive Fuel Sub Phase In | SCG | Com | WaterHeat | Com - School | Electric Energy (GWh/year) | Energy Efficiency | -0.0037923 | -0.0075571 | -0.007027 | -0.0064959 | -0.0059656 | -0.0054342 | -0.0054342 | -0.0054342 | -0.0054342 | -0.0054342 | -0.0054342 | -0.0054342 | -0.0054342
Scenario 6: Aggressive Fuel Sub Phase In | SCG | Com | WaterHeat | Com - School | Gas Energy (MMTherm/year) | Energy Efficiency | 0.08461 | 0.16793 | 0.20503 | 0.24098 | 0.26508 | 0.28959 | 0.28671 | 0.28412 | 0.28176 | 0.27963 | 0.27771 | 0.27598 | 0.27443
Scenario 6: Aggressive Fuel Sub Phase In | SCG | Com | WaterHeat | Com - Warehouse | Electric Demand (MW) | Energy Efficiency | 1.4848e-07 | 3.064e-07 | 2.2899e-06 | 4.296e-06 | 6.3302e-06 | 8.3909e-06 | 8.3909e-06 | 8.3909e-06 | 8.3909e-06 | 8.3909e-06 | 8.3909e-06 | 8.3909e-06 | 8.3909e-06
Scenario 6: Aggressive Fuel Sub Phase In | SCG | Com | WaterHeat | Com - Warehouse | Electric Energy (GWh/year) | Energy Efficiency | 4.718e-06 | 9.7267e-06 | 7.0584e-05 | 0.00013213 | 0.00019455 | 0.00025777 | 0.00025777 | 0.00025777 | 0.00025777 | 0.00025777 | 0.00025777 | 0.00025777 | 0.00025777
Scenario 6: Aggressive Fuel Sub Phase In | SCG | Com | WaterHeat | Com - Warehouse | Gas Energy (MMTherm/year) | Energy Efficiency | 0.10329 | 0.15802 | 0.20097 | 0.22716 | 0.16355 | 0.14487 | 0.13107 | 0.11918 | 0.10838 | 0.099091 | 0.090918 | 0.08417 | 0.078044
Scenario 6: Aggressive Fuel Sub Phase In | SCG | Com | WholeBlg | Com - College | Gas Energy (MMTherm/year) | Energy Efficiency | 0.013975 | 0.027946 | 0.041875 | 0.054431 | 0.062355 | 0.062326 | 0.062347 | 0.062396 | 0.06245 | 0.062512 | 0.062523 | 0.062451 | 0.062364
Scenario 6: Aggressive Fuel Sub Phase In | SCG | Com | WholeBlg | Com - Grocery | Gas Energy (MMTherm/year) | Energy Efficiency | 0.0052561 | 0.01058 | 0.015958 | 0.020892 | 0.02415 | 0.024433 | 0.024705 | 0.024967 | 0.025212 | 0.025429 | 0.025628 | 0.025793 | 0.025922
Scenario 6: Aggressive Fuel Sub Phase In | SCG | Com | WholeBlg | Com - Health | Gas Energy (MMTherm/year) | Energy Efficiency | 0.019297 | 0.038906 | 0.058782 | 0.077088 | 0.089301 | 0.090644 | 0.091976 | 0.093282 | 0.094535 | 0.095688 | 0.096764 | 0.097696 | 0.098403
Scenario 6: Aggressive Fuel Sub Phase In | SCG | Com | WholeBlg | Com - Lodging | Gas Energy (MMTherm/year) | Energy Efficiency | 0.0094452 | 0.019025 | 0.028718 | 0.037624 | 0.043531 | 0.044107 | 0.044674 | 0.04523 | 0.045764 | 0.046262 | 0.046729 | 0.047137 | 0.047453
Scenario 6: Aggressive Fuel Sub Phase In | SCG | Com | WholeBlg | Com - Office (Large) | Gas Energy (MMTherm/year) | Energy Efficiency | 0.030241 | 0.060633 | 0.091086 | 0.11871 | 0.13644 | 0.13699 | 0.1376 | 0.13825 | 0.13888 | 0.1396 | 0.1402 | 0.14059 | 0.14081
Scenario 6: Aggressive Fuel Sub Phase In | SCG | Com | WholeBlg | Com - Office (Small) | Gas Energy (MMTherm/year) | Energy Efficiency | 0.0036009 | 0.0072404 | 0.01091 | 0.014268 | 0.016472 | 0.016631 | 0.01678 | 0.01692 | 0.017047 | 0.017162 | 0.017264 | 0.017345 | 0.017409
Scenario 6: Aggressive Fuel Sub Phase In | SCG | Com | WholeBlg | Com - Other | Gas Energy (MMTherm/year) | Energy Efficiency | 0.062905 | 0.1267 | 0.19127 | 0.25062 | 0.29003 | 0.29393 | 0.29779 | 0.30156 | 0.30517 | 0.3085 | 0.31164 | 0.31437 | 0.31648
Scenario 6: Aggressive Fuel Sub Phase In | SCG | Com | WholeBlg | Com - Refrig. Warehouse | Gas Energy (MMTherm/year) | Energy Efficiency | 0.0012197 | 0.0024619 | 0.0037242 | 0.0048907 | 0.0056754 | 0.0057723 | 0.0058654 | 0.0059544 | 0.0060383 | 0.0061135 | 0.0061844 | 0.0062472 | 0.006297
Scenario 6: Aggressive Fuel Sub Phase In | SCG | Com | WholeBlg | Com - Restaurant | Gas Energy (MMTherm/year) | Energy Efficiency | 0.026753 | 0.054007 | 0.081706 | 0.10731 | 0.12455 | 0.12672 | 0.12882 | 0.13084 | 0.13277 | 0.13452 | 0.13618 | 0.13767 | 0.13885
Scenario 6: Aggressive Fuel Sub Phase In | SCG | Com | WholeBlg | Com - Retail | Electric Demand (MW) | Energy Efficiency | 0 | 0 | 0 | 0 | 0 | 0 | 0 | 0 | 0 | 0 | 0 | 0 | -0.0054537
Scenario 6: Aggressive Fuel Sub Phase In | SCG | Com | WholeBlg | Com - Retail | Electric Energy (GWh/year) | Energy Efficiency | 0 | 0 | 0 | 0 | 0 | 0 | 0 | 0 | 0 | 0 | 0 | 0 | 0.87409
Scenario 6: Aggressive Fuel Sub Phase In | SCG | Com | WholeBlg | Com - Retail | Gas Energy (MMTherm/year) | Energy Efficiency | 0.007249 | 0.014604 | 0.022048 | 0.028893 | 0.033442 | 0.033893 | 0.034328 | 0.034747 | 0.035142 | 0.035501 | 0.035835 | 0.036124 | 0.04269
Scenario 6: Aggressive Fuel Sub Phase In | SCG | Com | WholeBlg | Com - School | Gas Energy (MMTherm/year) | Energy Efficiency | 0.011625 | 0.023296 | 0.034984 | 0.045582 | 0.052374 | 0.052548 | 0.052719 | 0.052878 | 0.053011 | 0.053117 | 0.053178 | 0.053167 | 0.053155
Scenario 6: Aggressive Fuel Sub Phase In | SCG | Com | WholeBlg | Com - Warehouse | Gas Energy (MMTherm/year) | Energy Efficiency | 0.023804 | 0.04796 | 0.072418 | 0.09492 | 0.10989 | 0.11141 | 0.11286 | 0.11424 | 0.11554 | 0.1167 | 0.11778 | 0.11871 | 0.11945
Scenario 6: Aggressive Fuel Sub Phase In | SCG | Ind | WholeBlg | Ind - All Other Industrial | Gas Energy (MMTherm/year) | Energy Efficiency | 0.033334 | 0.066888 | 0.10061 | 0.13448 | 0.16849 | 0.18303 | 0.19753 | 0.21201 | 0.22649 | 0.24101 | 0.25558 | 0.26727 | 0.26822
Scenario 6: Aggressive Fuel Sub Phase In | SCG | Ind | WholeBlg | Ind - Chemicals | Gas Energy (MMTherm/year) | Energy Efficiency | 0.40303 | 0.80903 | 1.2178 | 1.6291 | 2.0427 | 2.2217 | 2.4005 | 2.579 | 2.7572 | 2.9354 | 3.1136 | 3.2562 | 3.2681
Scenario 6: Aggressive Fuel Sub Phase In | SCG | Ind | WholeBlg | Ind - Electronics | Gas Energy (MMTherm/year) | Energy Efficiency | 0.019253 | 0.038653 | 0.058197 | 0.077879 | 0.097695 | 0.10634 | 0.11501 | 0.12373 | 0.13249 | 0.14129 | 0.15014 | 0.15732 | 0.15828
Scenario 6: Aggressive Fuel Sub Phase In | SCG | Ind | WholeBlg | Ind - Fabricated Metals | Gas Energy (MMTherm/year) | Energy Efficiency | 0.11556 | 0.23258 | 0.35109 | 0.47066 | 0.59108 | 0.64426 | 0.69702 | 0.74926 | 0.80124 | 0.85309 | 0.90489 | 0.9464 | 0.95026
Scenario 6: Aggressive Fuel Sub Phase In | SCG | Ind | WholeBlg | Ind - Food | Gas Energy (MMTherm/year) | Energy Efficiency | 0.55403 | 1.1078 | 1.6613 | 2.2143 | 2.7668 | 2.9935 | 3.2195 | 3.4449 | 3.6697 | 3.894 | 4.1178 | 4.2918 | 4.2857
Scenario 6: Aggressive Fuel Sub Phase In | SCG | Ind | WholeBlg | Ind - Industrial Machinery | Gas Energy (MMTherm/year) | Energy Efficiency | 0.012017 | 0.024247 | 0.036705 | 0.049319 | 0.06204 | 0.067786 | 0.073478 | 0.079107 | 0.084716 | 0.090336 | 0.095976 | 0.10056 | 0.10123
Scenario 6: Aggressive Fuel Sub Phase In | SCG | Ind | WholeBlg | Ind - Lumber & Furniture | Gas Energy (MMTherm/year) | Energy Efficiency | 0.0054055 | 0.010852 | 0.016336 | 0.021857 | 0.027413 | 0.029817 | 0.032201 | 0.03457 | 0.036925 | 0.03927 | 0.041614 | 0.043484 | 0.043604
Scenario 6: Aggressive Fuel Sub Phase In | SCG | Ind | WholeBlg | Ind - Paper | Gas Energy (MMTherm/year) | Energy Efficiency | 0.084456 | 0.16904 | 0.25378 | 0.33882 | 0.42418 | 0.46021 | 0.49644 | 0.53292 | 0.56967 | 0.60676 | 0.64426 | 0.67465 | 0.67801
Scenario 6: Aggressive Fuel Sub Phase In | SCG | Ind | WholeBlg | Ind - Petroleum | Gas Energy (MMTherm/year) | Energy Efficiency | 1.6438 | 3.2924 | 4.9456 | 6.6033 | 8.2644 | 8.9621 | 9.6573 | 10.3494 | 11.0389 | 11.7265 | 12.4127 | 12.9512 | 12.9551
Scenario 6: Aggressive Fuel Sub Phase In | SCG | Ind | WholeBlg | Ind - Plastics | Gas Energy (MMTherm/year) | Energy Efficiency | 0.018896 | 0.038713 | 0.05942 | 0.080963 | 0.10332 | 0.11532 | 0.12735 | 0.1393 | 0.15125 | 0.16321 | 0.17523 | 0.1857 | 0.19014
Scenario 6: Aggressive Fuel Sub Phase In | SCG | Ind | WholeBlg | Ind - Primary Metals | Gas Energy (MMTherm/year) | Energy Efficiency | 0.12366 | 0.24793 | 0.37287 | 0.4984 | 0.62443 | 0.6783 | 0.73223 | 0.78615 | 0.84012 | 0.89418 | 0.94832 | 0.99152 | 0.99462
Scenario 6: Aggressive Fuel Sub Phase In | SCG | Ind | WholeBlg | Ind - Printing & Publishing | Gas Energy (MMTherm/year) | Energy Efficiency | 0.0068443 | 0.013718 | 0.020619 | 0.027547 | 0.034491 | 0.037417 | 0.040322 | 0.043211 | 0.046093 | 0.048982 | 0.051886 | 0.054193 | 0.054285
Scenario 6: Aggressive Fuel Sub Phase In | SCG | Ind | WholeBlg | Ind - Stone-Glass-Clay | Gas Energy (MMTherm/year) | Energy Efficiency | 0.13076 | 0.26253 | 0.39514 | 0.52845 | 0.66239 | 0.72007 | 0.77752 | 0.8348 | 0.89199 | 0.94913 | 1.0063 | 1.0519 | 1.0551
Scenario 6: Aggressive Fuel Sub Phase In | SCG | Ind | WholeBlg | Ind - Textiles | Gas Energy (MMTherm/year) | Energy Efficiency | 0.062477 | 0.12505 | 0.18771 | 0.25042 | 0.31316 | 0.33921 | 0.36519 | 0.39107 | 0.41688 | 0.44264 | 0.46836 | 0.48847 | 0.48829
Scenario 6: Aggressive Fuel Sub Phase In | SCG | Ind | WholeBlg | Ind - Transportation Equipment | Gas Energy (MMTherm/year) | Energy Efficiency | 0.046491 | 0.092964 | 0.13943 | 0.18587 | 0.23229 | 0.25139 | 0.27046 | 0.28949 | 0.30849 | 0.32746 | 0.3464 | 0.36116 | 0.36082
Scenario 6: Aggressive Fuel Sub Phase In | SCG | Res | BROs | Income Qualified - Multi Family IQ | Gas Energy (MMTherm/year) | Energy Efficiency | 0.23348 | 0.2365 | 0.24016 | 0.24449 | 0.24945 | 0.25506 | 0.26114 | 0.26853 | 0.27677 | 0.2863 | 0.29665 | 0.30796 | 0.32045
Scenario 6: Aggressive Fuel Sub Phase In | SCG | Res | BROs | Income Qualified - Single Family IQ | Gas Energy (MMTherm/year) | Energy Efficiency | 0.72066 | 0.72917 | 0.73953 | 0.75176 | 0.76591 | 0.78207 | 0.80011 | 0.82174 | 0.84593 | 0.87291 | 0.90228 | 0.93442 | 0.96995
Scenario 6: Aggressive Fuel Sub Phase In | SCG | Res | BROs | Res - Multi Family | Gas Energy (MMTherm/year) | Energy Efficiency | 2.4695 | 2.4988 | 2.5345 | 2.5767 | 2.6254 | 2.681 | 2.743 | 2.8174 | 2.9005 | 2.9935 | 3.0946 | 3.2053 | 3.3277
Scenario 6: Aggressive Fuel Sub Phase In | SCG | Res | BROs | Res - Single Family | Gas Energy (MMTherm/year) | Energy Efficiency | 0.70639 | 0.71555 | 0.7267 | 0.73985 | 0.75495 | 0.77198 | 0.79043 | 0.81285 | 0.83786 | 0.86681 | 0.89829 | 0.93269 | 0.97065
Scenario 6: Aggressive Fuel Sub Phase In | SCG | Res | BldgEnv | Res - Multi Family | Electric Demand (MW) | Energy Efficiency | 0 | 0 | 0 | 0 | 0 | 0 | 0 | 0 | 0.00028811 | 0.00056956 | 0.00084453 | 0.0011132 | 0.0013758
Scenario 6: Aggressive Fuel Sub Phase In | SCG | Res | BldgEnv | Res - Multi Family | Electric Energy (GWh/year) | Energy Efficiency | 0 | 0 | 0 | 0 | 0 | 0 | 0 | 0 | 0.00044233 | 0.00087443 | 0.0012966 | 0.0017091 | 0.0021122
Scenario 6: Aggressive Fuel Sub Phase In | SCG | Res | BldgEnv | Res - Multi Family | Gas Energy (MMTherm/year) | Energy Efficiency | 0 | 0 | 0 | 0 | 0 | 0 | 0 | 0 | 0.00013853 | 0.00027385 | 0.00040606 | 0.00053524 | 0.00066148
Scenario 6: Aggressive Fuel Sub Phase In | SCG | Res | BldgEnv | Res - Single Family | Electric Demand (MW) | Energy Efficiency | 0.017752 | 0.038242 | 0.059866 | 0.081594 | 0.1033 | 0.12441 | 0.14765 | 0.16398 | 0.17657 | 0.17122 | 0.16609 | 0.16115 | 0.15642
Scenario 6: Aggressive Fuel Sub Phase In | SCG | Res | BldgEnv | Res - Single Family | Electric Energy (GWh/year) | Energy Efficiency | -0.01577 | -0.030807 | -0.045164 | -0.058934 | -0.072144 | -0.084848 | -0.093641 | -0.08538 | -0.080682 | -0.065274 | -0.050476 | -0.036269 | -0.022631
Scenario 6: Aggressive Fuel Sub Phase In | SCG | Res | BldgEnv | Res - Single Family | Gas Energy (MMTherm/year) | Energy Efficiency | 0.0037928 | 0.0082048 | 0.012878 | 0.017584 | 0.022293 | 0.026875 | 0.032114 | 0.035977 | 0.038834 | 0.037794 | 0.036796 | 0.035837 | 0.034918
Scenario 6: Aggressive Fuel Sub Phase In | SCG | Res | HVAC | Res - Multi Family | Electric Demand (MW) | Energy Efficiency | -6.0792e-05 | -0.00012288 | -0.00018554 | -0.00024843 | -0.00031145 | -0.00037444 | -0.00037444 | -0.00037444 | -0.00037444 | -0.00037444 | -0.00037444 | -0.00037444 | -0.00037444
Scenario 6: Aggressive Fuel Sub Phase In | SCG | Res | HVAC | Res - Multi Family | Electric Energy (GWh/year) | Energy Efficiency | -5.7353e-09 | -1.1593e-08 | -1.7504e-08 | -2.3438e-08 | -2.9383e-08 | -3.5325e-08 | -3.5325e-08 | -3.5325e-08 | -3.5325e-08 | -3.5325e-08 | -3.5325e-08 | -3.5325e-08 | 0.00053279
Scenario 6: Aggressive Fuel Sub Phase In | SCG | Res | HVAC | Res - Multi Family | Gas Energy (MMTherm/year) | Energy Efficiency | 1.4352e-05 | 2.901e-05 | 4.3804e-05 | 5.8651e-05 | 7.353e-05 | 8.84e-05 | 8.84e-05 | 8.84e-05 | 8.84e-05 | 8.84e-05 | 8.84e-05 | 8.84e-05 | 0.00012268
Scenario 6: Aggressive Fuel Sub Phase In | SCG | Res | HVAC | Res - Single Family | Electric Demand (MW) | Energy Efficiency | 0.010705 | 0.018517 | 0.026623 | 0.034878 | 0.034878 | 0.034878 | 0.034878 | 0.034878 | 0.034878 | 0.034878 | 0.034878 | 0.034878 | 0.034878
Scenario 6: Aggressive Fuel Sub Phase In | SCG | Res | HVAC | Res - Single Family | Electric Energy (GWh/year) | Energy Efficiency | 0.10179 | 0.21124 | 0.32717 | 0.44623 | 0.44623 | 0.44623 | 0.44623 | 0.44623 | 0.44623 | 0.44623 | 0.44623 | 0.44623 | 0.45725
Scenario 6: Aggressive Fuel Sub Phase In | SCG | Res | HVAC | Res - Single Family | Gas Energy (MMTherm/year) | Energy Efficiency | 0.011008 | 0.023387 | 0.036515 | 0.050005 | 0.050005 | 0.050005 | 0.050005 | 0.050005 | 0.050005 | 0.050005 | 0.050005 | 0.050005 | 0.050609
Scenario 6: Aggressive Fuel Sub Phase In | SCG | Res | WaterHeat | Res - Multi Family | Electric Demand (MW) | Energy Efficiency | -0.0039432 | -0.0079793 | -0.0079793 | -0.0079793 | -0.0079793 | -0.0079793 | -0.0079793 | -0.0079793 | -0.0079793 | -0.0079793 | -0.0079793 | -0.0079793 | -0.0079793
Scenario 6: Aggressive Fuel Sub Phase In | SCG | Res | WaterHeat | Res - Multi Family | Electric Energy (GWh/year) | Energy Efficiency | -0.020326 | -0.041131 | -0.041131 | -0.041131 | -0.041131 | -0.041131 | -0.041131 | -0.041131 | -0.041131 | -0.041131 | -0.041131 | -0.041131 | -0.041131
Scenario 6: Aggressive Fuel Sub Phase In | SCG | Res | WaterHeat | Res - Multi Family | Gas Energy (MMTherm/year) | Energy Efficiency | 0.3714 | 0.7041 | 0.81891 | 0.90782 | 0.9829 | 1.0472 | 1.107 | 1.1456 | 1.181 | 1.2127 | 1.2416 | 1.1062 | 1.0109
Scenario 6: Aggressive Fuel Sub Phase In | SCG | Res | WaterHeat | Res - Single Family | Electric Demand (MW) | Energy Efficiency | -0.024958 | -0.051554 | -0.051554 | -0.051554 | -0.051554 | -0.051554 | -0.051554 | -0.051554 | -0.051554 | -0.051554 | -0.051554 | -0.051554 | -0.051554
Scenario 6: Aggressive Fuel Sub Phase In | SCG | Res | WaterHeat | Res - Single Family | Electric Energy (GWh/year) | Energy Efficiency | -0.14187 | -0.29312 | -0.29312 | -0.29312 | -0.29312 | -0.29312 | -0.29312 | -0.29312 | -0.29312 | -0.29312 | -0.29312 | -0.29312 | -0.29312
Scenario 6: Aggressive Fuel Sub Phase In | SCG | Res | WaterHeat | Res - Single Family | Gas Energy (MMTherm/year) | Energy Efficiency | 2.1797 | 4.2986 | 4.7596 | 5.1421 | 5.4715 | 5.7583 | 6.0099 | 6.1731 | 6.3064 | 6.4193 | 6.5184 | 5.9328 | 5.512
Scenario 6: Aggressive Fuel Sub Phase In | SDG&E | Ag | WholeBlg | Ag - Dairies, fishing, hunting | Electric Demand (MW) | Energy Efficiency | 0.0018919 | 0.0037971 | 0.0057149 | 0.0076447 | 0.0095856 | 0.011536 | 0.013497 | 0.015466 | 0.016518 | 0.016607 | 0.016693 | 0.016775 | 0.016855
Scenario 6: Aggressive Fuel Sub Phase In | SDG&E | Ag | WholeBlg | Ag - Dairies, fishing, hunting | Electric Energy (GWh/year) | Energy Efficiency | 0.0080594 | 0.016176 | 0.024345 | 0.032566 | 0.040834 | 0.049145 | 0.057496 | 0.065886 | 0.070365 | 0.070747 | 0.071112 | 0.071462 | 0.0718
Scenario 6: Aggressive Fuel Sub Phase In | SDG&E | Ag | WholeBlg | Ag - Dairies, fishing, hunting | Gas Energy (MMTherm/year) | Energy Efficiency | 1.6867e-05 | 3.3734e-05 | 5.06e-05 | 6.7467e-05 | 8.4334e-05 | 0.0001012 | 0.00011807 | 0.00013493 | 0.00014353 | 0.00014353 | 0.00014353 | 0.00014353 | 0.00014353
Scenario 6: Aggressive Fuel Sub Phase In | SDG&E | Ag | WholeBlg | Ag - Irrigated Agriculture, vineyards, forestry and greenhouses | Electric Demand (MW) | Energy Efficiency | 0.013304 | 0.027077 | 0.041293 | 0.05594 | 0.070992 | 0.086413 | 0.10219 | 0.11831 | 0.12828 | 0.13159 | 0.1348 | 0.13792 | 0.14096
Scenario 6: Aggressive Fuel Sub Phase In | SDG&E | Ag | WholeBlg | Ag - Irrigated Agriculture, vineyards, forestry and greenhouses | Electric Energy (GWh/year) | Energy Efficiency | 0.056675 | 0.11535 | 0.17591 | 0.2383 | 0.30242 | 0.36812 | 0.43531 | 0.50402 | 0.54646 | 0.56056 | 0.57423 | 0.58752 | 0.60048
Scenario 6: Aggressive Fuel Sub Phase In | SDG&E | Ag | WholeBlg | Ag - Irrigated Agriculture, vineyards, forestry and greenhouses | Gas Energy (MMTherm/year) | Energy Efficiency | 0.0012197 | 0.0024394 | 0.003659 | 0.0048787 | 0.0060984 | 0.0073181 | 0.0085377 | 0.0097574 | 0.010379 | 0.010379 | 0.010379 | 0.010379 | 0.010379
Scenario 6: Aggressive Fuel Sub Phase In | SDG&E | Ag | WholeBlg | Ag - Water pumping | Electric Demand (MW) | Energy Efficiency | 0.041617 | 0.083152 | 0.12461 | 0.16598 | 0.20727 | 0.24849 | 0.28962 | 0.33067 | 0.35123 | 0.35052 | 0.3498 | 0.34907 | 0.34832
Scenario 6: Aggressive Fuel Sub Phase In | SDG&E | Ag | WholeBlg | Ag - Water pumping | Electric Energy (GWh/year) | Energy Efficiency | 0.17729 | 0.35423 | 0.53083 | 0.70708 | 0.88298 | 1.0585 | 1.2338 | 1.4086 | 1.4962 | 1.4932 | 1.4901 | 1.487 | 1.4838
Scenario 6: Aggressive Fuel Sub Phase In | SDG&E | Ag | WholeBlg | Ag - Water pumping | Gas Energy (MMTherm/year) | Energy Efficiency | 0.00034934 | 0.00069868 | 0.001048 | 0.0013974 | 0.0017467 | 0.0020961 | 0.0024454 | 0.0027947 | 0.0029728 | 0.0029728 | 0.0029728 | 0.0029728 | 0.0029728
Scenario 6: Aggressive Fuel Sub Phase In | SDG&E | Com | AppPlug | Com - Health | Gas Energy (MMTherm/year) | Energy Efficiency | 0.048843 | 0.10321 | 0.22622 | 0.36291 | 0.4898 | 0.62723 | 0.7074 | 0.7924 | 0.88379 | 0.98229 | 1.0866 | 1.1558 | 1.215
Scenario 6: Aggressive Fuel Sub Phase In | SDG&E | Com | AppPlug | Com - Lodging | Gas Energy (MMTherm/year) | Energy Efficiency | 0.023955 | 0.050063 | 0.1506 | 0.26042 | 0.37822 | 0.5054 | 0.56918 | 0.63596 | 0.7059 | 0.77835 | 0.85115 | 0.89735 | 0.93872
Scenario 6: Aggressive Fuel Sub Phase In | SDG&E | Com | AppPlug | Com - Other | Gas Energy (MMTherm/year) | Energy Efficiency | 0.0001807 | 0.00039103 | 0.00063384 | 0.0009122 | 0.0012252 | 0.0015789 | 0.001795 | 0.0020255 | 0.0022684 | 0.0025228 | 0.0027894 | 0.0030633 | 0.0033441
Scenario 6: Aggressive Fuel Sub Phase In | SDG&E | Com | BROs | Com - Lodging | Electric Energy (GWh/year) | Energy Efficiency | 0.0087675 | 0.026709 | 0.045497 | 0.065382 | 0.086586 | 0.10905 | 0.13298 | 0.15831 | 0.18486 | 0.21282 | 0.24187 | 0.27116 | 0.30058
Scenario 6: Aggressive Fuel Sub Phase In | SDG&E | Com | BROs | Com - Other | Electric Energy (GWh/year) | Energy Efficiency | 0.0079453 | 0.02424 | 0.041373 | 0.059562 | 0.079028 | 0.09974 | 0.12201 | 0.14578 | 0.1708 | 0.1973 | 0.22498 | 0.25314 | 0.28261
Scenario 6: Aggressive Fuel Sub Phase In | SDG&E | Com | BROs | Com - Retail | Electric Demand (MW) | Energy Efficiency | 0.0016338 | 0.0049596 | 0.0084061 | 0.012008 | 0.015803 | 0.01978 | 0.023999 | 0.028447 | 0.033057 | 0.037867 | 0.042807 | 0.047746 | 0.0531
Scenario 6: Aggressive Fuel Sub Phase In | SDG&E | Com | BROs | Com - Retail | Electric Energy (GWh/year) | Energy Efficiency | 0.017664 | 0.05362 | 0.090882 | 0.12982 | 0.17085 | 0.21385 | 0.25947 | 0.30755 | 0.35739 | 0.40939 | 0.46281 | 0.5162 | 0.57409
Scenario 6: Aggressive Fuel Sub Phase In | SDG&E | Com | BldgEnv | Com - College | Electric Demand (MW) | Energy Efficiency | 1.5303e-06 | 3.0565e-06 | 4.5787e-06 | 6.1012e-06 | 7.6185e-06 | 9.1362e-06 | 1.0655e-05 | 1.0772e-05 | 1.0904e-05 | 1.1051e-05 | 1.1212e-05 | 1.1403e-05 | 1.1612e-05
Scenario 6: Aggressive Fuel Sub Phase In | SDG&E | Com | BldgEnv | Com - College | Electric Energy (GWh/year) | Energy Efficiency | 5.2284e-07 | 1.0443e-06 | 1.5644e-06 | 2.0846e-06 | 2.603e-06 | 3.1215e-06 | 3.6405e-06 | 3.6805e-06 | 3.7254e-06 | 3.7756e-06 | 3.8307e-06 | 3.8962e-06 | 3.9673e-06
Scenario 6: Aggressive Fuel Sub Phase In | SDG&E | Com | BldgEnv | Com - College | Gas Energy (MMTherm/year) | Energy Efficiency | 1.1194e-06 | 2.2321e-06 | 3.3379e-06 | 4.4381e-06 | 5.531e-06 | 6.6182e-06 | 7.6999e-06 | 7.6955e-06 | 7.695e-06 | 7.6993e-06 | 7.7079e-06 | 7.726e-06 | 7.7494e-06
Scenario 6: Aggressive Fuel Sub Phase In | SDG&E | Com | BldgEnv | Com - Grocery | Electric Demand (MW) | Energy Efficiency | 3.2639e-05 | 6.3724e-05 | 9.3332e-05 | 0.00012157 | 0.0001485 | 0.00017423 | 0.00019884 | 0.00019063 | 0.00018302 | 0.00017599 | 0.00016949 | 0.00016348 | 0.0001579
Scenario 6: Aggressive Fuel Sub Phase In | SDG&E | Com | BldgEnv | Com - Grocery | Electric Energy (GWh/year) | Energy Efficiency | 1.1152e-05 | 2.1772e-05 | 3.1888e-05 | 4.1535e-05 | 5.0737e-05 | 5.9529e-05 | 6.7937e-05 | 6.5131e-05 | 6.2531e-05 | 6.0131e-05 | 5.791e-05 | 5.5854e-05 | 5.3948e-05
Scenario 6: Aggressive Fuel Sub Phase In | SDG&E | Com | BldgEnv | Com - Grocery | Gas Energy (MMTherm/year) | Energy Efficiency | 1.02e-05 | 1.991e-05 | 2.9157e-05 | 3.7968e-05 | 4.6366e-05 | 5.4379e-05 | 6.2029e-05 | 5.9369e-05 | 5.6885e-05 | 5.4572e-05 | 5.2416e-05 | 5.0405e-05 | 4.8532e-05
Scenario 6: Aggressive Fuel Sub Phase In | SDG&E | Com | BldgEnv | Com - Health | Electric Demand (MW) | Energy Efficiency | 3.0881e-05 | 6.017e-05 | 8.7911e-05 | 0.00011419 | 0.00013899 | 0.00016232 | 0.00018422 | 0.0001755 | 0.00016749 | 0.00016026 | 0.00015389 | 0.00014803 | 0.00014276
Scenario 6: Aggressive Fuel Sub Phase In | SDG&E | Com | BldgEnv | Com - Health | Electric Energy (GWh/year) | Energy Efficiency | 1.4834e-05 | 2.8903e-05 | 4.2229e-05 | 5.4852e-05 | 6.6764e-05 | 7.7972e-05 | 8.8494e-05 | 8.4306e-05 | 8.0455e-05 | 7.6984e-05 | 7.3922e-05 | 7.1108e-05 | 6.8579e-05
Scenario 6: Aggressive Fuel Sub Phase In | SDG&E | Com | BldgEnv | Com - Health | Gas Energy (MMTherm/year) | Energy Efficiency | 1.616e-05 | 3.1448e-05 | 4.5881e-05 | 5.9493e-05 | 7.2277e-05 | 8.4241e-05 | 9.5444e-05 | 9.0479e-05 | 8.5914e-05 | 8.1792e-05 | 7.8143e-05 | 7.4835e-05 | 7.1904e-05
Scenario 6: Aggressive Fuel Sub Phase In | SDG&E | Com | BldgEnv | Com - Lodging | Electric Demand (MW) | Energy Efficiency | 1.4944e-06 | 2.9747e-06 | 4.4412e-06 | 5.9029e-06 | 7.3465e-06 | 8.7821e-06 | 1.0205e-05 | 1.0366e-05 | 9.5339e-06 | 9.7186e-06 | 1.0683e-05 | 1.1644e-05 | 1.2606e-05
Scenario 6: Aggressive Fuel Sub Phase In | SDG&E | Com | BldgEnv | Com - Lodging | Electric Energy (GWh/year) | Energy Efficiency | 9.7653e-07 | 1.9438e-06 | 2.9021e-06 | 3.8572e-06 | 4.8006e-06 | 5.7386e-06 | 6.6687e-06 | 6.7737e-06 | 6.2299e-06 | 6.3506e-06 | 6.981e-06 | 7.6091e-06 | 8.2371e-06
Scenario 6: Aggressive Fuel Sub Phase In | SDG&E | Com | BldgEnv | Com - Lodging | Gas Energy (MMTherm/year) | Energy Efficiency | 4.9173e-07 | 9.7768e-07 | 1.4579e-06 | 1.9342e-06 | 2.404e-06 | 2.8693e-06 | 3.3293e-06 | 3.3393e-06 | 2.9778e-06 | 2.9926e-06 | 3.2965e-06 | 3.598e-06 | 3.8978e-06
Scenario 6: Aggressive Fuel Sub Phase In | SDG&E | Com | BldgEnv | Com - Office (Large) | Electric Demand (MW) | Energy Efficiency | 8.0313e-05 | 0.00015694 | 0.00023005 | 0.00029983 | 0.0003664 | 0.00043 | 0.00049081 | 0.00047319 | 0.00045174 | 0.00043637 | 0.00042205 | 0.00040876 | 0.00039645
Scenario 6: Aggressive Fuel Sub Phase In | SDG&E | Com | BldgEnv | Com - Office (Large) | Electric Energy (GWh/year) | Energy Efficiency | 2.744e-05 | 5.362e-05 | 7.86e-05 | 0.00010244 | 0.00012519 | 0.00014692 | 0.00016769 | 0.00016167 | 0.00015434 | 0.00014909 | 0.0001442 | 0.00013966 | 0.00013545
Scenario 6: Aggressive Fuel Sub Phase In | SDG&E | Com | BldgEnv | Com - Office (Large) | Gas Energy (MMTherm/year) | Energy Efficiency | 1.173e-05 | 2.2917e-05 | 3.3586e-05 | 4.3763e-05 | 5.3468e-05 | 6.2735e-05 | 7.159e-05 | 6.891e-05 | 6.4613e-05 | 6.2264e-05 | 6.0069e-05 | 5.8024e-05 | 5.6122e-05
Scenario 6: Aggressive Fuel Sub Phase In | SDG&E | Com | BldgEnv | Com - Office (Small) | Electric Demand (MW) | Energy Efficiency | 3.483e-05 | 6.801e-05 | 9.9628e-05 | 0.00012976 | 0.00016152 | 0.00019179 | 0.00022064 | 0.00021433 | 0.00020597 | 0.00020047 | 0.00019534 | 0.00018755 | 0.00018025
Scenario 6: Aggressive Fuel Sub Phase In | SDG&E | Com | BldgEnv | Com - Office (Small) | Electric Energy (GWh/year) | Energy Efficiency | 1.19e-05 | 2.3237e-05 | 3.404e-05 | 4.4335e-05 | 5.5185e-05 | 6.5527e-05 | 7.5386e-05 | 7.3229e-05 | 7.0373e-05 | 6.8493e-05 | 6.6742e-05 | 6.4078e-05 | 6.1586e-05
Scenario 6: Aggressive Fuel Sub Phase In | SDG&E | Com | BldgEnv | Com - Office (Small) | Gas Energy (MMTherm/year) | Energy Efficiency | 4.3106e-06 | 8.4175e-06 | 1.2332e-05 | 1.6062e-05 | 2.0711e-05 | 2.5141e-05 | 2.9362e-05 | 2.9206e-05 | 2.8185e-05 | 2.807e-05 | 2.7974e-05 | 2.6804e-05 | 2.5707e-05
Scenario 6: Aggressive Fuel Sub Phase In | SDG&E | Com | BldgEnv | Com - Other | Electric Demand (MW) | Energy Efficiency | 1.9862e-05 | 3.8932e-05 | 5.7241e-05 | 7.4816e-05 | 9.1664e-05 | 0.00010782 | 0.00012332 | 0.00011936 | 0.0001138 | 0.00011028 | 0.00010715 | 0.0001042 | 0.00010142
Scenario 6: Aggressive Fuel Sub Phase In | SDG&E | Com | BldgEnv | Com - Other | Electric Energy (GWh/year) | Energy Efficiency | 6.7895e-06 | 1.3308e-05 | 1.9567e-05 | 2.5574e-05 | 3.1334e-05 | 3.6858e-05 | 4.2155e-05 | 4.0802e-05 | 3.8901e-05 | 3.7698e-05 | 3.6628e-05 | 3.5619e-05 | 3.4669e-05
Scenario 6: Aggressive Fuel Sub Phase In | SDG&E | Com | BldgEnv | Com - Other | Gas Energy (MMTherm/year) | Energy Efficiency | 3.1116e-06 | 6.1018e-06 | 8.9739e-06 | 1.1731e-05 | 1.4373e-05 | 1.6906e-05 | 1.933e-05 | 1.8674e-05 | 1.7386e-05 | 1.6779e-05 | 1.626e-05 | 1.5755e-05 | 1.5262e-05
Scenario 6: Aggressive Fuel Sub Phase In | SDG&E | Com | BldgEnv | Com - Refrig. Warehouse | Electric Demand (MW) | Energy Efficiency | 2.2844e-07 | 4.4866e-07 | 6.6109e-07 | 8.6547e-07 | 1.0625e-06 | 1.2527e-06 | 1.4367e-06 | 1.4395e-06 | 1.4003e-06 | 1.4095e-06 | 1.4396e-06 | 1.4733e-06 | 1.5105e-06
Scenario 6: Aggressive Fuel Sub Phase In | SDG&E | Com | BldgEnv | Com - Refrig. Warehouse | Electric Energy (GWh/year) | Energy Efficiency | 7.8051e-08 | 1.5329e-07 | 2.2587e-07 | 2.957e-07 | 3.6303e-07 | 4.2802e-07 | 4.9087e-07 | 4.9183e-07 | 4.7843e-07 | 4.8157e-07 | 4.9186e-07 | 5.0337e-07 | 5.1607e-07
Scenario 6: Aggressive Fuel Sub Phase In | SDG&E | Com | BldgEnv | Com - Refrig. Warehouse | Gas Energy (MMTherm/year) | Energy Efficiency | 2.8663e-08 | 5.6305e-08 | 8.2982e-08 | 1.0866e-07 | 1.3342e-07 | 1.5734e-07 | 1.8048e-07 | 1.917e-07 | 1.869e-07 | 1.9864e-07 | 2.17e-07 | 2.3573e-07 | 2.5482e-07
Scenario 6: Aggressive Fuel Sub Phase In | SDG&E | Com | BldgEnv | Com - Restaurant | Electric Demand (MW) | Energy Efficiency | 1.1567e-05 | 2.2546e-05 | 3.2968e-05 | 4.2856e-05 | 5.2597e-05 | 6.1897e-05 | 7.0783e-05 | 6.8758e-05 | 6.6056e-05 | 6.4327e-05 | 6.274e-05 | 6.1289e-05 | 5.997e-05
Scenario 6: Aggressive Fuel Sub Phase In | SDG&E | Com | BldgEnv | Com - Restaurant | Electric Energy (GWh/year) | Energy Efficiency | 3.9521e-06 | 7.7031e-06 | 1.1264e-05 | 1.4643e-05 | 1.7971e-05 | 2.1148e-05 | 2.4184e-05 | 2.3492e-05 | 2.2569e-05 | 2.1978e-05 | 2.1436e-05 | 2.094e-05 | 2.049e-05
Scenario 6: Aggressive Fuel Sub Phase In | SDG&E | Com | BldgEnv | Com - Restaurant | Gas Energy (MMTherm/year) | Energy Efficiency | 1.4217e-06 | 2.7714e-06 | 4.0532e-06 | 5.2697e-06 | 6.4759e-06 | 7.6279e-06 | 8.7288e-06 | 8.6876e-06 | 8.3575e-06 | 8.3334e-06 | 8.3176e-06 | 8.31e-06 | 8.3103e-06
Scenario 6: Aggressive Fuel Sub Phase In | SDG&E | Com | BldgEnv | Com - Retail | Electric Demand (MW) | Energy Efficiency | 5.7184e-05 | 0.00011071 | 0.00016079 | 0.00020724 | 0.00024997 | 0.00028957 | 0.00032685 | 0.00030565 | 0.00028599 | 0.00026785 | 0.00025152 | 0.00023719 | 0.00022445
Scenario 6: Aggressive Fuel Sub Phase In | SDG&E | Com | BldgEnv | Com - Retail | Electric Energy (GWh/year) | Energy Efficiency | 1.9538e-05 | 3.7827e-05 | 5.4936e-05 | 7.0807e-05 | 8.5406e-05 | 9.8936e-05 | 0.00011168 | 0.00010443 | 9.7714e-05 | 9.1517e-05 | 8.5936e-05 | 8.104e-05 | 7.6686e-05
Scenario 6: Aggressive Fuel Sub Phase In | SDG&E | Com | BldgEnv | Com - Retail | Gas Energy (MMTherm/year) | Energy Efficiency | 1.6867e-05 | 3.2585e-05 | 4.7177e-05 | 6.0618e-05 | 7.29e-05 | 8.4248e-05 | 9.4983e-05 | 8.8389e-05 | 8.239e-05 | 7.6998e-05 | 7.2267e-05 | 6.8231e-05 | 6.4699e-05
Scenario 6: Aggressive Fuel Sub Phase In | SDG&E | Com | BldgEnv | Com - School | Electric Demand (MW) | Energy Efficiency | 9.4924e-06 | 1.8624e-05 | 2.7415e-05 | 3.6658e-05 | 4.5564e-05 | 5.4145e-05 | 6.2418e-05 | 6.2199e-05 | 6.1526e-05 | 6.1585e-05 | 6.1003e-05 | 6.0591e-05 | 6.0342e-05
Scenario 6: Aggressive Fuel Sub Phase In | SDG&E | Com | BldgEnv | Com - School | Electric Energy (GWh/year) | Energy Efficiency | 3.2432e-06 | 6.3632e-06 | 9.3668e-06 | 1.2525e-05 | 1.5568e-05 | 1.85e-05 | 2.1326e-05 | 2.1251e-05 | 2.1021e-05 | 2.1041e-05 | 2.0843e-05 | 2.0702e-05 | 2.0617e-05
Scenario 6: Aggressive Fuel Sub Phase In | SDG&E | Com | BldgEnv | Com - School | Gas Energy (MMTherm/year) | Energy Efficiency | 1.1811e-06 | 2.3179e-06 | 3.4129e-06 | 4.7466e-06 | 6.03e-06 | 7.2649e-06 | 8.454e-06 | 8.5858e-06 | 8.5139e-06 | 8.6663e-06 | 8.5506e-06 | 8.4587e-06 | 8.3897e-06
Scenario 6: Aggressive Fuel Sub Phase In | SDG&E | Com | BldgEnv | Com - Warehouse | Electric Demand (MW) | Energy Efficiency | 2.1552e-05 | 4.2278e-05 | 6.222e-05 | 8.1425e-05 | 9.9906e-05 | 0.00011771 | 0.00013486 | 0.00013057 | 0.00012419 | 0.00012045 | 0.0001174 | 0.00011461 | 0.00011208
Scenario 6: Aggressive Fuel Sub Phase In | SDG&E | Com | BldgEnv | Com - Warehouse | Electric Energy (GWh/year) | Energy Efficiency | 1.4083e-05 | 2.7627e-05 | 4.0658e-05 | 5.3207e-05 | 6.5283e-05 | 7.6917e-05 | 8.8122e-05 | 8.5323e-05 | 8.1151e-05 | 7.8705e-05 | 7.6717e-05 | 7.4895e-05 | 7.3238e-05
Scenario 6: Aggressive Fuel Sub Phase In | SDG&E | Com | BldgEnv | Com - Warehouse | Gas Energy (MMTherm/year) | Energy Efficiency | 5.6816e-06 | 1.1161e-05 | 1.6447e-05 | 2.1551e-05 | 2.6475e-05 | 3.1231e-05 | 3.5823e-05 | 3.4739e-05 | 3.2284e-05 | 3.1319e-05 | 3.0682e-05 | 3.0103e-05 | 2.9581e-05
Scenario 6: Aggressive Fuel Sub Phase In | SDG&E | Com | ComRefrig | Com - College | Electric Demand (MW) | Energy Efficiency | 7.4985e-05 | 0.00012677 | 0.00015881 | 0.00017663 | 0.00018527 | 0.00019034 | 0.00019358 | 0.00019593 | 0.00019812 | 0.00020018 | 0.00020211 | 0.00020391 | 0.0002056
Scenario 6: Aggressive Fuel Sub Phase In | SDG&E | Com | ComRefrig | Com - College | Electric Energy (GWh/year) | Energy Efficiency | 0.00054968 | 0.00093523 | 0.0011781 | 0.0013161 | 0.001385 | 0.001425 | 0.0014494 | 0.0014664 | 0.0014823 | 0.0014972 | 0.0015112 | 0.0015243 | 0.0015365
Scenario 6: Aggressive Fuel Sub Phase In | SDG&E | Com | ComRefrig | Com - Grocery | Electric Demand (MW) | Energy Efficiency | 0.070756 | 0.10966 | 0.12672 | 0.13597 | 0.14105 | 0.14468 | 0.14808 | 0.15126 | 0.15424 | 0.15703 | 0.15965 | 0.16209 | 0.16438
Scenario 6: Aggressive Fuel Sub Phase In | SDG&E | Com | ComRefrig | Com - Grocery | Electric Energy (GWh/year) | Energy Efficiency | 0.53034 | 0.83004 | 0.96774 | 1.0416 | 1.0799 | 1.1062 | 1.1308 | 1.1539 | 1.1755 | 1.1957 | 1.2146 | 1.2323 | 1.2488
Scenario 6: Aggressive Fuel Sub Phase In | SDG&E | Com | ComRefrig | Com - Refrig. Warehouse | Electric Demand (MW) | Energy Efficiency | 2.3066e-05 | 3.8355e-05 | 4.7388e-05 | 5.2121e-05 | 5.433e-05 | 5.5721e-05 | 5.6597e-05 | 5.7361e-05 | 5.8076e-05 | 5.8746e-05 | 5.9373e-05 | 5.996e-05 | 6.051e-05
Scenario 6: Aggressive Fuel Sub Phase In | SDG&E | Com | ComRefrig | Com - Refrig. Warehouse | Electric Energy (GWh/year) | Energy Efficiency | 0.00016964 | 0.00028389 | 0.00035266 | 0.00038954 | 0.00040725 | 0.00041802 | 0.00042445 | 0.00042999 | 0.00043517 | 0.00044002 | 0.00044456 | 0.00044881 | 0.00045279
Scenario 6: Aggressive Fuel Sub Phase In | SDG&E | Com | ComRefrig | Com - Restaurant | Electric Demand (MW) | Energy Efficiency | 0.0027194 | 0.0042413 | 0.0049341 | 0.0053053 | 0.0055142 | 0.0056524 | 0.0057818 | 0.005903 | 0.0060165 | 0.0061228 | 0.0062223 | 0.0063155 | 0.0064027
Scenario 6: Aggressive Fuel Sub Phase In | SDG&E | Com | ComRefrig | Com - Restaurant | Electric Energy (GWh/year) | Energy Efficiency | 0.020374 | 0.032088 | 0.03766 | 0.040634 | 0.042228 | 0.043229 | 0.044166 | 0.045044 | 0.045865 | 0.046634 | 0.047354 | 0.048028 | 0.048658
Scenario 6: Aggressive Fuel Sub Phase In | SDG&E | Com | ComRefrig | Com - Retail | Electric Demand (MW) | Energy Efficiency | 0.030528 | 0.047672 | 0.055566 | 0.059574 | 0.061828 | 0.06333 | 0.064737 | 0.066054 | 0.067286 | 0.068441 | 0.069522 | 0.070534 | 0.071482
Scenario 6: Aggressive Fuel Sub Phase In | SDG&E | Com | ComRefrig | Com - Retail | Electric Energy (GWh/year) | Energy Efficiency | 0.22834 | 0.35986 | 0.42286 | 0.45496 | 0.47216 | 0.48304 | 0.49322 | 0.50275 | 0.51168 | 0.52003 | 0.52785 | 0.53517 | 0.54202
Scenario 6: Aggressive Fuel Sub Phase In | SDG&E | Com | ComRefrig | Com - School | Electric Demand (MW) | Energy Efficiency | 7.0437e-06 | 1.0929e-05 | 1.4566e-05 | 1.7972e-05 | 2.1162e-05 | 2.4149e-05 | 2.6945e-05 | 2.9564e-05 | 3.2016e-05 | 3.4312e-05 | 3.6462e-05 | 3.8476e-05 | 4.0361e-05
Scenario 6: Aggressive Fuel Sub Phase In | SDG&E | Com | ComRefrig | Com - School | Electric Energy (GWh/year) | Energy Efficiency | 5.4799e-05 | 8.2855e-05 | 0.00010912 | 0.00013371 | 0.00015673 | 0.00017828 | 0.00019845 | 0.00021734 | 0.00023502 | 0.00025157 | 0.00026707 | 0.00028158 | 0.00029516
Scenario 6: Aggressive Fuel Sub Phase In | SDG&E | Com | FoodServ | Com - College | Electric Demand (MW) | Energy Efficiency | 0.0025163 | 0.005266 | 0.0081343 | 0.011142 | 0.014397 | 0.017817 | 0.021383 | 0.025084 | 0.028922 | 0.032902 | 0.037014 | 0.041215 | 0.045554
Scenario 6: Aggressive Fuel Sub Phase In | SDG&E | Com | FoodServ | Com - College | Electric Demand (MW) | Fuel Substitution | -0.00030712 | -0.0006659 | -0.001077 | -0.0015413 | -0.0020595 | -0.0026322 | -0.0032601 | -0.0039437 | -0.0046831 | -0.0054787 | -0.0063304 | -0.0072378 | -0.0082008
Scenario 6: Aggressive Fuel Sub Phase In | SDG&E | Com | FoodServ | Com - College | Electric Energy (GWh/year) | Energy Efficiency | 0.012135 | 0.025341 | 0.039124 | 0.053586 | 0.069193 | 0.085593 | 0.1027 | 0.12047 | 0.1389 | 0.15803 | 0.1778 | 0.19755 | 0.21797
Scenario 6: Aggressive Fuel Sub Phase In | SDG&E | Com | FoodServ | Com - College | Electric Energy (GWh/year) | Fuel Substitution | -0.0037075 | -0.0080095 | -0.012924 | -0.018471 | -0.024671 | -0.03155 | -0.039134 | -0.047451 | -0.056525 | -0.066392 | -0.07708 | -0.088619 | -0.10103
Scenario 6: Aggressive Fuel Sub Phase In | SDG&E | Com | FoodServ | Com - College | Gas Energy (MMTherm/year) | Energy Efficiency | 0.0059626 | 0.012156 | 0.018569 | 0.025224 | 0.032076 | 0.039151 | 0.046446 | 0.053943 | 0.061638 | 0.069531 | 0.077606 | 0.085942 | 0.094043
Scenario 6: Aggressive Fuel Sub Phase In | SDG&E | Com | FoodServ | Com - College | Gas Energy (MMTherm/year) | Fuel Substitution | 0.00038326 | 0.00082816 | 0.0013365 | 0.0019103 | 0.0025516 | 0.0032631 | 0.0040472 | 0.0049068 | 0.0058444 | 0.0068634 | 0.0079667 | 0.0091573 | 0.010438
Scenario 6: Aggressive Fuel Sub Phase In | SDG&E | Com | FoodServ | Com - Grocery | Electric Demand (MW) | Energy Efficiency | 0.016646 | 0.035004 | 0.054179 | 0.074197 | 0.095955 | 0.11878 | 0.14252 | 0.16714 | 0.1926 | 0.21894 | 0.24612 | 0.27332 | 0.30137
Scenario 6: Aggressive Fuel Sub Phase In | SDG&E | Com | FoodServ | Com - Grocery | Electric Demand (MW) | Fuel Substitution | -0.0018038 | -0.0039041 | -0.0063032 | -0.0090048 | -0.012012 | -0.015327 | -0.018952 | -0.02289 | -0.027141 | -0.031706 | -0.036583 | -0.041769 | -0.047263
Scenario 6: Aggressive Fuel Sub Phase In | SDG&E | Com | FoodServ | Com - Grocery | Electric Energy (GWh/year) | Energy Efficiency | 0.080222 | 0.16828 | 0.2603 | 0.35642 | 0.46061 | 0.56992 | 0.68362 | 0.80164 | 0.92374 | 1.0501 | 1.1806 | 1.3079 | 1.4394
Scenario 6: Aggressive Fuel Sub Phase In | SDG&E | Com | FoodServ | Com - Grocery | Electric Energy (GWh/year) | Fuel Substitution | -0.039056 | -0.083814 | -0.13431 | -0.1906 | -0.25274 | -0.32079 | -0.39486 | -0.47507 | -0.56156 | -0.65461 | -0.75434 | -0.86087 | -0.9743
Scenario 6: Aggressive Fuel Sub Phase In | SDG&E | Com | FoodServ | Com - Grocery | Gas Energy (MMTherm/year) | Energy Efficiency | 0.036848 | 0.075292 | 0.11526 | 0.15678 | 0.19972 | 0.24418 | 0.29014 | 0.33753 | 0.38625 | 0.43631 | 0.48765 | 0.54026 | 0.58432
Scenario 6: Aggressive Fuel Sub Phase In | SDG&E | Com | FoodServ | Com - Grocery | Gas Energy (MMTherm/year) | Fuel Substitution | 0.004057 | 0.0087062 | 0.01395 | 0.019796 | 0.026248 | 0.033312 | 0.041 | 0.049323 | 0.058295 | 0.067945 | 0.078286 | 0.089329 | 0.10108
Scenario 6: Aggressive Fuel Sub Phase In | SDG&E | Com | FoodServ | Com - Health | Electric Demand (MW) | Energy Efficiency | 0.0054059 | 0.011343 | 0.017541 | 0.02407 | 0.031035 | 0.038245 | 0.045396 | 0.052778 | 0.06048 | 0.068654 | 0.077413 | 0.085824 | 0.094304
Scenario 6: Aggressive Fuel Sub Phase In | SDG&E | Com | FoodServ | Com - Health | Electric Demand (MW) | Fuel Substitution | -0.00079762 | -0.0017342 | -0.0028125 | -0.0040357 | -0.0054065 | -0.0069273 | -0.0086 | -0.010426 | -0.012407 | -0.014542 | -0.016834 | -0.019281 | -0.021881
Scenario 6: Aggressive Fuel Sub Phase In | SDG&E | Com | FoodServ | Com - Health | Electric Energy (GWh/year) | Energy Efficiency | 0.026722 | 0.055902 | 0.08638 | 0.1185 | 0.15268 | 0.18807 | 0.22319 | 0.25946 | 0.29732 | 0.33752 | 0.3806 | 0.42083 | 0.46138
Scenario 6: Aggressive Fuel Sub Phase In | SDG&E | Com | FoodServ | Com - Health | Electric Energy (GWh/year) | Fuel Substitution | -0.011649 | -0.025129 | -0.040487 | -0.057772 | -0.077034 | -0.098337 | -0.12174 | -0.1473 | -0.17507 | -0.20514 | -0.23759 | -0.27249 | -0.30985
Scenario 6: Aggressive Fuel Sub Phase In | SDG&E | Com | FoodServ | Com - Health | Gas Energy (MMTherm/year) | Energy Efficiency | 0.015926 | 0.032505 | 0.049717 | 0.067658 | 0.086172 | 0.10519 | 0.12431 | 0.14394 | 0.16417 | 0.18521 | 0.20719 | 0.22927 | 0.24913
Scenario 6: Aggressive Fuel Sub Phase In | SDG&E | Com | FoodServ | Com - Health | Gas Energy (MMTherm/year) | Fuel Substitution | 0.0012339 | 0.0026625 | 0.0042907 | 0.0061237 | 0.0081666 | 0.010426 | 0.012908 | 0.015617 | 0.01856 | 0.021746 | 0.025183 | 0.028876 | 0.032829
Scenario 6: Aggressive Fuel Sub Phase In | SDG&E | Com | FoodServ | Com - Lodging | Electric Demand (MW) | Energy Efficiency | 0.009624 | 0.019894 | 0.030555 | 0.041678 | 0.053255 | 0.065273 | 0.077673 | 0.090451 | 0.10363 | 0.11719 | 0.1311 | 0.14228 | 0.15375
Scenario 6: Aggressive Fuel Sub Phase In | SDG&E | Com | FoodServ | Com - Lodging | Electric Demand (MW) | Fuel Substitution | -0.0011063 | -0.0023927 | -0.0038606 | -0.0055124 | -0.0073498 | -0.0093741 | -0.011587 | -0.013988 | -0.016578 | -0.019356 | -0.022321 | -0.02547 | -0.028801
Scenario 6: Aggressive Fuel Sub Phase In | SDG&E | Com | FoodServ | Com - Lodging | Electric Energy (GWh/year) | Energy Efficiency | 0.059401 | 0.1222 | 0.18728 | 0.25505 | 0.32534 | 0.39816 | 0.4732 | 0.55044 | 0.63001 | 0.71179 | 0.79558 | 0.85446 | 0.91477
Scenario 6: Aggressive Fuel Sub Phase In | SDG&E | Com | FoodServ | Com - Lodging | Electric Energy (GWh/year) | Fuel Substitution | -0.015357 | -0.033009 | -0.052975 | -0.075286 | -0.099965 | -0.12703 | -0.15653 | -0.18848 | -0.22291 | -0.25984 | -0.29935 | -0.34147 | -0.38621
Scenario 6: Aggressive Fuel Sub Phase In | SDG&E | Com | FoodServ | Com - Lodging | Gas Energy (MMTherm/year) | Energy Efficiency | 0.014574 | 0.029629 | 0.045149 | 0.061203 | 0.077653 | 0.094568 | 0.11189 | 0.12961 | 0.14773 | 0.16622 | 0.18503 | 0.20415 | 0.22032
Scenario 6: Aggressive Fuel Sub Phase In | SDG&E | Com | FoodServ | Com - Lodging | Gas Energy (MMTherm/year) | Fuel Substitution | 0.0015896 | 0.0034168 | 0.0054839 | 0.0077936 | 0.010348 | 0.01315 | 0.016203 | 0.019509 | 0.023072 | 0.026892 | 0.030978 | 0.035334 | 0.039958
Scenario 6: Aggressive Fuel Sub Phase In | SDG&E | Com | FoodServ | Com - Office (Large) | Electric Demand (MW) | Energy Efficiency | 0.00047897 | 0.00097009 | 0.0014727 | 0.0019864 | 0.00251 | 0.0030449 | 0.0035914 | 0.0041485 | 0.0047136 | 0.0052874 | 0.0058691 | 0.0059797 | 0.006086
Scenario 6: Aggressive Fuel Sub Phase In | SDG&E | Com | FoodServ | Com - Office (Large) | Electric Energy (GWh/year) | Energy Efficiency | 0.0042011 | 0.0085089 | 0.012917 | 0.017423 | 0.022015 | 0.026707 | 0.031501 | 0.036387 | 0.041344 | 0.046377 | 0.051479 | 0.052449 | 0.053381
Scenario 6: Aggressive Fuel Sub Phase In | SDG&E | Com | FoodServ | Com - Office (Small) | Electric Demand (MW) | Energy Efficiency | 0.00019683 | 0.00039917 | 0.00060678 | 0.00081946 | 0.001037 | 0.0012591 | 0.0014858 | 0.0017168 | 0.001952 | 0.0021911 | 0.0024339 | 0.0024836 | 0.0025313
Scenario 6: Aggressive Fuel Sub Phase In | SDG&E | Com | FoodServ | Com - Office (Small) | Electric Energy (GWh/year) | Energy Efficiency | 0.0017265 | 0.0035012 | 0.0053222 | 0.0071876 | 0.0090953 | 0.011044 | 0.013033 | 0.015059 | 0.017121 | 0.019218 | 0.021348 | 0.021784 | 0.022203
Scenario 6: Aggressive Fuel Sub Phase In | SDG&E | Com | FoodServ | Com - Other | Electric Demand (MW) | Energy Efficiency | 0.024959 | 0.052584 | 0.081784 | 0.11256 | 0.14553 | 0.18024 | 0.21658 | 0.25453 | 0.29408 | 0.33526 | 0.37804 | 0.42246 | 0.46855
Scenario 6: Aggressive Fuel Sub Phase In | SDG&E | Com | FoodServ | Com - Other | Electric Demand (MW) | Fuel Substitution | -0.005648 | -0.012223 | -0.019738 | -0.028211 | -0.037658 | -0.048093 | -0.059532 | -0.071988 | -0.08547 | -0.099986 | -0.11554 | -0.13213 | -0.14976
Scenario 6: Aggressive Fuel Sub Phase In | SDG&E | Com | FoodServ | Com - Other | Electric Energy (GWh/year) | Energy Efficiency | 0.12056 | 0.25362 | 0.3945 | 0.54324 | 0.70253 | 0.8705 | 1.0466 | 1.2308 | 1.4231 | 1.6236 | 1.8322 | 2.0491 | 2.2745
Scenario 6: Aggressive Fuel Sub Phase In | SDG&E | Com | FoodServ | Com - Other | Electric Energy (GWh/year) | Fuel Substitution | -0.034582 | -0.07472 | -0.12052 | -0.17211 | -0.22964 | -0.29323 | -0.36303 | -0.43919 | -0.52182 | -0.6111 | -0.70714 | -0.81003 | -0.91985
Scenario 6: Aggressive Fuel Sub Phase In | SDG&E | Com | FoodServ | Com - Other | Gas Energy (MMTherm/year) | Energy Efficiency | 0.039915 | 0.081791 | 0.12559 | 0.1713 | 0.21877 | 0.26809 | 0.31924 | 0.37216 | 0.42683 | 0.48323 | 0.54132 | 0.60109 | 0.6603
Scenario 6: Aggressive Fuel Sub Phase In | SDG&E | Com | FoodServ | Com - Other | Gas Energy (MMTherm/year) | Fuel Substitution | 0.0033261 | 0.0071866 | 0.011591 | 0.016553 | 0.022086 | 0.028201 | 0.034915 | 0.042238 | 0.050186 | 0.058773 | 0.068012 | 0.077911 | 0.088479
Scenario 6: Aggressive Fuel Sub Phase In | SDG&E | Com | FoodServ | Com - Restaurant | Electric Demand (MW) | Energy Efficiency | 0.046664 | 0.095444 | 0.14559 | 0.19684 | 0.25866 | 0.32325 | 0.3905 | 0.46038 | 0.53279 | 0.60774 | 0.68523 | 0.76071 | 0.83867
Scenario 6: Aggressive Fuel Sub Phase In | SDG&E | Com | FoodServ | Com - Restaurant | Electric Demand (MW) | Fuel Substitution | -0.011336 | -0.024464 | -0.039382 | -0.056093 | -0.074618 | -0.094972 | -0.11717 | -0.14121 | -0.16711 | -0.19486 | -0.22445 | -0.25587 | -0.2891
Scenario 6: Aggressive Fuel Sub Phase In | SDG&E | Com | FoodServ | Com - Restaurant | Electric Energy (GWh/year) | Energy Efficiency | 0.24561 | 0.50168 | 0.76499 | 1.0343 | 1.3567 | 1.6935 | 2.0442 | 2.4086 | 2.7864 | 3.1775 | 3.582 | 3.9599 | 4.3507
Scenario 6: Aggressive Fuel Sub Phase In | SDG&E | Com | FoodServ | Com - Restaurant | Electric Energy (GWh/year) | Fuel Substitution | -0.12278 | -0.26356 | -0.42229 | -0.59897 | -0.79355 | -1.0061 | -1.2368 | -1.4857 | -1.7531 | -2.0393 | -2.3448 | -2.6696 | -3.0138
Scenario 6: Aggressive Fuel Sub Phase In | SDG&E | Com | FoodServ | Com - Restaurant | Gas Energy (MMTherm/year) | Energy Efficiency | 0.093566 | 0.18954 | 0.2879 | 0.38826 | 0.50141 | 0.61853 | 0.73965 | 0.86471 | 0.99348 | 1.1259 | 1.2619 | 1.4013 | 1.5225
Scenario 6: Aggressive Fuel Sub Phase In | SDG&E | Com | FoodServ | Com - Restaurant | Gas Energy (MMTherm/year) | Fuel Substitution | 0.012376 | 0.026563 | 0.042554 | 0.06035 | 0.079944 | 0.10134 | 0.12456 | 0.1496 | 0.1765 | 0.20528 | 0.23599 | 0.26865 | 0.30325
Scenario 6: Aggressive Fuel Sub Phase In | SDG&E | Com | FoodServ | Com - Retail | Electric Demand (MW) | Energy Efficiency | 0.00050715 | 0.0010162 | 0.0015269 | 0.0020355 | 0.0025339 | 0.00303 | 0.0035197 | 0.0040026 | 0.0044802 | 0.0049559 | 0.0054297 | 0.0055424 | 0.0056528
Scenario 6: Aggressive Fuel Sub Phase In | SDG&E | Com | FoodServ | Com - Retail | Electric Energy (GWh/year) | Energy Efficiency | 0.00389 | 0.0078136 | 0.011768 | 0.015731 | 0.019656 | 0.023584 | 0.027493 | 0.031378 | 0.035246 | 0.039113 | 0.042979 | 0.043679 | 0.044352
Scenario 6: Aggressive Fuel Sub Phase In | SDG&E | Com | FoodServ | Com - Retail | Gas Energy (MMTherm/year) | Energy Efficiency | 1.246e-05 | 2.4537e-05 | 3.6265e-05 | 4.7385e-05 | 5.7358e-05 | 6.6789e-05 | 7.5418e-05 | 8.3248e-05 | 9.0422e-05 | 9.7224e-05 | 0.00010369 | 0.00011013 | 0.00011673
Scenario 6: Aggressive Fuel Sub Phase In | SDG&E | Com | FoodServ | Com - School | Electric Demand (MW) | Energy Efficiency | 0.0102 | 0.021935 | 0.034261 | 0.047172 | 0.060795 | 0.075033 | 0.089851 | 0.10526 | 0.12126 | 0.13787 | 0.15508 | 0.172 | 0.18948
Scenario 6: Aggressive Fuel Sub Phase In | SDG&E | Com | FoodServ | Com - School | Electric Demand (MW) | Fuel Substitution | -0.00038911 | -0.00084022 | -0.0013535 | -0.0019295 | -0.0025685 | -0.003271 | -0.0040371 | -0.0048671 | -0.005761 | -0.0067187 | -0.0077397 | -0.0088235 | -0.0099691
Scenario 6: Aggressive Fuel Sub Phase In | SDG&E | Com | FoodServ | Com - School | Electric Energy (GWh/year) | Energy Efficiency | 0.051903 | 0.11085 | 0.17276 | 0.23762 | 0.30601 | 0.37747 | 0.45187 | 0.52925 | 0.60967 | 0.69312 | 0.77965 | 0.86138 | 0.9459
Scenario 6: Aggressive Fuel Sub Phase In | SDG&E | Com | FoodServ | Com - School | Electric Energy (GWh/year) | Fuel Substitution | -0.0054839 | -0.011808 | -0.018991 | -0.027064 | -0.036057 | -0.046006 | -0.05695 | -0.068942 | -0.082029 | -0.096256 | -0.11167 | -0.1283 | -0.1462
Scenario 6: Aggressive Fuel Sub Phase In | SDG&E | Com | FoodServ | Com - School | Gas Energy (MMTherm/year) | Energy Efficiency | 0.013182 | 0.026868 | 0.041036 | 0.055666 | 0.070752 | 0.086265 | 0.10219 | 0.11852 | 0.13527 | 0.1524 | 0.16993 | 0.18784 | 0.20531
Scenario 6: Aggressive Fuel Sub Phase In | SDG&E | Com | FoodServ | Com - School | Gas Energy (MMTherm/year) | Fuel Substitution | 0.00057199 | 0.0012318 | 0.0019813 | 0.0028234 | 0.0037614 | 0.0047986 | 0.005939 | 0.007188 | 0.0085501 | 0.01003 | 0.011632 | 0.01336 | 0.015218
Scenario 6: Aggressive Fuel Sub Phase In | SDG&E | Com | HVAC | Com - College | Electric Demand (MW) | Energy Efficiency | 0.0071586 | 0.014895 | 0.02316 | 0.027594 | 0.032257 | 0.037277 | 0.043862 | 0.050661 | 0.052327 | 0.058519 | 0.064998 | 0.072117 | 0.074527
Scenario 6: Aggressive Fuel Sub Phase In | SDG&E | Com | HVAC | Com - College | Electric Energy (GWh/year) | Energy Efficiency | 0.019532 | 0.041019 | 0.064074 | 0.069527 | 0.075288 | 0.081451 | 0.092736 | 0.10392 | 0.091984 | 0.098372 | 0.10504 | 0.11223 | 0.098106
Scenario 6: Aggressive Fuel Sub Phase In | SDG&E | Com | HVAC | Com - College | Electric Energy (GWh/year) | Fuel Substitution | 2.4148e-07 | 5.0854e-07 | 8.0216e-07 | 1.3193e-06 | 1.3193e-06 | 1.3193e-06 | 1.3193e-06 | 1.3193e-06 | 1.3193e-06 | 1.3193e-06 | 1.3193e-06 | 1.3193e-06 | 1.3193e-06
Scenario 6: Aggressive Fuel Sub Phase In | SDG&E | Com | HVAC | Com - College | Gas Energy (MMTherm/year) | Energy Efficiency | 0.00027739 | 0.00089069 | 0.0016393 | 0.0024698 | 0.0033546 | 0.0043102 | 0.0047439 | 0.0052044 | 0.0057084 | 0.0062292 | 0.0067746 | 0.0073784 | 0.0080252
Scenario 6: Aggressive Fuel Sub Phase In | SDG&E | Com | HVAC | Com - College | Gas Energy (MMTherm/year) | Fuel Substitution | 5.847e-08 | 1.2314e-07 | 1.9423e-07 | 2.8694e-07 | 2.8694e-07 | 2.8694e-07 | 2.8694e-07 | 2.8694e-07 | 2.8694e-07 | 2.8694e-07 | 2.8694e-07 | 2.8694e-07 | 2.8694e-07
Scenario 6: Aggressive Fuel Sub Phase In | SDG&E | Com | HVAC | Com - Grocery | Electric Demand (MW) | Energy Efficiency | 0.0054132 | 0.01143 | 0.018076 | 0.025398 | 0.03341 | 0.042173 | 0.051729 | 0.062113 | 0.0659 | 0.068156 | 0.070576 | 0.073164 | 0.073938
Scenario 6: Aggressive Fuel Sub Phase In | SDG&E | Com | HVAC | Com - Grocery | Electric Energy (GWh/year) | Energy Efficiency | 0.02798 | 0.059048 | 0.093338 | 0.13109 | 0.17235 | 0.21746 | 0.26664 | 0.32006 | 0.34021 | 0.35268 | 0.36602 | 0.38027 | 0.38634
Scenario 6: Aggressive Fuel Sub Phase In | SDG&E | Com | HVAC | Com - Grocery | Electric Energy (GWh/year) | Fuel Substitution | -0.00010784 | -0.00022759 | -0.00035974 | -0.00050496 | -0.00050496 | -0.00050496 | -0.00050496 | -0.00050496 | -0.00050496 | -0.00050496 | -0.00050496 | -0.00050496 | -0.00050496
Scenario 6: Aggressive Fuel Sub Phase In | SDG&E | Com | HVAC | Com - Grocery | Gas Energy (MMTherm/year) | Energy Efficiency | 0.00022162 | 0.0004588 | 0.0007104 | 0.00097932 | 0.0012609 | 0.0015615 | 0.0018818 | 0.0022209 | 0.0026801 | 0.0031921 | 0.0037315 | 0.0042999 | 0.0049061
Scenario 6: Aggressive Fuel Sub Phase In | SDG&E | Com | HVAC | Com - Grocery | Gas Energy (MMTherm/year) | Fuel Substitution | 1.5827e-05 | 3.3367e-05 | 5.2688e-05 | 7.3877e-05 | 7.3877e-05 | 7.3877e-05 | 7.3877e-05 | 7.3877e-05 | 7.3877e-05 | 7.3877e-05 | 7.3877e-05 | 7.3877e-05 | 7.3877e-05
Scenario 6: Aggressive Fuel Sub Phase In | SDG&E | Com | HVAC | Com - Health | Electric Demand (MW) | Energy Efficiency | 0.0079287 | 0.016576 | 0.025974 | 0.036329 | 0.047533 | 0.059533 | 0.068221 | 0.077424 | 0.085688 | 0.095266 | 0.10546 | 0.11593 | 0.1267
Scenario 6: Aggressive Fuel Sub Phase In | SDG&E | Com | HVAC | Com - Health | Electric Energy (GWh/year) | Energy Efficiency | 0.061154 | 0.13901 | 0.22211 | 0.31218 | 0.41039 | 0.51399 | 0.5926 | 0.66288 | 0.71157 | 0.77078 | 0.83274 | 0.89505 | 0.97256
Scenario 6: Aggressive Fuel Sub Phase In | SDG&E | Com | HVAC | Com - Health | Electric Energy (GWh/year) | Fuel Substitution | 3.4176e-06 | 7.1708e-06 | 1.1271e-05 | 1.5728e-05 | 1.5728e-05 | 1.5728e-05 | 1.5728e-05 | 1.5728e-05 | 1.5728e-05 | 1.5728e-05 | 1.5728e-05 | 1.5728e-05 | 1.5728e-05
Scenario 6: Aggressive Fuel Sub Phase In | SDG&E | Com | HVAC | Com - Health | Gas Energy (MMTherm/year) | Energy Efficiency | 0.0019813 | 0.006602 | 0.011321 | 0.016755 | 0.022969 | 0.029307 | 0.034674 | 0.037576 | 0.037264 | 0.037168 | 0.036935 | 0.036472 | 0.038962
Scenario 6: Aggressive Fuel Sub Phase In | SDG&E | Com | HVAC | Com - Health | Gas Energy (MMTherm/year) | Fuel Substitution | 8.1906e-07 | 1.7318e-06 | 2.7426e-06 | 3.8563e-06 | 3.8563e-06 | 3.8563e-06 | 3.8563e-06 | 3.8563e-06 | 3.8563e-06 | 3.8563e-06 | 3.8563e-06 | 3.8563e-06 | 3.8563e-06
Scenario 6: Aggressive Fuel Sub Phase In | SDG&E | Com | HVAC | Com - Lodging | Electric Demand (MW) | Energy Efficiency | 0.0062662 | 0.013179 | 0.020762 | 0.029074 | 0.038064 | 0.047788 | 0.056763 | 0.066381 | 0.070007 | 0.072878 | 0.075975 | 0.079319 | 0.082939
Scenario 6: Aggressive Fuel Sub Phase In | SDG&E | Com | HVAC | Com - Lodging | Electric Energy (GWh/year) | Energy Efficiency | 0.048864 | 0.10139 | 0.15769 | 0.21815 | 0.2823 | 0.35052 | 0.40063 | 0.45365 | 0.46109 | 0.46491 | 0.46949 | 0.47498 | 0.48162
Scenario 6: Aggressive Fuel Sub Phase In | SDG&E | Com | HVAC | Com - Lodging | Electric Energy (GWh/year) | Fuel Substitution | -1.5546e-05 | -3.2886e-05 | -5.2118e-05 | -7.3355e-05 | -7.3355e-05 | -7.3355e-05 | -7.3355e-05 | -7.3355e-05 | -7.3355e-05 | -7.3355e-05 | -7.3355e-05 | -7.3355e-05 | -7.3355e-05
Scenario 6: Aggressive Fuel Sub Phase In | SDG&E | Com | HVAC | Com - Lodging | Gas Energy (MMTherm/year) | Energy Efficiency | 0.0023032 | 0.0046998 | 0.0071942 | 0.0098106 | 0.012521 | 0.015352 | 0.016513 | 0.017722 | 0.0171 | 0.016429 | 0.015738 | 0.015026 | 0.014301
Scenario 6: Aggressive Fuel Sub Phase In | SDG&E | Com | HVAC | Com - Lodging | Gas Energy (MMTherm/year) | Fuel Substitution | 3.55e-06 | 7.4899e-06 | 1.1838e-05 | 1.6613e-05 | 1.6613e-05 | 1.6613e-05 | 1.6613e-05 | 1.6613e-05 | 1.6613e-05 | 1.6613e-05 | 1.6613e-05 | 1.6613e-05 | 1.6613e-05
Scenario 6: Aggressive Fuel Sub Phase In | SDG&E | Com | HVAC | Com - Office (Large) | Electric Demand (MW) | Energy Efficiency | 0.00077409 | 0.0016066 | 0.0024981 | 0.0034501 | 0.0044611 | 0.0055373 | 0.0058786 | 0.0062349 | 0.0066043 | 0.006987 | 0.0073826 | 0.0077908 | 0.0082114
Scenario 6: Aggressive Fuel Sub Phase In | SDG&E | Com | HVAC | Com - Office (Large) | Electric Energy (GWh/year) | Energy Efficiency | 0.0044258 | 0.0092038 | 0.014339 | 0.019842 | 0.025706 | 0.031969 | 0.032843 | 0.033754 | 0.034699 | 0.035679 | 0.036691 | 0.037735 | 0.038812
Scenario 6: Aggressive Fuel Sub Phase In | SDG&E | Com | HVAC | Com - Office (Large) | Gas Energy (MMTherm/year) | Energy Efficiency | 0.0020252 | 0.0042181 | 0.006582 | 0.0091224 | 0.011836 | 0.014743 | 0.014743 | 0.014743 | 0.014743 | 0.014743 | 0.014743 | 0.014743 | 0.014743
Scenario 6: Aggressive Fuel Sub Phase In | SDG&E | Com | HVAC | Com - Office (Small) | Electric Demand (MW) | Energy Efficiency | 0.0036438 | 0.0075639 | 0.011762 | 0.01624 | 0.020993 | 0.026028 | 0.031347 | 0.036936 | 0.042789 | 0.048896 | 0.055249 | 0.061843 | 0.06867
Scenario 6: Aggressive Fuel Sub Phase In | SDG&E | Com | HVAC | Com - Office (Small) | Electric Energy (GWh/year) | Energy Efficiency | 0.0032449 | 0.0067227 | 0.010434 | 0.01438 | 0.018557 | 0.022968 | 0.027613 | 0.032484 | 0.037575 | 0.042878 | 0.048387 | 0.054097 | 0.060004
Scenario 6: Aggressive Fuel Sub Phase In | SDG&E | Com | HVAC | Com - Office (Small) | Gas Energy (MMTherm/year) | Energy Efficiency | 0.0001963 | 0.00040802 | 0.00063529 | 0.00087828 | 0.0011366 | 0.0014109 | 0.0017011 | 0.0020066 | 0.0023269 | 0.0026614 | 0.0030098 | 0.0033715 | 0.0037464
Scenario 6: Aggressive Fuel Sub Phase In | SDG&E | Com | HVAC | Com - Other | Electric Demand (MW) | Energy Efficiency | 0.043334 | 0.091238 | 0.14379 | 0.20112 | 0.26269 | 0.32928 | 0.40095 | 0.47756 | 0.55446 | 0.63475 | 0.72384 | 0.81879 | 0.91868
Scenario 6: Aggressive Fuel Sub Phase In | SDG&E | Com | HVAC | Com - Other | Electric Energy (GWh/year) | Energy Efficiency | 0.045912 | 0.097063 | 0.15338 | 0.2149 | 0.28117 | 0.35296 | 0.4304 | 0.51342 | 0.58704 | 0.66123 | 0.75492 | 0.85783 | 0.96652
Scenario 6: Aggressive Fuel Sub Phase In | SDG&E | Com | HVAC | Com - Other | Electric Energy (GWh/year) | Fuel Substitution | -6.0636e-05 | -0.00012837 | -0.00020354 | -0.00028528 | -0.00028528 | -0.00028528 | -0.00028528 | -0.00028528 | -0.00028528 | -0.00028528 | -0.00028528 | -0.00028528 | -0.00028528
Scenario 6: Aggressive Fuel Sub Phase In | SDG&E | Com | HVAC | Com - Other | Gas Energy (MMTherm/year) | Energy Efficiency | 0.0058528 | 0.012294 | 0.019342 | 0.027024 | 0.035261 | 0.044162 | 0.053733 | 0.063955 | 0.0745 | 0.08559 | 0.097592 | 0.1103 | 0.12366
Scenario 6: Aggressive Fuel Sub Phase In | SDG&E | Com | HVAC | Com - Other | Gas Energy (MMTherm/year) | Fuel Substitution | 9.6452e-06 | 2.0391e-05 | 3.2289e-05 | 4.5581e-05 | 4.5581e-05 | 4.5581e-05 | 4.5581e-05 | 4.5581e-05 | 4.5581e-05 | 4.5581e-05 | 4.5581e-05 | 4.5581e-05 | 4.5581e-05
Scenario 6: Aggressive Fuel Sub Phase In | SDG&E | Com | HVAC | Com - Restaurant | Electric Demand (MW) | Energy Efficiency | 0.0010161 | 0.0019648 | 0.0028593 | 0.0036624 | 0.0067437 | 0.010056 | 0.013627 | 0.017461 | 0.02154 | 0.02587 | 0.030458 | 0.035305 | 0.040405
Scenario 6: Aggressive Fuel Sub Phase In | SDG&E | Com | HVAC | Com - Restaurant | Electric Energy (GWh/year) | Energy Efficiency | -1.8582e-06 | 3.7061e-05 | 0.00011138 | 0.00022989 | 0.00047124 | 0.00073847 | 0.0010348 | 0.0013635 | 0.0017283 | 0.0021326 | 0.0025802 | 0.0030752 | 0.0036222
Scenario 6: Aggressive Fuel Sub Phase In | SDG&E | Com | HVAC | Com - Restaurant | Electric Energy (GWh/year) | Fuel Substitution | 4.2756e-08 | 8.9873e-08 | 4.6472e-07 | 8.7393e-07 | 8.7393e-07 | 8.7393e-07 | 8.7393e-07 | 8.7393e-07 | 8.7393e-07 | 8.7393e-07 | 8.7393e-07 | 8.7393e-07 | 8.7393e-07
Scenario 6: Aggressive Fuel Sub Phase In | SDG&E | Com | HVAC | Com - Restaurant | Gas Energy (MMTherm/year) | Energy Efficiency | 0.0034397 | 0.0072608 | 0.011493 | 0.01615 | 0.021916 | 0.028325 | 0.035433 | 0.043292 | 0.051948 | 0.061459 | 0.071887 | 0.083294 | 0.09574
Scenario 6: Aggressive Fuel Sub Phase In | SDG&E | Com | HVAC | Com - Restaurant | Gas Energy (MMTherm/year) | Fuel Substitution | 9.8329e-09 | 2.0669e-08 | 7.5585e-08 | 1.3553e-07 | 1.3553e-07 | 1.3553e-07 | 1.3553e-07 | 1.3553e-07 | 1.3553e-07 | 1.3553e-07 | 1.3553e-07 | 1.3553e-07 | 1.3553e-07
Scenario 6: Aggressive Fuel Sub Phase In | SDG&E | Com | HVAC | Com - Retail | Electric Demand (MW) | Energy Efficiency | 0.01243 | 0.025671 | 0.039751 | 0.054555 | 0.069851 | 0.085895 | 0.10192 | 0.11853 | 0.11902 | 0.11901 | 0.11873 | 0.11831 | 0.11782
Scenario 6: Aggressive Fuel Sub Phase In | SDG&E | Com | HVAC | Com - Retail | Electric Energy (GWh/year) | Energy Efficiency | 0.036841 | 0.076926 | 0.1157 | 0.15765 | 0.20192 | 0.24943 | 0.2963 | 0.34605 | 0.3385 | 0.32975 | 0.32673 | 0.32367 | 0.32062
Scenario 6: Aggressive Fuel Sub Phase In | SDG&E | Com | HVAC | Com - Retail | Electric Energy (GWh/year) | Fuel Substitution | 4.0548e-06 | 8.528e-06 | 1.3433e-05 | 1.8785e-05 | 1.8785e-05 | 1.8785e-05 | 1.8785e-05 | 1.8785e-05 | 1.8785e-05 | 1.8785e-05 | 1.8785e-05 | 1.8785e-05 | 1.8785e-05
Scenario 6: Aggressive Fuel Sub Phase In | SDG&E | Com | HVAC | Com - Retail | Gas Energy (MMTherm/year) | Energy Efficiency | 0.0006308 | 0.0013066 | 0.0020276 | 0.0027923 | 0.0035942 | 0.0044408 | 0.0047923 | 0.0051591 | 0.0051768 | 0.005185 | 0.0051902 | 0.0051931 | 0.0051946
Scenario 6: Aggressive Fuel Sub Phase In | SDG&E | Com | HVAC | Com - Retail | Gas Energy (MMTherm/year) | Fuel Substitution | 3.0022e-07 | 6.3129e-07 | 9.9423e-07 | 1.3901e-06 | 1.3901e-06 | 1.3901e-06 | 1.3901e-06 | 1.3901e-06 | 1.3901e-06 | 1.3901e-06 | 1.3901e-06 | 1.3901e-06 | 1.3901e-06
Scenario 6: Aggressive Fuel Sub Phase In | SDG&E | Com | HVAC | Com - School | Electric Demand (MW) | Energy Efficiency | 0.013155 | 0.026538 | 0.040047 | 0.053603 | 0.067192 | 0.081035 | 0.089939 | 0.099223 | 0.1091 | 0.12016 | 0.13245 | 0.14598 | 0.1607
Scenario 6: Aggressive Fuel Sub Phase In | SDG&E | Com | HVAC | Com - School | Electric Energy (GWh/year) | Energy Efficiency | 0.042983 | 0.084528 | 0.12404 | 0.16105 | 0.19534 | 0.22882 | 0.23047 | 0.23168 | 0.23365 | 0.23989 | 0.25073 | 0.26627 | 0.28647
Scenario 6: Aggressive Fuel Sub Phase In | SDG&E | Com | HVAC | Com - School | Electric Energy (GWh/year) | Fuel Substitution | 2.7594e-08 | 5.7563e-08 | 8.9908e-08 | 1.2463e-07 | 1.2463e-07 | 1.2463e-07 | 1.2463e-07 | 1.2463e-07 | 1.2463e-07 | 1.2463e-07 | 1.2463e-07 | 1.2463e-07 | 1.2463e-07
Scenario 6: Aggressive Fuel Sub Phase In | SDG&E | Com | HVAC | Com - School | Gas Energy (MMTherm/year) | Energy Efficiency | 0.0023908 | 0.0049125 | 0.0075648 | 0.010347 | 0.013272 | 0.017477 | 0.020683 | 0.024015 | 0.02748 | 0.031068 | 0.034782 | 0.038619 | 0.042572
Scenario 6: Aggressive Fuel Sub Phase In | SDG&E | Com | HVAC | Com - School | Gas Energy (MMTherm/year) | Fuel Substitution | 1.0541e-07 | 2.1987e-07 | 3.4339e-07 | 4.76e-07 | 4.76e-07 | 4.76e-07 | 4.76e-07 | 4.76e-07 | 4.76e-07 | 4.76e-07 | 4.76e-07 | 4.76e-07 | 4.76e-07
Scenario 6: Aggressive Fuel Sub Phase In | SDG&E | Com | HVAC | Com - Warehouse | Electric Demand (MW) | Energy Efficiency | 2.2177e-05 | 4.5897e-05 | 7.1176e-05 | 9.8079e-05 | 0.00012653 | 0.0001566 | 0.00018826 | 0.00022149 | 0.0002563 | 0.00029269 | 0.00033061 | 0.00037004 | 0.0003762
Scenario 6: Aggressive Fuel Sub Phase In | SDG&E | Com | HVAC | Com - Warehouse | Electric Energy (GWh/year) | Energy Efficiency | 6.7904e-05 | 0.00014053 | 0.00021794 | 0.00030031 | 0.00038743 | 0.00047951 | 0.00057643 | 0.0006782 | 0.00078478 | 0.00089619 | 0.0010123 | 0.001133 | 0.0011519
Scenario 6: Aggressive Fuel Sub Phase In | SDG&E | Com | HVAC | Com - Warehouse | Electric Energy (GWh/year) | Fuel Substitution | -1.0339e-05 | -2.189e-05 | -3.4663e-05 | -4.8786e-05 | -4.8786e-05 | -4.8786e-05 | -4.8786e-05 | -4.8786e-05 | -4.8786e-05 | -4.8786e-05 | -4.8786e-05 | -4.8786e-05 | -4.8786e-05
Scenario 6: Aggressive Fuel Sub Phase In | SDG&E | Com | HVAC | Com - Warehouse | Gas Energy (MMTherm/year) | Fuel Substitution | 1.6707e-06 | 3.5341e-06 | 5.622e-06 | 7.9259e-06 | 7.9259e-06 | 7.9259e-06 | 7.9259e-06 | 7.9259e-06 | 7.9259e-06 | 7.9259e-06 | 7.9259e-06 | 7.9259e-06 | 7.9259e-06
Scenario 6: Aggressive Fuel Sub Phase In | SDG&E | Com | Lighting | Com - College | Electric Demand (MW) | Energy Efficiency | 0 | 0.0083577 | 0.019223 | 0.030398 | 0.041783 | 0.053441 | 0.065364 | 0.07752 | 0.079907 | 0.079907 | 0.079907 | 0.079907 | 0.079907
Scenario 6: Aggressive Fuel Sub Phase In | SDG&E | Com | Lighting | Com - College | Electric Energy (GWh/year) | Energy Efficiency | 0 | 0.03258 | 0.074937 | 0.1185 | 0.16288 | 0.20832 | 0.2548 | 0.30219 | 0.31149 | 0.31149 | 0.31149 | 0.31149 | 0.31149
Scenario 6: Aggressive Fuel Sub Phase In | SDG&E | Com | Lighting | Com - College | Gas Energy (MMTherm/year) | Energy Efficiency | 0 | -0.00014631 | -0.00033653 | -0.00053215 | -0.00073147 | -0.00093556 | -0.0011443 | -0.0013571 | -0.0013989 | -0.0013989 | -0.0013989 | -0.0013989 | -0.0013989
Scenario 6: Aggressive Fuel Sub Phase In | SDG&E | Com | Lighting | Com - Grocery | Electric Demand (MW) | Energy Efficiency | 0.013669 | 0.027448 | 0.041333 | 0.055349 | 0.069463 | 0.083724 | 0.098139 | 0.1127 | 0.12739 | 0.13633 | 0.14423 | 0.15228 | 0.16048
Scenario 6: Aggressive Fuel Sub Phase In | SDG&E | Com | Lighting | Com - Grocery | Electric Energy (GWh/year) | Energy Efficiency | 0.078297 | 0.15723 | 0.23677 | 0.31707 | 0.39793 | 0.47963 | 0.56222 | 0.64566 | 0.72984 | 0.78114 | 0.82653 | 0.87277 | 0.91986
Scenario 6: Aggressive Fuel Sub Phase In | SDG&E | Com | Lighting | Com - Grocery | Gas Energy (MMTherm/year) | Energy Efficiency | -0.00093757 | -0.0018827 | -0.0028351 | -0.0037965 | -0.0047645 | -0.0057426 | -0.0067313 | -0.0077302 | -0.0087377 | -0.0093503 | -0.0098917 | -0.010443 | -0.011005
Scenario 6: Aggressive Fuel Sub Phase In | SDG&E | Com | Lighting | Com - Health | Electric Demand (MW) | Energy Efficiency | 0.031343 | 0.062857 | 0.09457 | 0.12672 | 0.15902 | 0.19139 | 0.22316 | 0.2551 | 0.28746 | 0.32057 | 0.35468 | 0.38843 | 0.42209
Scenario 6: Aggressive Fuel Sub Phase In | SDG&E | Com | Lighting | Com - Health | Electric Energy (GWh/year) | Energy Efficiency | 0.19205 | 0.38515 | 0.57947 | 0.77644 | 0.97436 | 1.1727 | 1.3674 | 1.5631 | 1.7614 | 1.9643 | 2.1733 | 2.3801 | 2.5864
Scenario 6: Aggressive Fuel Sub Phase In | SDG&E | Com | Lighting | Com - Health | Gas Energy (MMTherm/year) | Energy Efficiency | -0.0010607 | -0.0021272 | -0.0032004 | -0.0042883 | -0.0053814 | -0.0064769 | -0.0075521 | -0.0086333 | -0.0097282 | -0.010849 | -0.012003 | -0.013145 | -0.014285
Scenario 6: Aggressive Fuel Sub Phase In | SDG&E | Com | Lighting | Com - Office (Large) | Electric Demand (MW) | Energy Efficiency | 0.024004 | 0.048258 | 0.072736 | 0.097445 | 0.12231 | 0.14746 | 0.17294 | 0.19867 | 0.22451 | 0.25051 | 0.27666 | 0.30295 | 0.32941
Scenario 6: Aggressive Fuel Sub Phase In | SDG&E | Com | Lighting | Com - Office (Large) | Electric Energy (GWh/year) | Energy Efficiency | 0.1766 | 0.35504 | 0.53513 | 0.71692 | 0.89986 | 1.0849 | 1.2723 | 1.4616 | 1.6518 | 1.8431 | 2.0354 | 2.2289 | 2.4235
Scenario 6: Aggressive Fuel Sub Phase In | SDG&E | Com | Lighting | Com - Office (Large) | Gas Energy (MMTherm/year) | Energy Efficiency | -0.0001751 | -0.00035202 | -0.00053059 | -0.00071083 | -0.00089221 | -0.0010757 | -0.0012615 | -0.0014492 | -0.0016377 | -0.0018274 | -0.0020181 | -0.0022099 | -0.0024029
Scenario 6: Aggressive Fuel Sub Phase In | SDG&E | Com | Lighting | Com - Refrig. Warehouse | Electric Demand (MW) | Energy Efficiency | 3.435e-05 | 6.8973e-05 | 0.00010389 | 0.00013888 | 0.00017409 | 0.00020957 | 0.00024539 | 0.00028155 | 0.00031815 | 0.00035513 | 0.00039258 | 0.00043052 | 0.00046897
Scenario 6: Aggressive Fuel Sub Phase In | SDG&E | Com | Lighting | Com - Refrig. Warehouse | Electric Energy (GWh/year) | Energy Efficiency | 0.00030573 | 0.00061387 | 0.0009246 | 0.001236 | 0.0015494 | 0.0018651 | 0.0021838 | 0.0025056 | 0.0028313 | 0.0031604 | 0.0034936 | 0.0038312 | 0.0041732
Scenario 6: Aggressive Fuel Sub Phase In | SDG&E | Com | Lighting | Com - Restaurant | Electric Demand (MW) | Energy Efficiency | 0.008696 | 0.017277 | 0.025769 | 0.034157 | 0.043484 | 0.052887 | 0.062378 | 0.071958 | 0.081617 | 0.091359 | 0.10119 | 0.11111 | 0.12112
Scenario 6: Aggressive Fuel Sub Phase In | SDG&E | Com | Lighting | Com - Restaurant | Electric Energy (GWh/year) | Energy Efficiency | 0.054414 | 0.10811 | 0.16125 | 0.21373 | 0.27209 | 0.33093 | 0.39031 | 0.45025 | 0.51068 | 0.57164 | 0.63314 | 0.6952 | 0.75782
Scenario 6: Aggressive Fuel Sub Phase In | SDG&E | Com | Lighting | Com - Restaurant | Gas Energy (MMTherm/year) | Energy Efficiency | -0.00016638 | -0.00033056 | -0.00049304 | -0.00065352 | -0.00083198 | -0.0010119 | -0.0011935 | -0.0013768 | -0.0015616 | -0.001748 | -0.0019361 | -0.0021258 | -0.0023174
Scenario 6: Aggressive Fuel Sub Phase In | SDG&E | Com | Lighting | Com - Retail | Electric Demand (MW) | Energy Efficiency | 0.058115 | 0.11559 | 0.17251 | 0.2288 | 0.28426 | 0.33919 | 0.39351 | 0.44725 | 0.50047 | 0.5533 | 0.60575 | 0.65794 | 0.70991
Scenario 6: Aggressive Fuel Sub Phase In | SDG&E | Com | Lighting | Com - Retail | Electric Energy (GWh/year) | Energy Efficiency | 0.36207 | 0.72017 | 1.0748 | 1.4254 | 1.771 | 2.1132 | 2.4516 | 2.7864 | 3.118 | 3.4471 | 3.7739 | 4.099 | 4.4228
Scenario 6: Aggressive Fuel Sub Phase In | SDG&E | Com | Lighting | Com - Retail | Gas Energy (MMTherm/year) | Energy Efficiency | -0.00054337 | -0.0010808 | -0.001613 | -0.0021392 | -0.0026578 | -0.0031714 | -0.0036793 | -0.0041817 | -0.0046794 | -0.0051733 | -0.0056637 | -0.0061516 | -0.0066376
Scenario 6: Aggressive Fuel Sub Phase In | SDG&E | Com | Lighting | Com - Warehouse | Electric Demand (MW) | Energy Efficiency | 0.00062192 | 0.0012597 | 0.0019134 | 0.0025845 | 0.0032704 | 0.0039727 | 0.0046903 | 0.005423 | 0.0055588 | 0.0055588 | 0.0055588 | 0.0055588 | 0.0055588
Scenario 6: Aggressive Fuel Sub Phase In | SDG&E | Com | Lighting | Com - Warehouse | Electric Energy (GWh/year) | Energy Efficiency | 0.0051613 | 0.010454 | 0.015879 | 0.021449 | 0.027141 | 0.032969 | 0.038924 | 0.045005 | 0.046132 | 0.046132 | 0.046132 | 0.046132 | 0.046132
Scenario 6: Aggressive Fuel Sub Phase In | SDG&E | Com | Lighting | Com - Warehouse | Gas Energy (MMTherm/year) | Energy Efficiency | -1.7241e-05 | -3.4923e-05 | -5.3043e-05 | -7.1649e-05 | -9.0662e-05 | -0.00011013 | -0.00013003 | -0.00015034 | -0.0001541 | -0.0001541 | -0.0001541 | -0.0001541 | -0.0001541
Scenario 6: Aggressive Fuel Sub Phase In | SDG&E | Com | WaterHeat | Com - College | Electric Demand (MW) | Energy Efficiency | 0.0068191 | 0.01428 | 0.022419 | 0.031264 | 0.040783 | 0.051032 | 0.062014 | 0.073744 | 0.086238 | 0.099521 | 0.11359 | 0.1286 | 0.14445
Scenario 6: Aggressive Fuel Sub Phase In | SDG&E | Com | WaterHeat | Com - College | Electric Demand (MW) | Fuel Substitution | 0 | 0 | 0.10423 | 0.3483 | 0.76601 | 1.2292 | 1.7473 | 2.3331 | 2.9832 | 3.6934 | 4.4493 | 5.2404 | 6.0588
Scenario 6: Aggressive Fuel Sub Phase In | SDG&E | Com | WaterHeat | Com - College | Electric Energy (GWh/year) | Energy Efficiency | 0.025863 | 0.05416 | 0.085033 | 0.11858 | 0.15469 | 0.19356 | 0.23521 | 0.2797 | 0.32709 | 0.37746 | 0.43083 | 0.48775 | 0.54787
Scenario 6: Aggressive Fuel Sub Phase In | SDG&E | Com | WaterHeat | Com - College | Electric Energy (GWh/year) | Fuel Substitution | -0.829 | -1.7478 | -2.4678 | -2.2396 | -0.76242 | 0.88234 | 2.9439 | 5.2749 | 7.8614 | 10.6874 | 13.6952 | 16.8429 | 20.0992
Scenario 6: Aggressive Fuel Sub Phase In | SDG&E | Com | WaterHeat | Com - College | Gas Energy (MMTherm/year) | Energy Efficiency | 0.0072139 | 0.014534 | 0.021109 | 0.027626 | 0.030446 | 0.033341 | 0.033314 | 0.033283 | 0.029439 | 0.025605 | 0.025547 | 0.025524 | 0.029272
Scenario 6: Aggressive Fuel Sub Phase In | SDG&E | Com | WaterHeat | Com - College | Gas Energy (MMTherm/year) | Fuel Substitution | 0.094547 | 0.19928 | 0.32804 | 0.41416 | 0.43939 | 0.46645 | 0.46645 | 0.46645 | 0.46645 | 0.46645 | 0.46645 | 0.46645 | 0.46645
Scenario 6: Aggressive Fuel Sub Phase In | SDG&E | Com | WaterHeat | Com - Grocery | Electric Demand (MW) | Energy Efficiency | 0.017479 | 0.036639 | 0.057504 | 0.080138 | 0.10452 | 0.13076 | 0.1589 | 0.18896 | 0.22095 | 0.25493 | 0.29093 | 0.32898 | 0.36916
Scenario 6: Aggressive Fuel Sub Phase In | SDG&E | Com | WaterHeat | Com - Grocery | Electric Energy (GWh/year) | Energy Efficiency | 0.091792 | 0.19242 | 0.30199 | 0.42085 | 0.54891 | 0.68672 | 0.83448 | 0.99237 | 1.1604 | 1.3388 | 1.5278 | 1.7277 | 1.9387
Scenario 6: Aggressive Fuel Sub Phase In | SDG&E | Com | WaterHeat | Com - Grocery | Electric Energy (GWh/year) | Fuel Substitution | -0.034604 | -0.072328 | -0.11317 | -0.15721 | -0.20449 | -0.2551 | -0.2551 | -0.2551 | -0.2551 | -0.2551 | -0.2551 | -0.2551 | -0.2551
Scenario 6: Aggressive Fuel Sub Phase In | SDG&E | Com | WaterHeat | Com - Grocery | Gas Energy (MMTherm/year) | Energy Efficiency | 0.0046305 | 0.0092661 | 0.013904 | 0.018506 | 0.02023 | 0.021981 | 0.021955 | 0.021928 | 0.019191 | 0.016482 | 0.016432 | 0.016407 | 0.019065
Scenario 6: Aggressive Fuel Sub Phase In | SDG&E | Com | WaterHeat | Com - Grocery | Gas Energy (MMTherm/year) | Fuel Substitution | 0.0046883 | 0.0097992 | 0.015333 | 0.021299 | 0.027705 | 0.034562 | 0.034562 | 0.034562 | 0.034562 | 0.034562 | 0.034562 | 0.034562 | 0.034562
Scenario 6: Aggressive Fuel Sub Phase In | SDG&E | Com | WaterHeat | Com - Health | Electric Demand (MW) | Energy Efficiency | 0.021797 | 0.045683 | 0.071738 | 0.10014 | 0.13073 | 0.16345 | 0.19771 | 0.23419 | 0.27314 | 0.31501 | 0.36016 | 0.40709 | 0.45611
Scenario 6: Aggressive Fuel Sub Phase In | SDG&E | Com | WaterHeat | Com - Health | Electric Demand (MW) | Fuel Substitution | 0 | 0 | 0.12954 | 0.43464 | 0.95967 | 1.5447 | 2.2025 | 2.9503 | 3.7817 | 4.6938 | 5.6688 | 6.6917 | 7.7522
Scenario 6: Aggressive Fuel Sub Phase In | SDG&E | Com | WaterHeat | Com - Health | Electric Energy (GWh/year) | Energy Efficiency | 0.18108 | 0.3795 | 0.59596 | 0.8319 | 1.086 | 1.3579 | 1.6425 | 1.9455 | 2.2692 | 2.617 | 2.9921 | 3.382 | 3.7893
Scenario 6: Aggressive Fuel Sub Phase In | SDG&E | Com | WaterHeat | Com - Health | Electric Energy (GWh/year) | Fuel Substitution | -2.2652 | -4.7819 | -6.7668 | -6.2254 | -2.3199 | 2.0568 | 7.7788 | 14.2832 | 21.5152 | 29.4494 | 37.9302 | 46.8288 | 56.0534
Scenario 6: Aggressive Fuel Sub Phase In | SDG&E | Com | WaterHeat | Com - Health | Gas Energy (MMTherm/year) | Energy Efficiency | 0.015501 | 0.031347 | 0.045326 | 0.05942 | 0.068896 | 0.078525 | 0.078567 | 0.078605 | 0.073602 | 0.068596 | 0.068569 | 0.068614 | 0.073619
Scenario 6: Aggressive Fuel Sub Phase In | SDG&E | Com | WaterHeat | Com - Health | Gas Energy (MMTherm/year) | Fuel Substitution | 0.26196 | 0.55285 | 0.91039 | 1.1596 | 1.2509 | 1.3492 | 1.3492 | 1.3492 | 1.3492 | 1.3492 | 1.3492 | 1.3492 | 1.3492
Scenario 6: Aggressive Fuel Sub Phase In | SDG&E | Com | WaterHeat | Com - Lodging | Electric Demand (MW) | Energy Efficiency | 0.0051926 | 0.010816 | 0.016915 | 0.023489 | 0.030482 | 0.037945 | 0.045661 | 0.053836 | 0.062474 | 0.071583 | 0.081152 | 0.09118 | 0.10169
Scenario 6: Aggressive Fuel Sub Phase In | SDG&E | Com | WaterHeat | Com - Lodging | Electric Demand (MW) | Fuel Substitution | 0 | 0 | 0.16919 | 0.56529 | 1.2431 | 1.9943 | 2.8315 | 3.7776 | 4.8209 | 5.9581 | 7.1654 | 8.4252 | 9.725
Scenario 6: Aggressive Fuel Sub Phase In | SDG&E | Com | WaterHeat | Com - Lodging | Electric Energy (GWh/year) | Energy Efficiency | 0.042074 | 0.087642 | 0.13706 | 0.19033 | 0.247 | 0.30749 | 0.37005 | 0.43631 | 0.50635 | 0.5802 | 0.65777 | 0.73908 | 0.82431
Scenario 6: Aggressive Fuel Sub Phase In | SDG&E | Com | WaterHeat | Com - Lodging | Electric Energy (GWh/year) | Fuel Substitution | -3.1072 | -6.5385 | -9.2887 | -8.793 | -4.0169 | 1.3153 | 8.417 | 16.4421 | 25.292 | 34.9386 | 45.1794 | 55.8658 | 66.8923
Scenario 6: Aggressive Fuel Sub Phase In | SDG&E | Com | WaterHeat | Com - Lodging | Gas Energy (MMTherm/year) | Energy Efficiency | 0.079461 | 0.15987 | 0.23871 | 0.3182 | 0.39246 | 0.46808 | 0.46764 | 0.46722 | 0.45779 | 0.44846 | 0.44419 | 0.44042 | 0.44223
Scenario 6: Aggressive Fuel Sub Phase In | SDG&E | Com | WaterHeat | Com - Lodging | Gas Energy (MMTherm/year) | Fuel Substitution | 0.35306 | 0.7427 | 1.215 | 1.5473 | 1.6784 | 1.8185 | 1.8185 | 1.8185 | 1.8185 | 1.8185 | 1.8185 | 1.8185 | 1.8185
Scenario 6: Aggressive Fuel Sub Phase In | SDG&E | Com | WaterHeat | Com - Office (Large) | Electric Demand (MW) | Energy Efficiency | 0.0045631 | 0.009527 | 0.014897 | 0.020674 | 0.02685 | 0.033456 | 0.040498 | 0.047975 | 0.055861 | 0.06417 | 0.0729 | 0.082058 | 0.091651
Scenario 6: Aggressive Fuel Sub Phase In | SDG&E | Com | WaterHeat | Com - Office (Large) | Electric Demand (MW) | Fuel Substitution | 0 | 0 | 0.014128 | 0.046767 | 0.10195 | 0.16245 | 0.23083 | 0.30792 | 0.39382 | 0.48716 | 0.58588 | 0.6884 | 0.79359
Scenario 6: Aggressive Fuel Sub Phase In | SDG&E | Com | WaterHeat | Com - Office (Large) | Electric Energy (GWh/year) | Energy Efficiency | 0.082366 | 0.17197 | 0.2689 | 0.37319 | 0.48468 | 0.60391 | 0.73101 | 0.86597 | 1.0083 | 1.1583 | 1.3158 | 1.4811 | 1.6543
Scenario 6: Aggressive Fuel Sub Phase In | SDG&E | Com | WaterHeat | Com - Office (Large) | Electric Energy (GWh/year) | Fuel Substitution | -0.47622 | -0.99985 | -1.3978 | -1.182 | -0.17862 | 0.92281 | 2.2178 | 3.678 | 5.3048 | 7.0729 | 8.9426 | 10.8844 | 12.8766
Scenario 6: Aggressive Fuel Sub Phase In | SDG&E | Com | WaterHeat | Com - Office (Large) | Gas Energy (MMTherm/year) | Energy Efficiency | 0.015376 | 0.03051 | 0.04471 | 0.058552 | 0.063859 | 0.069325 | 0.067877 | 0.066463 | 0.059637 | 0.053171 | 0.051838 | 0.050565 | 0.054742
Scenario 6: Aggressive Fuel Sub Phase In | SDG&E | Com | WaterHeat | Com - Office (Large) | Gas Energy (MMTherm/year) | Fuel Substitution | 0.053294 | 0.11188 | 0.18618 | 0.23157 | 0.23731 | 0.24345 | 0.24345 | 0.24345 | 0.24345 | 0.24345 | 0.24345 | 0.24345 | 0.24345
Scenario 6: Aggressive Fuel Sub Phase In | SDG&E | Com | WaterHeat | Com - Office (Small) | Electric Demand (MW) | Energy Efficiency | 0.00027383 | 0.00057245 | 0.00089639 | 0.0012458 | 0.0016208 | 0.0020218 | 0.0024493 | 0.0029032 | 0.0033839 | 0.0038915 | 0.0044263 | 0.0049886 | 0.0055786
Scenario 6: Aggressive Fuel Sub Phase In | SDG&E | Com | WaterHeat | Com - Office (Small) | Electric Demand (MW) | Fuel Substitution | 0 | 0 | 0.0010104 | 0.003361 | 0.0073599 | 0.011769 | 0.016674 | 0.022186 | 0.028268 | 0.034874 | 0.041866 | 0.049143 | 0.056633
Scenario 6: Aggressive Fuel Sub Phase In | SDG&E | Com | WaterHeat | Com - Office (Small) | Electric Energy (GWh/year) | Energy Efficiency | 0.029234 | 0.061116 | 0.095704 | 0.13301 | 0.17305 | 0.21587 | 0.2615 | 0.30997 | 0.3613 | 0.41549 | 0.4726 | 0.53263 | 0.59562
Scenario 6: Aggressive Fuel Sub Phase In | SDG&E | Com | WaterHeat | Com - Office (Small) | Electric Energy (GWh/year) | Fuel Substitution | -0.2101 | -0.44195 | -0.61586 | -0.5274 | -0.097769 | 0.3766 | 0.92554 | 1.5424 | 2.223 | 2.9624 | 3.745 | 4.5594 | 5.3976
Scenario 6: Aggressive Fuel Sub Phase In | SDG&E | Com | WaterHeat | Com - Office (Small) | Gas Energy (MMTherm/year) | Energy Efficiency | 0.006701 | 0.01337 | 0.019837 | 0.026246 | 0.026103 | 0.025867 | 0.025618 | 0.025357 | 0.019013 | 0.012735 | 0.012393 | 0.012097 | 0.017807
Scenario 6: Aggressive Fuel Sub Phase In | SDG&E | Com | WaterHeat | Com - Office (Small) | Gas Energy (MMTherm/year) | Fuel Substitution | 0.023303 | 0.049012 | 0.080775 | 0.10029 | 0.10272 | 0.10532 | 0.10532 | 0.10532 | 0.10532 | 0.10532 | 0.10532 | 0.10532 | 0.10532
Scenario 6: Aggressive Fuel Sub Phase In | SDG&E | Com | WaterHeat | Com - Other | Electric Demand (MW) | Energy Efficiency | 0.13272 | 0.27869 | 0.43843 | 0.61223 | 0.80008 | 1.0027 | 1.2205 | 1.4537 | 1.7026 | 1.9676 | 2.2489 | 2.5471 | 2.8626
Scenario 6: Aggressive Fuel Sub Phase In | SDG&E | Com | WaterHeat | Com - Other | Electric Demand (MW) | Fuel Substitution | 0 | 0 | 0.54696 | 1.8261 | 4.014 | 6.4396 | 9.1639 | 12.2478 | 15.6823 | 19.4388 | 23.4393 | 27.6249 | 31.953
Scenario 6: Aggressive Fuel Sub Phase In | SDG&E | Com | WaterHeat | Com - Other | Electric Energy (GWh/year) | Energy Efficiency | 0.85652 | 1.7985 | 2.8294 | 3.9511 | 5.1634 | 6.4711 | 7.8765 | 9.3815 | 10.9877 | 12.6979 | 14.5138 | 16.4381 | 18.4739
Scenario 6: Aggressive Fuel Sub Phase In | SDG&E | Com | WaterHeat | Com - Other | Electric Energy (GWh/year) | Fuel Substitution | -7.8809 | -16.606 | -23.6348 | -22.1425 | -9.4242 | 4.7487 | 23.1994 | 44.0847 | 67.3456 | 92.7874 | 119.8812 | 148.2295 | 177.5424
Scenario 6: Aggressive Fuel Sub Phase In | SDG&E | Com | WaterHeat | Com - Other | Gas Energy (MMTherm/year) | Energy Efficiency | 0.027813 | 0.056248 | 0.077677 | 0.098591 | 0.10679 | 0.11517 | 0.11517 | 0.11516 | 0.10213 | 0.089171 | 0.088672 | 0.088652 | 0.10114
Scenario 6: Aggressive Fuel Sub Phase In | SDG&E | Com | WaterHeat | Com - Other | Gas Energy (MMTherm/year) | Fuel Substitution | 0.88012 | 1.854 | 3.0462 | 3.8611 | 4.1376 | 4.4345 | 4.4345 | 4.4345 | 4.4345 | 4.4345 | 4.4345 | 4.4345 | 4.4345
Scenario 6: Aggressive Fuel Sub Phase In | SDG&E | Com | WaterHeat | Com - Refrig. Warehouse | Electric Demand (MW) | Energy Efficiency | 8.8046e-05 | 0.00018432 | 0.00028901 | 0.0004017 | 0.0005228 | 0.00065256 | 0.00079135 | 0.00093935 | 0.001097 | 0.0012643 | 0.0014418 | 0.0016297 | 0.0018284
Scenario 6: Aggressive Fuel Sub Phase In | SDG&E | Com | WaterHeat | Com - Refrig. Warehouse | Electric Demand (MW) | Fuel Substitution | 0 | 0 | 9.2997e-05 | 0.00031038 | 0.00068201 | 0.0010936 | 0.001547 | 0.0020583 | 0.0026198 | 0.0032302 | 0.0038778 | 0.0045535 | 0.0052508
Scenario 6: Aggressive Fuel Sub Phase In | SDG&E | Com | WaterHeat | Com - Refrig. Warehouse | Electric Energy (GWh/year) | Energy Efficiency | 0.0010123 | 0.0021191 | 0.0033227 | 0.0046183 | 0.0060106 | 0.0075024 | 0.0090981 | 0.0108 | 0.012612 | 0.014536 | 0.016576 | 0.018737 | 0.021021
Scenario 6: Aggressive Fuel Sub Phase In | SDG&E | Com | WaterHeat | Com - Refrig. Warehouse | Electric Energy (GWh/year) | Fuel Substitution | -0.002388 | -0.0050131 | -0.0070299 | -0.0065645 | -0.0028395 | 0.0013185 | 0.0067806 | 0.012941 | 0.019706 | 0.027059 | 0.034861 | 0.043001 | 0.051402
Scenario 6: Aggressive Fuel Sub Phase In | SDG&E | Com | WaterHeat | Com - Refrig. Warehouse | Gas Energy (MMTherm/year) | Energy Efficiency | 6.3869e-06 | 1.3025e-05 | 1.8193e-05 | 2.3472e-05 | 2.8885e-05 | 3.4437e-05 | 3.4437e-05 | 0.00015462 | 0.00015462 | 0.00015462 | 0.000274 | 0.00027285 | 0.00039149
Scenario 6: Aggressive Fuel Sub Phase In | SDG&E | Com | WaterHeat | Com - Refrig. Warehouse | Gas Energy (MMTherm/year) | Fuel Substitution | 0.00028108 | 0.00058981 | 0.00095669 | 0.0012157 | 0.0013206 | 0.0014322 | 0.0014322 | 0.0014322 | 0.0014322 | 0.0014322 | 0.0014322 | 0.0014322 | 0.0014322
Scenario 6: Aggressive Fuel Sub Phase In | SDG&E | Com | WaterHeat | Com - Restaurant | Electric Demand (MW) | Energy Efficiency | 0.039249 | 0.08136 | 0.12643 | 0.17422 | 0.23135 | 0.29266 | 0.35828 | 0.42831 | 0.50274 | 0.58168 | 0.66522 | 0.75344 | 0.84641
Scenario 6: Aggressive Fuel Sub Phase In | SDG&E | Com | WaterHeat | Com - Restaurant | Electric Demand (MW) | Fuel Substitution | 0 | 0 | 0.53432 | 1.7753 | 3.8841 | 6.2082 | 8.7768 | 11.6654 | 14.8582 | 18.3329 | 22.018 | 25.8604 | 29.8215
Scenario 6: Aggressive Fuel Sub Phase In | SDG&E | Com | WaterHeat | Com - Restaurant | Electric Energy (GWh/year) | Energy Efficiency | 0.20139 | 0.41746 | 0.64874 | 0.89394 | 1.1871 | 1.5017 | 1.8385 | 2.1978 | 2.5798 | 2.9849 | 3.4136 | 3.8663 | 4.3434
Scenario 6: Aggressive Fuel Sub Phase In | SDG&E | Com | WaterHeat | Com - Restaurant | Electric Energy (GWh/year) | Fuel Substitution | -4.8915 | -10.2718 | -13.9421 | -11.1867 | -0.12513 | 12.0749 | 25.8878 | 41.4221 | 58.5921 | 77.2779 | 97.0954 | 117.7591 | 139.0611
Scenario 6: Aggressive Fuel Sub Phase In | SDG&E | Com | WaterHeat | Com - Restaurant | Gas Energy (MMTherm/year) | Energy Efficiency | 0.0093961 | 0.018935 | 0.023981 | 0.029027 | 0.034374 | 0.039785 | 0.04001 | 0.042204 | 0.042513 | 0.042869 | 0.044976 | 0.045143 | 0.047217
Scenario 6: Aggressive Fuel Sub Phase In | SDG&E | Com | WaterHeat | Com - Restaurant | Gas Energy (MMTherm/year) | Fuel Substitution | 0.56744 | 1.1914 | 1.9493 | 2.4067 | 2.4477 | 2.4915 | 2.4915 | 2.4915 | 2.4915 | 2.4915 | 2.4915 | 2.4915 | 2.4915
Scenario 6: Aggressive Fuel Sub Phase In | SDG&E | Com | WaterHeat | Com - Retail | Electric Demand (MW) | Energy Efficiency | 0.0088093 | 0.018244 | 0.028304 | 0.038739 | 0.049739 | 0.061326 | 0.073467 | 0.086146 | 0.099225 | 0.11285 | 0.12701 | 0.14185 | 0.15723
Scenario 6: Aggressive Fuel Sub Phase In | SDG&E | Com | WaterHeat | Com - Retail | Electric Demand (MW) | Fuel Substitution | 0 | 0 | 0.020464 | 0.068043 | 0.14893 | 0.23802 | 0.33526 | 0.44398 | 0.56216 | 0.68902 | 0.8225 | 0.96076 | 1.1026
Scenario 6: Aggressive Fuel Sub Phase In | SDG&E | Com | WaterHeat | Com - Retail | Electric Energy (GWh/year) | Energy Efficiency | 0.054381 | 0.11272 | 0.17501 | 0.24035 | 0.30922 | 0.38174 | 0.4577 | 0.53704 | 0.61927 | 0.7049 | 0.79385 | 0.88662 | 0.98276
Scenario 6: Aggressive Fuel Sub Phase In | SDG&E | Com | WaterHeat | Com - Retail | Electric Energy (GWh/year) | Fuel Substitution | -0.24075 | -0.50575 | -0.69491 | -0.57221 | -0.044914 | 0.53595 | 1.1731 | 1.8854 | 2.6597 | 3.4908 | 4.3654 | 5.2713 | 6.2005
Scenario 6: Aggressive Fuel Sub Phase In | SDG&E | Com | WaterHeat | Com - Retail | Gas Energy (MMTherm/year) | Energy Efficiency | 0.012251 | 0.024461 | 0.036395 | 0.048245 | 0.048004 | 0.047736 | 0.047445 | 0.047136 | 0.035339 | 0.023617 | 0.023247 | 0.022874 | 0.033943
Scenario 6: Aggressive Fuel Sub Phase In | SDG&E | Com | WaterHeat | Com - Retail | Gas Energy (MMTherm/year) | Fuel Substitution | 0.02621 | 0.055059 | 0.090239 | 0.11084 | 0.1112 | 0.11159 | 0.11159 | 0.11159 | 0.11159 | 0.11159 | 0.11159 | 0.11159 | 0.11159
Scenario 6: Aggressive Fuel Sub Phase In | SDG&E | Com | WaterHeat | Com - School | Electric Demand (MW) | Energy Efficiency | 0.0054224 | 0.011356 | 0.017824 | 0.024824 | 0.032372 | 0.040471 | 0.049124 | 0.058349 | 0.068161 | 0.078569 | 0.089585 | 0.10122 | 0.11349
Scenario 6: Aggressive Fuel Sub Phase In | SDG&E | Com | WaterHeat | Com - School | Electric Demand (MW) | Fuel Substitution | 0 | 0 | 0.052833 | 0.17526 | 0.3827 | 0.61065 | 0.86843 | 1.1595 | 1.4847 | 1.8389 | 2.2146 | 2.6061 | 3.0089
Scenario 6: Aggressive Fuel Sub Phase In | SDG&E | Com | WaterHeat | Com - School | Electric Energy (GWh/year) | Energy Efficiency | 0.073617 | 0.15418 | 0.24201 | 0.33706 | 0.43956 | 0.54954 | 0.66703 | 0.79229 | 0.92552 | 1.0668 | 1.2164 | 1.3744 | 1.541
Scenario 6: Aggressive Fuel Sub Phase In | SDG&E | Com | WaterHeat | Com - School | Electric Energy (GWh/year) | Fuel Substitution | -1.3385 | -2.8154 | -3.9355 | -3.3352 | -0.51651 | 2.5845 | 6.2569 | 10.4038 | 15.0359 | 20.0822 | 25.4348 | 31.0113 | 36.7505
Scenario 6: Aggressive Fuel Sub Phase In | SDG&E | Com | WaterHeat | Com - School | Gas Energy (MMTherm/year) | Energy Efficiency | 0.0099944 | 0.020049 | 0.028103 | 0.036026 | 0.03962 | 0.043301 | 0.042788 | 0.042281 | 0.03856 | 0.034981 | 0.03448 | 0.03401 | 0.036746
Scenario 6: Aggressive Fuel Sub Phase In | SDG&E | Com | WaterHeat | Com - School | Gas Energy (MMTherm/year) | Fuel Substitution | 0.15338 | 0.3226 | 0.53675 | 0.66869 | 0.68701 | 0.70665 | 0.70665 | 0.70665 | 0.70665 | 0.70665 | 0.70665 | 0.70665 | 0.70665
Scenario 6: Aggressive Fuel Sub Phase In | SDG&E | Com | WaterHeat | Com - Warehouse | Electric Demand (MW) | Energy Efficiency | 0.0005534 | 0.001125 | 0.0017177 | 0.0021149 | 0.0025516 | 0.0030287 | 0.0035456 | 0.0041025 | 0.004549 | 0.0050407 | 0.005577 | 0.006309 | 0.0070824
Scenario 6: Aggressive Fuel Sub Phase In | SDG&E | Com | WaterHeat | Com - Warehouse | Electric Demand (MW) | Fuel Substitution | 0 | 0 | 0.00028315 | 0.00094581 | 0.0020801 | 0.0033383 | 0.0047412 | 0.0063268 | 0.0080822 | 0.0099988 | 0.012037 | 0.014169 | 0.016372
Scenario 6: Aggressive Fuel Sub Phase In | SDG&E | Com | WaterHeat | Com - Warehouse | Electric Energy (GWh/year) | Energy Efficiency | 0.0095215 | 0.01985 | 0.031014 | 0.042366 | 0.05464 | 0.06788 | 0.082083 | 0.097276 | 0.113 | 0.12977 | 0.1476 | 0.16697 | 0.18744
Scenario 6: Aggressive Fuel Sub Phase In | SDG&E | Com | WaterHeat | Com - Warehouse | Electric Energy (GWh/year) | Fuel Substitution | -0.018889 | -0.039747 | -0.056997 | -0.056326 | -0.031957 | -0.0046542 | 0.034307 | 0.078343 | 0.1271 | 0.18032 | 0.23694 | 0.29613 | 0.35733
Scenario 6: Aggressive Fuel Sub Phase In | SDG&E | Com | WaterHeat | Com - Warehouse | Gas Energy (MMTherm/year) | Energy Efficiency | 0.0097704 | 0.019568 | 0.029371 | 0.038925 | 0.03923 | 0.039528 | 0.039567 | 0.039596 | 0.030005 | 0.020408 | 0.020206 | 0.020206 | 0.029594
Scenario 6: Aggressive Fuel Sub Phase In | SDG&E | Com | WaterHeat | Com - Warehouse | Gas Energy (MMTherm/year) | Fuel Substitution | 0.0021571 | 0.0045375 | 0.0073876 | 0.0094535 | 0.010389 | 0.011391 | 0.011391 | 0.011391 | 0.011391 | 0.011391 | 0.011391 | 0.011391 | 0.011391
Scenario 6: Aggressive Fuel Sub Phase In | SDG&E | Com | WholeBlg | Com - College | Electric Demand (MW) | Energy Efficiency | 0.031626 | 0.064258 | 0.097959 | 0.13294 | 0.16935 | 0.20686 | 0.24604 | 0.28686 | 0.32563 | 0.34029 | 0.35394 | 0.36803 | 0.38166
Scenario 6: Aggressive Fuel Sub Phase In | SDG&E | Com | WholeBlg | Com - College | Electric Energy (GWh/year) | Energy Efficiency | 0.28821 | 0.58559 | 0.89271 | 1.2115 | 1.5433 | 1.8854 | 2.2427 | 2.6149 | 2.9684 | 3.1019 | 3.2263 | 3.3548 | 3.479
Scenario 6: Aggressive Fuel Sub Phase In | SDG&E | Com | WholeBlg | Com - College | Gas Energy (MMTherm/year) | Energy Efficiency | 0.0032688 | 0.0065294 | 0.0097743 | 0.012688 | 0.014504 | 0.014431 | 0.014343 | 0.014238 | 0.014114 | 0.013985 | 0.01385 | 0.013709 | 0.013602
Scenario 6: Aggressive Fuel Sub Phase In | SDG&E | Com | WholeBlg | Com - Grocery | Electric Demand (MW) | Energy Efficiency | 0.076189 | 0.15465 | 0.23555 | 0.31935 | 0.40639 | 0.49589 | 0.58886 | 0.68534 | 0.77648 | 0.80895 | 0.83862 | 0.86904 | 0.89653
Scenario 6: Aggressive Fuel Sub Phase In | SDG&E | Com | WholeBlg | Com - Grocery | Electric Energy (GWh/year) | Energy Efficiency | 0.69432 | 1.4093 | 2.1466 | 2.9103 | 3.7035 | 4.5196 | 5.3674 | 6.2473 | 7.0782 | 7.374 | 7.6445 | 7.9218 | 8.1724
Scenario 6: Aggressive Fuel Sub Phase In | SDG&E | Com | WholeBlg | Com - Grocery | Gas Energy (MMTherm/year) | Energy Efficiency | 0.0011322 | 0.0022779 | 0.0034353 | 0.0044959 | 0.0051924 | 0.0052445 | 0.0052907 | 0.0053304 | 0.0053639 | 0.0053925 | 0.0054202 | 0.0054465 | 0.0054683
Scenario 6: Aggressive Fuel Sub Phase In | SDG&E | Com | WholeBlg | Com - Health | Electric Demand (MW) | Energy Efficiency | 0.088077 | 0.17873 | 0.27206 | 0.36855 | 0.46847 | 0.57081 | 0.67692 | 0.78658 | 0.8895 | 0.92432 | 0.95558 | 0.98735 | 1.0188
Scenario 6: Aggressive Fuel Sub Phase In | SDG&E | Com | WholeBlg | Com - Health | Electric Energy (GWh/year) | Energy Efficiency | 0.80266 | 1.6288 | 2.4793 | 3.3586 | 4.2692 | 5.2025 | 6.1701 | 7.1701 | 8.1085 | 8.4257 | 8.7107 | 9.0003 | 9.2872
Scenario 6: Aggressive Fuel Sub Phase In | SDG&E | Com | WholeBlg | Com - Health | Gas Energy (MMTherm/year) | Energy Efficiency | 0.0054812 | 0.011079 | 0.016781 | 0.02206 | 0.025615 | 0.026061 | 0.026445 | 0.026766 | 0.027033 | 0.027252 | 0.02747 | 0.027689 | 0.027875
Scenario 6: Aggressive Fuel Sub Phase In | SDG&E | Com | WholeBlg | Com - Lodging | Electric Demand (MW) | Energy Efficiency | 0.044237 | 0.089512 | 0.13588 | 0.18364 | 0.23289 | 0.28316 | 0.33512 | 0.3887 | 0.43868 | 0.4542 | 0.46779 | 0.4815 | 0.49499
Scenario 6: Aggressive Fuel Sub Phase In | SDG&E | Com | WholeBlg | Com - Lodging | Electric Energy (GWh/year) | Energy Efficiency | 0.40314 | 0.81573 | 1.2383 | 1.6735 | 2.1224 | 2.5807 | 3.0546 | 3.5432 | 3.9989 | 4.1403 | 4.2642 | 4.3892 | 4.5121
Scenario 6: Aggressive Fuel Sub Phase In | SDG&E | Com | WholeBlg | Com - Lodging | Gas Energy (MMTherm/year) | Energy Efficiency | 0.0040204 | 0.0080692 | 0.012139 | 0.015844 | 0.018235 | 0.018324 | 0.018392 | 0.018433 | 0.018449 | 0.018453 | 0.01845 | 0.01844 | 0.018435
Scenario 6: Aggressive Fuel Sub Phase In | SDG&E | Com | WholeBlg | Com - Office (Large) | Electric Demand (MW) | Energy Efficiency | 0.15161 | 0.3067 | 0.4654 | 0.62844 | 0.79624 | 0.96711 | 1.1436 | 1.3253 | 1.4944 | 1.545 | 1.5887 | 1.6328 | 1.6783
Scenario 6: Aggressive Fuel Sub Phase In | SDG&E | Com | WholeBlg | Com - Office (Large) | Electric Energy (GWh/year) | Energy Efficiency | 1.3816 | 2.795 | 4.2412 | 5.727 | 7.2563 | 8.8144 | 10.4238 | 12.081 | 13.6225 | 14.0837 | 14.4823 | 14.8843 | 15.2985
Scenario 6: Aggressive Fuel Sub Phase In | SDG&E | Com | WholeBlg | Com - Office (Large) | Gas Energy (MMTherm/year) | Energy Efficiency | 0.0069284 | 0.013889 | 0.020865 | 0.027188 | 0.031225 | 0.031287 | 0.031325 | 0.031331 | 0.031307 | 0.031287 | 0.031262 | 0.031228 | 0.031203
Scenario 6: Aggressive Fuel Sub Phase In | SDG&E | Com | WholeBlg | Com - Office (Small) | Electric Demand (MW) | Energy Efficiency | 0.045435 | 0.091732 | 0.13896 | 0.18739 | 0.23717 | 0.28781 | 0.34001 | 0.39371 | 0.44357 | 0.45808 | 0.47068 | 0.48355 | 0.49621
Scenario 6: Aggressive Fuel Sub Phase In | SDG&E | Com | WholeBlg | Com - Office (Small) | Electric Energy (GWh/year) | Energy Efficiency | 0.41405 | 0.83596 | 1.2664 | 1.7077 | 2.1614 | 2.6232 | 3.0992 | 3.5889 | 4.0435 | 4.1756 | 4.2905 | 4.4078 | 4.5233
Scenario 6: Aggressive Fuel Sub Phase In | SDG&E | Com | WholeBlg | Com - Office (Small) | Gas Energy (MMTherm/year) | Energy Efficiency | 0.00060879 | 0.0012255 | 0.0018491 | 0.0024215 | 0.0027988 | 0.0028296 | 0.002856 | 0.002878 | 0.0028958 | 0.0029098 | 0.0029228 | 0.0029351 | 0.0029454
Scenario 6: Aggressive Fuel Sub Phase In | SDG&E | Com | WholeBlg | Com - Other | Electric Demand (MW) | Energy Efficiency | 0.080177 | 0.16242 | 0.24682 | 0.33389 | 0.42388 | 0.51593 | 0.61147 | 0.71031 | 0.80302 | 0.83368 | 0.86112 | 0.88909 | 0.91772
Scenario 6: Aggressive Fuel Sub Phase In | SDG&E | Com | WholeBlg | Com - Other | Electric Energy (GWh/year) | Energy Efficiency | 0.73066 | 1.4801 | 2.2493 | 3.0427 | 3.8629 | 4.7023 | 5.5735 | 6.4749 | 7.3202 | 7.5995 | 7.8496 | 8.1046 | 8.3655
Scenario 6: Aggressive Fuel Sub Phase In | SDG&E | Com | WholeBlg | Com - Other | Gas Energy (MMTherm/year) | Energy Efficiency | 0.0090077 | 0.018133 | 0.027361 | 0.035829 | 0.04141 | 0.041872 | 0.042293 | 0.042663 | 0.042987 | 0.043279 | 0.043563 | 0.043835 | 0.044058
Scenario 6: Aggressive Fuel Sub Phase In | SDG&E | Com | WholeBlg | Com - Refrig. Warehouse | Electric Demand (MW) | Energy Efficiency | 0.0016645 | 0.003412 | 0.0052495 | 0.007193 | 0.0092458 | 0.011378 | 0.013609 | 0.015945 | 0.018195 | 0.019193 | 0.020137 | 0.0211 | 0.021971
Scenario 6: Aggressive Fuel Sub Phase In | SDG&E | Com | WholeBlg | Com - Refrig. Warehouse | Electric Energy (GWh/year) | Energy Efficiency | 0.015169 | 0.031094 | 0.047839 | 0.06555 | 0.084258 | 0.1037 | 0.12404 | 0.14534 | 0.16586 | 0.17495 | 0.18356 | 0.19234 | 0.20028
Scenario 6: Aggressive Fuel Sub Phase In | SDG&E | Com | WholeBlg | Com - Refrig. Warehouse | Gas Energy (MMTherm/year) | Energy Efficiency | 3.831e-05 | 7.6997e-05 | 0.00011601 | 0.0001517 | 0.00017505 | 0.00017655 | 0.00017777 | 0.00017872 | 0.00017943 | 0.00017986 | 0.00018026 | 0.00018066 | 0.00018106
Scenario 6: Aggressive Fuel Sub Phase In | SDG&E | Com | WholeBlg | Com - Restaurant | Electric Demand (MW) | Energy Efficiency | 0.072999 | 0.15209 | 0.23791 | 0.28751 | 0.33892 | 0.39168 | 0.44643 | 0.50318 | 0.55663 | 0.57502 | 0.59176 | 0.60896 | 0.6247
Scenario 6: Aggressive Fuel Sub Phase In | SDG&E | Com | WholeBlg | Com - Restaurant | Electric Energy (GWh/year) | Energy Efficiency | 1.0277 | 2.175 | 3.455 | 3.907 | 4.3756 | 4.8567 | 5.3559 | 5.8734 | 6.3608 | 6.5283 | 6.6809 | 6.8377 | 6.9812
Scenario 6: Aggressive Fuel Sub Phase In | SDG&E | Com | WholeBlg | Com - Restaurant | Gas Energy (MMTherm/year) | Energy Efficiency | -0.00030117 | -0.0012667 | -0.0029816 | 0.00049101 | 0.0027744 | 0.0029468 | 0.0030923 | 0.0032115 | 0.0033063 | 0.0033715 | 0.0034329 | 0.0034915 | 0.0035438
Scenario 6: Aggressive Fuel Sub Phase In | SDG&E | Com | WholeBlg | Com - Retail | Electric Demand (MW) | Energy Efficiency | 0.05755 | 0.11374 | 0.16847 | 0.22205 | 0.27519 | 0.3269 | 0.37872 | 0.43086 | 0.47529 | 0.46289 | 0.44625 | 0.42885 | 0.41164
Scenario 6: Aggressive Fuel Sub Phase In | SDG&E | Com | WholeBlg | Com - Retail | Electric Energy (GWh/year) | Energy Efficiency | 2.7576 | 5.9494 | 9.6037 | 13.727 | 18.2406 | 23.1632 | 28.46 | 34.0636 | 39.8387 | 45.3015 | 50.8801 | 56.5937 | 62.4496
Scenario 6: Aggressive Fuel Sub Phase In | SDG&E | Com | WholeBlg | Com - Retail | Gas Energy (MMTherm/year) | Energy Efficiency | 0.016222 | 0.035514 | 0.058076 | 0.083847 | 0.11203 | 0.14259 | 0.17571 | 0.21091 | 0.24776 | 0.28602 | 0.32534 | 0.36564 | 0.4069
Scenario 6: Aggressive Fuel Sub Phase In | SDG&E | Com | WholeBlg | Com - School | Electric Demand (MW) | Energy Efficiency | 0.027604 | 0.055848 | 0.084769 | 0.11455 | 0.14528 | 0.17667 | 0.20923 | 0.24289 | 0.27442 | 0.28456 | 0.29362 | 0.30291 | 0.31229
Scenario 6: Aggressive Fuel Sub Phase In | SDG&E | Com | WholeBlg | Com - School | Electric Energy (GWh/year) | Energy Efficiency | 0.25156 | 0.50894 | 0.7725 | 1.0439 | 1.324 | 1.6102 | 1.9071 | 2.2141 | 2.5016 | 2.5939 | 2.6766 | 2.7612 | 2.8467
Scenario 6: Aggressive Fuel Sub Phase In | SDG&E | Com | WholeBlg | Com - School | Gas Energy (MMTherm/year) | Energy Efficiency | 0.0015809 | 0.0031735 | 0.0047753 | 0.0062351 | 0.0071812 | 0.0072248 | 0.0072617 | 0.0072908 | 0.0073123 | 0.0073296 | 0.0073465 | 0.0073629 | 0.0073785
Scenario 6: Aggressive Fuel Sub Phase In | SDG&E | Com | WholeBlg | Com - Warehouse | Electric Demand (MW) | Energy Efficiency | 0.025755 | 0.052238 | 0.079496 | 0.1077 | 0.13694 | 0.16692 | 0.19807 | 0.23034 | 0.26073 | 0.27125 | 0.28077 | 0.29048 | 0.30036
Scenario 6: Aggressive Fuel Sub Phase In | SDG&E | Com | WholeBlg | Com - Warehouse | Electric Energy (GWh/year) | Energy Efficiency | 0.23471 | 0.47605 | 0.72445 | 0.98147 | 1.2479 | 1.5213 | 1.8054 | 2.0997 | 2.3767 | 2.4726 | 2.5594 | 2.6479 | 2.7379
Scenario 6: Aggressive Fuel Sub Phase In | SDG&E | Com | WholeBlg | Com - Warehouse | Gas Energy (MMTherm/year) | Energy Efficiency | 0.0022739 | 0.0045821 | 0.0069217 | 0.0090754 | 0.010506 | 0.010645 | 0.010766 | 0.010871 | 0.010959 | 0.011031 | 0.011099 | 0.011165 | 0.011222
Scenario 6: Aggressive Fuel Sub Phase In | SDG&E | Ind | WholeBlg | Ind - All Other Industrial | Electric Demand (MW) | Energy Efficiency | 0.033862 | 0.06771 | 0.10156 | 0.13553 | 0.16955 | 0.17404 | 0.17864 | 0.18328 | 0.18784 | 0.19239 | 0.19688 | 0.20037 | 0.20043
Scenario 6: Aggressive Fuel Sub Phase In | SDG&E | Ind | WholeBlg | Ind - All Other Industrial | Electric Energy (GWh/year) | Energy Efficiency | 0.246 | 0.49189 | 0.73779 | 0.98453 | 1.2317 | 1.2693 | 1.3077 | 1.3464 | 1.3845 | 1.4226 | 1.4602 | 1.4894 | 1.4899
Scenario 6: Aggressive Fuel Sub Phase In | SDG&E | Ind | WholeBlg | Ind - All Other Industrial | Gas Energy (MMTherm/year) | Energy Efficiency | 0.0051345 | 0.010294 | 0.01547 | 0.020663 | 0.025869 | 0.028066 | 0.030249 | 0.032425 | 0.034598 | 0.03677 | 0.038951 | 0.040686 | 0.040765
Scenario 6: Aggressive Fuel Sub Phase In | SDG&E | Ind | WholeBlg | Ind - Chemicals | Electric Demand (MW) | Energy Efficiency | 0.037323 | 0.07495 | 0.11288 | 0.15121 | 0.18985 | 0.19618 | 0.20252 | 0.20878 | 0.21488 | 0.22087 | 0.22673 | 0.23142 | 0.2323
Scenario 6: Aggressive Fuel Sub Phase In | SDG&E | Ind | WholeBlg | Ind - Chemicals | Electric Energy (GWh/year) | Energy Efficiency | 0.27114 | 0.54449 | 0.82001 | 1.0985 | 1.3792 | 1.4306 | 1.4822 | 1.5333 | 1.5832 | 1.6324 | 1.6807 | 1.7193 | 1.7259
Scenario 6: Aggressive Fuel Sub Phase In | SDG&E | Ind | WholeBlg | Ind - Chemicals | Gas Energy (MMTherm/year) | Energy Efficiency | 0.0063209 | 0.012683 | 0.019082 | 0.025512 | 0.03197 | 0.03474 | 0.037499 | 0.040246 | 0.042985 | 0.045718 | 0.048448 | 0.050615 | 0.050727
Scenario 6: Aggressive Fuel Sub Phase In | SDG&E | Ind | WholeBlg | Ind - Electronics | Electric Demand (MW) | Energy Efficiency | 0.11765 | 0.23673 | 0.35729 | 0.4797 | 0.6037 | 0.62654 | 0.64985 | 0.67345 | 0.69695 | 0.72055 | 0.74403 | 0.76404 | 0.7721
Scenario 6: Aggressive Fuel Sub Phase In | SDG&E | Ind | WholeBlg | Ind - Electronics | Electric Energy (GWh/year) | Energy Efficiency | 0.85473 | 1.7198 | 2.5956 | 3.4848 | 4.3856 | 4.5688 | 4.7557 | 4.9448 | 5.1335 | 5.3232 | 5.5121 | 5.6724 | 5.7324
Scenario 6: Aggressive Fuel Sub Phase In | SDG&E | Ind | WholeBlg | Ind - Electronics | Gas Energy (MMTherm/year) | Energy Efficiency | 0.0069633 | 0.01404 | 0.02123 | 0.028529 | 0.035935 | 0.039357 | 0.042815 | 0.046312 | 0.049853 | 0.05344 | 0.057075 | 0.06014 | 0.060982
Scenario 6: Aggressive Fuel Sub Phase In | SDG&E | Ind | WholeBlg | Ind - Fabricated Metals | Electric Demand (MW) | Energy Efficiency | 0.01941 | 0.038954 | 0.058644 | 0.07849 | 0.098425 | 0.10147 | 0.10445 | 0.10734 | 0.1101 | 0.1128 | 0.11543 | 0.11745 | 0.11746
Scenario 6: Aggressive Fuel Sub Phase In | SDG&E | Ind | WholeBlg | Ind - Fabricated Metals | Electric Energy (GWh/year) | Energy Efficiency | 0.14101 | 0.28299 | 0.42603 | 0.5702 | 0.71501 | 0.73997 | 0.76454 | 0.78839 | 0.81139 | 0.83394 | 0.85595 | 0.87291 | 0.87305
Scenario 6: Aggressive Fuel Sub Phase In | SDG&E | Ind | WholeBlg | Ind - Fabricated Metals | Gas Energy (MMTherm/year) | Energy Efficiency | 0.0018897 | 0.0037994 | 0.0057284 | 0.0076693 | 0.0096182 | 0.010461 | 0.011292 | 0.01211 | 0.01292 | 0.013725 | 0.014526 | 0.015157 | 0.015169
Scenario 6: Aggressive Fuel Sub Phase In | SDG&E | Ind | WholeBlg | Ind - Food | Electric Demand (MW) | Energy Efficiency | 0.052883 | 0.1056 | 0.15818 | 0.21081 | 0.26339 | 0.26975 | 0.27628 | 0.28286 | 0.28933 | 0.29577 | 0.30208 | 0.30676 | 0.30606
Scenario 6: Aggressive Fuel Sub Phase In | SDG&E | Ind | WholeBlg | Ind - Food | Electric Energy (GWh/year) | Energy Efficiency | 0.38418 | 0.76716 | 1.1491 | 1.5315 | 1.9134 | 1.9674 | 2.0225 | 2.0781 | 2.1329 | 2.1873 | 2.2409 | 2.2809 | 2.2757
Scenario 6: Aggressive Fuel Sub Phase In | SDG&E | Ind | WholeBlg | Ind - Food | Gas Energy (MMTherm/year) | Energy Efficiency | 0.010219 | 0.020394 | 0.030517 | 0.040587 | 0.050602 | 0.054555 | 0.058467 | 0.062342 | 0.066186 | 0.070002 | 0.073797 | 0.076664 | 0.0762
Scenario 6: Aggressive Fuel Sub Phase In | SDG&E | Ind | WholeBlg | Ind - Industrial Machinery | Electric Demand (MW) | Energy Efficiency | 0.036172 | 0.072632 | 0.10942 | 0.14652 | 0.18376 | 0.18951 | 0.19513 | 0.20054 | 0.20574 | 0.21086 | 0.21589 | 0.21979 | 0.21996
Scenario 6: Aggressive Fuel Sub Phase In | SDG&E | Ind | WholeBlg | Ind - Industrial Machinery | Electric Energy (GWh/year) | Energy Efficiency | 0.26278 | 0.52765 | 0.7949 | 1.0644 | 1.3349 | 1.382 | 1.4282 | 1.4729 | 1.5161 | 1.5588 | 1.6008 | 1.6335 | 1.6349
Scenario 6: Aggressive Fuel Sub Phase In | SDG&E | Ind | WholeBlg | Ind - Industrial Machinery | Gas Energy (MMTherm/year) | Energy Efficiency | 0.013021 | 0.026241 | 0.039661 | 0.053198 | 0.066798 | 0.072777 | 0.078649 | 0.084413 | 0.090119 | 0.095802 | 0.10148 | 0.10598 | 0.10623
Scenario 6: Aggressive Fuel Sub Phase In | SDG&E | Ind | WholeBlg | Ind - Lumber & Furniture | Electric Demand (MW) | Energy Efficiency | 0.0025797 | 0.0051575 | 0.0077355 | 0.010322 | 0.012913 | 0.013255 | 0.013602 | 0.01395 | 0.014291 | 0.014626 | 0.014955 | 0.015204 | 0.015191
Scenario 6: Aggressive Fuel Sub Phase In | SDG&E | Ind | WholeBlg | Ind - Lumber & Furniture | Electric Energy (GWh/year) | Energy Efficiency | 0.018741 | 0.037468 | 0.056195 | 0.074986 | 0.093809 | 0.09667 | 0.099573 | 0.10248 | 0.10533 | 0.10815 | 0.11092 | 0.11303 | 0.11293
Scenario 6: Aggressive Fuel Sub Phase In | SDG&E | Ind | WholeBlg | Ind - Lumber & Furniture | Gas Energy (MMTherm/year) | Energy Efficiency | 6.5547e-05 | 0.00013156 | 0.00019795 | 0.00026466 | 0.00033168 | 0.00036029 | 0.00038843 | 0.00041617 | 0.00044358 | 0.00047068 | 0.00049764 | 0.00051875 | 0.0005185
Scenario 6: Aggressive Fuel Sub Phase In | SDG&E | Ind | WholeBlg | Ind - Paper | Electric Demand (MW) | Energy Efficiency | 0.0033328 | 0.0066419 | 0.0099291 | 0.013212 | 0.016487 | 0.016838 | 0.017201 | 0.017573 | 0.01794 | 0.01831 | 0.018681 | 0.018958 | 0.018903
Scenario 6: Aggressive Fuel Sub Phase In | SDG&E | Ind | WholeBlg | Ind - Paper | Electric Energy (GWh/year) | Energy Efficiency | 0.024212 | 0.048251 | 0.072131 | 0.095983 | 0.11977 | 0.12281 | 0.12593 | 0.12912 | 0.13227 | 0.13543 | 0.13861 | 0.141 | 0.14058
Scenario 6: Aggressive Fuel Sub Phase In | SDG&E | Ind | WholeBlg | Ind - Paper | Gas Energy (MMTherm/year) | Energy Efficiency | 3.6864e-06 | 7.3518e-06 | 1.0994e-05 | 1.462e-05 | 1.8231e-05 | 1.9656e-05 | 2.1069e-05 | 2.2477e-05 | 2.3879e-05 | 2.5279e-05 | 2.6681e-05 | 2.7758e-05 | 2.7641e-05
Scenario 6: Aggressive Fuel Sub Phase In | SDG&E | Ind | WholeBlg | Ind - Petroleum | Electric Demand (MW) | Energy Efficiency | 0.0019522 | 0.0038997 | 0.0058445 | 0.0077935 | 0.0097433 | 0.0099899 | 0.010244 | 0.010502 | 0.010757 | 0.011011 | 0.011259 | 0.011448 | 0.011438
Scenario 6: Aggressive Fuel Sub Phase In | SDG&E | Ind | WholeBlg | Ind - Petroleum | Electric Energy (GWh/year) | Energy Efficiency | 0.014183 | 0.02833 | 0.042458 | 0.056616 | 0.070781 | 0.072859 | 0.074994 | 0.077155 | 0.079291 | 0.08142 | 0.083513 | 0.08511 | 0.085034
Scenario 6: Aggressive Fuel Sub Phase In | SDG&E | Ind | WholeBlg | Ind - Petroleum | Gas Energy (MMTherm/year) | Energy Efficiency | 4.7142e-06 | 9.4394e-06 | 1.4175e-05 | 1.8919e-05 | 2.367e-05 | 2.5654e-05 | 2.7626e-05 | 2.9588e-05 | 3.1539e-05 | 3.3483e-05 | 3.5421e-05 | 3.6934e-05 | 3.6912e-05
Scenario 6: Aggressive Fuel Sub Phase In | SDG&E | Ind | WholeBlg | Ind - Plastics | Electric Demand (MW) | Energy Efficiency | 0.013439 | 0.026883 | 0.040339 | 0.053853 | 0.067399 | 0.069242 | 0.071123 | 0.073011 | 0.074862 | 0.076695 | 0.078485 | 0.079859 | 0.079862
Scenario 6: Aggressive Fuel Sub Phase In | SDG&E | Ind | WholeBlg | Ind - Plastics | Electric Energy (GWh/year) | Energy Efficiency | 0.097631 | 0.19529 | 0.29305 | 0.39122 | 0.48962 | 0.50499 | 0.52063 | 0.53633 | 0.55175 | 0.56706 | 0.58205 | 0.59361 | 0.59364
Scenario 6: Aggressive Fuel Sub Phase In | SDG&E | Ind | WholeBlg | Ind - Plastics | Gas Energy (MMTherm/year) | Energy Efficiency | 0.0013305 | 0.0027186 | 0.0041591 | 0.0056465 | 0.0071789 | 0.0079666 | 0.0087452 | 0.0095085 | 0.010262 | 0.011007 | 0.011749 | 0.012373 | 0.012564
Scenario 6: Aggressive Fuel Sub Phase In | SDG&E | Ind | WholeBlg | Ind - Primary Metals | Electric Demand (MW) | Energy Efficiency | 0.0045046 | 0.0090507 | 0.013645 | 0.018296 | 0.022989 | 0.023784 | 0.024583 | 0.025375 | 0.02615 | 0.026921 | 0.027683 | 0.028306 | 0.028466
Scenario 6: Aggressive Fuel Sub Phase In | SDG&E | Ind | WholeBlg | Ind - Primary Metals | Electric Energy (GWh/year) | Energy Efficiency | 0.032725 | 0.06575 | 0.099125 | 0.13291 | 0.167 | 0.17344 | 0.17992 | 0.18635 | 0.19266 | 0.19895 | 0.20518 | 0.21026 | 0.21145
Scenario 6: Aggressive Fuel Sub Phase In | SDG&E | Ind | WholeBlg | Ind - Primary Metals | Gas Energy (MMTherm/year) | Energy Efficiency | 0.0067757 | 0.013575 | 0.020397 | 0.027239 | 0.034095 | 0.036984 | 0.039865 | 0.04274 | 0.04561 | 0.048478 | 0.051345 | 0.053608 | 0.053668
Scenario 6: Aggressive Fuel Sub Phase In | SDG&E | Ind | WholeBlg | Ind - Printing & Publishing | Electric Demand (MW) | Energy Efficiency | 0.017106 | 0.034185 | 0.051253 | 0.068368 | 0.085499 | 0.087707 | 0.089973 | 0.092262 | 0.094514 | 0.096757 | 0.09896 | 0.10064 | 0.10058
Scenario 6: Aggressive Fuel Sub Phase In | SDG&E | Ind | WholeBlg | Ind - Printing & Publishing | Electric Energy (GWh/year) | Energy Efficiency | 0.12427 | 0.24835 | 0.37233 | 0.49667 | 0.62111 | 0.63966 | 0.65864 | 0.67778 | 0.69665 | 0.71546 | 0.73398 | 0.74816 | 0.74769
Scenario 6: Aggressive Fuel Sub Phase In | SDG&E | Ind | WholeBlg | Ind - Printing & Publishing | Gas Energy (MMTherm/year) | Energy Efficiency | 0.00044457 | 0.00089521 | 0.0013514 | 0.0018131 | 0.0022794 | 0.0024882 | 0.0026963 | 0.0029041 | 0.003112 | 0.0033204 | 0.0035297 | 0.0037004 | 0.0037271
Scenario 6: Aggressive Fuel Sub Phase In | SDG&E | Ind | WholeBlg | Ind - Stone-Glass-Clay | Electric Demand (MW) | Energy Efficiency | 0.0046715 | 0.0093799 | 0.014117 | 0.018895 | 0.023702 | 0.024453 | 0.025194 | 0.025926 | 0.026636 | 0.027332 | 0.028012 | 0.028549 | 0.028609
Scenario 6: Aggressive Fuel Sub Phase In | SDG&E | Ind | WholeBlg | Ind - Stone-Glass-Clay | Electric Energy (GWh/year) | Energy Efficiency | 0.033938 | 0.068142 | 0.10256 | 0.13727 | 0.17218 | 0.17832 | 0.18441 | 0.19042 | 0.19627 | 0.20204 | 0.20769 | 0.21215 | 0.21261
Scenario 6: Aggressive Fuel Sub Phase In | SDG&E | Ind | WholeBlg | Ind - Stone-Glass-Clay | Gas Energy (MMTherm/year) | Energy Efficiency | 0.0055295 | 0.01116 | 0.016868 | 0.02264 | 0.02847 | 0.031095 | 0.033688 | 0.03626 | 0.038817 | 0.041364 | 0.04391 | 0.04597 | 0.046232
Scenario 6: Aggressive Fuel Sub Phase In | SDG&E | Ind | WholeBlg | Ind - Textiles | Electric Demand (MW) | Energy Efficiency | 0.0020004 | 0.0039948 | 0.0059843 | 0.0079722 | 0.0099524 | 0.010176 | 0.010397 | 0.010611 | 0.010815 | 0.011014 | 0.011208 | 0.011342 | 0.011273
Scenario 6: Aggressive Fuel Sub Phase In | SDG&E | Ind | WholeBlg | Ind - Textiles | Electric Energy (GWh/year) | Energy Efficiency | 0.014532 | 0.029021 | 0.043474 | 0.057914 | 0.072299 | 0.074219 | 0.076116 | 0.077963 | 0.079735 | 0.081475 | 0.083174 | 0.084368 | 0.083856
Scenario 6: Aggressive Fuel Sub Phase In | SDG&E | Ind | WholeBlg | Ind - Textiles | Gas Energy (MMTherm/year) | Energy Efficiency | 7.1658e-05 | 0.00014352 | 0.00021557 | 0.00028772 | 0.00035989 | 0.00038993 | 0.00041975 | 0.00044934 | 0.00047875 | 0.00050803 | 0.00053721 | 0.00055993 | 0.0005593
Scenario 6: Aggressive Fuel Sub Phase In | SDG&E | Ind | WholeBlg | Ind - Transportation Equipment | Electric Demand (MW) | Energy Efficiency | 0.073716 | 0.14777 | 0.22262 | 0.29814 | 0.37391 | 0.38545 | 0.39701 | 0.40813 | 0.41898 | 0.42993 | 0.44092 | 0.44969 | 0.45084
Scenario 6: Aggressive Fuel Sub Phase In | SDG&E | Ind | WholeBlg | Ind - Transportation Equipment | Electric Energy (GWh/year) | Energy Efficiency | 0.53553 | 1.0735 | 1.6173 | 2.1658 | 2.7163 | 2.8109 | 2.9058 | 2.9976 | 3.0875 | 3.1782 | 3.2692 | 3.3417 | 3.3504
Scenario 6: Aggressive Fuel Sub Phase In | SDG&E | Ind | WholeBlg | Ind - Transportation Equipment | Gas Energy (MMTherm/year) | Energy Efficiency | 0.004166 | 0.0083291 | 0.01249 | 0.016647 | 0.0208 | 0.022504 | 0.024203 | 0.025898 | 0.02759 | 0.029278 | 0.030963 | 0.032274 | 0.03223
Scenario 6: Aggressive Fuel Sub Phase In | SDG&E | Res | AppPlug | Res - Multi Family | Electric Demand (MW) | Energy Efficiency | 3.2238e-05 | 6.4961e-05 | 9.8106e-05 | 0.00071171 | 0.0014045 | 0.0021033 | 0.0028073 | 0.0035153 | 0.0042265 | 0.0049403 | 0.0056566 | 0.0063759 | 0.0070657
Scenario 6: Aggressive Fuel Sub Phase In | SDG&E | Res | AppPlug | Res - Multi Family | Electric Energy (GWh/year) | Energy Efficiency | 0.00022892 | 0.00046129 | 0.00069666 | 0.0050539 | 0.0099735 | 0.014936 | 0.019935 | 0.024962 | 0.030012 | 0.035081 | 0.040168 | 0.045275 | 0.050174
Scenario 6: Aggressive Fuel Sub Phase In | SDG&E | Res | AppPlug | Res - Multi Family | Electric Energy (GWh/year) | Fuel Substitution | -4.8293e-06 | -1.0121e-05 | -1.5884e-05 | -2.2124e-05 | -2.8847e-05 | -3.6057e-05 | -3.6057e-05 | -3.6057e-05 | -3.6057e-05 | -3.6057e-05 | -3.6057e-05 | -3.6057e-05 | -3.6057e-05
Scenario 6: Aggressive Fuel Sub Phase In | SDG&E | Res | AppPlug | Res - Multi Family | Gas Energy (MMTherm/year) | Energy Efficiency | 2.1995e-05 | 4.4321e-05 | 6.6935e-05 | 0.00048558 | 0.00095826 | 0.001435 | 0.0019153 | 0.0023984 | 0.0028836 | 0.0033706 | 0.0038593 | 0.00435 | 0.0048207
Scenario 6: Aggressive Fuel Sub Phase In | SDG&E | Res | AppPlug | Res - Multi Family | Gas Energy (MMTherm/year) | Fuel Substitution | 1.0236e-06 | 2.1452e-06 | 3.3665e-06 | 4.6893e-06 | 6.1141e-06 | 7.6423e-06 | 7.6423e-06 | 7.6423e-06 | 7.6423e-06 | 7.6423e-06 | 7.6423e-06 | 7.6423e-06 | 7.6423e-06
Scenario 6: Aggressive Fuel Sub Phase In | SDG&E | Res | AppPlug | Res - Single Family | Electric Demand (MW) | Energy Efficiency | 0 | 0 | 0 | 0 | 0 | 1.4201e-05 | 2.953e-05 | 4.4927e-05 | 6.0381e-05 | 7.5886e-05 | 9.1441e-05 | 0.00010705 | 0.00012271
Scenario 6: Aggressive Fuel Sub Phase In | SDG&E | Res | AppPlug | Res - Single Family | Electric Energy (GWh/year) | Energy Efficiency | 0 | 0 | 0 | 0 | 0 | 9.0418e-05 | 0.00018802 | 0.00028605 | 0.00038445 | 0.00048317 | 0.00058221 | 0.00068159 | 0.00078131
Scenario 6: Aggressive Fuel Sub Phase In | SDG&E | Res | AppPlug | Res - Single Family | Electric Energy (GWh/year) | Fuel Substitution | -4.7574e-06 | -9.9321e-06 | -1.5528e-05 | -2.1549e-05 | -2.7997e-05 | -3.4875e-05 | -3.4875e-05 | -3.4875e-05 | -3.4875e-05 | -3.4875e-05 | -3.4875e-05 | -3.4875e-05 | -3.4875e-05
Scenario 6: Aggressive Fuel Sub Phase In | SDG&E | Res | AppPlug | Res - Single Family | Gas Energy (MMTherm/year) | Energy Efficiency | 1.3743e-09 | 3.4488e-09 | 5.7865e-09 | 8.353e-09 | 1.1082e-08 | 1.7048e-05 | 3.5436e-05 | 5.3905e-05 | 7.2441e-05 | 9.104e-05 | 0.0001097 | 0.00012842 | 0.0001472
Scenario 6: Aggressive Fuel Sub Phase In | SDG&E | Res | AppPlug | Res - Single Family | Gas Energy (MMTherm/year) | Fuel Substitution | 1.0093e-06 | 2.1071e-06 | 3.2943e-06 | 4.5717e-06 | 5.9397e-06 | 7.3988e-06 | 7.3988e-06 | 7.3988e-06 | 7.3988e-06 | 7.3988e-06 | 7.3988e-06 | 7.3988e-06 | 7.3988e-06
Scenario 6: Aggressive Fuel Sub Phase In | SDG&E | Res | BROs | Income Qualified - Multi Family IQ | Electric Demand (MW) | Energy Efficiency | 0.75079 | 0.77168 | 0.79386 | 0.81959 | 0.84639 | 0.87536 | 0.90326 | 0.933 | 0.96101 | 0.98825 | 1.0114 | 0.96908 | 0.99268
Scenario 6: Aggressive Fuel Sub Phase In | SDG&E | Res | BROs | Income Qualified - Multi Family IQ | Electric Energy (GWh/year) | Energy Efficiency | 3.3676 | 3.4808 | 3.6031 | 3.7455 | 3.8972 | 4.0641 | 4.232 | 4.4151 | 4.5975 | 4.7843 | 4.9603 | 4.8829 | 5.0881
Scenario 6: Aggressive Fuel Sub Phase In | SDG&E | Res | BROs | Income Qualified - Multi Family IQ | Gas Energy (MMTherm/year) | Energy Efficiency | 0.061453 | 0.062715 | 0.064211 | 0.06593 | 0.067803 | 0.06974 | 0.071817 | 0.074003 | 0.07638 | 0.078911 | 0.081736 | 0.084893 | 0.088418
Scenario 6: Aggressive Fuel Sub Phase In | SDG&E | Res | BROs | Income Qualified - Single Family IQ | Electric Demand (MW) | Energy Efficiency | 1.4012 | 1.4302 | 1.4612 | 1.5036 | 1.5477 | 1.5954 | 1.6408 | 1.6894 | 1.7347 | 1.7782 | 1.8142 | 1.744 | 1.7817
Scenario 6: Aggressive Fuel Sub Phase In | SDG&E | Res | BROs | Income Qualified - Single Family IQ | Electric Energy (GWh/year) | Energy Efficiency | 6.2891 | 6.4562 | 6.6377 | 6.8781 | 7.1344 | 7.4168 | 7.6991 | 8.0082 | 8.3148 | 8.6278 | 8.9201 | 8.8036 | 9.1517
Scenario 6: Aggressive Fuel Sub Phase In | SDG&E | Res | BROs | Income Qualified - Single Family IQ | Gas Energy (MMTherm/year) | Energy Efficiency | 0.20572 | 0.20904 | 0.21307 | 0.21779 | 0.22296 | 0.22831 | 0.23399 | 0.23999 | 0.24653 | 0.25359 | 0.26152 | 0.27042 | 0.28043
Scenario 6: Aggressive Fuel Sub Phase In | SDG&E | Res | BROs | Res - Multi Family | Electric Demand (MW) | Energy Efficiency | 4.9533 | 5.0618 | 5.1776 | 5.3325 | 5.494 | 5.6688 | 5.8359 | 6.0149 | 6.1825 | 6.3446 | 6.4804 | 6.6558 | 6.8371
Scenario 6: Aggressive Fuel Sub Phase In | SDG&E | Res | BROs | Res - Multi Family | Electric Energy (GWh/year) | Energy Efficiency | 22.2177 | 22.8324 | 23.5 | 24.3693 | 25.297 | 26.319 | 27.3427 | 28.4633 | 29.577 | 30.7156 | 31.7824 | 33.106 | 34.5312
Scenario 6: Aggressive Fuel Sub Phase In | SDG&E | Res | BROs | Res - Multi Family | Gas Energy (MMTherm/year) | Energy Efficiency | 0.69719 | 0.70875 | 0.72277 | 0.73911 | 0.75704 | 0.77558 | 0.79528 | 0.81607 | 0.83874 | 0.86316 | 0.89058 | 0.92135 | 0.95587
Scenario 6: Aggressive Fuel Sub Phase In | SDG&E | Res | BROs | Res - Single Family | Electric Demand (MW) | Energy Efficiency | 2.0795 | 2.1375 | 2.1989 | 2.2694 | 2.3426 | 2.4218 | 2.4977 | 2.5785 | 2.6544 | 2.7278 | 2.7898 | 2.8686 | 2.9496
Scenario 6: Aggressive Fuel Sub Phase In | SDG&E | Res | BROs | Res - Single Family | Electric Energy (GWh/year) | Energy Efficiency | 9.3337 | 9.649 | 9.9894 | 10.3814 | 10.7991 | 11.2584 | 11.7198 | 12.2226 | 12.723 | 13.2352 | 13.7166 | 14.3092 | 14.9459
Scenario 6: Aggressive Fuel Sub Phase In | SDG&E | Res | BROs | Res - Single Family | Gas Energy (MMTherm/year) | Energy Efficiency | 0.19225 | 0.19619 | 0.20086 | 0.20622 | 0.21207 | 0.21811 | 0.22459 | 0.23141 | 0.23883 | 0.24673 | 0.25555 | 0.2654 | 0.27641
Scenario 6: Aggressive Fuel Sub Phase In | SDG&E | Res | BldgEnv | Res - Multi Family | Electric Demand (MW) | Energy Efficiency | 0 | 0 | 0 | 5.1947e-05 | 0.00010276 | 0.0005048 | 0.0008983 | 0.0012835 | 0.0016608 | 0.0020303 | 0.0023924 | 0.0027473 | 0.0030951
Scenario 6: Aggressive Fuel Sub Phase In | SDG&E | Res | BldgEnv | Res - Multi Family | Electric Energy (GWh/year) | Energy Efficiency | 0 | 0 | 0 | 0.00024371 | 0.00048211 | 0.0012648 | 0.0020309 | 0.0027809 | 0.0035153 | 0.0042348 | 0.0049397 | 0.0056305 | 0.0063078
Scenario 6: Aggressive Fuel Sub Phase In | SDG&E | Res | BldgEnv | Res - Multi Family | Gas Energy (MMTherm/year) | Energy Efficiency | 0 | 0 | 0 | 8.7761e-05 | 0.00017361 | 0.00059739 | 0.0010122 | 0.0014182 | 0.0018159 | 0.0022054 | 0.002587 | 0.0029611 | 0.0033278
Scenario 6: Aggressive Fuel Sub Phase In | SDG&E | Res | BldgEnv | Res - Single Family | Electric Demand (MW) | Energy Efficiency | 0.007352 | 0.014735 | 0.022083 | 0.029323 | 0.036346 | 0.043195 | 0.049863 | 0.055531 | 0.056535 | 0.056188 | 0.055862 | 0.049698 | 0.043668
Scenario 6: Aggressive Fuel Sub Phase In | SDG&E | Res | BldgEnv | Res - Single Family | Electric Energy (GWh/year) | Energy Efficiency | 0.014568 | 0.028703 | 0.042478 | 0.055942 | 0.069155 | 0.082086 | 0.094742 | 0.10847 | 0.11155 | 0.11591 | 0.12014 | 0.10777 | 0.09568
Scenario 6: Aggressive Fuel Sub Phase In | SDG&E | Res | BldgEnv | Res - Single Family | Gas Energy (MMTherm/year) | Energy Efficiency | 0.0044099 | 0.0087625 | 0.013046 | 0.017245 | 0.021332 | 0.025319 | 0.029207 | 0.032909 | 0.0337 | 0.034222 | 0.034733 | 0.031059 | 0.027476
Scenario 6: Aggressive Fuel Sub Phase In | SDG&E | Res | HVAC | Res - Multi Family | Electric Demand (MW) | Energy Efficiency | 0.051358 | 0.092445 | 0.073956 | 0.059165 | 0.047332 | 0.037865 | 0.030292 | 0.024234 | 0.019387 | 0.01551 | 0.012408 | 0.0099262 | 0.007941
Scenario 6: Aggressive Fuel Sub Phase In | SDG&E | Res | HVAC | Res - Multi Family | Electric Energy (GWh/year) | Energy Efficiency | 0.0399 | 0.07182 | 0.057456 | 0.045965 | 0.036772 | 0.033782 | 0.032089 | 0.031354 | 0.031319 | 0.0318 | 0.032667 | 0.033846 | 0.035259
Scenario 6: Aggressive Fuel Sub Phase In | SDG&E | Res | HVAC | Res - Multi Family | Electric Energy (GWh/year) | Fuel Substitution | -0.00098403 | -0.0019778 | -0.0030884 | -0.0042046 | -0.0042046 | -0.0042046 | -0.0042046 | -0.0042046 | -0.0042046 | -0.0042046 | -0.0042046 | -0.0042046 | -0.0042046
Scenario 6: Aggressive Fuel Sub Phase In | SDG&E | Res | HVAC | Res - Multi Family | Gas Energy (MMTherm/year) | Energy Efficiency | 0 | 0 | 0 | 0 | 0 | 0.0005666 | 0.0011106 | 0.0016262 | 0.0021105 | 0.0025639 | 0.0029893 | 0.0033926 | 0.0037762
Scenario 6: Aggressive Fuel Sub Phase In | SDG&E | Res | HVAC | Res - Multi Family | Gas Energy (MMTherm/year) | Fuel Substitution | 0.00060374 | 0.001217 | 0.0019105 | 0.0026075 | 0.0026075 | 0.0026075 | 0.0026075 | 0.0026075 | 0.0026075 | 0.0026075 | 0.0026075 | 0.0026075 | 0.0026075
Scenario 6: Aggressive Fuel Sub Phase In | SDG&E | Res | HVAC | Res - Single Family | Electric Demand (MW) | Energy Efficiency | 0.77133 | 1.4862 | 1.7688 | 2.112 | 2.2604 | 2.4277 | 2.6096 | 2.8026 | 2.7925 | 2.764 | 2.7411 | 2.7228 | 2.7082
Scenario 6: Aggressive Fuel Sub Phase In | SDG&E | Res | HVAC | Res - Single Family | Electric Demand (MW) | Fuel Substitution | 0 | 0 | 0 | 0 | 3.1422e-05 | 6.5607e-05 | 0.00010122 | 0.00013725 | 0.00013725 | 0.00013725 | 0.00013725 | 0.00013725 | 0.00013725
Scenario 6: Aggressive Fuel Sub Phase In | SDG&E | Res | HVAC | Res - Single Family | Electric Energy (GWh/year) | Energy Efficiency | 0.45708 | 0.9105 | 1.2096 | 1.538 | 1.662 | 1.8026 | 1.9483 | 2.0977 | 2.1081 | 2.1037 | 2.101 | 2.0996 | 2.0994
Scenario 6: Aggressive Fuel Sub Phase In | SDG&E | Res | HVAC | Res - Single Family | Electric Energy (GWh/year) | Fuel Substitution | -0.089999 | -0.18163 | -0.27425 | -0.36749 | -0.36746 | -0.36743 | -0.36739 | -0.36735 | -0.36735 | -0.36735 | -0.36735 | -0.36735 | -0.36735
Scenario 6: Aggressive Fuel Sub Phase In | SDG&E | Res | HVAC | Res - Single Family | Gas Energy (MMTherm/year) | Energy Efficiency | 0.0028371 | 0.0060691 | 0.009552 | 0.013144 | 0.012262 | 0.012515 | 0.01269 | 0.012788 | 0.013605 | 0.014451 | 0.015237 | 0.015974 | 0.016668
Scenario 6: Aggressive Fuel Sub Phase In | SDG&E | Res | HVAC | Res - Single Family | Gas Energy (MMTherm/year) | Fuel Substitution | 0.021568 | 0.04351 | 0.065682 | 0.088047 | 0.088047 | 0.088047 | 0.088047 | 0.088047 | 0.088047 | 0.088047 | 0.088047 | 0.088047 | 0.088047
Scenario 6: Aggressive Fuel Sub Phase In | SDG&E | Res | WaterHeat | Res - Multi Family | Electric Demand (MW) | Energy Efficiency | 0.48394 | 0.96434 | 1.4395 | 1.909 | 2.3685 | 2.8201 | 3.264 | 3.7 | 4.128 | 4.5488 | 4.9632 | 5.3677 | 5.7679
Scenario 6: Aggressive Fuel Sub Phase In | SDG&E | Res | WaterHeat | Res - Multi Family | Electric Demand (MW) | Fuel Substitution | 0 | 0 | 0.00012237 | 0.00040288 | 0.00088015 | 0.0014 | 0.0019494 | 0.0025203 | 0.0031114 | 0.0037176 | 0.0043339 | 0.0049573 | 0.0055857
Scenario 6: Aggressive Fuel Sub Phase In | SDG&E | Res | WaterHeat | Res - Multi Family | Electric Energy (GWh/year) | Energy Efficiency | 2.3798 | 4.7425 | 7.0787 | 9.3868 | 11.6444 | 13.8627 | 16.0426 | 18.1833 | 20.2826 | 22.3461 | 24.3777 | 26.3505 | 28.3023
Scenario 6: Aggressive Fuel Sub Phase In | SDG&E | Res | WaterHeat | Res - Multi Family | Electric Energy (GWh/year) | Fuel Substitution | -0.19449 | -0.39504 | -0.59895 | -0.80524 | -1.013 | -1.2237 | -1.2208 | -1.2179 | -1.2148 | -1.2117 | -1.2085 | -1.2053 | -1.202
Scenario 6: Aggressive Fuel Sub Phase In | SDG&E | Res | WaterHeat | Res - Multi Family | Gas Energy (MMTherm/year) | Energy Efficiency | 0.12877 | 0.25145 | 0.32298 | 0.38067 | 0.43225 | 0.47847 | 0.51958 | 0.54936 | 0.57473 | 0.5962 | 0.61409 | 0.55782 | 0.50398
Scenario 6: Aggressive Fuel Sub Phase In | SDG&E | Res | WaterHeat | Res - Multi Family | Gas Energy (MMTherm/year) | Fuel Substitution | 0.014129 | 0.028699 | 0.043514 | 0.058502 | 0.073593 | 0.088911 | 0.088911 | 0.088911 | 0.088911 | 0.088911 | 0.088911 | 0.088911 | 0.088911
Scenario 6: Aggressive Fuel Sub Phase In | SDG&E | Res | WaterHeat | Res - Single Family | Electric Demand (MW) | Energy Efficiency | 0.27484 | 0.55107 | 0.82964 | 1.1039 | 1.3707 | 1.6316 | 1.8869 | 2.1366 | 2.3812 | 2.6213 | 2.8574 | 3.0849 | 3.3098
Scenario 6: Aggressive Fuel Sub Phase In | SDG&E | Res | WaterHeat | Res - Single Family | Electric Demand (MW) | Fuel Substitution | 0 | 0 | 0.00061611 | 0.0020117 | 0.0043179 | 0.006818 | 0.0094511 | 0.012174 | 0.014977 | 0.017844 | 0.020756 | 0.0237 | 0.026668
Scenario 6: Aggressive Fuel Sub Phase In | SDG&E | Res | WaterHeat | Res - Single Family | Electric Energy (GWh/year) | Energy Efficiency | 1.4128 | 2.8319 | 4.2637 | 5.6722 | 7.0413 | 8.3796 | 9.6878 | 10.9655 | 12.2166 | 13.4436 | 14.6495 | 15.7983 | 16.9335
Scenario 6: Aggressive Fuel Sub Phase In | SDG&E | Res | WaterHeat | Res - Single Family | Electric Energy (GWh/year) | Fuel Substitution | -0.012784 | -0.025929 | -0.032446 | -0.030431 | -0.01786 | -0.0042329 | 0.010119 | 0.024962 | 0.040236 | 0.055866 | 0.07174 | 0.087787 | 0.10396
Scenario 6: Aggressive Fuel Sub Phase In | SDG&E | Res | WaterHeat | Res - Single Family | Gas Energy (MMTherm/year) | Energy Efficiency | 0.46857 | 0.93598 | 1.1597 | 1.3607 | 1.5355 | 1.6875 | 1.8183 | 1.9183 | 1.9992 | 2.0648 | 2.1182 | 1.9187 | 1.7278
Scenario 6: Aggressive Fuel Sub Phase In | SDG&E | Res | WaterHeat | Res - Single Family | Gas Energy (MMTherm/year) | Fuel Substitution | 0.0018419 | 0.0037358 | 0.0051587 | 0.0059645 | 0.0059645 | 0.0059645 | 0.0059645 | 0.0059645 | 0.0059645 | 0.0059645 | 0.0059645 | 0.0059645 | 0.0059645

## PV Benefits (hidden)
Scenario | Utility | Sector | End Use | Building Type | Cost Test | Measure Type | 2025 | 2026 | 2027 | 2028 | 2029 | 2030 | 2031 | 2032 | 2033 | 2034 | 2035 | 2036 | 2037
Scenario 4: Reference ZEAS Phase In | PG&E | Ag | WholeBlg | Ag - Dairies, fishing, hunting | Participant Cost Test | Energy Efficiency | 214056.4017 | 217436.6067 | 220239.6446 | 222768.302 | 228040.4054 | 239482.0322 | 249875.5336 | 259621.8782 | 269389.5623 | 279519.3568 | 289780.049 | 296018.8637 | 302768.6259
Scenario 4: Reference ZEAS Phase In | PG&E | Ag | WholeBlg | Ag - Dairies, fishing, hunting | Program Administrator Cost Test | Energy Efficiency | 214056.4017 | 217436.6067 | 220239.6446 | 222768.302 | 228040.4054 | 239482.0322 | 249875.5336 | 259621.8782 | 269389.5623 | 279519.3568 | 289780.049 | 296018.8637 | 302768.6259
Scenario 4: Reference ZEAS Phase In | PG&E | Ag | WholeBlg | Ag - Dairies, fishing, hunting | Rate Impact Measure Test | Energy Efficiency | 214056.4017 | 217436.6067 | 220239.6446 | 222768.302 | 228040.4054 | 239482.0322 | 249875.5336 | 259621.8782 | 269389.5623 | 279519.3568 | 289780.049 | 296018.8637 | 302768.6259
Scenario 4: Reference ZEAS Phase In | PG&E | Ag | WholeBlg | Ag - Dairies, fishing, hunting | Total Resource Cost Test | Energy Efficiency | 214056.4017 | 217436.6067 | 220239.6446 | 222768.302 | 228040.4054 | 239482.0322 | 249875.5336 | 259621.8782 | 269389.5623 | 279519.3568 | 289780.049 | 296018.8637 | 302768.6259
Scenario 4: Reference ZEAS Phase In | PG&E | Ag | WholeBlg | Ag - Irrigated Agriculture, vineyards, forestry and greenhouses | Participant Cost Test | Energy Efficiency | 1748994.9183 | 1804624.2957 | 1852116.5851 | 1896582.4904 | 1961007.4542 | 2080088.0243 | 2191509.5489 | 2299449.7722 | 2407516.177 | 2519917.7689 | 2633325.7405 | 2710636.9702 | 2791998.07
Scenario 4: Reference ZEAS Phase In | PG&E | Ag | WholeBlg | Ag - Irrigated Agriculture, vineyards, forestry and greenhouses | Program Administrator Cost Test | Energy Efficiency | 1748994.9183 | 1804624.2957 | 1852116.5851 | 1896582.4904 | 1961007.4542 | 2080088.0243 | 2191509.5489 | 2299449.7722 | 2407516.177 | 2519917.7689 | 2633325.7405 | 2710636.9702 | 2791998.07
Scenario 4: Reference ZEAS Phase In | PG&E | Ag | WholeBlg | Ag - Irrigated Agriculture, vineyards, forestry and greenhouses | Rate Impact Measure Test | Energy Efficiency | 1748994.9183 | 1804624.2957 | 1852116.5851 | 1896582.4904 | 1961007.4542 | 2080088.0243 | 2191509.5489 | 2299449.7722 | 2407516.177 | 2519917.7689 | 2633325.7405 | 2710636.9702 | 2791998.07
Scenario 4: Reference ZEAS Phase In | PG&E | Ag | WholeBlg | Ag - Irrigated Agriculture, vineyards, forestry and greenhouses | Total Resource Cost Test | Energy Efficiency | 1748994.9183 | 1804624.2957 | 1852116.5851 | 1896582.4904 | 1961007.4542 | 2080088.0243 | 2191509.5489 | 2299449.7722 | 2407516.177 | 2519917.7689 | 2633325.7405 | 2710636.9702 | 2791998.07
Scenario 4: Reference ZEAS Phase In | PG&E | Ag | WholeBlg | Ag - Water pumping | Participant Cost Test | Energy Efficiency | 1032562.2727 | 1021275.2113 | 1003739.2548 | 984901.2681 | 977480.7304 | 1003009.6778 | 1022589.6476 | 1038389.6521 | 1049795.961 | 1061328.2682 | 1070534.595 | 1061955.6033 | 1054008.0669
Scenario 4: Reference ZEAS Phase In | PG&E | Ag | WholeBlg | Ag - Water pumping | Program Administrator Cost Test | Energy Efficiency | 1032562.2727 | 1021275.2113 | 1003739.2548 | 984901.2681 | 977480.7304 | 1003009.6778 | 1022589.6476 | 1038389.6521 | 1049795.961 | 1061328.2682 | 1070534.595 | 1061955.6033 | 1054008.0669
Scenario 4: Reference ZEAS Phase In | PG&E | Ag | WholeBlg | Ag - Water pumping | Rate Impact Measure Test | Energy Efficiency | 1032562.2727 | 1021275.2113 | 1003739.2548 | 984901.2681 | 977480.7304 | 1003009.6778 | 1022589.6476 | 1038389.6521 | 1049795.961 | 1061328.2682 | 1070534.595 | 1061955.6033 | 1054008.0669
Scenario 4: Reference ZEAS Phase In | PG&E | Ag | WholeBlg | Ag - Water pumping | Total Resource Cost Test | Energy Efficiency | 1032562.2727 | 1021275.2113 | 1003739.2548 | 984901.2681 | 977480.7304 | 1003009.6778 | 1022589.6476 | 1038389.6521 | 1049795.961 | 1061328.2682 | 1070534.595 | 1061955.6033 | 1054008.0669
Scenario 4: Reference ZEAS Phase In | PG&E | Com | AppPlug | Com - Health | Participant Cost Test | Energy Efficiency | 6777245.1872 | 7459260.3008 | 8035816.8294 | 8357466.4196 | 7046739.0556 | 5142318.3137 | 16140217.04 | 8362664.6034 | 8202129.9021 | 7945775.2495 | 7109731.9969 | 5207999.5147 | 3122347.5474
Scenario 4: Reference ZEAS Phase In | PG&E | Com | AppPlug | Com - Health | Program Administrator Cost Test | Energy Efficiency | 5944874.0777 | 6723938.661 | 7434499.1137 | 7919589.8109 | 7203319.1063 | 4867824.3518 | 20769580.5414 | 10239319.2787 | 10794500.6805 | 11257536.0267 | 11608308.9263 | 12214794.7123 | 12801864.9041
Scenario 4: Reference ZEAS Phase In | PG&E | Com | AppPlug | Com - Health | Rate Impact Measure Test | Energy Efficiency | 5944874.0777 | 6723938.661 | 7434499.1137 | 7919589.8109 | 7203319.1063 | 4867824.3518 | 20769580.5414 | 10239319.2787 | 10794500.6805 | 11257536.0267 | 11608308.9263 | 12214794.7123 | 12801864.9041
Scenario 4: Reference ZEAS Phase In | PG&E | Com | AppPlug | Com - Health | Total Resource Cost Test | Energy Efficiency | 5944874.0777 | 6723938.661 | 7434499.1137 | 7919589.8109 | 7203319.1063 | 4867824.3518 | 20769580.5414 | 10239319.2787 | 10794500.6805 | 11257536.0267 | 11608308.9263 | 12214794.7123 | 12801864.9041
Scenario 4: Reference ZEAS Phase In | PG&E | Com | AppPlug | Com - Lodging | Participant Cost Test | Energy Efficiency | 5960953.6901 | 6631933.9446 | 6982328.6138 | 7263132.766 | 7264283.699 | 7167341.0723 | 7018033.4116 | 6804790.2196 | 6525165.3569 | 6184247.9016 | 2004860.6145 | 2276494.2128 | 6672717.7787
Scenario 4: Reference ZEAS Phase In | PG&E | Com | AppPlug | Com - Lodging | Program Administrator Cost Test | Energy Efficiency | 5261424.1737 | 6023224.9265 | 6503852.8271 | 6935302.9686 | 7445872.9772 | 7915372.3261 | 8397526.2708 | 8877369.2709 | 9355780.2634 | 9854178.217 | 6370972.9639 | 3722893.5999 | 45354113.3581
Scenario 4: Reference ZEAS Phase In | PG&E | Com | AppPlug | Com - Lodging | Rate Impact Measure Test | Energy Efficiency | 5261424.1737 | 6023224.9265 | 6503852.8271 | 6935302.9686 | 7445872.9772 | 7915372.3261 | 8397526.2708 | 8877369.2709 | 9355780.2634 | 9854178.217 | 6370972.9639 | 3722893.5999 | 45354113.3581
Scenario 4: Reference ZEAS Phase In | PG&E | Com | AppPlug | Com - Lodging | Total Resource Cost Test | Energy Efficiency | 5261424.1737 | 6023224.9265 | 6503852.8271 | 6935302.9686 | 7445872.9772 | 7915372.3261 | 8397526.2708 | 8877369.2709 | 9355780.2634 | 9854178.217 | 6370972.9639 | 3722893.5999 | 45354113.3581
Scenario 4: Reference ZEAS Phase In | PG&E | Com | AppPlug | Com - Other | Participant Cost Test | Energy Efficiency | 17064.2855 | 19588.0897 | 22414.7612 | 25293.0628 | 28028.3497 | 31371.4239 | 34933.2915 | 38357.6623 | 41373.0809 | 37014.833 | 31204.2661 | 23772.0736 | 14598.0601
Scenario 4: Reference ZEAS Phase In | PG&E | Com | AppPlug | Com - Other | Program Administrator Cost Test | Energy Efficiency | 11960.7808 | 14082.2814 | 16526.5488 | 19125.9192 | 21748.0625 | 24973.523 | 28543.0039 | 32157.9852 | 35583.6693 | 39433.5114 | 43557.4155 | 47897.5222 | 52549.115
Scenario 4: Reference ZEAS Phase In | PG&E | Com | AppPlug | Com - Other | Rate Impact Measure Test | Energy Efficiency | 11960.7808 | 14082.2814 | 16526.5488 | 19125.9192 | 21748.0625 | 24973.523 | 28543.0039 | 32157.9852 | 35583.6693 | 39433.5114 | 43557.4155 | 47897.5222 | 52549.115
Scenario 4: Reference ZEAS Phase In | PG&E | Com | AppPlug | Com - Other | Total Resource Cost Test | Energy Efficiency | 11960.7808 | 14082.2814 | 16526.5488 | 19125.9192 | 21748.0625 | 24973.523 | 28543.0039 | 32157.9852 | 35583.6693 | 39433.5114 | 43557.4155 | 47897.5222 | 52549.115
Scenario 4: Reference ZEAS Phase In | PG&E | Com | BROs | Com - Lodging | Participant Cost Test | Energy Efficiency | 1222.1319 | 2661.863 | 4053.0946 | 4876.0152 | 5808.8039 | 7605.881 | 9538.2402 | 11471.6334 | 13558.9414 | 17051.976 | 20624.3918 | 23166.3387 | 25604.8242
Scenario 4: Reference ZEAS Phase In | PG&E | Com | BROs | Com - Lodging | Program Administrator Cost Test | Energy Efficiency | 1222.1319 | 2661.863 | 4053.0946 | 4876.0152 | 5808.8039 | 7605.881 | 9538.2402 | 11471.6334 | 13558.9414 | 17051.976 | 20624.3918 | 23166.3387 | 25604.8242
Scenario 4: Reference ZEAS Phase In | PG&E | Com | BROs | Com - Lodging | Rate Impact Measure Test | Energy Efficiency | 1222.1319 | 2661.863 | 4053.0946 | 4876.0152 | 5808.8039 | 7605.881 | 9538.2402 | 11471.6334 | 13558.9414 | 17051.976 | 20624.3918 | 23166.3387 | 25604.8242
Scenario 4: Reference ZEAS Phase In | PG&E | Com | BROs | Com - Lodging | Total Resource Cost Test | Energy Efficiency | 1222.1319 | 2661.863 | 4053.0946 | 4876.0152 | 5808.8039 | 7605.881 | 9538.2402 | 11471.6334 | 13558.9414 | 17051.976 | 20624.3918 | 23166.3387 | 25604.8242
Scenario 4: Reference ZEAS Phase In | PG&E | Com | BROs | Com - Other | Participant Cost Test | Energy Efficiency | 4713.9811 | 10797.9743 | 17157.9171 | 21284.9463 | 26273.6902 | 36016.1206 | 46623.7721 | 55894.4951 | 66983.8796 | 85255.9248 | 104434.2981 | 118721.0271 | 131959.7593
Scenario 4: Reference ZEAS Phase In | PG&E | Com | BROs | Com - Other | Program Administrator Cost Test | Energy Efficiency | 4713.9811 | 10797.9743 | 17157.9171 | 21284.9463 | 26273.6902 | 36016.1206 | 46623.7721 | 55894.4951 | 66983.8796 | 85255.9248 | 104434.2981 | 118721.0271 | 131959.7593
Scenario 4: Reference ZEAS Phase In | PG&E | Com | BROs | Com - Other | Rate Impact Measure Test | Energy Efficiency | 4713.9811 | 10797.9743 | 17157.9171 | 21284.9463 | 26273.6902 | 36016.1206 | 46623.7721 | 55894.4951 | 66983.8796 | 85255.9248 | 104434.2981 | 118721.0271 | 131959.7593
Scenario 4: Reference ZEAS Phase In | PG&E | Com | BROs | Com - Other | Total Resource Cost Test | Energy Efficiency | 4713.9811 | 10797.9743 | 17157.9171 | 21284.9463 | 26273.6902 | 36016.1206 | 46623.7721 | 55894.4951 | 66983.8796 | 85255.9248 | 104434.2981 | 118721.0271 | 131959.7593
Scenario 4: Reference ZEAS Phase In | PG&E | Com | BROs | Com - Retail | Participant Cost Test | Energy Efficiency | 6102.0337 | 13152.5562 | 19820.3074 | 23597.9812 | 27810.7124 | 36044.6685 | 44813.3967 | 54479.4955 | 63716.1887 | 79277.2833 | 94862.489 | 105422.7392 | 117566.1779
Scenario 4: Reference ZEAS Phase In | PG&E | Com | BROs | Com - Retail | Program Administrator Cost Test | Energy Efficiency | 6102.0337 | 13152.5562 | 19820.3074 | 23597.9812 | 27810.7124 | 36044.6685 | 44813.3967 | 54479.4955 | 63716.1887 | 79277.2833 | 94862.489 | 105422.7392 | 117566.1779
Scenario 4: Reference ZEAS Phase In | PG&E | Com | BROs | Com - Retail | Rate Impact Measure Test | Energy Efficiency | 6102.0337 | 13152.5562 | 19820.3074 | 23597.9812 | 27810.7124 | 36044.6685 | 44813.3967 | 54479.4955 | 63716.1887 | 79277.2833 | 94862.489 | 105422.7392 | 117566.1779
Scenario 4: Reference ZEAS Phase In | PG&E | Com | BROs | Com - Retail | Total Resource Cost Test | Energy Efficiency | 6102.0337 | 13152.5562 | 19820.3074 | 23597.9812 | 27810.7124 | 36044.6685 | 44813.3967 | 54479.4955 | 63716.1887 | 79277.2833 | 94862.489 | 105422.7392 | 117566.1779
Scenario 4: Reference ZEAS Phase In | PG&E | Com | BldgEnv | Com - College | Participant Cost Test | Energy Efficiency | 1740.2757 | 1737.625 | 1799.4922 | 1856.6001 | 1838.1668 | 1787.1709 | 1744.3516 | 1633.8194 | 1200.3428 | 1029.9399 | 819.4273 | 567.7644 | 298.4357
Scenario 4: Reference ZEAS Phase In | PG&E | Com | BldgEnv | Com - College | Program Administrator Cost Test | Energy Efficiency | 1306.9259 | 1426.7555 | 1592.5004 | 1788.7235 | 1945.8119 | 2098.7224 | 2296.4013 | 2467.1263 | 2708.4185 | 2939.6422 | 3157.23 | 3319.1389 | 3536.6246
Scenario 4: Reference ZEAS Phase In | PG&E | Com | BldgEnv | Com - College | Rate Impact Measure Test | Energy Efficiency | 1306.9259 | 1426.7555 | 1592.5004 | 1788.7235 | 1945.8119 | 2098.7224 | 2296.4013 | 2467.1263 | 2708.4185 | 2939.6422 | 3157.23 | 3319.1389 | 3536.6246
Scenario 4: Reference ZEAS Phase In | PG&E | Com | BldgEnv | Com - College | Total Resource Cost Test | Energy Efficiency | 1542.1876 | 1663.7789 | 1851.8194 | 2061.3357 | 2228.242 | 2388.3625 | 2597.4167 | 2774.3878 | 2708.4185 | 2939.6422 | 3157.23 | 3319.1389 | 3536.6246
Scenario 4: Reference ZEAS Phase In | PG&E | Com | BldgEnv | Com - Grocery | Participant Cost Test | Energy Efficiency | 2832.4627 | 2888.0331 | 2943.9803 | 2984.7074 | 2961.1021 | 2932.8437 | 2853.1934 | 2694.3491 | 2045.7634 | 1747.2397 | 1399.3393 | 993.9445 | 530.3705
Scenario 4: Reference ZEAS Phase In | PG&E | Com | BldgEnv | Com - Grocery | Program Administrator Cost Test | Energy Efficiency | 2079.5317 | 2306.7536 | 2569.84 | 2861.4369 | 3142.299 | 3490.2029 | 3849.2661 | 4231.3732 | 4595.1426 | 4989.3379 | 5414.236 | 5853.1683 | 6333.3842
Scenario 4: Reference ZEAS Phase In | PG&E | Com | BldgEnv | Com - Grocery | Rate Impact Measure Test | Energy Efficiency | 2079.5317 | 2306.7536 | 2569.84 | 2861.4369 | 3142.299 | 3490.2029 | 3849.2661 | 4231.3732 | 4595.1426 | 4989.3379 | 5414.236 | 5853.1683 | 6333.3842
Scenario 4: Reference ZEAS Phase In | PG&E | Com | BldgEnv | Com - Grocery | Total Resource Cost Test | Energy Efficiency | 2386.009 | 2622.4376 | 2897.3567 | 3203.7333 | 3495.7813 | 3858.5356 | 4231.0411 | 4626.1598 | 4595.1426 | 4989.3379 | 5414.236 | 5853.1683 | 6333.3842
Scenario 4: Reference ZEAS Phase In | PG&E | Com | BldgEnv | Com - Health | Participant Cost Test | Energy Efficiency | 247795.8706 | 260715.3349 | 265216.3956 | 258972.7484 | 242515.5067 | 218453.4207 | 187702.935 | 142317.2964 | 82907.5792 | 49171.5018 | 24518.7344 | 8854.6835 | 1466.135
Scenario 4: Reference ZEAS Phase In | PG&E | Com | BldgEnv | Com - Health | Program Administrator Cost Test | Energy Efficiency | 150271.6157 | 163232.8068 | 171415.6658 | 172767.4725 | 167627.2391 | 157374.6132 | 141339.3777 | 121508.885 | 99486.0567 | 76734.9529 | 54436.8768 | 34357.2408 | 18411.6735
Scenario 4: Reference ZEAS Phase In | PG&E | Com | BldgEnv | Com - Health | Rate Impact Measure Test | Energy Efficiency | 150271.6157 | 163232.8068 | 171415.6658 | 172767.4725 | 167627.2391 | 157374.6132 | 141339.3777 | 121508.885 | 99486.0567 | 76734.9529 | 54436.8768 | 34357.2408 | 18411.6735
Scenario 4: Reference ZEAS Phase In | PG&E | Com | BldgEnv | Com - Health | Total Resource Cost Test | Energy Efficiency | 180958.7368 | 195031.9557 | 203256.05 | 203386.6455 | 195896.5173 | 182532.899 | 162740.2239 | 138901.3026 | 99486.0567 | 76734.9529 | 54436.8768 | 34357.2408 | 18411.6735
Scenario 4: Reference ZEAS Phase In | PG&E | Com | BldgEnv | Com - Lodging | Participant Cost Test | Energy Efficiency | 411648.0715 | 395285.4668 | 362576.5289 | 316089.8098 | 260821.2392 | 201357.5087 | 142646.8131 | 83766.6013 | 20854.5843 | 6592.5364 | 5275.5952 | 3754.9495 | 2000.4686
Scenario 4: Reference ZEAS Phase In | PG&E | Com | BldgEnv | Com - Lodging | Program Administrator Cost Test | Energy Efficiency | 198690.4779 | 198119.6144 | 188806.3171 | 171460.6273 | 148366.068 | 121324.5665 | 92570.0399 | 64128.5047 | 37424.4939 | 23952.1382 | 25841.6494 | 27873.9866 | 29992.9804
Scenario 4: Reference ZEAS Phase In | PG&E | Com | BldgEnv | Com - Lodging | Rate Impact Measure Test | Energy Efficiency | 198690.4779 | 198119.6144 | 188806.3171 | 171460.6273 | 148366.068 | 121324.5665 | 92570.0399 | 64128.5047 | 37424.4939 | 23952.1382 | 25841.6494 | 27873.9866 | 29992.9804
Scenario 4: Reference ZEAS Phase In | PG&E | Com | BldgEnv | Com - Lodging | Total Resource Cost Test | Energy Efficiency | 337904.7292 | 330276.6655 | 308638.5702 | 274864.705 | 233032.2057 | 186468.4122 | 138989.3301 | 93653.7095 | 37424.4939 | 23952.1382 | 25841.6494 | 27873.9866 | 29992.9804
Scenario 4: Reference ZEAS Phase In | PG&E | Com | BldgEnv | Com - Office (Large) | Participant Cost Test | Energy Efficiency | 26618.9656 | 26754.9706 | 26900.1049 | 26538.3338 | 26046.3671 | 25132.9894 | 24044.8895 | 22292.9561 | 14572.76 | 12205.6763 | 9548.2273 | 6637.6046 | 3463.1043
Scenario 4: Reference ZEAS Phase In | PG&E | Com | BldgEnv | Com - Office (Large) | Program Administrator Cost Test | Energy Efficiency | 18810.633 | 20491.0928 | 22415.016 | 24196.6572 | 26205.1788 | 28204.7627 | 30416.6383 | 32381.4557 | 34096.5195 | 36159.6621 | 38180.4541 | 40263.6933 | 42467.8953
Scenario 4: Reference ZEAS Phase In | PG&E | Com | BldgEnv | Com - Office (Large) | Rate Impact Measure Test | Energy Efficiency | 18810.633 | 20491.0928 | 22415.016 | 24196.6572 | 26205.1788 | 28204.7627 | 30416.6383 | 32381.4557 | 34096.5195 | 36159.6621 | 38180.4541 | 40263.6933 | 42467.8953
Scenario 4: Reference ZEAS Phase In | PG&E | Com | BldgEnv | Com - Office (Large) | Total Resource Cost Test | Energy Efficiency | 23492.6329 | 25316.5816 | 27411.1966 | 29308.1024 | 31446.2266 | 33538.6048 | 35856.1218 | 37861.4681 | 34096.5195 | 36159.6621 | 38180.4541 | 40263.6933 | 42467.8953
Scenario 4: Reference ZEAS Phase In | PG&E | Com | BldgEnv | Com - Office (Small) | Participant Cost Test | Energy Efficiency | 4578.1617 | 4661.585 | 4724.7924 | 807.9535 | 42823.6877 | 4193.4195 | 4035.264 | 3759.2898 | 2903.0384 | 2461.5606 | 1955.5656 | 1379.8397 | 730.281
Scenario 4: Reference ZEAS Phase In | PG&E | Com | BldgEnv | Com - Office (Small) | Program Administrator Cost Test | Energy Efficiency | 3441.1545 | 3806.1788 | 4207.3799 | 438.7573 | 50345.0999 | 5043.1135 | 5498.7169 | 5969.643 | 6441.0448 | 6944.6025 | 7476.4336 | 8031.1986 | 8620.6326
Scenario 4: Reference ZEAS Phase In | PG&E | Com | BldgEnv | Com - Office (Small) | Rate Impact Measure Test | Energy Efficiency | 3441.1545 | 3806.1788 | 4207.3799 | 438.7573 | 50345.0999 | 5043.1135 | 5498.7169 | 5969.643 | 6441.0448 | 6944.6025 | 7476.4336 | 8031.1986 | 8620.6326
Scenario 4: Reference ZEAS Phase In | PG&E | Com | BldgEnv | Com - Office (Small) | Total Resource Cost Test | Energy Efficiency | 3858.7147 | 4239.0263 | 4656.5544 | 539.3285 | 54569.5267 | 5495.9148 | 5962.8531 | 6443.8085 | 6441.0448 | 6944.6025 | 7476.4336 | 8031.1986 | 8620.6326
Scenario 4: Reference ZEAS Phase In | PG&E | Com | BldgEnv | Com - Other | Participant Cost Test | Energy Efficiency | 4936.1197 | 5019.8682 | 5098.6436 | 5110.8604 | 5042.5659 | 4984.7384 | 4882.4376 | 4610.3109 | 3029.3495 | 2559.9154 | 2029.3066 | 1427.2648 | 754.4537
Scenario 4: Reference ZEAS Phase In | PG&E | Com | BldgEnv | Com - Other | Program Administrator Cost Test | Energy Efficiency | 3144.2369 | 3464.3635 | 3825.0641 | 4187.1279 | 4540.1253 | 4992.9302 | 5490.5459 | 5977.1217 | 6396.8214 | 6893.3246 | 7426.0015 | 7970.3508 | 8565.8156
Scenario 4: Reference ZEAS Phase In | PG&E | Com | BldgEnv | Com - Other | Rate Impact Measure Test | Energy Efficiency | 3144.2369 | 3464.3635 | 3825.0641 | 4187.1279 | 4540.1253 | 4992.9302 | 5490.5459 | 5977.1217 | 6396.8214 | 6893.3246 | 7426.0015 | 7970.3508 | 8565.8156
Scenario 4: Reference ZEAS Phase In | PG&E | Com | BldgEnv | Com - Other | Total Resource Cost Test | Energy Efficiency | 4114.762 | 4459.6207 | 4849.3685 | 5235.7398 | 5605.4872 | 6086.8659 | 6615.1811 | 7124.5784 | 6396.8214 | 6893.3246 | 7426.0015 | 7970.3508 | 8565.8156
Scenario 4: Reference ZEAS Phase In | PG&E | Com | BldgEnv | Com - Refrig. Warehouse | Participant Cost Test | Energy Efficiency | 1133.0937 | 1164.8128 | 1183.4807 | 1185.8364 | 1169.8853 | 1134.8817 | 1072.7019 | 973.2779 | 796.2234 | 658.5477 | 509.8447 | 351.8634 | 182.808
Scenario 4: Reference ZEAS Phase In | PG&E | Com | BldgEnv | Com - Refrig. Warehouse | Program Administrator Cost Test | Energy Efficiency | 937.1622 | 1039.0993 | 1143 | 1248.946 | 1357.5707 | 1472.0574 | 1577.9475 | 1686.081 | 1784.0924 | 1889.7823 | 1996.7253 | 2112.0685 | 2238.754
Scenario 4: Reference ZEAS Phase In | PG&E | Com | BldgEnv | Com - Refrig. Warehouse | Rate Impact Measure Test | Energy Efficiency | 937.1622 | 1039.0993 | 1143 | 1248.946 | 1357.5707 | 1472.0574 | 1577.9475 | 1686.081 | 1784.0924 | 1889.7823 | 1996.7253 | 2112.0685 | 2238.754
Scenario 4: Reference ZEAS Phase In | PG&E | Com | BldgEnv | Com - Refrig. Warehouse | Total Resource Cost Test | Energy Efficiency | 977.0368 | 1081.0549 | 1186.7878 | 1294.3071 | 1404.2286 | 1519.8006 | 1626.2387 | 1734.7399 | 1784.0924 | 1889.7823 | 1996.7253 | 2112.0685 | 2238.754
Scenario 4: Reference ZEAS Phase In | PG&E | Com | BldgEnv | Com - Restaurant | Participant Cost Test | Energy Efficiency | 1276.7686 | 1275.5249 | 1286.4748 | 1281.4243 | 1259.9366 | 1219.6464 | 1169.7862 | 1079.5779 | 902.7908 | 765.3206 | 607.1165 | 65.3615 | 2156.0358
Scenario 4: Reference ZEAS Phase In | PG&E | Com | BldgEnv | Com - Restaurant | Program Administrator Cost Test | Energy Efficiency | 999.0724 | 1083.9147 | 1192.4914 | 1304.5735 | 1421.8989 | 1544.8595 | 1684.3371 | 1825.0622 | 1967.8552 | 2123.7423 | 2285.2104 | 155.3693 | 27328.6423
Scenario 4: Reference ZEAS Phase In | PG&E | Com | BldgEnv | Com - Restaurant | Rate Impact Measure Test | Energy Efficiency | 999.0724 | 1083.9147 | 1192.4914 | 1304.5735 | 1421.8989 | 1544.8595 | 1684.3371 | 1825.0622 | 1967.8552 | 2123.7423 | 2285.2104 | 155.3693 | 27328.6423
Scenario 4: Reference ZEAS Phase In | PG&E | Com | BldgEnv | Com - Restaurant | Total Resource Cost Test | Energy Efficiency | 1047.3069 | 1132.7207 | 1242.7787 | 1356.2056 | 1474.74 | 1598.7338 | 1739.4747 | 1881.2214 | 1967.8552 | 2123.7423 | 2285.2104 | 155.3693 | 27328.6423
Scenario 4: Reference ZEAS Phase In | PG&E | Com | BldgEnv | Com - Retail | Participant Cost Test | Energy Efficiency | 147312.0116 | 150255.791 | 8213.2214 | 125893.8326 | 187727.3581 | 110321.8647 | 94707.3737 | 72375.4067 | 5066.0339 | 4301.3633 | 3430.0225 | 2428.703 | 1298.7195
Scenario 4: Reference ZEAS Phase In | PG&E | Com | BldgEnv | Com - Retail | Program Administrator Cost Test | Energy Efficiency | 57744.443 | 61121.3956 | 6421.4187 | 51973.8848 | 120258.3151 | 53337.8425 | 49427.3087 | 43436.3575 | 11548.3775 | 12512.1279 | 13563.8171 | 14657.6174 | 15895.4045
Scenario 4: Reference ZEAS Phase In | PG&E | Com | BldgEnv | Com - Retail | Rate Impact Measure Test | Energy Efficiency | 57744.443 | 61121.3956 | 6421.4187 | 51973.8848 | 120258.3151 | 53337.8425 | 49427.3087 | 43436.3575 | 11548.3775 | 12512.1279 | 13563.8171 | 14657.6174 | 15895.4045
Scenario 4: Reference ZEAS Phase In | PG&E | Com | BldgEnv | Com - Retail | Total Resource Cost Test | Energy Efficiency | 99580.9379 | 103461.5256 | 8319.3468 | 87024.7963 | 169742.3848 | 83350.8644 | 75067.3022 | 64167.6209 | 11548.3775 | 12512.1279 | 13563.8171 | 14657.6174 | 15895.4045
Scenario 4: Reference ZEAS Phase In | PG&E | Com | BldgEnv | Com - School | Participant Cost Test | Energy Efficiency | 6947.2337 | 7034.2607 | 7055.1543 | 6972.964 | 6756.7752 | 6498.0329 | 6139.9394 | 5675.995 | 4158.2269 | 3503.1329 | 2765.06 | 1946.5271 | 1023.5807
Scenario 4: Reference ZEAS Phase In | PG&E | Com | BldgEnv | Com - School | Program Administrator Cost Test | Energy Efficiency | 5234.5675 | 5756.191 | 6293.7543 | 6825.0447 | 7317.2919 | 7881.7703 | 8435.0342 | 9033.626 | 9644.616 | 10296.3567 | 10979.3188 | 11736.7651 | 12485.2359
Scenario 4: Reference ZEAS Phase In | PG&E | Com | BldgEnv | Com - School | Rate Impact Measure Test | Energy Efficiency | 5234.5675 | 5756.191 | 6293.7543 | 6825.0447 | 7317.2919 | 7881.7703 | 8435.0342 | 9033.626 | 9644.616 | 10296.3567 | 10979.3188 | 11736.7651 | 12485.2359
Scenario 4: Reference ZEAS Phase In | PG&E | Com | BldgEnv | Com - School | Total Resource Cost Test | Energy Efficiency | 6039.6005 | 6591.9719 | 7157.7694 | 7711.9148 | 8217.4441 | 8797.8135 | 9361.886 | 9972.0574 | 9644.616 | 10296.3567 | 10979.3188 | 11736.7651 | 12485.2359
Scenario 4: Reference ZEAS Phase In | PG&E | Com | BldgEnv | Com - Warehouse | Participant Cost Test | Energy Efficiency | 894276.4468 | 891809.5412 | 853302.271 | 780436.0416 | 679879.2732 | 561725.4908 | 434892.0329 | 289860.436 | 124986.1401 | 48229.8599 | 17283.9634 | 12207.3512 | 6472.3736
Scenario 4: Reference ZEAS Phase In | PG&E | Com | BldgEnv | Com - Warehouse | Program Administrator Cost Test | Energy Efficiency | 529222.0121 | 546428.2112 | 541525.4464 | 514385.9958 | 467906.0677 | 407658.4246 | 336326.55 | 261146.6056 | 185873.0982 | 115224.7874 | 81994.2368 | 87910.0203 | 94302.8405
Scenario 4: Reference ZEAS Phase In | PG&E | Com | BldgEnv | Com - Warehouse | Rate Impact Measure Test | Energy Efficiency | 529222.0121 | 546428.2112 | 541525.4464 | 514385.9958 | 467906.0677 | 407658.4246 | 336326.55 | 261146.6056 | 185873.0982 | 115224.7874 | 81994.2368 | 87910.0203 | 94302.8405
Scenario 4: Reference ZEAS Phase In | PG&E | Com | BldgEnv | Com - Warehouse | Total Resource Cost Test | Energy Efficiency | 700114.9524 | 714449.8276 | 700010.7453 | 657495.1355 | 591281.6415 | 508998.3141 | 414871.2361 | 317960.4425 | 185873.0982 | 115224.7874 | 81994.2368 | 87910.0203 | 94302.8405
Scenario 4: Reference ZEAS Phase In | PG&E | Com | ComRefrig | Com - College | Participant Cost Test | Energy Efficiency | 4054.1585 | 2383.5657 | 1227.1622 | 506.6362 | 187.9918 | 58.5674 | 0 | 712.9872 | 793.0567 | 638.7406 | 925.6936 | 751.2716 | 410.3274
Scenario 4: Reference ZEAS Phase In | PG&E | Com | ComRefrig | Com - College | Program Administrator Cost Test | Energy Efficiency | 1066.3422 | 672.8943 | 367.6776 | 157.4503 | 60.6791 | 21.1747 | 0 | 311.229 | 407.8526 | 400.8944 | 757.6516 | 884.517 | 873.2567
Scenario 4: Reference ZEAS Phase In | PG&E | Com | ComRefrig | Com - College | Rate Impact Measure Test | Energy Efficiency | 1066.3422 | 672.8943 | 367.6776 | 157.4503 | 60.6791 | 21.1747 | 0 | 311.229 | 407.8526 | 400.8944 | 757.6516 | 884.517 | 873.2567
Scenario 4: Reference ZEAS Phase In | PG&E | Com | ComRefrig | Com - College | Total Resource Cost Test | Energy Efficiency | 1066.3422 | 672.8943 | 367.6776 | 157.4503 | 60.6791 | 21.1747 | 0 | 311.229 | 407.8526 | 400.8944 | 757.6516 | 884.517 | 873.2567
Scenario 4: Reference ZEAS Phase In | PG&E | Com | ComRefrig | Com - Grocery | Participant Cost Test | Energy Efficiency | 2913766.0961 | 1239414.7126 | 440682.4719 | 133198.3276 | 0 | 0 | 0 | 850445.0864 | 992138.8763 | 799033.3188 | 1126569.3929 | 949548.315 | 520965.6274
Scenario 4: Reference ZEAS Phase In | PG&E | Com | ComRefrig | Com - Grocery | Program Administrator Cost Test | Energy Efficiency | 755655.8017 | 337665.3908 | 123025.8617 | 39668.2242 | 0 | 0 | 0 | 371231.3233 | 510236.4269 | 501499.3655 | 922084.4279 | 1117960.5683 | 1108717.0256
Scenario 4: Reference ZEAS Phase In | PG&E | Com | ComRefrig | Com - Grocery | Rate Impact Measure Test | Energy Efficiency | 755655.8017 | 337665.3908 | 123025.8617 | 39668.2242 | 0 | 0 | 0 | 371231.3233 | 510236.4269 | 501499.3655 | 922084.4279 | 1117960.5683 | 1108717.0256
Scenario 4: Reference ZEAS Phase In | PG&E | Com | ComRefrig | Com - Grocery | Total Resource Cost Test | Energy Efficiency | 755655.8017 | 337665.3908 | 123025.8617 | 39668.2242 | 0 | 0 | 0 | 371231.3233 | 510236.4269 | 501499.3655 | 922084.4279 | 1117960.5683 | 1108717.0256
Scenario 4: Reference ZEAS Phase In | PG&E | Com | ComRefrig | Com - Health | Participant Cost Test | Energy Efficiency | 0 | 0 | 0 | 0 | 0 | 0 | 0 | 0 | 0 | 0 | 0 | 0 | 0
Scenario 4: Reference ZEAS Phase In | PG&E | Com | ComRefrig | Com - Health | Program Administrator Cost Test | Energy Efficiency | 0 | 0 | 0 | 0 | 0 | 0 | 0 | 0 | 0 | 0 | 0 | 0 | 0
Scenario 4: Reference ZEAS Phase In | PG&E | Com | ComRefrig | Com - Health | Rate Impact Measure Test | Energy Efficiency | 0 | 0 | 0 | 0 | 0 | 0 | 0 | 0 | 0 | 0 | 0 | 0 | 0
Scenario 4: Reference ZEAS Phase In | PG&E | Com | ComRefrig | Com - Health | Total Resource Cost Test | Energy Efficiency | 0 | 0 | 0 | 0 | 0 | 0 | 0 | 0 | 0 | 0 | 0 | 0 | 0
Scenario 4: Reference ZEAS Phase In | PG&E | Com | ComRefrig | Com - Refrig. Warehouse | Participant Cost Test | Energy Efficiency | 8674.807 | 4844.2554 | 2308.348 | 793.2048 | 303.6651 | 47.8466 | 0 | 1820.9957 | 2301.2933 | 1863.1079 | 2564.0162 | 2231.2293 | 1228.3573
Scenario 4: Reference ZEAS Phase In | PG&E | Com | ComRefrig | Com - Refrig. Warehouse | Program Administrator Cost Test | Energy Efficiency | 2277.6278 | 1363.556 | 686.8637 | 238.4882 | 98.0156 | 17.2987 | 0 | 794.8904 | 1183.5074 | 1169.3473 | 2098.6662 | 2626.961 | 2614.1853
Scenario 4: Reference ZEAS Phase In | PG&E | Com | ComRefrig | Com - Refrig. Warehouse | Rate Impact Measure Test | Energy Efficiency | 2277.6278 | 1363.556 | 686.8637 | 238.4882 | 98.0156 | 17.2987 | 0 | 794.8904 | 1183.5074 | 1169.3473 | 2098.6662 | 2626.961 | 2614.1853
Scenario 4: Reference ZEAS Phase In | PG&E | Com | ComRefrig | Com - Refrig. Warehouse | Total Resource Cost Test | Energy Efficiency | 2277.6278 | 1363.556 | 686.8637 | 238.4882 | 98.0156 | 17.2987 | 0 | 794.8904 | 1183.5074 | 1169.3473 | 2098.6662 | 2626.961 | 2614.1853
Scenario 4: Reference ZEAS Phase In | PG&E | Com | ComRefrig | Com - Restaurant | Participant Cost Test | Energy Efficiency | 103150.8216 | 45480.0036 | 16411.7808 | 5561.6374 | 0 | 0 | 0 | 29152.5071 | 31840.7798 | 25509.2938 | 37011.8973 | 18950.5021 | 64263.376
Scenario 4: Reference ZEAS Phase In | PG&E | Com | ComRefrig | Com - Restaurant | Program Administrator Cost Test | Energy Efficiency | 26764.3843 | 12421.5336 | 4581.6968 | 1656.3292 | 0 | 0 | 0 | 12725.4822 | 16375.052 | 16010.4646 | 30292.9849 | 22311.5677 | 136765.0749
Scenario 4: Reference ZEAS Phase In | PG&E | Com | ComRefrig | Com - Restaurant | Rate Impact Measure Test | Energy Efficiency | 26764.3843 | 12421.5336 | 4581.6968 | 1656.3292 | 0 | 0 | 0 | 12725.4822 | 16375.052 | 16010.4646 | 30292.9849 | 22311.5677 | 136765.0749
Scenario 4: Reference ZEAS Phase In | PG&E | Com | ComRefrig | Com - Restaurant | Total Resource Cost Test | Energy Efficiency | 26764.3843 | 12421.5336 | 4581.6968 | 1656.3292 | 0 | 0 | 0 | 12725.4822 | 16375.052 | 16010.4646 | 30292.9849 | 22311.5677 | 136765.0749
Scenario 4: Reference ZEAS Phase In | PG&E | Com | ComRefrig | Com - Retail | Participant Cost Test | Energy Efficiency | 1349556.5152 | 596976.8783 | 0 | 133388.6918 | 33399.7188 | 0 | 0 | 347919.4825 | 398022.5427 | 321172.7552 | 459152.8704 | 383492.4697 | 210799.2035
Scenario 4: Reference ZEAS Phase In | PG&E | Com | ComRefrig | Com - Retail | Program Administrator Cost Test | Energy Efficiency | 350529.8704 | 163588.3427 | 0 | 39724.9171 | 10780.6047 | 0 | 0 | 151871.781 | 204694.7306 | 201578.4939 | 375807.8952 | 451508.5718 | 448621.7348
Scenario 4: Reference ZEAS Phase In | PG&E | Com | ComRefrig | Com - Retail | Rate Impact Measure Test | Energy Efficiency | 350529.8704 | 163588.3427 | 0 | 39724.9171 | 10780.6047 | 0 | 0 | 151871.781 | 204694.7306 | 201578.4939 | 375807.8952 | 451508.5718 | 448621.7348
Scenario 4: Reference ZEAS Phase In | PG&E | Com | ComRefrig | Com - Retail | Total Resource Cost Test | Energy Efficiency | 350529.8704 | 163588.3427 | 0 | 39724.9171 | 10780.6047 | 0 | 0 | 151871.781 | 204694.7306 | 201578.4939 | 375807.8952 | 451508.5718 | 448621.7348
Scenario 4: Reference ZEAS Phase In | PG&E | Com | ComRefrig | Com - School | Participant Cost Test | Energy Efficiency | 13.5822 | 0 | 0 | 0 | 0 | 0 | 0 | 1198.2089 | 1764.1559 | 1420.9321 | 1807.9371 | 1693.0607 | 928.7663
Scenario 4: Reference ZEAS Phase In | PG&E | Com | ComRefrig | Com - School | Program Administrator Cost Test | Energy Efficiency | 3.3324 | 0 | 0 | 0 | 0 | 0 | 0 | 523.0352 | 907.2688 | 891.8233 | 1479.9053 | 1993.3425 | 1976.5968
Scenario 4: Reference ZEAS Phase In | PG&E | Com | ComRefrig | Com - School | Rate Impact Measure Test | Energy Efficiency | 3.3324 | 0 | 0 | 0 | 0 | 0 | 0 | 523.0352 | 907.2688 | 891.8233 | 1479.9053 | 1993.3425 | 1976.5968
Scenario 4: Reference ZEAS Phase In | PG&E | Com | ComRefrig | Com - School | Total Resource Cost Test | Energy Efficiency | 3.3324 | 0 | 0 | 0 | 0 | 0 | 0 | 523.0352 | 907.2688 | 891.8233 | 1479.9053 | 1993.3425 | 1976.5968
Scenario 4: Reference ZEAS Phase In | PG&E | Com | FoodServ | Com - College | Participant Cost Test | Energy Efficiency | 471280.1145 | 482609.1188 | 462459.9966 | 486688.8315 | 427048.4263 | 398662.2238 | 383034.7745 | 350629.0986 | 313127.3348 | 270052.6416 | 223469.3472 | 169462.3771 | 110520.8039
Scenario 4: Reference ZEAS Phase In | PG&E | Com | FoodServ | Com - College | Participant Cost Test | Fuel Substitution | 257.077 | 290.2842 | 319.0393 | 347.2708 | 374.4552 | 401.0356 | 426.2213 | 460.9059 | 497.8692 | 538.7485 | 584.4448 | 633.3194 | 685.5185
Scenario 4: Reference ZEAS Phase In | PG&E | Com | FoodServ | Com - College | Program Administrator Cost Test | Energy Efficiency | 271477.3192 | 287312.97 | 296142.6189 | 348239.6198 | 333236.4234 | 349008.3258 | 372782.293 | 391758.9756 | 413768.3538 | 435837.6702 | 460840.2975 | 483066.4257 | 508549.4593
Scenario 4: Reference ZEAS Phase In | PG&E | Com | FoodServ | Com - College | Program Administrator Cost Test | Fuel Substitution | 2482.0107 | 2889.6496 | 3333.561 | 3814.4852 | 4332.5007 | 4892.3876 | 5496.227 | 6317.3468 | 7281.6187 | 8444.3124 | 9858.5544 | 11522.9712 | 13491.5262
Scenario 4: Reference ZEAS Phase In | PG&E | Com | FoodServ | Com - College | Rate Impact Measure Test | Energy Efficiency | 271477.3192 | 287312.97 | 296142.6189 | 348239.6198 | 333236.4234 | 349008.3258 | 372782.293 | 391758.9756 | 413768.3538 | 435837.6702 | 460840.2975 | 483066.4257 | 508549.4593
Scenario 4: Reference ZEAS Phase In | PG&E | Com | FoodServ | Com - College | Rate Impact Measure Test | Fuel Substitution | 3246.104 | 3689.7533 | 4143.649 | 4619.0205 | 5116.7644 | 5635.4095 | 6183.8307 | 6950.8511 | 7852.0122 | 8934.8146 | 10256.5887 | 11806.6152 | 13643.7402
Scenario 4: Reference ZEAS Phase In | PG&E | Com | FoodServ | Com - College | Total Resource Cost Test | Energy Efficiency | 271477.3192 | 287312.97 | 296142.6189 | 348239.6198 | 333236.4234 | 349008.3258 | 372782.293 | 391758.9756 | 413768.3538 | 435837.6702 | 460840.2975 | 483066.4257 | 508549.4593
Scenario 4: Reference ZEAS Phase In | PG&E | Com | FoodServ | Com - College | Total Resource Cost Test | Fuel Substitution | 2482.0107 | 2889.6496 | 3333.561 | 3814.4852 | 4332.5007 | 4892.3876 | 5496.227 | 6317.3468 | 7281.6187 | 8444.3124 | 9858.5544 | 11522.9712 | 13491.5262
Scenario 4: Reference ZEAS Phase In | PG&E | Com | FoodServ | Com - Grocery | Participant Cost Test | Energy Efficiency | 3003453.831 | 3087838.9654 | 3078891.3273 | 2966215.757 | 2816070.4609 | 2654131.5157 | 2515356.9549 | 2312198.4141 | 2055152.5418 | 1772769.8724 | 1497714.5022 | 1169073.2932 | 782235.0258
Scenario 4: Reference ZEAS Phase In | PG&E | Com | FoodServ | Com - Grocery | Participant Cost Test | Fuel Substitution | 2334.6936 | 2606.2374 | 2861.2709 | 3112.1147 | 3354.7957 | 3590.669 | 3818.207 | 4073.716 | 4334.7884 | 4605.535 | 4888.7943 | 5183.1858 | 5491.042
Scenario 4: Reference ZEAS Phase In | PG&E | Com | FoodServ | Com - Grocery | Program Administrator Cost Test | Energy Efficiency | 1547020.7814 | 1639760.2255 | 1737422.0365 | 1836635.4273 | 1932913.7493 | 2043653.0858 | 2175119.0725 | 2299875.8608 | 2414489.4025 | 2537453.6948 | 2716570.9883 | 2895429.8638 | 3062686.5229
Scenario 4: Reference ZEAS Phase In | PG&E | Com | FoodServ | Com - Grocery | Program Administrator Cost Test | Fuel Substitution | 23883.9345 | 27839.007 | 32142.0472 | 36795.0354 | 41787.3897 | 47147.0012 | 52912.9668 | 59681.0007 | 67250.2526 | 75805.4635 | 85541.9877 | 96553.1249 | 109089.2673
Scenario 4: Reference ZEAS Phase In | PG&E | Com | FoodServ | Com - Grocery | Rate Impact Measure Test | Energy Efficiency | 1547020.7814 | 1639760.2255 | 1737422.0365 | 1836635.4273 | 1932913.7493 | 2043653.0858 | 2175119.0725 | 2299875.8608 | 2414489.4025 | 2537453.6948 | 2716570.9883 | 2895429.8638 | 3062686.5229
Scenario 4: Reference ZEAS Phase In | PG&E | Com | FoodServ | Com - Grocery | Rate Impact Measure Test | Fuel Substitution | 30944.9077 | 35174.0537 | 39532.562 | 44093.4085 | 48855.9991 | 53786.8156 | 59000.7864 | 65137.0135 | 72013.8333 | 79750.3409 | 88609.4575 | 98642.1143 | 110160.5453
Scenario 4: Reference ZEAS Phase In | PG&E | Com | FoodServ | Com - Grocery | Total Resource Cost Test | Energy Efficiency | 1547020.7814 | 1639760.2255 | 1737422.0365 | 1836635.4273 | 1932913.7493 | 2043653.0858 | 2175119.0725 | 2299875.8608 | 2414489.4025 | 2537453.6948 | 2716570.9883 | 2895429.8638 | 3062686.5229
Scenario 4: Reference ZEAS Phase In | PG&E | Com | FoodServ | Com - Grocery | Total Resource Cost Test | Fuel Substitution | 23883.9345 | 27839.007 | 32142.0472 | 36795.0354 | 41787.3897 | 47147.0012 | 52912.9668 | 59681.0007 | 67250.2526 | 75805.4635 | 85541.9877 | 96553.1249 | 109089.2673
Scenario 4: Reference ZEAS Phase In | PG&E | Com | FoodServ | Com - Health | Participant Cost Test | Energy Efficiency | 1198607.8549 | 1231469.1579 | 1243905.8777 | 1190432.0668 | 1138657.9256 | 1062311.7189 | 1083976.9429 | 976963.3494 | 866916.6002 | 740404.8077 | 610022.824 | 471760.1379 | 312342.8877
Scenario 4: Reference ZEAS Phase In | PG&E | Com | FoodServ | Com - Health | Participant Cost Test | Fuel Substitution | 733.5258 | 840.147 | 932.6548 | 1023.8972 | 1122.3704 | 1222.9367 | 1325.2942 | 1432.2235 | 1539.6005 | 1647.7335 | 1755.4851 | 1865.9635 | 1978.3071
Scenario 4: Reference ZEAS Phase In | PG&E | Com | FoodServ | Com - Health | Program Administrator Cost Test | Energy Efficiency | 674436.8542 | 715020.7136 | 772266.2923 | 810106.7027 | 857931.5935 | 894061.075 | 1016475.4964 | 1039741.897 | 1090864.1447 | 1137184.9441 | 1192424.4209 | 1267842.9037 | 1342865.0385
Scenario 4: Reference ZEAS Phase In | PG&E | Com | FoodServ | Com - Health | Program Administrator Cost Test | Fuel Substitution | 6943.5318 | 8195.786 | 9555.6468 | 11034.5847 | 12768.3012 | 14703.1602 | 16887.5487 | 19395.2363 | 22234.9278 | 25477.549 | 29183.2459 | 33457.5982 | 38414.3609
Scenario 4: Reference ZEAS Phase In | PG&E | Com | FoodServ | Com - Health | Rate Impact Measure Test | Energy Efficiency | 674436.8542 | 715020.7136 | 772266.2923 | 810106.7027 | 857931.5935 | 894061.075 | 1016475.4964 | 1039741.897 | 1090864.1447 | 1137184.9441 | 1192424.4209 | 1267842.9037 | 1342865.0385
Scenario 4: Reference ZEAS Phase In | PG&E | Com | FoodServ | Com - Health | Rate Impact Measure Test | Fuel Substitution | 8907.1155 | 10271.3427 | 11674.515 | 13152.366 | 14868.0625 | 16726.9373 | 18797.2991 | 21147.4867 | 23799.2756 | 26801.5447 | 30233.501 | 34188.2939 | 38797.287
Scenario 4: Reference ZEAS Phase In | PG&E | Com | FoodServ | Com - Health | Total Resource Cost Test | Energy Efficiency | 674436.8542 | 715020.7136 | 772266.2923 | 810106.7027 | 857931.5935 | 894061.075 | 1016475.4964 | 1039741.897 | 1090864.1447 | 1137184.9441 | 1192424.4209 | 1267842.9037 | 1342865.0385
Scenario 4: Reference ZEAS Phase In | PG&E | Com | FoodServ | Com - Health | Total Resource Cost Test | Fuel Substitution | 6943.5318 | 8195.786 | 9555.6468 | 11034.5847 | 12768.3012 | 14703.1602 | 16887.5487 | 19395.2363 | 22234.9278 | 25477.549 | 29183.2459 | 33457.5982 | 38414.3609
Scenario 4: Reference ZEAS Phase In | PG&E | Com | FoodServ | Com - Lodging | Participant Cost Test | Energy Efficiency | 1231776.5169 | 1272843.2856 | 1276629.0897 | 1242381.2236 | 1197975.2693 | 1133797.1127 | 1084056.2026 | 1005012.7197 | 897566.517 | 777861.7437 | 652926.8341 | 504467.1362 | 342078.1616
Scenario 4: Reference ZEAS Phase In | PG&E | Com | FoodServ | Com - Lodging | Participant Cost Test | Fuel Substitution | 709.4823 | 798.6753 | 880.2524 | 960.414 | 1044.6927 | 1129.5831 | 1217.8038 | 1307.0928 | 1396.1888 | 1485.7074 | 1575.6437 | 1668.5025 | 1766.8279
Scenario 4: Reference ZEAS Phase In | PG&E | Com | FoodServ | Com - Lodging | Program Administrator Cost Test | Energy Efficiency | 614334.0212 | 656057.5184 | 699330.1801 | 741477.2535 | 791060.0773 | 838848.9411 | 897836.5182 | 954274.0459 | 1005907.1079 | 1062543.054 | 1136234.5659 | 1205613.6999 | 1322303.6042
Scenario 4: Reference ZEAS Phase In | PG&E | Com | FoodServ | Com - Lodging | Program Administrator Cost Test | Fuel Substitution | 7159.1369 | 8387.5902 | 9721.1977 | 11164.9538 | 12807.4705 | 14615.3246 | 16659.8851 | 18933.3922 | 21456.4128 | 24277.4243 | 27442.3029 | 31029.2378 | 35149.2027
Scenario 4: Reference ZEAS Phase In | PG&E | Com | FoodServ | Com - Lodging | Rate Impact Measure Test | Energy Efficiency | 614334.0212 | 656057.5184 | 699330.1801 | 741477.2535 | 791060.0773 | 838848.9411 | 897836.5182 | 954274.0459 | 1005907.1079 | 1062543.054 | 1136234.5659 | 1205613.6999 | 1322303.6042
Scenario 4: Reference ZEAS Phase In | PG&E | Com | FoodServ | Com - Lodging | Rate Impact Measure Test | Fuel Substitution | 9348.942 | 10685.3755 | 12052.8573 | 13483.2855 | 15084.7849 | 16789.5531 | 18695.5023 | 20780.8925 | 23086.3604 | 25639.7427 | 28509.0235 | 31761.7356 | 35527.9296
Scenario 4: Reference ZEAS Phase In | PG&E | Com | FoodServ | Com - Lodging | Total Resource Cost Test | Energy Efficiency | 614334.0212 | 656057.5184 | 699330.1801 | 741477.2535 | 791060.0773 | 838848.9411 | 897836.5182 | 954274.0459 | 1005907.1079 | 1062543.054 | 1136234.5659 | 1205613.6999 | 1322303.6042
Scenario 4: Reference ZEAS Phase In | PG&E | Com | FoodServ | Com - Lodging | Total Resource Cost Test | Fuel Substitution | 7159.1369 | 8387.5902 | 9721.1977 | 11164.9538 | 12807.4705 | 14615.3246 | 16659.8851 | 18933.3922 | 21456.4128 | 24277.4243 | 27442.3029 | 31029.2378 | 35149.2027
Scenario 4: Reference ZEAS Phase In | PG&E | Com | FoodServ | Com - Office (Large) | Participant Cost Test | Energy Efficiency | 27832.4324 | 27742.7735 | 27884.0606 | 27896.8045 | 26089.8078 | 24038.8138 | 21899.1308 | 19490.7375 | 16889.1761 | 14176.6756 | 11283.8541 | 8189.8575 | 4878.8378
Scenario 4: Reference ZEAS Phase In | PG&E | Com | FoodServ | Com - Office (Large) | Program Administrator Cost Test | Energy Efficiency | 5731.2658 | 5939.243 | 6156.3236 | 6339.9913 | 6600.8829 | 6920.9538 | 7196.1557 | 7415.0616 | 7583.4454 | 7762.7096 | 7992.7135 | 8176.3025 | 8357.749
Scenario 4: Reference ZEAS Phase In | PG&E | Com | FoodServ | Com - Office (Large) | Rate Impact Measure Test | Energy Efficiency | 5731.2658 | 5939.243 | 6156.3236 | 6339.9913 | 6600.8829 | 6920.9538 | 7196.1557 | 7415.0616 | 7583.4454 | 7762.7096 | 7992.7135 | 8176.3025 | 8357.749
Scenario 4: Reference ZEAS Phase In | PG&E | Com | FoodServ | Com - Office (Large) | Total Resource Cost Test | Energy Efficiency | 5731.2658 | 5939.243 | 6156.3236 | 6339.9913 | 6600.8829 | 6920.9538 | 7196.1557 | 7415.0616 | 7583.4454 | 7762.7096 | 7992.7135 | 8176.3025 | 8357.749
Scenario 4: Reference ZEAS Phase In | PG&E | Com | FoodServ | Com - Office (Small) | Participant Cost Test | Energy Efficiency | 6345.6493 | 6393.6255 | 6472.8895 | 3647.6976 | 26276.6433 | 5524.0181 | 5062.0619 | 4548.9565 | 3988.9099 | 3375.6472 | 2711.5511 | 1985.0261 | 1192.0184
Scenario 4: Reference ZEAS Phase In | PG&E | Com | FoodServ | Com - Office (Small) | Program Administrator Cost Test | Energy Efficiency | 1306.6987 | 1368.7635 | 1429.1033 | 828.9971 | 6648.1534 | 1590.406 | 1663.4169 | 1730.6063 | 1791.069 | 1848.4001 | 1920.6781 | 1981.7407 | 2042.0008
Scenario 4: Reference ZEAS Phase In | PG&E | Com | FoodServ | Com - Office (Small) | Rate Impact Measure Test | Energy Efficiency | 1306.6987 | 1368.7635 | 1429.1033 | 828.9971 | 6648.1534 | 1590.406 | 1663.4169 | 1730.6063 | 1791.069 | 1848.4001 | 1920.6781 | 1981.7407 | 2042.0008
Scenario 4: Reference ZEAS Phase In | PG&E | Com | FoodServ | Com - Office (Small) | Total Resource Cost Test | Energy Efficiency | 1306.6987 | 1368.7635 | 1429.1033 | 828.9971 | 6648.1534 | 1590.406 | 1663.4169 | 1730.6063 | 1791.069 | 1848.4001 | 1920.6781 | 1981.7407 | 2042.0008
Scenario 4: Reference ZEAS Phase In | PG&E | Com | FoodServ | Com - Other | Participant Cost Test | Energy Efficiency | 3616036.3629 | 3721525.6015 | 3656082.0591 | 3533253.7015 | 3372571.3088 | 3194895.2967 | 3035213.2906 | 2794753.0713 | 2490068.2508 | 2154685.7505 | 1789713.0471 | 1373181.8639 | 904779.3587
Scenario 4: Reference ZEAS Phase In | PG&E | Com | FoodServ | Com - Other | Participant Cost Test | Fuel Substitution | 2636.8029 | 2969.6261 | 3291.0736 | 3613.7353 | 3933.6459 | 4251.9348 | 4565.2096 | 4890.4111 | 5238.0497 | 5590.3415 | 5962.0623 | 6344.4588 | 6738.2392
Scenario 4: Reference ZEAS Phase In | PG&E | Com | FoodServ | Com - Other | Program Administrator Cost Test | Energy Efficiency | 2088436.2997 | 2220753.8774 | 2358705.3721 | 2496162.2419 | 2633697.915 | 2791547.454 | 2975156.127 | 3147165.8091 | 3304126.2025 | 3478112.3116 | 3679589.7129 | 3885014.2288 | 4100038.6821
Scenario 4: Reference ZEAS Phase In | PG&E | Com | FoodServ | Com - Other | Program Administrator Cost Test | Fuel Substitution | 28304.2255 | 33327.3012 | 38862.5826 | 44932.4844 | 51546.1353 | 58751.1086 | 66584.7003 | 75366.9494 | 85413.1789 | 96597.18 | 109343.2975 | 123653.507 | 139781.8855
Scenario 4: Reference ZEAS Phase In | PG&E | Com | FoodServ | Com - Other | Rate Impact Measure Test | Energy Efficiency | 2088436.2997 | 2220753.8774 | 2358705.3721 | 2496162.2419 | 2633697.915 | 2791547.454 | 2975156.127 | 3147165.8091 | 3304126.2025 | 3478112.3116 | 3679589.7129 | 3885014.2288 | 4100038.6821
Scenario 4: Reference ZEAS Phase In | PG&E | Com | FoodServ | Com - Other | Rate Impact Measure Test | Fuel Substitution | 39208.9369 | 44953.0506 | 50794.9005 | 56946.3392 | 63417.6684 | 70160.4822 | 77296.2421 | 85143.0207 | 94111.1607 | 103943.3471 | 115164.7676 | 127708.3355 | 141905.4145
Scenario 4: Reference ZEAS Phase In | PG&E | Com | FoodServ | Com - Other | Total Resource Cost Test | Energy Efficiency | 2088436.2997 | 2220753.8774 | 2358705.3721 | 2496162.2419 | 2633697.915 | 2791547.454 | 2975156.127 | 3147165.8091 | 3304126.2025 | 3478112.3116 | 3679589.7129 | 3885014.2288 | 4100038.6821
Scenario 4: Reference ZEAS Phase In | PG&E | Com | FoodServ | Com - Other | Total Resource Cost Test | Fuel Substitution | 28304.2255 | 33327.3012 | 38862.5826 | 44932.4844 | 51546.1353 | 58751.1086 | 66584.7003 | 75366.9494 | 85413.1789 | 96597.18 | 109343.2975 | 123653.507 | 139781.8855
Scenario 4: Reference ZEAS Phase In | PG&E | Com | FoodServ | Com - Restaurant | Participant Cost Test | Energy Efficiency | 7780184.0295 | 7946030.6218 | 7869908.6748 | 7559700.3584 | 7173372.4459 | 6720456.5384 | 6328443.5147 | 5779964.1254 | 5129518.1843 | 4417230.2386 | 3709661.6017 | 1781900.2776 | 7639704.2604
Scenario 4: Reference ZEAS Phase In | PG&E | Com | FoodServ | Com - Restaurant | Participant Cost Test | Fuel Substitution | 6874.3488 | 7697.5751 | 8490.7817 | 9279.7514 | 10053.7935 | 10816.7653 | 11561.3424 | 12327.3614 | 13110.2726 | 13897.8337 | 14699.3588 | 13780.0902 | 14124.276
Scenario 4: Reference ZEAS Phase In | PG&E | Com | FoodServ | Com - Restaurant | Program Administrator Cost Test | Energy Efficiency | 4142700.9674 | 4369464.1122 | 4611438.3365 | 4852325.0426 | 5098142.8477 | 5351342.2991 | 5661128.6647 | 5947891.2159 | 6226756.9115 | 6525570.6547 | 6942318.3527 | 4559571.0054 | 30943130.4838
Scenario 4: Reference ZEAS Phase In | PG&E | Com | FoodServ | Com - Restaurant | Program Administrator Cost Test | Fuel Substitution | 72318.1556 | 84747.7327 | 98358.999 | 113183.3449 | 129213.1167 | 146563.6707 | 165310.9646 | 186189.1615 | 209433.7139 | 235144.5514 | 263812.6482 | 262729.0341 | 286954.0641
Scenario 4: Reference ZEAS Phase In | PG&E | Com | FoodServ | Com - Restaurant | Rate Impact Measure Test | Energy Efficiency | 4142700.9674 | 4369464.1122 | 4611438.3365 | 4852325.0426 | 5098142.8477 | 5351342.2991 | 5661128.6647 | 5947891.2159 | 6226756.9115 | 6525570.6547 | 6942318.3527 | 4559571.0054 | 30943130.4838
Scenario 4: Reference ZEAS Phase In | PG&E | Com | FoodServ | Com - Restaurant | Rate Impact Measure Test | Fuel Substitution | 96373.5919 | 110055.7055 | 124097.4186 | 138849.3113 | 154322.7946 | 170422.3207 | 187444.1998 | 206132.0627 | 226926.2048 | 249687.2255 | 275143.2651 | 269612.7618 | 290458.1523
Scenario 4: Reference ZEAS Phase In | PG&E | Com | FoodServ | Com - Restaurant | Total Resource Cost Test | Energy Efficiency | 4142700.9674 | 4369464.1122 | 4611438.3365 | 4852325.0426 | 5098142.8477 | 5351342.2991 | 5661128.6647 | 5947891.2159 | 6226756.9115 | 6525570.6547 | 6942318.3527 | 4559571.0054 | 30943130.4838
Scenario 4: Reference ZEAS Phase In | PG&E | Com | FoodServ | Com - Restaurant | Total Resource Cost Test | Fuel Substitution | 72318.1556 | 84747.7327 | 98358.999 | 113183.3449 | 129213.1167 | 146563.6707 | 165310.9646 | 186189.1615 | 209433.7139 | 235144.5514 | 263812.6482 | 262729.0341 | 286954.0641
Scenario 4: Reference ZEAS Phase In | PG&E | Com | FoodServ | Com - Retail | Participant Cost Test | Energy Efficiency | 42029.2448 | 43546.6629 | 45163.0205 | 11229.8096 | 323174.8329 | 40757.1403 | 40729.6284 | 38269.7546 | 34734.8749 | 30413.4629 | 25316.1332 | 19299.7127 | 12410.2088
Scenario 4: Reference ZEAS Phase In | PG&E | Com | FoodServ | Com - Retail | Program Administrator Cost Test | Energy Efficiency | 13841.2438 | 15536.1419 | 17443.3836 | 2552.1524 | 172577.8874 | 21604.6262 | 25007.5587 | 27462.2019 | 29699.8896 | 32013.2928 | 34538.0383 | 36990.2756 | 39586.9365
Scenario 4: Reference ZEAS Phase In | PG&E | Com | FoodServ | Com - Retail | Rate Impact Measure Test | Energy Efficiency | 13841.2438 | 15536.1419 | 17443.3836 | 2552.1524 | 172577.8874 | 21604.6262 | 25007.5587 | 27462.2019 | 29699.8896 | 32013.2928 | 34538.0383 | 36990.2756 | 39586.9365
Scenario 4: Reference ZEAS Phase In | PG&E | Com | FoodServ | Com - Retail | Total Resource Cost Test | Energy Efficiency | 13841.2438 | 15536.1419 | 17443.3836 | 2552.1524 | 172577.8874 | 21604.6262 | 25007.5587 | 27462.2019 | 29699.8896 | 32013.2928 | 34538.0383 | 36990.2756 | 39586.9365
Scenario 4: Reference ZEAS Phase In | PG&E | Com | FoodServ | Com - School | Participant Cost Test | Energy Efficiency | 1568599.4003 | 1597709.3541 | 1562964.7607 | 1504111.2751 | 1424421.7265 | 1337591.003 | 1261780.351 | 1163482.3493 | 1034058.2825 | 890394.1211 | 734673.8598 | 562003.8869 | 365095.7475
Scenario 4: Reference ZEAS Phase In | PG&E | Com | FoodServ | Com - School | Participant Cost Test | Fuel Substitution | 339.6605 | 374.592 | 402.1206 | 441.0264 | 486.0463 | 535.5417 | 587.04 | 643.1723 | 703.7684 | 768.5038 | 837.4757 | 915.7343 | 1047.3082
Scenario 4: Reference ZEAS Phase In | PG&E | Com | FoodServ | Com - School | Program Administrator Cost Test | Energy Efficiency | 816240.1663 | 863080.8127 | 911003.9744 | 957873.0988 | 1003312.6288 | 1056096.9419 | 1117557.7999 | 1180899.8514 | 1239607.2816 | 1302350.1816 | 1375350.247 | 1455574.1406 | 1531539.8192
Scenario 4: Reference ZEAS Phase In | PG&E | Com | FoodServ | Com - School | Program Administrator Cost Test | Fuel Substitution | 3215.2382 | 3642.3981 | 4100.818 | 4751.2262 | 5556.9715 | 6509.5012 | 7603.6905 | 8896.52 | 10423.3416 | 12215.3788 | 14315.1515 | 16826.37 | 20649.121
Scenario 4: Reference ZEAS Phase In | PG&E | Com | FoodServ | Com - School | Rate Impact Measure Test | Energy Efficiency | 816240.1663 | 863080.8127 | 911003.9744 | 957873.0988 | 1003312.6288 | 1056096.9419 | 1117557.7999 | 1180899.8514 | 1239607.2816 | 1302350.1816 | 1375350.247 | 1455574.1406 | 1531539.8192
Scenario 4: Reference ZEAS Phase In | PG&E | Com | FoodServ | Com - School | Rate Impact Measure Test | Fuel Substitution | 4168.8514 | 4613.2709 | 5060.4973 | 5719.4565 | 6532.8078 | 7472.0342 | 8532.4991 | 9769.2048 | 11223.1953 | 12910.9814 | 14882.0246 | 17231.8926 | 20872.7009
Scenario 4: Reference ZEAS Phase In | PG&E | Com | FoodServ | Com - School | Total Resource Cost Test | Energy Efficiency | 816240.1663 | 863080.8127 | 911003.9744 | 957873.0988 | 1003312.6288 | 1056096.9419 | 1117557.7999 | 1180899.8514 | 1239607.2816 | 1302350.1816 | 1375350.247 | 1455574.1406 | 1531539.8192
Scenario 4: Reference ZEAS Phase In | PG&E | Com | FoodServ | Com - School | Total Resource Cost Test | Fuel Substitution | 3215.2382 | 3642.3981 | 4100.818 | 4751.2262 | 5556.9715 | 6509.5012 | 7603.6905 | 8896.52 | 10423.3416 | 12215.3788 | 14315.1515 | 16826.37 | 20649.121
Scenario 4: Reference ZEAS Phase In | PG&E | Com | HVAC | Com - College | Participant Cost Test | Energy Efficiency | 1449306.1545 | 1374672.5502 | 1123563.3659 | 1925307.849 | 1038430.0226 | 871918.741 | 453532.7979 | 384655.4347 | 287374.1403 | 243617.9583 | 194105.4398 | 137973.6975 | 80367.8227
Scenario 4: Reference ZEAS Phase In | PG&E | Com | HVAC | Com - College | Participant Cost Test | Fuel Substitution | 123198.1645 | 141965.9294 | 146554.3598 | 150110.8341 | 9.0966 | 0 | 0 | 0 | 0 | 0 | 0 | 0 | 0
Scenario 4: Reference ZEAS Phase In | PG&E | Com | HVAC | Com - College | Program Administrator Cost Test | Energy Efficiency | 421386.2065 | 435481.5136 | 404231.9458 | 654779.861 | 451435.4642 | 460096.6958 | 337980.6502 | 345045.4067 | 364152.8713 | 383760.7534 | 402374.3436 | 414080.7832 | 433069.8714
Scenario 4: Reference ZEAS Phase In | PG&E | Com | HVAC | Com - College | Program Administrator Cost Test | Fuel Substitution | 285425.8454 | 332072.771 | 366252.606 | 399372.8011 | 0 | 0 | 0 | 0 | 0 | 0 | 0 | 0 | 0
Scenario 4: Reference ZEAS Phase In | PG&E | Com | HVAC | Com - College | Rate Impact Measure Test | Energy Efficiency | 421386.2065 | 435481.5136 | 404231.9458 | 654779.861 | 451435.4642 | 460096.6958 | 337980.6502 | 345045.4067 | 364152.8713 | 383760.7534 | 402374.3436 | 414080.7832 | 433069.8714
Scenario 4: Reference ZEAS Phase In | PG&E | Com | HVAC | Com - College | Rate Impact Measure Test | Fuel Substitution | 292460.1763 | 337004.2261 | 369465.0799 | 401760.2019 | 0 | 0 | 0 | 0 | 0 | 0 | 0 | 0 | 0
Scenario 4: Reference ZEAS Phase In | PG&E | Com | HVAC | Com - College | Total Resource Cost Test | Energy Efficiency | 607273.546 | 621727.5292 | 549995.0058 | 1032831.8295 | 623100.0079 | 570322.3149 | 389521.0437 | 394831.5329 | 364152.8713 | 383760.7534 | 402374.3436 | 414080.7832 | 433069.8714
Scenario 4: Reference ZEAS Phase In | PG&E | Com | HVAC | Com - College | Total Resource Cost Test | Fuel Substitution | 320150.4936 | 370657.6632 | 406699.071 | 441281.8282 | 9.0966 | 0 | 0 | 0 | 0 | 0 | 0 | 0 | 0
Scenario 4: Reference ZEAS Phase In | PG&E | Com | HVAC | Com - Grocery | Participant Cost Test | Energy Efficiency | 3333351.5961 | 3434381.4107 | 3491052.2215 | 3484121.2721 | 3407958.428 | 3528822.6177 | 3347017.6699 | 3119295.5684 | 2396788.4967 | 2052051.3899 | 1662253.824 | 1226808.8838 | 751767.5528
Scenario 4: Reference ZEAS Phase In | PG&E | Com | HVAC | Com - Grocery | Participant Cost Test | Fuel Substitution | 589299.6056 | 619504.3684 | 641751.3563 | 651308.2443 | 157987.2269 | 57556.0801 | 53315.6045 | 47899.1823 | 39854.0964 | 33199.6757 | 26199.0034 | 18894.0828 | 11381.2141
Scenario 4: Reference ZEAS Phase In | PG&E | Com | HVAC | Com - Grocery | Program Administrator Cost Test | Energy Efficiency | 831942.0407 | 924642.6496 | 1013159.6958 | 1094966.0048 | 1174535.0524 | 1363401.0174 | 1454396.372 | 1545987.1934 | 1517326.5848 | 1592624.7962 | 1669938.2984 | 1738388.0286 | 1807091.4667
Scenario 4: Reference ZEAS Phase In | PG&E | Com | HVAC | Com - Grocery | Program Administrator Cost Test | Fuel Substitution | 1906072.5182 | 2123376.7993 | 2338351.0044 | 2546807.7317 | 32543.6995 | 35033.0535 | 36501.2041 | 37425.6705 | 37932.2954 | 38253.3243 | 38633.6393 | 38682.5106 | 38636.1012
Scenario 4: Reference ZEAS Phase In | PG&E | Com | HVAC | Com - Grocery | Rate Impact Measure Test | Energy Efficiency | 831942.0407 | 924642.6496 | 1013159.6958 | 1094966.0048 | 1174535.0524 | 1363401.0174 | 1454396.372 | 1545987.1934 | 1517326.5848 | 1592624.7962 | 1669938.2984 | 1738388.0286 | 1807091.4667
Scenario 4: Reference ZEAS Phase In | PG&E | Com | HVAC | Com - Grocery | Rate Impact Measure Test | Fuel Substitution | 2088011.0365 | 2291581.2603 | 2493505.2132 | 2685811.4661 | 32543.6995 | 35033.0535 | 36501.2041 | 37425.6705 | 37932.2954 | 38253.3243 | 38633.6393 | 38682.5106 | 38636.1012
Scenario 4: Reference ZEAS Phase In | PG&E | Com | HVAC | Com - Grocery | Total Resource Cost Test | Energy Efficiency | 955251.0417 | 1057428.3073 | 1154681.9717 | 1244153.9068 | 1329988.9124 | 1556602.7114 | 1652716.1924 | 1749004.8546 | 1517326.5848 | 1592624.7962 | 1669938.2984 | 1738388.0286 | 1807091.4667
Scenario 4: Reference ZEAS Phase In | PG&E | Com | HVAC | Com - Grocery | Total Resource Cost Test | Fuel Substitution | 2153993.8412 | 2385726.078 | 2612726.6469 | 2826106.0979 | 132483.3816 | 36882.9857 | 38377.41 | 39304.1151 | 37932.2954 | 38253.3243 | 38633.6393 | 38682.5106 | 38636.1012
Scenario 4: Reference ZEAS Phase In | PG&E | Com | HVAC | Com - Health | Participant Cost Test | Energy Efficiency | 6113281.8763 | 6243340.7498 | 6349951.082 | 6247223.767 | 6092192.568 | 5676189.9186 | 5126249.3263 | 4792673.3216 | 3947109.7937 | 3347302.2913 | 2690727.3169 | 2015666.1208 | 1286208.7089
Scenario 4: Reference ZEAS Phase In | PG&E | Com | HVAC | Com - Health | Participant Cost Test | Fuel Substitution | 353653.2497 | 369507.9452 | 380320.2254 | 385592.1085 | 27383.4227 | 26572.7186 | 24867.5229 | 22538.2833 | 18795.5095 | 15755.1392 | 12504.9361 | 9067.5531 | 5490.7388
Scenario 4: Reference ZEAS Phase In | PG&E | Com | HVAC | Com - Health | Program Administrator Cost Test | Energy Efficiency | 1664718.8283 | 1819344.8114 | 1988518.6601 | 2106526.143 | 2242188.1415 | 2346569.7464 | 2374920.7003 | 2504851.1438 | 2625415.8619 | 2728082.5277 | 2818699.5307 | 2935862.4722 | 3052513.7138
Scenario 4: Reference ZEAS Phase In | PG&E | Com | HVAC | Com - Health | Program Administrator Cost Test | Fuel Substitution | 696337.1957 | 779372.6977 | 861263.5313 | 940700.6276 | 14812.3384 | 16089.1162 | 16926.9709 | 17497.3323 | 17888.8308 | 18153.0272 | 18439.694 | 18563.948 | 18639.2081
Scenario 4: Reference ZEAS Phase In | PG&E | Com | HVAC | Com - Health | Rate Impact Measure Test | Energy Efficiency | 1664718.8283 | 1819344.8114 | 1988518.6601 | 2106526.143 | 2242188.1415 | 2346569.7464 | 2374920.7003 | 2504851.1438 | 2625415.8619 | 2728082.5277 | 2818699.5307 | 2935862.4722 | 3052513.7138
Scenario 4: Reference ZEAS Phase In | PG&E | Com | HVAC | Com - Health | Rate Impact Measure Test | Fuel Substitution | 733937.3423 | 812503.963 | 890417.9343 | 965241.5578 | 14812.3384 | 16089.1162 | 16926.9709 | 17497.3323 | 17888.8308 | 18153.0272 | 18439.694 | 18563.948 | 18639.2081
Scenario 4: Reference ZEAS Phase In | PG&E | Com | HVAC | Com - Health | Total Resource Cost Test | Energy Efficiency | 2137626.8856 | 2315469.7955 | 2509243.7583 | 2639191.3389 | 2786262.511 | 2825990.8426 | 2822607.1408 | 2957858.6083 | 2625415.8619 | 2728082.5277 | 2818699.5307 | 2935862.4722 | 3052513.7138
Scenario 4: Reference ZEAS Phase In | PG&E | Com | HVAC | Com - Health | Total Resource Cost Test | Fuel Substitution | 768269.9412 | 855945.3327 | 941743.5601 | 1024294.9257 | 15774.8337 | 17077.5031 | 17939.1797 | 18519.0218 | 17888.8308 | 18153.0272 | 18439.694 | 18563.948 | 18639.2081
Scenario 4: Reference ZEAS Phase In | PG&E | Com | HVAC | Com - Lodging | Participant Cost Test | Energy Efficiency | 3907286.9797 | 4041366.5154 | 4134494.832 | 4164050.4475 | 4159599.5491 | 4006766.9421 | 3690582.549 | 3528142.3833 | 1749836.0967 | 1494362.2856 | 1216784.095 | 1101165.1163 | 782805.091
Scenario 4: Reference ZEAS Phase In | PG&E | Com | HVAC | Com - Lodging | Participant Cost Test | Fuel Substitution | 605789.7025 | 639636.5486 | 666423.6686 | 674270.67 | 273092.3056 | 18198.8422 | 16968.7026 | 15362.8576 | 8392.7753 | 6999.8604 | 5530.1843 | 3991.4459 | 3426.4519
Scenario 4: Reference ZEAS Phase In | PG&E | Com | HVAC | Com - Lodging | Program Administrator Cost Test | Energy Efficiency | 929268.0917 | 1026705.6515 | 1120649.1091 | 1207204.9257 | 1302400.6525 | 1400403.4694 | 1432156.6492 | 1517594.1831 | 1284823.0389 | 1351269.6892 | 1424988.7521 | 1673708.7721 | 1870038.3935
Scenario 4: Reference ZEAS Phase In | PG&E | Com | HVAC | Com - Lodging | Program Administrator Cost Test | Fuel Substitution | 618284.0974 | 689050.1932 | 758588.3391 | 825660.5861 | 9740.6813 | 10469.9571 | 10923.5579 | 11210.3925 | 7987.9152 | 8065.2195 | 8154.7723 | 8171.6636 | 11631.6497
Scenario 4: Reference ZEAS Phase In | PG&E | Com | HVAC | Com - Lodging | Rate Impact Measure Test | Energy Efficiency | 929268.0917 | 1026705.6515 | 1120649.1091 | 1207204.9257 | 1302400.6525 | 1400403.4694 | 1432156.6492 | 1517594.1831 | 1284823.0389 | 1351269.6892 | 1424988.7521 | 1673708.7721 | 1870038.3935
Scenario 4: Reference ZEAS Phase In | PG&E | Com | HVAC | Com - Lodging | Rate Impact Measure Test | Fuel Substitution | 643758.8775 | 710066.4768 | 775831.9554 | 838780.2733 | 9740.6813 | 10469.9571 | 10923.5579 | 11210.3925 | 7987.9152 | 8065.2195 | 8154.7723 | 8171.6636 | 11631.6497
Scenario 4: Reference ZEAS Phase In | PG&E | Com | HVAC | Com - Lodging | Total Resource Cost Test | Energy Efficiency | 1725433.0756 | 1869221.3582 | 2004100.0927 | 2123530.9967 | 2249295.6304 | 2294249.8982 | 2268501.9698 | 2365500.4161 | 1284823.0389 | 1351269.6892 | 1424988.7521 | 1673708.7721 | 1870038.3935
Scenario 4: Reference ZEAS Phase In | PG&E | Com | HVAC | Com - Lodging | Total Resource Cost Test | Fuel Substitution | 1080996.2527 | 1178991.6175 | 1270934.1366 | 1343774.7167 | 265458.4288 | 12019.8515 | 12497.6039 | 12787.7508 | 7987.9152 | 8065.2195 | 8154.7723 | 8171.6636 | 11631.6497
Scenario 4: Reference ZEAS Phase In | PG&E | Com | HVAC | Com - Office (Large) | Participant Cost Test | Energy Efficiency | 5669944.0767 | 5640797.969 | 5570175.4599 | 5407370.1693 | 5203464.6309 | 4370105.5847 | 1568582.5839 | 1429360.7916 | 1046452.7826 | 646837.1937 | 693190.7727 | 516348.3851 | 328441.9576
Scenario 4: Reference ZEAS Phase In | PG&E | Com | HVAC | Com - Office (Large) | Participant Cost Test | Fuel Substitution | 187.7896 | 8557.6816 | 8502.079 | 8310.2358 | 0 | 0 | 0 | 0 | 0 | 0 | 0 | 0 | 0
Scenario 4: Reference ZEAS Phase In | PG&E | Com | HVAC | Com - Office (Large) | Program Administrator Cost Test | Energy Efficiency | 1272560.9408 | 1360484.0211 | 1447501.4832 | 1519882.8205 | 1595030.8218 | 1669545.901 | 740038.7191 | 767607.9827 | 756795.0633 | 541285.8613 | 790015.5998 | 812799.0334 | 836424.4716
Scenario 4: Reference ZEAS Phase In | PG&E | Com | HVAC | Com - Office (Large) | Program Administrator Cost Test | Fuel Substitution | 506.927 | 6891.9283 | 7419.1487 | 7898.0132 | 0 | 0 | 0 | 0 | 0 | 0 | 0 | 0 | 0
Scenario 4: Reference ZEAS Phase In | PG&E | Com | HVAC | Com - Office (Large) | Rate Impact Measure Test | Energy Efficiency | 1272560.9408 | 1360484.0211 | 1447501.4832 | 1519882.8205 | 1595030.8218 | 1669545.901 | 740038.7191 | 767607.9827 | 756795.0633 | 541285.8613 | 790015.5998 | 812799.0334 | 836424.4716
Scenario 4: Reference ZEAS Phase In | PG&E | Com | HVAC | Com - Office (Large) | Rate Impact Measure Test | Fuel Substitution | 598.2392 | 6977.1257 | 7498.0144 | 7969.2345 | 0 | 0 | 0 | 0 | 0 | 0 | 0 | 0 | 0
Scenario 4: Reference ZEAS Phase In | PG&E | Com | HVAC | Com - Office (Large) | Total Resource Cost Test | Energy Efficiency | 2537655.0187 | 2647490.9677 | 2749246.095 | 2821223.05 | 2891350.7241 | 2385788.9654 | 890108.0829 | 917908.2292 | 756795.0633 | 541285.8613 | 790015.5998 | 812799.0334 | 836424.4716
Scenario 4: Reference ZEAS Phase In | PG&E | Com | HVAC | Com - Office (Large) | Total Resource Cost Test | Fuel Substitution | 586.4696 | 7987.9958 | 8547.6115 | 9047.5066 | 0 | 0 | 0 | 0 | 0 | 0 | 0 | 0 | 0
Scenario 4: Reference ZEAS Phase In | PG&E | Com | HVAC | Com - Office (Small) | Participant Cost Test | Energy Efficiency | 1840507.2527 | 1834779.2093 | 1807624.7517 | 855289.4357 | 8203438.3523 | 1450470.1661 | 419320.0564 | 390481.247 | 297934.7661 | 245617.9428 | 195959.045 | 140921.2187 | 80557.984
Scenario 4: Reference ZEAS Phase In | PG&E | Com | HVAC | Com - Office (Small) | Participant Cost Test | Fuel Substitution | 45291.0801 | 47128.1542 | 59443.2953 | 48619.7517 | 0 | 0 | 0 | 0 | 0 | 0 | 0 | 0 | 0
Scenario 4: Reference ZEAS Phase In | PG&E | Com | HVAC | Com - Office (Small) | Program Administrator Cost Test | Energy Efficiency | 533758.5427 | 575921.8929 | 616606.0766 | 278971.8435 | 3891797.4102 | 664710.2779 | 269475.6132 | 286886.5441 | 290728.0939 | 301671.0618 | 317152.186 | 332452.0687 | 348407.1378
Scenario 4: Reference ZEAS Phase In | PG&E | Com | HVAC | Com - Office (Small) | Program Administrator Cost Test | Fuel Substitution | 113446.9094 | 126064.0971 | 208089.6215 | 181595.4725 | 0 | 0 | 0 | 0 | 0 | 0 | 0 | 0 | 0
Scenario 4: Reference ZEAS Phase In | PG&E | Com | HVAC | Com - Office (Small) | Rate Impact Measure Test | Energy Efficiency | 533758.5427 | 575921.8929 | 616606.0766 | 278971.8435 | 3891797.4102 | 664710.2779 | 269475.6132 | 286886.5441 | 290728.0939 | 301671.0618 | 317152.186 | 332452.0687 | 348407.1378
Scenario 4: Reference ZEAS Phase In | PG&E | Com | HVAC | Com - Office (Small) | Rate Impact Measure Test | Fuel Substitution | 120033.1373 | 131796.9493 | 218181.251 | 188512.9637 | 0 | 0 | 0 | 0 | 0 | 0 | 0 | 0 | 0
Scenario 4: Reference ZEAS Phase In | PG&E | Com | HVAC | Com - Office (Small) | Total Resource Cost Test | Energy Efficiency | 671199.4998 | 717020.8243 | 760249.9163 | 350892.5385 | 4585541.0134 | 797175.5944 | 294405.0777 | 312412.6687 | 290728.0939 | 301671.0618 | 317152.186 | 332452.0687 | 348407.1378
Scenario 4: Reference ZEAS Phase In | PG&E | Com | HVAC | Com - Office (Small) | Total Resource Cost Test | Fuel Substitution | 121601.281 | 134679.2425 | 221366.507 | 192606.3793 | 0 | 0 | 0 | 0 | 0 | 0 | 0 | 0 | 0
Scenario 4: Reference ZEAS Phase In | PG&E | Com | HVAC | Com - Other | Participant Cost Test | Energy Efficiency | 13087377.2947 | 10541029.2852 | 9135647.5113 | 9087449.9087 | 8871235.269 | 8618218.082 | 8260802.2295 | 7739784.002 | 4760852.9096 | 4059564.7188 | 3254936.8028 | 2337218.3534 | 1322632.8847
Scenario 4: Reference ZEAS Phase In | PG&E | Com | HVAC | Com - Other | Participant Cost Test | Fuel Substitution | 1692746.4773 | 1784711.6147 | 1854244.7711 | 1900466.0219 | 64671.7817 | 0 | 0 | 0 | 0 | 0 | 0 | 0 | 0
Scenario 4: Reference ZEAS Phase In | PG&E | Com | HVAC | Com - Other | Program Administrator Cost Test | Energy Efficiency | 4625425.1497 | 4180158.6205 | 4067987.1012 | 4379557.5267 | 4668186.701 | 5039610.5664 | 5420431.428 | 5770299.833 | 5647430.1842 | 5986255.7072 | 6350933.7145 | 6706306.828 | 7091905.7019
Scenario 4: Reference ZEAS Phase In | PG&E | Com | HVAC | Com - Other | Program Administrator Cost Test | Fuel Substitution | 3809870.4331 | 4250360.6452 | 4683315.413 | 5101350.8142 | 0 | 0 | 0 | 0 | 0 | 0 | 0 | 0 | 0
Scenario 4: Reference ZEAS Phase In | PG&E | Com | HVAC | Com - Other | Rate Impact Measure Test | Energy Efficiency | 4625425.1497 | 4180158.6205 | 4067987.1012 | 4379557.5267 | 4668186.701 | 5039610.5664 | 5420431.428 | 5770299.833 | 5647430.1842 | 5986255.7072 | 6350933.7145 | 6706306.828 | 7091905.7019
Scenario 4: Reference ZEAS Phase In | PG&E | Com | HVAC | Com - Other | Rate Impact Measure Test | Fuel Substitution | 3938742.3312 | 4351914.4866 | 4762123.0123 | 5155764.2238 | 0 | 0 | 0 | 0 | 0 | 0 | 0 | 0 | 0
Scenario 4: Reference ZEAS Phase In | PG&E | Com | HVAC | Com - Other | Total Resource Cost Test | Energy Efficiency | 6677693.0343 | 5686286.9591 | 5299293.2741 | 5654235.8078 | 5971829.2471 | 6380124.6818 | 6794931.6459 | 7165858.1937 | 5647430.1842 | 5986255.7072 | 6350933.7145 | 6706306.828 | 7091905.7019
Scenario 4: Reference ZEAS Phase In | PG&E | Com | HVAC | Com - Other | Total Resource Cost Test | Fuel Substitution | 4494011.3086 | 4976096.1208 | 5443603.5425 | 5888606.6251 | 64671.7817 | 0 | 0 | 0 | 0 | 0 | 0 | 0 | 0
Scenario 4: Reference ZEAS Phase In | PG&E | Com | HVAC | Com - Restaurant | Participant Cost Test | Energy Efficiency | 2475265.7709 | 2559127.2762 | 2605273.9361 | 2601219.7509 | 2545719.2172 | 2442715.1269 | 2302802.4159 | 2124469.1697 | 1804865.4121 | 1572582.0003 | 1317742.154 | 672491.8499 | 2639281.3356
Scenario 4: Reference ZEAS Phase In | PG&E | Com | HVAC | Com - Restaurant | Participant Cost Test | Fuel Substitution | 86492.2124 | 89697.1411 | 91587.1088 | 92064.4264 | 0 | 27.3252 | 25.2373 | 22.6004 | 19.3535 | 16.124 | 12.7271 | 8.2618 | 4.9782
Scenario 4: Reference ZEAS Phase In | PG&E | Com | HVAC | Com - Restaurant | Program Administrator Cost Test | Energy Efficiency | 1741208.8375 | 1949668.4675 | 2159035.6502 | 2358807.3935 | 2545028.6925 | 2716626.3207 | 2879138.4935 | 3026431.2425 | 3162149.3634 | 3291887.8362 | 3415758.5387 | 2274136.4593 | 13295337.7672
Scenario 4: Reference ZEAS Phase In | PG&E | Com | HVAC | Com - Restaurant | Program Administrator Cost Test | Fuel Substitution | 193976.7558 | 215997.8577 | 237513.851 | 258193.1614 | 0 | 17.0055 | 17.7036 | 18.1447 | 18.4199 | 18.5781 | 18.7673 | 16.9144 | 16.8994
Scenario 4: Reference ZEAS Phase In | PG&E | Com | HVAC | Com - Restaurant | Rate Impact Measure Test | Energy Efficiency | 1741208.8375 | 1949668.4675 | 2159035.6502 | 2358807.3935 | 2545028.6925 | 2716626.3207 | 2879138.4935 | 3026431.2425 | 3162149.3634 | 3291887.8362 | 3415758.5387 | 2274136.4593 | 13295337.7672
Scenario 4: Reference ZEAS Phase In | PG&E | Com | HVAC | Com - Restaurant | Rate Impact Measure Test | Fuel Substitution | 205885.3334 | 226746.8616 | 247196.0535 | 266614.1552 | 0 | 17.0055 | 17.7036 | 18.1447 | 18.4199 | 18.5781 | 18.7673 | 16.9144 | 16.8994
Scenario 4: Reference ZEAS Phase In | PG&E | Com | HVAC | Com - Restaurant | Total Resource Cost Test | Energy Efficiency | 1833043.9269 | 2047420.2182 | 2261914.4492 | 2465610.9814 | 2654454.4327 | 2827468.1296 | 2990580.6909 | 3137522.2034 | 3162149.3634 | 3291887.8362 | 3415758.5387 | 2274136.4593 | 13295337.7672
Scenario 4: Reference ZEAS Phase In | PG&E | Com | HVAC | Com - Restaurant | Total Resource Cost Test | Fuel Substitution | 199356.7729 | 221694.6335 | 243470.4943 | 264349.6272 | 0 | 17.2892 | 17.9911 | 18.4324 | 18.4199 | 18.5781 | 18.7673 | 16.9144 | 16.8994
Scenario 4: Reference ZEAS Phase In | PG&E | Com | HVAC | Com - Retail | Participant Cost Test | Energy Efficiency | 5300106.3557 | 5451277.3167 | 5419170.2183 | 3739115.8542 | 17205012.1621 | 4906998.8339 | 4401648.673 | 4146183.6165 | 2533426.5361 | 2106940.485 | 1713299.5397 | 1266111.7717 | 769439.013
Scenario 4: Reference ZEAS Phase In | PG&E | Com | HVAC | Com - Retail | Participant Cost Test | Fuel Substitution | 329708.2563 | 343254.5265 | 352242.2227 | 322274.0295 | 43777.226 | 42839.496 | 40521.6262 | 37250.3448 | 0 | 0 | 0 | 0 | 0
Scenario 4: Reference ZEAS Phase In | PG&E | Com | HVAC | Com - Retail | Program Administrator Cost Test | Energy Efficiency | 1232932.3362 | 1362821.6494 | 1479305.8686 | 1010461.3686 | 6133625.6415 | 1739221.9889 | 1754777.6111 | 1866475.0702 | 1854116.8739 | 1928106.424 | 2040611.5725 | 2146664.2166 | 2255725.6793
Scenario 4: Reference ZEAS Phase In | PG&E | Com | HVAC | Com - Retail | Program Administrator Cost Test | Fuel Substitution | 582523.1244 | 648536.0631 | 712967.5764 | 700448.7561 | 20585.9866 | 22312.459 | 23418.0952 | 24138.4038 | 0 | 0 | 0 | 0 | 0
Scenario 4: Reference ZEAS Phase In | PG&E | Com | HVAC | Com - Retail | Rate Impact Measure Test | Energy Efficiency | 1232932.3362 | 1362821.6494 | 1479305.8686 | 1010461.3686 | 6133625.6415 | 1739221.9889 | 1754777.6111 | 1866475.0702 | 1854116.8739 | 1928106.424 | 2040611.5725 | 2146664.2166 | 2255725.6793
Scenario 4: Reference ZEAS Phase In | PG&E | Com | HVAC | Com - Retail | Rate Impact Measure Test | Fuel Substitution | 606191.5828 | 668417.7431 | 729608.5536 | 712255.4592 | 20585.9866 | 22312.459 | 23418.0952 | 24138.4038 | 0 | 0 | 0 | 0 | 0
Scenario 4: Reference ZEAS Phase In | PG&E | Com | HVAC | Com - Retail | Total Resource Cost Test | Energy Efficiency | 2188986.8655 | 2374712.6343 | 2487624.4577 | 1752253.3023 | 9707194.9247 | 2732727.3568 | 2696225.9266 | 2831855.7314 | 1854116.8739 | 1928106.424 | 2040611.5725 | 2146664.2166 | 2255725.6793
Scenario 4: Reference ZEAS Phase In | PG&E | Com | HVAC | Com - Retail | Total Resource Cost Test | Fuel Substitution | 665729.219 | 736780.7651 | 805415.3361 | 787065.4216 | 27643.7668 | 29671.4883 | 30936.4144 | 31705.582 | 0 | 0 | 0 | 0 | 0
Scenario 4: Reference ZEAS Phase In | PG&E | Com | HVAC | Com - School | Participant Cost Test | Energy Efficiency | 3784898.4039 | 3868134.2745 | 3803864.6309 | 3877201.3552 | 3799542.1277 | 3523463.7367 | 2345623.5199 | 2152406.6186 | 1396101.0197 | 1088315.2586 | 876346.1787 | 705909.1483 | 443970.309
Scenario 4: Reference ZEAS Phase In | PG&E | Com | HVAC | Com - School | Participant Cost Test | Fuel Substitution | 129032.0589 | 133392.5023 | 136891.4878 | 152451.7319 | 0 | 0 | 0 | 0 | 0 | 0 | 0 | 0 | 0
Scenario 4: Reference ZEAS Phase In | PG&E | Com | HVAC | Com - School | Program Administrator Cost Test | Energy Efficiency | 1351829.7363 | 1492059.0038 | 1594462.8757 | 1755881.2878 | 1881784.809 | 1988160.7953 | 1670697.095 | 1756977.215 | 1643886.4754 | 1625083.8558 | 1705170.7108 | 1915896.7349 | 2065676.6979
Scenario 4: Reference ZEAS Phase In | PG&E | Com | HVAC | Com - School | Program Administrator Cost Test | Fuel Substitution | 452264.1366 | 495412.2373 | 535773.127 | 591749.6065 | 0 | 0 | 0 | 0 | 0 | 0 | 0 | 0 | 0
Scenario 4: Reference ZEAS Phase In | PG&E | Com | HVAC | Com - School | Rate Impact Measure Test | Energy Efficiency | 1351829.7363 | 1492059.0038 | 1594462.8757 | 1755881.2878 | 1881784.809 | 1988160.7953 | 1670697.095 | 1756977.215 | 1643886.4754 | 1625083.8558 | 1705170.7108 | 1915896.7349 | 2065676.6979
Scenario 4: Reference ZEAS Phase In | PG&E | Com | HVAC | Com - School | Rate Impact Measure Test | Fuel Substitution | 465077.203 | 504539.171 | 543070.9926 | 597523.1813 | 0 | 0 | 0 | 0 | 0 | 0 | 0 | 0 | 0
Scenario 4: Reference ZEAS Phase In | PG&E | Com | HVAC | Com - School | Total Resource Cost Test | Energy Efficiency | 1801625.9807 | 1941491.3458 | 2052360.6475 | 2235754.508 | 2371759.0076 | 2403702.8078 | 1961582.866 | 2050028.1921 | 1643886.4754 | 1625083.8558 | 1705170.7108 | 1915896.7349 | 2065676.6979
Scenario 4: Reference ZEAS Phase In | PG&E | Com | HVAC | Com - School | Total Resource Cost Test | Fuel Substitution | 476906.4745 | 521087.931 | 562184.9392 | 620203.2612 | 0 | 0 | 0 | 0 | 0 | 0 | 0 | 0 | 0
Scenario 4: Reference ZEAS Phase In | PG&E | Com | HVAC | Com - Warehouse | Participant Cost Test | Energy Efficiency | 547253.1313 | 569833.6814 | 585574.1241 | 592090.9108 | 588542.4288 | 576860.7022 | 552180.2182 | 518879.7547 | 248745.4645 | 161958.9799 | 131310.0147 | 96781.4908 | 58574.2927
Scenario 4: Reference ZEAS Phase In | PG&E | Com | HVAC | Com - Warehouse | Participant Cost Test | Fuel Substitution | 94169.8501 | 99928.2608 | 103000.4944 | 106101.2989 | 6.3953 | 0 | 0 | 0 | 0 | 0 | 0 | 0 | 0
Scenario 4: Reference ZEAS Phase In | PG&E | Com | HVAC | Com - Warehouse | Program Administrator Cost Test | Energy Efficiency | 137166.033 | 153569.0337 | 169580.4445 | 185015.3314 | 200649.3031 | 218768.9563 | 234515.8709 | 249979.2586 | 185604.5518 | 149188.0636 | 157503.2231 | 165386.6516 | 173359.1758
Scenario 4: Reference ZEAS Phase In | PG&E | Com | HVAC | Com - Warehouse | Program Administrator Cost Test | Fuel Substitution | 301671.3312 | 337828.2232 | 373614.1238 | 408432.2506 | 0 | 0 | 0 | 0 | 0 | 0 | 0 | 0 | 0
Scenario 4: Reference ZEAS Phase In | PG&E | Com | HVAC | Com - Warehouse | Rate Impact Measure Test | Energy Efficiency | 137166.033 | 153569.0337 | 169580.4445 | 185015.3314 | 200649.3031 | 218768.9563 | 234515.8709 | 249979.2586 | 185604.5518 | 149188.0636 | 157503.2231 | 165386.6516 | 173359.1758
Scenario 4: Reference ZEAS Phase In | PG&E | Com | HVAC | Com - Warehouse | Rate Impact Measure Test | Fuel Substitution | 318904.4214 | 352966.1434 | 386895.5417 | 419566.5984 | 0 | 0 | 0 | 0 | 0 | 0 | 0 | 0 | 0
Scenario 4: Reference ZEAS Phase In | PG&E | Com | HVAC | Com - Warehouse | Total Resource Cost Test | Energy Efficiency | 209718.4123 | 232122.3122 | 253730.3202 | 274275.8537 | 294396.8025 | 316842.5192 | 335786.2509 | 354066.4072 | 185604.5518 | 149188.0636 | 157503.2231 | 165386.6516 | 173359.1758
Scenario 4: Reference ZEAS Phase In | PG&E | Com | HVAC | Com - Warehouse | Total Resource Cost Test | Fuel Substitution | 332703.4345 | 370885.0327 | 406968.7195 | 443104.6403 | 6.3953 | 0 | 0 | 0 | 0 | 0 | 0 | 0 | 0
Scenario 4: Reference ZEAS Phase In | PG&E | Com | Lighting | Com - College | Participant Cost Test | Energy Efficiency | 0 | 0 | 0 | 0 | 0 | 0 | 0 | 0 | 0 | 0 | 0 | 0 | 0
Scenario 4: Reference ZEAS Phase In | PG&E | Com | Lighting | Com - College | Program Administrator Cost Test | Energy Efficiency | 0 | 0 | 0 | 0 | 0 | 0 | 0 | 0 | 0 | 0 | 0 | 0 | 0
Scenario 4: Reference ZEAS Phase In | PG&E | Com | Lighting | Com - College | Rate Impact Measure Test | Energy Efficiency | 0 | 0 | 0 | 0 | 0 | 0 | 0 | 0 | 0 | 0 | 0 | 0 | 0
Scenario 4: Reference ZEAS Phase In | PG&E | Com | Lighting | Com - College | Total Resource Cost Test | Energy Efficiency | 0 | 0 | 0 | 0 | 0 | 0 | 0 | 0 | 0 | 0 | 0 | 0 | 0
Scenario 4: Reference ZEAS Phase In | PG&E | Com | Lighting | Com - Grocery | Participant Cost Test | Energy Efficiency | 197974.6086 | 193710.045 | 188341.9648 | 180849.4582 | 171084.3201 | 159927.8254 | 147150.061 | 132968.6965 | 114990.3637 | 98118.2091 | 80098.2486 | 60629.9079 | 39834.5832
Scenario 4: Reference ZEAS Phase In | PG&E | Com | Lighting | Com - Grocery | Program Administrator Cost Test | Energy Efficiency | 53389.4424 | 56931.4958 | 60100.9625 | 62800.4321 | 65508.1491 | 68538.1681 | 70322.4134 | 71574.6281 | 72271.0523 | 72691.4036 | 73936.6667 | 74550.891 | 74905.1303
Scenario 4: Reference ZEAS Phase In | PG&E | Com | Lighting | Com - Grocery | Rate Impact Measure Test | Energy Efficiency | 53389.4424 | 56931.4958 | 60100.9625 | 62800.4321 | 65508.1491 | 68538.1681 | 70322.4134 | 71574.6281 | 72271.0523 | 72691.4036 | 73936.6667 | 74550.891 | 74905.1303
Scenario 4: Reference ZEAS Phase In | PG&E | Com | Lighting | Com - Grocery | Total Resource Cost Test | Energy Efficiency | 55579.4376 | 59177.9291 | 62395.6441 | 65132.4304 | 67862.4266 | 70915.9611 | 72716.6435 | 73983.1534 | 72271.0523 | 72691.4036 | 73936.6667 | 74550.891 | 74905.1303
Scenario 4: Reference ZEAS Phase In | PG&E | Com | Lighting | Com - Health | Participant Cost Test | Energy Efficiency | 498309.2125 | 488092.3821 | 480673.2114 | 459217.411 | 436412.3563 | 408355.5042 | 375962.3798 | 339638.3629 | 291733.4595 | 247226.978 | 199426.0521 | 150880.1991 | 98921.7685
Scenario 4: Reference ZEAS Phase In | PG&E | Com | Lighting | Com - Health | Program Administrator Cost Test | Energy Efficiency | 140401.949 | 149933.3103 | 160444.0441 | 166987.9881 | 175132.5302 | 183531.8469 | 188742.0513 | 192462.5497 | 194670.7514 | 195207.7413 | 196866.5878 | 199333.8247 | 201173.208
Scenario 4: Reference ZEAS Phase In | PG&E | Com | Lighting | Com - Health | Rate Impact Measure Test | Energy Efficiency | 140401.949 | 149933.3103 | 160444.0441 | 166987.9881 | 175132.5302 | 183531.8469 | 188742.0513 | 192462.5497 | 194670.7514 | 195207.7413 | 196866.5878 | 199333.8247 | 201173.208
Scenario 4: Reference ZEAS Phase In | PG&E | Com | Lighting | Com - Health | Total Resource Cost Test | Energy Efficiency | 147504.1778 | 157223.5015 | 167984.055 | 174609.0917 | 182858.7074 | 191339.2853 | 196604.1171 | 200364.2903 | 194670.7514 | 195207.7413 | 196866.5878 | 199333.8247 | 201173.208
Scenario 4: Reference ZEAS Phase In | PG&E | Com | Lighting | Com - Lodging | Participant Cost Test | Energy Efficiency | 0 | 0 | 0 | 0 | 0 | 0 | 0 | 0 | 0 | 0 | 0 | 0 | 0
Scenario 4: Reference ZEAS Phase In | PG&E | Com | Lighting | Com - Lodging | Program Administrator Cost Test | Energy Efficiency | 0 | 0 | 0 | 0 | 0 | 0 | 0 | 0 | 0 | 0 | 0 | 0 | 0
Scenario 4: Reference ZEAS Phase In | PG&E | Com | Lighting | Com - Lodging | Rate Impact Measure Test | Energy Efficiency | 0 | 0 | 0 | 0 | 0 | 0 | 0 | 0 | 0 | 0 | 0 | 0 | 0
Scenario 4: Reference ZEAS Phase In | PG&E | Com | Lighting | Com - Lodging | Total Resource Cost Test | Energy Efficiency | 0 | 0 | 0 | 0 | 0 | 0 | 0 | 0 | 0 | 0 | 0 | 0 | 0
Scenario 4: Reference ZEAS Phase In | PG&E | Com | Lighting | Com - Office (Large) | Participant Cost Test | Energy Efficiency | 544540.0723 | 545631.4808 | 543189.4523 | 530867.4256 | 513077.8595 | 486585.5132 | 455061.913 | 417609.9263 | 352483.0503 | 304618.9414 | 250496.716 | 190267.9977 | 124317.6485
Scenario 4: Reference ZEAS Phase In | PG&E | Com | Lighting | Com - Office (Large) | Program Administrator Cost Test | Energy Efficiency | 179379.8421 | 196123.0725 | 212620.3882 | 227084.6753 | 242712.5757 | 258113.6517 | 270823.3766 | 282103.0309 | 292493.4137 | 302800.9363 | 314802.5931 | 324972.4589 | 334286.0167
Scenario 4: Reference ZEAS Phase In | PG&E | Com | Lighting | Com - Office (Large) | Rate Impact Measure Test | Energy Efficiency | 179379.8421 | 196123.0725 | 212620.3882 | 227084.6753 | 242712.5757 | 258113.6517 | 270823.3766 | 282103.0309 | 292493.4137 | 302800.9363 | 314802.5931 | 324972.4589 | 334286.0167
Scenario 4: Reference ZEAS Phase In | PG&E | Com | Lighting | Com - Office (Large) | Total Resource Cost Test | Energy Efficiency | 197586.3316 | 215211.0582 | 232548.8335 | 247656.7031 | 263883.8576 | 279747.7039 | 292894.3885 | 304563.8092 | 292493.4137 | 302800.9363 | 314802.5931 | 324972.4589 | 334286.0167
Scenario 4: Reference ZEAS Phase In | PG&E | Com | Lighting | Com - Office (Small) | Participant Cost Test | Energy Efficiency | 0 | 0 | 0 | 0 | 0 | 0 | 0 | 0 | 0 | 0 | 0 | 0 | 0
Scenario 4: Reference ZEAS Phase In | PG&E | Com | Lighting | Com - Office (Small) | Program Administrator Cost Test | Energy Efficiency | 0 | 0 | 0 | 0 | 0 | 0 | 0 | 0 | 0 | 0 | 0 | 0 | 0
Scenario 4: Reference ZEAS Phase In | PG&E | Com | Lighting | Com - Office (Small) | Rate Impact Measure Test | Energy Efficiency | 0 | 0 | 0 | 0 | 0 | 0 | 0 | 0 | 0 | 0 | 0 | 0 | 0
Scenario 4: Reference ZEAS Phase In | PG&E | Com | Lighting | Com - Office (Small) | Total Resource Cost Test | Energy Efficiency | 0 | 0 | 0 | 0 | 0 | 0 | 0 | 0 | 0 | 0 | 0 | 0 | 0
Scenario 4: Reference ZEAS Phase In | PG&E | Com | Lighting | Com - Other | Participant Cost Test | Energy Efficiency | 0 | 0 | 0 | 0 | 0 | 0 | 0 | 0 | 0 | 0 | 0 | 0 | 0
Scenario 4: Reference ZEAS Phase In | PG&E | Com | Lighting | Com - Other | Program Administrator Cost Test | Energy Efficiency | 0 | 0 | 0 | 0 | 0 | 0 | 0 | 0 | 0 | 0 | 0 | 0 | 0
Scenario 4: Reference ZEAS Phase In | PG&E | Com | Lighting | Com - Other | Rate Impact Measure Test | Energy Efficiency | 0 | 0 | 0 | 0 | 0 | 0 | 0 | 0 | 0 | 0 | 0 | 0 | 0
Scenario 4: Reference ZEAS Phase In | PG&E | Com | Lighting | Com - Other | Total Resource Cost Test | Energy Efficiency | 0 | 0 | 0 | 0 | 0 | 0 | 0 | 0 | 0 | 0 | 0 | 0 | 0
Scenario 4: Reference ZEAS Phase In | PG&E | Com | Lighting | Com - Refrig. Warehouse | Participant Cost Test | Energy Efficiency | 4841.9169 | 4745.1126 | 4613.4521 | 4434.2931 | 4212.9347 | 3945.3814 | 3633.9919 | 3287.7474 | 2862.5718 | 2442.9336 | 1988.2175 | 1496.1374 | 966.8213
Scenario 4: Reference ZEAS Phase In | PG&E | Com | Lighting | Com - Refrig. Warehouse | Program Administrator Cost Test | Energy Efficiency | 1789.7258 | 1917.4961 | 2035.6898 | 2145.7251 | 2262.3991 | 2385.0643 | 2479.8567 | 2566.9569 | 2642.0204 | 2714.8896 | 2806.8739 | 2890.1193 | 2971.5603
Scenario 4: Reference ZEAS Phase In | PG&E | Com | Lighting | Com - Refrig. Warehouse | Rate Impact Measure Test | Energy Efficiency | 1789.7258 | 1917.4961 | 2035.6898 | 2145.7251 | 2262.3991 | 2385.0643 | 2479.8567 | 2566.9569 | 2642.0204 | 2714.8896 | 2806.8739 | 2890.1193 | 2971.5603
Scenario 4: Reference ZEAS Phase In | PG&E | Com | Lighting | Com - Refrig. Warehouse | Total Resource Cost Test | Energy Efficiency | 1826.4125 | 1955.1469 | 2074.122 | 2184.798 | 2301.9993 | 2425.1177 | 2520.2269 | 2607.6303 | 2642.0204 | 2714.8896 | 2806.8739 | 2890.1193 | 2971.5603
Scenario 4: Reference ZEAS Phase In | PG&E | Com | Lighting | Com - Restaurant | Participant Cost Test | Energy Efficiency | 50205.9342 | 50154.129 | 49692.5922 | 48468.4302 | 46563.956 | 86311.5309 | 87610.1298 | 78684.1077 | 68565.7357 | 35688.3683 | 24780.2246 | 12890.3546 | 43176.0131
Scenario 4: Reference ZEAS Phase In | PG&E | Com | Lighting | Com - Restaurant | Program Administrator Cost Test | Energy Efficiency | 14783.5247 | 16114.9505 | 17370.7163 | 18486.6639 | 19630.154 | 40816.5593 | 46403.5006 | 47208.7752 | 47768.2785 | 29500.2156 | 25671.1103 | 17929.9721 | 92874.5787
Scenario 4: Reference ZEAS Phase In | PG&E | Com | Lighting | Com - Restaurant | Rate Impact Measure Test | Energy Efficiency | 14783.5247 | 16114.9505 | 17370.7163 | 18486.6639 | 19630.154 | 40816.5593 | 46403.5006 | 47208.7752 | 47768.2785 | 29500.2156 | 25671.1103 | 17929.9721 | 92874.5787
Scenario 4: Reference ZEAS Phase In | PG&E | Com | Lighting | Com - Restaurant | Total Resource Cost Test | Energy Efficiency | 15004.7535 | 16346.6374 | 17611.9153 | 18735.706 | 19885.5712 | 41328.2262 | 46972.2576 | 47778.0231 | 47768.2785 | 29500.2156 | 25671.1103 | 17929.9721 | 92874.5787
Scenario 4: Reference ZEAS Phase In | PG&E | Com | Lighting | Com - Retail | Participant Cost Test | Energy Efficiency | 1194515.9872 | 1175344.4804 | 1149575.3645 | 791023.7345 | 2983490.2526 | 961166.6556 | 908538.6894 | 837120.2822 | 597729.8701 | 510221.4826 | 416224.9555 | 314175.1086 | 204608.0812
Scenario 4: Reference ZEAS Phase In | PG&E | Com | Lighting | Com - Retail | Program Administrator Cost Test | Energy Efficiency | 345241.7113 | 368939.8388 | 390877.6417 | 292027.3184 | 1208848.1117 | 432649.0032 | 453280.6711 | 466690.0642 | 477467.1949 | 487263.2188 | 501628.5474 | 513302.2668 | 524286.9062
Scenario 4: Reference ZEAS Phase In | PG&E | Com | Lighting | Com - Retail | Rate Impact Measure Test | Energy Efficiency | 345241.7113 | 368939.8388 | 390877.6417 | 292027.3184 | 1208848.1117 | 432649.0032 | 453280.6711 | 466690.0642 | 477467.1949 | 487263.2188 | 501628.5474 | 513302.2668 | 524286.9062
Scenario 4: Reference ZEAS Phase In | PG&E | Com | Lighting | Com - Retail | Total Resource Cost Test | Energy Efficiency | 494527.3627 | 521979.144 | 547115.4001 | 404936.3798 | 1659172.9311 | 587605.5642 | 611314.4627 | 625878.7819 | 477467.1949 | 487263.2188 | 501628.5474 | 513302.2668 | 524286.9062
Scenario 4: Reference ZEAS Phase In | PG&E | Com | Lighting | Com - School | Participant Cost Test | Energy Efficiency | 0 | 0 | 0 | 0 | 0 | 0 | 0 | 0 | 0 | 0 | 0 | 0 | 0
Scenario 4: Reference ZEAS Phase In | PG&E | Com | Lighting | Com - School | Program Administrator Cost Test | Energy Efficiency | 0 | 0 | 0 | 0 | 0 | 0 | 0 | 0 | 0 | 0 | 0 | 0 | 0
Scenario 4: Reference ZEAS Phase In | PG&E | Com | Lighting | Com - School | Rate Impact Measure Test | Energy Efficiency | 0 | 0 | 0 | 0 | 0 | 0 | 0 | 0 | 0 | 0 | 0 | 0 | 0
Scenario 4: Reference ZEAS Phase In | PG&E | Com | Lighting | Com - School | Total Resource Cost Test | Energy Efficiency | 0 | 0 | 0 | 0 | 0 | 0 | 0 | 0 | 0 | 0 | 0 | 0 | 0
Scenario 4: Reference ZEAS Phase In | PG&E | Com | Lighting | Com - Warehouse | Participant Cost Test | Energy Efficiency | 9694.3862 | 9824.4685 | 9868.1382 | 9787.4527 | 9574.7142 | 9245.2665 | 8883.3464 | 8401.7394 | 1933.2744 | 0 | 0 | 0 | 0
Scenario 4: Reference ZEAS Phase In | PG&E | Com | Lighting | Com - Warehouse | Program Administrator Cost Test | Energy Efficiency | 2801.5828 | 3085.5138 | 3358.9952 | 3619.4297 | 3889.659 | 4177.8225 | 4455.0841 | 4716.1147 | 1507.9933 | 0 | 0 | 0 | 0
Scenario 4: Reference ZEAS Phase In | PG&E | Com | Lighting | Com - Warehouse | Rate Impact Measure Test | Energy Efficiency | 2801.5828 | 3085.5138 | 3358.9952 | 3619.4297 | 3889.659 | 4177.8225 | 4455.0841 | 4716.1147 | 1507.9933 | 0 | 0 | 0 | 0
Scenario 4: Reference ZEAS Phase In | PG&E | Com | Lighting | Com - Warehouse | Total Resource Cost Test | Energy Efficiency | 3847.3066 | 4190.6188 | 4518.7031 | 4828.7941 | 5142.3724 | 5471.9354 | 5799.4122 | 6109.6925 | 1507.9933 | 0 | 0 | 0 | 0
Scenario 4: Reference ZEAS Phase In | PG&E | Com | WaterHeat | Com - College | Participant Cost Test | Energy Efficiency | 1005159.533 | 1553654.9303 | 1256504.2972 | 2332911.4646 | 1981986.574 | 2283876.7947 | 2460091.4009 | 2850481.6763 | 2168019.7213 | 2316224.6999 | 1987266.9947 | 1362208.9745 | 721274.0368
Scenario 4: Reference ZEAS Phase In | PG&E | Com | WaterHeat | Com - College | Participant Cost Test | Fuel Substitution | 368593.2292 | 452232.1572 | 858877.8993 | 1863782.9327 | 3095370.9871 | 3207271.4316 | 3412959.4266 | 3838211.1239 | 3739218.5125 | 3766804.1604 | 3460517.9742 | 2781765.8426 | 1702334.875
Scenario 4: Reference ZEAS Phase In | PG&E | Com | WaterHeat | Com - College | Program Administrator Cost Test | Energy Efficiency | 566270.9617 | 787039.8978 | 545251.1171 | 1465942.5014 | 931650.6947 | 1108619.4257 | 950837.6572 | 1140240.2636 | 1308598.0035 | 1435588.7989 | 1490249.4148 | 1455961.702 | 1334617.393
Scenario 4: Reference ZEAS Phase In | PG&E | Com | WaterHeat | Com - College | Program Administrator Cost Test | Fuel Substitution | 1444817.1805 | 1864769.0182 | 2369184.0262 | 2205956.8883 | 2342981.6766 | 2979521.3909 | 2418443.3135 | 3147510.7057 | 3948022.7365 | 4903453.1425 | 5946685.0576 | 7020687.0645 | 8156802.3942
Scenario 4: Reference ZEAS Phase In | PG&E | Com | WaterHeat | Com - College | Rate Impact Measure Test | Energy Efficiency | 566270.9617 | 787039.8978 | 545251.1171 | 1465942.5014 | 931650.6947 | 1108619.4257 | 950837.6572 | 1140240.2636 | 1308598.0035 | 1435588.7989 | 1490249.4148 | 1455961.702 | 1334617.393
Scenario 4: Reference ZEAS Phase In | PG&E | Com | WaterHeat | Com - College | Rate Impact Measure Test | Fuel Substitution | 1730443.1347 | 2178338.0066 | 2378932.3198 | 2212557.8196 | 2345286.0661 | 2979574.284 | 2418443.3135 | 3147510.7057 | 3948022.7365 | 4903453.1425 | 5946685.0576 | 7020687.0645 | 8156802.3942
Scenario 4: Reference ZEAS Phase In | PG&E | Com | WaterHeat | Com - College | Total Resource Cost Test | Energy Efficiency | 896926.8389 | 1311302.8648 | 982146.2367 | 2247346.6125 | 1607837.6888 | 1835409.2982 | 1751778.4254 | 2052660.593 | 1308598.0035 | 1435588.7989 | 1490249.4148 | 1455961.702 | 1334617.393
Scenario 4: Reference ZEAS Phase In | PG&E | Com | WaterHeat | Com - College | Total Resource Cost Test | Fuel Substitution | 1769689.4113 | 2263388.579 | 2875034.1562 | 2727932.8489 | 2847771.2201 | 3297777.0089 | 2678406.2809 | 3448737.3794 | 3948022.7365 | 4903453.1425 | 5946685.0576 | 7020687.0645 | 8156802.3942
Scenario 4: Reference ZEAS Phase In | PG&E | Com | WaterHeat | Com - Grocery | Participant Cost Test | Energy Efficiency | 490834.8539 | 590356.5354 | 708429.1226 | 846335.2539 | 1003869.4803 | 1173374.8345 | 1323633.2065 | 1519914.5327 | 1288741.7681 | 1415563.5796 | 1284300.1715 | 957638.3262 | 566407.598
Scenario 4: Reference ZEAS Phase In | PG&E | Com | WaterHeat | Com - Grocery | Participant Cost Test | Fuel Substitution | 8139.1127 | 9859.4499 | 11950.4231 | 14480.578 | 17507.7857 | 21730.4029 | 0 | 0 | 0 | 0 | 0 | 0 | 0
Scenario 4: Reference ZEAS Phase In | PG&E | Com | WaterHeat | Com - Grocery | Program Administrator Cost Test | Energy Efficiency | 207888.8484 | 252467.604 | 306696.6366 | 371906.712 | 448850.6614 | 538428.4273 | 571230.3754 | 676832.6641 | 784897.1041 | 887930.1228 | 975627.3667 | 1037191.2674 | 1063391.5232
Scenario 4: Reference ZEAS Phase In | PG&E | Com | WaterHeat | Com - Grocery | Program Administrator Cost Test | Fuel Substitution | 64995.7989 | 82860.3926 | 105724.1655 | 134901.2654 | 171811.2413 | 218920.3263 | 0 | 0 | 0 | 0 | 0 | 0 | 0
Scenario 4: Reference ZEAS Phase In | PG&E | Com | WaterHeat | Com - Grocery | Rate Impact Measure Test | Energy Efficiency | 207888.8484 | 252467.604 | 306696.6366 | 371906.712 | 448850.6614 | 538428.4273 | 571230.3754 | 676832.6641 | 784897.1041 | 887930.1228 | 975627.3667 | 1037191.2674 | 1063391.5232
Scenario 4: Reference ZEAS Phase In | PG&E | Com | WaterHeat | Com - Grocery | Rate Impact Measure Test | Fuel Substitution | 68092.2971 | 85540.2019 | 108006.7513 | 136551.4985 | 172597.6088 | 218928.4784 | 0 | 0 | 0 | 0 | 0 | 0 | 0
Scenario 4: Reference ZEAS Phase In | PG&E | Com | WaterHeat | Com - Grocery | Total Resource Cost Test | Energy Efficiency | 343401.6913 | 414081.7701 | 498550.7182 | 598235.1861 | 713589.5151 | 838428.1024 | 908287.0082 | 1056760.548 | 784897.1041 | 887930.1228 | 975627.3667 | 1037191.2674 | 1063391.5232
Scenario 4: Reference ZEAS Phase In | PG&E | Com | WaterHeat | Com - Grocery | Total Resource Cost Test | Fuel Substitution | 71030.1979 | 90170.2625 | 114584.2984 | 145637.2738 | 184791.6438 | 234615.8686 | 0 | 0 | 0 | 0 | 0 | 0 | 0
Scenario 4: Reference ZEAS Phase In | PG&E | Com | WaterHeat | Com - Health | Participant Cost Test | Energy Efficiency | 2219192.6354 | 2498368.5334 | 2671947.3382 | 3029616.3984 | 3260417.453 | 3329771.9679 | 3322061.3176 | 3676047.8249 | 2796325.3017 | 2835785.4214 | 2311891.1624 | 1512343.7916 | 769924.3414
Scenario 4: Reference ZEAS Phase In | PG&E | Com | WaterHeat | Com - Health | Participant Cost Test | Fuel Substitution | 808717.2162 | 1000265.5398 | 2113465.3791 | 4788286.6452 | 8145772.3394 | 8728717.9355 | 9196067.1314 | 10493516.2279 | 10167508.8966 | 10258201.517 | 9440462.5974 | 7578200.7634 | 4582859.7998
Scenario 4: Reference ZEAS Phase In | PG&E | Com | WaterHeat | Com - Health | Program Administrator Cost Test | Energy Efficiency | 1425769.2521 | 1629124.123 | 1547782.7088 | 1749251.4853 | 1921658.2986 | 1806318.89 | 1347600.0436 | 1541665.2805 | 1688864.1574 | 1759650.7557 | 1736461.8127 | 1619850.6537 | 1429267.4039
Scenario 4: Reference ZEAS Phase In | PG&E | Com | WaterHeat | Com - Health | Program Administrator Cost Test | Fuel Substitution | 3867467.8269 | 5020292.6253 | 6503726.7558 | 6372432.8606 | 7009249.4508 | 8960932.805 | 6541240.2852 | 8587881.7152 | 10823805.1489 | 13486182.9076 | 16428872.5098 | 19474375.5898 | 22709160.2309
Scenario 4: Reference ZEAS Phase In | PG&E | Com | WaterHeat | Com - Health | Rate Impact Measure Test | Energy Efficiency | 1425769.2521 | 1629124.123 | 1547782.7088 | 1749251.4853 | 1921658.2986 | 1806318.89 | 1347600.0436 | 1541665.2805 | 1688864.1574 | 1759650.7557 | 1736461.8127 | 1619850.6537 | 1429267.4039
Scenario 4: Reference ZEAS Phase In | PG&E | Com | WaterHeat | Com - Health | Rate Impact Measure Test | Fuel Substitution | 4534619.4598 | 5752693.5001 | 6517705.9749 | 6376834.8361 | 7009355.7506 | 8961019.7711 | 6541240.2852 | 8587881.7152 | 10823805.1489 | 13486182.9076 | 16428872.5098 | 19474375.5898 | 22709160.2309
Scenario 4: Reference ZEAS Phase In | PG&E | Com | WaterHeat | Com - Health | Total Resource Cost Test | Energy Efficiency | 2070348.953 | 2364568.0465 | 2365916.9305 | 2681437.4401 | 2926605.4429 | 2744895.096 | 2317953.1187 | 2596595.8052 | 1688864.1574 | 1759650.7557 | 1736461.8127 | 1619850.6537 | 1429267.4039
Scenario 4: Reference ZEAS Phase In | PG&E | Com | WaterHeat | Com - Health | Total Resource Cost Test | Fuel Substitution | 4584983.0457 | 5906922.0203 | 7645954.2892 | 7570351.2351 | 8192998.9105 | 9869887.7525 | 7263033.5447 | 9499247.7738 | 10823805.1489 | 13486182.9076 | 16428872.5098 | 19474375.5898 | 22709160.2309
Scenario 4: Reference ZEAS Phase In | PG&E | Com | WaterHeat | Com - Lodging | Participant Cost Test | Energy Efficiency | 14712792.8116 | 15198379.4781 | 15441586.8154 | 15815236.5914 | 16185487.3215 | 13036648.7434 | 6179351.1097 | 6246722.3608 | 2038477.39 | 1876239.3974 | 3794.2165 | 878112.0197 | 407301.1254
Scenario 4: Reference ZEAS Phase In | PG&E | Com | WaterHeat | Com - Lodging | Participant Cost Test | Fuel Substitution | 3225880.982 | 3962068.1871 | 5654502.5885 | 8399857.7753 | 11585649.7005 | 9903105.4269 | 9606740.2971 | 11053725.2345 | 9553376.1262 | 9677999.447 | 8897016.2258 | 7123984.9744 | 4283055.6194
Scenario 4: Reference ZEAS Phase In | PG&E | Com | WaterHeat | Com - Lodging | Program Administrator Cost Test | Energy Efficiency | 6692583.7175 | 7211491.6338 | 7425394.2891 | 7899752.9504 | 8433026.0447 | 8930206.6179 | 1535026.0328 | 1629009.6667 | 1230973.0273 | 1173925.2271 | 5002.4587 | 949243.6484 | 765813.7121
Scenario 4: Reference ZEAS Phase In | PG&E | Com | WaterHeat | Com - Lodging | Program Administrator Cost Test | Fuel Substitution | 3862357.3084 | 4991515.2552 | 6420321.8196 | 6288421.5893 | 6966230.8506 | 8895296.6249 | 6159610.7001 | 8070836.5624 | 10190051.6711 | 12754248.5768 | 15532299.7426 | 18392545.5596 | 21414402.6191
Scenario 4: Reference ZEAS Phase In | PG&E | Com | WaterHeat | Com - Lodging | Rate Impact Measure Test | Energy Efficiency | 6692583.7175 | 7211491.6338 | 7425394.2891 | 7899752.9504 | 8433026.0447 | 8930206.6179 | 1535026.0328 | 1629009.6667 | 1230973.0273 | 1173925.2271 | 5002.4587 | 949243.6484 | 765813.7121
Scenario 4: Reference ZEAS Phase In | PG&E | Com | WaterHeat | Com - Lodging | Rate Impact Measure Test | Fuel Substitution | 4593944.1334 | 5794190.1666 | 6460835.8042 | 6317681.9031 | 6979801.5149 | 8896002.6276 | 6159610.7001 | 8070836.5624 | 10190051.6711 | 12754248.5768 | 15532299.7426 | 18392545.5596 | 21414402.6191
Scenario 4: Reference ZEAS Phase In | PG&E | Com | WaterHeat | Com - Lodging | Total Resource Cost Test | Energy Efficiency | 15031156.2531 | 15936330.0004 | 16450080.3427 | 17268208.9382 | 18150208.3094 | 15567089.7825 | 5165332.6108 | 5256019.023 | 1230973.0273 | 1173925.2271 | 5002.4587 | 949243.6484 | 765813.7121
Scenario 4: Reference ZEAS Phase In | PG&E | Com | WaterHeat | Com - Lodging | Total Resource Cost Test | Fuel Substitution | 7006212.0549 | 8851895.1331 | 11253727.1608 | 11369804.1083 | 12039319.4315 | 11518346.6255 | 7798005.6317 | 10134293.03 | 10190051.6711 | 12754248.5768 | 15532299.7426 | 18392545.5596 | 21414402.6191
Scenario 4: Reference ZEAS Phase In | PG&E | Com | WaterHeat | Com - Office (Large) | Participant Cost Test | Energy Efficiency | 7229202.649 | 7644004.4136 | 7597494.745 | 7109730.2206 | 6142037.914 | 4595306.8749 | 2401565.0443 | 1142699.0205 | 81018.5604 | 2554.817 | 2506.6315 | 2195.4315 | 1473.4413
Scenario 4: Reference ZEAS Phase In | PG&E | Com | WaterHeat | Com - Office (Large) | Participant Cost Test | Fuel Substitution | 294703.2945 | 360668.7033 | 669222.6804 | 1328861.5171 | 2113947.9246 | 2113262.9153 | 2345806.8697 | 2656339.2447 | 2545927.9357 | 2571413.934 | 2357712.4547 | 1889576.7238 | 1152900.5279
Scenario 4: Reference ZEAS Phase In | PG&E | Com | WaterHeat | Com - Office (Large) | Program Administrator Cost Test | Energy Efficiency | 2637014.8701 | 2883343.9226 | 2914754.9148 | 2887167.402 | 2701841.33 | 2385595.5272 | 829450.5303 | 409362.2894 | 48670.5361 | 2011.1373 | 2610.2946 | 3371.7026 | 4347.5046
Scenario 4: Reference ZEAS Phase In | PG&E | Com | WaterHeat | Com - Office (Large) | Program Administrator Cost Test | Fuel Substitution | 819658.0258 | 1055584.7153 | 1376134.6252 | 1197534.5781 | 1201960.1929 | 1514376.5155 | 1621865.1635 | 2106223.9354 | 2685444.1885 | 3343290.9067 | 4045173.8931 | 4757959.912 | 5500140.4503
Scenario 4: Reference ZEAS Phase In | PG&E | Com | WaterHeat | Com - Office (Large) | Rate Impact Measure Test | Energy Efficiency | 2637014.8701 | 2883343.9226 | 2914754.9148 | 2887167.402 | 2701841.33 | 2385595.5272 | 829450.5303 | 409362.2894 | 48670.5361 | 2011.1373 | 2610.2946 | 3371.7026 | 4347.5046
Scenario 4: Reference ZEAS Phase In | PG&E | Com | WaterHeat | Com - Office (Large) | Rate Impact Measure Test | Fuel Substitution | 994788.8462 | 1248198.5507 | 1377236.4148 | 1198052.6565 | 1202026.6704 | 1514391.5911 | 1621865.1635 | 2106223.9354 | 2685444.1885 | 3343290.9067 | 4045173.8931 | 4757959.912 | 5500140.4503
Scenario 4: Reference ZEAS Phase In | PG&E | Com | WaterHeat | Com - Office (Large) | Total Resource Cost Test | Energy Efficiency | 5664800.4268 | 6064323.9831 | 6063312.2593 | 5810337.1218 | 5210604.7735 | 4117429.7358 | 1780948.0374 | 854711.2373 | 48670.5361 | 2011.1373 | 2610.2946 | 3371.7026 | 4347.5046
Scenario 4: Reference ZEAS Phase In | PG&E | Com | WaterHeat | Com - Office (Large) | Total Resource Cost Test | Fuel Substitution | 1089743.1303 | 1386129.7841 | 1802239.9258 | 1625634.2727 | 1600942.5534 | 1733772.1021 | 1851662.7547 | 2393738.9049 | 2685444.1885 | 3343290.9067 | 4045173.8931 | 4757959.912 | 5500140.4503
Scenario 4: Reference ZEAS Phase In | PG&E | Com | WaterHeat | Com - Office (Small) | Participant Cost Test | Energy Efficiency | 1128318.5775 | 1440774.9037 | 229.9943 | 1548365.8826 | 1888342.8256 | 2228666.589 | 2528103.7068 | 2731904.1578 | 2185506.46 | 2100111.4787 | 1593668.7867 | 950853.5064 | 430892.1202
Scenario 4: Reference ZEAS Phase In | PG&E | Com | WaterHeat | Com - Office (Small) | Participant Cost Test | Fuel Substitution | 22806.8408 | 27959.3235 | 86155.2415 | 212133.6925 | 392553.9438 | 442101.2588 | 524760.5253 | 602262.8908 | 636561.2122 | 644460.259 | 592711.6006 | 477072.1137 | 293017.4206
Scenario 4: Reference ZEAS Phase In | PG&E | Com | WaterHeat | Com - Office (Small) | Program Administrator Cost Test | Energy Efficiency | 429112.3605 | 564380.9478 | 64.5211 | 625173.026 | 786697.014 | 958208.1372 | 1122077.0041 | 1251864.3536 | 1318678.6889 | 1301027.8653 | 1194449.3459 | 1015680.9754 | 796714.1889
Scenario 4: Reference ZEAS Phase In | PG&E | Com | WaterHeat | Com - Office (Small) | Program Administrator Cost Test | Fuel Substitution | 216813.4872 | 279739.4868 | 357500.4727 | 259896.743 | 275038.4735 | 350558.394 | 389511.0939 | 516485.7199 | 670666.7799 | 836720.7962 | 1015041.7618 | 1198023.2277 | 1390787.5979
Scenario 4: Reference ZEAS Phase In | PG&E | Com | WaterHeat | Com - Office (Small) | Rate Impact Measure Test | Energy Efficiency | 429112.3605 | 564380.9478 | 64.5211 | 625173.026 | 786697.014 | 958208.1372 | 1122077.0041 | 1251864.3536 | 1318678.6889 | 1301027.8653 | 1194449.3459 | 1015680.9754 | 796714.1889
Scenario 4: Reference ZEAS Phase In | PG&E | Com | WaterHeat | Com - Office (Small) | Rate Impact Measure Test | Fuel Substitution | 264580.5705 | 332471.9994 | 358081.7622 | 260208.228 | 275152.948 | 350563.9934 | 389511.0939 | 516485.7199 | 670666.7799 | 836720.7962 | 1015041.7618 | 1198023.2277 | 1390787.5979
Scenario 4: Reference ZEAS Phase In | PG&E | Com | WaterHeat | Com - Office (Small) | Total Resource Cost Test | Energy Efficiency | 712085.7076 | 919117.8542 | 69.7472 | 993837.3886 | 1227554.5376 | 1468629.8316 | 1689989.3197 | 1853687.1478 | 1318678.6889 | 1301027.8653 | 1194449.3459 | 1015680.9754 | 796714.1889
Scenario 4: Reference ZEAS Phase In | PG&E | Com | WaterHeat | Com - Office (Small) | Total Resource Cost Test | Fuel Substitution | 233128.7884 | 299740.8745 | 384234.5188 | 279131.3431 | 288391.3584 | 366783.8567 | 405651.6062 | 537297.6096 | 670666.7799 | 836720.7962 | 1015041.7618 | 1198023.2277 | 1390787.5979
Scenario 4: Reference ZEAS Phase In | PG&E | Com | WaterHeat | Com - Other | Participant Cost Test | Energy Efficiency | 4852895.6513 | 5816950.487 | 6229079.4308 | 7488144.3089 | 8933842.0232 | 10155973.6247 | 11312211.392 | 12878637.2446 | 8626614.3175 | 9159317.0963 | 7859869.017 | 5422058.4708 | 2904392.7035
Scenario 4: Reference ZEAS Phase In | PG&E | Com | WaterHeat | Com - Other | Participant Cost Test | Fuel Substitution | 5028243.8508 | 6148091.5999 | 9673863.7509 | 19390074.4287 | 31242908.7858 | 32332501.0286 | 33863846.414 | 38500452.716 | 35002503.8727 | 35169504.4554 | 32233136.3665 | 25826040.0863 | 15703498.7242
Scenario 4: Reference ZEAS Phase In | PG&E | Com | WaterHeat | Com - Other | Program Administrator Cost Test | Energy Efficiency | 2355565.9573 | 2864179.1454 | 2216391.4204 | 2692163.7054 | 3258624.0239 | 3917372.0501 | 3918285.1293 | 4623319.2243 | 5226403.146 | 5707805.5238 | 5932029.5031 | 5837824.3076 | 5424748.817
Scenario 4: Reference ZEAS Phase In | PG&E | Com | WaterHeat | Com - Other | Program Administrator Cost Test | Fuel Substitution | 14351676.4005 | 18452540.1351 | 23314004.7955 | 21976352.5559 | 23707112.1829 | 30097529.7129 | 22756637.1727 | 29587167.9493 | 37047403.0562 | 45913704.1117 | 55593511.3984 | 65529702.669 | 76010324.0804
Scenario 4: Reference ZEAS Phase In | PG&E | Com | WaterHeat | Com - Other | Rate Impact Measure Test | Energy Efficiency | 2355565.9573 | 2864179.1454 | 2216391.4204 | 2692163.7054 | 3258624.0239 | 3917372.0501 | 3918285.1293 | 4623319.2243 | 5226403.146 | 5707805.5238 | 5932029.5031 | 5837824.3076 | 5424748.817
Scenario 4: Reference ZEAS Phase In | PG&E | Com | WaterHeat | Com - Other | Rate Impact Measure Test | Fuel Substitution | 17379762.5516 | 21778338.0619 | 23529029.8899 | 22169980.5361 | 23867011.9721 | 30197339.8698 | 22756637.1727 | 29587167.9493 | 37047403.0562 | 45913704.1117 | 55593511.3984 | 65529702.669 | 76010324.0804
Scenario 4: Reference ZEAS Phase In | PG&E | Com | WaterHeat | Com - Other | Total Resource Cost Test | Energy Efficiency | 4373852.5273 | 5281828.9391 | 4929580.0461 | 5917631.8571 | 7058609.9374 | 7960243.6169 | 8429988.2191 | 9679339.8287 | 5226403.146 | 5707805.5238 | 5932029.5031 | 5837824.3076 | 5424748.817
Scenario 4: Reference ZEAS Phase In | PG&E | Com | WaterHeat | Com - Other | Total Resource Cost Test | Fuel Substitution | 18961583.4811 | 24085781.7872 | 29907574.1462 | 28838190.5164 | 30442062.5259 | 35175797.805 | 27010702.7125 | 34910988.2763 | 37047403.0562 | 45913704.1117 | 55593511.3984 | 65529702.669 | 76010324.0804
Scenario 4: Reference ZEAS Phase In | PG&E | Com | WaterHeat | Com - Refrig. Warehouse | Participant Cost Test | Energy Efficiency | 94030.8923 | 120962.927 | 153431.2837 | 197989.9964 | 250162.0788 | 309384.6732 | 372101.3788 | 444898.6799 | 468539.1831 | 529801.7426 | 488825.9345 | 366362.8699 | 215248.6659
Scenario 4: Reference ZEAS Phase In | PG&E | Com | WaterHeat | Com - Refrig. Warehouse | Participant Cost Test | Fuel Substitution | 1953.7515 | 2412.5055 | 11087.0183 | 34828.1131 | 65067.1184 | 73186.1819 | 78431.0093 | 88786.5389 | 93159.8729 | 94424.21 | 86887.6984 | 69670.3232 | 42018.8609
Scenario 4: Reference ZEAS Phase In | PG&E | Com | WaterHeat | Com - Refrig. Warehouse | Program Administrator Cost Test | Energy Efficiency | 46463.3901 | 60494.366 | 75296.2839 | 99048.6867 | 127725.5653 | 161356.5927 | 192154.1139 | 236357.0805 | 282828.8399 | 328363.5101 | 366490.5368 | 391497.0623 | 398226.5507
Scenario 4: Reference ZEAS Phase In | PG&E | Com | WaterHeat | Com - Refrig. Warehouse | Program Administrator Cost Test | Fuel Substitution | 37513.0891 | 48525.1394 | 62330.7312 | 62176.8207 | 69145.4448 | 88471.2327 | 59824.9814 | 78514.5978 | 99241.6509 | 124242.4276 | 151375.532 | 179330.5036 | 208867.5196
Scenario 4: Reference ZEAS Phase In | PG&E | Com | WaterHeat | Com - Refrig. Warehouse | Rate Impact Measure Test | Energy Efficiency | 46463.3901 | 60494.366 | 75296.2839 | 99048.6867 | 127725.5653 | 161356.5927 | 192154.1139 | 236357.0805 | 282828.8399 | 328363.5101 | 366490.5368 | 391497.0623 | 398226.5507
Scenario 4: Reference ZEAS Phase In | PG&E | Com | WaterHeat | Com - Refrig. Warehouse | Rate Impact Measure Test | Fuel Substitution | 43421.1866 | 54923.9603 | 62381.7516 | 62179.1625 | 69147.8666 | 88473.6255 | 59824.9814 | 78514.5978 | 99241.6509 | 124242.4276 | 151375.532 | 179330.5036 | 208867.5196
Scenario 4: Reference ZEAS Phase In | PG&E | Com | WaterHeat | Com - Refrig. Warehouse | Total Resource Cost Test | Energy Efficiency | 56643.2039 | 73398.199 | 91546.5518 | 119797.893 | 153507.9941 | 192575.458 | 229073.9391 | 279469.154 | 282828.8399 | 328363.5101 | 366490.5368 | 391497.0623 | 398226.5507
Scenario 4: Reference ZEAS Phase In | PG&E | Com | WaterHeat | Com - Refrig. Warehouse | Total Resource Cost Test | Fuel Substitution | 38594.3051 | 49853.9876 | 64087.2515 | 63864.4078 | 70575.2028 | 90214.5004 | 60791.1317 | 79747.6125 | 99241.6509 | 124242.4276 | 151375.532 | 179330.5036 | 208867.5196
Scenario 4: Reference ZEAS Phase In | PG&E | Com | WaterHeat | Com - Restaurant | Participant Cost Test | Energy Efficiency | 751293.4929 | 874206.094 | 659928.3209 | 781422.6697 | 910246.9498 | 1034898.7474 | 1078584.9347 | 1145842.9691 | 1045704.4572 | 977401.5661 | 63145.9756 | 468592.453 | 266750.3606
Scenario 4: Reference ZEAS Phase In | PG&E | Com | WaterHeat | Com - Restaurant | Participant Cost Test | Fuel Substitution | 399338.716 | 493323.9427 | 2588709.9941 | 7850367.1486 | 14356093.4681 | 15923668.7391 | 17362020.814 | 19411861.269 | 20153542.9392 | 20223582.2049 | 18515451.5149 | 13358579.8578 | 8480922.5234
Scenario 4: Reference ZEAS Phase In | PG&E | Com | WaterHeat | Com - Restaurant | Program Administrator Cost Test | Energy Efficiency | 787361.4541 | 950766.2366 | 385805.4158 | 458008.581 | 537680.3541 | 619613.4007 | 576927.5638 | 630125.7263 | 653118.8599 | 638796.6261 | 86682.434 | 534196.441 | 594771.7396
Scenario 4: Reference ZEAS Phase In | PG&E | Com | WaterHeat | Com - Restaurant | Program Administrator Cost Test | Fuel Substitution | 6709363.4614 | 8626542.2607 | 10833262.1244 | 9494817.9867 | 9427282.5003 | 11901457.2801 | 13150223.1092 | 17030234.3022 | 21268038.2718 | 26309528.2858 | 31791428.3346 | 33674362.4998 | 40543521.0781
Scenario 4: Reference ZEAS Phase In | PG&E | Com | WaterHeat | Com - Restaurant | Rate Impact Measure Test | Energy Efficiency | 787361.4541 | 950766.2366 | 385805.4158 | 458008.581 | 537680.3541 | 619613.4007 | 576927.5638 | 630125.7263 | 653118.8599 | 638796.6261 | 86682.434 | 534196.441 | 594771.7396
Scenario 4: Reference ZEAS Phase In | PG&E | Com | WaterHeat | Com - Restaurant | Rate Impact Measure Test | Fuel Substitution | 7965377.7494 | 10000200.0832 | 10833271.5978 | 9494821.8132 | 9427282.5003 | 11901457.2801 | 13150223.1092 | 17030234.3022 | 21268038.2718 | 26309528.2858 | 31791428.3346 | 33674362.4998 | 40543521.0781
Scenario 4: Reference ZEAS Phase In | PG&E | Com | WaterHeat | Com - Restaurant | Total Resource Cost Test | Energy Efficiency | 845169.3139 | 1019742.7919 | 450559.2054 | 534697.8429 | 626507.4739 | 719574.5814 | 681828.0495 | 739116.3836 | 653118.8599 | 638796.6261 | 86682.434 | 534196.441 | 594771.7396
Scenario 4: Reference ZEAS Phase In | PG&E | Com | WaterHeat | Com - Restaurant | Total Resource Cost Test | Fuel Substitution | 6901548.3456 | 8861328.0331 | 11144114.2068 | 9760846.7956 | 9599130.1732 | 12108671.6097 | 13361437.2055 | 17296224.7965 | 21268038.2718 | 26309528.2858 | 31791428.3346 | 33674362.4998 | 40543521.0781
Scenario 4: Reference ZEAS Phase In | PG&E | Com | WaterHeat | Com - Retail | Participant Cost Test | Energy Efficiency | 2872626.91 | 3671516.7974 | 3528296.1779 | 5126634.9056 | 6281219.0595 | 7483842.664 | 8700568.5092 | 9783040.1213 | 6232993.4739 | 6503160.1065 | 5466060.0547 | 3684940.8539 | 1926422.2417
Scenario 4: Reference ZEAS Phase In | PG&E | Com | WaterHeat | Com - Retail | Participant Cost Test | Fuel Substitution | 55520.0209 | 60851.8082 | 180639.6816 | 470227.4115 | 871879.2184 | 1143340.9962 | 1342399.9818 | 1563607.4786 | 1112091.4905 | 1123084.9704 | 1030690.578 | 827701.0222 | 506275.2839
Scenario 4: Reference ZEAS Phase In | PG&E | Com | WaterHeat | Com - Retail | Program Administrator Cost Test | Energy Efficiency | 786994.0375 | 1042087.3752 | 1010848.3146 | 1522317.1237 | 1931324.2054 | 2394640.1115 | 2888692.0313 | 3370386.6883 | 3761106.9482 | 4029043.8812 | 4097136.6125 | 3936569.5187 | 3562363.4086
Scenario 4: Reference ZEAS Phase In | PG&E | Com | WaterHeat | Com - Retail | Program Administrator Cost Test | Fuel Substitution | 361326.5166 | 464794.9501 | 583826.52 | 444297.4347 | 438133.9342 | 556130.3517 | 705479.9824 | 919962.0503 | 1173619.2641 | 1461105.2117 | 1769796.4965 | 2086598.6241 | 2420640.0295
Scenario 4: Reference ZEAS Phase In | PG&E | Com | WaterHeat | Com - Retail | Rate Impact Measure Test | Energy Efficiency | 786994.0375 | 1042087.3752 | 1010848.3146 | 1522317.1237 | 1931324.2054 | 2394640.1115 | 2888692.0313 | 3370386.6883 | 3761106.9482 | 4029043.8812 | 4097136.6125 | 3936569.5187 | 3562363.4086
Scenario 4: Reference ZEAS Phase In | PG&E | Com | WaterHeat | Com - Retail | Rate Impact Measure Test | Fuel Substitution | 451497.5873 | 564671.4032 | 584017.7012 | 444438.0099 | 438239.9955 | 556156.7155 | 705479.9824 | 919962.0503 | 1173619.2641 | 1461105.2117 | 1769796.4965 | 2086598.6241 | 2420640.0295
Scenario 4: Reference ZEAS Phase In | PG&E | Com | WaterHeat | Com - Retail | Total Resource Cost Test | Energy Efficiency | 2097721.3435 | 2695694.3218 | 2580829.0467 | 3773744.7552 | 4657916.566 | 5584662.7291 | 6544188.7764 | 7420721.4657 | 3761106.9482 | 4029043.8812 | 4097136.6125 | 3936569.5187 | 3562363.4086
Scenario 4: Reference ZEAS Phase In | PG&E | Com | WaterHeat | Com - Retail | Total Resource Cost Test | Fuel Substitution | 406177.5842 | 512606.7117 | 667120.7424 | 546905.1797 | 585756.5089 | 891963.8843 | 1127794.0978 | 1449344.7378 | 1173619.2641 | 1461105.2117 | 1769796.4965 | 2086598.6241 | 2420640.0295
Scenario 4: Reference ZEAS Phase In | PG&E | Com | WaterHeat | Com - School | Participant Cost Test | Energy Efficiency | 2977870.1502 | 3349246.3689 | 3451763.4077 | 3559616.2138 | 3451868.7048 | 3114875.9936 | 2260060.9824 | 1652775.5239 | 792792.2699 | 386263.573 | 56153.7321 | 13988.5426 | 8467.3308
Scenario 4: Reference ZEAS Phase In | PG&E | Com | WaterHeat | Com - School | Participant Cost Test | Fuel Substitution | 175353.5632 | 214411.0481 | 1018381.5557 | 3023915.8644 | 5509182.8128 | 6610532.3133 | 7465387.4768 | 8493739.966 | 7343391.4287 | 7402984.7022 | 6786057.1847 | 5448307.6305 | 3346343.7772
Scenario 4: Reference ZEAS Phase In | PG&E | Com | WaterHeat | Com - School | Program Administrator Cost Test | Energy Efficiency | 1530213.6129 | 1768002.8753 | 1639054.8672 | 1747087.1181 | 1772362.6049 | 1704668.621 | 975476.1564 | 738822.4654 | 484261.0309 | 248488.9859 | 53119.6045 | 27198.8586 | 29506.2201
Scenario 4: Reference ZEAS Phase In | PG&E | Com | WaterHeat | Com - School | Program Administrator Cost Test | Fuel Substitution | 2498970.0524 | 3216148.0339 | 4154282.5106 | 3614467.6515 | 3580287.5138 | 4506989.1745 | 4700775.0355 | 6079057.3703 | 7713108.6997 | 9577375.0875 | 11570787.315 | 13600503.4345 | 15717995.8878
Scenario 4: Reference ZEAS Phase In | PG&E | Com | WaterHeat | Com - School | Rate Impact Measure Test | Energy Efficiency | 1530213.6129 | 1768002.8753 | 1639054.8672 | 1747087.1181 | 1772362.6049 | 1704668.621 | 975476.1564 | 738822.4654 | 484261.0309 | 248488.9859 | 53119.6045 | 27198.8586 | 29506.2201
Scenario 4: Reference ZEAS Phase In | PG&E | Com | WaterHeat | Com - School | Rate Impact Measure Test | Fuel Substitution | 2982398.2531 | 3744225.3949 | 4164782.9154 | 3622874.0497 | 3585758.4051 | 4508541.4352 | 4700775.0355 | 6079057.3703 | 7713108.6997 | 9577375.0875 | 11570787.315 | 13600503.4345 | 15717995.8878
Scenario 4: Reference ZEAS Phase In | PG&E | Com | WaterHeat | Com - School | Total Resource Cost Test | Energy Efficiency | 2267485.9254 | 2597327.794 | 2510006.8835 | 2636985.0666 | 2624791.4412 | 2462183.299 | 1540314.7243 | 1143705.8148 | 484261.0309 | 248488.9859 | 53119.6045 | 27198.8586 | 29506.2201
Scenario 4: Reference ZEAS Phase In | PG&E | Com | WaterHeat | Com - School | Total Resource Cost Test | Fuel Substitution | 2598553.5536 | 3337904.6832 | 4405223.934 | 3974820.4585 | 4079205.9818 | 5593328.3795 | 6012391.2254 | 7710204.1742 | 7713108.6997 | 9577375.0875 | 11570787.315 | 13600503.4345 | 15717995.8878
Scenario 4: Reference ZEAS Phase In | PG&E | Com | WaterHeat | Com - Warehouse | Participant Cost Test | Energy Efficiency | 1885668.7411 | 2397072.0435 | 3015100.3168 | 3748988.8335 | 4602930.0252 | 5523188.6601 | 6457736.3197 | 7380671.2076 | 5091007.6048 | 5470980.0515 | 4763132.0968 | 3350647.7698 | 1841882.9378
Scenario 4: Reference ZEAS Phase In | PG&E | Com | WaterHeat | Com - Warehouse | Participant Cost Test | Fuel Substitution | 4050.9674 | 5007.458 | 14315.4733 | 39998.0541 | 72837.9635 | 93153.015 | 102427.2299 | 119238.6527 | 88533.7835 | 89741.0442 | 82702.6437 | 66645.3089 | 40849.8885
Scenario 4: Reference ZEAS Phase In | PG&E | Com | WaterHeat | Com - Warehouse | Program Administrator Cost Test | Energy Efficiency | 560720.8168 | 733975.193 | 948673.0806 | 1217275.891 | 1543859.7279 | 1918271.1256 | 2285405.1818 | 2707371.1377 | 3073838.2716 | 3391738.269 | 3570438.9316 | 3578335.8174 | 3405243.6109
Scenario 4: Reference ZEAS Phase In | PG&E | Com | WaterHeat | Com - Warehouse | Program Administrator Cost Test | Fuel Substitution | 38185.0733 | 49757.9502 | 65082.3882 | 64372.5619 | 71764.4715 | 91671.0173 | 56680.6795 | 74135.0926 | 93505.732 | 116864.0881 | 142188.4894 | 168320.945 | 195998.5539
Scenario 4: Reference ZEAS Phase In | PG&E | Com | WaterHeat | Com - Warehouse | Rate Impact Measure Test | Energy Efficiency | 560720.8168 | 733975.193 | 948673.0806 | 1217275.891 | 1543859.7279 | 1918271.1256 | 2285405.1818 | 2707371.1377 | 3073838.2716 | 3391738.269 | 3570438.9316 | 3578335.8174 | 3405243.6109
Scenario 4: Reference ZEAS Phase In | PG&E | Com | WaterHeat | Com - Warehouse | Rate Impact Measure Test | Fuel Substitution | 45442.9681 | 57823.7051 | 66068.0462 | 65292.3162 | 72574.9668 | 92266.9057 | 56680.6795 | 74135.0926 | 93505.732 | 116864.0881 | 142188.4894 | 168320.945 | 195998.5539
Scenario 4: Reference ZEAS Phase In | PG&E | Com | WaterHeat | Com - Warehouse | Total Resource Cost Test | Energy Efficiency | 1349290.3239 | 1723342.2981 | 2176170.8285 | 2721241.8587 | 3363693.5745 | 4063124.1749 | 4758289.2468 | 5488334.0183 | 3073838.2716 | 3391738.269 | 3570438.9316 | 3578335.8174 | 3405243.6109
Scenario 4: Reference ZEAS Phase In | PG&E | Com | WaterHeat | Com - Warehouse | Total Resource Cost Test | Fuel Substitution | 41076.4248 | 53330.3749 | 71632.6749 | 73711.5143 | 84710.1008 | 117781.1575 | 85227.7461 | 110086.2269 | 93505.732 | 116864.0881 | 142188.4894 | 168320.945 | 195998.5539
Scenario 4: Reference ZEAS Phase In | PG&E | Com | WholeBlg | Com - College | Participant Cost Test | Energy Efficiency | 255285.8798 | 262419.9472 | 268268.5191 | 274279.9438 | 281792.4364 | 294278.3323 | 307511.1923 | 319989.5393 | 331855.572 | 348319.882 | 358868.7405 | 363480.1557 | 374942.7058
Scenario 4: Reference ZEAS Phase In | PG&E | Com | WholeBlg | Com - College | Program Administrator Cost Test | Energy Efficiency | 234532.1551 | 241770.6264 | 248049.5386 | 254371.4958 | 262924.4312 | 277204.2478 | 292469.1283 | 307760.2308 | 322765.6184 | 343226.0591 | 358800.6915 | 369075.2751 | 387037.9606
Scenario 4: Reference ZEAS Phase In | PG&E | Com | WholeBlg | Com - College | Rate Impact Measure Test | Energy Efficiency | 234532.1551 | 241770.6264 | 248049.5386 | 254371.4958 | 262924.4312 | 277204.2478 | 292469.1283 | 307760.2308 | 322765.6184 | 343226.0591 | 358800.6915 | 369075.2751 | 387037.9606
Scenario 4: Reference ZEAS Phase In | PG&E | Com | WholeBlg | Com - College | Total Resource Cost Test | Energy Efficiency | 234532.1551 | 241770.6264 | 248049.5386 | 254371.4958 | 262924.4312 | 277204.2478 | 292469.1283 | 307760.2308 | 322765.6184 | 343226.0591 | 358800.6915 | 369075.2751 | 387037.9606
Scenario 4: Reference ZEAS Phase In | PG&E | Com | WholeBlg | Com - Grocery | Participant Cost Test | Energy Efficiency | 1390557.5323 | 1431751.8593 | 1468215.6375 | 1502354.0465 | 1558143.8211 | 1665024.5087 | 1771642.2163 | 1931306.8685 | 2040860.438 | 2192109.5204 | 2307715.549 | 2378888.0711 | 2438783.2878
Scenario 4: Reference ZEAS Phase In | PG&E | Com | WholeBlg | Com - Grocery | Program Administrator Cost Test | Energy Efficiency | 1390557.5323 | 1431751.8593 | 1468215.6375 | 1502354.0465 | 1558143.8211 | 1665024.5087 | 1771642.2163 | 1931306.8685 | 2040860.438 | 2192109.5204 | 2307715.549 | 2378888.0711 | 2438783.2878
Scenario 4: Reference ZEAS Phase In | PG&E | Com | WholeBlg | Com - Grocery | Rate Impact Measure Test | Energy Efficiency | 1390557.5323 | 1431751.8593 | 1468215.6375 | 1502354.0465 | 1558143.8211 | 1665024.5087 | 1771642.2163 | 1931306.8685 | 2040860.438 | 2192109.5204 | 2307715.549 | 2378888.0711 | 2438783.2878
Scenario 4: Reference ZEAS Phase In | PG&E | Com | WholeBlg | Com - Grocery | Total Resource Cost Test | Energy Efficiency | 1390557.5323 | 1431751.8593 | 1468215.6375 | 1502354.0465 | 1558143.8211 | 1665024.5087 | 1771642.2163 | 1931306.8685 | 2040860.438 | 2192109.5204 | 2307715.549 | 2378888.0711 | 2438783.2878
Scenario 4: Reference ZEAS Phase In | PG&E | Com | WholeBlg | Com - Health | Participant Cost Test | Energy Efficiency | 1701413.4036 | 1764860.6052 | 1822764.3199 | 1879030.5526 | 1960392.1307 | 2098778.983 | 2240250.471 | 2401830.9538 | 2546692.5616 | 2745319.052 | 2900201.4655 | 3006597.5155 | 3108186.3326
Scenario 4: Reference ZEAS Phase In | PG&E | Com | WholeBlg | Com - Health | Program Administrator Cost Test | Energy Efficiency | 1701413.4036 | 1764860.6052 | 1822764.3199 | 1879030.5526 | 1960392.1307 | 2098778.983 | 2240250.471 | 2401830.9538 | 2546692.5616 | 2745319.052 | 2900201.4655 | 3006597.5155 | 3108186.3326
Scenario 4: Reference ZEAS Phase In | PG&E | Com | WholeBlg | Com - Health | Rate Impact Measure Test | Energy Efficiency | 1701413.4036 | 1764860.6052 | 1822764.3199 | 1879030.5526 | 1960392.1307 | 2098778.983 | 2240250.471 | 2401830.9538 | 2546692.5616 | 2745319.052 | 2900201.4655 | 3006597.5155 | 3108186.3326
Scenario 4: Reference ZEAS Phase In | PG&E | Com | WholeBlg | Com - Health | Total Resource Cost Test | Energy Efficiency | 1701413.4036 | 1764860.6052 | 1822764.3199 | 1879030.5526 | 1960392.1307 | 2098778.983 | 2240250.471 | 2401830.9538 | 2546692.5616 | 2745319.052 | 2900201.4655 | 3006597.5155 | 3108186.3326
Scenario 4: Reference ZEAS Phase In | PG&E | Com | WholeBlg | Com - Lodging | Participant Cost Test | Energy Efficiency | 274207.0471 | 284226.2377 | 293471.256 | 302641.2221 | 315245.1372 | 335332.1714 | 356056.2392 | 375783.3606 | 397520.3478 | 426066.9352 | 449967.908 | 468058.357 | 485550.65
Scenario 4: Reference ZEAS Phase In | PG&E | Com | WholeBlg | Com - Lodging | Program Administrator Cost Test | Energy Efficiency | 274207.0471 | 284226.2377 | 293471.256 | 302641.2221 | 315245.1372 | 335332.1714 | 356056.2392 | 375783.3606 | 397520.3478 | 426066.9352 | 449967.908 | 468058.357 | 485550.65
Scenario 4: Reference ZEAS Phase In | PG&E | Com | WholeBlg | Com - Lodging | Rate Impact Measure Test | Energy Efficiency | 274207.0471 | 284226.2377 | 293471.256 | 302641.2221 | 315245.1372 | 335332.1714 | 356056.2392 | 375783.3606 | 397520.3478 | 426066.9352 | 449967.908 | 468058.357 | 485550.65
Scenario 4: Reference ZEAS Phase In | PG&E | Com | WholeBlg | Com - Lodging | Total Resource Cost Test | Energy Efficiency | 274207.0471 | 284226.2377 | 293471.256 | 302641.2221 | 315245.1372 | 335332.1714 | 356056.2392 | 375783.3606 | 397520.3478 | 426066.9352 | 449967.908 | 468058.357 | 485550.65
Scenario 4: Reference ZEAS Phase In | PG&E | Com | WholeBlg | Com - Office (Large) | Participant Cost Test | Energy Efficiency | 2330302.6529 | 2402240.4638 | 2464636.3568 | 2522319.312 | 2614082.5627 | 2786646.0854 | 2965700.4903 | 3073891.4992 | 3248448.408 | 3490869.0784 | 3677383.9844 | 3798992.8158 | 3936050.5589
Scenario 4: Reference ZEAS Phase In | PG&E | Com | WholeBlg | Com - Office (Large) | Program Administrator Cost Test | Energy Efficiency | 2330302.6529 | 2402240.4638 | 2464636.3568 | 2522319.312 | 2614082.5627 | 2786646.0854 | 2965700.4903 | 3073891.4992 | 3248448.408 | 3490869.0784 | 3677383.9844 | 3798992.8158 | 3936050.5589
Scenario 4: Reference ZEAS Phase In | PG&E | Com | WholeBlg | Com - Office (Large) | Rate Impact Measure Test | Energy Efficiency | 2330302.6529 | 2402240.4638 | 2464636.3568 | 2522319.312 | 2614082.5627 | 2786646.0854 | 2965700.4903 | 3073891.4992 | 3248448.408 | 3490869.0784 | 3677383.9844 | 3798992.8158 | 3936050.5589
Scenario 4: Reference ZEAS Phase In | PG&E | Com | WholeBlg | Com - Office (Large) | Total Resource Cost Test | Energy Efficiency | 2330302.6529 | 2402240.4638 | 2464636.3568 | 2522319.312 | 2614082.5627 | 2786646.0854 | 2965700.4903 | 3073891.4992 | 3248448.408 | 3490869.0784 | 3677383.9844 | 3798992.8158 | 3936050.5589
Scenario 4: Reference ZEAS Phase In | PG&E | Com | WholeBlg | Com - Office (Small) | Participant Cost Test | Energy Efficiency | 412631.1838 | 425685.4071 | 437396.4004 | 448406.257 | 465658.675 | 497419.6223 | 529935.1259 | 576503.8628 | 609432.6515 | 654498.8164 | 689487.4075 | 712233.0204 | 735809.5722
Scenario 4: Reference ZEAS Phase In | PG&E | Com | WholeBlg | Com - Office (Small) | Program Administrator Cost Test | Energy Efficiency | 412631.1838 | 425685.4071 | 437396.4004 | 448406.257 | 465658.675 | 497419.6223 | 529935.1259 | 576503.8628 | 609432.6515 | 654498.8164 | 689487.4075 | 712233.0204 | 735809.5722
Scenario 4: Reference ZEAS Phase In | PG&E | Com | WholeBlg | Com - Office (Small) | Rate Impact Measure Test | Energy Efficiency | 412631.1838 | 425685.4071 | 437396.4004 | 448406.257 | 465658.675 | 497419.6223 | 529935.1259 | 576503.8628 | 609432.6515 | 654498.8164 | 689487.4075 | 712233.0204 | 735809.5722
Scenario 4: Reference ZEAS Phase In | PG&E | Com | WholeBlg | Com - Office (Small) | Total Resource Cost Test | Energy Efficiency | 412631.1838 | 425685.4071 | 437396.4004 | 448406.257 | 465658.675 | 497419.6223 | 529935.1259 | 576503.8628 | 609432.6515 | 654498.8164 | 689487.4075 | 712233.0204 | 735809.5722
Scenario 4: Reference ZEAS Phase In | PG&E | Com | WholeBlg | Com - Other | Participant Cost Test | Energy Efficiency | 1911503.3557 | 2060966.9764 | 2199578.2224 | 2321296.3169 | 2486741.8678 | 2751551.2506 | 3005415.9712 | 3169793.7252 | 3395821.4471 | 3685590.1246 | 3933689.7825 | 4122450.2444 | 4280155.9825
Scenario 4: Reference ZEAS Phase In | PG&E | Com | WholeBlg | Com - Other | Program Administrator Cost Test | Energy Efficiency | 1911503.3557 | 2060966.9764 | 2199578.2224 | 2321296.3169 | 2486741.8678 | 2751551.2506 | 3005415.9712 | 3169793.7252 | 3395821.4471 | 3685590.1246 | 3933689.7825 | 4122450.2444 | 4280155.9825
Scenario 4: Reference ZEAS Phase In | PG&E | Com | WholeBlg | Com - Other | Rate Impact Measure Test | Energy Efficiency | 1911503.3557 | 2060966.9764 | 2199578.2224 | 2321296.3169 | 2486741.8678 | 2751551.2506 | 3005415.9712 | 3169793.7252 | 3395821.4471 | 3685590.1246 | 3933689.7825 | 4122450.2444 | 4280155.9825
Scenario 4: Reference ZEAS Phase In | PG&E | Com | WholeBlg | Com - Other | Total Resource Cost Test | Energy Efficiency | 1911503.3557 | 2060966.9764 | 2199578.2224 | 2321296.3169 | 2486741.8678 | 2751551.2506 | 3005415.9712 | 3169793.7252 | 3395821.4471 | 3685590.1246 | 3933689.7825 | 4122450.2444 | 4280155.9825
Scenario 4: Reference ZEAS Phase In | PG&E | Com | WholeBlg | Com - Refrig. Warehouse | Participant Cost Test | Energy Efficiency | 200946.5592 | 209377.8237 | 217345.3071 | 224917.9259 | 235914.077 | 254749.9913 | 273563.0333 | 308348.4386 | 328903.9093 | 355716.2167 | 377917.4438 | 392916.6381 | 400298.0785
Scenario 4: Reference ZEAS Phase In | PG&E | Com | WholeBlg | Com - Refrig. Warehouse | Program Administrator Cost Test | Energy Efficiency | 200946.5592 | 209377.8237 | 217345.3071 | 224917.9259 | 235914.077 | 254749.9913 | 273563.0333 | 308348.4386 | 328903.9093 | 355716.2167 | 377917.4438 | 392916.6381 | 400298.0785
Scenario 4: Reference ZEAS Phase In | PG&E | Com | WholeBlg | Com - Refrig. Warehouse | Rate Impact Measure Test | Energy Efficiency | 200946.5592 | 209377.8237 | 217345.3071 | 224917.9259 | 235914.077 | 254749.9913 | 273563.0333 | 308348.4386 | 328903.9093 | 355716.2167 | 377917.4438 | 392916.6381 | 400298.0785
Scenario 4: Reference ZEAS Phase In | PG&E | Com | WholeBlg | Com - Refrig. Warehouse | Total Resource Cost Test | Energy Efficiency | 200946.5592 | 209377.8237 | 217345.3071 | 224917.9259 | 235914.077 | 254749.9913 | 273563.0333 | 308348.4386 | 328903.9093 | 355716.2167 | 377917.4438 | 392916.6381 | 400298.0785
Scenario 4: Reference ZEAS Phase In | PG&E | Com | WholeBlg | Com - Restaurant | Participant Cost Test | Energy Efficiency | 669708.8514 | 692784.3645 | 714456.203 | 735375.599 | 764533.221 | 811577.0466 | 858722.8417 | 910288.1214 | 958288.4536 | 1024298.7775 | 1074721.37 | 1092536.5165 | 1249458.6777
Scenario 4: Reference ZEAS Phase In | PG&E | Com | WholeBlg | Com - Restaurant | Program Administrator Cost Test | Energy Efficiency | 648861.1048 | 671562.5658 | 692612.5807 | 713212.8483 | 742552.4773 | 790571.6537 | 839049.8221 | 892617.4306 | 943274.4663 | 1012646.5182 | 1067216.552 | 1092536.5165 | 1282374.2627
Scenario 4: Reference ZEAS Phase In | PG&E | Com | WholeBlg | Com - Restaurant | Rate Impact Measure Test | Energy Efficiency | 648861.1048 | 671562.5658 | 692612.5807 | 713212.8483 | 742552.4773 | 790571.6537 | 839049.8221 | 892617.4306 | 943274.4663 | 1012646.5182 | 1067216.552 | 1092536.5165 | 1282374.2627
Scenario 4: Reference ZEAS Phase In | PG&E | Com | WholeBlg | Com - Restaurant | Total Resource Cost Test | Energy Efficiency | 648861.1048 | 671562.5658 | 692612.5807 | 713212.8483 | 742552.4773 | 790571.6537 | 839049.8221 | 892617.4306 | 943274.4663 | 1012646.5182 | 1067216.552 | 1092536.5165 | 1282374.2627
Scenario 4: Reference ZEAS Phase In | PG&E | Com | WholeBlg | Com - Retail | Participant Cost Test | Energy Efficiency | 960734.614 | 987081.5027 | 1010758.7507 | 860179.931 | 2472320.3416 | 1102342.5957 | 1155704.524 | 1218172.9468 | 1259792.5399 | 1319337.9164 | 1353252.4106 | 1357805.1588 | 1375019.6309
Scenario 4: Reference ZEAS Phase In | PG&E | Com | WholeBlg | Com - Retail | Program Administrator Cost Test | Energy Efficiency | 869266.9933 | 893690.9201 | 915595.7127 | 860179.931 | 1650762.9953 | 1025696.7983 | 1090814.9231 | 1169552.9898 | 1232533.3666 | 1318879.4034 | 1385458.3753 | 1428355.3499 | 1491419.2
Scenario 4: Reference ZEAS Phase In | PG&E | Com | WholeBlg | Com - Retail | Rate Impact Measure Test | Energy Efficiency | 869266.9933 | 893690.9201 | 915595.7127 | 860179.931 | 1650762.9953 | 1025696.7983 | 1090814.9231 | 1169552.9898 | 1232533.3666 | 1318879.4034 | 1385458.3753 | 1428355.3499 | 1491419.2
Scenario 4: Reference ZEAS Phase In | PG&E | Com | WholeBlg | Com - Retail | Total Resource Cost Test | Energy Efficiency | 869266.9933 | 893690.9201 | 915595.7127 | 860179.931 | 1650762.9953 | 1025696.7983 | 1090814.9231 | 1169552.9898 | 1232533.3666 | 1318879.4034 | 1385458.3753 | 1428355.3499 | 1491419.2
Scenario 4: Reference ZEAS Phase In | PG&E | Com | WholeBlg | Com - School | Participant Cost Test | Energy Efficiency | 411741.9704 | 425949.2282 | 438992.8322 | 451922.225 | 468811.8547 | 495032.0358 | 522462.293 | 556588.7962 | 584814.6343 | 621797.0194 | 652636.5704 | 676103.7513 | 706797.941
Scenario 4: Reference ZEAS Phase In | PG&E | Com | WholeBlg | Com - School | Program Administrator Cost Test | Energy Efficiency | 411741.9704 | 425949.2282 | 438992.8322 | 451922.225 | 468811.8547 | 495032.0358 | 522462.293 | 556588.7962 | 584814.6343 | 621797.0194 | 652636.5704 | 676103.7513 | 706797.941
Scenario 4: Reference ZEAS Phase In | PG&E | Com | WholeBlg | Com - School | Rate Impact Measure Test | Energy Efficiency | 411741.9704 | 425949.2282 | 438992.8322 | 451922.225 | 468811.8547 | 495032.0358 | 522462.293 | 556588.7962 | 584814.6343 | 621797.0194 | 652636.5704 | 676103.7513 | 706797.941
Scenario 4: Reference ZEAS Phase In | PG&E | Com | WholeBlg | Com - School | Total Resource Cost Test | Energy Efficiency | 411741.9704 | 425949.2282 | 438992.8322 | 451922.225 | 468811.8547 | 495032.0358 | 522462.293 | 556588.7962 | 584814.6343 | 621797.0194 | 652636.5704 | 676103.7513 | 706797.941
Scenario 4: Reference ZEAS Phase In | PG&E | Com | WholeBlg | Com - Warehouse | Participant Cost Test | Energy Efficiency | 970606.8454 | 1007308.2803 | 1041864.008 | 1074431.5208 | 1044768.7324 | 1125317.5927 | 1206494.0261 | 1371815.7523 | 1460502.4035 | 1577786.2783 | 1673188.97 | 1737184.1891 | 1780585.4369
Scenario 4: Reference ZEAS Phase In | PG&E | Com | WholeBlg | Com - Warehouse | Program Administrator Cost Test | Energy Efficiency | 915813.9218 | 951260.6044 | 984093.1404 | 1015063.1398 | 1044768.7324 | 1125317.5927 | 1206494.0261 | 1371815.7523 | 1460502.4035 | 1577786.2783 | 1673188.97 | 1737184.1891 | 1780585.4369
Scenario 4: Reference ZEAS Phase In | PG&E | Com | WholeBlg | Com - Warehouse | Rate Impact Measure Test | Energy Efficiency | 915813.9218 | 951260.6044 | 984093.1404 | 1015063.1398 | 1044768.7324 | 1125317.5927 | 1206494.0261 | 1371815.7523 | 1460502.4035 | 1577786.2783 | 1673188.97 | 1737184.1891 | 1780585.4369
Scenario 4: Reference ZEAS Phase In | PG&E | Com | WholeBlg | Com - Warehouse | Total Resource Cost Test | Energy Efficiency | 915813.9218 | 951260.6044 | 984093.1404 | 1015063.1398 | 1044768.7324 | 1125317.5927 | 1206494.0261 | 1371815.7523 | 1460502.4035 | 1577786.2783 | 1673188.97 | 1737184.1891 | 1780585.4369
Scenario 4: Reference ZEAS Phase In | PG&E | Ind | WholeBlg | Ind - All Other Industrial | Participant Cost Test | Energy Efficiency | 308854.2836 | 317135.7849 | 323125.2751 | 328587.8157 | 336487.1838 | 352276.9643 | 369437.8525 | 387026.4789 | 404433.502 | 423253.9578 | 442858.9968 | 459483.8126 | 477393.9396
Scenario 4: Reference ZEAS Phase In | PG&E | Ind | WholeBlg | Ind - All Other Industrial | Program Administrator Cost Test | Energy Efficiency | 308854.2836 | 317135.7849 | 323125.2751 | 328587.8157 | 336487.1838 | 352276.9643 | 369437.8525 | 387026.4789 | 404433.502 | 423253.9578 | 442858.9968 | 459483.8126 | 477393.9396
Scenario 4: Reference ZEAS Phase In | PG&E | Ind | WholeBlg | Ind - All Other Industrial | Rate Impact Measure Test | Energy Efficiency | 308854.2836 | 317135.7849 | 323125.2751 | 328587.8157 | 336487.1838 | 352276.9643 | 369437.8525 | 387026.4789 | 404433.502 | 423253.9578 | 442858.9968 | 459483.8126 | 477393.9396
Scenario 4: Reference ZEAS Phase In | PG&E | Ind | WholeBlg | Ind - All Other Industrial | Total Resource Cost Test | Energy Efficiency | 308854.2836 | 317135.7849 | 323125.2751 | 328587.8157 | 336487.1838 | 352276.9643 | 369437.8525 | 387026.4789 | 404433.502 | 423253.9578 | 442858.9968 | 459483.8126 | 477393.9396
Scenario 4: Reference ZEAS Phase In | PG&E | Ind | WholeBlg | Ind - Chemicals | Participant Cost Test | Energy Efficiency | 5728790.4564 | 6029910.1592 | 6332685.3201 | 6645293.3346 | 6982619.1196 | 7366491.0178 | 7770713.8 | 8192500.2019 | 8636438.2932 | 9109982.808 | 9610031.3478 | 10119546.7027 | 10659317.4391
Scenario 4: Reference ZEAS Phase In | PG&E | Ind | WholeBlg | Ind - Chemicals | Program Administrator Cost Test | Energy Efficiency | 5728790.4564 | 6029910.1592 | 6332685.3201 | 6645293.3346 | 6982619.1196 | 7366491.0178 | 7770713.8 | 8192500.2019 | 8636438.2932 | 9109982.808 | 9610031.3478 | 10119546.7027 | 10659317.4391
Scenario 4: Reference ZEAS Phase In | PG&E | Ind | WholeBlg | Ind - Chemicals | Rate Impact Measure Test | Energy Efficiency | 5728790.4564 | 6029910.1592 | 6332685.3201 | 6645293.3346 | 6982619.1196 | 7366491.0178 | 7770713.8 | 8192500.2019 | 8636438.2932 | 9109982.808 | 9610031.3478 | 10119546.7027 | 10659317.4391
Scenario 4: Reference ZEAS Phase In | PG&E | Ind | WholeBlg | Ind - Chemicals | Total Resource Cost Test | Energy Efficiency | 5728790.4564 | 6029910.1592 | 6332685.3201 | 6645293.3346 | 6982619.1196 | 7366491.0178 | 7770713.8 | 8192500.2019 | 8636438.2932 | 9109982.808 | 9610031.3478 | 10119546.7027 | 10659317.4391
Scenario 4: Reference ZEAS Phase In | PG&E | Ind | WholeBlg | Ind - Electronics | Participant Cost Test | Energy Efficiency | 1924335.5969 | 1964162.7981 | 1984573.1424 | 1998552.8251 | 2030434.569 | 2126206.1273 | 2231300.675 | 2336953.1001 | 2437911.4541 | 2546785.0542 | 2657482.2118 | 2737923.8021 | 2824206.0059
Scenario 4: Reference ZEAS Phase In | PG&E | Ind | WholeBlg | Ind - Electronics | Program Administrator Cost Test | Energy Efficiency | 1924335.5969 | 1964162.7981 | 1984573.1424 | 1998552.8251 | 2030434.569 | 2126206.1273 | 2231300.675 | 2336953.1001 | 2437911.4541 | 2546785.0542 | 2657482.2118 | 2737923.8021 | 2824206.0059
Scenario 4: Reference ZEAS Phase In | PG&E | Ind | WholeBlg | Ind - Electronics | Rate Impact Measure Test | Energy Efficiency | 1924335.5969 | 1964162.7981 | 1984573.1424 | 1998552.8251 | 2030434.569 | 2126206.1273 | 2231300.675 | 2336953.1001 | 2437911.4541 | 2546785.0542 | 2657482.2118 | 2737923.8021 | 2824206.0059
Scenario 4: Reference ZEAS Phase In | PG&E | Ind | WholeBlg | Ind - Electronics | Total Resource Cost Test | Energy Efficiency | 1924335.5969 | 1964162.7981 | 1984573.1424 | 1998552.8251 | 2030434.569 | 2126206.1273 | 2231300.675 | 2336953.1001 | 2437911.4541 | 2546785.0542 | 2657482.2118 | 2737923.8021 | 2824206.0059
Scenario 4: Reference ZEAS Phase In | PG&E | Ind | WholeBlg | Ind - Fabricated Metals | Participant Cost Test | Energy Efficiency | 606693.625 | 631901.576 | 653891.2795 | 673139.634 | 695717.1217 | 730577.9218 | 767382.8321 | 805002.0463 | 842742.2484 | 883238.8363 | 925159.3672 | 962138.0227 | 1001160.8346
Scenario 4: Reference ZEAS Phase In | PG&E | Ind | WholeBlg | Ind - Fabricated Metals | Program Administrator Cost Test | Energy Efficiency | 606693.625 | 631901.576 | 653891.2795 | 673139.634 | 695717.1217 | 730577.9218 | 767382.8321 | 805002.0463 | 842742.2484 | 883238.8363 | 925159.3672 | 962138.0227 | 1001160.8346
Scenario 4: Reference ZEAS Phase In | PG&E | Ind | WholeBlg | Ind - Fabricated Metals | Rate Impact Measure Test | Energy Efficiency | 606693.625 | 631901.576 | 653891.2795 | 673139.634 | 695717.1217 | 730577.9218 | 767382.8321 | 805002.0463 | 842742.2484 | 883238.8363 | 925159.3672 | 962138.0227 | 1001160.8346
Scenario 4: Reference ZEAS Phase In | PG&E | Ind | WholeBlg | Ind - Fabricated Metals | Total Resource Cost Test | Energy Efficiency | 606693.625 | 631901.576 | 653891.2795 | 673139.634 | 695717.1217 | 730577.9218 | 767382.8321 | 805002.0463 | 842742.2484 | 883238.8363 | 925159.3672 | 962138.0227 | 1001160.8346
Scenario 4: Reference ZEAS Phase In | PG&E | Ind | WholeBlg | Ind - Food | Participant Cost Test | Energy Efficiency | 11160928.9025 | 11685271.7686 | 12204191.7177 | 12737019.0178 | 13314534.9195 | 13994471.466 | 14718690.0713 | 15476632.0153 | 16267921.8983 | 17111524.5015 | 17999945.5572 | 18896491.4749 | 19846198.4823
Scenario 4: Reference ZEAS Phase In | PG&E | Ind | WholeBlg | Ind - Food | Program Administrator Cost Test | Energy Efficiency | 11160928.9025 | 11685271.7686 | 12204191.7177 | 12737019.0178 | 13314534.9195 | 13994471.466 | 14718690.0713 | 15476632.0153 | 16267921.8983 | 17111524.5015 | 17999945.5572 | 18896491.4749 | 19846198.4823
Scenario 4: Reference ZEAS Phase In | PG&E | Ind | WholeBlg | Ind - Food | Rate Impact Measure Test | Energy Efficiency | 11160928.9025 | 11685271.7686 | 12204191.7177 | 12737019.0178 | 13314534.9195 | 13994471.466 | 14718690.0713 | 15476632.0153 | 16267921.8983 | 17111524.5015 | 17999945.5572 | 18896491.4749 | 19846198.4823
Scenario 4: Reference ZEAS Phase In | PG&E | Ind | WholeBlg | Ind - Food | Total Resource Cost Test | Energy Efficiency | 11160928.9025 | 11685271.7686 | 12204191.7177 | 12737019.0178 | 13314534.9195 | 13994471.466 | 14718690.0713 | 15476632.0153 | 16267921.8983 | 17111524.5015 | 17999945.5572 | 18896491.4749 | 19846198.4823
Scenario 4: Reference ZEAS Phase In | PG&E | Ind | WholeBlg | Ind - Industrial Machinery | Participant Cost Test | Energy Efficiency | 407108.4335 | 421811.4871 | 433553.0479 | 442343.0252 | 453439.5219 | 475534.854 | 499536.4093 | 523903.0151 | 547889.5497 | 573845.77 | 600430.1433 | 621870.7823 | 644496.2042
Scenario 4: Reference ZEAS Phase In | PG&E | Ind | WholeBlg | Ind - Industrial Machinery | Program Administrator Cost Test | Energy Efficiency | 407108.4335 | 421811.4871 | 433553.0479 | 442343.0252 | 453439.5219 | 475534.854 | 499536.4093 | 523903.0151 | 547889.5497 | 573845.77 | 600430.1433 | 621870.7823 | 644496.2042
Scenario 4: Reference ZEAS Phase In | PG&E | Ind | WholeBlg | Ind - Industrial Machinery | Rate Impact Measure Test | Energy Efficiency | 407108.4335 | 421811.4871 | 433553.0479 | 442343.0252 | 453439.5219 | 475534.854 | 499536.4093 | 523903.0151 | 547889.5497 | 573845.77 | 600430.1433 | 621870.7823 | 644496.2042
Scenario 4: Reference ZEAS Phase In | PG&E | Ind | WholeBlg | Ind - Industrial Machinery | Total Resource Cost Test | Energy Efficiency | 407108.4335 | 421811.4871 | 433553.0479 | 442343.0252 | 453439.5219 | 475534.854 | 499536.4093 | 523903.0151 | 547889.5497 | 573845.77 | 600430.1433 | 621870.7823 | 644496.2042
Scenario 4: Reference ZEAS Phase In | PG&E | Ind | WholeBlg | Ind - Lumber & Furniture | Participant Cost Test | Energy Efficiency | 292924.9796 | 298019.9083 | 300196.0654 | 301531.1301 | 305594.2814 | 318890.695 | 333265.769 | 347669.2273 | 361345.0812 | 376161.2189 | 391242.7568 | 401960.3742 | 413516.5457
Scenario 4: Reference ZEAS Phase In | PG&E | Ind | WholeBlg | Ind - Lumber & Furniture | Program Administrator Cost Test | Energy Efficiency | 292924.9796 | 298019.9083 | 300196.0654 | 301531.1301 | 305594.2814 | 318890.695 | 333265.769 | 347669.2273 | 361345.0812 | 376161.2189 | 391242.7568 | 401960.3742 | 413516.5457
Scenario 4: Reference ZEAS Phase In | PG&E | Ind | WholeBlg | Ind - Lumber & Furniture | Rate Impact Measure Test | Energy Efficiency | 292924.9796 | 298019.9083 | 300196.0654 | 301531.1301 | 305594.2814 | 318890.695 | 333265.769 | 347669.2273 | 361345.0812 | 376161.2189 | 391242.7568 | 401960.3742 | 413516.5457
Scenario 4: Reference ZEAS Phase In | PG&E | Ind | WholeBlg | Ind - Lumber & Furniture | Total Resource Cost Test | Energy Efficiency | 292924.9796 | 298019.9083 | 300196.0654 | 301531.1301 | 305594.2814 | 318890.695 | 333265.769 | 347669.2273 | 361345.0812 | 376161.2189 | 391242.7568 | 401960.3742 | 413516.5457
Scenario 4: Reference ZEAS Phase In | PG&E | Ind | WholeBlg | Ind - Paper | Participant Cost Test | Energy Efficiency | 421571.1547 | 440804.1001 | 460148.9466 | 480568.2192 | 503135.9329 | 530513.2316 | 559893.2791 | 591253.5869 | 624547.2634 | 660943.1347 | 700069.3141 | 739811.0938 | 782462.5304
Scenario 4: Reference ZEAS Phase In | PG&E | Ind | WholeBlg | Ind - Paper | Program Administrator Cost Test | Energy Efficiency | 421571.1547 | 440804.1001 | 460148.9466 | 480568.2192 | 503135.9329 | 530513.2316 | 559893.2791 | 591253.5869 | 624547.2634 | 660943.1347 | 700069.3141 | 739811.0938 | 782462.5304
Scenario 4: Reference ZEAS Phase In | PG&E | Ind | WholeBlg | Ind - Paper | Rate Impact Measure Test | Energy Efficiency | 421571.1547 | 440804.1001 | 460148.9466 | 480568.2192 | 503135.9329 | 530513.2316 | 559893.2791 | 591253.5869 | 624547.2634 | 660943.1347 | 700069.3141 | 739811.0938 | 782462.5304
Scenario 4: Reference ZEAS Phase In | PG&E | Ind | WholeBlg | Ind - Paper | Total Resource Cost Test | Energy Efficiency | 421571.1547 | 440804.1001 | 460148.9466 | 480568.2192 | 503135.9329 | 530513.2316 | 559893.2791 | 591253.5869 | 624547.2634 | 660943.1347 | 700069.3141 | 739811.0938 | 782462.5304
Scenario 4: Reference ZEAS Phase In | PG&E | Ind | WholeBlg | Ind - Petroleum | Participant Cost Test | Energy Efficiency | 15660077.3085 | 16439502.9592 | 17240577.9481 | 18079667.178 | 18973675.8711 | 19958437.645 | 20996227.2923 | 22082341.4138 | 23229646.5362 | 24449995.4128 | 25732342.8701 | 27049194.3423 | 28443652.5429
Scenario 4: Reference ZEAS Phase In | PG&E | Ind | WholeBlg | Ind - Petroleum | Program Administrator Cost Test | Energy Efficiency | 15660077.3085 | 16439502.9592 | 17240577.9481 | 18079667.178 | 18973675.8711 | 19958437.645 | 20996227.2923 | 22082341.4138 | 23229646.5362 | 24449995.4128 | 25732342.8701 | 27049194.3423 | 28443652.5429
Scenario 4: Reference ZEAS Phase In | PG&E | Ind | WholeBlg | Ind - Petroleum | Rate Impact Measure Test | Energy Efficiency | 15660077.3085 | 16439502.9592 | 17240577.9481 | 18079667.178 | 18973675.8711 | 19958437.645 | 20996227.2923 | 22082341.4138 | 23229646.5362 | 24449995.4128 | 25732342.8701 | 27049194.3423 | 28443652.5429
Scenario 4: Reference ZEAS Phase In | PG&E | Ind | WholeBlg | Ind - Petroleum | Total Resource Cost Test | Energy Efficiency | 15660077.3085 | 16439502.9592 | 17240577.9481 | 18079667.178 | 18973675.8711 | 19958437.645 | 20996227.2923 | 22082341.4138 | 23229646.5362 | 24449995.4128 | 25732342.8701 | 27049194.3423 | 28443652.5429
Scenario 4: Reference ZEAS Phase In | PG&E | Ind | WholeBlg | Ind - Plastics | Participant Cost Test | Energy Efficiency | 368371.0403 | 383402.916 | 395323.2692 | 406390.3403 | 421520.9952 | 448423.1461 | 476452.4375 | 503974.3845 | 531761.4171 | 562034.1414 | 593629.1217 | 620531.2687 | 649309.8741
Scenario 4: Reference ZEAS Phase In | PG&E | Ind | WholeBlg | Ind - Plastics | Program Administrator Cost Test | Energy Efficiency | 368371.0403 | 383402.916 | 395323.2692 | 406390.3403 | 421520.9952 | 448423.1461 | 476452.4375 | 503974.3845 | 531761.4171 | 562034.1414 | 593629.1217 | 620531.2687 | 649309.8741
Scenario 4: Reference ZEAS Phase In | PG&E | Ind | WholeBlg | Ind - Plastics | Rate Impact Measure Test | Energy Efficiency | 368371.0403 | 383402.916 | 395323.2692 | 406390.3403 | 421520.9952 | 448423.1461 | 476452.4375 | 503974.3845 | 531761.4171 | 562034.1414 | 593629.1217 | 620531.2687 | 649309.8741
Scenario 4: Reference ZEAS Phase In | PG&E | Ind | WholeBlg | Ind - Plastics | Total Resource Cost Test | Energy Efficiency | 368371.0403 | 383402.916 | 395323.2692 | 406390.3403 | 421520.9952 | 448423.1461 | 476452.4375 | 503974.3845 | 531761.4171 | 562034.1414 | 593629.1217 | 620531.2687 | 649309.8741
Scenario 4: Reference ZEAS Phase In | PG&E | Ind | WholeBlg | Ind - Primary Metals | Participant Cost Test | Energy Efficiency | 639846.5778 | 670030.3299 | 699555.6471 | 729263.7178 | 761880.5074 | 802686.465 | 846450.0697 | 892223.2693 | 939544.9885 | 989977.6446 | 1042856.384 | 1094673.9369 | 1149569.8005
Scenario 4: Reference ZEAS Phase In | PG&E | Ind | WholeBlg | Ind - Primary Metals | Program Administrator Cost Test | Energy Efficiency | 639846.5778 | 670030.3299 | 699555.6471 | 729263.7178 | 761880.5074 | 802686.465 | 846450.0697 | 892223.2693 | 939544.9885 | 989977.6446 | 1042856.384 | 1094673.9369 | 1149569.8005
Scenario 4: Reference ZEAS Phase In | PG&E | Ind | WholeBlg | Ind - Primary Metals | Rate Impact Measure Test | Energy Efficiency | 639846.5778 | 670030.3299 | 699555.6471 | 729263.7178 | 761880.5074 | 802686.465 | 846450.0697 | 892223.2693 | 939544.9885 | 989977.6446 | 1042856.384 | 1094673.9369 | 1149569.8005
Scenario 4: Reference ZEAS Phase In | PG&E | Ind | WholeBlg | Ind - Primary Metals | Total Resource Cost Test | Energy Efficiency | 639846.5778 | 670030.3299 | 699555.6471 | 729263.7178 | 761880.5074 | 802686.465 | 846450.0697 | 892223.2693 | 939544.9885 | 989977.6446 | 1042856.384 | 1094673.9369 | 1149569.8005
Scenario 4: Reference ZEAS Phase In | PG&E | Ind | WholeBlg | Ind - Printing & Publishing | Participant Cost Test | Energy Efficiency | 242270.3786 | 247990.027 | 251789.7785 | 255136.567 | 260404.0575 | 272287.9604 | 285205.6183 | 298343.9526 | 311246.5358 | 325202.3929 | 339537.2915 | 350981.2759 | 363267.6445
Scenario 4: Reference ZEAS Phase In | PG&E | Ind | WholeBlg | Ind - Printing & Publishing | Program Administrator Cost Test | Energy Efficiency | 242270.3786 | 247990.027 | 251789.7785 | 255136.567 | 260404.0575 | 272287.9604 | 285205.6183 | 298343.9526 | 311246.5358 | 325202.3929 | 339537.2915 | 350981.2759 | 363267.6445
Scenario 4: Reference ZEAS Phase In | PG&E | Ind | WholeBlg | Ind - Printing & Publishing | Rate Impact Measure Test | Energy Efficiency | 242270.3786 | 247990.027 | 251789.7785 | 255136.567 | 260404.0575 | 272287.9604 | 285205.6183 | 298343.9526 | 311246.5358 | 325202.3929 | 339537.2915 | 350981.2759 | 363267.6445
Scenario 4: Reference ZEAS Phase In | PG&E | Ind | WholeBlg | Ind - Printing & Publishing | Total Resource Cost Test | Energy Efficiency | 242270.3786 | 247990.027 | 251789.7785 | 255136.567 | 260404.0575 | 272287.9604 | 285205.6183 | 298343.9526 | 311246.5358 | 325202.3929 | 339537.2915 | 350981.2759 | 363267.6445
Scenario 4: Reference ZEAS Phase In | PG&E | Ind | WholeBlg | Ind - Stone-Glass-Clay | Participant Cost Test | Energy Efficiency | 4482065.2458 | 4751615.4607 | 5018236.1188 | 5291009.4758 | 5582659.7898 | 5906542.692 | 6245480.3602 | 6602235.5681 | 6977134.366 | 7377231.3782 | 7802222.4322 | 8241653.1584 | 8707450.9799
Scenario 4: Reference ZEAS Phase In | PG&E | Ind | WholeBlg | Ind - Stone-Glass-Clay | Program Administrator Cost Test | Energy Efficiency | 4482065.2458 | 4751615.4607 | 5018236.1188 | 5291009.4758 | 5582659.7898 | 5906542.692 | 6245480.3602 | 6602235.5681 | 6977134.366 | 7377231.3782 | 7802222.4322 | 8241653.1584 | 8707450.9799
Scenario 4: Reference ZEAS Phase In | PG&E | Ind | WholeBlg | Ind - Stone-Glass-Clay | Rate Impact Measure Test | Energy Efficiency | 4482065.2458 | 4751615.4607 | 5018236.1188 | 5291009.4758 | 5582659.7898 | 5906542.692 | 6245480.3602 | 6602235.5681 | 6977134.366 | 7377231.3782 | 7802222.4322 | 8241653.1584 | 8707450.9799
Scenario 4: Reference ZEAS Phase In | PG&E | Ind | WholeBlg | Ind - Stone-Glass-Clay | Total Resource Cost Test | Energy Efficiency | 4482065.2458 | 4751615.4607 | 5018236.1188 | 5291009.4758 | 5582659.7898 | 5906542.692 | 6245480.3602 | 6602235.5681 | 6977134.366 | 7377231.3782 | 7802222.4322 | 8241653.1584 | 8707450.9799
Scenario 4: Reference ZEAS Phase In | PG&E | Ind | WholeBlg | Ind - Textiles | Participant Cost Test | Energy Efficiency | 22043.6723 | 22695.6342 | 23231.92 | 23717.0331 | 24332.6653 | 25398.0168 | 26543.5173 | 27712.4494 | 28879.1124 | 30135.3865 | 31440.0189 | 32588.9293 | 33820.9005
Scenario 4: Reference ZEAS Phase In | PG&E | Ind | WholeBlg | Ind - Textiles | Program Administrator Cost Test | Energy Efficiency | 22043.6723 | 22695.6342 | 23231.92 | 23717.0331 | 24332.6653 | 25398.0168 | 26543.5173 | 27712.4494 | 28879.1124 | 30135.3865 | 31440.0189 | 32588.9293 | 33820.9005
Scenario 4: Reference ZEAS Phase In | PG&E | Ind | WholeBlg | Ind - Textiles | Rate Impact Measure Test | Energy Efficiency | 22043.6723 | 22695.6342 | 23231.92 | 23717.0331 | 24332.6653 | 25398.0168 | 26543.5173 | 27712.4494 | 28879.1124 | 30135.3865 | 31440.0189 | 32588.9293 | 33820.9005
Scenario 4: Reference ZEAS Phase In | PG&E | Ind | WholeBlg | Ind - Textiles | Total Resource Cost Test | Energy Efficiency | 22043.6723 | 22695.6342 | 23231.92 | 23717.0331 | 24332.6653 | 25398.0168 | 26543.5173 | 27712.4494 | 28879.1124 | 30135.3865 | 31440.0189 | 32588.9293 | 33820.9005
Scenario 4: Reference ZEAS Phase In | PG&E | Ind | WholeBlg | Ind - Transportation Equipment | Participant Cost Test | Energy Efficiency | 593228.9426 | 612949.6356 | 631177.6332 | 647747.3356 | 667536.6315 | 699081.7686 | 733479.1741 | 768964.3858 | 804792.7147 | 843194.8702 | 882860.2574 | 918043.725 | 955196.3748
Scenario 4: Reference ZEAS Phase In | PG&E | Ind | WholeBlg | Ind - Transportation Equipment | Program Administrator Cost Test | Energy Efficiency | 593228.9426 | 612949.6356 | 631177.6332 | 647747.3356 | 667536.6315 | 699081.7686 | 733479.1741 | 768964.3858 | 804792.7147 | 843194.8702 | 882860.2574 | 918043.725 | 955196.3748
Scenario 4: Reference ZEAS Phase In | PG&E | Ind | WholeBlg | Ind - Transportation Equipment | Rate Impact Measure Test | Energy Efficiency | 593228.9426 | 612949.6356 | 631177.6332 | 647747.3356 | 667536.6315 | 699081.7686 | 733479.1741 | 768964.3858 | 804792.7147 | 843194.8702 | 882860.2574 | 918043.725 | 955196.3748
Scenario 4: Reference ZEAS Phase In | PG&E | Ind | WholeBlg | Ind - Transportation Equipment | Total Resource Cost Test | Energy Efficiency | 593228.9426 | 612949.6356 | 631177.6332 | 647747.3356 | 667536.6315 | 699081.7686 | 733479.1741 | 768964.3858 | 804792.7147 | 843194.8702 | 882860.2574 | 918043.725 | 955196.3748
Scenario 4: Reference ZEAS Phase In | PG&E | Res | AppPlug | Res - Multi Family | Participant Cost Test | Energy Efficiency | 0 | 0 | 222491.3876 | 275208.2963 | 259973.1515 | 242093.4042 | 222226.5429 | 195124.5181 | 171827.4841 | 146592.0643 | 119559.5199 | 90447.5877 | 57922.0031
Scenario 4: Reference ZEAS Phase In | PG&E | Res | AppPlug | Res - Multi Family | Participant Cost Test | Fuel Substitution | 8.0744 | 8.8253 | 9.4539 | 10.0271 | 10.5075 | 10.9074 | 0 | 0 | 0 | 0 | 0 | 0 | 0
Scenario 4: Reference ZEAS Phase In | PG&E | Res | AppPlug | Res - Multi Family | Program Administrator Cost Test | Energy Efficiency | 0 | 0 | 46239.8711 | 62822.6438 | 65918.2966 | 69234.6805 | 72422.1625 | 73650.6343 | 76739.4888 | 79947.9698 | 83610.9814 | 87550.6362 | 90317.6925
Scenario 4: Reference ZEAS Phase In | PG&E | Res | AppPlug | Res - Multi Family | Program Administrator Cost Test | Fuel Substitution | 47.8466 | 54.3768 | 61.5393 | 69.3512 | 77.8411 | 87.0553 | 0 | 0 | 0 | 0 | 0 | 0 | 0
Scenario 4: Reference ZEAS Phase In | PG&E | Res | AppPlug | Res - Multi Family | Rate Impact Measure Test | Energy Efficiency | 0 | 0 | 46239.8711 | 62822.6438 | 65918.2966 | 69234.6805 | 72422.1625 | 73650.6343 | 76739.4888 | 79947.9698 | 83610.9814 | 87550.6362 | 90317.6925
Scenario 4: Reference ZEAS Phase In | PG&E | Res | AppPlug | Res - Multi Family | Rate Impact Measure Test | Fuel Substitution | 47.8466 | 54.3768 | 61.5393 | 69.3512 | 77.8411 | 87.0553 | 0 | 0 | 0 | 0 | 0 | 0 | 0
Scenario 4: Reference ZEAS Phase In | PG&E | Res | AppPlug | Res - Multi Family | Total Resource Cost Test | Energy Efficiency | 0 | 0 | 46239.8711 | 62822.6438 | 65918.2966 | 69234.6805 | 72422.1625 | 73650.6343 | 76739.4888 | 79947.9698 | 83610.9814 | 87550.6362 | 90317.6925
Scenario 4: Reference ZEAS Phase In | PG&E | Res | AppPlug | Res - Multi Family | Total Resource Cost Test | Fuel Substitution | 47.8466 | 54.3768 | 61.5393 | 69.3512 | 77.8411 | 87.0553 | 0 | 0 | 0 | 0 | 0 | 0 | 0
Scenario 4: Reference ZEAS Phase In | PG&E | Res | AppPlug | Res - Single Family | Participant Cost Test | Energy Efficiency | 0 | 0 | 0 | 0 | 0 | 0 | 0 | 0 | 0 | 0 | 0 | 182829.1936 | 134035.8453
Scenario 4: Reference ZEAS Phase In | PG&E | Res | AppPlug | Res - Single Family | Participant Cost Test | Fuel Substitution | 53.2646 | 58.1087 | 62.2032 | 65.9819 | 69.251 | 72.0918 | 0 | 0 | 0 | 0 | 0 | 0 | 0
Scenario 4: Reference ZEAS Phase In | PG&E | Res | AppPlug | Res - Single Family | Program Administrator Cost Test | Energy Efficiency | 0 | 0 | 0 | 0 | 0 | 0 | 0 | 0 | 0 | 0 | 0 | 197143.7957 | 237478.217
Scenario 4: Reference ZEAS Phase In | PG&E | Res | AppPlug | Res - Single Family | Program Administrator Cost Test | Fuel Substitution | 282.4888 | 320.2689 | 361.4 | 406.1792 | 454.9168 | 507.9502 | 0 | 0 | 0 | 0 | 0 | 0 | 0
Scenario 4: Reference ZEAS Phase In | PG&E | Res | AppPlug | Res - Single Family | Rate Impact Measure Test | Energy Efficiency | 0 | 0 | 0 | 0 | 0 | 0 | 0 | 0 | 0 | 0 | 0 | 197143.7957 | 237478.217
Scenario 4: Reference ZEAS Phase In | PG&E | Res | AppPlug | Res - Single Family | Rate Impact Measure Test | Fuel Substitution | 282.4888 | 320.2689 | 361.4 | 406.1792 | 454.9168 | 507.9502 | 0 | 0 | 0 | 0 | 0 | 0 | 0
Scenario 4: Reference ZEAS Phase In | PG&E | Res | AppPlug | Res - Single Family | Total Resource Cost Test | Energy Efficiency | 0 | 0 | 0 | 0 | 0 | 0 | 0 | 0 | 0 | 0 | 0 | 197143.7957 | 237478.217
Scenario 4: Reference ZEAS Phase In | PG&E | Res | AppPlug | Res - Single Family | Total Resource Cost Test | Fuel Substitution | 282.4888 | 320.2689 | 361.4 | 406.1792 | 454.9168 | 507.9502 | 0 | 0 | 0 | 0 | 0 | 0 | 0
Scenario 4: Reference ZEAS Phase In | PG&E | Res | BROs | Income Qualified - Multi Family IQ | Participant Cost Test | Energy Efficiency | 1925010.1581 | 2131990.5869 | 2332505.3919 | 2395934.5671 | 2413049.2415 | 2815219.7904 | 3068163.7585 | 3308919.6346 | 3574804.1631 | 3570692.8855 | 3864978.0549 | 3719606.2831 | 4001190.0617
Scenario 4: Reference ZEAS Phase In | PG&E | Res | BROs | Income Qualified - Multi Family IQ | Program Administrator Cost Test | Energy Efficiency | 1925010.1581 | 2131990.5869 | 2332505.3919 | 2395934.5671 | 2413049.2415 | 2815219.7904 | 3068163.7585 | 3308919.6346 | 3574804.1631 | 3570692.8855 | 3864978.0549 | 3719606.2831 | 4001190.0617
Scenario 4: Reference ZEAS Phase In | PG&E | Res | BROs | Income Qualified - Multi Family IQ | Rate Impact Measure Test | Energy Efficiency | 1925010.1581 | 2131990.5869 | 2332505.3919 | 2395934.5671 | 2413049.2415 | 2815219.7904 | 3068163.7585 | 3308919.6346 | 3574804.1631 | 3570692.8855 | 3864978.0549 | 3719606.2831 | 4001190.0617
Scenario 4: Reference ZEAS Phase In | PG&E | Res | BROs | Income Qualified - Multi Family IQ | Total Resource Cost Test | Energy Efficiency | 1925010.1581 | 2131990.5869 | 2332505.3919 | 2395934.5671 | 2413049.2415 | 2815219.7904 | 3068163.7585 | 3308919.6346 | 3574804.1631 | 3570692.8855 | 3864978.0549 | 3719606.2831 | 4001190.0617
Scenario 4: Reference ZEAS Phase In | PG&E | Res | BROs | Income Qualified - Single Family IQ | Participant Cost Test | Energy Efficiency | 7075722.268 | 7814736.2513 | 8519532.6361 | 8710741.4231 | 8727781.7418 | 10161305.6794 | 11049006.865 | 11877437.5868 | 12789563.2131 | 12706316.4419 | 13700167.8466 | 13276655.6147 | 14237199.448
Scenario 4: Reference ZEAS Phase In | PG&E | Res | BROs | Income Qualified - Single Family IQ | Program Administrator Cost Test | Energy Efficiency | 7075722.268 | 7814736.2513 | 8519532.6361 | 8710741.4231 | 8727781.7418 | 10161305.6794 | 11049006.865 | 11877437.5868 | 12789563.2131 | 12706316.4419 | 13700167.8466 | 13276655.6147 | 14237199.448
Scenario 4: Reference ZEAS Phase In | PG&E | Res | BROs | Income Qualified - Single Family IQ | Rate Impact Measure Test | Energy Efficiency | 7075722.268 | 7814736.2513 | 8519532.6361 | 8710741.4231 | 8727781.7418 | 10161305.6794 | 11049006.865 | 11877437.5868 | 12789563.2131 | 12706316.4419 | 13700167.8466 | 13276655.6147 | 14237199.448
Scenario 4: Reference ZEAS Phase In | PG&E | Res | BROs | Income Qualified - Single Family IQ | Total Resource Cost Test | Energy Efficiency | 7075722.268 | 7814736.2513 | 8519532.6361 | 8710741.4231 | 8727781.7418 | 10161305.6794 | 11049006.865 | 11877437.5868 | 12789563.2131 | 12706316.4419 | 13700167.8466 | 13276655.6147 | 14237199.448
Scenario 4: Reference ZEAS Phase In | PG&E | Res | BROs | Res - Multi Family | Participant Cost Test | Energy Efficiency | 19035785.855 | 20934720.2434 | 22768347.5405 | 23404596.5875 | 23646201.2882 | 27258507.3025 | 29589423.7973 | 31807402.4891 | 34249169.501 | 34351727.7303 | 37042575.8612 | 39979858.3778 | 43162855.6131
Scenario 4: Reference ZEAS Phase In | PG&E | Res | BROs | Res - Multi Family | Program Administrator Cost Test | Energy Efficiency | 19035785.855 | 20934720.2434 | 22768347.5405 | 23404596.5875 | 23646201.2882 | 27258507.3025 | 29589423.7973 | 31807402.4891 | 34249169.501 | 34351727.7303 | 37042575.8612 | 39979858.3778 | 43162855.6131
Scenario 4: Reference ZEAS Phase In | PG&E | Res | BROs | Res - Multi Family | Rate Impact Measure Test | Energy Efficiency | 19035785.855 | 20934720.2434 | 22768347.5405 | 23404596.5875 | 23646201.2882 | 27258507.3025 | 29589423.7973 | 31807402.4891 | 34249169.501 | 34351727.7303 | 37042575.8612 | 39979858.3778 | 43162855.6131
Scenario 4: Reference ZEAS Phase In | PG&E | Res | BROs | Res - Multi Family | Total Resource Cost Test | Energy Efficiency | 19035785.855 | 20934720.2434 | 22768347.5405 | 23404596.5875 | 23646201.2882 | 27258507.3025 | 29589423.7973 | 31807402.4891 | 34249169.501 | 34351727.7303 | 37042575.8612 | 39979858.3778 | 43162855.6131
Scenario 4: Reference ZEAS Phase In | PG&E | Res | BROs | Res - Single Family | Participant Cost Test | Energy Efficiency | 4866331.1106 | 5370740.3555 | 5862147.7539 | 6037415.3672 | 6107872.8002 | 7074682.042 | 7695070.786 | 8291132.1781 | 8948659.7243 | 8984374.6053 | 9715854.0326 | 10514585.2768 | 11379947.1767
Scenario 4: Reference ZEAS Phase In | PG&E | Res | BROs | Res - Single Family | Program Administrator Cost Test | Energy Efficiency | 4866331.1106 | 5370740.3555 | 5862147.7539 | 6037415.3672 | 6107872.8002 | 7074682.042 | 7695070.786 | 8291132.1781 | 8948659.7243 | 8984374.6053 | 9715854.0326 | 10514585.2768 | 11379947.1767
Scenario 4: Reference ZEAS Phase In | PG&E | Res | BROs | Res - Single Family | Rate Impact Measure Test | Energy Efficiency | 4866331.1106 | 5370740.3555 | 5862147.7539 | 6037415.3672 | 6107872.8002 | 7074682.042 | 7695070.786 | 8291132.1781 | 8948659.7243 | 8984374.6053 | 9715854.0326 | 10514585.2768 | 11379947.1767
Scenario 4: Reference ZEAS Phase In | PG&E | Res | BROs | Res - Single Family | Total Resource Cost Test | Energy Efficiency | 4866331.1106 | 5370740.3555 | 5862147.7539 | 6037415.3672 | 6107872.8002 | 7074682.042 | 7695070.786 | 8291132.1781 | 8948659.7243 | 8984374.6053 | 9715854.0326 | 10514585.2768 | 11379947.1767
Scenario 4: Reference ZEAS Phase In | PG&E | Res | BldgEnv | Res - Single Family | Participant Cost Test | Energy Efficiency | 378283.5378 | 469055.4856 | 501502.2883 | 498461.8334 | 478573.9117 | 451551.5628 | 420775.4168 | 386784.413 | 77288.3079 | 0 | 0 | 0 | 0
Scenario 4: Reference ZEAS Phase In | PG&E | Res | BldgEnv | Res - Single Family | Program Administrator Cost Test | Energy Efficiency | 77391.4945 | 101931.9154 | 116112.8504 | 123233.1529 | 126601.6538 | 128058.2931 | 128375.7476 | 127679.6699 | 126771.6416 | 0 | 0 | 0 | 0
Scenario 4: Reference ZEAS Phase In | PG&E | Res | BldgEnv | Res - Single Family | Rate Impact Measure Test | Energy Efficiency | 77626.0015 | 102043.6114 | 116133.7182 | 123233.1529 | 126601.6538 | 128058.2931 | 128375.7476 | 127679.6699 | 126771.6416 | 0 | 0 | 0 | 0
Scenario 4: Reference ZEAS Phase In | PG&E | Res | BldgEnv | Res - Single Family | Total Resource Cost Test | Energy Efficiency | 337098.9169 | 424753.6223 | 464448.3258 | 473674.7471 | 467968.2078 | 455606.0523 | 439576.2884 | 420864.514 | 126771.6416 | 0 | 0 | 0 | 0
Scenario 4: Reference ZEAS Phase In | PG&E | Res | HVAC | Res - Multi Family | Participant Cost Test | Energy Efficiency | 508536.571 | 533488.9984 | 886839.874 | 549004.2276 | 538258.6304 | 517509.4791 | 488340.5604 | 418359.8798 | 376107.6908 | 326241.2667 | 269488.2774 | 272199.673 | 164882.9698
Scenario 4: Reference ZEAS Phase In | PG&E | Res | HVAC | Res - Multi Family | Participant Cost Test | Fuel Substitution | 2163.2808 | 295.9354 | 307.2014 | 316.023 | 384.35 | 379.7455 | 366.6136 | 343.6128 | 317.5479 | 282.8175 | 236.5468 | 180.686 | 116.865
Scenario 4: Reference ZEAS Phase In | PG&E | Res | HVAC | Res - Multi Family | Program Administrator Cost Test | Energy Efficiency | 195215.1526 | 224343.3938 | 459149.1013 | 279132.0053 | 305300.4708 | 330211.3428 | 352299.8171 | 346539.9328 | 365273.5176 | 383281.0623 | 404418.9635 | 514099.1639 | 504255.7208
Scenario 4: Reference ZEAS Phase In | PG&E | Res | HVAC | Res - Multi Family | Program Administrator Cost Test | Fuel Substitution | 637.0991 | 932.7036 | 1035.4237 | 1144.7506 | 387.2688 | 424.429 | 457.5414 | 486.6586 | 521.3479 | 556.259 | 587.223 | 612.1907 | 633.4755
Scenario 4: Reference ZEAS Phase In | PG&E | Res | HVAC | Res - Multi Family | Rate Impact Measure Test | Energy Efficiency | 195215.1526 | 224343.3938 | 459149.1013 | 279132.0053 | 305300.4708 | 330211.3428 | 352299.8171 | 346539.9328 | 365273.5176 | 383281.0623 | 404418.9635 | 514099.1639 | 504255.7208
Scenario 4: Reference ZEAS Phase In | PG&E | Res | HVAC | Res - Multi Family | Rate Impact Measure Test | Fuel Substitution | 637.0991 | 932.7036 | 1035.4237 | 1144.7506 | 387.2688 | 424.429 | 457.5414 | 486.6586 | 521.3479 | 556.259 | 587.223 | 612.1907 | 633.4755
Scenario 4: Reference ZEAS Phase In | PG&E | Res | HVAC | Res - Multi Family | Total Resource Cost Test | Energy Efficiency | 195215.1526 | 224343.3938 | 459149.1013 | 279132.0053 | 305300.4708 | 330211.3428 | 352299.8171 | 346539.9328 | 365273.5176 | 383281.0623 | 404418.9635 | 514099.1639 | 504255.7208
Scenario 4: Reference ZEAS Phase In | PG&E | Res | HVAC | Res - Multi Family | Total Resource Cost Test | Fuel Substitution | 637.0991 | 932.7036 | 1035.4237 | 1144.7506 | 387.2688 | 424.429 | 457.5414 | 486.6586 | 521.3479 | 556.259 | 587.223 | 612.1907 | 633.4755
Scenario 4: Reference ZEAS Phase In | PG&E | Res | HVAC | Res - Single Family | Participant Cost Test | Energy Efficiency | 11829982.8481 | 13624438.5432 | 16517706.0713 | 15404929.4796 | 8701762.9118 | 6095861.8975 | 6063107.2716 | 5975612.3864 | 799890.0122 | 521585.7683 | 429881.4516 | 766358.5311 | 508841.7141
Scenario 4: Reference ZEAS Phase In | PG&E | Res | HVAC | Res - Single Family | Participant Cost Test | Fuel Substitution | 59308.0205 | 16249.1868 | 18339.3675 | 19356.8882 | 11308.8122 | 8460.0169 | 8560.5623 | 8633.8403 | 249.0893 | 224.3511 | 189.9995 | 146.4901 | 95.6733
Scenario 4: Reference ZEAS Phase In | PG&E | Res | HVAC | Res - Single Family | Program Administrator Cost Test | Energy Efficiency | 2344216.1853 | 2828116.06 | 4260455.5083 | 3443983.0026 | 1435912.5281 | 1532646.6224 | 1612646.3336 | 1684240.7986 | 755974.5754 | 612779.4604 | 645119.7536 | 1255138.6932 | 1295209.8128
Scenario 4: Reference ZEAS Phase In | PG&E | Res | HVAC | Res - Single Family | Program Administrator Cost Test | Fuel Substitution | 35221.0015 | 39562.1883 | 47355.5242 | 52592.6581 | 4724.4349 | 5193.3877 | 5619.8614 | 6087.4432 | 408.9531 | 441.2646 | 471.6702 | 496.33 | 518.6045
Scenario 4: Reference ZEAS Phase In | PG&E | Res | HVAC | Res - Single Family | Rate Impact Measure Test | Energy Efficiency | 2344216.1853 | 2828116.06 | 4260455.5083 | 3443983.0026 | 1435912.5281 | 1532646.6224 | 1612646.3336 | 1684240.7986 | 755974.5754 | 612779.4604 | 645119.7536 | 1255138.6932 | 1295209.8128
Scenario 4: Reference ZEAS Phase In | PG&E | Res | HVAC | Res - Single Family | Rate Impact Measure Test | Fuel Substitution | 37393.1394 | 41589.9962 | 49255.9617 | 54326.383 | 4724.4349 | 5193.3877 | 5619.8614 | 6087.4432 | 408.9531 | 441.2646 | 471.6702 | 496.33 | 518.6045
Scenario 4: Reference ZEAS Phase In | PG&E | Res | HVAC | Res - Single Family | Total Resource Cost Test | Energy Efficiency | 10488644.074 | 12371423.6652 | 14756501.6735 | 14576564.5616 | 7522985.6095 | 5119449.8966 | 5314002.7303 | 5486864.0497 | 755974.5754 | 612779.4604 | 645119.7536 | 1255138.6932 | 1295209.8128
Scenario 4: Reference ZEAS Phase In | PG&E | Res | HVAC | Res - Single Family | Total Resource Cost Test | Fuel Substitution | 45938.9465 | 50990.6841 | 59980.0414 | 65885.6392 | 11344.4198 | 9006.7725 | 9677.4055 | 10423.1497 | 408.9531 | 441.2646 | 471.6702 | 496.33 | 518.6045
Scenario 4: Reference ZEAS Phase In | PG&E | Res | WaterHeat | Res - Multi Family | Participant Cost Test | Energy Efficiency | 1393507.8102 | 1919876.9479 | 1715277.6046 | 1722973.0741 | 1646878.9493 | 1549320.421 | 1433424.3158 | 1226931.4508 | 1080265.7201 | 915867.2637 | 735413.6554 | 536616.7423 | 303208.8199
Scenario 4: Reference ZEAS Phase In | PG&E | Res | WaterHeat | Res - Multi Family | Participant Cost Test | Fuel Substitution | 193012.3621 | 155444.9035 | 212938.2979 | 266895.7149 | 322389.8347 | 336737.8975 | 138121.867 | 138909.5734 | 132942.8639 | 120875.8829 | 101920.8955 | 75765.6232 | 43736.2145
Scenario 4: Reference ZEAS Phase In | PG&E | Res | WaterHeat | Res - Multi Family | Program Administrator Cost Test | Energy Efficiency | 1124073.3559 | 1397289.9305 | 875670.3336 | 929549.739 | 967952.3725 | 1009313.3788 | 1047355.7042 | 1015277.3547 | 1045233.6141 | 1075842.9958 | 1114383.3005 | 1160008.3504 | 1158044.5452
Scenario 4: Reference ZEAS Phase In | PG&E | Res | WaterHeat | Res - Multi Family | Program Administrator Cost Test | Fuel Substitution | 5192577.0008 | 5906654.2859 | 6844574.1939 | 7647074.1555 | 8535812.0203 | 9572355.6519 | 119903.5778 | 139265.6006 | 157625.408 | 176089.7934 | 194539.7151 | 209814.4393 | 223145.781
Scenario 4: Reference ZEAS Phase In | PG&E | Res | WaterHeat | Res - Multi Family | Rate Impact Measure Test | Energy Efficiency | 1124073.3559 | 1397289.9305 | 875670.3336 | 929549.739 | 967952.3725 | 1009313.3788 | 1047355.7042 | 1015277.3547 | 1045233.6141 | 1075842.9958 | 1114383.3005 | 1160008.3504 | 1158044.5452
Scenario 4: Reference ZEAS Phase In | PG&E | Res | WaterHeat | Res - Multi Family | Rate Impact Measure Test | Fuel Substitution | 8327968.2206 | 9090438.9508 | 10065656.7789 | 10861000.3591 | 11693254.3036 | 12609452.453 | 119903.5778 | 139265.6006 | 157625.408 | 176089.7934 | 194539.7151 | 209814.4393 | 223145.781
Scenario 4: Reference ZEAS Phase In | PG&E | Res | WaterHeat | Res - Multi Family | Total Resource Cost Test | Energy Efficiency | 1124073.3559 | 1397289.9305 | 875670.3336 | 929549.739 | 967952.3725 | 1009313.3788 | 1047355.7042 | 1015277.3547 | 1045233.6141 | 1075842.9958 | 1114383.3005 | 1160008.3504 | 1158044.5452
Scenario 4: Reference ZEAS Phase In | PG&E | Res | WaterHeat | Res - Multi Family | Total Resource Cost Test | Fuel Substitution | 5192577.0008 | 5906654.2859 | 6844574.1939 | 7647074.1555 | 8535812.0203 | 9572355.6519 | 119903.5778 | 139265.6006 | 157625.408 | 176089.7934 | 194539.7151 | 209814.4393 | 223145.781
Scenario 4: Reference ZEAS Phase In | PG&E | Res | WaterHeat | Res - Single Family | Participant Cost Test | Energy Efficiency | 11996975.609 | 13370447.9851 | 9175519.0866 | 9375742.7196 | 9212232.9901 | 6193205.7424 | 5759208.6526 | 5256599.8049 | 3989211.234 | 3366143.7437 | 2694441.4514 | 1957039.2991 | 1144753.7997
Scenario 4: Reference ZEAS Phase In | PG&E | Res | WaterHeat | Res - Single Family | Participant Cost Test | Fuel Substitution | 213593.9392 | 45735.3308 | 459761.7543 | 841092.8805 | 1239681.822 | 1285636.2087 | 1320217.0379 | 1365385.5995 | 923219.7531 | 841245.9749 | 710061.1416 | 528365.2523 | 305394.6043
Scenario 4: Reference ZEAS Phase In | PG&E | Res | WaterHeat | Res - Single Family | Program Administrator Cost Test | Energy Efficiency | 6229108.3717 | 7470590.7203 | 3320689.3373 | 3527995.6373 | 3659007.5965 | 3796586.897 | 3909001.636 | 4006060.3826 | 4074481.2285 | 4179636.0037 | 4314240.9532 | 4458104.1054 | 4609542.5704
Scenario 4: Reference ZEAS Phase In | PG&E | Res | WaterHeat | Res - Single Family | Program Administrator Cost Test | Fuel Substitution | 232025.1512 | 345001.4271 | 1606167.6519 | 1040861.9354 | 642677.8498 | 735733.0152 | 835716.8872 | 965092.6872 | 1094627.3158 | 1225511.8747 | 1355316.7043 | 1463178.8729 | 1558148.5117
Scenario 4: Reference ZEAS Phase In | PG&E | Res | WaterHeat | Res - Single Family | Rate Impact Measure Test | Energy Efficiency | 6229108.3717 | 7470590.7203 | 3320689.3373 | 3527995.6373 | 3659007.5965 | 3796586.897 | 3909001.636 | 4006060.3826 | 4074481.2285 | 4179636.0037 | 4314240.9532 | 4458104.1054 | 4609542.5704
Scenario 4: Reference ZEAS Phase In | PG&E | Res | WaterHeat | Res - Single Family | Rate Impact Measure Test | Fuel Substitution | 252122.3466 | 369482.598 | 1606629.8116 | 1040861.9354 | 642677.8498 | 735733.0152 | 835716.8872 | 965092.6872 | 1094627.3158 | 1225511.8747 | 1355316.7043 | 1463178.8729 | 1558148.5117
Scenario 4: Reference ZEAS Phase In | PG&E | Res | WaterHeat | Res - Single Family | Total Resource Cost Test | Energy Efficiency | 10455747.0942 | 12311937.9185 | 6254254.7382 | 6637440.1799 | 6910048.1536 | 4410054.7222 | 4542246.0295 | 4657975.6827 | 4074481.2285 | 4179636.0037 | 4314240.9532 | 4458104.1054 | 4609542.5704
Scenario 4: Reference ZEAS Phase In | PG&E | Res | WaterHeat | Res - Single Family | Total Resource Cost Test | Fuel Substitution | 255684.6228 | 378528.1579 | 1830651.5891 | 1299690.6892 | 935723.9899 | 1059396.6245 | 1193237.241 | 1367852.822 | 1094627.3158 | 1225511.8747 | 1355316.7043 | 1463178.8729 | 1558148.5117
Scenario 4: Reference ZEAS Phase In | PG&E | Res | WholeBlg | Res - Multi Family | Participant Cost Test | Energy Efficiency | 0 | 0 | 27435.2125 | 26877.5899 | 24945.2816 | 22891.073 | 4997775.0856 | 4318196.2947 | 3570854.808 | 2879323.4781 | 2198378.2257 | 2639442.2761 | 1689192.2407
Scenario 4: Reference ZEAS Phase In | PG&E | Res | WholeBlg | Res - Multi Family | Program Administrator Cost Test | Energy Efficiency | 0 | 0 | 18463.843 | 19973.4099 | 20688.0163 | 21340.3673 | 5300917.036 | 5238705.762 | 5047767.7692 | 4873001.2451 | 4670319.4982 | 7522604.7622 | 7228644.482
Scenario 4: Reference ZEAS Phase In | PG&E | Res | WholeBlg | Res - Multi Family | Rate Impact Measure Test | Energy Efficiency | 0 | 0 | 18463.843 | 19973.4099 | 20688.0163 | 21340.3673 | 5300917.036 | 5238705.762 | 5047767.7692 | 4873001.2451 | 4670319.4982 | 7522604.7622 | 7228644.482
Scenario 4: Reference ZEAS Phase In | PG&E | Res | WholeBlg | Res - Multi Family | Total Resource Cost Test | Energy Efficiency | 0 | 0 | 18463.843 | 19973.4099 | 20688.0163 | 21340.3673 | 5300917.036 | 5238705.762 | 5047767.7692 | 4873001.2451 | 4670319.4982 | 7522604.7622 | 7228644.482
Scenario 4: Reference ZEAS Phase In | PG&E | Res | WholeBlg | Res - Single Family | Participant Cost Test | Energy Efficiency | 0 | 0 | 102312.8183 | 100647.4118 | 92528.0291 | 84148.8511 | 73233.6785 | 61915.4677 | 50323.7668 | 40136.2533 | 30216.2083 | 21461.2995 | 2296273.5259
Scenario 4: Reference ZEAS Phase In | PG&E | Res | WholeBlg | Res - Single Family | Program Administrator Cost Test | Energy Efficiency | 0 | 0 | 68038.965 | 73917.9725 | 75857.9646 | 77565.9901 | 76164.5912 | 73660.2642 | 69778.8012 | 66667.8309 | 63107.472 | 60155.6749 | 9753943.7299
Scenario 4: Reference ZEAS Phase In | PG&E | Res | WholeBlg | Res - Single Family | Rate Impact Measure Test | Energy Efficiency | 0 | 0 | 68038.965 | 73917.9725 | 75857.9646 | 77565.9901 | 76164.5912 | 73660.2642 | 69778.8012 | 66667.8309 | 63107.472 | 60155.6749 | 9753943.7299
Scenario 4: Reference ZEAS Phase In | PG&E | Res | WholeBlg | Res - Single Family | Total Resource Cost Test | Energy Efficiency | 0 | 0 | 68038.965 | 73917.9725 | 75857.9646 | 77565.9901 | 76164.5912 | 73660.2642 | 69778.8012 | 66667.8309 | 63107.472 | 60155.6749 | 9753943.7299
Scenario 4: Reference ZEAS Phase In | SCE | Ag | WholeBlg | Ag - Dairies, fishing, hunting | Participant Cost Test | Energy Efficiency | 84136.0191 | 89156.9664 | 94300.2982 | 99723.0213 | 106460.8248 | 113982.1666 | 119330.0242 | 121819.6446 | 124166.7522 | 126522.2243 | 128466.004 | 128701.8184 | 129001.4676
Scenario 4: Reference ZEAS Phase In | SCE | Ag | WholeBlg | Ag - Dairies, fishing, hunting | Program Administrator Cost Test | Energy Efficiency | 84136.0191 | 89156.9664 | 94300.2982 | 99723.0213 | 106460.8248 | 113982.1666 | 119330.0242 | 121819.6446 | 124166.7522 | 126522.2243 | 128466.004 | 128701.8184 | 129001.4676
Scenario 4: Reference ZEAS Phase In | SCE | Ag | WholeBlg | Ag - Dairies, fishing, hunting | Rate Impact Measure Test | Energy Efficiency | 84136.0191 | 89156.9664 | 94300.2982 | 99723.0213 | 106460.8248 | 113982.1666 | 119330.0242 | 121819.6446 | 124166.7522 | 126522.2243 | 128466.004 | 128701.8184 | 129001.4676
Scenario 4: Reference ZEAS Phase In | SCE | Ag | WholeBlg | Ag - Dairies, fishing, hunting | Total Resource Cost Test | Energy Efficiency | 84136.0191 | 89156.9664 | 94300.2982 | 99723.0213 | 106460.8248 | 113982.1666 | 119330.0242 | 121819.6446 | 124166.7522 | 126522.2243 | 128466.004 | 128701.8184 | 129001.4676
Scenario 4: Reference ZEAS Phase In | SCE | Ag | WholeBlg | Ag - Irrigated Agriculture, vineyards, forestry and greenhouses | Participant Cost Test | Energy Efficiency | 202513.1823 | 224432.7649 | 246905.0231 | 270623.9237 | 298678.8915 | 329440.55 | 354460.2225 | 371774.8542 | 389155.4999 | 407030.122 | 423820.4975 | 435017.4848 | 446409.1681
Scenario 4: Reference ZEAS Phase In | SCE | Ag | WholeBlg | Ag - Irrigated Agriculture, vineyards, forestry and greenhouses | Program Administrator Cost Test | Energy Efficiency | 202513.1823 | 224432.7649 | 246905.0231 | 270623.9237 | 298678.8915 | 329440.55 | 354460.2225 | 371774.8542 | 389155.4999 | 407030.122 | 423820.4975 | 435017.4848 | 446409.1681
Scenario 4: Reference ZEAS Phase In | SCE | Ag | WholeBlg | Ag - Irrigated Agriculture, vineyards, forestry and greenhouses | Rate Impact Measure Test | Energy Efficiency | 202513.1823 | 224432.7649 | 246905.0231 | 270623.9237 | 298678.8915 | 329440.55 | 354460.2225 | 371774.8542 | 389155.4999 | 407030.122 | 423820.4975 | 435017.4848 | 446409.1681
Scenario 4: Reference ZEAS Phase In | SCE | Ag | WholeBlg | Ag - Irrigated Agriculture, vineyards, forestry and greenhouses | Total Resource Cost Test | Energy Efficiency | 202513.1823 | 224432.7649 | 246905.0231 | 270623.9237 | 298678.8915 | 329440.55 | 354460.2225 | 371774.8542 | 389155.4999 | 407030.122 | 423820.4975 | 435017.4848 | 446409.1681
Scenario 4: Reference ZEAS Phase In | SCE | Ag | WholeBlg | Ag - Water pumping | Participant Cost Test | Energy Efficiency | 1172026.9792 | 1233628.3655 | 1296829.1465 | 1363511.2592 | 1447584.1229 | 1542009.5959 | 1606672.241 | 1632165.3886 | 1655299.0616 | 1678124.168 | 1695289.1709 | 1689882.1049 | 1685318.0643
Scenario 4: Reference ZEAS Phase In | SCE | Ag | WholeBlg | Ag - Water pumping | Program Administrator Cost Test | Energy Efficiency | 1172026.9792 | 1233628.3655 | 1296829.1465 | 1363511.2592 | 1447584.1229 | 1542009.5959 | 1606672.241 | 1632165.3886 | 1655299.0616 | 1678124.168 | 1695289.1709 | 1689882.1049 | 1685318.0643
Scenario 4: Reference ZEAS Phase In | SCE | Ag | WholeBlg | Ag - Water pumping | Rate Impact Measure Test | Energy Efficiency | 1172026.9792 | 1233628.3655 | 1296829.1465 | 1363511.2592 | 1447584.1229 | 1542009.5959 | 1606672.241 | 1632165.3886 | 1655299.0616 | 1678124.168 | 1695289.1709 | 1689882.1049 | 1685318.0643
Scenario 4: Reference ZEAS Phase In | SCE | Ag | WholeBlg | Ag - Water pumping | Total Resource Cost Test | Energy Efficiency | 1172026.9792 | 1233628.3655 | 1296829.1465 | 1363511.2592 | 1447584.1229 | 1542009.5959 | 1606672.241 | 1632165.3886 | 1655299.0616 | 1678124.168 | 1695289.1709 | 1689882.1049 | 1685318.0643
Scenario 4: Reference ZEAS Phase In | SCE | Com | BROs | Com - Lodging | Participant Cost Test | Energy Efficiency | 2949.0817 | 6374.3208 | 9678.5163 | 12625.8315 | 17797.5051 | 26851.2888 | 35934.2238 | 42891.4511 | 50702.2106 | 61490.0655 | 72619.3798 | 80866.477 | 88599.159
Scenario 4: Reference ZEAS Phase In | SCE | Com | BROs | Com - Lodging | Program Administrator Cost Test | Energy Efficiency | 2949.0817 | 6374.3208 | 9678.5163 | 12625.8315 | 17797.5051 | 26851.2888 | 35934.2238 | 42891.4511 | 50702.2106 | 61490.0655 | 72619.3798 | 80866.477 | 88599.159
Scenario 4: Reference ZEAS Phase In | SCE | Com | BROs | Com - Lodging | Rate Impact Measure Test | Energy Efficiency | 2949.0817 | 6374.3208 | 9678.5163 | 12625.8315 | 17797.5051 | 26851.2888 | 35934.2238 | 42891.4511 | 50702.2106 | 61490.0655 | 72619.3798 | 80866.477 | 88599.159
Scenario 4: Reference ZEAS Phase In | SCE | Com | BROs | Com - Lodging | Total Resource Cost Test | Energy Efficiency | 2949.0817 | 6374.3208 | 9678.5163 | 12625.8315 | 17797.5051 | 26851.2888 | 35934.2238 | 42891.4511 | 50702.2106 | 61490.0655 | 72619.3798 | 80866.477 | 88599.159
Scenario 4: Reference ZEAS Phase In | SCE | Com | BROs | Com - Other | Participant Cost Test | Energy Efficiency | 4738.7702 | 10199.1144 | 15428.2151 | 20044.5599 | 28140.1372 | 42285.8275 | 56416.7025 | 67105.4452 | 79051.2531 | 95522.3922 | 112409.5091 | 124765.0117 | 138332.7033
Scenario 4: Reference ZEAS Phase In | SCE | Com | BROs | Com - Other | Program Administrator Cost Test | Energy Efficiency | 4738.7702 | 10199.1144 | 15428.2151 | 20044.5599 | 28140.1372 | 42285.8275 | 56416.7025 | 67105.4452 | 79051.2531 | 95522.3922 | 112409.5091 | 124765.0117 | 138332.7033
Scenario 4: Reference ZEAS Phase In | SCE | Com | BROs | Com - Other | Rate Impact Measure Test | Energy Efficiency | 4738.7702 | 10199.1144 | 15428.2151 | 20044.5599 | 28140.1372 | 42285.8275 | 56416.7025 | 67105.4452 | 79051.2531 | 95522.3922 | 112409.5091 | 124765.0117 | 138332.7033
Scenario 4: Reference ZEAS Phase In | SCE | Com | BROs | Com - Other | Total Resource Cost Test | Energy Efficiency | 4738.7702 | 10199.1144 | 15428.2151 | 20044.5599 | 28140.1372 | 42285.8275 | 56416.7025 | 67105.4452 | 79051.2531 | 95522.3922 | 112409.5091 | 124765.0117 | 138332.7033
Scenario 4: Reference ZEAS Phase In | SCE | Com | BROs | Com - Retail | Participant Cost Test | Energy Efficiency | 9473.422 | 20325.5925 | 30683.1032 | 39707.3713 | 55533.1457 | 83144.3884 | 110530.0648 | 130998.6764 | 153724.1296 | 184983.3062 | 216686.7947 | 239451.5043 | 263631.5572
Scenario 4: Reference ZEAS Phase In | SCE | Com | BROs | Com - Retail | Program Administrator Cost Test | Energy Efficiency | 9473.422 | 20325.5925 | 30683.1032 | 39707.3713 | 55533.1457 | 83144.3884 | 110530.0648 | 130998.6764 | 153724.1296 | 184983.3062 | 216686.7947 | 239451.5043 | 263631.5572
Scenario 4: Reference ZEAS Phase In | SCE | Com | BROs | Com - Retail | Rate Impact Measure Test | Energy Efficiency | 9473.422 | 20325.5925 | 30683.1032 | 39707.3713 | 55533.1457 | 83144.3884 | 110530.0648 | 130998.6764 | 153724.1296 | 184983.3062 | 216686.7947 | 239451.5043 | 263631.5572
Scenario 4: Reference ZEAS Phase In | SCE | Com | BROs | Com - Retail | Total Resource Cost Test | Energy Efficiency | 9473.422 | 20325.5925 | 30683.1032 | 39707.3713 | 55533.1457 | 83144.3884 | 110530.0648 | 130998.6764 | 153724.1296 | 184983.3062 | 216686.7947 | 239451.5043 | 263631.5572
Scenario 4: Reference ZEAS Phase In | SCE | Com | BldgEnv | Com - College | Participant Cost Test | Energy Efficiency | 25407.7989 | 27220.318 | 28232.954 | 28267.5265 | 27224.8509 | 25267.0095 | 22515.6024 | 18066.0007 | 711.223 | 0 | 0 | 0 | 0
Scenario 4: Reference ZEAS Phase In | SCE | Com | BldgEnv | Com - College | Program Administrator Cost Test | Energy Efficiency | 185.6284 | 208.7487 | 225.9703 | 235.7633 | 241.4663 | 240.7145 | 224.7476 | 195.6958 | 25.2017 | 0 | 0 | 0 | 0
Scenario 4: Reference ZEAS Phase In | SCE | Com | BldgEnv | Com - College | Rate Impact Measure Test | Energy Efficiency | 185.6284 | 208.7487 | 225.9703 | 235.7633 | 241.4663 | 240.7145 | 224.7476 | 195.6958 | 25.2017 | 0 | 0 | 0 | 0
Scenario 4: Reference ZEAS Phase In | SCE | Com | BldgEnv | Com - College | Total Resource Cost Test | Energy Efficiency | 7641.1983 | 8103.7797 | 8317.4297 | 8239.6569 | 7857.8241 | 7218.3442 | 6362.6959 | 5367.978 | 25.2017 | 0 | 0 | 0 | 0
Scenario 4: Reference ZEAS Phase In | SCE | Com | BldgEnv | Com - Grocery | Participant Cost Test | Energy Efficiency | 1932.8115 | 2001.868 | 2032.7879 | 2057.3087 | 2077.8976 | 2061.8299 | 2004.7788 | 1915.8741 | 1345.1429 | 0 | 0 | 0 | 0
Scenario 4: Reference ZEAS Phase In | SCE | Com | BldgEnv | Com - Grocery | Program Administrator Cost Test | Energy Efficiency | 33.9197 | 37.5467 | 40.7862 | 44.3668 | 48.8965 | 53.5384 | 57.2533 | 60.6046 | 63.6705 | 0 | 0 | 0 | 0
Scenario 4: Reference ZEAS Phase In | SCE | Com | BldgEnv | Com - Grocery | Rate Impact Measure Test | Energy Efficiency | 33.9197 | 37.5467 | 40.7862 | 44.3668 | 48.8965 | 53.5384 | 57.2533 | 60.6046 | 63.6705 | 0 | 0 | 0 | 0
Scenario 4: Reference ZEAS Phase In | SCE | Com | BldgEnv | Com - Grocery | Total Resource Cost Test | Energy Efficiency | 348.6925 | 368.9122 | 385.2846 | 403.793 | 426.1158 | 446.1684 | 462.1798 | 480.2543 | 63.6705 | 0 | 0 | 0 | 0
Scenario 4: Reference ZEAS Phase In | SCE | Com | BldgEnv | Com - Health | Participant Cost Test | Energy Efficiency | 34838.7215 | 31390.7138 | 3887.2191 | 3511.7633 | 3144.2125 | 2744.5604 | 2381.9344 | 2062.1217 | 1363.6242 | 0 | 0 | 0 | 0
Scenario 4: Reference ZEAS Phase In | SCE | Com | BldgEnv | Com - Health | Program Administrator Cost Test | Energy Efficiency | 481.5375 | 458.2954 | 93.2916 | 88.9573 | 85.8453 | 81.8927 | 77.7703 | 74.6665 | 76.9384 | 0 | 0 | 0 | 0
Scenario 4: Reference ZEAS Phase In | SCE | Com | BldgEnv | Com - Health | Rate Impact Measure Test | Energy Efficiency | 481.5375 | 458.2954 | 93.2916 | 88.9573 | 85.8453 | 81.8927 | 77.7703 | 74.6665 | 76.9384 | 0 | 0 | 0 | 0
Scenario 4: Reference ZEAS Phase In | SCE | Com | BldgEnv | Com - Health | Total Resource Cost Test | Energy Efficiency | 9339.6815 | 8326.0014 | 928.1091 | 843.651 | 767.0313 | 689.8062 | 628.1516 | 589.8096 | 76.9384 | 0 | 0 | 0 | 0
Scenario 4: Reference ZEAS Phase In | SCE | Com | BldgEnv | Com - Lodging | Participant Cost Test | Energy Efficiency | 1353.009 | 1654.8212 | 2018.7449 | 2456.8356 | 2984.2587 | 3618.157 | 4376.5854 | 5050.9812 | 11.1202 | 0 | 0 | 0 | 0
Scenario 4: Reference ZEAS Phase In | SCE | Com | BldgEnv | Com - Lodging | Program Administrator Cost Test | Energy Efficiency | 28.1153 | 36.1972 | 46.1458 | 58.5272 | 75.6635 | 98.3477 | 123.9392 | 150.9339 | 2.7505 | 0 | 0 | 0 | 0
Scenario 4: Reference ZEAS Phase In | SCE | Com | BldgEnv | Com - Lodging | Rate Impact Measure Test | Energy Efficiency | 28.1153 | 36.1972 | 46.1458 | 58.5272 | 75.6635 | 98.3477 | 123.9392 | 150.9339 | 2.7505 | 0 | 0 | 0 | 0
Scenario 4: Reference ZEAS Phase In | SCE | Com | BldgEnv | Com - Lodging | Total Resource Cost Test | Energy Efficiency | 726.7632 | 884.0708 | 1072.8819 | 1299.057 | 1570.9861 | 1895.9923 | 2278.4397 | 2723.9527 | 2.7505 | 0 | 0 | 0 | 0
Scenario 4: Reference ZEAS Phase In | SCE | Com | BldgEnv | Com - Office (Large) | Participant Cost Test | Energy Efficiency | 26137.0308 | 26279.5168 | 26086.9469 | 25724.5857 | 25335.8561 | 24682.7333 | 23614.7069 | 22195.8855 | 12935.5789 | 0 | 0 | 0 | 0
Scenario 4: Reference ZEAS Phase In | SCE | Com | BldgEnv | Com - Office (Large) | Program Administrator Cost Test | Energy Efficiency | 954.3651 | 1021.5671 | 1080.8609 | 1140.4307 | 1218.5482 | 1301.419 | 1358.7739 | 1397.0443 | 1420.3789 | 0 | 0 | 0 | 0
Scenario 4: Reference ZEAS Phase In | SCE | Com | BldgEnv | Com - Office (Large) | Rate Impact Measure Test | Energy Efficiency | 954.3651 | 1021.5671 | 1080.8609 | 1140.4307 | 1218.5482 | 1301.419 | 1358.7739 | 1397.0443 | 1420.3789 | 0 | 0 | 0 | 0
Scenario 4: Reference ZEAS Phase In | SCE | Com | BldgEnv | Com - Office (Large) | Total Resource Cost Test | Energy Efficiency | 7472.1397 | 7704.1613 | 7884.1221 | 8061.5302 | 8295.1819 | 8512.2446 | 8639.3865 | 8744.6678 | 1420.3789 | 0 | 0 | 0 | 0
Scenario 4: Reference ZEAS Phase In | SCE | Com | BldgEnv | Com - Office (Small) | Participant Cost Test | Energy Efficiency | 982.3053 | 1006.1542 | 1017.9805 | 1017.6895 | 103.6398 | 10213.2945 | 863.7226 | 811.5405 | 590.6115 | 0 | 0 | 0 | 0
Scenario 4: Reference ZEAS Phase In | SCE | Com | BldgEnv | Com - Office (Small) | Program Administrator Cost Test | Energy Efficiency | 35.6777 | 39.0515 | 42.3208 | 45.5411 | 2.9428 | 577.0529 | 51.2918 | 53.5572 | 55.6779 | 0 | 0 | 0 | 0
Scenario 4: Reference ZEAS Phase In | SCE | Com | BldgEnv | Com - Office (Small) | Rate Impact Measure Test | Energy Efficiency | 35.6777 | 39.0515 | 42.3208 | 45.5411 | 2.9428 | 577.0529 | 51.2918 | 53.5572 | 55.6779 | 0 | 0 | 0 | 0
Scenario 4: Reference ZEAS Phase In | SCE | Com | BldgEnv | Com - Office (Small) | Total Resource Cost Test | Energy Efficiency | 163.8912 | 173.235 | 181.9797 | 190.2448 | 21.398 | 2158.1666 | 195.7614 | 201.4879 | 55.6779 | 0 | 0 | 0 | 0
Scenario 4: Reference ZEAS Phase In | SCE | Com | BldgEnv | Com - Other | Participant Cost Test | Energy Efficiency | 78774.0421 | 71416.984 | 61294.3119 | 49472.3632 | 37096.1123 | 25110.4983 | 14182.7932 | 8692.6149 | 5171.566 | 0 | 0 | 0 | 0
Scenario 4: Reference ZEAS Phase In | SCE | Com | BldgEnv | Com - Other | Program Administrator Cost Test | Energy Efficiency | 894.0995 | 886.6974 | 844.2391 | 776.9491 | 706.3551 | 630.7052 | 547.491 | 514.1805 | 537.7073 | 0 | 0 | 0 | 0
Scenario 4: Reference ZEAS Phase In | SCE | Com | BldgEnv | Com - Other | Rate Impact Measure Test | Energy Efficiency | 894.0995 | 886.6974 | 844.2391 | 776.9491 | 706.3551 | 630.7052 | 547.491 | 514.1805 | 537.7073 | 0 | 0 | 0 | 0
Scenario 4: Reference ZEAS Phase In | SCE | Com | BldgEnv | Com - Other | Total Resource Cost Test | Energy Efficiency | 28627.8334 | 25679.3794 | 21809.1884 | 17433.41 | 12987.6595 | 8802.3528 | 5106.9052 | 3429.2045 | 537.7073 | 0 | 0 | 0 | 0
Scenario 4: Reference ZEAS Phase In | SCE | Com | BldgEnv | Com - Refrig. Warehouse | Participant Cost Test | Energy Efficiency | 282.8533 | 27.1568 | 27.1807 | 26.3307 | 25.6849 | 25.0078 | 24.1233 | 22.6136 | 18.9035 | 0 | 0 | 0 | 0
Scenario 4: Reference ZEAS Phase In | SCE | Com | BldgEnv | Com - Refrig. Warehouse | Program Administrator Cost Test | Energy Efficiency | 9.8324 | 1.0039 | 1.0788 | 1.129 | 1.2087 | 1.31 | 1.409 | 1.4805 | 1.5631 | 0 | 0 | 0 | 0
Scenario 4: Reference ZEAS Phase In | SCE | Com | BldgEnv | Com - Refrig. Warehouse | Rate Impact Measure Test | Energy Efficiency | 9.8324 | 1.0039 | 1.0788 | 1.129 | 1.2087 | 1.31 | 1.409 | 1.4805 | 1.5631 | 0 | 0 | 0 | 0
Scenario 4: Reference ZEAS Phase In | SCE | Com | BldgEnv | Com - Refrig. Warehouse | Total Resource Cost Test | Energy Efficiency | 24.3589 | 2.4608 | 2.5968 | 2.6717 | 2.8012 | 2.968 | 3.1421 | 3.2751 | 1.5631 | 0 | 0 | 0 | 0
Scenario 4: Reference ZEAS Phase In | SCE | Com | BldgEnv | Com - Restaurant | Participant Cost Test | Energy Efficiency | 0 | 0 | 0 | 0 | 0 | 0 | 0 | 0 | 0 | 0 | 0 | 0 | 0
Scenario 4: Reference ZEAS Phase In | SCE | Com | BldgEnv | Com - Restaurant | Program Administrator Cost Test | Energy Efficiency | 0 | 0 | 0 | 0 | 0 | 0 | 0 | 0 | 0 | 0 | 0 | 0 | 0
Scenario 4: Reference ZEAS Phase In | SCE | Com | BldgEnv | Com - Restaurant | Rate Impact Measure Test | Energy Efficiency | 0 | 0 | 0 | 0 | 0 | 0 | 0 | 0 | 0 | 0 | 0 | 0 | 0
Scenario 4: Reference ZEAS Phase In | SCE | Com | BldgEnv | Com - Restaurant | Total Resource Cost Test | Energy Efficiency | 0 | 0 | 0 | 0 | 0 | 0 | 0 | 0 | 0 | 0 | 0 | 0 | 0
Scenario 4: Reference ZEAS Phase In | SCE | Com | BldgEnv | Com - Retail | Participant Cost Test | Energy Efficiency | 3276.2267 | 3357.7728 | 3377.2935 | 3383.5565 | 3373.595 | 3297.268 | 3162.958 | 2989.1633 | 1642.5107 | 0 | 0 | 0 | 0
Scenario 4: Reference ZEAS Phase In | SCE | Com | BldgEnv | Com - Retail | Program Administrator Cost Test | Energy Efficiency | 93.1828 | 101.6162 | 108.7859 | 116.4347 | 125.7253 | 134.3452 | 140.1105 | 144.2645 | 146.5653 | 0 | 0 | 0 | 0
Scenario 4: Reference ZEAS Phase In | SCE | Com | BldgEnv | Com - Retail | Rate Impact Measure Test | Energy Efficiency | 93.1828 | 101.6162 | 108.7859 | 116.4347 | 125.7253 | 134.3452 | 140.1105 | 144.2645 | 146.5653 | 0 | 0 | 0 | 0
Scenario 4: Reference ZEAS Phase In | SCE | Com | BldgEnv | Com - Retail | Total Resource Cost Test | Energy Efficiency | 1026.6919 | 1074.5158 | 1109.5519 | 1147.379 | 1189.0856 | 1217.2251 | 1231.4556 | 1246.5632 | 146.5653 | 0 | 0 | 0 | 0
Scenario 4: Reference ZEAS Phase In | SCE | Com | BldgEnv | Com - School | Participant Cost Test | Energy Efficiency | 1505.5992 | 1522.0073 | 1526.4642 | 1510.6258 | 1472.0841 | 1423.5777 | 1350.1623 | 1255.1571 | 870.5239 | 0 | 0 | 0 | 0
Scenario 4: Reference ZEAS Phase In | SCE | Com | BldgEnv | Com - School | Program Administrator Cost Test | Energy Efficiency | 52.9459 | 57.1466 | 61.3211 | 65.2108 | 69.2667 | 73.8913 | 77.0738 | 79.323 | 81.5716 | 0 | 0 | 0 | 0
Scenario 4: Reference ZEAS Phase In | SCE | Com | BldgEnv | Com - School | Rate Impact Measure Test | Energy Efficiency | 52.9459 | 57.1466 | 61.3211 | 65.2108 | 69.2667 | 73.8913 | 77.0738 | 79.323 | 81.5716 | 0 | 0 | 0 | 0
Scenario 4: Reference ZEAS Phase In | SCE | Com | BldgEnv | Com - School | Total Resource Cost Test | Energy Efficiency | 285.7598 | 297.3321 | 308.7462 | 318.5426 | 326.6831 | 335.7064 | 341.0399 | 345.8548 | 81.5716 | 0 | 0 | 0 | 0
Scenario 4: Reference ZEAS Phase In | SCE | Com | BldgEnv | Com - Warehouse | Participant Cost Test | Energy Efficiency | 16264.1715 | 18661.8773 | 21017.6813 | 23274.4735 | 25294.8398 | 26835.1953 | 27770.0089 | 26511.5193 | 1484.5693 | 0 | 0 | 0 | 0
Scenario 4: Reference ZEAS Phase In | SCE | Com | BldgEnv | Com - Warehouse | Program Administrator Cost Test | Energy Efficiency | 300.2877 | 359.8647 | 420.6789 | 484.0252 | 558.7146 | 633.3976 | 683.5013 | 701.4045 | 148.502 | 0 | 0 | 0 | 0
Scenario 4: Reference ZEAS Phase In | SCE | Com | BldgEnv | Com - Warehouse | Rate Impact Measure Test | Energy Efficiency | 300.2877 | 359.8647 | 420.6789 | 484.0252 | 558.7146 | 633.3976 | 683.5013 | 701.4045 | 148.502 | 0 | 0 | 0 | 0
Scenario 4: Reference ZEAS Phase In | SCE | Com | BldgEnv | Com - Warehouse | Total Resource Cost Test | Energy Efficiency | 5690.936 | 6508.5995 | 7307.0446 | 8062.7395 | 8739.1258 | 9249.6255 | 9532.3413 | 9559.8885 | 148.502 | 0 | 0 | 0 | 0
Scenario 4: Reference ZEAS Phase In | SCE | Com | ComRefrig | Com - College | Participant Cost Test | Energy Efficiency | 3031.2643 | 1956.1758 | 1140.5886 | 580.7444 | 227.1068 | 94.0458 | 11691.5219 | 13661.6088 | 11436.9865 | 9190.381 | 6966.0292 | 4802.8748 | 2478.7065
Scenario 4: Reference ZEAS Phase In | SCE | Com | ComRefrig | Com - College | Program Administrator Cost Test | Energy Efficiency | 886.0277 | 622.1166 | 395.5874 | 219.6378 | 92.6758 | 42.8839 | 6443.9808 | 8694.5143 | 8612.7413 | 8480.9782 | 8434.0149 | 8514.2239 | 8451.2922
Scenario 4: Reference ZEAS Phase In | SCE | Com | ComRefrig | Com - College | Rate Impact Measure Test | Energy Efficiency | 886.0277 | 622.1166 | 395.5874 | 219.6378 | 92.6758 | 42.8839 | 6443.9808 | 8694.5143 | 8612.7413 | 8480.9782 | 8434.0149 | 8514.2239 | 8451.2922
Scenario 4: Reference ZEAS Phase In | SCE | Com | ComRefrig | Com - College | Total Resource Cost Test | Energy Efficiency | 886.0277 | 622.1166 | 395.5874 | 219.6378 | 92.6758 | 42.8839 | 6443.9808 | 8694.5143 | 8612.7413 | 8480.9782 | 8434.0149 | 8514.2239 | 8451.2922
Scenario 4: Reference ZEAS Phase In | SCE | Com | ComRefrig | Com - Grocery | Participant Cost Test | Energy Efficiency | 4316786.7304 | 2337970.8437 | 974945.8582 | 376457.5727 | 112217.7478 | 0 | 0 | 0 | 0 | 0 | 0 | 0 | 0
Scenario 4: Reference ZEAS Phase In | SCE | Com | ComRefrig | Com - Grocery | Program Administrator Cost Test | Energy Efficiency | 1254370.6794 | 734732.1211 | 327456.19 | 135735.7016 | 45129.7552 | 0 | 0 | 0 | 0 | 0 | 0 | 0 | 0
Scenario 4: Reference ZEAS Phase In | SCE | Com | ComRefrig | Com - Grocery | Rate Impact Measure Test | Energy Efficiency | 1254370.6794 | 734732.1211 | 327456.19 | 135735.7016 | 45129.7552 | 0 | 0 | 0 | 0 | 0 | 0 | 0 | 0
Scenario 4: Reference ZEAS Phase In | SCE | Com | ComRefrig | Com - Grocery | Total Resource Cost Test | Energy Efficiency | 1254370.6794 | 734732.1211 | 327456.19 | 135735.7016 | 45129.7552 | 0 | 0 | 0 | 0 | 0 | 0 | 0 | 0
Scenario 4: Reference ZEAS Phase In | SCE | Com | ComRefrig | Com - Health | Participant Cost Test | Energy Efficiency | 0 | 0 | 0 | 0 | 0 | 0 | 77774.4599 | 94264.6277 | 78489.3541 | 62499.4784 | 46761.5761 | 31712.2609 | 16457.0153
Scenario 4: Reference ZEAS Phase In | SCE | Com | ComRefrig | Com - Health | Program Administrator Cost Test | Energy Efficiency | 0 | 0 | 0 | 0 | 0 | 0 | 42872.796 | 59991.8478 | 59107.2219 | 57675.1618 | 56615.8739 | 56217.4328 | 56111.1391
Scenario 4: Reference ZEAS Phase In | SCE | Com | ComRefrig | Com - Health | Rate Impact Measure Test | Energy Efficiency | 0 | 0 | 0 | 0 | 0 | 0 | 42872.796 | 59991.8478 | 59107.2219 | 57675.1618 | 56615.8739 | 56217.4328 | 56111.1391
Scenario 4: Reference ZEAS Phase In | SCE | Com | ComRefrig | Com - Health | Total Resource Cost Test | Energy Efficiency | 0 | 0 | 0 | 0 | 0 | 0 | 42872.796 | 59991.8478 | 59107.2219 | 57675.1618 | 56615.8739 | 56217.4328 | 56111.1391
Scenario 4: Reference ZEAS Phase In | SCE | Com | ComRefrig | Com - Refrig. Warehouse | Participant Cost Test | Energy Efficiency | 7211.0305 | 5026.8483 | 3174.4274 | 1798.8093 | 879.0823 | 312.295 | 127.2771 | 26.4163 | 0 | 0 | 0 | 0 | 0
Scenario 4: Reference ZEAS Phase In | SCE | Com | ComRefrig | Com - Refrig. Warehouse | Program Administrator Cost Test | Energy Efficiency | 2116.3009 | 1607.4245 | 1109.6323 | 689.5827 | 371.6595 | 143.2205 | 65.8454 | 15.6037 | 0 | 0 | 0 | 0 | 0
Scenario 4: Reference ZEAS Phase In | SCE | Com | ComRefrig | Com - Refrig. Warehouse | Rate Impact Measure Test | Energy Efficiency | 2116.3009 | 1607.4245 | 1109.6323 | 689.5827 | 371.6595 | 143.2205 | 65.8454 | 15.6037 | 0 | 0 | 0 | 0 | 0
Scenario 4: Reference ZEAS Phase In | SCE | Com | ComRefrig | Com - Refrig. Warehouse | Total Resource Cost Test | Energy Efficiency | 2116.3009 | 1607.4245 | 1109.6323 | 689.5827 | 371.6595 | 143.2205 | 65.8454 | 15.6037 | 0 | 0 | 0 | 0 | 0
Scenario 4: Reference ZEAS Phase In | SCE | Com | ComRefrig | Com - Restaurant | Participant Cost Test | Energy Efficiency | 173668.1298 | 93660.9484 | 38885.5641 | 14424.4087 | 4137.4037 | 0 | 0 | 0 | 0 | 0 | 0 | 0 | 0
Scenario 4: Reference ZEAS Phase In | SCE | Com | ComRefrig | Com - Restaurant | Program Administrator Cost Test | Energy Efficiency | 50516.4061 | 29482.5901 | 13098.1736 | 5200.8709 | 1663.9081 | 0 | 0 | 0 | 0 | 0 | 0 | 0 | 0
Scenario 4: Reference ZEAS Phase In | SCE | Com | ComRefrig | Com - Restaurant | Rate Impact Measure Test | Energy Efficiency | 50516.4061 | 29482.5901 | 13098.1736 | 5200.8709 | 1663.9081 | 0 | 0 | 0 | 0 | 0 | 0 | 0 | 0
Scenario 4: Reference ZEAS Phase In | SCE | Com | ComRefrig | Com - Restaurant | Total Resource Cost Test | Energy Efficiency | 50516.4061 | 29482.5901 | 13098.1736 | 5200.8709 | 1663.9081 | 0 | 0 | 0 | 0 | 0 | 0 | 0 | 0
Scenario 4: Reference ZEAS Phase In | SCE | Com | ComRefrig | Com - Retail | Participant Cost Test | Energy Efficiency | 2091720.4345 | 1159464.0975 | 513748.1591 | 189340.7654 | 64427.8478 | 0 | 0 | 0 | 0 | 0 | 0 | 0 | 0
Scenario 4: Reference ZEAS Phase In | SCE | Com | ComRefrig | Com - Retail | Program Administrator Cost Test | Energy Efficiency | 608306.0667 | 365114.057 | 173842.2979 | 68268.7864 | 25910.4558 | 0 | 0 | 0 | 0 | 0 | 0 | 0 | 0
Scenario 4: Reference ZEAS Phase In | SCE | Com | ComRefrig | Com - Retail | Rate Impact Measure Test | Energy Efficiency | 608306.0667 | 365114.057 | 173842.2979 | 68268.7864 | 25910.4558 | 0 | 0 | 0 | 0 | 0 | 0 | 0 | 0
Scenario 4: Reference ZEAS Phase In | SCE | Com | ComRefrig | Com - Retail | Total Resource Cost Test | Energy Efficiency | 608306.0667 | 365114.057 | 173842.2979 | 68268.7864 | 25910.4558 | 0 | 0 | 0 | 0 | 0 | 0 | 0 | 0
Scenario 4: Reference ZEAS Phase In | SCE | Com | ComRefrig | Com - School | Participant Cost Test | Energy Efficiency | 578.5949 | 74.8894 | 0 | 0 | 0 | 0 | 0 | 0 | 0 | 0 | 0 | 0 | 0
Scenario 4: Reference ZEAS Phase In | SCE | Com | ComRefrig | Com - School | Program Administrator Cost Test | Energy Efficiency | 159.9779 | 22.5052 | 0 | 0 | 0 | 0 | 0 | 0 | 0 | 0 | 0 | 0 | 0
Scenario 4: Reference ZEAS Phase In | SCE | Com | ComRefrig | Com - School | Rate Impact Measure Test | Energy Efficiency | 159.9779 | 22.5052 | 0 | 0 | 0 | 0 | 0 | 0 | 0 | 0 | 0 | 0 | 0
Scenario 4: Reference ZEAS Phase In | SCE | Com | ComRefrig | Com - School | Total Resource Cost Test | Energy Efficiency | 159.9779 | 22.5052 | 0 | 0 | 0 | 0 | 0 | 0 | 0 | 0 | 0 | 0 | 0
Scenario 4: Reference ZEAS Phase In | SCE | Com | FoodServ | Com - College | Participant Cost Test | Energy Efficiency | 48148.5728 | 74137.0659 | 80005.0333 | 79974.1854 | 80930.8649 | 79928.0735 | 75486.8168 | 68852.8074 | 66676.1325 | 59632.634 | 49225.9706 | 39233.7304 | 26304.2701
Scenario 4: Reference ZEAS Phase In | SCE | Com | FoodServ | Com - College | Participant Cost Test | Fuel Substitution | 297.9433 | 345.8445 | 391.2607 | 436.7348 | 481.2838 | 525.5131 | 571.2259 | 617.416 | 662.9681 | 707.8033 | 751.7135 | 793.7897 | 834.749
Scenario 4: Reference ZEAS Phase In | SCE | Com | FoodServ | Com - College | Program Administrator Cost Test | Energy Efficiency | 11677.5279 | 19518.7601 | 22980.303 | 25207.5136 | 27545.0133 | 30306.2527 | 32191.397 | 33102.8081 | 36946.6115 | 39019.8041 | 39813.0417 | 41869.3114 | 42386.0732
Scenario 4: Reference ZEAS Phase In | SCE | Com | FoodServ | Com - College | Program Administrator Cost Test | Fuel Substitution | 3780.688 | 4564.9039 | 5413.0193 | 6333.2746 | 7333.6337 | 8432.0677 | 9675.5011 | 11065.7042 | 12603.618 | 14312.5582 | 16218.8928 | 18326.2374 | 20688.6413
Scenario 4: Reference ZEAS Phase In | SCE | Com | FoodServ | Com - College | Rate Impact Measure Test | Energy Efficiency | 11677.5279 | 19518.7601 | 22980.303 | 25207.5136 | 27545.0133 | 30306.2527 | 32191.397 | 33102.8081 | 36946.6115 | 39019.8041 | 39813.0417 | 41869.3114 | 42386.0732
Scenario 4: Reference ZEAS Phase In | SCE | Com | FoodServ | Com - College | Rate Impact Measure Test | Fuel Substitution | 5126.4613 | 6081.9296 | 7005.8758 | 7959.4311 | 8962.6685 | 10032.1761 | 11218.6129 | 12516.6688 | 13922.4818 | 15459.325 | 17152.6204 | 18997.7441 | 21052.2659
Scenario 4: Reference ZEAS Phase In | SCE | Com | FoodServ | Com - College | Total Resource Cost Test | Energy Efficiency | 11677.5279 | 19518.7601 | 22980.303 | 25207.5136 | 27545.0133 | 30306.2527 | 32191.397 | 33102.8081 | 36946.6115 | 39019.8041 | 39813.0417 | 41869.3114 | 42386.0732
Scenario 4: Reference ZEAS Phase In | SCE | Com | FoodServ | Com - College | Total Resource Cost Test | Fuel Substitution | 3780.688 | 4564.9039 | 5413.0193 | 6333.2746 | 7333.6337 | 8432.0677 | 9675.5011 | 11065.7042 | 12603.618 | 14312.5582 | 16218.8928 | 18326.2374 | 20688.6413
Scenario 4: Reference ZEAS Phase In | SCE | Com | FoodServ | Com - Grocery | Participant Cost Test | Energy Efficiency | 214175.4152 | 432676.8164 | 484948.2566 | 477975.8866 | 502028.8032 | 495175.6934 | 459093.6312 | 419213.2219 | 417826.8966 | 385107.1576 | 319163.159 | 246086.4573 | 166101.3812
Scenario 4: Reference ZEAS Phase In | SCE | Com | FoodServ | Com - Grocery | Participant Cost Test | Fuel Substitution | 3016.5054 | 3440.4703 | 3846.3174 | 4245.5785 | 4635.1069 | 5022.8332 | 5407.7066 | 5785.2673 | 6175.9825 | 6569.6628 | 6956.1159 | 7338.9083 | 7755.1882
Scenario 4: Reference ZEAS Phase In | SCE | Com | FoodServ | Com - Grocery | Program Administrator Cost Test | Energy Efficiency | 51944.2061 | 113915.1338 | 139336.7922 | 150845.1757 | 169448.2194 | 184876.8072 | 193009.0429 | 198908.2324 | 229071.4799 | 249412.6482 | 255267.7868 | 259059.0354 | 262781.0905
Scenario 4: Reference ZEAS Phase In | SCE | Com | FoodServ | Com - Grocery | Program Administrator Cost Test | Fuel Substitution | 39157.2493 | 46783.2643 | 54969.3906 | 63780.4518 | 73287.7584 | 83684.9975 | 95052.1634 | 107411.4774 | 121289.5718 | 136680.2697 | 153566.0444 | 172173.028 | 193634.3741
Scenario 4: Reference ZEAS Phase In | SCE | Com | FoodServ | Com - Grocery | Rate Impact Measure Test | Energy Efficiency | 51944.2061 | 113915.1338 | 139336.7922 | 150845.1757 | 169448.2194 | 184876.8072 | 193009.0429 | 198908.2324 | 229071.4799 | 249412.6482 | 255267.7868 | 259059.0354 | 262781.0905
Scenario 4: Reference ZEAS Phase In | SCE | Com | FoodServ | Com - Grocery | Rate Impact Measure Test | Fuel Substitution | 52926.562 | 62117.9677 | 70905.7931 | 79888.4491 | 89273.1889 | 99250.4457 | 109878.2345 | 121151.1332 | 133633.8666 | 147297.0381 | 162109.9278 | 178247.055 | 196899.3915
Scenario 4: Reference ZEAS Phase In | SCE | Com | FoodServ | Com - Grocery | Total Resource Cost Test | Energy Efficiency | 51944.2061 | 113915.1338 | 139336.7922 | 150845.1757 | 169448.2194 | 184876.8072 | 193009.0429 | 198908.2324 | 229071.4799 | 249412.6482 | 255267.7868 | 259059.0354 | 262781.0905
Scenario 4: Reference ZEAS Phase In | SCE | Com | FoodServ | Com - Grocery | Total Resource Cost Test | Fuel Substitution | 39157.2493 | 46783.2643 | 54969.3906 | 63780.4518 | 73287.7584 | 83684.9975 | 95052.1634 | 107411.4774 | 121289.5718 | 136680.2697 | 153566.0444 | 172173.028 | 193634.3741
Scenario 4: Reference ZEAS Phase In | SCE | Com | FoodServ | Com - Health | Participant Cost Test | Energy Efficiency | 147601.555 | 212893.5552 | 231030.2806 | 223849.6307 | 224580.0856 | 215396.0828 | 201772.3137 | 182388.9353 | 168583.6717 | 146031.3271 | 117676.9086 | 90967.3022 | 61776.4934
Scenario 4: Reference ZEAS Phase In | SCE | Com | FoodServ | Com - Health | Participant Cost Test | Fuel Substitution | 886.0193 | 1029.7664 | 1165.5498 | 1301.7204 | 1435.7961 | 1569.536 | 1701.7853 | 1830.7807 | 1957.8125 | 2082.6404 | 2199.5136 | 2309.9538 | 2427.9885
Scenario 4: Reference ZEAS Phase In | SCE | Com | FoodServ | Com - Health | Program Administrator Cost Test | Energy Efficiency | 35797.9723 | 56043.737 | 66325.6883 | 70507.4776 | 77252.8838 | 82717.5491 | 87103.0503 | 88737.7789 | 94386.1883 | 96564.5532 | 96272.8047 | 98344.0596 | 101235.8584
Scenario 4: Reference ZEAS Phase In | SCE | Com | FoodServ | Com - Health | Program Administrator Cost Test | Fuel Substitution | 11047.7344 | 13326.2737 | 15790.1295 | 18461.0323 | 21377.7727 | 24595.7389 | 28139.4183 | 32024.0782 | 36335.9809 | 41150.9593 | 46442.8858 | 52292.0475 | 59141.7287
Scenario 4: Reference ZEAS Phase In | SCE | Com | FoodServ | Com - Health | Rate Impact Measure Test | Energy Efficiency | 35797.9723 | 56043.737 | 66325.6883 | 70507.4776 | 77252.8838 | 82717.5491 | 87103.0503 | 88737.7789 | 94386.1883 | 96564.5532 | 96272.8047 | 98344.0596 | 101235.8584
Scenario 4: Reference ZEAS Phase In | SCE | Com | FoodServ | Com - Health | Rate Impact Measure Test | Fuel Substitution | 14715.8685 | 17450.0029 | 20111.5373 | 22863.7425 | 25783.8303 | 28922.9485 | 32296.3678 | 35909.6257 | 39850.5688 | 44195.3092 | 48909.3415 | 54056.5648 | 60095.2116
Scenario 4: Reference ZEAS Phase In | SCE | Com | FoodServ | Com - Health | Total Resource Cost Test | Energy Efficiency | 35797.9723 | 56043.737 | 66325.6883 | 70507.4776 | 77252.8838 | 82717.5491 | 87103.0503 | 88737.7789 | 94386.1883 | 96564.5532 | 96272.8047 | 98344.0596 | 101235.8584
Scenario 4: Reference ZEAS Phase In | SCE | Com | FoodServ | Com - Health | Total Resource Cost Test | Fuel Substitution | 11047.7344 | 13326.2737 | 15790.1295 | 18461.0323 | 21377.7727 | 24595.7389 | 28139.4183 | 32024.0782 | 36335.9809 | 41150.9593 | 46442.8858 | 52292.0475 | 59141.7287
Scenario 4: Reference ZEAS Phase In | SCE | Com | FoodServ | Com - Lodging | Participant Cost Test | Energy Efficiency | 124923.7725 | 363821.4412 | 447870.6111 | 440959.8542 | 439228.6892 | 423809.6266 | 392108.0999 | 355535.0977 | 317410.3986 | 273364.7899 | 223425.9154 | 169386.453 | 111088.7761
Scenario 4: Reference ZEAS Phase In | SCE | Com | FoodServ | Com - Lodging | Participant Cost Test | Fuel Substitution | 820.5169 | 942.8923 | 1059.869 | 1176.1323 | 1291.2533 | 1405.4779 | 1518.1592 | 1628.4352 | 1739.8123 | 1850.6336 | 1957.459 | 2065.4911 | 2179.8339
Scenario 4: Reference ZEAS Phase In | SCE | Com | FoodServ | Com - Lodging | Program Administrator Cost Test | Energy Efficiency | 30297.9041 | 94308.4981 | 125622.3279 | 135021.8968 | 147911.4806 | 159696.0676 | 166799.4153 | 171103.2797 | 176300.0867 | 179921.0309 | 182940.5074 | 184794.8629 | 186550.3141
Scenario 4: Reference ZEAS Phase In | SCE | Com | FoodServ | Com - Lodging | Program Administrator Cost Test | Fuel Substitution | 10562.261 | 12674.3859 | 14953.2623 | 17418.117 | 20110.1278 | 23054.9502 | 26272.03 | 29778.5148 | 33684.7626 | 38017.0443 | 42767.3857 | 48083.2064 | 54195.3824
Scenario 4: Reference ZEAS Phase In | SCE | Com | FoodServ | Com - Lodging | Rate Impact Measure Test | Energy Efficiency | 30297.9041 | 94308.4981 | 125622.3279 | 135021.8968 | 147911.4806 | 159696.0676 | 166799.4153 | 171103.2797 | 176300.0867 | 179921.0309 | 182940.5074 | 184794.8629 | 186550.3141
Scenario 4: Reference ZEAS Phase In | SCE | Com | FoodServ | Com - Lodging | Rate Impact Measure Test | Fuel Substitution | 14318.5757 | 16877.9358 | 19341.0481 | 21873.2124 | 24555.7733 | 27404.4873 | 30431.8763 | 33648.8349 | 37171.819 | 41024.056 | 45193.079 | 49813.3654 | 55126.9596
Scenario 4: Reference ZEAS Phase In | SCE | Com | FoodServ | Com - Lodging | Total Resource Cost Test | Energy Efficiency | 30297.9041 | 94308.4981 | 125622.3279 | 135021.8968 | 147911.4806 | 159696.0676 | 166799.4153 | 171103.2797 | 176300.0867 | 179921.0309 | 182940.5074 | 184794.8629 | 186550.3141
Scenario 4: Reference ZEAS Phase In | SCE | Com | FoodServ | Com - Lodging | Total Resource Cost Test | Fuel Substitution | 10562.261 | 12674.3859 | 14953.2623 | 17418.117 | 20110.1278 | 23054.9502 | 26272.03 | 29778.5148 | 33684.7626 | 38017.0443 | 42767.3857 | 48083.2064 | 54195.3824
Scenario 4: Reference ZEAS Phase In | SCE | Com | FoodServ | Com - Office (Large) | Participant Cost Test | Energy Efficiency | 0 | 15989.9703 | 27886.9048 | 27770.0032 | 25916.6284 | 23936.3559 | 21747.9802 | 19435.1614 | 16894.9963 | 14184.0309 | 11335.5135 | 8266.7309 | 4989.1784
Scenario 4: Reference ZEAS Phase In | SCE | Com | FoodServ | Com - Office (Large) | Program Administrator Cost Test | Energy Efficiency | 0 | 3720.8117 | 6838.9774 | 7171.6379 | 7604.5782 | 8057.3428 | 8363.1455 | 8561.7912 | 8714.8906 | 8818.4685 | 8979.0865 | 9065.6454 | 9158.3601
Scenario 4: Reference ZEAS Phase In | SCE | Com | FoodServ | Com - Office (Large) | Rate Impact Measure Test | Energy Efficiency | 0 | 3720.8117 | 6838.9774 | 7171.6379 | 7604.5782 | 8057.3428 | 8363.1455 | 8561.7912 | 8714.8906 | 8818.4685 | 8979.0865 | 9065.6454 | 9158.3601
Scenario 4: Reference ZEAS Phase In | SCE | Com | FoodServ | Com - Office (Large) | Total Resource Cost Test | Energy Efficiency | 0 | 3720.8117 | 6838.9774 | 7171.6379 | 7604.5782 | 8057.3428 | 8363.1455 | 8561.7912 | 8714.8906 | 8818.4685 | 8979.0865 | 9065.6454 | 9158.3601
Scenario 4: Reference ZEAS Phase In | SCE | Com | FoodServ | Com - Office (Small) | Participant Cost Test | Energy Efficiency | 0 | 4455.309 | 6626.9914 | 6667.188 | 3552.9468 | 25336.0786 | 5154.2724 | 4640.2536 | 4075.8622 | 3458.7753 | 2788.1587 | 2053.1738 | 1249.6153
Scenario 4: Reference ZEAS Phase In | SCE | Com | FoodServ | Com - Office (Small) | Program Administrator Cost Test | Energy Efficiency | 0 | 1036.7352 | 1625.2017 | 1721.8096 | 1042.5223 | 8528.5109 | 1982.0659 | 2044.1756 | 2102.4387 | 2150.3832 | 2208.5562 | 2251.5969 | 2293.85
Scenario 4: Reference ZEAS Phase In | SCE | Com | FoodServ | Com - Office (Small) | Rate Impact Measure Test | Energy Efficiency | 0 | 1036.7352 | 1625.2017 | 1721.8096 | 1042.5223 | 8528.5109 | 1982.0659 | 2044.1756 | 2102.4387 | 2150.3832 | 2208.5562 | 2251.5969 | 2293.85
Scenario 4: Reference ZEAS Phase In | SCE | Com | FoodServ | Com - Office (Small) | Total Resource Cost Test | Energy Efficiency | 0 | 1036.7352 | 1625.2017 | 1721.8096 | 1042.5223 | 8528.5109 | 1982.0659 | 2044.1756 | 2102.4387 | 2150.3832 | 2208.5562 | 2251.5969 | 2293.85
Scenario 4: Reference ZEAS Phase In | SCE | Com | FoodServ | Com - Other | Participant Cost Test | Energy Efficiency | 209425.6035 | 1070623.3053 | 1276303.9381 | 1253732.5759 | 1361097.47 | 1363403.6874 | 1264380.4391 | 1145594.7531 | 1054742.0693 | 930833.5371 | 766335.8821 | 588068.6712 | 396036.3645
Scenario 4: Reference ZEAS Phase In | SCE | Com | FoodServ | Com - Other | Participant Cost Test | Fuel Substitution | 3290.5203 | 3781.205 | 4254.5329 | 4723.8225 | 5169.9749 | 5649.4541 | 6110.6137 | 6566.2673 | 7017.8196 | 7464.7878 | 7899.5131 | 8337.2745 | 8773.5334
Scenario 4: Reference ZEAS Phase In | SCE | Com | FoodServ | Com - Other | Program Administrator Cost Test | Energy Efficiency | 50792.2288 | 286370.119 | 375956.8171 | 409092.1252 | 465189.9045 | 510187.3019 | 532938.3702 | 544758.3698 | 577264.1812 | 600520.9299 | 610294.0219 | 616241.9242 | 622574.4856
Scenario 4: Reference ZEAS Phase In | SCE | Com | FoodServ | Com - Other | Program Administrator Cost Test | Fuel Substitution | 44499.0582 | 53579.1666 | 63366.8792 | 73964.5948 | 85190.6667 | 98100.1847 | 111920.2827 | 126996.9212 | 143503.8061 | 161608.1346 | 181348.4765 | 203136.8444 | 227298.7719
Scenario 4: Reference ZEAS Phase In | SCE | Com | FoodServ | Com - Other | Rate Impact Measure Test | Energy Efficiency | 50792.2288 | 286370.119 | 375956.8171 | 409092.1252 | 465189.9045 | 510187.3019 | 532938.3702 | 544758.3698 | 577264.1812 | 600520.9299 | 610294.0219 | 616241.9242 | 622574.4856
Scenario 4: Reference ZEAS Phase In | SCE | Com | FoodServ | Com - Other | Rate Impact Measure Test | Fuel Substitution | 63675.0574 | 75185.7507 | 86027.1788 | 97086.6631 | 108259.4529 | 120830.7643 | 133736.5203 | 147368.2179 | 161890.3999 | 177476.5841 | 194155.4139 | 212270.4376 | 232200.7605
Scenario 4: Reference ZEAS Phase In | SCE | Com | FoodServ | Com - Other | Total Resource Cost Test | Energy Efficiency | 50792.2288 | 286370.119 | 375956.8171 | 409092.1252 | 465189.9045 | 510187.3019 | 532938.3702 | 544758.3698 | 577264.1812 | 600520.9299 | 610294.0219 | 616241.9242 | 622574.4856
Scenario 4: Reference ZEAS Phase In | SCE | Com | FoodServ | Com - Other | Total Resource Cost Test | Fuel Substitution | 44499.0582 | 53579.1666 | 63366.8792 | 73964.5948 | 85190.6667 | 98100.1847 | 111920.2827 | 126996.9212 | 143503.8061 | 161608.1346 | 181348.4765 | 203136.8444 | 227298.7719
Scenario 4: Reference ZEAS Phase In | SCE | Com | FoodServ | Com - Restaurant | Participant Cost Test | Energy Efficiency | 1095881.7441 | 2936330.7436 | 3433158.141 | 3376698.5491 | 3705022.5981 | 3731463.8389 | 3436997.7483 | 3111780.7738 | 2842388.4212 | 2485787.3069 | 2037472.1803 | 1549954.7425 | 1024533.5742
Scenario 4: Reference ZEAS Phase In | SCE | Com | FoodServ | Com - Restaurant | Participant Cost Test | Fuel Substitution | 13413.9797 | 15313.6712 | 17145.6383 | 18953.156 | 20734.2198 | 22498.7813 | 24240.1874 | 25947.6557 | 27675.7399 | 29416.7681 | 31120.423 | 32842.6219 | 34663.2689
Scenario 4: Reference ZEAS Phase In | SCE | Com | FoodServ | Com - Restaurant | Program Administrator Cost Test | Energy Efficiency | 265785.4408 | 773125.0594 | 986838.1463 | 1066842.2737 | 1220162.7459 | 1340016.1153 | 1390857.2846 | 1421953.5449 | 1499237.9121 | 1551508.0346 | 1576925.9032 | 1591030.9962 | 1605708.3292
Scenario 4: Reference ZEAS Phase In | SCE | Com | FoodServ | Com - Restaurant | Program Administrator Cost Test | Fuel Substitution | 177597.7724 | 212615.6882 | 250319.1285 | 291018.9793 | 335192.6133 | 383306.9341 | 435649.014 | 492449.3828 | 555289.7612 | 624772.1745 | 700645.5452 | 784690.1053 | 880099.8705
Scenario 4: Reference ZEAS Phase In | SCE | Com | FoodServ | Com - Restaurant | Rate Impact Measure Test | Energy Efficiency | 265785.4408 | 773125.0594 | 986838.1463 | 1066842.2737 | 1220162.7459 | 1340016.1153 | 1390857.2846 | 1421953.5449 | 1499237.9121 | 1551508.0346 | 1576925.9032 | 1591030.9962 | 1605708.3292
Scenario 4: Reference ZEAS Phase In | SCE | Com | FoodServ | Com - Restaurant | Rate Impact Measure Test | Fuel Substitution | 245954.923 | 289047.349 | 330015.0077 | 371870.5799 | 415750.7151 | 461983.1662 | 510747.312 | 562177.6596 | 617950.9428 | 678664.5533 | 744000.6286 | 815523.1409 | 896644.963
Scenario 4: Reference ZEAS Phase In | SCE | Com | FoodServ | Com - Restaurant | Total Resource Cost Test | Energy Efficiency | 265785.4408 | 773125.0594 | 986838.1463 | 1066842.2737 | 1220162.7459 | 1340016.1153 | 1390857.2846 | 1421953.5449 | 1499237.9121 | 1551508.0346 | 1576925.9032 | 1591030.9962 | 1605708.3292
Scenario 4: Reference ZEAS Phase In | SCE | Com | FoodServ | Com - Restaurant | Total Resource Cost Test | Fuel Substitution | 177597.7724 | 212615.6882 | 250319.1285 | 291018.9793 | 335192.6133 | 383306.9341 | 435649.014 | 492449.3828 | 555289.7612 | 624772.1745 | 700645.5452 | 784690.1053 | 880099.8705
Scenario 4: Reference ZEAS Phase In | SCE | Com | FoodServ | Com - Retail | Participant Cost Test | Energy Efficiency | 67575.9007 | 86229.3791 | 93386.844 | 92559.9945 | 89657.9387 | 85160.6887 | 79219.5551 | 72664.0112 | 64740.9357 | 55711.0347 | 45808.6461 | 34722.5423 | 22594.2148
Scenario 4: Reference ZEAS Phase In | SCE | Com | FoodServ | Com - Retail | Program Administrator Cost Test | Energy Efficiency | 16389.2597 | 22171.5016 | 25747.4777 | 27665.1634 | 29936.2025 | 32121.421 | 33654.3259 | 34882.4826 | 35878.5028 | 36684.405 | 37631.389 | 38213.5055 | 38808.8466
Scenario 4: Reference ZEAS Phase In | SCE | Com | FoodServ | Com - Retail | Rate Impact Measure Test | Energy Efficiency | 16389.2597 | 22171.5016 | 25747.4777 | 27665.1634 | 29936.2025 | 32121.421 | 33654.3259 | 34882.4826 | 35878.5028 | 36684.405 | 37631.389 | 38213.5055 | 38808.8466
Scenario 4: Reference ZEAS Phase In | SCE | Com | FoodServ | Com - Retail | Total Resource Cost Test | Energy Efficiency | 16389.2597 | 22171.5016 | 25747.4777 | 27665.1634 | 29936.2025 | 32121.421 | 33654.3259 | 34882.4826 | 35878.5028 | 36684.405 | 37631.389 | 38213.5055 | 38808.8466
Scenario 4: Reference ZEAS Phase In | SCE | Com | FoodServ | Com - School | Participant Cost Test | Energy Efficiency | 190199.6286 | 412173.5965 | 491604.5705 | 477731.7446 | 464639.3653 | 441595.0287 | 402743.0101 | 360909.6577 | 322303.1293 | 277990.1447 | 225910.0675 | 171484.0286 | 113225.1856
Scenario 4: Reference ZEAS Phase In | SCE | Com | FoodServ | Com - School | Participant Cost Test | Fuel Substitution | 500.4297 | 579.8531 | 654.5092 | 729.0051 | 802.9077 | 879.0922 | 955.5675 | 1032.0599 | 1109.1711 | 1184.8019 | 1257.7047 | 1328.9279 | 1403.4889
Scenario 4: Reference ZEAS Phase In | SCE | Com | FoodServ | Com - School | Program Administrator Cost Test | Energy Efficiency | 46129.3314 | 108483.148 | 141163.4114 | 150716.3741 | 161693.6423 | 171899.9426 | 176598.9752 | 178644.6865 | 183600.9922 | 187029.3544 | 188221.4629 | 188931.7204 | 188973.2343
Scenario 4: Reference ZEAS Phase In | SCE | Com | FoodServ | Com - School | Program Administrator Cost Test | Fuel Substitution | 6301.4752 | 7590.5115 | 8979.6181 | 10482.4279 | 12133.3514 | 13997.3641 | 16069.1118 | 18372.7839 | 20957.7971 | 23827.6569 | 27005.9907 | 30549.5887 | 34632.4661
Scenario 4: Reference ZEAS Phase In | SCE | Com | FoodServ | Com - School | Rate Impact Measure Test | Energy Efficiency | 46129.3314 | 108483.148 | 141163.4114 | 150716.3741 | 161693.6423 | 171899.9426 | 176598.9752 | 178644.6865 | 183600.9922 | 187029.3544 | 188221.4629 | 188931.7204 | 188973.2343
Scenario 4: Reference ZEAS Phase In | SCE | Com | FoodServ | Com - School | Rate Impact Measure Test | Fuel Substitution | 8488.2344 | 10050.9328 | 11558.0871 | 13109.5164 | 14765.0516 | 16592.8399 | 18574.5331 | 20728.6956 | 23102.784 | 25695.3028 | 28527.4152 | 31644.826 | 35226.8064
Scenario 4: Reference ZEAS Phase In | SCE | Com | FoodServ | Com - School | Total Resource Cost Test | Energy Efficiency | 46129.3314 | 108483.148 | 141163.4114 | 150716.3741 | 161693.6423 | 171899.9426 | 176598.9752 | 178644.6865 | 183600.9922 | 187029.3544 | 188221.4629 | 188931.7204 | 188973.2343
Scenario 4: Reference ZEAS Phase In | SCE | Com | FoodServ | Com - School | Total Resource Cost Test | Fuel Substitution | 6301.4752 | 7590.5115 | 8979.6181 | 10482.4279 | 12133.3514 | 13997.3641 | 16069.1118 | 18372.7839 | 20957.7971 | 23827.6569 | 27005.9907 | 30549.5887 | 34632.4661
Scenario 4: Reference ZEAS Phase In | SCE | Com | HVAC | Com - College | Participant Cost Test | Energy Efficiency | 149890.6917 | 151788.8155 | 155410.6644 | 157900.2302 | 154253.1123 | 153080.4813 | 148885.4891 | 139808.4764 | 112118.9946 | 96407.52 | 78674.5427 | 60438.7101 | 35986.8343
Scenario 4: Reference ZEAS Phase In | SCE | Com | HVAC | Com - College | Participant Cost Test | Fuel Substitution | 34303.6416 | 33583.0929 | 32305.2072 | 30604.0943 | 17.4299 | 0 | 0 | 0 | 0 | 0 | 0 | 0 | 0
Scenario 4: Reference ZEAS Phase In | SCE | Com | HVAC | Com - College | Program Administrator Cost Test | Energy Efficiency | 40594.8859 | 44312.4664 | 48847.6734 | 53640.4228 | 57676.0533 | 63502.9841 | 68428.1925 | 71598.0103 | 74514.9141 | 76824.309 | 79549.5796 | 84623.2344 | 86786.8276
Scenario 4: Reference ZEAS Phase In | SCE | Com | HVAC | Com - College | Program Administrator Cost Test | Fuel Substitution | 31104.8576 | 33099.6767 | 34805.7844 | 36284.0327 | 0 | 0 | 0 | 0 | 0 | 0 | 0 | 0 | 0
Scenario 4: Reference ZEAS Phase In | SCE | Com | HVAC | Com - College | Rate Impact Measure Test | Energy Efficiency | 40594.8859 | 44312.4664 | 48847.6734 | 53640.4228 | 57676.0533 | 63502.9841 | 68428.1925 | 71598.0103 | 74514.9141 | 76824.309 | 79549.5796 | 84623.2344 | 86786.8276
Scenario 4: Reference ZEAS Phase In | SCE | Com | HVAC | Com - College | Rate Impact Measure Test | Fuel Substitution | 31395.6731 | 33369.1812 | 35048.9149 | 36498.3857 | 0 | 0 | 0 | 0 | 0 | 0 | 0 | 0 | 0
Scenario 4: Reference ZEAS Phase In | SCE | Com | HVAC | Com - College | Total Resource Cost Test | Energy Efficiency | 50336.8299 | 54615.3477 | 60010.5895 | 65751.7671 | 70327.8741 | 77134.0174 | 82976.1061 | 86771.1545 | 74514.9141 | 76824.309 | 79549.5796 | 84623.2344 | 86786.8276
Scenario 4: Reference ZEAS Phase In | SCE | Com | HVAC | Com - College | Total Resource Cost Test | Fuel Substitution | 35039.3582 | 37082.6683 | 38794.1293 | 40245.8964 | 17.4299 | 0 | 0 | 0 | 0 | 0 | 0 | 0 | 0
Scenario 4: Reference ZEAS Phase In | SCE | Com | HVAC | Com - Grocery | Participant Cost Test | Energy Efficiency | 487986.4669 | 733492.0711 | 794220.8346 | 822393.2818 | 841852.4031 | 847857.9612 | 838477.8919 | 814954.4827 | 729289.2475 | 664236.9899 | 580756.1614 | 473434.2462 | 340455.9416
Scenario 4: Reference ZEAS Phase In | SCE | Com | HVAC | Com - Grocery | Participant Cost Test | Fuel Substitution | 657001.0623 | 642046.0749 | 618350.0162 | 588604.6713 | 111341.266 | 101412.8115 | 90998.3993 | 79752.7493 | 64544.9737 | 52552.3499 | 40330.304 | 27867.4197 | 15176.0595
Scenario 4: Reference ZEAS Phase In | SCE | Com | HVAC | Com - Grocery | Program Administrator Cost Test | Energy Efficiency | 103246.2247 | 166893.3253 | 195783.3885 | 220628.7266 | 248973.1715 | 280194.8037 | 308668.4855 | 334696.8481 | 358860.4234 | 384267.0925 | 412049.6101 | 437701.6877 | 463902.0674
Scenario 4: Reference ZEAS Phase In | SCE | Com | HVAC | Com - Grocery | Program Administrator Cost Test | Fuel Substitution | 2064237.3295 | 2150835.3709 | 2217457.5012 | 2271599.5686 | 76326.7249 | 79167.1587 | 80224.4132 | 79825.1871 | 79132.6601 | 78217.7185 | 77404.4322 | 76124.1161 | 74869.2785
Scenario 4: Reference ZEAS Phase In | SCE | Com | HVAC | Com - Grocery | Rate Impact Measure Test | Energy Efficiency | 103246.2247 | 166893.3253 | 195783.3885 | 220628.7266 | 248973.1715 | 280194.8037 | 308668.4855 | 334696.8481 | 358860.4234 | 384267.0925 | 412049.6101 | 437701.6877 | 463902.0674
Scenario 4: Reference ZEAS Phase In | SCE | Com | HVAC | Com - Grocery | Rate Impact Measure Test | Fuel Substitution | 2312510.4678 | 2378874.398 | 2420483.2426 | 2447671.4228 | 76326.7249 | 79167.1587 | 80224.4132 | 79825.1871 | 79132.6601 | 78217.7185 | 77404.4322 | 76124.1161 | 74869.2785
Scenario 4: Reference ZEAS Phase In | SCE | Com | HVAC | Com - Grocery | Total Resource Cost Test | Energy Efficiency | 117199.2681 | 188143.8216 | 219756.4354 | 246808.6466 | 277438.3897 | 310923.4406 | 341618.8783 | 369933.973 | 358860.4234 | 384267.0925 | 412049.6101 | 437701.6877 | 463902.0674
Scenario 4: Reference ZEAS Phase In | SCE | Com | HVAC | Com - Grocery | Total Resource Cost Test | Fuel Substitution | 2247210.7427 | 2331950.1337 | 2394826.7821 | 2444153.6288 | 80820.4127 | 82817.5775 | 83819.4614 | 83346.2954 | 79132.6601 | 78217.7185 | 77404.4322 | 76124.1161 | 74869.2785
Scenario 4: Reference ZEAS Phase In | SCE | Com | HVAC | Com - Health | Participant Cost Test | Energy Efficiency | 242861.8453 | 243230.4255 | 592229.9015 | 678289.5051 | 765700.1759 | 778723.5646 | 769756.9026 | 740628.7311 | 238394.7747 | 124006.0659 | 99823.6521 | 74743.4508 | 47173.4886
Scenario 4: Reference ZEAS Phase In | SCE | Com | HVAC | Com - Health | Participant Cost Test | Fuel Substitution | 338565.6789 | 330765.1681 | 317770.1894 | 300979.6407 | 91440.7374 | 84781.6909 | 76836.4594 | 67943.1829 | 54982.5949 | 45058.5238 | 34789.3111 | 24177.5491 | 13233.9494
Scenario 4: Reference ZEAS Phase In | SCE | Com | HVAC | Com - Health | Program Administrator Cost Test | Energy Efficiency | 92678.5318 | 100683.4793 | 188084.4517 | 224455.5777 | 269159.721 | 301206.3966 | 327610.0924 | 347867.2466 | 183159.8588 | 144043.42 | 146035.299 | 149033.0935 | 152556.4395
Scenario 4: Reference ZEAS Phase In | SCE | Com | HVAC | Com - Health | Program Administrator Cost Test | Fuel Substitution | 538488.894 | 565086.7635 | 586411.5168 | 604061.2649 | 62775.2907 | 65791.4123 | 67298.3756 | 67510.8333 | 67406.6531 | 67061.5193 | 66767.1591 | 66041.9424 | 65285.4158
Scenario 4: Reference ZEAS Phase In | SCE | Com | HVAC | Com - Health | Rate Impact Measure Test | Energy Efficiency | 92678.5318 | 100683.4793 | 188084.4517 | 224455.5777 | 269159.721 | 301206.3966 | 327610.0924 | 347867.2466 | 183159.8588 | 144043.42 | 146035.299 | 149033.0935 | 152556.4395
Scenario 4: Reference ZEAS Phase In | SCE | Com | HVAC | Com - Health | Rate Impact Measure Test | Fuel Substitution | 573642.3835 | 597153.8794 | 614599.8289 | 628036.8579 | 62775.2907 | 65791.4123 | 67298.3756 | 67510.8333 | 67406.6531 | 67061.5193 | 66767.1591 | 66041.9424 | 65285.4158
Scenario 4: Reference ZEAS Phase In | SCE | Com | HVAC | Com - Health | Total Resource Cost Test | Energy Efficiency | 100338.6749 | 108677.1749 | 210871.5383 | 252277.6984 | 302666.8376 | 337783.3716 | 367022.7419 | 389633.2645 | 183159.8588 | 144043.42 | 146035.299 | 149033.0935 | 152556.4395
Scenario 4: Reference ZEAS Phase In | SCE | Com | HVAC | Com - Health | Total Resource Cost Test | Fuel Substitution | 594118.5613 | 620565.9204 | 641156.3927 | 657702.878 | 66335.9248 | 69325.6242 | 70811.7931 | 70980.1282 | 67406.6531 | 67061.5193 | 66767.1591 | 66041.9424 | 65285.4158
Scenario 4: Reference ZEAS Phase In | SCE | Com | HVAC | Com - Lodging | Participant Cost Test | Energy Efficiency | 619526.1263 | 662523.5444 | 697467.2894 | 918482.3313 | 1051728.9279 | 1147090.6421 | 1151978.0592 | 1138267.0924 | 271799.689 | 68446.5424 | 55961.7588 | 42096.044 | 26821.3485
Scenario 4: Reference ZEAS Phase In | SCE | Com | HVAC | Com - Lodging | Participant Cost Test | Fuel Substitution | 368386.5727 | 283529.0138 | 272866.2473 | 261953.3579 | 67272.2189 | 38260.3834 | 34609.8557 | 30625.199 | 22952.2433 | 18711.7108 | 14376.1792 | 9943.7015 | 5420.168
Scenario 4: Reference ZEAS Phase In | SCE | Com | HVAC | Com - Lodging | Program Administrator Cost Test | Energy Efficiency | 131673.2615 | 149971.8055 | 168672.8407 | 229512.0724 | 281788.092 | 334821.5238 | 367885.0522 | 396846.7665 | 156996.0842 | 78060.856 | 80061.005 | 81518.3745 | 82932.6655
Scenario 4: Reference ZEAS Phase In | SCE | Com | HVAC | Com - Lodging | Program Administrator Cost Test | Fuel Substitution | 354183.45 | 369692.0719 | 381770.2151 | 391541.4789 | 26971.5081 | 28042.6053 | 28477.9784 | 28387.07 | 28138.7552 | 27849.1688 | 27590.7144 | 27161.7738 | 26738.8006
Scenario 4: Reference ZEAS Phase In | SCE | Com | HVAC | Com - Lodging | Rate Impact Measure Test | Energy Efficiency | 131673.2615 | 149971.8055 | 168672.8407 | 229512.0724 | 281788.092 | 334821.5238 | 367885.0522 | 396846.7665 | 156996.0842 | 78060.856 | 80061.005 | 81518.3745 | 82932.6655
Scenario 4: Reference ZEAS Phase In | SCE | Com | HVAC | Com - Lodging | Rate Impact Measure Test | Fuel Substitution | 399030.5317 | 411023.198 | 418759.8399 | 423832.5379 | 26971.5081 | 28042.6053 | 28477.9784 | 28387.07 | 28138.7552 | 27849.1688 | 27590.7144 | 27161.7738 | 26738.8006
Scenario 4: Reference ZEAS Phase In | SCE | Com | HVAC | Com - Lodging | Total Resource Cost Test | Energy Efficiency | 194341.7007 | 219415.368 | 245001.836 | 334137.4422 | 407805.1879 | 479287.3793 | 523254.912 | 563154.7035 | 156996.0842 | 78060.856 | 80061.005 | 81518.3745 | 82932.6655
Scenario 4: Reference ZEAS Phase In | SCE | Com | HVAC | Com - Lodging | Total Resource Cost Test | Fuel Substitution | 599169.1649 | 533442.7092 | 540353.4275 | 546074.9333 | 56486.0633 | 31672.6222 | 32060.6021 | 31902.3107 | 28138.7552 | 27849.1688 | 27590.7144 | 27161.7738 | 26738.8006
Scenario 4: Reference ZEAS Phase In | SCE | Com | HVAC | Com - Office (Large) | Participant Cost Test | Energy Efficiency | 87112.6921 | 85862.9148 | 83502.1921 | 80398.4361 | 76990.4252 | 72884.9914 | 67881.4049 | 62311.3136 | 51791.1572 | 44753.9685 | 37275.5493 | 29136.7929 | 20433.0568
Scenario 4: Reference ZEAS Phase In | SCE | Com | HVAC | Com - Office (Large) | Participant Cost Test | Fuel Substitution | 400.4808 | 384.143 | 363.8127 | 341.2994 | 0 | 0 | 0 | 0 | 0 | 0 | 0 | 0 | 0
Scenario 4: Reference ZEAS Phase In | SCE | Com | HVAC | Com - Office (Large) | Program Administrator Cost Test | Energy Efficiency | 31620.4767 | 33731.3407 | 35617.2385 | 37400.149 | 39541.338 | 41777.829 | 43244.7502 | 44149.3129 | 44803.0363 | 45296.386 | 45960.5257 | 46243.8276 | 46564.9684
Scenario 4: Reference ZEAS Phase In | SCE | Com | HVAC | Com - Office (Large) | Program Administrator Cost Test | Fuel Substitution | 1353.4889 | 1372.2247 | 1376.4399 | 1371.4722 | 0 | 0 | 0 | 0 | 0 | 0 | 0 | 0 | 0
Scenario 4: Reference ZEAS Phase In | SCE | Com | HVAC | Com - Office (Large) | Rate Impact Measure Test | Energy Efficiency | 31620.4767 | 33731.3407 | 35617.2385 | 37400.149 | 39541.338 | 41777.829 | 43244.7502 | 44149.3129 | 44803.0363 | 45296.386 | 45960.5257 | 46243.8276 | 46564.9684
Scenario 4: Reference ZEAS Phase In | SCE | Com | HVAC | Com - Office (Large) | Rate Impact Measure Test | Fuel Substitution | 1654.2893 | 1643.7616 | 1615.0875 | 1576.5665 | 0 | 0 | 0 | 0 | 0 | 0 | 0 | 0 | 0
Scenario 4: Reference ZEAS Phase In | SCE | Com | HVAC | Com - Office (Large) | Total Resource Cost Test | Energy Efficiency | 35380.7336 | 37570.5086 | 39514.5799 | 41348.6742 | 43546.6887 | 45828.8929 | 47319.3818 | 48243.8225 | 44803.0363 | 45296.386 | 45960.5257 | 46243.8276 | 46564.9684
Scenario 4: Reference ZEAS Phase In | SCE | Com | HVAC | Com - Office (Large) | Total Resource Cost Test | Fuel Substitution | 1575.7148 | 1586.2329 | 1580.3039 | 1564.3187 | 0 | 0 | 0 | 0 | 0 | 0 | 0 | 0 | 0
Scenario 4: Reference ZEAS Phase In | SCE | Com | HVAC | Com - Office (Small) | Participant Cost Test | Energy Efficiency | 135364.0715 | 138070.7597 | 138912.064 | 137868.6104 | 20538.1212 | 1255263.8892 | 114109.1394 | 106690.4644 | 89666.44 | 77474.588 | 63208.4649 | 46598.7874 | 27618.1851
Scenario 4: Reference ZEAS Phase In | SCE | Com | HVAC | Com - Office (Small) | Participant Cost Test | Fuel Substitution | 9795.2454 | 9539.5448 | 9123.7735 | 8587.8257 | 0 | 0 | 0 | 0 | 0 | 0 | 0 | 0 | 0
Scenario 4: Reference ZEAS Phase In | SCE | Com | HVAC | Com - Office (Small) | Program Administrator Cost Test | Energy Efficiency | 35104.5745 | 38660.2406 | 42147.081 | 45558.899 | 10783.4362 | 469382.6244 | 52470.4548 | 55047.1366 | 57462.0049 | 59636.2657 | 61920.7398 | 63717.8855 | 65468.6144
Scenario 4: Reference ZEAS Phase In | SCE | Com | HVAC | Com - Office (Small) | Program Administrator Cost Test | Fuel Substitution | 9933.089 | 10511.4835 | 10991.5899 | 11393.9474 | 0 | 0 | 0 | 0 | 0 | 0 | 0 | 0 | 0
Scenario 4: Reference ZEAS Phase In | SCE | Com | HVAC | Com - Office (Small) | Rate Impact Measure Test | Energy Efficiency | 35104.5745 | 38660.2406 | 42147.081 | 45558.899 | 10783.4362 | 469382.6244 | 52470.4548 | 55047.1366 | 57462.0049 | 59636.2657 | 61920.7398 | 63717.8855 | 65468.6144
Scenario 4: Reference ZEAS Phase In | SCE | Com | HVAC | Com - Office (Small) | Rate Impact Measure Test | Fuel Substitution | 10183.3254 | 10742.6254 | 11199.3577 | 11576.5058 | 0 | 0 | 0 | 0 | 0 | 0 | 0 | 0 | 0
Scenario 4: Reference ZEAS Phase In | SCE | Com | HVAC | Com - Office (Small) | Total Resource Cost Test | Energy Efficiency | 40608.1242 | 44522.5601 | 48356.6405 | 52103.9405 | 11287.0017 | 545357.6897 | 59282.0514 | 62142.6627 | 57462.0049 | 59636.2657 | 61920.7398 | 63717.8855 | 65468.6144
Scenario 4: Reference ZEAS Phase In | SCE | Com | HVAC | Com - Office (Small) | Total Resource Cost Test | Fuel Substitution | 10680.0927 | 11263.4315 | 11740.2347 | 12133.2977 | 0 | 0 | 0 | 0 | 0 | 0 | 0 | 0 | 0
Scenario 4: Reference ZEAS Phase In | SCE | Com | HVAC | Com - Other | Participant Cost Test | Energy Efficiency | 3081381.4498 | 3232337.5804 | 3350196.1154 | 3412111.4885 | 3428088.6462 | 3390804.5216 | 3312116.2293 | 3155423.7791 | 2066487.8915 | 1795689.3389 | 1463915.0897 | 1057790.2327 | 575840.5794
Scenario 4: Reference ZEAS Phase In | SCE | Com | HVAC | Com - Other | Participant Cost Test | Fuel Substitution | 989886.8108 | 1217028.8379 | 1172726.443 | 1116130.2005 | 4437.1591 | 443.9481 | 399.6607 | 352.2249 | 274.0226 | 223.7852 | 172.3583 | 119.5771 | 65.4051
Scenario 4: Reference ZEAS Phase In | SCE | Com | HVAC | Com - Other | Program Administrator Cost Test | Energy Efficiency | 540313.6925 | 611274.3041 | 686017.5818 | 759821.687 | 842052.8743 | 931647.7499 | 1014796.9387 | 1078764.8913 | 1092984.7107 | 1156353.0424 | 1224116.0988 | 1282196.502 | 1342711.9428
Scenario 4: Reference ZEAS Phase In | SCE | Com | HVAC | Com - Other | Program Administrator Cost Test | Fuel Substitution | 2006887.5219 | 2310813.417 | 2390534.989 | 2455631.9669 | 323.2395 | 334.9098 | 339.3799 | 338.114 | 335.9416 | 333.064 | 330.7877 | 326.6296 | 322.6549
Scenario 4: Reference ZEAS Phase In | SCE | Com | HVAC | Com - Other | Rate Impact Measure Test | Energy Efficiency | 540313.6925 | 611274.3041 | 686017.5818 | 759821.687 | 842052.8743 | 931647.7499 | 1014796.9387 | 1078764.8913 | 1092984.7107 | 1156353.0424 | 1224116.0988 | 1282196.502 | 1342711.9428
Scenario 4: Reference ZEAS Phase In | SCE | Com | HVAC | Com - Other | Rate Impact Measure Test | Fuel Substitution | 2249815.1933 | 2534508.3431 | 2590363.6471 | 2629565.4687 | 323.2395 | 334.9098 | 339.3799 | 338.114 | 335.9416 | 333.064 | 330.7877 | 326.6296 | 322.6549
Scenario 4: Reference ZEAS Phase In | SCE | Com | HVAC | Com - Other | Total Resource Cost Test | Energy Efficiency | 961833.529 | 1063609.6584 | 1168521.7466 | 1269163.973 | 1375740.9103 | 1487090.2652 | 1592202.6123 | 1673257.0603 | 1092984.7107 | 1156353.0424 | 1224116.0988 | 1282196.502 | 1342711.9428
Scenario 4: Reference ZEAS Phase In | SCE | Com | HVAC | Com - Other | Total Resource Cost Test | Fuel Substitution | 2348723.6667 | 2685252.4195 | 2758757.3455 | 2815208.3443 | 4307.8906 | 365.2693 | 369.2788 | 367.4348 | 335.9416 | 333.064 | 330.7877 | 326.6296 | 322.6549
Scenario 4: Reference ZEAS Phase In | SCE | Com | HVAC | Com - Restaurant | Participant Cost Test | Energy Efficiency | 103454.1971 | 107040.5571 | 109366.0694 | 110405.2321 | 110366.3673 | 107118.62 | 101619.7664 | 94752.0048 | 81832.0275 | 70409.258 | 57026.2653 | 41308.078 | 23380.8316
Scenario 4: Reference ZEAS Phase In | SCE | Com | HVAC | Com - Restaurant | Participant Cost Test | Fuel Substitution | 42091.9201 | 40892.9902 | 38996.2244 | 36579.8118 | 69.518 | 63.5071 | 56.7512 | 49.5425 | 41.3494 | 33.6928 | 25.8898 | 17.9191 | 9.7778
Scenario 4: Reference ZEAS Phase In | SCE | Com | HVAC | Com - Restaurant | Program Administrator Cost Test | Energy Efficiency | 22237.5109 | 24779.954 | 27363.1479 | 30006.002 | 33045.7323 | 35928.6296 | 38183.6053 | 40077.4706 | 41836.2047 | 43379.344 | 45016.3305 | 46205.337 | 47384.4412
Scenario 4: Reference ZEAS Phase In | SCE | Com | HVAC | Com - Restaurant | Program Administrator Cost Test | Fuel Substitution | 39457.9416 | 41804.7167 | 43758.2878 | 45401.2751 | 49.1241 | 50.8254 | 51.419 | 51.129 | 50.6929 | 50.1457 | 49.6873 | 48.9467 | 48.2355
Scenario 4: Reference ZEAS Phase In | SCE | Com | HVAC | Com - Restaurant | Rate Impact Measure Test | Energy Efficiency | 22237.5109 | 24779.954 | 27363.1479 | 30006.002 | 33045.7323 | 35928.6296 | 38183.6053 | 40077.4706 | 41836.2047 | 43379.344 | 45016.3305 | 46205.337 | 47384.4412
Scenario 4: Reference ZEAS Phase In | SCE | Com | HVAC | Com - Restaurant | Rate Impact Measure Test | Fuel Substitution | 39866.5727 | 42181.8094 | 44096.5777 | 45697.7585 | 49.1241 | 50.8254 | 51.419 | 51.129 | 50.6929 | 50.1457 | 49.6873 | 48.9467 | 48.2355
Scenario 4: Reference ZEAS Phase In | SCE | Com | HVAC | Com - Restaurant | Total Resource Cost Test | Energy Efficiency | 24686.073 | 27429.2571 | 30216.5029 | 33069.1741 | 36330.1018 | 39378.9693 | 41773.7434 | 43817.0015 | 41836.2047 | 43379.344 | 45016.3305 | 46205.337 | 47384.4412
Scenario 4: Reference ZEAS Phase In | SCE | Com | HVAC | Com - Restaurant | Total Resource Cost Test | Fuel Substitution | 40564.3478 | 42920.2947 | 44870.9378 | 46502.1977 | 49.8725 | 51.5669 | 52.148 | 51.8425 | 50.6929 | 50.1457 | 49.6873 | 48.9467 | 48.2355
Scenario 4: Reference ZEAS Phase In | SCE | Com | HVAC | Com - Retail | Participant Cost Test | Energy Efficiency | 1694896.6834 | 1824133.3569 | 2424097.7072 | 2774948.9518 | 2915142.7767 | 2983352.8319 | 3005177.8633 | 3009218.0843 | 649420.0086 | 158436.7369 | 127484.6344 | 91541.0776 | 51237.7606
Scenario 4: Reference ZEAS Phase In | SCE | Com | HVAC | Com - Retail | Participant Cost Test | Fuel Substitution | 151534.7217 | 148127.8889 | 142314.5139 | 134714.6276 | 142317.3313 | 133531.8437 | 122695.516 | 110349.622 | 3964.6898 | 3229.9899 | 2477.0791 | 1708.6175 | 25.2516
Scenario 4: Reference ZEAS Phase In | SCE | Com | HVAC | Com - Retail | Program Administrator Cost Test | Energy Efficiency | 297232.6282 | 343058.9362 | 486181.7915 | 599340.9334 | 687073.4506 | 775925.8791 | 857316.1164 | 935026.0743 | 318142.0613 | 127295.6662 | 131804.8046 | 134764.6505 | 137558.6364
Scenario 4: Reference ZEAS Phase In | SCE | Com | HVAC | Com - Retail | Program Administrator Cost Test | Fuel Substitution | 104449.1491 | 110648.5687 | 115752.7806 | 119982.6557 | 83621.3467 | 87657.8821 | 89571.2538 | 89648.6784 | 4860.5649 | 4807.2598 | 4753.9755 | 4667.157 | 124.5706
Scenario 4: Reference ZEAS Phase In | SCE | Com | HVAC | Com - Retail | Rate Impact Measure Test | Energy Efficiency | 297232.6282 | 343058.9362 | 486181.7915 | 599340.9334 | 687073.4506 | 775925.8791 | 857316.1164 | 935026.0743 | 318142.0613 | 127295.6662 | 131804.8046 | 134764.6505 | 137558.6364
Scenario 4: Reference ZEAS Phase In | SCE | Com | HVAC | Com - Retail | Rate Impact Measure Test | Fuel Substitution | 105481.3611 | 111603.7482 | 116612.5323 | 120738.9674 | 83621.3467 | 87657.8821 | 89571.2538 | 89648.6784 | 4860.5649 | 4807.2598 | 4753.9755 | 4667.157 | 124.5706
Scenario 4: Reference ZEAS Phase In | SCE | Com | HVAC | Com - Retail | Total Resource Cost Test | Energy Efficiency | 549174.565 | 620810.3316 | 860619.8896 | 1042147.5975 | 1173023.1183 | 1299606.4374 | 1417832.8639 | 1540527.8336 | 318142.0613 | 127295.6662 | 131804.8046 | 134764.6505 | 137558.6364
Scenario 4: Reference ZEAS Phase In | SCE | Com | HVAC | Com - Retail | Total Resource Cost Test | Fuel Substitution | 132493.5119 | 138962.8961 | 144029.8926 | 147996.5272 | 108875.8575 | 112938.7901 | 114676.9433 | 114382.4287 | 4860.5649 | 4807.2598 | 4753.9755 | 4667.157 | 124.5706
Scenario 4: Reference ZEAS Phase In | SCE | Com | HVAC | Com - School | Participant Cost Test | Energy Efficiency | 247379.528 | 250944.1576 | 252188.968 | 249601.7925 | 243005.2942 | 234475.5679 | 227710.5045 | 205876.2886 | 154926.8049 | 132448.5546 | 106041.2464 | 76344.9034 | 42144.1367
Scenario 4: Reference ZEAS Phase In | SCE | Com | HVAC | Com - School | Participant Cost Test | Fuel Substitution | 12648.1016 | 12219.9491 | 11617.6321 | 10890.3976 | 0 | 0 | 0 | 0 | 0 | 0 | 0 | 0 | 0
Scenario 4: Reference ZEAS Phase In | SCE | Com | HVAC | Com - School | Program Administrator Cost Test | Energy Efficiency | 46977.4989 | 51430.0065 | 55925.243 | 60153.5705 | 64511.5712 | 69504.2243 | 74601.7156 | 75907.4216 | 78730.8205 | 81453.293 | 84012.9731 | 86410.3449 | 88266.7169
Scenario 4: Reference ZEAS Phase In | SCE | Com | HVAC | Com - School | Program Administrator Cost Test | Fuel Substitution | 19851.4318 | 20727.269 | 21407.393 | 21937.9431 | 0 | 0 | 0 | 0 | 0 | 0 | 0 | 0 | 0
Scenario 4: Reference ZEAS Phase In | SCE | Com | HVAC | Com - School | Rate Impact Measure Test | Energy Efficiency | 46977.4989 | 51430.0065 | 55925.243 | 60153.5705 | 64511.5712 | 69504.2243 | 74601.7156 | 75907.4216 | 78730.8205 | 81453.293 | 84012.9731 | 86410.3449 | 88266.7169
Scenario 4: Reference ZEAS Phase In | SCE | Com | HVAC | Com - School | Rate Impact Measure Test | Fuel Substitution | 20392.5492 | 21218.4548 | 21840.5848 | 22310.9323 | 0 | 0 | 0 | 0 | 0 | 0 | 0 | 0 | 0
Scenario 4: Reference ZEAS Phase In | SCE | Com | HVAC | Com - School | Total Resource Cost Test | Energy Efficiency | 71495.16 | 77238.4118 | 83042.1857 | 88439.1129 | 93751.6054 | 99749.8611 | 106375.0543 | 107651.4618 | 78730.8205 | 81453.293 | 84012.9731 | 86410.3449 | 88266.7169
Scenario 4: Reference ZEAS Phase In | SCE | Com | HVAC | Com - School | Total Resource Cost Test | Fuel Substitution | 21696.5383 | 22559.4957 | 23206.661 | 23690.3001 | 0 | 0 | 0 | 0 | 0 | 0 | 0 | 0 | 0
Scenario 4: Reference ZEAS Phase In | SCE | Com | HVAC | Com - Warehouse | Participant Cost Test | Energy Efficiency | 9883.505 | 10100.66 | 10172.1123 | 10162.3359 | 10369.1455 | 10156.3265 | 9788.4653 | 9316.7097 | 5658.2951 | 5016.3928 | 4294.2096 | 3476.6085 | 2575.3096
Scenario 4: Reference ZEAS Phase In | SCE | Com | HVAC | Com - Warehouse | Participant Cost Test | Fuel Substitution | 148236.065 | 145835.849 | 141422.8247 | 135554.965 | 76.6542 | 50.4324 | 46.0654 | 41.2837 | 0 | 0 | 0 | 0 | 0
Scenario 4: Reference ZEAS Phase In | SCE | Com | HVAC | Com - Warehouse | Program Administrator Cost Test | Energy Efficiency | 2872.638 | 3148.8317 | 3406.7438 | 3668.5247 | 4040.8 | 4354.1911 | 4596.7215 | 4783.3323 | 4483.5022 | 4610.5619 | 4745.9499 | 4840.5501 | 4939.776
Scenario 4: Reference ZEAS Phase In | SCE | Com | HVAC | Com - Warehouse | Program Administrator Cost Test | Fuel Substitution | 384865.2953 | 403224.4867 | 418005.2417 | 430408.6569 | 32.6847 | 34.0535 | 34.6709 | 34.6807 | 0 | 0 | 0 | 0 | 0
Scenario 4: Reference ZEAS Phase In | SCE | Com | HVAC | Com - Warehouse | Rate Impact Measure Test | Energy Efficiency | 2872.638 | 3148.8317 | 3406.7438 | 3668.5247 | 4040.8 | 4354.1911 | 4596.7215 | 4783.3323 | 4483.5022 | 4610.5619 | 4745.9499 | 4840.5501 | 4939.776
Scenario 4: Reference ZEAS Phase In | SCE | Com | HVAC | Com - Warehouse | Rate Impact Measure Test | Fuel Substitution | 416965.1676 | 432584.4016 | 443916.2883 | 452566.4707 | 32.6847 | 34.0535 | 34.6709 | 34.6807 | 0 | 0 | 0 | 0 | 0
Scenario 4: Reference ZEAS Phase In | SCE | Com | HVAC | Com - Warehouse | Total Resource Cost Test | Energy Efficiency | 4062.2016 | 4403.9873 | 4720.355 | 5041.0348 | 5511.1503 | 5879.4478 | 6170.6542 | 6404.5292 | 4483.5022 | 4610.5619 | 4745.9499 | 4840.5501 | 4939.776
Scenario 4: Reference ZEAS Phase In | SCE | Com | HVAC | Com - Warehouse | Total Resource Cost Test | Fuel Substitution | 431221.229 | 449554.5477 | 463825.1621 | 475407.0732 | 63.5831 | 42.4324 | 42.9616 | 42.8438 | 0 | 0 | 0 | 0 | 0
Scenario 4: Reference ZEAS Phase In | SCE | Com | Lighting | Com - College | Participant Cost Test | Energy Efficiency | 0 | 37889.0545 | 49987.413 | 50458.4078 | 49694.6603 | 48624.4132 | 46634.9487 | 43506.9708 | 37414.6841 | 32343.9559 | 26462.1645 | 19952.1086 | 12215.8613
Scenario 4: Reference ZEAS Phase In | SCE | Com | Lighting | Com - College | Program Administrator Cost Test | Energy Efficiency | 0 | 17426.4367 | 25395.9432 | 28491.3865 | 31530.9564 | 34898.7583 | 37813.9722 | 40131.9208 | 42333.037 | 44249.3633 | 46442.513 | 49160.9207 | 51706.7276
Scenario 4: Reference ZEAS Phase In | SCE | Com | Lighting | Com - College | Rate Impact Measure Test | Energy Efficiency | 0 | 17426.4367 | 25395.9432 | 28491.3865 | 31530.9564 | 34898.7583 | 37813.9722 | 40131.9208 | 42333.037 | 44249.3633 | 46442.513 | 49160.9207 | 51706.7276
Scenario 4: Reference ZEAS Phase In | SCE | Com | Lighting | Com - College | Total Resource Cost Test | Energy Efficiency | 0 | 18523.7113 | 26916.6798 | 30119.0778 | 33244.3896 | 36709.4327 | 39714.6933 | 42106.4769 | 42333.037 | 44249.3633 | 46442.513 | 49160.9207 | 51706.7276
Scenario 4: Reference ZEAS Phase In | SCE | Com | Lighting | Com - Grocery | Participant Cost Test | Energy Efficiency | 270514.7182 | 272939.3836 | 270302.5047 | 264156.0286 | 255481.1176 | 243047.6987 | 226792.2614 | 207744.37 | 179524.0093 | 153298.4521 | 123980.7068 | 91063.8213 | 54687.5223
Scenario 4: Reference ZEAS Phase In | SCE | Com | Lighting | Com - Grocery | Program Administrator Cost Test | Energy Efficiency | 118344.0155 | 131276.913 | 143737.9476 | 156294.9182 | 170071.7948 | 183284.8773 | 193559.1129 | 202145.2097 | 210088.8897 | 216901.4587 | 224943.4781 | 231692.733 | 238146.6206
Scenario 4: Reference ZEAS Phase In | SCE | Com | Lighting | Com - Grocery | Rate Impact Measure Test | Energy Efficiency | 118344.0155 | 131276.913 | 143737.9476 | 156294.9182 | 170071.7948 | 183284.8773 | 193559.1129 | 202145.2097 | 210088.8897 | 216901.4587 | 224943.4781 | 231692.733 | 238146.6206
Scenario 4: Reference ZEAS Phase In | SCE | Com | Lighting | Com - Grocery | Total Resource Cost Test | Energy Efficiency | 122663.4633 | 135817.7969 | 148466.1038 | 161199.7064 | 175148.3149 | 188508.2194 | 198903.03 | 207607.9676 | 210088.8897 | 216901.4587 | 224943.4781 | 231692.733 | 238146.6206
Scenario 4: Reference ZEAS Phase In | SCE | Com | Lighting | Com - Health | Participant Cost Test | Energy Efficiency | 306036.7555 | 309485.606 | 309159.4632 | 301318.0288 | 291447.7192 | 276901.8781 | 259649.9444 | 237165.074 | 201844.2848 | 171116.1452 | 137044.7881 | 100809.8402 | 60692.6223
Scenario 4: Reference ZEAS Phase In | SCE | Com | Lighting | Com - Health | Program Administrator Cost Test | Energy Efficiency | 129557.3866 | 143980.0136 | 158922.6678 | 172214.9225 | 187260.203 | 201358.3015 | 213453.3612 | 221984.4751 | 229907.532 | 235666.4127 | 242108.43 | 249973.7251 | 258347.9189
Scenario 4: Reference ZEAS Phase In | SCE | Com | Lighting | Com - Health | Rate Impact Measure Test | Energy Efficiency | 129557.3866 | 143980.0136 | 158922.6678 | 172214.9225 | 187260.203 | 201358.3015 | 213453.3612 | 221984.4751 | 229907.532 | 235666.4127 | 242108.43 | 249973.7251 | 258347.9189
Scenario 4: Reference ZEAS Phase In | SCE | Com | Lighting | Com - Health | Total Resource Cost Test | Energy Efficiency | 136617.6003 | 151416.1141 | 166728.3909 | 180284.8217 | 195606.918 | 209927.5167 | 222253.941 | 230943.1809 | 229907.532 | 235666.4127 | 242108.43 | 249973.7251 | 258347.9189
Scenario 4: Reference ZEAS Phase In | SCE | Com | Lighting | Com - Lodging | Participant Cost Test | Energy Efficiency | 0 | 0 | 0 | 0 | 0 | 0 | 0 | 0 | 0 | 0 | 0 | 0 | 0
Scenario 4: Reference ZEAS Phase In | SCE | Com | Lighting | Com - Lodging | Program Administrator Cost Test | Energy Efficiency | 0 | 0 | 0 | 0 | 0 | 0 | 0 | 0 | 0 | 0 | 0 | 0 | 0
Scenario 4: Reference ZEAS Phase In | SCE | Com | Lighting | Com - Lodging | Rate Impact Measure Test | Energy Efficiency | 0 | 0 | 0 | 0 | 0 | 0 | 0 | 0 | 0 | 0 | 0 | 0 | 0
Scenario 4: Reference ZEAS Phase In | SCE | Com | Lighting | Com - Lodging | Total Resource Cost Test | Energy Efficiency | 0 | 0 | 0 | 0 | 0 | 0 | 0 | 0 | 0 | 0 | 0 | 0 | 0
Scenario 4: Reference ZEAS Phase In | SCE | Com | Lighting | Com - Office (Large) | Participant Cost Test | Energy Efficiency | 0 | 132424.6262 | 227603.5009 | 226325.7525 | 222708.9298 | 215649.4095 | 204467.771 | 189984.2427 | 158195.836 | 135730.902 | 110262.1981 | 81132.0305 | 48599.5807
Scenario 4: Reference ZEAS Phase In | SCE | Com | Lighting | Com - Office (Large) | Program Administrator Cost Test | Energy Efficiency | 0 | 58827.8195 | 111586.4361 | 123184.2664 | 136033.0674 | 148768.0427 | 159051.8686 | 167709.4395 | 175328.7128 | 181900.182 | 189612.3227 | 196005.7332 | 202144.8315
Scenario 4: Reference ZEAS Phase In | SCE | Com | Lighting | Com - Office (Large) | Rate Impact Measure Test | Energy Efficiency | 0 | 58827.8195 | 111586.4361 | 123184.2664 | 136033.0674 | 148768.0427 | 159051.8686 | 167709.4395 | 175328.7128 | 181900.182 | 189612.3227 | 196005.7332 | 202144.8315
Scenario 4: Reference ZEAS Phase In | SCE | Com | Lighting | Com - Office (Large) | Total Resource Cost Test | Energy Efficiency | 0 | 64576.2815 | 121956.0649 | 134105.6047 | 147505.003 | 160746.5357 | 171458.8759 | 180515.0178 | 175328.7128 | 181900.182 | 189612.3227 | 196005.7332 | 202144.8315
Scenario 4: Reference ZEAS Phase In | SCE | Com | Lighting | Com - Office (Small) | Participant Cost Test | Energy Efficiency | 0 | 0 | 0 | 0 | 0 | 0 | 0 | 0 | 0 | 0 | 0 | 0 | 0
Scenario 4: Reference ZEAS Phase In | SCE | Com | Lighting | Com - Office (Small) | Program Administrator Cost Test | Energy Efficiency | 0 | 0 | 0 | 0 | 0 | 0 | 0 | 0 | 0 | 0 | 0 | 0 | 0
Scenario 4: Reference ZEAS Phase In | SCE | Com | Lighting | Com - Office (Small) | Rate Impact Measure Test | Energy Efficiency | 0 | 0 | 0 | 0 | 0 | 0 | 0 | 0 | 0 | 0 | 0 | 0 | 0
Scenario 4: Reference ZEAS Phase In | SCE | Com | Lighting | Com - Office (Small) | Total Resource Cost Test | Energy Efficiency | 0 | 0 | 0 | 0 | 0 | 0 | 0 | 0 | 0 | 0 | 0 | 0 | 0
Scenario 4: Reference ZEAS Phase In | SCE | Com | Lighting | Com - Other | Participant Cost Test | Energy Efficiency | 0 | 0 | 0 | 0 | 0 | 0 | 0 | 0 | 0 | 0 | 0 | 0 | 0
Scenario 4: Reference ZEAS Phase In | SCE | Com | Lighting | Com - Other | Program Administrator Cost Test | Energy Efficiency | 0 | 0 | 0 | 0 | 0 | 0 | 0 | 0 | 0 | 0 | 0 | 0 | 0
Scenario 4: Reference ZEAS Phase In | SCE | Com | Lighting | Com - Other | Rate Impact Measure Test | Energy Efficiency | 0 | 0 | 0 | 0 | 0 | 0 | 0 | 0 | 0 | 0 | 0 | 0 | 0
Scenario 4: Reference ZEAS Phase In | SCE | Com | Lighting | Com - Other | Total Resource Cost Test | Energy Efficiency | 0 | 0 | 0 | 0 | 0 | 0 | 0 | 0 | 0 | 0 | 0 | 0 | 0
Scenario 4: Reference ZEAS Phase In | SCE | Com | Lighting | Com - Refrig. Warehouse | Participant Cost Test | Energy Efficiency | 20707.3662 | 6137.7988 | 6074.6992 | 5887.7628 | 5655.9344 | 5366.1495 | 5010.4292 | 4571.8566 | 4001.4935 | 3420.9746 | 2762.2502 | 2029.9256 | 1212.6839
Scenario 4: Reference ZEAS Phase In | SCE | Com | Lighting | Com - Refrig. Warehouse | Program Administrator Cost Test | Energy Efficiency | 8544.2586 | 2784.2606 | 3046.2732 | 3284.7255 | 3550.3292 | 3816.8355 | 4035.5521 | 4202.2623 | 4368.0195 | 4515.6787 | 4679.5104 | 4833.5653 | 4979.4944
Scenario 4: Reference ZEAS Phase In | SCE | Com | Lighting | Com - Refrig. Warehouse | Rate Impact Measure Test | Energy Efficiency | 8544.2586 | 2784.2606 | 3046.2732 | 3284.7255 | 3550.3292 | 3816.8355 | 4035.5521 | 4202.2623 | 4368.0195 | 4515.6787 | 4679.5104 | 4833.5653 | 4979.4944
Scenario 4: Reference ZEAS Phase In | SCE | Com | Lighting | Com - Refrig. Warehouse | Total Resource Cost Test | Energy Efficiency | 8721.5096 | 2839.0013 | 3103.2308 | 3343.3192 | 3610.5701 | 3878.6695 | 4098.8898 | 4266.8211 | 4368.0195 | 4515.6787 | 4679.5104 | 4833.5653 | 4979.4944
Scenario 4: Reference ZEAS Phase In | SCE | Com | Lighting | Com - Restaurant | Participant Cost Test | Energy Efficiency | 178645.2661 | 180810.7855 | 180178.7022 | 176909.9041 | 171609.4348 | 163268.9614 | 152358.1634 | 139358.9656 | 122325.2158 | 104537.5753 | 84528.1454 | 62031.3704 | 37105.0855
Scenario 4: Reference ZEAS Phase In | SCE | Com | Lighting | Com - Restaurant | Program Administrator Cost Test | Energy Efficiency | 76089.6508 | 84684.6513 | 93318.8595 | 101975.1148 | 111343.0674 | 120079.9204 | 126939.041 | 132560.4072 | 137833.7734 | 142427.0672 | 147747.3916 | 152240.5312 | 156508.4859
Scenario 4: Reference ZEAS Phase In | SCE | Com | Lighting | Com - Restaurant | Rate Impact Measure Test | Energy Efficiency | 76089.6508 | 84684.6513 | 93318.8595 | 101975.1148 | 111343.0674 | 120079.9204 | 126939.041 | 132560.4072 | 137833.7734 | 142427.0672 | 147747.3916 | 152240.5312 | 156508.4859
Scenario 4: Reference ZEAS Phase In | SCE | Com | Lighting | Com - Restaurant | Total Resource Cost Test | Energy Efficiency | 77333.6599 | 85996.821 | 94693.9741 | 103408.7336 | 112832.0012 | 121613.0682 | 128509.2069 | 134165.4201 | 137833.7734 | 142427.0672 | 147747.3916 | 152240.5312 | 156508.4859
Scenario 4: Reference ZEAS Phase In | SCE | Com | Lighting | Com - Retail | Participant Cost Test | Energy Efficiency | 1323124.2436 | 1342377.4798 | 1339068.2423 | 1320084.9483 | 1289151.6949 | 1240933.7692 | 1175835.5969 | 1098014.5048 | 762396.7356 | 650117.0547 | 524566.4648 | 383947.0367 | 228905.4976
Scenario 4: Reference ZEAS Phase In | SCE | Com | Lighting | Com - Retail | Program Administrator Cost Test | Energy Efficiency | 479583.5523 | 531941.4968 | 582471.7308 | 633218.8402 | 688416.5846 | 741074.9805 | 782017.7867 | 815520.2102 | 845979.7998 | 872300.0833 | 903138.2646 | 928634.2888 | 953077.1786
Scenario 4: Reference ZEAS Phase In | SCE | Com | Lighting | Com - Retail | Rate Impact Measure Test | Energy Efficiency | 479583.5523 | 531941.4968 | 582471.7308 | 633218.8402 | 688416.5846 | 741074.9805 | 782017.7867 | 815520.2102 | 845979.7998 | 872300.0833 | 903138.2646 | 928634.2888 | 953077.1786
Scenario 4: Reference ZEAS Phase In | SCE | Com | Lighting | Com - Retail | Total Resource Cost Test | Energy Efficiency | 668164.442 | 730177.5867 | 788903.3194 | 847322.2225 | 909824.0267 | 968638.6848 | 1014662.3205 | 1052998.5727 | 845979.7998 | 872300.0833 | 903138.2646 | 928634.2888 | 953077.1786
Scenario 4: Reference ZEAS Phase In | SCE | Com | Lighting | Com - School | Participant Cost Test | Energy Efficiency | 0 | 0 | 0 | 0 | 0 | 0 | 0 | 0 | 0 | 0 | 0 | 0 | 0
Scenario 4: Reference ZEAS Phase In | SCE | Com | Lighting | Com - School | Program Administrator Cost Test | Energy Efficiency | 0 | 0 | 0 | 0 | 0 | 0 | 0 | 0 | 0 | 0 | 0 | 0 | 0
Scenario 4: Reference ZEAS Phase In | SCE | Com | Lighting | Com - School | Rate Impact Measure Test | Energy Efficiency | 0 | 0 | 0 | 0 | 0 | 0 | 0 | 0 | 0 | 0 | 0 | 0 | 0
Scenario 4: Reference ZEAS Phase In | SCE | Com | Lighting | Com - School | Total Resource Cost Test | Energy Efficiency | 0 | 0 | 0 | 0 | 0 | 0 | 0 | 0 | 0 | 0 | 0 | 0 | 0
Scenario 4: Reference ZEAS Phase In | SCE | Com | Lighting | Com - Warehouse | Participant Cost Test | Energy Efficiency | 24104.2107 | 25321.9154 | 26061.4287 | 26475.4378 | 26639.2074 | 57959.9873 | 61877.2184 | 57807.8191 | 9401.7771 | 0 | 0 | 0 | 0
Scenario 4: Reference ZEAS Phase In | SCE | Com | Lighting | Com - Warehouse | Program Administrator Cost Test | Energy Efficiency | 9008.2856 | 10354.8831 | 11711.2782 | 13137.613 | 14739.416 | 35360.2812 | 42075.5286 | 44024.8259 | 10389.5475 | 0 | 0 | 0 | 0
Scenario 4: Reference ZEAS Phase In | SCE | Com | Lighting | Com - Warehouse | Rate Impact Measure Test | Energy Efficiency | 9008.2856 | 10354.8831 | 11711.2782 | 13137.613 | 14739.416 | 35360.2812 | 42075.5286 | 44024.8259 | 10389.5475 | 0 | 0 | 0 | 0
Scenario 4: Reference ZEAS Phase In | SCE | Com | Lighting | Com - Warehouse | Total Resource Cost Test | Energy Efficiency | 11972.6978 | 13584.3257 | 15184.7962 | 16855.1092 | 18706.6328 | 44728.5672 | 52900.4142 | 55106.5296 | 10389.5475 | 0 | 0 | 0 | 0
Scenario 4: Reference ZEAS Phase In | SCE | Com | WaterHeat | Com - College | Participant Cost Test | Energy Efficiency | 1503.3411 | 1736.3798 | 1991.1742 | 2259.667 | 2526.2266 | 2806.1624 | 3069.1535 | 3283.9944 | 3189.6051 | 3164.2314 | 2954.3239 | 2484.863 | 1588.3843
Scenario 4: Reference ZEAS Phase In | SCE | Com | WaterHeat | Com - College | Participant Cost Test | Fuel Substitution | 910242.027 | 894501.3335 | 985351.4575 | 2156890.4477 | 3434342.4459 | 3173716.1912 | 2980534.8575 | 2741638.6253 | 2220571.2511 | 1854491.9289 | 1443396.0994 | 1000878.681 | 534946.4125
Scenario 4: Reference ZEAS Phase In | SCE | Com | WaterHeat | Com - College | Program Administrator Cost Test | Energy Efficiency | 371.0542 | 472.2541 | 600.6034 | 761.314 | 962.3093 | 1217.1512 | 1512.3472 | 1848.6133 | 2252.8254 | 2731.9606 | 3334.5601 | 4083.462 | 4953.2152
Scenario 4: Reference ZEAS Phase In | SCE | Com | WaterHeat | Com - College | Program Administrator Cost Test | Fuel Substitution | 3324111.9066 | 3438531.2557 | 2881773.8353 | 2465569.7577 | 2440111.1187 | 2758070.985 | 2402507.5845 | 2512907.9521 | 2606294.2523 | 2658227.7503 | 2699369.6938 | 2713130.6423 | 2713786.1806
Scenario 4: Reference ZEAS Phase In | SCE | Com | WaterHeat | Com - College | Rate Impact Measure Test | Energy Efficiency | 371.0542 | 472.2541 | 600.6034 | 761.314 | 962.3093 | 1217.1512 | 1512.3472 | 1848.6133 | 2252.8254 | 2731.9606 | 3334.5601 | 4083.462 | 4953.2152
Scenario 4: Reference ZEAS Phase In | SCE | Com | WaterHeat | Com - College | Rate Impact Measure Test | Fuel Substitution | 4274347.0119 | 4319275.6259 | 2929102.0104 | 2505673.5828 | 2474111.0817 | 2786469.7826 | 2402507.5845 | 2512907.9521 | 2606294.2523 | 2658227.7503 | 2699369.6938 | 2713130.6423 | 2713786.1806
Scenario 4: Reference ZEAS Phase In | SCE | Com | WaterHeat | Com - College | Total Resource Cost Test | Energy Efficiency | 425.6321 | 537.9372 | 679.7945 | 856.7095 | 1076.465 | 1354.3615 | 1677.0169 | 2045.4965 | 2252.8254 | 2731.9606 | 3334.5601 | 4083.462 | 4953.2152
Scenario 4: Reference ZEAS Phase In | SCE | Com | WaterHeat | Com - College | Total Resource Cost Test | Fuel Substitution | 4129442.8652 | 4230039.3432 | 3611539.5411 | 3128045.5243 | 2981467.5657 | 3004800.6829 | 2608208.9227 | 2730408.6732 | 2606294.2523 | 2658227.7503 | 2699369.6938 | 2713130.6423 | 2713786.1806
Scenario 4: Reference ZEAS Phase In | SCE | Com | WaterHeat | Com - Grocery | Participant Cost Test | Energy Efficiency | 5985.0327 | 6910.0461 | 7879.4217 | 8898.4444 | 9971.4447 | 11030.7157 | 12006.0238 | 12837.6283 | 12666.664 | 12575.6149 | 11738.0154 | 9766.2299 | 6177.4938
Scenario 4: Reference ZEAS Phase In | SCE | Com | WaterHeat | Com - Grocery | Participant Cost Test | Fuel Substitution | 16752.4284 | 16315.9587 | 15913.559 | 15585.819 | 15326.2462 | 15123.446 | 0 | 0 | 0 | 0 | 0 | 0 | 0
Scenario 4: Reference ZEAS Phase In | SCE | Com | WaterHeat | Com - Grocery | Program Administrator Cost Test | Energy Efficiency | 1494.5409 | 1902.4284 | 2407.4987 | 3039.4693 | 3854.9152 | 4861.9478 | 6021.7843 | 7371.7768 | 8996.3698 | 10931.9081 | 13367.0489 | 16258.8154 | 19747.9501
Scenario 4: Reference ZEAS Phase In | SCE | Com | WaterHeat | Com - Grocery | Program Administrator Cost Test | Fuel Substitution | 128152.441 | 131488.8281 | 135135.7725 | 139505.7128 | 144643.5496 | 150543.4132 | 0 | 0 | 0 | 0 | 0 | 0 | 0
Scenario 4: Reference ZEAS Phase In | SCE | Com | WaterHeat | Com - Grocery | Rate Impact Measure Test | Energy Efficiency | 1494.5409 | 1902.4284 | 2407.4987 | 3039.4693 | 3854.9152 | 4861.9478 | 6021.7843 | 7371.7768 | 8996.3698 | 10931.9081 | 13367.0489 | 16258.8154 | 19747.9501
Scenario 4: Reference ZEAS Phase In | SCE | Com | WaterHeat | Com - Grocery | Rate Impact Measure Test | Fuel Substitution | 144408.9868 | 146122.6176 | 147981.5202 | 150530.2018 | 154046.206 | 158446.1447 | 0 | 0 | 0 | 0 | 0 | 0 | 0
Scenario 4: Reference ZEAS Phase In | SCE | Com | WaterHeat | Com - Grocery | Total Resource Cost Test | Energy Efficiency | 1658.3224 | 2099.5635 | 2643.9994 | 3323.2215 | 4195.6176 | 5270.2958 | 6510.285 | 7956.7183 | 8996.3698 | 10931.9081 | 13367.0489 | 16258.8154 | 19747.9501
Scenario 4: Reference ZEAS Phase In | SCE | Com | WaterHeat | Com - Grocery | Total Resource Cost Test | Fuel Substitution | 140545.7136 | 143559.205 | 146908.4585 | 151035.9401 | 155981.7475 | 161731.5814 | 0 | 0 | 0 | 0 | 0 | 0 | 0
Scenario 4: Reference ZEAS Phase In | SCE | Com | WaterHeat | Com - Health | Participant Cost Test | Energy Efficiency | 9445.5822 | 10960.5165 | 12606.431 | 14252.1838 | 16012.3409 | 17740.2336 | 19409.9843 | 20759.8998 | 20325.7312 | 20124.9515 | 18701.921 | 15589.7829 | 9877.1637
Scenario 4: Reference ZEAS Phase In | SCE | Com | WaterHeat | Com - Health | Participant Cost Test | Fuel Substitution | 1908328.5342 | 1881483.9635 | 2192609.1263 | 5076987.5715 | 8315127.9139 | 7956891.1959 | 7501558.8157 | 6957347.9596 | 5576614.2016 | 4665110.0546 | 3630659.431 | 2509371.303 | 1322702.6343
Scenario 4: Reference ZEAS Phase In | SCE | Com | WaterHeat | Com - Health | Program Administrator Cost Test | Energy Efficiency | 2349.3986 | 3005.2255 | 3835.2612 | 4846.0203 | 6160.2229 | 7778.2388 | 9679.3921 | 11844.5581 | 14453.8181 | 17520.7879 | 21339.2129 | 26028.4308 | 31749.8822
Scenario 4: Reference ZEAS Phase In | SCE | Com | WaterHeat | Com - Health | Program Administrator Cost Test | Fuel Substitution | 8399075.7584 | 8705443.2731 | 7238097.184 | 6427910.9684 | 6505600.115 | 7358611.368 | 6025284.0137 | 6334167.7591 | 6602308.7954 | 6756826.5605 | 6880334.2051 | 6931534.8077 | 6947606.8259
Scenario 4: Reference ZEAS Phase In | SCE | Com | WaterHeat | Com - Health | Rate Impact Measure Test | Energy Efficiency | 2349.3986 | 3005.2255 | 3835.2612 | 4846.0203 | 6160.2229 | 7778.2388 | 9679.3921 | 11844.5581 | 14453.8181 | 17520.7879 | 21339.2129 | 26028.4308 | 31749.8822
Scenario 4: Reference ZEAS Phase In | SCE | Com | WaterHeat | Com - Health | Rate Impact Measure Test | Fuel Substitution | 10672665.5774 | 10815041.9216 | 7377799.6824 | 6546804.4112 | 6606165.5665 | 7442268.409 | 6025284.0137 | 6334167.7591 | 6602308.7954 | 6756826.5605 | 6880334.2051 | 6931534.8077 | 6947606.8259
Scenario 4: Reference ZEAS Phase In | SCE | Com | WaterHeat | Com - Health | Total Resource Cost Test | Energy Efficiency | 2648.9156 | 3367.5023 | 4273.5588 | 5372.3216 | 6793.6031 | 8538.2313 | 10592.8654 | 12937.9275 | 14453.8181 | 17520.7879 | 21339.2129 | 26028.4308 | 31749.8822
Scenario 4: Reference ZEAS Phase In | SCE | Com | WaterHeat | Com - Health | Total Resource Cost Test | Fuel Substitution | 10100613.4262 | 10380636.9352 | 8774362.5737 | 7838841.9354 | 7681437.6159 | 8047373.1209 | 6614275.7838 | 6976714.1174 | 6602308.7954 | 6756826.5605 | 6880334.2051 | 6931534.8077 | 6947606.8259
Scenario 4: Reference ZEAS Phase In | SCE | Com | WaterHeat | Com - Lodging | Participant Cost Test | Energy Efficiency | 2000.2027 | 2330.3166 | 2686.7469 | 3059.5049 | 3457.848 | 3862.9912 | 4254.1631 | 4602.6921 | 4207.7584 | 4189.3283 | 3918.3446 | 3264.6211 | 2059.789
Scenario 4: Reference ZEAS Phase In | SCE | Com | WaterHeat | Com - Lodging | Participant Cost Test | Fuel Substitution | 7249785.9264 | 7125040.1764 | 7002762.7367 | 9483360.2023 | 12032778.7751 | 9356180.1019 | 8424158.0315 | 7970747.1378 | 5667322.5702 | 4742581.0875 | 3689926.8423 | 2545608.1083 | 1334311.0833
Scenario 4: Reference ZEAS Phase In | SCE | Com | WaterHeat | Com - Lodging | Program Administrator Cost Test | Energy Efficiency | 476.4578 | 610.8156 | 779.6375 | 989.416 | 1260.8639 | 1598.4338 | 1991.0918 | 2446.8098 | 2995.8493 | 3652.7264 | 4479.7008 | 5466.2821 | 6658.0884
Scenario 4: Reference ZEAS Phase In | SCE | Com | WaterHeat | Com - Lodging | Program Administrator Cost Test | Fuel Substitution | 8371516.3448 | 8663805.8312 | 7611748.9042 | 6762002.3647 | 6878515.9098 | 7762883.1775 | 6100728.1116 | 6430691.6936 | 6724800.8535 | 6888025.6492 | 7017918.5284 | 7068829.2479 | 7079725.6924
Scenario 4: Reference ZEAS Phase In | SCE | Com | WaterHeat | Com - Lodging | Rate Impact Measure Test | Energy Efficiency | 476.4578 | 610.8156 | 779.6375 | 989.416 | 1260.8639 | 1598.4338 | 1991.0918 | 2446.8098 | 2995.8493 | 3652.7264 | 4479.7008 | 5466.2821 | 6658.0884
Scenario 4: Reference ZEAS Phase In | SCE | Com | WaterHeat | Com - Lodging | Rate Impact Measure Test | Fuel Substitution | 10755347.8282 | 10873334.2419 | 7801811.661 | 6925702.4419 | 7018855.1645 | 7881477.6203 | 6100728.1116 | 6430691.6936 | 6724800.8535 | 6888025.6492 | 7017918.5284 | 7068829.2479 | 7079725.6924
Scenario 4: Reference ZEAS Phase In | SCE | Com | WaterHeat | Com - Lodging | Total Resource Cost Test | Energy Efficiency | 622.8276 | 788.2493 | 994.3362 | 1248.351 | 1573.2551 | 1974.7779 | 2443.8867 | 2991.0752 | 2995.8493 | 3652.7264 | 4479.7008 | 5466.2821 | 6658.0884
Scenario 4: Reference ZEAS Phase In | SCE | Com | WaterHeat | Com - Lodging | Total Resource Cost Test | Fuel Substitution | 15438379.4617 | 15606942.1369 | 14079756.0005 | 12620633.4012 | 11694745.6696 | 9766219.9339 | 7537350.9101 | 8002599.0005 | 6724800.8535 | 6888025.6492 | 7017918.5284 | 7068829.2479 | 7079725.6924
Scenario 4: Reference ZEAS Phase In | SCE | Com | WaterHeat | Com - Office (Large) | Participant Cost Test | Energy Efficiency | 5509.719 | 6405.6398 | 7344.2608 | 8323.6971 | 9359.1848 | 10393.6906 | 11350.4998 | 12173.173 | 11585.7238 | 11481.5057 | 10713.3717 | 8928.0036 | 5714.2506
Scenario 4: Reference ZEAS Phase In | SCE | Com | WaterHeat | Com - Office (Large) | Participant Cost Test | Fuel Substitution | 817740.3246 | 802064.9002 | 895162.8658 | 1773461.8454 | 2712022.3772 | 2461777.0925 | 2351869.3114 | 2211442.87 | 1717546.9214 | 1432973.4417 | 1112695.6792 | 768769.0746 | 409651.5396
Scenario 4: Reference ZEAS Phase In | SCE | Com | WaterHeat | Com - Office (Large) | Program Administrator Cost Test | Energy Efficiency | 1343.5651 | 1720.3555 | 2186.0783 | 2765.1347 | 3511.7716 | 4435.125 | 5493.6261 | 6716.5014 | 8170.4857 | 9894.393 | 12062.6895 | 14619.5273 | 17699.2291
Scenario 4: Reference ZEAS Phase In | SCE | Com | WaterHeat | Com - Office (Large) | Program Administrator Cost Test | Fuel Substitution | 2159801.3435 | 2232166.7629 | 1959507.527 | 1639140.6089 | 1604694.6254 | 1836018.9771 | 1822464.6034 | 1934503.7574 | 2013204.2964 | 2050688.2673 | 2076544.3343 | 2077643.7333 | 2066499.2573
Scenario 4: Reference ZEAS Phase In | SCE | Com | WaterHeat | Com - Office (Large) | Rate Impact Measure Test | Energy Efficiency | 1343.5651 | 1720.3555 | 2186.0783 | 2765.1347 | 3511.7716 | 4435.125 | 5493.6261 | 6716.5014 | 8170.4857 | 9894.393 | 12062.6895 | 14619.5273 | 17699.2291
Scenario 4: Reference ZEAS Phase In | SCE | Com | WaterHeat | Com - Office (Large) | Rate Impact Measure Test | Fuel Substitution | 2797311.2921 | 2822161.6121 | 1972186.2789 | 1649754.2954 | 1613697.7233 | 1843532.8239 | 1822464.6034 | 1934503.7574 | 2013204.2964 | 2050688.2673 | 2076544.3343 | 2077643.7333 | 2066499.2573
Scenario 4: Reference ZEAS Phase In | SCE | Com | WaterHeat | Com - Office (Large) | Total Resource Cost Test | Energy Efficiency | 1603.8886 | 2035.5448 | 2565.7688 | 3221.545 | 4060.5338 | 5093.7281 | 6281.5726 | 7658.7837 | 8170.4857 | 9894.393 | 12062.6895 | 14619.5273 | 17699.2291
Scenario 4: Reference ZEAS Phase In | SCE | Com | WaterHeat | Com - Office (Large) | Total Resource Cost Test | Fuel Substitution | 2909687.3748 | 2967666.5527 | 2662498.0729 | 2278361.3334 | 2120842.0339 | 2079058.7809 | 2067344.2799 | 2200587.3617 | 2013204.2964 | 2050688.2673 | 2076544.3343 | 2077643.7333 | 2066499.2573
Scenario 4: Reference ZEAS Phase In | SCE | Com | WaterHeat | Com - Office (Small) | Participant Cost Test | Energy Efficiency | 1195.9528 | 1381.0879 | 1577.007 | 1780.1579 | 1351.288 | 6268.339 | 2302.6364 | 2519.1608 | 2549.0835 | 2561.2951 | 2412.3192 | 2026.8961 | 1307.6939
Scenario 4: Reference ZEAS Phase In | SCE | Com | WaterHeat | Com - Office (Small) | Participant Cost Test | Fuel Substitution | 59585.1246 | 58407.9389 | 75287.8944 | 285214.7828 | 452651.1524 | 503402.2717 | 490397.2586 | 459171.5444 | 390406.8679 | 325988.1715 | 253629.7415 | 175838.4912 | 94255.0453
Scenario 4: Reference ZEAS Phase In | SCE | Com | WaterHeat | Com - Office (Small) | Program Administrator Cost Test | Energy Efficiency | 299.0612 | 380.7552 | 482.5007 | 608.882 | 523.1131 | 2766.64 | 1156.5155 | 1448.6234 | 1794.8909 | 2203.0708 | 2709.4654 | 3307.1613 | 4023.0822
Scenario 4: Reference ZEAS Phase In | SCE | Com | WaterHeat | Com - Office (Small) | Program Administrator Cost Test | Fuel Substitution | 544549.5927 | 562361.0382 | 454561.0705 | 374490.1271 | 319111.3924 | 404688.0567 | 409831.3467 | 439308.4236 | 457009.461 | 465761.3545 | 472339.9634 | 473771.3599 | 472776.3955
Scenario 4: Reference ZEAS Phase In | SCE | Com | WaterHeat | Com - Office (Small) | Rate Impact Measure Test | Energy Efficiency | 299.0612 | 380.7552 | 482.5007 | 608.882 | 523.1131 | 2766.64 | 1156.5155 | 1448.6234 | 1794.8909 | 2203.0708 | 2709.4654 | 3307.1613 | 4023.0822
Scenario 4: Reference ZEAS Phase In | SCE | Com | WaterHeat | Com - Office (Small) | Rate Impact Measure Test | Fuel Substitution | 710546.0479 | 715957.5891 | 457755.6995 | 377163.9934 | 321095.182 | 406740.7336 | 409831.3467 | 439308.4236 | 457009.461 | 465761.3545 | 472339.9634 | 473771.3599 | 472776.3955
Scenario 4: Reference ZEAS Phase In | SCE | Com | WaterHeat | Com - Office (Small) | Total Resource Cost Test | Energy Efficiency | 325.7743 | 412.9147 | 521.1349 | 655.2141 | 560.7977 | 2956.0401 | 1232.9868 | 1542.3155 | 1794.8909 | 2203.0708 | 2709.4654 | 3307.1613 | 4023.0822
Scenario 4: Reference ZEAS Phase In | SCE | Com | WaterHeat | Com - Office (Small) | Total Resource Cost Test | Fuel Substitution | 587107.8749 | 604078.8179 | 489825.7207 | 403215.9642 | 333476.4983 | 422003.5974 | 425953.0541 | 456212.75 | 457009.461 | 465761.3545 | 472339.9634 | 473771.3599 | 472776.3955
Scenario 4: Reference ZEAS Phase In | SCE | Com | WaterHeat | Com - Other | Participant Cost Test | Energy Efficiency | 77647.943 | 90076.6377 | 103386.565 | 117324.9027 | 131897.5198 | 146572.2063 | 160711.9837 | 172850.4047 | 163552.0934 | 162867.2778 | 152463.6997 | 127373.6888 | 81215.3032
Scenario 4: Reference ZEAS Phase In | SCE | Com | WaterHeat | Com - Other | Participant Cost Test | Fuel Substitution | 14777696.7301 | 14525006.4955 | 14664976.5299 | 28700165.5448 | 43689560.3646 | 40768443.7407 | 38324448.3759 | 35896561.7272 | 27119738.8287 | 22691761.3246 | 17674961.044 | 12242092.305 | 6509913.4275
Scenario 4: Reference ZEAS Phase In | SCE | Com | WaterHeat | Com - Other | Program Administrator Cost Test | Energy Efficiency | 18871.8559 | 24109.0708 | 30664.5981 | 38830.4111 | 49296.5033 | 62282.3453 | 77432.3191 | 94895.0381 | 115864.2957 | 141135.7951 | 172913.3427 | 210786.0696 | 256661.0083
Scenario 4: Reference ZEAS Phase In | SCE | Com | WaterHeat | Com - Other | Program Administrator Cost Test | Fuel Substitution | 42044757.8036 | 43489091.3816 | 36233435.542 | 31066464.0358 | 30639504.2855 | 35016959.4955 | 29064646.0833 | 30574995.8368 | 31911693.3005 | 32627922.5476 | 33189164.3295 | 33381154.3543 | 33392201.4108
Scenario 4: Reference ZEAS Phase In | SCE | Com | WaterHeat | Com - Other | Rate Impact Measure Test | Energy Efficiency | 18871.8559 | 24109.0708 | 30664.5981 | 38830.4111 | 49296.5033 | 62282.3453 | 77432.3191 | 94895.0381 | 115864.2957 | 141135.7951 | 172913.3427 | 210786.0696 | 256661.0083
Scenario 4: Reference ZEAS Phase In | SCE | Com | WaterHeat | Com - Other | Rate Impact Measure Test | Fuel Substitution | 54860618.6706 | 55372650.4055 | 37115475.0873 | 31822650.0224 | 31280369.7971 | 35576255.2817 | 29064646.0833 | 30574995.8368 | 31911693.3005 | 32627922.5476 | 33189164.3295 | 33381154.3543 | 33392201.4108
Scenario 4: Reference ZEAS Phase In | SCE | Com | WaterHeat | Com - Other | Total Resource Cost Test | Energy Efficiency | 22931.8319 | 29013.4945 | 36578.2466 | 45946.8923 | 57849.6962 | 72551.5552 | 89763.768 | 109677.1212 | 115864.2957 | 141135.7951 | 172913.3427 | 210786.0696 | 256661.0083
Scenario 4: Reference ZEAS Phase In | SCE | Com | WaterHeat | Com - Other | Total Resource Cost Test | Fuel Substitution | 55518663.2346 | 56727032.544 | 48409493.3513 | 42220746.373 | 39839334.4024 | 40483386.5277 | 33883334.3991 | 35826205.1755 | 31911693.3005 | 32627922.5476 | 33189164.3295 | 33381154.3543 | 33392201.4108
Scenario 4: Reference ZEAS Phase In | SCE | Com | WaterHeat | Com - Refrig. Warehouse | Participant Cost Test | Energy Efficiency | 967.9094 | 445.8917 | 518.4384 | 589.9348 | 663.5353 | 736.0938 | 803.008 | 856.3299 | 873.3241 | 868.2362 | 809.8779 | 674.0068 | 425.0698
Scenario 4: Reference ZEAS Phase In | SCE | Com | WaterHeat | Com - Refrig. Warehouse | Participant Cost Test | Fuel Substitution | 2652.1208 | 2617.7254 | 4942.2264 | 22646.0042 | 42574.71 | 43486.0512 | 41137.0961 | 37887.8568 | 32911.5558 | 27502.3809 | 21376.903 | 14749.1814 | 7752.8622
Scenario 4: Reference ZEAS Phase In | SCE | Com | WaterHeat | Com - Refrig. Warehouse | Program Administrator Cost Test | Energy Efficiency | 246.4738 | 125.2919 | 161.8486 | 206.1696 | 262.8968 | 333.2079 | 414.7591 | 508.2107 | 621.2947 | 756.2837 | 924.7186 | 1126.4408 | 1369.0265
Scenario 4: Reference ZEAS Phase In | SCE | Com | WaterHeat | Com - Refrig. Warehouse | Program Administrator Cost Test | Fuel Substitution | 48920.3521 | 50603.5325 | 40581.3092 | 40531.3716 | 41158.4882 | 46250.9157 | 35403.5118 | 37464.7025 | 38994.8963 | 39871.6421 | 40561.2324 | 40815.8718 | 40866.1808
Scenario 4: Reference ZEAS Phase In | SCE | Com | WaterHeat | Com - Refrig. Warehouse | Rate Impact Measure Test | Energy Efficiency | 246.4738 | 125.2919 | 161.8486 | 206.1696 | 262.8968 | 333.2079 | 414.7591 | 508.2107 | 621.2947 | 756.2837 | 924.7186 | 1126.4408 | 1369.0265
Scenario 4: Reference ZEAS Phase In | SCE | Com | WaterHeat | Com - Refrig. Warehouse | Rate Impact Measure Test | Fuel Substitution | 61315.9617 | 62078.5504 | 41452.4368 | 41376.025 | 41861.7031 | 46826.2727 | 35403.5118 | 37464.7025 | 38994.8963 | 39871.6421 | 40561.2324 | 40815.8718 | 40866.1808
Scenario 4: Reference ZEAS Phase In | SCE | Com | WaterHeat | Com - Refrig. Warehouse | Total Resource Cost Test | Energy Efficiency | 255.0541 | 129.4162 | 166.8992 | 212.2838 | 270.2779 | 342.0981 | 425.4473 | 521.0209 | 621.2947 | 756.2837 | 924.7186 | 1126.4408 | 1369.0265
Scenario 4: Reference ZEAS Phase In | SCE | Com | WaterHeat | Com - Refrig. Warehouse | Total Resource Cost Test | Fuel Substitution | 50380.0597 | 52036.5783 | 41769.6393 | 41673.7981 | 41961.3534 | 47097.7092 | 35946.2831 | 38026.5459 | 38994.8963 | 39871.6421 | 40561.2324 | 40815.8718 | 40866.1808
Scenario 4: Reference ZEAS Phase In | SCE | Com | WaterHeat | Com - Restaurant | Participant Cost Test | Energy Efficiency | 22442.9762 | 26053.7415 | 29891.5196 | 33898.0796 | 38075.189 | 42112.1943 | 45801.0979 | 48857.4209 | 49829.7825 | 49562.1027 | 46361.7753 | 38735.2711 | 24815.551
Scenario 4: Reference ZEAS Phase In | SCE | Com | WaterHeat | Com - Restaurant | Participant Cost Test | Fuel Substitution | 1837308.2137 | 1806162.908 | 4379130.7885 | 17287721.9972 | 31665440.7224 | 32115426.9084 | 30605528.9848 | 28126230.8675 | 24550596.0035 | 20574919.4167 | 16062304.0563 | 11162873.6083 | 5980135.0746
Scenario 4: Reference ZEAS Phase In | SCE | Com | WaterHeat | Com - Restaurant | Program Administrator Cost Test | Energy Efficiency | 5695.8284 | 7294.7393 | 9295.8681 | 11797.3236 | 15016.8537 | 18966.7171 | 23522.3695 | 28807.1894 | 35170.3929 | 42754.7964 | 52270.477 | 63551.5993 | 77145.6957
Scenario 4: Reference ZEAS Phase In | SCE | Com | WaterHeat | Com - Restaurant | Program Administrator Cost Test | Fuel Substitution | 29777127.5726 | 30839385.9397 | 26532607.9929 | 22605293.2518 | 22151269.3058 | 25489248.4437 | 26141939.7576 | 27577322.3018 | 28797621.1096 | 29470242.5743 | 30010209.9243 | 30218050.8798 | 30259512.2706
Scenario 4: Reference ZEAS Phase In | SCE | Com | WaterHeat | Com - Restaurant | Rate Impact Measure Test | Energy Efficiency | 5695.8284 | 7294.7393 | 9295.8681 | 11797.3236 | 15016.8537 | 18966.7171 | 23522.3695 | 28807.1894 | 35170.3929 | 42754.7964 | 52270.477 | 63551.5993 | 77145.6957
Scenario 4: Reference ZEAS Phase In | SCE | Com | WaterHeat | Com - Restaurant | Rate Impact Measure Test | Fuel Substitution | 37645742.8442 | 38125452.1242 | 26603404.6143 | 22662717.2363 | 22197120.6141 | 25524678.5827 | 26141939.7576 | 27577322.3018 | 28797621.1096 | 29470242.5743 | 30010209.9243 | 30218050.8798 | 30259512.2706
Scenario 4: Reference ZEAS Phase In | SCE | Com | WaterHeat | Com - Restaurant | Total Resource Cost Test | Energy Efficiency | 5893.0313 | 7533.5561 | 9584.3748 | 12145.2797 | 15436.1672 | 19469.9997 | 24125.2353 | 29529.3616 | 35170.3929 | 42754.7964 | 52270.477 | 63551.5993 | 77145.6957
Scenario 4: Reference ZEAS Phase In | SCE | Com | WaterHeat | Com - Restaurant | Total Resource Cost Test | Fuel Substitution | 30664716.3009 | 31711938.9387 | 27324218.4125 | 23257839.743 | 22531857.4577 | 25904093.1992 | 26540538.54 | 27988635.5789 | 28797621.1096 | 29470242.5743 | 30010209.9243 | 30218050.8798 | 30259512.2706
Scenario 4: Reference ZEAS Phase In | SCE | Com | WaterHeat | Com - Retail | Participant Cost Test | Energy Efficiency | 5324.3579 | 6181.5212 | 7097.7189 | 8082.0067 | 9326.5501 | 10412.6221 | 11478.516 | 12486.1448 | 9801.1651 | 9719.9122 | 9066.7751 | 7553.2965 | 4824.9533
Scenario 4: Reference ZEAS Phase In | SCE | Com | WaterHeat | Com - Retail | Participant Cost Test | Fuel Substitution | 164337.3373 | 161373.2457 | 236460.9627 | 801956.9246 | 1421673.9815 | 1639232.5208 | 1639898.4778 | 1591530.1308 | 911950.9073 | 763135.6124 | 594781.3855 | 412649.6612 | 220688.5457
Scenario 4: Reference ZEAS Phase In | SCE | Com | WaterHeat | Com - Retail | Program Administrator Cost Test | Energy Efficiency | 1159.9498 | 1476.6681 | 1868.7222 | 2358.3112 | 3010.9462 | 3789.5096 | 4681.4835 | 5711.9265 | 6917.4239 | 8384.3816 | 10221.5037 | 12390.9939 | 14996.3391
Scenario 4: Reference ZEAS Phase In | SCE | Com | WaterHeat | Com - Retail | Program Administrator Cost Test | Fuel Substitution | 1212807.0223 | 1254738.7605 | 989248.3111 | 803290.9295 | 774226.1588 | 904999.8753 | 973743.5854 | 1025604.7635 | 1069684.0449 | 1093031.254 | 1111213.1142 | 1116962.2937 | 1116512.3393
Scenario 4: Reference ZEAS Phase In | SCE | Com | WaterHeat | Com - Retail | Rate Impact Measure Test | Energy Efficiency | 1159.9498 | 1476.6681 | 1868.7222 | 2358.3112 | 3010.9462 | 3789.5096 | 4681.4835 | 5711.9265 | 6917.4239 | 8384.3816 | 10221.5037 | 12390.9939 | 14996.3391
Scenario 4: Reference ZEAS Phase In | SCE | Com | WaterHeat | Com - Retail | Rate Impact Measure Test | Fuel Substitution | 1601467.6911 | 1615204.5512 | 990256.528 | 804112.6816 | 774913.5202 | 905596.1333 | 973743.5854 | 1025604.7635 | 1069684.0449 | 1093031.254 | 1111213.1142 | 1116962.2937 | 1116512.3393
Scenario 4: Reference ZEAS Phase In | SCE | Com | WaterHeat | Com - Retail | Total Resource Cost Test | Energy Efficiency | 1953.8799 | 2432.3748 | 3015.2834 | 3733.3936 | 4728.9517 | 5831.7237 | 7105.7928 | 8592.416 | 6917.4239 | 8384.3816 | 10221.5037 | 12390.9939 | 14996.3391
Scenario 4: Reference ZEAS Phase In | SCE | Com | WaterHeat | Com - Retail | Total Resource Cost Test | Fuel Substitution | 1339515.2751 | 1379159.3864 | 1138378.3282 | 1010982.4782 | 1043209.7266 | 1364092.4754 | 1488470.8189 | 1586395.2354 | 1069684.0449 | 1093031.254 | 1111213.1142 | 1116962.2937 | 1116512.3393
Scenario 4: Reference ZEAS Phase In | SCE | Com | WaterHeat | Com - School | Participant Cost Test | Energy Efficiency | 5430.4923 | 6328.6437 | 7286.3718 | 8282.1073 | 9308.9821 | 10350.9581 | 11331.5941 | 12202.0422 | 11082.7252 | 11022.4796 | 10311.7147 | 8654.1035 | 5616.2681
Scenario 4: Reference ZEAS Phase In | SCE | Com | WaterHeat | Com - School | Participant Cost Test | Fuel Substitution | 408079.7858 | 401346.9402 | 885693.8878 | 3401864.7139 | 6223655.6715 | 6631122.1275 | 6414634.6265 | 6058984.8834 | 4358979.4195 | 3638863.0894 | 2830946.0148 | 1963314.4184 | 1054796.6817
Scenario 4: Reference ZEAS Phase In | SCE | Com | WaterHeat | Com - School | Program Administrator Cost Test | Energy Efficiency | 1281.0983 | 1641.9918 | 2091.5193 | 2647.3351 | 3351.911 | 4224.4796 | 5223.3802 | 6376.3921 | 7765.2279 | 9423.6951 | 11491.187 | 13960.1695 | 16911.685
Scenario 4: Reference ZEAS Phase In | SCE | Com | WaterHeat | Com - School | Program Administrator Cost Test | Fuel Substitution | 5663944.7613 | 5869469.7978 | 5152280.2001 | 4301547.2187 | 4142866.1332 | 4724783.611 | 4638320.6176 | 4895620.7914 | 5088354.0368 | 5182557.9365 | 5251985.1819 | 5262968.2567 | 5245083.3434
Scenario 4: Reference ZEAS Phase In | SCE | Com | WaterHeat | Com - School | Rate Impact Measure Test | Energy Efficiency | 1281.0983 | 1641.9918 | 2091.5193 | 2647.3351 | 3351.911 | 4224.4796 | 5223.3802 | 6376.3921 | 7765.2279 | 9423.6951 | 11491.187 | 13960.1695 | 16911.685
Scenario 4: Reference ZEAS Phase In | SCE | Com | WaterHeat | Com - School | Rate Impact Measure Test | Fuel Substitution | 7220048.062 | 7312177.067 | 5194860.6422 | 4337627.2876 | 4173774.8881 | 4750890.9362 | 4638320.6176 | 4895620.7914 | 5088354.0368 | 5182557.9365 | 5251985.1819 | 5262968.2567 | 5245083.3434
Scenario 4: Reference ZEAS Phase In | SCE | Com | WaterHeat | Com - School | Total Resource Cost Test | Energy Efficiency | 1692.0373 | 2140.0322 | 2692.9231 | 3370.7515 | 4219.0541 | 5263.0391 | 6463.6883 | 7857.386 | 7765.2279 | 9423.6951 | 11491.187 | 13960.1695 | 16911.685
Scenario 4: Reference ZEAS Phase In | SCE | Com | WaterHeat | Com - School | Total Resource Cost Test | Fuel Substitution | 5892294.2924 | 6094031.5325 | 5471673.1328 | 4751593.4674 | 4732458.4852 | 5675074.154 | 5672558.5911 | 6013463.3443 | 5088354.0368 | 5182557.9365 | 5251985.1819 | 5262968.2567 | 5245083.3434
Scenario 4: Reference ZEAS Phase In | SCE | Com | WaterHeat | Com - Warehouse | Participant Cost Test | Energy Efficiency | 1053.1696 | 1220.1226 | 1397.8623 | 1588.9288 | 1795.6025 | 2004.7391 | 2208.6566 | 2398.7107 | 1973.685 | 1956.904 | 1824.7035 | 1518.8289 | 968.7648
Scenario 4: Reference ZEAS Phase In | SCE | Com | WaterHeat | Com - Warehouse | Participant Cost Test | Fuel Substitution | 13453.9252 | 13194.256 | 18904.78 | 63024.8932 | 113086.1923 | 128131.8534 | 124230.4428 | 119281.3989 | 71827.7195 | 60076.6641 | 46809.8132 | 32472.9079 | 17355.882
Scenario 4: Reference ZEAS Phase In | SCE | Com | WaterHeat | Com - Warehouse | Program Administrator Cost Test | Energy Efficiency | 234.67 | 298.3643 | 377.1473 | 475.7558 | 603.1498 | 759.402 | 938.9136 | 1146.4184 | 1394.4324 | 1690.1821 | 2060.5248 | 2497.6583 | 3024.9309
Scenario 4: Reference ZEAS Phase In | SCE | Com | WaterHeat | Com - Warehouse | Program Administrator Cost Test | Fuel Substitution | 126916.8944 | 131216.4987 | 109509.111 | 95441.8159 | 95167.0467 | 106198.5979 | 77439.7177 | 81139.6798 | 84324.3623 | 86138.5155 | 87573.8548 | 88072.9271 | 88134.312
Scenario 4: Reference ZEAS Phase In | SCE | Com | WaterHeat | Com - Warehouse | Rate Impact Measure Test | Energy Efficiency | 234.67 | 298.3643 | 377.1473 | 475.7558 | 603.1498 | 759.402 | 938.9136 | 1146.4184 | 1394.4324 | 1690.1821 | 2060.5248 | 2497.6583 | 3024.9309
Scenario 4: Reference ZEAS Phase In | SCE | Com | WaterHeat | Com - Warehouse | Rate Impact Measure Test | Fuel Substitution | 163287.4666 | 164918.3428 | 113294.9231 | 98700.5321 | 97980.4331 | 108597.4766 | 77439.7177 | 81139.6798 | 84324.3623 | 86138.5155 | 87573.8548 | 88072.9271 | 88134.312
Scenario 4: Reference ZEAS Phase In | SCE | Com | WaterHeat | Com - Warehouse | Total Resource Cost Test | Energy Efficiency | 371.7022 | 463.1085 | 574.5646 | 712.4205 | 887.1989 | 1099.2619 | 1344.7711 | 1631.1389 | 1394.4324 | 1690.1821 | 2060.5248 | 2497.6583 | 3024.9309
Scenario 4: Reference ZEAS Phase In | SCE | Com | WaterHeat | Com - Warehouse | Total Resource Cost Test | Fuel Substitution | 136366.6308 | 140481.9532 | 120942.3785 | 110814.3027 | 114922.9156 | 139729.5764 | 112245.1194 | 118935.2036 | 84324.3623 | 86138.5155 | 87573.8548 | 88072.9271 | 88134.312
Scenario 4: Reference ZEAS Phase In | SCE | Com | WholeBlg | Com - College | Participant Cost Test | Energy Efficiency | 353123.0945 | 379972.7023 | 409852.4472 | 442527.9053 | 483731.6908 | 530551.0118 | 571798.7048 | 598773.7236 | 626144.626 | 655061.9009 | 680363.5277 | 694894.2478 | 709244.6862
Scenario 4: Reference ZEAS Phase In | SCE | Com | WholeBlg | Com - College | Program Administrator Cost Test | Energy Efficiency | 353123.0945 | 379972.7023 | 409852.4472 | 442527.9053 | 483731.6908 | 530551.0118 | 571798.7048 | 598773.7236 | 626144.626 | 655061.9009 | 680363.5277 | 694894.2478 | 709244.6862
Scenario 4: Reference ZEAS Phase In | SCE | Com | WholeBlg | Com - College | Rate Impact Measure Test | Energy Efficiency | 353123.0945 | 379972.7023 | 409852.4472 | 442527.9053 | 483731.6908 | 530551.0118 | 571798.7048 | 598773.7236 | 626144.626 | 655061.9009 | 680363.5277 | 694894.2478 | 709244.6862
Scenario 4: Reference ZEAS Phase In | SCE | Com | WholeBlg | Com - College | Total Resource Cost Test | Energy Efficiency | 353123.0945 | 379972.7023 | 409852.4472 | 442527.9053 | 483731.6908 | 530551.0118 | 571798.7048 | 598773.7236 | 626144.626 | 655061.9009 | 680363.5277 | 694894.2478 | 709244.6862
Scenario 4: Reference ZEAS Phase In | SCE | Com | WholeBlg | Com - Grocery | Participant Cost Test | Energy Efficiency | 1210794.3934 | 1303976.5091 | 1409300.8641 | 1522596.1945 | 1666594.6548 | 1829191.3356 | 1964971.7825 | 2054943.0448 | 2147640.943 | 2240657.2881 | 2327224.4038 | 2375648.4497 | 2360396.8667
Scenario 4: Reference ZEAS Phase In | SCE | Com | WholeBlg | Com - Grocery | Program Administrator Cost Test | Energy Efficiency | 1210794.3934 | 1303976.5091 | 1409300.8641 | 1522596.1945 | 1666594.6548 | 1829191.3356 | 1964971.7825 | 2054943.0448 | 2147640.943 | 2240657.2881 | 2327224.4038 | 2375648.4497 | 2360396.8667
Scenario 4: Reference ZEAS Phase In | SCE | Com | WholeBlg | Com - Grocery | Rate Impact Measure Test | Energy Efficiency | 1210794.3934 | 1303976.5091 | 1409300.8641 | 1522596.1945 | 1666594.6548 | 1829191.3356 | 1964971.7825 | 2054943.0448 | 2147640.943 | 2240657.2881 | 2327224.4038 | 2375648.4497 | 2360396.8667
Scenario 4: Reference ZEAS Phase In | SCE | Com | WholeBlg | Com - Grocery | Total Resource Cost Test | Energy Efficiency | 1210794.3934 | 1303976.5091 | 1409300.8641 | 1522596.1945 | 1666594.6548 | 1829191.3356 | 1964971.7825 | 2054943.0448 | 2147640.943 | 2240657.2881 | 2327224.4038 | 2375648.4497 | 2360396.8667
Scenario 4: Reference ZEAS Phase In | SCE | Com | WholeBlg | Com - Health | Participant Cost Test | Energy Efficiency | 1154460.968 | 1247995.8035 | 1352070.6099 | 1465043.6832 | 1607566.125 | 1768136.0784 | 1909265.3372 | 2003067.8978 | 2098784.629 | 2197685.2034 | 2287823.5773 | 2340025.5569 | 2390350.7637
Scenario 4: Reference ZEAS Phase In | SCE | Com | WholeBlg | Com - Health | Program Administrator Cost Test | Energy Efficiency | 1154460.968 | 1247995.8035 | 1352070.6099 | 1465043.6832 | 1607566.125 | 1768136.0784 | 1909265.3372 | 2003067.8978 | 2098784.629 | 2197685.2034 | 2287823.5773 | 2340025.5569 | 2390350.7637
Scenario 4: Reference ZEAS Phase In | SCE | Com | WholeBlg | Com - Health | Rate Impact Measure Test | Energy Efficiency | 1154460.968 | 1247995.8035 | 1352070.6099 | 1465043.6832 | 1607566.125 | 1768136.0784 | 1909265.3372 | 2003067.8978 | 2098784.629 | 2197685.2034 | 2287823.5773 | 2340025.5569 | 2390350.7637
Scenario 4: Reference ZEAS Phase In | SCE | Com | WholeBlg | Com - Health | Total Resource Cost Test | Energy Efficiency | 1154460.968 | 1247995.8035 | 1352070.6099 | 1465043.6832 | 1607566.125 | 1768136.0784 | 1909265.3372 | 2003067.8978 | 2098784.629 | 2197685.2034 | 2287823.5773 | 2340025.5569 | 2390350.7637
Scenario 4: Reference ZEAS Phase In | SCE | Com | WholeBlg | Com - Lodging | Participant Cost Test | Energy Efficiency | 546097.9357 | 588537.9556 | 635009.8836 | 686385.9288 | 751278.7318 | 824452.773 | 888415.0035 | 930507.7417 | 973215.8445 | 1017769.9488 | 1057936.8587 | 1080203.9155 | 1096920.2611
Scenario 4: Reference ZEAS Phase In | SCE | Com | WholeBlg | Com - Lodging | Program Administrator Cost Test | Energy Efficiency | 546097.9357 | 588537.9556 | 635009.8836 | 686385.9288 | 751278.7318 | 824452.773 | 888415.0035 | 930507.7417 | 973215.8445 | 1017769.9488 | 1057936.8587 | 1080203.9155 | 1096920.2611
Scenario 4: Reference ZEAS Phase In | SCE | Com | WholeBlg | Com - Lodging | Rate Impact Measure Test | Energy Efficiency | 546097.9357 | 588537.9556 | 635009.8836 | 686385.9288 | 751278.7318 | 824452.773 | 888415.0035 | 930507.7417 | 973215.8445 | 1017769.9488 | 1057936.8587 | 1080203.9155 | 1096920.2611
Scenario 4: Reference ZEAS Phase In | SCE | Com | WholeBlg | Com - Lodging | Total Resource Cost Test | Energy Efficiency | 546097.9357 | 588537.9556 | 635009.8836 | 686385.9288 | 751278.7318 | 824452.773 | 888415.0035 | 930507.7417 | 973215.8445 | 1017769.9488 | 1057936.8587 | 1080203.9155 | 1096920.2611
Scenario 4: Reference ZEAS Phase In | SCE | Com | WholeBlg | Com - Office (Large) | Participant Cost Test | Energy Efficiency | 2297641.1025 | 2455904.2866 | 2630657.5192 | 2817169.9558 | 3055448.9664 | 3322802.8954 | 3549982.7427 | 3684789.7664 | 3819299.0754 | 3957334.7652 | 4075429.9187 | 4125030.955 | 4224397.5289
Scenario 4: Reference ZEAS Phase In | SCE | Com | WholeBlg | Com - Office (Large) | Program Administrator Cost Test | Energy Efficiency | 2297641.1025 | 2455904.2866 | 2630657.5192 | 2817169.9558 | 3055448.9664 | 3322802.8954 | 3549982.7427 | 3684789.7664 | 3819299.0754 | 3957334.7652 | 4075429.9187 | 4125030.955 | 4224397.5289
Scenario 4: Reference ZEAS Phase In | SCE | Com | WholeBlg | Com - Office (Large) | Rate Impact Measure Test | Energy Efficiency | 2297641.1025 | 2455904.2866 | 2630657.5192 | 2817169.9558 | 3055448.9664 | 3322802.8954 | 3549982.7427 | 3684789.7664 | 3819299.0754 | 3957334.7652 | 4075429.9187 | 4125030.955 | 4224397.5289
Scenario 4: Reference ZEAS Phase In | SCE | Com | WholeBlg | Com - Office (Large) | Total Resource Cost Test | Energy Efficiency | 2297641.1025 | 2455904.2866 | 2630657.5192 | 2817169.9558 | 3055448.9664 | 3322802.8954 | 3549982.7427 | 3684789.7664 | 3819299.0754 | 3957334.7652 | 4075429.9187 | 4125030.955 | 4224397.5289
Scenario 4: Reference ZEAS Phase In | SCE | Com | WholeBlg | Com - Office (Small) | Participant Cost Test | Energy Efficiency | 403358.4742 | 432299.6696 | 464600.0643 | 499301.2784 | 543454.1349 | 593049.2478 | 634973.7939 | 660952.4812 | 687207.1733 | 714537.4265 | 738150.3047 | 749479.7271 | 760096.477
Scenario 4: Reference ZEAS Phase In | SCE | Com | WholeBlg | Com - Office (Small) | Program Administrator Cost Test | Energy Efficiency | 403358.4742 | 432299.6696 | 464600.0643 | 499301.2784 | 543454.1349 | 593049.2478 | 634973.7939 | 660952.4812 | 687207.1733 | 714537.4265 | 738150.3047 | 749479.7271 | 760096.477
Scenario 4: Reference ZEAS Phase In | SCE | Com | WholeBlg | Com - Office (Small) | Rate Impact Measure Test | Energy Efficiency | 403358.4742 | 432299.6696 | 464600.0643 | 499301.2784 | 543454.1349 | 593049.2478 | 634973.7939 | 660952.4812 | 687207.1733 | 714537.4265 | 738150.3047 | 749479.7271 | 760096.477
Scenario 4: Reference ZEAS Phase In | SCE | Com | WholeBlg | Com - Office (Small) | Total Resource Cost Test | Energy Efficiency | 403358.4742 | 432299.6696 | 464600.0643 | 499301.2784 | 543454.1349 | 593049.2478 | 634973.7939 | 660952.4812 | 687207.1733 | 714537.4265 | 738150.3047 | 749479.7271 | 760096.477
Scenario 4: Reference ZEAS Phase In | SCE | Com | WholeBlg | Com - Other | Participant Cost Test | Energy Efficiency | 1755009.1199 | 1883358.5756 | 2024498.1178 | 2179389.7519 | 2375735.986 | 2596722.1185 | 2789621.6855 | 2911635.5204 | 3034736.7951 | 3162130.9683 | 3275218.3589 | 3333189.6989 | 3425313.4393
Scenario 4: Reference ZEAS Phase In | SCE | Com | WholeBlg | Com - Other | Program Administrator Cost Test | Energy Efficiency | 1755009.1199 | 1883358.5756 | 2024498.1178 | 2179389.7519 | 2375735.986 | 2596722.1185 | 2789621.6855 | 2911635.5204 | 3034736.7951 | 3162130.9683 | 3275218.3589 | 3333189.6989 | 3425313.4393
Scenario 4: Reference ZEAS Phase In | SCE | Com | WholeBlg | Com - Other | Rate Impact Measure Test | Energy Efficiency | 1755009.1199 | 1883358.5756 | 2024498.1178 | 2179389.7519 | 2375735.986 | 2596722.1185 | 2789621.6855 | 2911635.5204 | 3034736.7951 | 3162130.9683 | 3275218.3589 | 3333189.6989 | 3425313.4393
Scenario 4: Reference ZEAS Phase In | SCE | Com | WholeBlg | Com - Other | Total Resource Cost Test | Energy Efficiency | 1755009.1199 | 1883358.5756 | 2024498.1178 | 2179389.7519 | 2375735.986 | 2596722.1185 | 2789621.6855 | 2911635.5204 | 3034736.7951 | 3162130.9683 | 3275218.3589 | 3333189.6989 | 3425313.4393
Scenario 4: Reference ZEAS Phase In | SCE | Com | WholeBlg | Com - Refrig. Warehouse | Participant Cost Test | Energy Efficiency | 135038.613 | 147385.3643 | 161202.0395 | 176660.8133 | 195897.8678 | 217271.4369 | 235477.2378 | 248606.1501 | 262292.1215 | 275948.1594 | 289295.157 | 297904.723 | 294811.7839
Scenario 4: Reference ZEAS Phase In | SCE | Com | WholeBlg | Com - Refrig. Warehouse | Program Administrator Cost Test | Energy Efficiency | 135038.613 | 147385.3643 | 161202.0395 | 176660.8133 | 195897.8678 | 217271.4369 | 235477.2378 | 248606.1501 | 262292.1215 | 275948.1594 | 289295.157 | 297904.723 | 294811.7839
Scenario 4: Reference ZEAS Phase In | SCE | Com | WholeBlg | Com - Refrig. Warehouse | Rate Impact Measure Test | Energy Efficiency | 135038.613 | 147385.3643 | 161202.0395 | 176660.8133 | 195897.8678 | 217271.4369 | 235477.2378 | 248606.1501 | 262292.1215 | 275948.1594 | 289295.157 | 297904.723 | 294811.7839
Scenario 4: Reference ZEAS Phase In | SCE | Com | WholeBlg | Com - Refrig. Warehouse | Total Resource Cost Test | Energy Efficiency | 135038.613 | 147385.3643 | 161202.0395 | 176660.8133 | 195897.8678 | 217271.4369 | 235477.2378 | 248606.1501 | 262292.1215 | 275948.1594 | 289295.157 | 297904.723 | 294811.7839
Scenario 4: Reference ZEAS Phase In | SCE | Com | WholeBlg | Com - Restaurant | Participant Cost Test | Energy Efficiency | 1380580.1772 | 1507779.321 | 1643700.8821 | 1786930.1983 | 1954264.0887 | 2123599.4812 | 2260606.1366 | 2351032.1145 | 2427738.0486 | 2484606.6642 | 2513861.3106 | 2480103.9187 | 2363259.5307
Scenario 4: Reference ZEAS Phase In | SCE | Com | WholeBlg | Com - Restaurant | Program Administrator Cost Test | Energy Efficiency | 1142173.5084 | 1253167.471 | 1377958.8548 | 1517620.5512 | 1692321.7461 | 1887310.4906 | 2062660.3038 | 2202254.6213 | 2349478.6933 | 2502231.1423 | 2656507.7888 | 2778340.4994 | 2860242.3745
Scenario 4: Reference ZEAS Phase In | SCE | Com | WholeBlg | Com - Restaurant | Rate Impact Measure Test | Energy Efficiency | 1142173.5084 | 1253167.471 | 1377958.8548 | 1517620.5512 | 1692321.7461 | 1887310.4906 | 2062660.3038 | 2202254.6213 | 2349478.6933 | 2502231.1423 | 2656507.7888 | 2778340.4994 | 2860242.3745
Scenario 4: Reference ZEAS Phase In | SCE | Com | WholeBlg | Com - Restaurant | Total Resource Cost Test | Energy Efficiency | 1142173.5084 | 1253167.471 | 1377958.8548 | 1517620.5512 | 1692321.7461 | 1887310.4906 | 2062660.3038 | 2202254.6213 | 2349478.6933 | 2502231.1423 | 2656507.7888 | 2778340.4994 | 2860242.3745
Scenario 4: Reference ZEAS Phase In | SCE | Com | WholeBlg | Com - Retail | Participant Cost Test | Energy Efficiency | 2701928.7075 | 2956372.0912 | 3205466.552 | 3462799.2113 | 3753643.7561 | 4033879.9202 | 4252074.4297 | 4387617.6336 | 4459498.376 | 4460082.0797 | 4367264.5892 | 4118628.6185 | 3756909.1691
Scenario 4: Reference ZEAS Phase In | SCE | Com | WholeBlg | Com - Retail | Program Administrator Cost Test | Energy Efficiency | 1861494.2856 | 2054400.7848 | 2266558.6326 | 2505351.38 | 2807421.4005 | 3150978.2774 | 3476971.0648 | 3759061.1597 | 4055876.6189 | 4373284.9129 | 4704891.2643 | 4997468.4594 | 5339070.6763
Scenario 4: Reference ZEAS Phase In | SCE | Com | WholeBlg | Com - Retail | Rate Impact Measure Test | Energy Efficiency | 1861494.2856 | 2054400.7848 | 2266558.6326 | 2505351.38 | 2807421.4005 | 3150978.2774 | 3476971.0648 | 3759061.1597 | 4055876.6189 | 4373284.9129 | 4704891.2643 | 4997468.4594 | 5339070.6763
Scenario 4: Reference ZEAS Phase In | SCE | Com | WholeBlg | Com - Retail | Total Resource Cost Test | Energy Efficiency | 1861494.2856 | 2054400.7848 | 2266558.6326 | 2505351.38 | 2807421.4005 | 3150978.2774 | 3476971.0648 | 3759061.1597 | 4055876.6189 | 4373284.9129 | 4704891.2643 | 4997468.4594 | 5339070.6763
Scenario 4: Reference ZEAS Phase In | SCE | Com | WholeBlg | Com - School | Participant Cost Test | Energy Efficiency | 424255.6497 | 454538.6489 | 487813.549 | 524276.8897 | 570483.6591 | 622404.5715 | 667306.1981 | 695140.6568 | 722892.4211 | 751604.6525 | 776208.7018 | 787604.9911 | 804687.8458
Scenario 4: Reference ZEAS Phase In | SCE | Com | WholeBlg | Com - School | Program Administrator Cost Test | Energy Efficiency | 424255.6497 | 454538.6489 | 487813.549 | 524276.8897 | 570483.6591 | 622404.5715 | 667306.1981 | 695140.6568 | 722892.4211 | 751604.6525 | 776208.7018 | 787604.9911 | 804687.8458
Scenario 4: Reference ZEAS Phase In | SCE | Com | WholeBlg | Com - School | Rate Impact Measure Test | Energy Efficiency | 424255.6497 | 454538.6489 | 487813.549 | 524276.8897 | 570483.6591 | 622404.5715 | 667306.1981 | 695140.6568 | 722892.4211 | 751604.6525 | 776208.7018 | 787604.9911 | 804687.8458
Scenario 4: Reference ZEAS Phase In | SCE | Com | WholeBlg | Com - School | Total Resource Cost Test | Energy Efficiency | 424255.6497 | 454538.6489 | 487813.549 | 524276.8897 | 570483.6591 | 622404.5715 | 667306.1981 | 695140.6568 | 722892.4211 | 751604.6525 | 776208.7018 | 787604.9911 | 804687.8458
Scenario 4: Reference ZEAS Phase In | SCE | Com | WholeBlg | Com - Warehouse | Participant Cost Test | Energy Efficiency | 980354.5802 | 1072577.7946 | 1167844.291 | 1273360.6725 | 1401201.4479 | 1529232.5406 | 1634173.8227 | 1704382.1985 | 1758374.0075 | 1798298.2771 | 1812489.258 | 1776128.5125 | 1716207.6226
Scenario 4: Reference ZEAS Phase In | SCE | Com | WholeBlg | Com - Warehouse | Program Administrator Cost Test | Energy Efficiency | 811046.8773 | 887953.3278 | 972994.5533 | 1070918.6974 | 1196785.7221 | 1337932.1728 | 1467859.8626 | 1573154.1136 | 1682184.971 | 1799750.7202 | 1918282.7918 | 2014262.0354 | 2127372.9433
Scenario 4: Reference ZEAS Phase In | SCE | Com | WholeBlg | Com - Warehouse | Rate Impact Measure Test | Energy Efficiency | 811046.8773 | 887953.3278 | 972994.5533 | 1070918.6974 | 1196785.7221 | 1337932.1728 | 1467859.8626 | 1573154.1136 | 1682184.971 | 1799750.7202 | 1918282.7918 | 2014262.0354 | 2127372.9433
Scenario 4: Reference ZEAS Phase In | SCE | Com | WholeBlg | Com - Warehouse | Total Resource Cost Test | Energy Efficiency | 811046.8773 | 887953.3278 | 972994.5533 | 1070918.6974 | 1196785.7221 | 1337932.1728 | 1467859.8626 | 1573154.1136 | 1682184.971 | 1799750.7202 | 1918282.7918 | 2014262.0354 | 2127372.9433
Scenario 4: Reference ZEAS Phase In | SCE | Ind | WholeBlg | Ind - All Other Industrial | Participant Cost Test | Energy Efficiency | 299695.8287 | 312349.6549 | 332115.3523 | 351922.9062 | 378129.2449 | 409426.0495 | 434552.6666 | 445484.073 | 455598.765 | 465107.5745 | 472610.5466 | 471370.2584 | 470640.2397
Scenario 4: Reference ZEAS Phase In | SCE | Ind | WholeBlg | Ind - All Other Industrial | Program Administrator Cost Test | Energy Efficiency | 299695.8287 | 312349.6549 | 332115.3523 | 351922.9062 | 378129.2449 | 409426.0495 | 434552.6666 | 445484.073 | 455598.765 | 465107.5745 | 472610.5466 | 471370.2584 | 470640.2397
Scenario 4: Reference ZEAS Phase In | SCE | Ind | WholeBlg | Ind - All Other Industrial | Rate Impact Measure Test | Energy Efficiency | 299695.8287 | 312349.6549 | 332115.3523 | 351922.9062 | 378129.2449 | 409426.0495 | 434552.6666 | 445484.073 | 455598.765 | 465107.5745 | 472610.5466 | 471370.2584 | 470640.2397
Scenario 4: Reference ZEAS Phase In | SCE | Ind | WholeBlg | Ind - All Other Industrial | Total Resource Cost Test | Energy Efficiency | 299695.8287 | 312349.6549 | 332115.3523 | 351922.9062 | 378129.2449 | 409426.0495 | 434552.6666 | 445484.073 | 455598.765 | 465107.5745 | 472610.5466 | 471370.2584 | 470640.2397
Scenario 4: Reference ZEAS Phase In | SCE | Ind | WholeBlg | Ind - Chemicals | Participant Cost Test | Energy Efficiency | 907459.9477 | 953785.2107 | 1022485.5205 | 1091778.4374 | 1181664.9537 | 1287643.8441 | 1374120.7431 | 1415049.0733 | 1453981.8123 | 1491111.8129 | 1521654.9308 | 1523438.5102 | 1526321.6263
Scenario 4: Reference ZEAS Phase In | SCE | Ind | WholeBlg | Ind - Chemicals | Program Administrator Cost Test | Energy Efficiency | 907459.9477 | 953785.2107 | 1022485.5205 | 1091778.4374 | 1181664.9537 | 1287643.8441 | 1374120.7431 | 1415049.0733 | 1453981.8123 | 1491111.8129 | 1521654.9308 | 1523438.5102 | 1526321.6263
Scenario 4: Reference ZEAS Phase In | SCE | Ind | WholeBlg | Ind - Chemicals | Rate Impact Measure Test | Energy Efficiency | 907459.9477 | 953785.2107 | 1022485.5205 | 1091778.4374 | 1181664.9537 | 1287643.8441 | 1374120.7431 | 1415049.0733 | 1453981.8123 | 1491111.8129 | 1521654.9308 | 1523438.5102 | 1526321.6263
Scenario 4: Reference ZEAS Phase In | SCE | Ind | WholeBlg | Ind - Chemicals | Total Resource Cost Test | Energy Efficiency | 907459.9477 | 953785.2107 | 1022485.5205 | 1091778.4374 | 1181664.9537 | 1287643.8441 | 1374120.7431 | 1415049.0733 | 1453981.8123 | 1491111.8129 | 1521654.9308 | 1523438.5102 | 1526321.6263
Scenario 4: Reference ZEAS Phase In | SCE | Ind | WholeBlg | Ind - Electronics | Participant Cost Test | Energy Efficiency | 446134.4028 | 465945.1597 | 496733.5992 | 527836.2343 | 568756.2261 | 617724.6125 | 657715.3464 | 676423.1749 | 693947.4359 | 710519.3626 | 723952.0683 | 723857.6275 | 724426.357
Scenario 4: Reference ZEAS Phase In | SCE | Ind | WholeBlg | Ind - Electronics | Program Administrator Cost Test | Energy Efficiency | 446134.4028 | 465945.1597 | 496733.5992 | 527836.2343 | 568756.2261 | 617724.6125 | 657715.3464 | 676423.1749 | 693947.4359 | 710519.3626 | 723952.0683 | 723857.6275 | 724426.357
Scenario 4: Reference ZEAS Phase In | SCE | Ind | WholeBlg | Ind - Electronics | Rate Impact Measure Test | Energy Efficiency | 446134.4028 | 465945.1597 | 496733.5992 | 527836.2343 | 568756.2261 | 617724.6125 | 657715.3464 | 676423.1749 | 693947.4359 | 710519.3626 | 723952.0683 | 723857.6275 | 724426.357
Scenario 4: Reference ZEAS Phase In | SCE | Ind | WholeBlg | Ind - Electronics | Total Resource Cost Test | Energy Efficiency | 446134.4028 | 465945.1597 | 496733.5992 | 527836.2343 | 568756.2261 | 617724.6125 | 657715.3464 | 676423.1749 | 693947.4359 | 710519.3626 | 723952.0683 | 723857.6275 | 724426.357
Scenario 4: Reference ZEAS Phase In | SCE | Ind | WholeBlg | Ind - Fabricated Metals | Participant Cost Test | Energy Efficiency | 616457.9567 | 647604.3577 | 694712.1446 | 740489.2548 | 799287.538 | 868300.9473 | 924000.9123 | 949263.5179 | 972734.3705 | 994878.9993 | 1012371.7786 | 1010551.7723 | 1009299.0896
Scenario 4: Reference ZEAS Phase In | SCE | Ind | WholeBlg | Ind - Fabricated Metals | Program Administrator Cost Test | Energy Efficiency | 616457.9567 | 647604.3577 | 694712.1446 | 740489.2548 | 799287.538 | 868300.9473 | 924000.9123 | 949263.5179 | 972734.3705 | 994878.9993 | 1012371.7786 | 1010551.7723 | 1009299.0896
Scenario 4: Reference ZEAS Phase In | SCE | Ind | WholeBlg | Ind - Fabricated Metals | Rate Impact Measure Test | Energy Efficiency | 616457.9567 | 647604.3577 | 694712.1446 | 740489.2548 | 799287.538 | 868300.9473 | 924000.9123 | 949263.5179 | 972734.3705 | 994878.9993 | 1012371.7786 | 1010551.7723 | 1009299.0896
Scenario 4: Reference ZEAS Phase In | SCE | Ind | WholeBlg | Ind - Fabricated Metals | Total Resource Cost Test | Energy Efficiency | 616457.9567 | 647604.3577 | 694712.1446 | 740489.2548 | 799287.538 | 868300.9473 | 924000.9123 | 949263.5179 | 972734.3705 | 994878.9993 | 1012371.7786 | 1010551.7723 | 1009299.0896
Scenario 4: Reference ZEAS Phase In | SCE | Ind | WholeBlg | Ind - Food | Participant Cost Test | Energy Efficiency | 1283216.2602 | 1333712.7888 | 1414767.4708 | 1495852.1516 | 1603810.1435 | 1733337.1038 | 1836832.4588 | 1879810.679 | 1919200.7374 | 1955750.0566 | 1983449.4259 | 1973965.9176 | 1966441.1415
Scenario 4: Reference ZEAS Phase In | SCE | Ind | WholeBlg | Ind - Food | Program Administrator Cost Test | Energy Efficiency | 1283216.2602 | 1333712.7888 | 1414767.4708 | 1495852.1516 | 1603810.1435 | 1733337.1038 | 1836832.4588 | 1879810.679 | 1919200.7374 | 1955750.0566 | 1983449.4259 | 1973965.9176 | 1966441.1415
Scenario 4: Reference ZEAS Phase In | SCE | Ind | WholeBlg | Ind - Food | Rate Impact Measure Test | Energy Efficiency | 1283216.2602 | 1333712.7888 | 1414767.4708 | 1495852.1516 | 1603810.1435 | 1733337.1038 | 1836832.4588 | 1879810.679 | 1919200.7374 | 1955750.0566 | 1983449.4259 | 1973965.9176 | 1966441.1415
Scenario 4: Reference ZEAS Phase In | SCE | Ind | WholeBlg | Ind - Food | Total Resource Cost Test | Energy Efficiency | 1283216.2602 | 1333712.7888 | 1414767.4708 | 1495852.1516 | 1603810.1435 | 1733337.1038 | 1836832.4588 | 1879810.679 | 1919200.7374 | 1955750.0566 | 1983449.4259 | 1973965.9176 | 1966441.1415
Scenario 4: Reference ZEAS Phase In | SCE | Ind | WholeBlg | Ind - Industrial Machinery | Participant Cost Test | Energy Efficiency | 192825.8212 | 202705.4303 | 217686.78 | 232072.2621 | 250298.0504 | 271705.8117 | 289189.7909 | 297201.7753 | 304714.0123 | 311844.9023 | 317478.2699 | 317032.545 | 316750.1673
Scenario 4: Reference ZEAS Phase In | SCE | Ind | WholeBlg | Ind - Industrial Machinery | Program Administrator Cost Test | Energy Efficiency | 192825.8212 | 202705.4303 | 217686.78 | 232072.2621 | 250298.0504 | 271705.8117 | 289189.7909 | 297201.7753 | 304714.0123 | 311844.9023 | 317478.2699 | 317032.545 | 316750.1673
Scenario 4: Reference ZEAS Phase In | SCE | Ind | WholeBlg | Ind - Industrial Machinery | Rate Impact Measure Test | Energy Efficiency | 192825.8212 | 202705.4303 | 217686.78 | 232072.2621 | 250298.0504 | 271705.8117 | 289189.7909 | 297201.7753 | 304714.0123 | 311844.9023 | 317478.2699 | 317032.545 | 316750.1673
Scenario 4: Reference ZEAS Phase In | SCE | Ind | WholeBlg | Ind - Industrial Machinery | Total Resource Cost Test | Energy Efficiency | 192825.8212 | 202705.4303 | 217686.78 | 232072.2621 | 250298.0504 | 271705.8117 | 289189.7909 | 297201.7753 | 304714.0123 | 311844.9023 | 317478.2699 | 317032.545 | 316750.1673
Scenario 4: Reference ZEAS Phase In | SCE | Ind | WholeBlg | Ind - Lumber & Furniture | Participant Cost Test | Energy Efficiency | 106224.8969 | 110652.9052 | 117659.257 | 124690.6065 | 134017.7083 | 145079.7614 | 153845.8203 | 157575.7725 | 161010.2438 | 164215.0623 | 166697.946 | 166060.635 | 165576.1835
Scenario 4: Reference ZEAS Phase In | SCE | Ind | WholeBlg | Ind - Lumber & Furniture | Program Administrator Cost Test | Energy Efficiency | 106224.8969 | 110652.9052 | 117659.257 | 124690.6065 | 134017.7083 | 145079.7614 | 153845.8203 | 157575.7725 | 161010.2438 | 164215.0623 | 166697.946 | 166060.635 | 165576.1835
Scenario 4: Reference ZEAS Phase In | SCE | Ind | WholeBlg | Ind - Lumber & Furniture | Rate Impact Measure Test | Energy Efficiency | 106224.8969 | 110652.9052 | 117659.257 | 124690.6065 | 134017.7083 | 145079.7614 | 153845.8203 | 157575.7725 | 161010.2438 | 164215.0623 | 166697.946 | 166060.635 | 165576.1835
Scenario 4: Reference ZEAS Phase In | SCE | Ind | WholeBlg | Ind - Lumber & Furniture | Total Resource Cost Test | Energy Efficiency | 106224.8969 | 110652.9052 | 117659.257 | 124690.6065 | 134017.7083 | 145079.7614 | 153845.8203 | 157575.7725 | 161010.2438 | 164215.0623 | 166697.946 | 166060.635 | 165576.1835
Scenario 4: Reference ZEAS Phase In | SCE | Ind | WholeBlg | Ind - Paper | Participant Cost Test | Energy Efficiency | 415937.3348 | 425704.5726 | 445681.4158 | 466355.6521 | 495398.0054 | 530313.8921 | 557445.7372 | 566747.189 | 575809.6971 | 584877.9016 | 591940.4696 | 588365.5188 | 585739.2353
Scenario 4: Reference ZEAS Phase In | SCE | Ind | WholeBlg | Ind - Paper | Program Administrator Cost Test | Energy Efficiency | 415937.3348 | 425704.5726 | 445681.4158 | 466355.6521 | 495398.0054 | 530313.8921 | 557445.7372 | 566747.189 | 575809.6971 | 584877.9016 | 591940.4696 | 588365.5188 | 585739.2353
Scenario 4: Reference ZEAS Phase In | SCE | Ind | WholeBlg | Ind - Paper | Rate Impact Measure Test | Energy Efficiency | 415937.3348 | 425704.5726 | 445681.4158 | 466355.6521 | 495398.0054 | 530313.8921 | 557445.7372 | 566747.189 | 575809.6971 | 584877.9016 | 591940.4696 | 588365.5188 | 585739.2353
Scenario 4: Reference ZEAS Phase In | SCE | Ind | WholeBlg | Ind - Paper | Total Resource Cost Test | Energy Efficiency | 415937.3348 | 425704.5726 | 445681.4158 | 466355.6521 | 495398.0054 | 530313.8921 | 557445.7372 | 566747.189 | 575809.6971 | 584877.9016 | 591940.4696 | 588365.5188 | 585739.2353
Scenario 4: Reference ZEAS Phase In | SCE | Ind | WholeBlg | Ind - Petroleum | Participant Cost Test | Energy Efficiency | 1592641.8532 | 1654858.5448 | 1755375.8613 | 1856406.0914 | 1990946.2946 | 2152402.9004 | 2281070.6877 | 2334996.1617 | 2384444.8908 | 2430169.1076 | 2464796.5609 | 2453346.0802 | 2444453.6589
Scenario 4: Reference ZEAS Phase In | SCE | Ind | WholeBlg | Ind - Petroleum | Program Administrator Cost Test | Energy Efficiency | 1592641.8532 | 1654858.5448 | 1755375.8613 | 1856406.0914 | 1990946.2946 | 2152402.9004 | 2281070.6877 | 2334996.1617 | 2384444.8908 | 2430169.1076 | 2464796.5609 | 2453346.0802 | 2444453.6589
Scenario 4: Reference ZEAS Phase In | SCE | Ind | WholeBlg | Ind - Petroleum | Rate Impact Measure Test | Energy Efficiency | 1592641.8532 | 1654858.5448 | 1755375.8613 | 1856406.0914 | 1990946.2946 | 2152402.9004 | 2281070.6877 | 2334996.1617 | 2384444.8908 | 2430169.1076 | 2464796.5609 | 2453346.0802 | 2444453.6589
Scenario 4: Reference ZEAS Phase In | SCE | Ind | WholeBlg | Ind - Petroleum | Total Resource Cost Test | Energy Efficiency | 1592641.8532 | 1654858.5448 | 1755375.8613 | 1856406.0914 | 1990946.2946 | 2152402.9004 | 2281070.6877 | 2334996.1617 | 2384444.8908 | 2430169.1076 | 2464796.5609 | 2453346.0802 | 2444453.6589
Scenario 4: Reference ZEAS Phase In | SCE | Ind | WholeBlg | Ind - Plastics | Participant Cost Test | Energy Efficiency | 731275.9687 | 762284.1274 | 810987.2284 | 859931.4708 | 924584.6754 | 1001798.3106 | 1063603.9348 | 1090279.4982 | 1114971.0649 | 1137987.9666 | 1155853.8315 | 1152053.4248 | 1149352.7517
Scenario 4: Reference ZEAS Phase In | SCE | Ind | WholeBlg | Ind - Plastics | Program Administrator Cost Test | Energy Efficiency | 731275.9687 | 762284.1274 | 810987.2284 | 859931.4708 | 924584.6754 | 1001798.3106 | 1063603.9348 | 1090279.4982 | 1114971.0649 | 1137987.9666 | 1155853.8315 | 1152053.4248 | 1149352.7517
Scenario 4: Reference ZEAS Phase In | SCE | Ind | WholeBlg | Ind - Plastics | Rate Impact Measure Test | Energy Efficiency | 731275.9687 | 762284.1274 | 810987.2284 | 859931.4708 | 924584.6754 | 1001798.3106 | 1063603.9348 | 1090279.4982 | 1114971.0649 | 1137987.9666 | 1155853.8315 | 1152053.4248 | 1149352.7517
Scenario 4: Reference ZEAS Phase In | SCE | Ind | WholeBlg | Ind - Plastics | Total Resource Cost Test | Energy Efficiency | 731275.9687 | 762284.1274 | 810987.2284 | 859931.4708 | 924584.6754 | 1001798.3106 | 1063603.9348 | 1090279.4982 | 1114971.0649 | 1137987.9666 | 1155853.8315 | 1152053.4248 | 1149352.7517
Scenario 4: Reference ZEAS Phase In | SCE | Ind | WholeBlg | Ind - Primary Metals | Participant Cost Test | Energy Efficiency | 346990.326 | 366148.6218 | 394928.3125 | 423854.7892 | 460480.436 | 503676.1179 | 540286.9101 | 559624.7474 | 578191.2791 | 596131.1018 | 611299.2163 | 614813.7628 | 618684.5156
Scenario 4: Reference ZEAS Phase In | SCE | Ind | WholeBlg | Ind - Primary Metals | Program Administrator Cost Test | Energy Efficiency | 346990.326 | 366148.6218 | 394928.3125 | 423854.7892 | 460480.436 | 503676.1179 | 540286.9101 | 559624.7474 | 578191.2791 | 596131.1018 | 611299.2163 | 614813.7628 | 618684.5156
Scenario 4: Reference ZEAS Phase In | SCE | Ind | WholeBlg | Ind - Primary Metals | Rate Impact Measure Test | Energy Efficiency | 346990.326 | 366148.6218 | 394928.3125 | 423854.7892 | 460480.436 | 503676.1179 | 540286.9101 | 559624.7474 | 578191.2791 | 596131.1018 | 611299.2163 | 614813.7628 | 618684.5156
Scenario 4: Reference ZEAS Phase In | SCE | Ind | WholeBlg | Ind - Primary Metals | Total Resource Cost Test | Energy Efficiency | 346990.326 | 366148.6218 | 394928.3125 | 423854.7892 | 460480.436 | 503676.1179 | 540286.9101 | 559624.7474 | 578191.2791 | 596131.1018 | 611299.2163 | 614813.7628 | 618684.5156
Scenario 4: Reference ZEAS Phase In | SCE | Ind | WholeBlg | Ind - Printing & Publishing | Participant Cost Test | Energy Efficiency | 122851.4393 | 127690.8633 | 135499.3151 | 143336.6416 | 153724.3719 | 166089.4936 | 175950.2202 | 180049.3972 | 183870.6457 | 187455.4983 | 190186.1193 | 189335.252 | 188657.7054
Scenario 4: Reference ZEAS Phase In | SCE | Ind | WholeBlg | Ind - Printing & Publishing | Program Administrator Cost Test | Energy Efficiency | 122851.4393 | 127690.8633 | 135499.3151 | 143336.6416 | 153724.3719 | 166089.4936 | 175950.2202 | 180049.3972 | 183870.6457 | 187455.4983 | 190186.1193 | 189335.252 | 188657.7054
Scenario 4: Reference ZEAS Phase In | SCE | Ind | WholeBlg | Ind - Printing & Publishing | Rate Impact Measure Test | Energy Efficiency | 122851.4393 | 127690.8633 | 135499.3151 | 143336.6416 | 153724.3719 | 166089.4936 | 175950.2202 | 180049.3972 | 183870.6457 | 187455.4983 | 190186.1193 | 189335.252 | 188657.7054
Scenario 4: Reference ZEAS Phase In | SCE | Ind | WholeBlg | Ind - Printing & Publishing | Total Resource Cost Test | Energy Efficiency | 122851.4393 | 127690.8633 | 135499.3151 | 143336.6416 | 153724.3719 | 166089.4936 | 175950.2202 | 180049.3972 | 183870.6457 | 187455.4983 | 190186.1193 | 189335.252 | 188657.7054
Scenario 4: Reference ZEAS Phase In | SCE | Ind | WholeBlg | Ind - Stone-Glass-Clay | Participant Cost Test | Energy Efficiency | 622086.541 | 656945.1834 | 706505.3882 | 756065.2816 | 819773.48 | 894802.7831 | 956419.0884 | 987160.9956 | 1016096.3361 | 1043839.5903 | 1067273.0321 | 1070969.2234 | 1075451.1615
Scenario 4: Reference ZEAS Phase In | SCE | Ind | WholeBlg | Ind - Stone-Glass-Clay | Program Administrator Cost Test | Energy Efficiency | 622086.541 | 656945.1834 | 706505.3882 | 756065.2816 | 819773.48 | 894802.7831 | 956419.0884 | 987160.9956 | 1016096.3361 | 1043839.5903 | 1067273.0321 | 1070969.2234 | 1075451.1615
Scenario 4: Reference ZEAS Phase In | SCE | Ind | WholeBlg | Ind - Stone-Glass-Clay | Rate Impact Measure Test | Energy Efficiency | 622086.541 | 656945.1834 | 706505.3882 | 756065.2816 | 819773.48 | 894802.7831 | 956419.0884 | 987160.9956 | 1016096.3361 | 1043839.5903 | 1067273.0321 | 1070969.2234 | 1075451.1615
Scenario 4: Reference ZEAS Phase In | SCE | Ind | WholeBlg | Ind - Stone-Glass-Clay | Total Resource Cost Test | Energy Efficiency | 622086.541 | 656945.1834 | 706505.3882 | 756065.2816 | 819773.48 | 894802.7831 | 956419.0884 | 987160.9956 | 1016096.3361 | 1043839.5903 | 1067273.0321 | 1070969.2234 | 1075451.1615
Scenario 4: Reference ZEAS Phase In | SCE | Ind | WholeBlg | Ind - Textiles | Participant Cost Test | Energy Efficiency | 87072.3843 | 90653.2101 | 96308.4461 | 101821.0296 | 109107.4147 | 117765.7647 | 124635.7524 | 127343.0858 | 129826.8118 | 132151.0687 | 133885.3752 | 133132.312 | 132531.0706
Scenario 4: Reference ZEAS Phase In | SCE | Ind | WholeBlg | Ind - Textiles | Program Administrator Cost Test | Energy Efficiency | 87072.3843 | 90653.2101 | 96308.4461 | 101821.0296 | 109107.4147 | 117765.7647 | 124635.7524 | 127343.0858 | 129826.8118 | 132151.0687 | 133885.3752 | 133132.312 | 132531.0706
Scenario 4: Reference ZEAS Phase In | SCE | Ind | WholeBlg | Ind - Textiles | Rate Impact Measure Test | Energy Efficiency | 87072.3843 | 90653.2101 | 96308.4461 | 101821.0296 | 109107.4147 | 117765.7647 | 124635.7524 | 127343.0858 | 129826.8118 | 132151.0687 | 133885.3752 | 133132.312 | 132531.0706
Scenario 4: Reference ZEAS Phase In | SCE | Ind | WholeBlg | Ind - Textiles | Total Resource Cost Test | Energy Efficiency | 87072.3843 | 90653.2101 | 96308.4461 | 101821.0296 | 109107.4147 | 117765.7647 | 124635.7524 | 127343.0858 | 129826.8118 | 132151.0687 | 133885.3752 | 133132.312 | 132531.0706
Scenario 4: Reference ZEAS Phase In | SCE | Ind | WholeBlg | Ind - Transportation Equipment | Participant Cost Test | Energy Efficiency | 733379.8075 | 767435.9454 | 824598.0748 | 878313.18 | 945929.1922 | 1025100.5139 | 1091221.5297 | 1122047.6223 | 1152134.7439 | 1181381.2782 | 1204683.3813 | 1204189.4162 | 1203608.3707
Scenario 4: Reference ZEAS Phase In | SCE | Ind | WholeBlg | Ind - Transportation Equipment | Program Administrator Cost Test | Energy Efficiency | 733379.8075 | 767435.9454 | 824598.0748 | 878313.18 | 945929.1922 | 1025100.5139 | 1091221.5297 | 1122047.6223 | 1152134.7439 | 1181381.2782 | 1204683.3813 | 1204189.4162 | 1203608.3707
Scenario 4: Reference ZEAS Phase In | SCE | Ind | WholeBlg | Ind - Transportation Equipment | Rate Impact Measure Test | Energy Efficiency | 733379.8075 | 767435.9454 | 824598.0748 | 878313.18 | 945929.1922 | 1025100.5139 | 1091221.5297 | 1122047.6223 | 1152134.7439 | 1181381.2782 | 1204683.3813 | 1204189.4162 | 1203608.3707
Scenario 4: Reference ZEAS Phase In | SCE | Ind | WholeBlg | Ind - Transportation Equipment | Total Resource Cost Test | Energy Efficiency | 733379.8075 | 767435.9454 | 824598.0748 | 878313.18 | 945929.1922 | 1025100.5139 | 1091221.5297 | 1122047.6223 | 1152134.7439 | 1181381.2782 | 1204683.3813 | 1204189.4162 | 1203608.3707
Scenario 4: Reference ZEAS Phase In | SCE | Res | AppPlug | Res - Multi Family | Participant Cost Test | Energy Efficiency | 0 | 0 | 0 | 0 | 0 | 0 | 0 | 0 | 0 | 0 | 0 | 0 | 0
Scenario 4: Reference ZEAS Phase In | SCE | Res | AppPlug | Res - Multi Family | Participant Cost Test | Fuel Substitution | 18556.517 | 20165.8983 | 21794.352 | 23402.7026 | 24861.3663 | 26130.7782 | 0 | 0 | 0 | 0 | 0 | 0 | 0
Scenario 4: Reference ZEAS Phase In | SCE | Res | AppPlug | Res - Multi Family | Program Administrator Cost Test | Energy Efficiency | 0 | 0 | 0 | 0 | 0 | 0 | 0 | 0 | 0 | 0 | 0 | 0 | 0
Scenario 4: Reference ZEAS Phase In | SCE | Res | AppPlug | Res - Multi Family | Program Administrator Cost Test | Fuel Substitution | 67699.4518 | 76986.1033 | 87144.1053 | 98264.4427 | 110431.1205 | 123713.3335 | 0 | 0 | 0 | 0 | 0 | 0 | 0
Scenario 4: Reference ZEAS Phase In | SCE | Res | AppPlug | Res - Multi Family | Rate Impact Measure Test | Energy Efficiency | 0 | 0 | 0 | 0 | 0 | 0 | 0 | 0 | 0 | 0 | 0 | 0 | 0
Scenario 4: Reference ZEAS Phase In | SCE | Res | AppPlug | Res - Multi Family | Rate Impact Measure Test | Fuel Substitution | 67699.4518 | 76986.1033 | 87144.1053 | 98264.4427 | 110431.1205 | 123713.3335 | 0 | 0 | 0 | 0 | 0 | 0 | 0
Scenario 4: Reference ZEAS Phase In | SCE | Res | AppPlug | Res - Multi Family | Total Resource Cost Test | Energy Efficiency | 0 | 0 | 0 | 0 | 0 | 0 | 0 | 0 | 0 | 0 | 0 | 0 | 0
Scenario 4: Reference ZEAS Phase In | SCE | Res | AppPlug | Res - Multi Family | Total Resource Cost Test | Fuel Substitution | 67699.4518 | 76986.1033 | 87144.1053 | 98264.4427 | 110431.1205 | 123713.3335 | 0 | 0 | 0 | 0 | 0 | 0 | 0
Scenario 4: Reference ZEAS Phase In | SCE | Res | AppPlug | Res - Single Family | Participant Cost Test | Energy Efficiency | 0 | 0 | 0 | 0 | 0 | 0 | 0 | 0 | 0 | 0 | 0 | 0 | 0
Scenario 4: Reference ZEAS Phase In | SCE | Res | AppPlug | Res - Single Family | Participant Cost Test | Fuel Substitution | 164938.5371 | 179823.6094 | 194895.4442 | 209948.0948 | 224108.3999 | 237150.1898 | 0 | 0 | 0 | 0 | 0 | 0 | 0
Scenario 4: Reference ZEAS Phase In | SCE | Res | AppPlug | Res - Single Family | Program Administrator Cost Test | Energy Efficiency | 0 | 0 | 0 | 0 | 0 | 0 | 0 | 0 | 0 | 0 | 0 | 0 | 0
Scenario 4: Reference ZEAS Phase In | SCE | Res | AppPlug | Res - Single Family | Program Administrator Cost Test | Fuel Substitution | 473496.2933 | 538601.4907 | 609485.9429 | 686931.891 | 771605.1178 | 864172.1822 | 0 | 0 | 0 | 0 | 0 | 0 | 0
Scenario 4: Reference ZEAS Phase In | SCE | Res | AppPlug | Res - Single Family | Rate Impact Measure Test | Energy Efficiency | 0 | 0 | 0 | 0 | 0 | 0 | 0 | 0 | 0 | 0 | 0 | 0 | 0
Scenario 4: Reference ZEAS Phase In | SCE | Res | AppPlug | Res - Single Family | Rate Impact Measure Test | Fuel Substitution | 473496.2933 | 538601.4907 | 609485.9429 | 686931.891 | 771605.1178 | 864172.1822 | 0 | 0 | 0 | 0 | 0 | 0 | 0
Scenario 4: Reference ZEAS Phase In | SCE | Res | AppPlug | Res - Single Family | Total Resource Cost Test | Energy Efficiency | 0 | 0 | 0 | 0 | 0 | 0 | 0 | 0 | 0 | 0 | 0 | 0 | 0
Scenario 4: Reference ZEAS Phase In | SCE | Res | AppPlug | Res - Single Family | Total Resource Cost Test | Fuel Substitution | 473496.2933 | 538601.4907 | 609485.9429 | 686931.891 | 771605.1178 | 864172.1822 | 0 | 0 | 0 | 0 | 0 | 0 | 0
Scenario 4: Reference ZEAS Phase In | SCE | Res | BROs | Income Qualified - Multi Family IQ | Participant Cost Test | Energy Efficiency | 1282170.9457 | 1485208.5262 | 1698204.9614 | 1710330.191 | 1679392.9853 | 2174060.9104 | 2547808.3798 | 2708721.7657 | 2925704.1671 | 2898053.2066 | 3153770.9542 | 3375911.5107 | 3613508.7712
Scenario 4: Reference ZEAS Phase In | SCE | Res | BROs | Income Qualified - Multi Family IQ | Program Administrator Cost Test | Energy Efficiency | 1282170.9457 | 1485208.5262 | 1698204.9614 | 1710330.191 | 1679392.9853 | 2174060.9104 | 2547808.3798 | 2708721.7657 | 2925704.1671 | 2898053.2066 | 3153770.9542 | 3375911.5107 | 3613508.7712
Scenario 4: Reference ZEAS Phase In | SCE | Res | BROs | Income Qualified - Multi Family IQ | Rate Impact Measure Test | Energy Efficiency | 1282170.9457 | 1485208.5262 | 1698204.9614 | 1710330.191 | 1679392.9853 | 2174060.9104 | 2547808.3798 | 2708721.7657 | 2925704.1671 | 2898053.2066 | 3153770.9542 | 3375911.5107 | 3613508.7712
Scenario 4: Reference ZEAS Phase In | SCE | Res | BROs | Income Qualified - Multi Family IQ | Total Resource Cost Test | Energy Efficiency | 1282170.9457 | 1485208.5262 | 1698204.9614 | 1710330.191 | 1679392.9853 | 2174060.9104 | 2547808.3798 | 2708721.7657 | 2925704.1671 | 2898053.2066 | 3153770.9542 | 3375911.5107 | 3613508.7712
Scenario 4: Reference ZEAS Phase In | SCE | Res | BROs | Income Qualified - Single Family IQ | Participant Cost Test | Energy Efficiency | 4370304.5495 | 5028069.1813 | 5709608.7518 | 5730485.5691 | 5607546.8324 | 7235664.0034 | 8456441.4052 | 8963920.2604 | 9654067.6873 | 9528906.1978 | 10334142.4352 | 11025422.5112 | 11763667.7649
Scenario 4: Reference ZEAS Phase In | SCE | Res | BROs | Income Qualified - Single Family IQ | Program Administrator Cost Test | Energy Efficiency | 4370304.5495 | 5028069.1813 | 5709608.7518 | 5730485.5691 | 5607546.8324 | 7235664.0034 | 8456441.4052 | 8963920.2604 | 9654067.6873 | 9528906.1978 | 10334142.4352 | 11025422.5112 | 11763667.7649
Scenario 4: Reference ZEAS Phase In | SCE | Res | BROs | Income Qualified - Single Family IQ | Rate Impact Measure Test | Energy Efficiency | 4370304.5495 | 5028069.1813 | 5709608.7518 | 5730485.5691 | 5607546.8324 | 7235664.0034 | 8456441.4052 | 8963920.2604 | 9654067.6873 | 9528906.1978 | 10334142.4352 | 11025422.5112 | 11763667.7649
Scenario 4: Reference ZEAS Phase In | SCE | Res | BROs | Income Qualified - Single Family IQ | Total Resource Cost Test | Energy Efficiency | 4370304.5495 | 5028069.1813 | 5709608.7518 | 5730485.5691 | 5607546.8324 | 7235664.0034 | 8456441.4052 | 8963920.2604 | 9654067.6873 | 9528906.1978 | 10334142.4352 | 11025422.5112 | 11763667.7649
Scenario 4: Reference ZEAS Phase In | SCE | Res | BROs | Res - Multi Family | Participant Cost Test | Energy Efficiency | 9518327.4992 | 10953756.094 | 12441805.5853 | 12489117.492 | 12223025.0967 | 15774204.7174 | 18437936.5586 | 19547106.9219 | 21054938.798 | 20785329.2791 | 22545358.7251 | 24057213.3944 | 25671944.0172
Scenario 4: Reference ZEAS Phase In | SCE | Res | BROs | Res - Multi Family | Program Administrator Cost Test | Energy Efficiency | 9518327.4992 | 10953756.094 | 12441805.5853 | 12489117.492 | 12223025.0967 | 15774204.7174 | 18437936.5586 | 19547106.9219 | 21054938.798 | 20785329.2791 | 22545358.7251 | 24057213.3944 | 25671944.0172
Scenario 4: Reference ZEAS Phase In | SCE | Res | BROs | Res - Multi Family | Rate Impact Measure Test | Energy Efficiency | 9518327.4992 | 10953756.094 | 12441805.5853 | 12489117.492 | 12223025.0967 | 15774204.7174 | 18437936.5586 | 19547106.9219 | 21054938.798 | 20785329.2791 | 22545358.7251 | 24057213.3944 | 25671944.0172
Scenario 4: Reference ZEAS Phase In | SCE | Res | BROs | Res - Multi Family | Total Resource Cost Test | Energy Efficiency | 9518327.4992 | 10953756.094 | 12441805.5853 | 12489117.492 | 12223025.0967 | 15774204.7174 | 18437936.5586 | 19547106.9219 | 21054938.798 | 20785329.2791 | 22545358.7251 | 24057213.3944 | 25671944.0172
Scenario 4: Reference ZEAS Phase In | SCE | Res | BROs | Res - Single Family | Participant Cost Test | Energy Efficiency | 2275771.2887 | 2636746.5765 | 3015581.526 | 3037425.5974 | 2982768.5295 | 3861688.324 | 4525867.5143 | 4812073.7813 | 5197918.3735 | 5149282.9352 | 5604149.8987 | 5999397.904 | 6422154.0919
Scenario 4: Reference ZEAS Phase In | SCE | Res | BROs | Res - Single Family | Program Administrator Cost Test | Energy Efficiency | 2275771.2887 | 2636746.5765 | 3015581.526 | 3037425.5974 | 2982768.5295 | 3861688.324 | 4525867.5143 | 4812073.7813 | 5197918.3735 | 5149282.9352 | 5604149.8987 | 5999397.904 | 6422154.0919
Scenario 4: Reference ZEAS Phase In | SCE | Res | BROs | Res - Single Family | Rate Impact Measure Test | Energy Efficiency | 2275771.2887 | 2636746.5765 | 3015581.526 | 3037425.5974 | 2982768.5295 | 3861688.324 | 4525867.5143 | 4812073.7813 | 5197918.3735 | 5149282.9352 | 5604149.8987 | 5999397.904 | 6422154.0919
Scenario 4: Reference ZEAS Phase In | SCE | Res | BROs | Res - Single Family | Total Resource Cost Test | Energy Efficiency | 2275771.2887 | 2636746.5765 | 3015581.526 | 3037425.5974 | 2982768.5295 | 3861688.324 | 4525867.5143 | 4812073.7813 | 5197918.3735 | 5149282.9352 | 5604149.8987 | 5999397.904 | 6422154.0919
Scenario 4: Reference ZEAS Phase In | SCE | Res | BldgEnv | Res - Single Family | Participant Cost Test | Energy Efficiency | 1034315.5996 | 1193401.5413 | 1262383.0671 | 1260761.1102 | 1248911.4949 | 1194798.6115 | 1120314.0636 | 1036639.0123 | 139252.0859 | 0 | 0 | 0 | 0
Scenario 4: Reference ZEAS Phase In | SCE | Res | BldgEnv | Res - Single Family | Program Administrator Cost Test | Energy Efficiency | 19489.7803 | 23802.8515 | 26881.518 | 28913.7401 | 31437.623 | 33484.0113 | 34899.7685 | 35953.628 | 2742.6107 | 0 | 0 | 0 | 0
Scenario 4: Reference ZEAS Phase In | SCE | Res | BldgEnv | Res - Single Family | Rate Impact Measure Test | Energy Efficiency | 46115.7501 | 51267.2175 | 53751.2812 | 54120.4402 | 55153.6051 | 55259.9344 | 54612.5846 | 52780.6873 | 16391.9276 | 0 | 0 | 0 | 0
Scenario 4: Reference ZEAS Phase In | SCE | Res | BldgEnv | Res - Single Family | Total Resource Cost Test | Energy Efficiency | 542254.5229 | 647790.4815 | 696420.7963 | 699057.939 | 714005.1574 | 702648.565 | 679174.3538 | 651598.1441 | 2742.6107 | 0 | 0 | 0 | 0
Scenario 4: Reference ZEAS Phase In | SCE | Res | HVAC | Res - Multi Family | Participant Cost Test | Energy Efficiency | 1069615.7082 | 1066703.7226 | 956650.2927 | 820895.6003 | 704352.5948 | 586552.3446 | 500159.7604 | 424714.208 | 357810.9362 | 297459.9302 | 241447.7236 | 187742.7088 | 132288.8369
Scenario 4: Reference ZEAS Phase In | SCE | Res | HVAC | Res - Multi Family | Participant Cost Test | Fuel Substitution | 1615.4618 | 262.5242 | 257.4169 | 257.8615 | 4.7302 | 4.6797 | 4.5244 | 4.2246 | 3.8123 | 3.3179 | 2.7604 | 2.1488 | 1.4888
Scenario 4: Reference ZEAS Phase In | SCE | Res | HVAC | Res - Multi Family | Program Administrator Cost Test | Energy Efficiency | 451233.7826 | 476834.9768 | 445884.0187 | 376199.3135 | 334923.9 | 325402.4071 | 310922.8029 | 290973.8051 | 275852.7877 | 264802.3473 | 260452.9876 | 257735.3236 | 256606.191
Scenario 4: Reference ZEAS Phase In | SCE | Res | HVAC | Res - Multi Family | Program Administrator Cost Test | Fuel Substitution | 350.8474 | 376.5541 | 399.0321 | 435.9298 | 4.5919 | 5.0637 | 5.4553 | 5.7116 | 5.8885 | 6.0087 | 6.1144 | 6.1779 | 6.2278
Scenario 4: Reference ZEAS Phase In | SCE | Res | HVAC | Res - Multi Family | Rate Impact Measure Test | Energy Efficiency | 451233.7826 | 476834.9768 | 445884.0187 | 376199.3135 | 334923.9 | 325402.4071 | 310922.8029 | 290973.8051 | 275852.7877 | 264802.3473 | 260452.9876 | 257735.3236 | 256606.191
Scenario 4: Reference ZEAS Phase In | SCE | Res | HVAC | Res - Multi Family | Rate Impact Measure Test | Fuel Substitution | 350.8474 | 376.5541 | 399.0321 | 435.9298 | 4.5919 | 5.0637 | 5.4553 | 5.7116 | 5.8885 | 6.0087 | 6.1144 | 6.1779 | 6.2278
Scenario 4: Reference ZEAS Phase In | SCE | Res | HVAC | Res - Multi Family | Total Resource Cost Test | Energy Efficiency | 451233.7826 | 476834.9768 | 445884.0187 | 376199.3135 | 334923.9 | 325402.4071 | 310922.8029 | 290973.8051 | 275852.7877 | 264802.3473 | 260452.9876 | 257735.3236 | 256606.191
Scenario 4: Reference ZEAS Phase In | SCE | Res | HVAC | Res - Multi Family | Total Resource Cost Test | Fuel Substitution | 350.8474 | 376.5541 | 399.0321 | 435.9298 | 4.5919 | 5.0637 | 5.4553 | 5.7116 | 5.8885 | 6.0087 | 6.1144 | 6.1779 | 6.2278
Scenario 4: Reference ZEAS Phase In | SCE | Res | HVAC | Res - Single Family | Participant Cost Test | Energy Efficiency | 13699285.4886 | 13602690.8591 | 13275732.2748 | 12768897.9139 | 12350864.3037 | 11883377.2243 | 11396534.6719 | 10901769.5488 | 1293666.5998 | 539890.3787 | 390147.4078 | 276566.9639 | 119967.675
Scenario 4: Reference ZEAS Phase In | SCE | Res | HVAC | Res - Single Family | Participant Cost Test | Fuel Substitution | 29514.7515 | 8918.7553 | 8981.9225 | 9489.888 | 1389.9728 | 224.0114 | 226.5153 | 216.6921 | 42.0404 | 36.6723 | 30.5649 | 23.8243 | 16.5223
Scenario 4: Reference ZEAS Phase In | SCE | Res | HVAC | Res - Single Family | Program Administrator Cost Test | Energy Efficiency | 3928287.7086 | 3961688.6776 | 3821014.4987 | 3465608.2648 | 3290061.6307 | 3393280.6752 | 3374480.2159 | 3290361.9819 | 856655.3244 | 315498.6712 | 239313.2914 | 173875.8305 | 123863.4812
Scenario 4: Reference ZEAS Phase In | SCE | Res | HVAC | Res - Single Family | Program Administrator Cost Test | Fuel Substitution | 8141.3814 | 8878.4167 | 9492.499 | 10693.3219 | 124.0095 | 123.7783 | 133.434 | 134.6064 | 64.8552 | 66.3348 | 67.6258 | 68.4262 | 69.057
Scenario 4: Reference ZEAS Phase In | SCE | Res | HVAC | Res - Single Family | Rate Impact Measure Test | Energy Efficiency | 3928287.7086 | 3961688.6776 | 3821014.4987 | 3465608.2648 | 3290061.6307 | 3393280.6752 | 3374480.2159 | 3290361.9819 | 856655.3244 | 315498.6712 | 239313.2914 | 173875.8305 | 123863.4812
Scenario 4: Reference ZEAS Phase In | SCE | Res | HVAC | Res - Single Family | Rate Impact Measure Test | Fuel Substitution | 8142.6141 | 8879.2967 | 9492.9451 | 10693.3219 | 124.0095 | 123.7783 | 133.434 | 134.6064 | 64.8552 | 66.3348 | 67.6258 | 68.4262 | 69.057
Scenario 4: Reference ZEAS Phase In | SCE | Res | HVAC | Res - Single Family | Total Resource Cost Test | Energy Efficiency | 8093223.2168 | 8578608.275 | 8800931.7592 | 8714038.5141 | 8802183.9862 | 9096633.2225 | 9219585.6541 | 9242135.6728 | 856655.3244 | 315498.6712 | 239313.2914 | 173875.8305 | 123863.4812
Scenario 4: Reference ZEAS Phase In | SCE | Res | HVAC | Res - Single Family | Total Resource Cost Test | Fuel Substitution | 12865.766 | 13763.5672 | 14442.8027 | 15862.2655 | 1386.0614 | 233.243 | 249.1367 | 251.6063 | 64.8552 | 66.3348 | 67.6258 | 68.4262 | 69.057
Scenario 4: Reference ZEAS Phase In | SCE | Res | WaterHeat | Res - Multi Family | Participant Cost Test | Energy Efficiency | 419817.8901 | 429754.0756 | 440618.525 | 442098.3168 | 438429.6828 | 424560.0311 | 406553.3773 | 381508.176 | 349109.2335 | 309143.291 | 261128.7228 | 207485.9194 | 142549.4732
Scenario 4: Reference ZEAS Phase In | SCE | Res | WaterHeat | Res - Multi Family | Participant Cost Test | Fuel Substitution | 6061675.0087 | 2150345.3566 | 2608334.6963 | 3144701.3275 | 3716715.8109 | 3696725.2672 | 1800992.6363 | 1641811.5711 | 1449626.4442 | 1222487.1478 | 962843.0478 | 677885.1773 | 372125.5577
Scenario 4: Reference ZEAS Phase In | SCE | Res | WaterHeat | Res - Multi Family | Program Administrator Cost Test | Energy Efficiency | 118856.399 | 131339.6715 | 146031.9709 | 159761.4963 | 174992.1179 | 190259.774 | 204910.1006 | 218101.8654 | 231299.4826 | 244168.4145 | 258726.2084 | 277410.864 | 298901.0171
Scenario 4: Reference ZEAS Phase In | SCE | Res | WaterHeat | Res - Multi Family | Program Administrator Cost Test | Fuel Substitution | 96032150.843 | 99064791.1934 | 101319334.4075 | 103924857.2803 | 107130342.1403 | 111529758.5461 | 1824744.1718 | 1908386.3957 | 1983415.2631 | 2039330.0567 | 2087458.4429 | 2116134.3037 | 2135807.2203
Scenario 4: Reference ZEAS Phase In | SCE | Res | WaterHeat | Res - Multi Family | Rate Impact Measure Test | Energy Efficiency | 118856.399 | 131339.6715 | 146031.9709 | 159761.4963 | 174992.1179 | 190259.774 | 204910.1006 | 218101.8654 | 231299.4826 | 244168.4145 | 258726.2084 | 277410.864 | 298901.0171
Scenario 4: Reference ZEAS Phase In | SCE | Res | WaterHeat | Res - Multi Family | Rate Impact Measure Test | Fuel Substitution | 155180745.3046 | 153980387.3008 | 151713329.698 | 149674262.1251 | 148379653.7092 | 148332545.7267 | 1824744.1718 | 1908386.3957 | 1983415.2631 | 2039330.0567 | 2087458.4429 | 2116134.3037 | 2135807.2203
Scenario 4: Reference ZEAS Phase In | SCE | Res | WaterHeat | Res - Multi Family | Total Resource Cost Test | Energy Efficiency | 118856.399 | 131339.6715 | 146031.9709 | 159761.4963 | 174992.1179 | 190259.774 | 204910.1006 | 218101.8654 | 231299.4826 | 244168.4145 | 258726.2084 | 277410.864 | 298901.0171
Scenario 4: Reference ZEAS Phase In | SCE | Res | WaterHeat | Res - Multi Family | Total Resource Cost Test | Fuel Substitution | 96032150.843 | 99064791.1934 | 101319334.4075 | 103924857.2803 | 107130342.1403 | 111529758.5461 | 1824744.1718 | 1908386.3957 | 1983415.2631 | 2039330.0567 | 2087458.4429 | 2116134.3037 | 2135807.2203
Scenario 4: Reference ZEAS Phase In | SCE | Res | WaterHeat | Res - Single Family | Participant Cost Test | Energy Efficiency | 423634.7557 | 467090.6382 | 491460.208 | 499542.0456 | 505639.5138 | 501035.4967 | 487752.9507 | 466710.069 | 316931.6656 | 278399.98 | 236135.1179 | 186236.9202 | 126029.6989
Scenario 4: Reference ZEAS Phase In | SCE | Res | WaterHeat | Res - Single Family | Participant Cost Test | Fuel Substitution | 32022507.4379 | 4426906.3832 | 7938816.3069 | 12943477.6026 | 18332377.6328 | 18808357.806 | 18419067.7859 | 17428589.906 | 10209026.0995 | 8607343.0171 | 6779530.8391 | 4774063.9927 | 2621476.7421
Scenario 4: Reference ZEAS Phase In | SCE | Res | WaterHeat | Res - Single Family | Program Administrator Cost Test | Energy Efficiency | 104686.1464 | 124010.6337 | 140678.9122 | 154790.1429 | 171408.8235 | 188469.3266 | 203338.2745 | 216549.5808 | 209953.2486 | 219857.1135 | 233927.5766 | 248864.8889 | 264115.8103
Scenario 4: Reference ZEAS Phase In | SCE | Res | WaterHeat | Res - Single Family | Program Administrator Cost Test | Fuel Substitution | 30368723.3266 | 30883757.4552 | 24102036.79 | 15863535.9665 | 10525476.9408 | 11922168.5897 | 12862224.1484 | 13445427.9043 | 13968245.5909 | 14358607.6592 | 14698126.4721 | 14903055.7415 | 15045913.5043
Scenario 4: Reference ZEAS Phase In | SCE | Res | WaterHeat | Res - Single Family | Rate Impact Measure Test | Energy Efficiency | 104686.1464 | 124010.6337 | 140678.9122 | 154790.1429 | 171408.8235 | 188469.3266 | 203338.2745 | 216549.5808 | 209953.2486 | 219857.1135 | 233927.5766 | 248864.8889 | 264115.8103
Scenario 4: Reference ZEAS Phase In | SCE | Res | WaterHeat | Res - Single Family | Rate Impact Measure Test | Fuel Substitution | 31554570.0883 | 31843713.8727 | 24144980.4101 | 15863535.9665 | 10525476.9408 | 11922168.5897 | 12862224.1484 | 13445427.9043 | 13968245.5909 | 14358607.6592 | 14698126.4721 | 14903055.7415 | 15045913.5043
Scenario 4: Reference ZEAS Phase In | SCE | Res | WaterHeat | Res - Single Family | Total Resource Cost Test | Energy Efficiency | 158209.2456 | 185099.1953 | 207598.1767 | 226109.7981 | 247662.918 | 268943.5653 | 287627.1688 | 304425.898 | 209953.2486 | 219857.1135 | 233927.5766 | 248864.8889 | 264115.8103
Scenario 4: Reference ZEAS Phase In | SCE | Res | WaterHeat | Res - Single Family | Total Resource Cost Test | Fuel Substitution | 33930955.7137 | 34319044.1472 | 27917227.0842 | 20240401.7606 | 15539997.8292 | 17382373.8644 | 18586487.185 | 19306727.6842 | 13968245.5909 | 14358607.6592 | 14698126.4721 | 14903055.7415 | 15045913.5043
Scenario 4: Reference ZEAS Phase In | SCE | Res | WholeBlg | Res - Multi Family | Participant Cost Test | Energy Efficiency | 0 | 0 | 0 | 0 | 271915.7649 | 233795.0887 | 198854.6429 | 165280.3856 | 133711.6549 | 104491.4746 | 78677.639 | 55651.9342 | 34101.4895
Scenario 4: Reference ZEAS Phase In | SCE | Res | WholeBlg | Res - Multi Family | Program Administrator Cost Test | Energy Efficiency | 0 | 0 | 0 | 0 | 226491.6164 | 219612.2286 | 210660.7683 | 199536.4996 | 187937.3516 | 175544.0033 | 166428.4285 | 159318.9847 | 152030.2274
Scenario 4: Reference ZEAS Phase In | SCE | Res | WholeBlg | Res - Multi Family | Rate Impact Measure Test | Energy Efficiency | 0 | 0 | 0 | 0 | 226491.6164 | 219612.2286 | 210660.7683 | 199536.4996 | 187937.3516 | 175544.0033 | 166428.4285 | 159318.9847 | 152030.2274
Scenario 4: Reference ZEAS Phase In | SCE | Res | WholeBlg | Res - Multi Family | Total Resource Cost Test | Energy Efficiency | 0 | 0 | 0 | 0 | 226491.6164 | 219612.2286 | 210660.7683 | 199536.4996 | 187937.3516 | 175544.0033 | 166428.4285 | 159318.9847 | 152030.2274
Scenario 4: Reference ZEAS Phase In | SCE | Res | WholeBlg | Res - Single Family | Participant Cost Test | Energy Efficiency | 0 | 0 | 1032849.5669 | 979418.5628 | 890840.1189 | 773550.3195 | 650668.6607 | 532585.7945 | 426100.1977 | 330126.5745 | 245469.5893 | 170924.6246 | 102925.2415
Scenario 4: Reference ZEAS Phase In | SCE | Res | WholeBlg | Res - Single Family | Program Administrator Cost Test | Energy Efficiency | 0 | 0 | 698028.6625 | 736358.4716 | 752797.0838 | 737456.0064 | 699885.8412 | 653193.7216 | 608832.5908 | 564299.7246 | 528986.3904 | 499530.9295 | 470459.8055
Scenario 4: Reference ZEAS Phase In | SCE | Res | WholeBlg | Res - Single Family | Rate Impact Measure Test | Energy Efficiency | 0 | 0 | 698028.6625 | 736358.4716 | 752797.0838 | 737456.0064 | 699885.8412 | 653193.7216 | 608832.5908 | 564299.7246 | 528986.3904 | 499530.9295 | 470459.8055
Scenario 4: Reference ZEAS Phase In | SCE | Res | WholeBlg | Res - Single Family | Total Resource Cost Test | Energy Efficiency | 0 | 0 | 698028.6625 | 736358.4716 | 752797.0838 | 737456.0064 | 699885.8412 | 653193.7216 | 608832.5908 | 564299.7246 | 528986.3904 | 499530.9295 | 470459.8055
Scenario 4: Reference ZEAS Phase In | SCG | Ag | WholeBlg | Ag - Dairies, fishing, hunting | Participant Cost Test | Energy Efficiency | 68121.0337 | 71685.3972 | 75449.0851 | 79431.9691 | 83650.4185 | 88121.8289 | 92865.132 | 97900.1944 | 103246.6342 | 108926.208 | 114961.7097 | 121379.0193 | 128206.0078
Scenario 4: Reference ZEAS Phase In | SCG | Ag | WholeBlg | Ag - Dairies, fishing, hunting | Program Administrator Cost Test | Energy Efficiency | 68121.0337 | 71685.3972 | 75449.0851 | 79431.9691 | 83650.4185 | 88121.8289 | 92865.132 | 97900.1944 | 103246.6342 | 108926.208 | 114961.7097 | 121379.0193 | 128206.0078
Scenario 4: Reference ZEAS Phase In | SCG | Ag | WholeBlg | Ag - Dairies, fishing, hunting | Rate Impact Measure Test | Energy Efficiency | 68121.0337 | 71685.3972 | 75449.0851 | 79431.9691 | 83650.4185 | 88121.8289 | 92865.132 | 97900.1944 | 103246.6342 | 108926.208 | 114961.7097 | 121379.0193 | 128206.0078
Scenario 4: Reference ZEAS Phase In | SCG | Ag | WholeBlg | Ag - Dairies, fishing, hunting | Total Resource Cost Test | Energy Efficiency | 68121.0337 | 71685.3972 | 75449.0851 | 79431.9691 | 83650.4185 | 88121.8289 | 92865.132 | 97900.1944 | 103246.6342 | 108926.208 | 114961.7097 | 121379.0193 | 128206.0078
Scenario 4: Reference ZEAS Phase In | SCG | Ag | WholeBlg | Ag - Irrigated Agriculture, vineyards, forestry and greenhouses | Participant Cost Test | Energy Efficiency | 292236.4178 | 307527.39 | 323673.4553 | 340759.8632 | 358856.8366 | 378039.0025 | 398387.5763 | 419987.786 | 442923.7916 | 467288.9287 | 493180.9812 | 520710.974 | 549998.4727
Scenario 4: Reference ZEAS Phase In | SCG | Ag | WholeBlg | Ag - Irrigated Agriculture, vineyards, forestry and greenhouses | Program Administrator Cost Test | Energy Efficiency | 292236.4178 | 307527.39 | 323673.4553 | 340759.8632 | 358856.8366 | 378039.0025 | 398387.5763 | 419987.786 | 442923.7916 | 467288.9287 | 493180.9812 | 520710.974 | 549998.4727
Scenario 4: Reference ZEAS Phase In | SCG | Ag | WholeBlg | Ag - Irrigated Agriculture, vineyards, forestry and greenhouses | Rate Impact Measure Test | Energy Efficiency | 292236.4178 | 307527.39 | 323673.4553 | 340759.8632 | 358856.8366 | 378039.0025 | 398387.5763 | 419987.786 | 442923.7916 | 467288.9287 | 493180.9812 | 520710.974 | 549998.4727
Scenario 4: Reference ZEAS Phase In | SCG | Ag | WholeBlg | Ag - Irrigated Agriculture, vineyards, forestry and greenhouses | Total Resource Cost Test | Energy Efficiency | 292236.4178 | 307527.39 | 323673.4553 | 340759.8632 | 358856.8366 | 378039.0025 | 398387.5763 | 419987.786 | 442923.7916 | 467288.9287 | 493180.9812 | 520710.974 | 549998.4727
Scenario 4: Reference ZEAS Phase In | SCG | Ag | WholeBlg | Ag - Water pumping | Participant Cost Test | Energy Efficiency | 95979.6928 | 101001.7322 | 106304.6113 | 111916.3286 | 117859.9477 | 124159.9784 | 130843.0943 | 137937.2871 | 145470.1976 | 153472.4801 | 161976.2499 | 171017.9712 | 180636.9132
Scenario 4: Reference ZEAS Phase In | SCG | Ag | WholeBlg | Ag - Water pumping | Program Administrator Cost Test | Energy Efficiency | 95979.6928 | 101001.7322 | 106304.6113 | 111916.3286 | 117859.9477 | 124159.9784 | 130843.0943 | 137937.2871 | 145470.1976 | 153472.4801 | 161976.2499 | 171017.9712 | 180636.9132
Scenario 4: Reference ZEAS Phase In | SCG | Ag | WholeBlg | Ag - Water pumping | Rate Impact Measure Test | Energy Efficiency | 95979.6928 | 101001.7322 | 106304.6113 | 111916.3286 | 117859.9477 | 124159.9784 | 130843.0943 | 137937.2871 | 145470.1976 | 153472.4801 | 161976.2499 | 171017.9712 | 180636.9132
Scenario 4: Reference ZEAS Phase In | SCG | Ag | WholeBlg | Ag - Water pumping | Total Resource Cost Test | Energy Efficiency | 95979.6928 | 101001.7322 | 106304.6113 | 111916.3286 | 117859.9477 | 124159.9784 | 130843.0943 | 137937.2871 | 145470.1976 | 153472.4801 | 161976.2499 | 171017.9712 | 180636.9132
Scenario 4: Reference ZEAS Phase In | SCG | Com | AppPlug | Com - College | Participant Cost Test | Energy Efficiency | 0 | 0 | 0 | 0 | 0 | 0 | 0 | 0 | 0 | 0 | 0 | 0 | 9968.4794
Scenario 4: Reference ZEAS Phase In | SCG | Com | AppPlug | Com - College | Program Administrator Cost Test | Energy Efficiency | 0 | 0 | 0 | 0 | 0 | 0 | 0 | 0 | 0 | 0 | 0 | 0 | 34047.5332
Scenario 4: Reference ZEAS Phase In | SCG | Com | AppPlug | Com - College | Rate Impact Measure Test | Energy Efficiency | 0 | 0 | 0 | 0 | 0 | 0 | 0 | 0 | 0 | 0 | 0 | 0 | 34047.5332
Scenario 4: Reference ZEAS Phase In | SCG | Com | AppPlug | Com - College | Total Resource Cost Test | Energy Efficiency | 0 | 0 | 0 | 0 | 0 | 0 | 0 | 0 | 0 | 0 | 0 | 0 | 34047.5332
Scenario 4: Reference ZEAS Phase In | SCG | Com | AppPlug | Com - Health | Participant Cost Test | Energy Efficiency | 6733334.8449 | 7691288.3572 | 8626153.3619 | 9194623.0783 | 9569024.4084 | 9831820.7446 | 10052902.7558 | 10084047.9772 | 9974961.8156 | 9666603.9733 | 8586375.6105 | 6176850.5201 | 3673868.0055
Scenario 4: Reference ZEAS Phase In | SCG | Com | AppPlug | Com - Health | Program Administrator Cost Test | Energy Efficiency | 6423588.765 | 7590964.2467 | 8800768.1312 | 9660236.0718 | 10622662.7242 | 11539004.1339 | 12522131.9605 | 13337886.4576 | 14053097.3658 | 14546205.5572 | 14866096.7 | 15313068.9834 | 15679503.8281
Scenario 4: Reference ZEAS Phase In | SCG | Com | AppPlug | Com - Health | Rate Impact Measure Test | Energy Efficiency | 6423588.765 | 7590964.2467 | 8800768.1312 | 9660236.0718 | 10622662.7242 | 11539004.1339 | 12522131.9605 | 13337886.4576 | 14053097.3658 | 14546205.5572 | 14866096.7 | 15313068.9834 | 15679503.8281
Scenario 4: Reference ZEAS Phase In | SCG | Com | AppPlug | Com - Health | Total Resource Cost Test | Energy Efficiency | 6423588.765 | 7590964.2467 | 8800768.1312 | 9660236.0718 | 10622662.7242 | 11539004.1339 | 12522131.9605 | 13337886.4576 | 14053097.3658 | 14546205.5572 | 14866096.7 | 15313068.9834 | 15679503.8281
Scenario 4: Reference ZEAS Phase In | SCG | Com | AppPlug | Com - Lodging | Participant Cost Test | Energy Efficiency | 5449992.678 | 6181070.8547 | 6956024.989 | 7327614.4238 | 7437158.976 | 7497860.8214 | 7486543.7601 | 7389638.3999 | 7185215.6567 | 6858116.6568 | 6059653.2877 | 4400755.4341 | 2655807.0838
Scenario 4: Reference ZEAS Phase In | SCG | Com | AppPlug | Com - Lodging | Program Administrator Cost Test | Energy Efficiency | 5258640.3719 | 6171741.2399 | 7168815.5983 | 7776388.0336 | 8437323.9387 | 9117700.071 | 9794239.6592 | 10445386.046 | 11030677.3788 | 11549069.3031 | 12018791.3536 | 12410477.5131 | 12729665.1208
Scenario 4: Reference ZEAS Phase In | SCG | Com | AppPlug | Com - Lodging | Rate Impact Measure Test | Energy Efficiency | 5258640.3719 | 6171741.2399 | 7168815.5983 | 7776388.0336 | 8437323.9387 | 9117700.071 | 9794239.6592 | 10445386.046 | 11030677.3788 | 11549069.3031 | 12018791.3536 | 12410477.5131 | 12729665.1208
Scenario 4: Reference ZEAS Phase In | SCG | Com | AppPlug | Com - Lodging | Total Resource Cost Test | Energy Efficiency | 5258640.3719 | 6171741.2399 | 7168815.5983 | 7776388.0336 | 8437323.9387 | 9117700.071 | 9794239.6592 | 10445386.046 | 11030677.3788 | 11549069.3031 | 12018791.3536 | 12410477.5131 | 12729665.1208
Scenario 4: Reference ZEAS Phase In | SCG | Com | AppPlug | Com - Other | Participant Cost Test | Energy Efficiency | 21398.9531 | 25273.6605 | 29499.8128 | 148443.7647 | 109583.8505 | 182581.8266 | 134650.7052 | 126398.5642 | 117598.1847 | 99085.6977 | 79456.1149 | 58669.4788 | 32740.6008
Scenario 4: Reference ZEAS Phase In | SCG | Com | AppPlug | Com - Other | Program Administrator Cost Test | Energy Efficiency | 16331.1933 | 19916.7887 | 24011.0227 | 106795.4458 | 77661.0404 | 147369.9511 | 109892.666 | 107866.7074 | 104983.1541 | 102477.3534 | 100704.2081 | 99750.6858 | 100192.2946
Scenario 4: Reference ZEAS Phase In | SCG | Com | AppPlug | Com - Other | Rate Impact Measure Test | Energy Efficiency | 16331.1933 | 19916.7887 | 24011.0227 | 106795.4458 | 77661.0404 | 147369.9511 | 109892.666 | 107866.7074 | 104983.1541 | 102477.3534 | 100704.2081 | 99750.6858 | 100192.2946
Scenario 4: Reference ZEAS Phase In | SCG | Com | AppPlug | Com - Other | Total Resource Cost Test | Energy Efficiency | 16331.1933 | 19916.7887 | 24011.0227 | 106795.4458 | 77661.0404 | 147369.9511 | 109892.666 | 107866.7074 | 104983.1541 | 102477.3534 | 100704.2081 | 99750.6858 | 100192.2946
Scenario 4: Reference ZEAS Phase In | SCG | Com | BldgEnv | Com - College | Participant Cost Test | Energy Efficiency | 63599.6938 | 63957.4506 | 62118.5044 | 57920.2123 | 51811.3358 | 44514.4534 | 36578.0604 | 26899.7859 | 14604.943 | 8455.6074 | 4063.8617 | 1288.8842 | 647.8651
Scenario 4: Reference ZEAS Phase In | SCG | Com | BldgEnv | Com - College | Program Administrator Cost Test | Energy Efficiency | 43069.3575 | 45129.3819 | 45750.6539 | 44619.6793 | 41818.1509 | 37808.0422 | 32902.3639 | 27458.6196 | 21940.1686 | 16610.4348 | 11743.0483 | 7651.4724 | 7368.4181
Scenario 4: Reference ZEAS Phase In | SCG | Com | BldgEnv | Com - College | Rate Impact Measure Test | Energy Efficiency | 43069.3575 | 45129.3819 | 45750.6539 | 44619.6793 | 41818.1509 | 37808.0422 | 32902.3639 | 27458.6196 | 21940.1686 | 16610.4348 | 11743.0483 | 7651.4724 | 7368.4181
Scenario 4: Reference ZEAS Phase In | SCG | Com | BldgEnv | Com - College | Total Resource Cost Test | Energy Efficiency | 53307.6459 | 55308.2379 | 55513.2342 | 53635.4979 | 49813.1223 | 44629.9275 | 38489.0483 | 31829.9228 | 21940.1686 | 16610.4348 | 11743.0483 | 7651.4724 | 7368.4181
Scenario 4: Reference ZEAS Phase In | SCG | Com | BldgEnv | Com - Grocery | Participant Cost Test | Energy Efficiency | 47781.5628 | 31564.2292 | 15307.0575 | 4315.92 | 4325.522 | 4291.1583 | 4183.094 | 4003.5856 | 2984.553 | 2612.9453 | 2181.2624 | 1671.3195 | 1083.6963
Scenario 4: Reference ZEAS Phase In | SCG | Com | BldgEnv | Com - Grocery | Program Administrator Cost Test | Energy Efficiency | 34145.9942 | 24023.5349 | 13058.7306 | 5345.4678 | 5939.0812 | 6581.3115 | 7229.8868 | 7962.1498 | 8696.1416 | 9435.7421 | 10246.4794 | 11069.5377 | 11950.3708
Scenario 4: Reference ZEAS Phase In | SCG | Com | BldgEnv | Com - Grocery | Rate Impact Measure Test | Energy Efficiency | 34145.9942 | 24023.5349 | 13058.7306 | 5345.4678 | 5939.0812 | 6581.3115 | 7229.8868 | 7962.1498 | 8696.1416 | 9435.7421 | 10246.4794 | 11069.5377 | 11950.3708
Scenario 4: Reference ZEAS Phase In | SCG | Com | BldgEnv | Com - Grocery | Total Resource Cost Test | Energy Efficiency | 39856.1969 | 27787.3365 | 14923.4868 | 5969.9437 | 6589.1111 | 7256.7509 | 7926.5392 | 8682.5463 | 8696.1416 | 9435.7421 | 10246.4794 | 11069.5377 | 11950.3708
Scenario 4: Reference ZEAS Phase In | SCG | Com | BldgEnv | Com - Health | Participant Cost Test | Energy Efficiency | 64597.109 | 58357.7299 | 49862.2388 | 39846.9701 | 29535.4412 | 19551.6191 | 10545.2944 | 5061.4744 | 3647.9692 | 3121.2164 | 2530.873 | 1978.3287 | 1327.492
Scenario 4: Reference ZEAS Phase In | SCG | Com | BldgEnv | Com - Health | Program Administrator Cost Test | Energy Efficiency | 43257.5317 | 40962.3467 | 36897.1073 | 31301.1332 | 25060.937 | 18539.9461 | 12415.5943 | 8821.6606 | 9525.3659 | 10066.6391 | 10560.4398 | 11604.6156 | 12812.0739
Scenario 4: Reference ZEAS Phase In | SCG | Com | BldgEnv | Com - Health | Rate Impact Measure Test | Energy Efficiency | 43257.5317 | 40962.3467 | 36897.1073 | 31301.1332 | 25060.937 | 18539.9461 | 12415.5943 | 8821.6606 | 9525.3659 | 10066.6391 | 10560.4398 | 11604.6156 | 12812.0739
Scenario 4: Reference ZEAS Phase In | SCG | Com | BldgEnv | Com - Health | Total Resource Cost Test | Energy Efficiency | 52132.4109 | 48908.6631 | 43648.0316 | 36690.4973 | 29090.7507 | 21289.3955 | 14054.6811 | 9827.4059 | 9525.3659 | 10066.6391 | 10560.4398 | 11604.6156 | 12812.0739
Scenario 4: Reference ZEAS Phase In | SCG | Com | BldgEnv | Com - Lodging | Participant Cost Test | Energy Efficiency | 1872.926 | 2285.1306 | 2780.9173 | 4743.3803 | 5757.6828 | 6974.9388 | 8428.0082 | 9637.3481 | 6857.6523 | 6981.5871 | 6752.0118 | 6022.5999 | 4611.8852
Scenario 4: Reference ZEAS Phase In | SCG | Com | BldgEnv | Com - Lodging | Program Administrator Cost Test | Energy Efficiency | 680.9039 | 867.7196 | 1103.5464 | 2421.923 | 3068.2427 | 3876.8117 | 4883.3755 | 6128.847 | 7658.0636 | 9518.2609 | 11755.0108 | 14405.9787 | 17492.3295
Scenario 4: Reference ZEAS Phase In | SCG | Com | BldgEnv | Com - Lodging | Rate Impact Measure Test | Energy Efficiency | 680.9039 | 867.7196 | 1103.5464 | 2421.923 | 3068.2427 | 3876.8117 | 4883.3755 | 6128.847 | 7658.0636 | 9518.2609 | 11755.0108 | 14405.9787 | 17492.3295
Scenario 4: Reference ZEAS Phase In | SCG | Com | BldgEnv | Com - Lodging | Total Resource Cost Test | Energy Efficiency | 1546.1864 | 1915.8078 | 2370.3118 | 3949.2845 | 4905.2268 | 6079.8626 | 7516.5965 | 9263.7438 | 7658.0636 | 9518.2609 | 11755.0108 | 14405.9787 | 17492.3295
Scenario 4: Reference ZEAS Phase In | SCG | Com | BldgEnv | Com - Office (Large) | Participant Cost Test | Energy Efficiency | 22652.5364 | 22763.6094 | 22564.9115 | 22205.3535 | 21774.3377 | 21173.2695 | 20270.0351 | 19054.2691 | 12312.9979 | 10538.8328 | 8637.7813 | 6538.7146 | 4269.4618
Scenario 4: Reference ZEAS Phase In | SCG | Com | BldgEnv | Com - Office (Large) | Program Administrator Cost Test | Energy Efficiency | 17449.8311 | 19017.7719 | 20535.855 | 22148.0965 | 23944.8971 | 25841.9228 | 27668.0395 | 29564.8832 | 31280.1794 | 32962.6971 | 34823.0385 | 36615.367 | 38533.1888
Scenario 4: Reference ZEAS Phase In | SCG | Com | BldgEnv | Com - Office (Large) | Rate Impact Measure Test | Energy Efficiency | 17449.8311 | 19017.7719 | 20535.855 | 22148.0965 | 23944.8971 | 25841.9228 | 27668.0395 | 29564.8832 | 31280.1794 | 32962.6971 | 34823.0385 | 36615.367 | 38533.1888
Scenario 4: Reference ZEAS Phase In | SCG | Com | BldgEnv | Com - Office (Large) | Total Resource Cost Test | Energy Efficiency | 22094.085 | 23774.6651 | 25369.4919 | 27055.0631 | 28937.8967 | 30914.7275 | 32784.287 | 34715.2136 | 31280.1794 | 32962.6971 | 34823.0385 | 36615.367 | 38533.1888
Scenario 4: Reference ZEAS Phase In | SCG | Com | BldgEnv | Com - Office (Small) | Participant Cost Test | Energy Efficiency | 14277.0539 | 9852.0779 | 5513.0052 | 2991.5278 | 349.176 | 24262.6474 | 2595.4292 | 2445.7712 | 1898.2186 | 1657.2946 | 1381.3164 | 1065.1801 | 707.5182
Scenario 4: Reference ZEAS Phase In | SCG | Com | BldgEnv | Com - Office (Small) | Program Administrator Cost Test | Energy Efficiency | 9487.8083 | 7183.6835 | 4755.9804 | 3394.8903 | 210.5967 | 36338.7541 | 4100.9973 | 4450.0436 | 4809.7919 | 5178.0443 | 5569.2444 | 5972.1951 | 6399.7301
Scenario 4: Reference ZEAS Phase In | SCG | Com | BldgEnv | Com - Office (Small) | Rate Impact Measure Test | Energy Efficiency | 9487.8083 | 7183.6835 | 4755.9804 | 3394.8903 | 210.5967 | 36338.7541 | 4100.9973 | 4450.0436 | 4809.7919 | 5178.0443 | 5569.2444 | 5972.1951 | 6399.7301
Scenario 4: Reference ZEAS Phase In | SCG | Com | BldgEnv | Com - Office (Small) | Total Resource Cost Test | Energy Efficiency | 11643.4134 | 8605.0878 | 5476.1136 | 3728.4176 | 258.0499 | 39269.942 | 4437.9765 | 4794.0269 | 4809.7919 | 5178.0443 | 5569.2444 | 5972.1951 | 6399.7301
Scenario 4: Reference ZEAS Phase In | SCG | Com | BldgEnv | Com - Other | Participant Cost Test | Energy Efficiency | 157189.6476 | 141736.4415 | 120901.5444 | 190164.3383 | 126881.2251 | 98560.6091 | 41262.7723 | 12832.9458 | 8140.6483 | 7210.529 | 6091.3603 | 4747.7218 | 3176.4164
Scenario 4: Reference ZEAS Phase In | SCG | Com | BldgEnv | Com - Other | Program Administrator Cost Test | Energy Efficiency | 101362.3938 | 96031.3608 | 86595.9491 | 124415.3747 | 81566.5672 | 84848.6481 | 39879.6754 | 23000.8978 | 25071.8876 | 27380.2494 | 29868.0132 | 32439.4524 | 35253.8681
Scenario 4: Reference ZEAS Phase In | SCG | Com | BldgEnv | Com - Other | Rate Impact Measure Test | Energy Efficiency | 101362.3938 | 96031.3608 | 86595.9491 | 124415.3747 | 81566.5672 | 84848.6481 | 39879.6754 | 23000.8978 | 25071.8876 | 27380.2494 | 29868.0132 | 32439.4524 | 35253.8681
Scenario 4: Reference ZEAS Phase In | SCG | Com | BldgEnv | Com - Other | Total Resource Cost Test | Energy Efficiency | 134034.2482 | 125269.4264 | 111372.4674 | 171082.1974 | 112504.9999 | 109392.1486 | 50531.2889 | 26903.9015 | 25071.8876 | 27380.2494 | 29868.0132 | 32439.4524 | 35253.8681
Scenario 4: Reference ZEAS Phase In | SCG | Com | BldgEnv | Com - Refrig. Warehouse | Participant Cost Test | Energy Efficiency | 5382.8353 | 475.6207 | 1170.6136 | 6435.7076 | 3227.902 | 3684.3437 | 4168.4369 | 4356.7026 | 4072.8078 | 3784.6028 | 3299.0747 | 2622.7895 | 1772.8365
Scenario 4: Reference ZEAS Phase In | SCG | Com | BldgEnv | Com - Refrig. Warehouse | Program Administrator Cost Test | Energy Efficiency | 5387.1065 | 553.2594 | 867.4047 | 7663.2733 | 2983.5535 | 3535.9841 | 4156.3653 | 4822.7816 | 5529.9039 | 6240.2235 | 6914.0417 | 7525.4437 | 8016.3705
Scenario 4: Reference ZEAS Phase In | SCG | Com | BldgEnv | Com - Refrig. Warehouse | Rate Impact Measure Test | Energy Efficiency | 5387.1065 | 553.2594 | 867.4047 | 7663.2733 | 2983.5535 | 3535.9841 | 4156.3653 | 4822.7816 | 5529.9039 | 6240.2235 | 6914.0417 | 7525.4437 | 8016.3705
Scenario 4: Reference ZEAS Phase In | SCG | Com | BldgEnv | Com - Refrig. Warehouse | Total Resource Cost Test | Energy Efficiency | 5639.4946 | 574.0921 | 943.3463 | 7944.483 | 3108.8901 | 3677.6234 | 4314.8955 | 4997.8121 | 5529.9039 | 6240.2235 | 6914.0417 | 7525.4437 | 8016.3705
Scenario 4: Reference ZEAS Phase In | SCG | Com | BldgEnv | Com - Restaurant | Participant Cost Test | Energy Efficiency | 5502.0272 | 5659.3116 | 5767.0334 | 5825.8314 | 5839.7742 | 5741.2037 | 5551.2384 | 5235.2094 | 4442.926 | 3901.6862 | 3272.0748 | 2537.0564 | 1693.7781
Scenario 4: Reference ZEAS Phase In | SCG | Com | BldgEnv | Com - Restaurant | Program Administrator Cost Test | Energy Efficiency | 5750.2069 | 6451.0748 | 7208.0307 | 8033.8605 | 8948.7288 | 9846.445 | 10759.0178 | 11763.0999 | 12813.9874 | 13892.4702 | 15053.104 | 16249.3317 | 17537.0477
Scenario 4: Reference ZEAS Phase In | SCG | Com | BldgEnv | Com - Restaurant | Rate Impact Measure Test | Energy Efficiency | 5750.2069 | 6451.0748 | 7208.0307 | 8033.8605 | 8948.7288 | 9846.445 | 10759.0178 | 11763.0999 | 12813.9874 | 13892.4702 | 15053.104 | 16249.3317 | 17537.0477
Scenario 4: Reference ZEAS Phase In | SCG | Com | BldgEnv | Com - Restaurant | Total Resource Cost Test | Energy Efficiency | 6023.6229 | 6735.9745 | 7504.4054 | 8341.947 | 9269.1812 | 10176.5105 | 11097.0888 | 12109.6848 | 12813.9874 | 13892.4702 | 15053.104 | 16249.3317 | 17537.0477
Scenario 4: Reference ZEAS Phase In | SCG | Com | BldgEnv | Com - Retail | Participant Cost Test | Energy Efficiency | 503606.1387 | 431700.2683 | 343457.7955 | 30414.3341 | 167309.6876 | 134113.9783 | 30322.5005 | 29463.0617 | 17541.924 | 15362.3822 | 12790.8155 | 9735.3805 | 6191.9415
Scenario 4: Reference ZEAS Phase In | SCG | Com | BldgEnv | Com - Retail | Program Administrator Cost Test | Energy Efficiency | 329889.2501 | 296055.5193 | 248092.1864 | 35497.7561 | 123609.1743 | 146321.4474 | 48082.0827 | 52903.9617 | 57713.799 | 62695.4973 | 68100.4399 | 73611.4912 | 79535.3758
Scenario 4: Reference ZEAS Phase In | SCG | Com | BldgEnv | Com - Retail | Rate Impact Measure Test | Energy Efficiency | 329889.2501 | 296055.5193 | 248092.1864 | 35497.7561 | 123609.1743 | 146321.4474 | 48082.0827 | 52903.9617 | 57713.799 | 62695.4973 | 68100.4399 | 73611.4912 | 79535.3758
Scenario 4: Reference ZEAS Phase In | SCG | Com | BldgEnv | Com - Retail | Total Resource Cost Test | Energy Efficiency | 447469.0309 | 395829.2391 | 326832.7384 | 44208.3134 | 160477.3293 | 180760.4152 | 57891.1573 | 63058.5105 | 57713.799 | 62695.4973 | 68100.4399 | 73611.4912 | 79535.3758
Scenario 4: Reference ZEAS Phase In | SCG | Com | BldgEnv | Com - School | Participant Cost Test | Energy Efficiency | 4571.3728 | 4617.1763 | 4631.0742 | 4586.2787 | 4443.5017 | 4307.6721 | 4094.8651 | 3811.3118 | 2809.1278 | 2438.547 | 2013.5222 | 1548.9673 | 1020.8546
Scenario 4: Reference ZEAS Phase In | SCG | Com | BldgEnv | Com - School | Program Administrator Cost Test | Energy Efficiency | 3828.3442 | 4203.1788 | 4607.7369 | 5019.5436 | 5378.4396 | 5813.9388 | 6215.101 | 6632.5179 | 7087.9218 | 7585.9118 | 8080.0116 | 8645.0262 | 9189.7065
Scenario 4: Reference ZEAS Phase In | SCG | Com | BldgEnv | Com - School | Rate Impact Measure Test | Energy Efficiency | 3828.3442 | 4203.1788 | 4607.7369 | 5019.5436 | 5378.4396 | 5813.9388 | 6215.101 | 6632.5179 | 7087.9218 | 7585.9118 | 8080.0116 | 8645.0262 | 9189.7065
Scenario 4: Reference ZEAS Phase In | SCG | Com | BldgEnv | Com - School | Total Resource Cost Test | Energy Efficiency | 4421.3043 | 4813.7939 | 5236.0576 | 5662.7111 | 6027.1827 | 6473.6005 | 6879.1108 | 7299.8177 | 7087.9218 | 7585.9118 | 8080.0116 | 8645.0262 | 9189.7065
Scenario 4: Reference ZEAS Phase In | SCG | Com | BldgEnv | Com - Warehouse | Participant Cost Test | Energy Efficiency | 86590.5364 | 99630.8099 | 112479.6959 | 187277.0527 | 203995.7071 | 217192.7176 | 225555.0882 | 214889.3618 | 150607.625 | 122981.0608 | 93309.9456 | 63985.0149 | 37075.9692
Scenario 4: Reference ZEAS Phase In | SCG | Com | BldgEnv | Com - Warehouse | Program Administrator Cost Test | Energy Efficiency | 46171.4679 | 55439.638 | 65337.4818 | 126258.3419 | 143564.0677 | 159511.452 | 172874.7644 | 182638.606 | 187722.8157 | 187739.0981 | 182743.0287 | 173145.2636 | 160103.3335
Scenario 4: Reference ZEAS Phase In | SCG | Com | BldgEnv | Com - Warehouse | Rate Impact Measure Test | Energy Efficiency | 46171.4679 | 55439.638 | 65337.4818 | 126258.3419 | 143564.0677 | 159511.452 | 172874.7644 | 182638.606 | 187722.8157 | 187739.0981 | 182743.0287 | 173145.2636 | 160103.3335
Scenario 4: Reference ZEAS Phase In | SCG | Com | BldgEnv | Com - Warehouse | Total Resource Cost Test | Energy Efficiency | 70979.7456 | 83788.0209 | 97136.1672 | 161268.4418 | 181330.1878 | 199307.5404 | 213763.2196 | 223562.2286 | 187722.8157 | 187739.0981 | 182743.0287 | 173145.2636 | 160103.3335
Scenario 4: Reference ZEAS Phase In | SCG | Com | FoodServ | Com - College | Participant Cost Test | Energy Efficiency | 319741.9229 | 339793.0952 | 346319.8621 | 346039.4763 | 338648.6953 | 329359.4372 | 334446.19 | 318053.064 | 290781.5261 | 257147.9092 | 217989.318 | 174625.001 | 121520.7466
Scenario 4: Reference ZEAS Phase In | SCG | Com | FoodServ | Com - College | Program Administrator Cost Test | Energy Efficiency | 219379.8986 | 242027.68 | 266591.5482 | 292460.2317 | 317273.6169 | 344998.4536 | 387982.4668 | 421674.2313 | 452404.4641 | 483241.1434 | 515986.2214 | 555892.8014 | 591562.239
Scenario 4: Reference ZEAS Phase In | SCG | Com | FoodServ | Com - College | Rate Impact Measure Test | Energy Efficiency | 219379.8986 | 242027.68 | 266591.5482 | 292460.2317 | 317273.6169 | 344998.4536 | 387982.4668 | 421674.2313 | 452404.4641 | 483241.1434 | 515986.2214 | 555892.8014 | 591562.239
Scenario 4: Reference ZEAS Phase In | SCG | Com | FoodServ | Com - College | Total Resource Cost Test | Energy Efficiency | 219379.8986 | 242027.68 | 266591.5482 | 292460.2317 | 317273.6169 | 344998.4536 | 387982.4668 | 421674.2313 | 452404.4641 | 483241.1434 | 515986.2214 | 555892.8014 | 591562.239
Scenario 4: Reference ZEAS Phase In | SCG | Com | FoodServ | Com - Grocery | Participant Cost Test | Energy Efficiency | 2760528.5857 | 2961208.6036 | 3065299.9742 | 3060487.9516 | 3020274.1717 | 2939475.309 | 3259178.2587 | 3250519.814 | 3009327.5689 | 2700389.5148 | 2325254.3881 | 1873381.5753 | 1336756.7077
Scenario 4: Reference ZEAS Phase In | SCG | Com | FoodServ | Com - Grocery | Program Administrator Cost Test | Energy Efficiency | 1691922.0357 | 1880502.8668 | 2071221.6522 | 2273023.4197 | 2485848.2697 | 2706891.2861 | 3268978.0179 | 3696837.5849 | 4009564.5639 | 4333254.3685 | 4679484.4107 | 5039751.4558 | 5412946.0208
Scenario 4: Reference ZEAS Phase In | SCG | Com | FoodServ | Com - Grocery | Rate Impact Measure Test | Energy Efficiency | 1691922.0357 | 1880502.8668 | 2071221.6522 | 2273023.4197 | 2485848.2697 | 2706891.2861 | 3268978.0179 | 3696837.5849 | 4009564.5639 | 4333254.3685 | 4679484.4107 | 5039751.4558 | 5412946.0208
Scenario 4: Reference ZEAS Phase In | SCG | Com | FoodServ | Com - Grocery | Total Resource Cost Test | Energy Efficiency | 1691922.0357 | 1880502.8668 | 2071221.6522 | 2273023.4197 | 2485848.2697 | 2706891.2861 | 3268978.0179 | 3696837.5849 | 4009564.5639 | 4333254.3685 | 4679484.4107 | 5039751.4558 | 5412946.0208
Scenario 4: Reference ZEAS Phase In | SCG | Com | FoodServ | Com - Health | Participant Cost Test | Energy Efficiency | 899299.4075 | 966680.4298 | 1000477.1547 | 994241.9125 | 982011.6773 | 952532.6113 | 1012706.5562 | 983860.1828 | 905154.362 | 802095.7282 | 679224.5104 | 545942.6555 | 386465.5821
Scenario 4: Reference ZEAS Phase In | SCG | Com | FoodServ | Com - Health | Program Administrator Cost Test | Energy Efficiency | 585636.0933 | 652380.2306 | 723838.8518 | 790792.8635 | 864963.9846 | 938724.2955 | 1094353.7657 | 1210172.5907 | 1305963.6967 | 1397592.9761 | 1490435.6075 | 1609273.3567 | 1733644.9484
Scenario 4: Reference ZEAS Phase In | SCG | Com | FoodServ | Com - Health | Rate Impact Measure Test | Energy Efficiency | 585636.0933 | 652380.2306 | 723838.8518 | 790792.8635 | 864963.9846 | 938724.2955 | 1094353.7657 | 1210172.5907 | 1305963.6967 | 1397592.9761 | 1490435.6075 | 1609273.3567 | 1733644.9484
Scenario 4: Reference ZEAS Phase In | SCG | Com | FoodServ | Com - Health | Total Resource Cost Test | Energy Efficiency | 585636.0933 | 652380.2306 | 723838.8518 | 790792.8635 | 864963.9846 | 938724.2955 | 1094353.7657 | 1210172.5907 | 1305963.6967 | 1397592.9761 | 1490435.6075 | 1609273.3567 | 1733644.9484
Scenario 4: Reference ZEAS Phase In | SCG | Com | FoodServ | Com - Lodging | Participant Cost Test | Energy Efficiency | 843361.3696 | 901949.3075 | 932384.4559 | 930661.4949 | 919253.5901 | 895866.1971 | 971184.932 | 963558.1833 | 890275.9495 | 796872.8099 | 683512.9309 | 547292.8918 | 385860.2843
Scenario 4: Reference ZEAS Phase In | SCG | Com | FoodServ | Com - Lodging | Program Administrator Cost Test | Energy Efficiency | 513597.3502 | 571310.8058 | 632092.9056 | 694148.2003 | 760382.0965 | 829927.1036 | 986872.5253 | 1112754.2193 | 1207149.099 | 1305057.0846 | 1409353.1744 | 1517599.2752 | 1628816.7482
Scenario 4: Reference ZEAS Phase In | SCG | Com | FoodServ | Com - Lodging | Rate Impact Measure Test | Energy Efficiency | 513597.3502 | 571310.8058 | 632092.9056 | 694148.2003 | 760382.0965 | 829927.1036 | 986872.5253 | 1112754.2193 | 1207149.099 | 1305057.0846 | 1409353.1744 | 1517599.2752 | 1628816.7482
Scenario 4: Reference ZEAS Phase In | SCG | Com | FoodServ | Com - Lodging | Total Resource Cost Test | Energy Efficiency | 513597.3502 | 571310.8058 | 632092.9056 | 694148.2003 | 760382.0965 | 829927.1036 | 986872.5253 | 1112754.2193 | 1207149.099 | 1305057.0846 | 1409353.1744 | 1517599.2752 | 1628816.7482
Scenario 4: Reference ZEAS Phase In | SCG | Com | FoodServ | Com - Other | Participant Cost Test | Energy Efficiency | 3822651.7203 | 4102671.023 | 4196940.4738 | 4208723.2565 | 2956265.7708 | 5195328.358 | 4032249.809 | 3852760.6307 | 3542554.6476 | 3162623.9374 | 2702176.2269 | 2150470.8968 | 1501206.9111
Scenario 4: Reference ZEAS Phase In | SCG | Com | FoodServ | Com - Other | Program Administrator Cost Test | Energy Efficiency | 2613480.7478 | 2930425.5903 | 3262560.9476 | 3608297.5496 | 2884037.2139 | 5495457.6875 | 4850458.7666 | 5326933.7064 | 5777536.5034 | 6260909.2782 | 6775430.4564 | 7310922.7165 | 7880968.8804
Scenario 4: Reference ZEAS Phase In | SCG | Com | FoodServ | Com - Other | Rate Impact Measure Test | Energy Efficiency | 2613480.7478 | 2930425.5903 | 3262560.9476 | 3608297.5496 | 2884037.2139 | 5495457.6875 | 4850458.7666 | 5326933.7064 | 5777536.5034 | 6260909.2782 | 6775430.4564 | 7310922.7165 | 7880968.8804
Scenario 4: Reference ZEAS Phase In | SCG | Com | FoodServ | Com - Other | Total Resource Cost Test | Energy Efficiency | 2613480.7478 | 2930425.5903 | 3262560.9476 | 3608297.5496 | 2884037.2139 | 5495457.6875 | 4850458.7666 | 5326933.7064 | 5777536.5034 | 6260909.2782 | 6775430.4564 | 7310922.7165 | 7880968.8804
Scenario 4: Reference ZEAS Phase In | SCG | Com | FoodServ | Com - Restaurant | Participant Cost Test | Energy Efficiency | 13152781.0019 | 14126861.3174 | 14632050.1206 | 14690944.4983 | 14578726.1569 | 14223373.5566 | 15375350.588 | 15259009.8045 | 14144674.7799 | 12703039.4482 | 10930158.4612 | 8781308.8462 | 6220430.2962
Scenario 4: Reference ZEAS Phase In | SCG | Com | FoodServ | Com - Restaurant | Program Administrator Cost Test | Energy Efficiency | 8049743.7395 | 9003226.4357 | 10003160.9818 | 11064830.4028 | 12196706.57 | 13351684.7629 | 15853167.9875 | 17904296.4433 | 19511731.351 | 21189568.5219 | 22979014.0393 | 24850224.6678 | 26818540.5927
Scenario 4: Reference ZEAS Phase In | SCG | Com | FoodServ | Com - Restaurant | Rate Impact Measure Test | Energy Efficiency | 8049743.7395 | 9003226.4357 | 10003160.9818 | 11064830.4028 | 12196706.57 | 13351684.7629 | 15853167.9875 | 17904296.4433 | 19511731.351 | 21189568.5219 | 22979014.0393 | 24850224.6678 | 26818540.5927
Scenario 4: Reference ZEAS Phase In | SCG | Com | FoodServ | Com - Restaurant | Total Resource Cost Test | Energy Efficiency | 8049743.7395 | 9003226.4357 | 10003160.9818 | 11064830.4028 | 12196706.57 | 13351684.7629 | 15853167.9875 | 17904296.4433 | 19511731.351 | 21189568.5219 | 22979014.0393 | 24850224.6678 | 26818540.5927
Scenario 4: Reference ZEAS Phase In | SCG | Com | FoodServ | Com - Retail | Participant Cost Test | Energy Efficiency | 31992.5714 | 34071.6267 | 35448.6327 | 36559.1867 | 0 | 79324.753 | 36834.0675 | 35588.2078 | 33232.6131 | 29841.3133 | 25415.0585 | 19672.6258 | 12588.9137
Scenario 4: Reference ZEAS Phase In | SCG | Com | FoodServ | Com - Retail | Program Administrator Cost Test | Energy Efficiency | 3981.7658 | 4654.0425 | 5361.5006 | 6181.2701 | 0 | 17244.6492 | 9260.661 | 10538.6429 | 11879.1863 | 13322.0901 | 14926.3455 | 16625.8582 | 18492.6615
Scenario 4: Reference ZEAS Phase In | SCG | Com | FoodServ | Com - Retail | Rate Impact Measure Test | Energy Efficiency | 3981.7658 | 4654.0425 | 5361.5006 | 6181.2701 | 0 | 17244.6492 | 9260.661 | 10538.6429 | 11879.1863 | 13322.0901 | 14926.3455 | 16625.8582 | 18492.6615
Scenario 4: Reference ZEAS Phase In | SCG | Com | FoodServ | Com - Retail | Total Resource Cost Test | Energy Efficiency | 3981.7658 | 4654.0425 | 5361.5006 | 6181.2701 | 0 | 17244.6492 | 9260.661 | 10538.6429 | 11879.1863 | 13322.0901 | 14926.3455 | 16625.8582 | 18492.6615
Scenario 4: Reference ZEAS Phase In | SCG | Com | FoodServ | Com - School | Participant Cost Test | Energy Efficiency | 973444.9864 | 1020296.22 | 1028774.5544 | 1017256.9542 | 987335.3847 | 949782.6398 | 935228.6922 | 885848.6367 | 805593.0683 | 711616.0503 | 600568.8195 | 473770.5998 | 326369.7329
Scenario 4: Reference ZEAS Phase In | SCG | Com | FoodServ | Com - School | Program Administrator Cost Test | Energy Efficiency | 618215.6601 | 679737.0896 | 744193.3472 | 810248.5668 | 873670.3461 | 942369.7521 | 1039449.6693 | 1128326.6764 | 1208262.8357 | 1293384.5005 | 1380791.822 | 1475504.8438 | 1569233.325
Scenario 4: Reference ZEAS Phase In | SCG | Com | FoodServ | Com - School | Rate Impact Measure Test | Energy Efficiency | 618215.6601 | 679737.0896 | 744193.3472 | 810248.5668 | 873670.3461 | 942369.7521 | 1039449.6693 | 1128326.6764 | 1208262.8357 | 1293384.5005 | 1380791.822 | 1475504.8438 | 1569233.325
Scenario 4: Reference ZEAS Phase In | SCG | Com | FoodServ | Com - School | Total Resource Cost Test | Energy Efficiency | 618215.6601 | 679737.0896 | 744193.3472 | 810248.5668 | 873670.3461 | 942369.7521 | 1039449.6693 | 1128326.6764 | 1208262.8357 | 1293384.5005 | 1380791.822 | 1475504.8438 | 1569233.325
Scenario 4: Reference ZEAS Phase In | SCG | Com | HVAC | Com - College | Participant Cost Test | Energy Efficiency | 642484.3602 | 613838.1769 | 590602.8254 | 567028.8986 | 574656.1368 | 499596.6142 | 225344.4499 | 206957.4078 | 151595.4787 | 123221.3039 | 100538.0359 | 74247.4532 | 41019.5244
Scenario 4: Reference ZEAS Phase In | SCG | Com | HVAC | Com - College | Program Administrator Cost Test | Energy Efficiency | 156855.5732 | 162836.5491 | 171321.8737 | 181107.0499 | 235193.3407 | 259384.7748 | 153747.2515 | 163935.1297 | 174534.5537 | 172881.8338 | 195457.331 | 215294.1053 | 228300.6291
Scenario 4: Reference ZEAS Phase In | SCG | Com | HVAC | Com - College | Rate Impact Measure Test | Energy Efficiency | 156855.5732 | 162836.5491 | 171321.8737 | 181107.0499 | 235193.3407 | 259384.7748 | 153747.2515 | 163935.1297 | 174534.5537 | 172881.8338 | 195457.331 | 215294.1053 | 228300.6291
Scenario 4: Reference ZEAS Phase In | SCG | Com | HVAC | Com - College | Total Resource Cost Test | Energy Efficiency | 295619.4485 | 298612.3829 | 305335.3881 | 313818.3843 | 374487.2009 | 345913.929 | 187527.3918 | 198046.2945 | 174534.5537 | 172881.8338 | 195457.331 | 215294.1053 | 228300.6291
Scenario 4: Reference ZEAS Phase In | SCG | Com | HVAC | Com - Grocery | Participant Cost Test | Energy Efficiency | 106117.8565 | 105704.6486 | 103494.3293 | 101212.8456 | 98559.6578 | 95221.131 | 90510.7054 | 85426.9175 | 61241.8757 | 53152.5459 | 44171.8391 | 33901.8797 | 22351.38
Scenario 4: Reference ZEAS Phase In | SCG | Com | HVAC | Com - Grocery | Program Administrator Cost Test | Energy Efficiency | 88091.4217 | 95079.2247 | 101384.4098 | 108649.2002 | 116784.5643 | 125590.7702 | 134246.7229 | 144302.0905 | 154191.834 | 164056.2641 | 175115.1983 | 186323.9233 | 198509.1925
Scenario 4: Reference ZEAS Phase In | SCG | Com | HVAC | Com - Grocery | Rate Impact Measure Test | Energy Efficiency | 88091.4217 | 95079.2247 | 101384.4098 | 108649.2002 | 116784.5643 | 125590.7702 | 134246.7229 | 144302.0905 | 154191.834 | 164056.2641 | 175115.1983 | 186323.9233 | 198509.1925
Scenario 4: Reference ZEAS Phase In | SCG | Com | HVAC | Com - Grocery | Total Resource Cost Test | Energy Efficiency | 103677.9028 | 111042.6861 | 117530.08 | 125047.7729 | 133477.4705 | 142580.4043 | 151425.4233 | 161758.8726 | 154191.834 | 164056.2641 | 175115.1983 | 186323.9233 | 198509.1925
Scenario 4: Reference ZEAS Phase In | SCG | Com | HVAC | Com - Health | Participant Cost Test | Energy Efficiency | 2413170.8087 | 2454910.9893 | 2459531.1976 | 2401418.8194 | 2310535.8631 | 2124095.5597 | 1704702.8307 | 1536537.8722 | 1004942.1504 | 749822.6019 | 524618.8641 | 340263.4481 | 188354.3835
Scenario 4: Reference ZEAS Phase In | SCG | Com | HVAC | Com - Health | Program Administrator Cost Test | Energy Efficiency | 1210691.079 | 1303062.6547 | 1383996.3684 | 1431225.9866 | 1466060.5284 | 1473722.9293 | 1335445.1498 | 1299087.2469 | 1248380.0787 | 1178292.0455 | 1100625.8225 | 1051861.3417 | 1013556.2607
Scenario 4: Reference ZEAS Phase In | SCG | Com | HVAC | Com - Health | Rate Impact Measure Test | Energy Efficiency | 1210691.079 | 1303062.6547 | 1383996.3684 | 1431225.9866 | 1466060.5284 | 1473722.9293 | 1335445.1498 | 1299087.2469 | 1248380.0787 | 1178292.0455 | 1100625.8225 | 1051861.3417 | 1013556.2607
Scenario 4: Reference ZEAS Phase In | SCG | Com | HVAC | Com - Health | Total Resource Cost Test | Energy Efficiency | 1842440.2369 | 1946652.6025 | 2029302.4714 | 2062983.8497 | 2075580.1459 | 1999222.0231 | 1773041.245 | 1693065.2384 | 1248380.0787 | 1178292.0455 | 1100625.8225 | 1051861.3417 | 1013556.2607
Scenario 4: Reference ZEAS Phase In | SCG | Com | HVAC | Com - Lodging | Participant Cost Test | Energy Efficiency | 1986147.3673 | 2003747.5078 | 1983903.8525 | 1921850.39 | 1824973.1276 | 1623665.9593 | 1312595.938 | 1155873.9212 | 99321.0526 | 85603.3174 | 70601.3528 | 53893.3005 | 35301.0809
Scenario 4: Reference ZEAS Phase In | SCG | Com | HVAC | Com - Lodging | Program Administrator Cost Test | Energy Efficiency | 613806.5449 | 653603.6446 | 684333.146 | 702278.3898 | 709430.5587 | 704959.6994 | 633253.6702 | 607013.1497 | 251020.1704 | 265083.9049 | 280654.6163 | 296843.3864 | 314041.9645
Scenario 4: Reference ZEAS Phase In | SCG | Com | HVAC | Com - Lodging | Rate Impact Measure Test | Energy Efficiency | 613806.5449 | 653603.6446 | 684333.146 | 702278.3898 | 709430.5587 | 704959.6994 | 633253.6702 | 607013.1497 | 251020.1704 | 265083.9049 | 280654.6163 | 296843.3864 | 314041.9645
Scenario 4: Reference ZEAS Phase In | SCG | Com | HVAC | Com - Lodging | Total Resource Cost Test | Energy Efficiency | 1713575.3313 | 1763402.6561 | 1783166.473 | 1767143.8784 | 1721504.8601 | 1574617.3032 | 1350560.1934 | 1238294.2006 | 251020.1704 | 265083.9049 | 280654.6163 | 296843.3864 | 314041.9645
Scenario 4: Reference ZEAS Phase In | SCG | Com | HVAC | Com - Office (Large) | Participant Cost Test | Energy Efficiency | 3812234.8129 | 3602036.5487 | 3382156.369 | 3170265.1354 | 2972383.184 | 2207446.8049 | 1331.6906 | 1231.7452 | 720.382 | 607.8639 | 492.0674 | 368.0279 | 236.8111
Scenario 4: Reference ZEAS Phase In | SCG | Com | HVAC | Com - Office (Large) | Program Administrator Cost Test | Energy Efficiency | 828242.5912 | 844378.4015 | 859018.6355 | 876482.74 | 898979.1902 | 924667.817 | 1700.6564 | 1771.1449 | 1831.3573 | 1891.1205 | 1962.9926 | 2032.263 | 2110.2766
Scenario 4: Reference ZEAS Phase In | SCG | Com | HVAC | Com - Office (Large) | Rate Impact Measure Test | Energy Efficiency | 828242.5912 | 844378.4015 | 859018.6355 | 876482.74 | 898979.1902 | 924667.817 | 1700.6564 | 1771.1449 | 1831.3573 | 1891.1205 | 1962.9926 | 2032.263 | 2110.2766
Scenario 4: Reference ZEAS Phase In | SCG | Com | HVAC | Com - Office (Large) | Total Resource Cost Test | Energy Efficiency | 2168739.4693 | 2140204.1336 | 2108685.2504 | 2084776.1689 | 2072967.4385 | 1496654.1578 | 2111.3561 | 2176.2344 | 1831.3573 | 1891.1205 | 1962.9926 | 2032.263 | 2110.2766
Scenario 4: Reference ZEAS Phase In | SCG | Com | HVAC | Com - Office (Small) | Participant Cost Test | Energy Efficiency | 1390157.0359 | 1320154.3162 | 1243795.7593 | 1164749.2091 | 464824.7636 | 5239834.7186 | 161493.4335 | 145112.6488 | 115841.3202 | 96191.0798 | 75061.671 | 52045.8798 | 27109.1977
Scenario 4: Reference ZEAS Phase In | SCG | Com | HVAC | Com - Office (Small) | Program Administrator Cost Test | Energy Efficiency | 392055.1013 | 405335.1703 | 418554.4924 | 432731.7911 | 202847.7688 | 2330812.9509 | 67085.4972 | 70956.4908 | 74982.1661 | 79131.6386 | 83636.654 | 88321.1837 | 93381.6395
Scenario 4: Reference ZEAS Phase In | SCG | Com | HVAC | Com - Office (Small) | Rate Impact Measure Test | Energy Efficiency | 392055.1013 | 405335.1703 | 418554.4924 | 432731.7911 | 202847.7688 | 2330812.9509 | 67085.4972 | 70956.4908 | 74982.1661 | 79131.6386 | 83636.654 | 88321.1837 | 93381.6395
Scenario 4: Reference ZEAS Phase In | SCG | Com | HVAC | Com - Office (Small) | Total Resource Cost Test | Energy Efficiency | 525965.0395 | 536479.0379 | 546629.5239 | 557983.4842 | 261416.9824 | 2905900.3339 | 78324.1265 | 82214.596 | 74982.1661 | 79131.6386 | 83636.654 | 88321.1837 | 93381.6395
Scenario 4: Reference ZEAS Phase In | SCG | Com | HVAC | Com - Other | Participant Cost Test | Energy Efficiency | 6665563.5146 | 6563507.7455 | 6418838.5373 | 6211693.9501 | 257514.4073 | 10973351.7672 | 5334885.755 | 4923794.1556 | 3524004.2754 | 2972784.0406 | 2357001.1025 | 1659901.2754 | 882935.511
Scenario 4: Reference ZEAS Phase In | SCG | Com | HVAC | Com - Other | Program Administrator Cost Test | Energy Efficiency | 1596081.9304 | 1718656.3331 | 1852028.4857 | 1991308.0949 | 93215.9945 | 4453152.1228 | 2478414.8133 | 2659240.0959 | 2834172.8328 | 3034648.5287 | 3253363.7588 | 3479637.7237 | 3731230.5672
Scenario 4: Reference ZEAS Phase In | SCG | Com | HVAC | Com - Other | Rate Impact Measure Test | Energy Efficiency | 1596081.9304 | 1718656.3331 | 1852028.4857 | 1991308.0949 | 93215.9945 | 4453152.1228 | 2478414.8133 | 2659240.0959 | 2834172.8328 | 3034648.5287 | 3253363.7588 | 3479637.7237 | 3731230.5672
Scenario 4: Reference ZEAS Phase In | SCG | Com | HVAC | Com - Other | Total Resource Cost Test | Energy Efficiency | 2373899.4233 | 2513322.3771 | 2664314.7893 | 2819491.3799 | 130899.4273 | 6115970.5857 | 3355462.0952 | 3550319.5022 | 2834172.8328 | 3034648.5287 | 3253363.7588 | 3479637.7237 | 3731230.5672
Scenario 4: Reference ZEAS Phase In | SCG | Com | HVAC | Com - Restaurant | Participant Cost Test | Energy Efficiency | 6197111.3595 | 5985586.3939 | 5693842.8911 | 5355064.4351 | 4991637.001 | 4592746.7917 | 4172917.5044 | 3745602.3258 | 3026802.5843 | 2563483.3313 | 2076114.4098 | 1556846.0774 | 999101.9642
Scenario 4: Reference ZEAS Phase In | SCG | Com | HVAC | Com - Restaurant | Program Administrator Cost Test | Energy Efficiency | 5611850.1404 | 5894750.6376 | 6133017.2898 | 6352036.6961 | 6573852.304 | 6782295.5991 | 6995164.854 | 7237241.3846 | 7500262.2772 | 7782251.0956 | 8097574.4787 | 8437411.3756 | 8814950.7912
Scenario 4: Reference ZEAS Phase In | SCG | Com | HVAC | Com - Restaurant | Rate Impact Measure Test | Energy Efficiency | 5611850.1404 | 5894750.6376 | 6133017.2898 | 6352036.6961 | 6573852.304 | 6782295.5991 | 6995164.854 | 7237241.3846 | 7500262.2772 | 7782251.0956 | 8097574.4787 | 8437411.3756 | 8814950.7912
Scenario 4: Reference ZEAS Phase In | SCG | Com | HVAC | Com - Restaurant | Total Resource Cost Test | Energy Efficiency | 5925189.4536 | 6207117.5845 | 6441390.9751 | 6655004.0386 | 6871186.7079 | 7073085.6354 | 7279357.2363 | 7515749.493 | 7500262.2772 | 7782251.0956 | 8097574.4787 | 8437411.3756 | 8814950.7912
Scenario 4: Reference ZEAS Phase In | SCG | Com | HVAC | Com - Retail | Participant Cost Test | Energy Efficiency | 1376908.3086 | 1335954.7262 | 1281549.5611 | 1227391.0227 | 362303.0561 | 1794568.7289 | 522148.9295 | 485317.6902 | 313515.9417 | 262410.6225 | 206593.9818 | 144251.7721 | 75719.5931
Scenario 4: Reference ZEAS Phase In | SCG | Com | HVAC | Com - Retail | Program Administrator Cost Test | Energy Efficiency | 233540.0362 | 244849.3917 | 255397.5511 | 267547.87 | 101931.7265 | 509046.7545 | 132580.1997 | 142172.4469 | 151578.699 | 161348.9142 | 172159.1196 | 183189.8355 | 195234.5696
Scenario 4: Reference ZEAS Phase In | SCG | Com | HVAC | Com - Retail | Rate Impact Measure Test | Energy Efficiency | 233540.0362 | 244849.3917 | 255397.5511 | 267547.87 | 101931.7265 | 509046.7545 | 132580.1997 | 142172.4469 | 151578.699 | 161348.9142 | 172159.1196 | 183189.8355 | 195234.5696
Scenario 4: Reference ZEAS Phase In | SCG | Com | HVAC | Com - Retail | Total Resource Cost Test | Energy Efficiency | 625970.1085 | 633887.1847 | 639175.6167 | 647519.4238 | 260089.9289 | 949520.4117 | 256662.6803 | 268190.048 | 151578.699 | 161348.9142 | 172159.1196 | 183189.8355 | 195234.5696
Scenario 4: Reference ZEAS Phase In | SCG | Com | HVAC | Com - School | Participant Cost Test | Energy Efficiency | 2176505.1791 | 2016864.3352 | 1908223.6189 | 1792164.3914 | 1645715.8538 | 1513950.155 | 715910.6868 | 645405.5722 | 460986.6827 | 387368.5172 | 307104.2637 | 222466.7101 | 129308.9471
Scenario 4: Reference ZEAS Phase In | SCG | Com | HVAC | Com - School | Program Administrator Cost Test | Energy Efficiency | 853859.8074 | 884052.5786 | 918918.3928 | 954493.5241 | 981587.2707 | 1021463.1419 | 701747.8569 | 730061.3616 | 763025.6751 | 800924.5661 | 838546.3872 | 883976.7968 | 927411.934
Scenario 4: Reference ZEAS Phase In | SCG | Com | HVAC | Com - School | Rate Impact Measure Test | Energy Efficiency | 853859.8074 | 884052.5786 | 918918.3928 | 954493.5241 | 981587.2707 | 1021463.1419 | 701747.8569 | 730061.3616 | 763025.6751 | 800924.5661 | 838546.3872 | 883976.7968 | 927411.934
Scenario 4: Reference ZEAS Phase In | SCG | Com | HVAC | Com - School | Total Resource Cost Test | Energy Efficiency | 1187143.5245 | 1160921.4804 | 1190666.5419 | 1221041.1695 | 1230411.9423 | 1256503.3764 | 817263.518 | 843870.1685 | 763025.6751 | 800924.5661 | 838546.3872 | 883976.7968 | 927411.934
Scenario 4: Reference ZEAS Phase In | SCG | Com | HVAC | Com - Warehouse | Participant Cost Test | Energy Efficiency | 52.3072 | 53.9113 | 54.1587 | 54.709 | 55.546 | 55.4108 | 54.224 | 52.6113 | 32.8799 | 29.0525 | 24.5198 | 19.0502 | 12.7576
Scenario 4: Reference ZEAS Phase In | SCG | Com | HVAC | Com - Warehouse | Program Administrator Cost Test | Energy Efficiency | 39.1757 | 43.6502 | 47.6204 | 52.5169 | 58.5727 | 64.641 | 70.5816 | 77.2068 | 83.5873 | 90.385 | 97.8163 | 105.1962 | 113.6854
Scenario 4: Reference ZEAS Phase In | SCG | Com | HVAC | Com - Warehouse | Rate Impact Measure Test | Energy Efficiency | 39.1757 | 43.6502 | 47.6204 | 52.5169 | 58.5727 | 64.641 | 70.5816 | 77.2068 | 83.5873 | 90.385 | 97.8163 | 105.1962 | 113.6854
Scenario 4: Reference ZEAS Phase In | SCG | Com | HVAC | Com - Warehouse | Total Resource Cost Test | Energy Efficiency | 51.3931 | 56.5679 | 60.9903 | 66.5009 | 73.3597 | 80.1077 | 86.5821 | 93.783 | 83.5873 | 90.385 | 97.8163 | 105.1962 | 113.6854
Scenario 4: Reference ZEAS Phase In | SCG | Com | WaterHeat | Com - College | Participant Cost Test | Energy Efficiency | 596177.295 | 548162.5494 | 315524.3366 | 314686.6954 | 293500.5878 | 189749.8841 | 3587.4083 | 2630.5473 | 1200.24 | 1031.1573 | 840.8582 | 629.7442 | 385.6724
Scenario 4: Reference ZEAS Phase In | SCG | Com | WaterHeat | Com - College | Program Administrator Cost Test | Energy Efficiency | 647730.0044 | 663867.3921 | 262780.9292 | 279301.296 | 287754.8656 | 300897.2738 | 2072.8659 | 1641.3338 | 1197.6842 | 1270.6297 | 1349.3998 | 1441.1014 | 1531.6478
Scenario 4: Reference ZEAS Phase In | SCG | Com | WaterHeat | Com - College | Rate Impact Measure Test | Energy Efficiency | 647730.0044 | 663867.3921 | 262780.9292 | 279301.296 | 287754.8656 | 300897.2738 | 2072.8659 | 1641.3338 | 1197.6842 | 1270.6297 | 1349.3998 | 1441.1014 | 1531.6478
Scenario 4: Reference ZEAS Phase In | SCG | Com | WaterHeat | Com - College | Total Resource Cost Test | Energy Efficiency | 847357.399 | 849862.9111 | 401286.0015 | 421073.7929 | 423933.014 | 346764.407 | 3321.788 | 2514.8147 | 1197.6842 | 1270.6297 | 1349.3998 | 1441.1014 | 1531.6478
Scenario 4: Reference ZEAS Phase In | SCG | Com | WaterHeat | Com - Grocery | Participant Cost Test | Energy Efficiency | 746030.6837 | 333335.0079 | 98017.1667 | 89348.3395 | 87767.8536 | 78402.2947 | 36863.3423 | 37879.4823 | 29696.2961 | 25565.0166 | 20886.6751 | 15581.1504 | 9555.9337
Scenario 4: Reference ZEAS Phase In | SCG | Com | WaterHeat | Com - Grocery | Program Administrator Cost Test | Energy Efficiency | 313228.7356 | 171030.7808 | 86899.8279 | 88457.1451 | 93247.7708 | 98448.0087 | 26178.1805 | 27861.6106 | 29633.069 | 31502.16 | 33518.7162 | 35655.801 | 37950.188
Scenario 4: Reference ZEAS Phase In | SCG | Com | WaterHeat | Com - Grocery | Rate Impact Measure Test | Energy Efficiency | 313228.7356 | 171030.7808 | 86899.8279 | 88457.1451 | 93247.7708 | 98448.0087 | 26178.1805 | 27861.6106 | 29633.069 | 31502.16 | 33518.7162 | 35655.801 | 37950.188
Scenario 4: Reference ZEAS Phase In | SCG | Com | WaterHeat | Com - Grocery | Total Resource Cost Test | Energy Efficiency | 538050.6207 | 268423.1319 | 113358.9431 | 112763.5829 | 117570.7564 | 115124.7423 | 35241.7243 | 37012.8038 | 29633.069 | 31502.16 | 33518.7162 | 35655.801 | 37950.188
Scenario 4: Reference ZEAS Phase In | SCG | Com | WaterHeat | Com - Health | Participant Cost Test | Energy Efficiency | 3598976.1457 | 10678471.3069 | 7218903.1387 | 4928861.6077 | 3361204.0453 | 2076020.0152 | 817227.9527 | 330532.9249 | 4314.1952 | 3704.1004 | 3013.2504 | 2257.3331 | 1391.7451
Scenario 4: Reference ZEAS Phase In | SCG | Com | WaterHeat | Com - Health | Program Administrator Cost Test | Energy Efficiency | 2735013.9428 | 6726346.1101 | 4366826.4013 | 3229550.3385 | 2437112.5244 | 1880380.3876 | 535757.915 | 224933.1369 | 4305.0098 | 4564.3296 | 4835.6325 | 5165.6661 | 5527.1405
Scenario 4: Reference ZEAS Phase In | SCG | Com | WaterHeat | Com - Health | Rate Impact Measure Test | Energy Efficiency | 2735013.9428 | 6726346.1101 | 4366826.4013 | 3229550.3385 | 2437112.5244 | 1880380.3876 | 535757.915 | 224933.1369 | 4305.0098 | 4564.3296 | 4835.6325 | 5165.6661 | 5527.1405
Scenario 4: Reference ZEAS Phase In | SCG | Com | WaterHeat | Com - Health | Total Resource Cost Test | Energy Efficiency | 3809859.3064 | 9845787.6691 | 6518620.8236 | 4716556.3268 | 3478444.0832 | 2418519.7591 | 758865.4192 | 313928.453 | 4305.0098 | 4564.3296 | 4835.6325 | 5165.6661 | 5527.1405
Scenario 4: Reference ZEAS Phase In | SCG | Com | WaterHeat | Com - Lodging | Participant Cost Test | Energy Efficiency | 15381961.5132 | 14007335.802 | 11966092.0245 | 10921570.0864 | 10142264.8365 | 6270832.9623 | 8143.1003 | 8311.2009 | 3673.6784 | 3165.0682 | 2587.447 | 1931.9385 | 1185.6059
Scenario 4: Reference ZEAS Phase In | SCG | Com | WaterHeat | Com - Lodging | Program Administrator Cost Test | Energy Efficiency | 7472590.8918 | 7473985.8713 | 6392337.8226 | 6427977.0142 | 6566809.292 | 6780768.6745 | 3233.5821 | 3444.5791 | 3665.8551 | 3900.1123 | 4152.3051 | 4421.0314 | 4708.4777
Scenario 4: Reference ZEAS Phase In | SCG | Com | WaterHeat | Com - Lodging | Rate Impact Measure Test | Energy Efficiency | 7472590.8918 | 7473985.8713 | 6392337.8226 | 6427977.0142 | 6566809.292 | 6780768.6745 | 3233.5821 | 3444.5791 | 3665.8551 | 3900.1123 | 4152.3051 | 4421.0314 | 4708.4777
Scenario 4: Reference ZEAS Phase In | SCG | Com | WaterHeat | Com - Lodging | Total Resource Cost Test | Energy Efficiency | 16692053.9981 | 15940739.8513 | 13841364.0311 | 13345722.7569 | 13129016.7103 | 9841809.5722 | 7942.8544 | 8204.0504 | 3665.8551 | 3900.1123 | 4152.3051 | 4421.0314 | 4708.4777
Scenario 4: Reference ZEAS Phase In | SCG | Com | WaterHeat | Com - Office (Large) | Participant Cost Test | Energy Efficiency | 1576620.6235 | 1506706.2916 | 1182661.7587 | 1126380.3534 | 1074158.2337 | 739874.6985 | 0 | 0 | 0 | 0 | 0 | 0 | 0
Scenario 4: Reference ZEAS Phase In | SCG | Com | WaterHeat | Com - Office (Large) | Program Administrator Cost Test | Energy Efficiency | 1388523.4903 | 1427825.2304 | 991771.8953 | 1023284.3816 | 1061835.5933 | 1104746.0341 | 0 | 0 | 0 | 0 | 0 | 0 | 0
Scenario 4: Reference ZEAS Phase In | SCG | Com | WaterHeat | Com - Office (Large) | Rate Impact Measure Test | Energy Efficiency | 1388523.4903 | 1427825.2304 | 991771.8953 | 1023284.3816 | 1061835.5933 | 1104746.0341 | 0 | 0 | 0 | 0 | 0 | 0 | 0
Scenario 4: Reference ZEAS Phase In | SCG | Com | WaterHeat | Com - Office (Large) | Total Resource Cost Test | Energy Efficiency | 2017997.8151 | 2041800.1983 | 1522980.887 | 1542372.0265 | 1571823.1974 | 1324805.6359 | 0 | 0 | 0 | 0 | 0 | 0 | 0
Scenario 4: Reference ZEAS Phase In | SCG | Com | WaterHeat | Com - Office (Small) | Participant Cost Test | Energy Efficiency | 44170.3853 | 42432.0151 | 0 | 0 | 0 | 0 | 0 | 0 | 0 | 0 | 0 | 0 | 0
Scenario 4: Reference ZEAS Phase In | SCG | Com | WaterHeat | Com - Office (Small) | Program Administrator Cost Test | Energy Efficiency | 82970.5914 | 86585.4038 | 0 | 0 | 0 | 0 | 0 | 0 | 0 | 0 | 0 | 0 | 0
Scenario 4: Reference ZEAS Phase In | SCG | Com | WaterHeat | Com - Office (Small) | Rate Impact Measure Test | Energy Efficiency | 82970.5914 | 86585.4038 | 0 | 0 | 0 | 0 | 0 | 0 | 0 | 0 | 0 | 0 | 0
Scenario 4: Reference ZEAS Phase In | SCG | Com | WaterHeat | Com - Office (Small) | Total Resource Cost Test | Energy Efficiency | 88675.1785 | 92230.2315 | 0 | 0 | 0 | 0 | 0 | 0 | 0 | 0 | 0 | 0 | 0
Scenario 4: Reference ZEAS Phase In | SCG | Com | WaterHeat | Com - Other | Participant Cost Test | Energy Efficiency | 5260747.511 | 4912043.4929 | 1823049.3092 | 1776334.4865 | 1100541.0329 | 1017029.9907 | 143268.2272 | 145439.4094 | 93240.3225 | 80503.5555 | 65942.3313 | 49327.3406 | 30344.4799
Scenario 4: Reference ZEAS Phase In | SCG | Com | WaterHeat | Com - Other | Program Administrator Cost Test | Energy Efficiency | 5876300.2807 | 6100944.0682 | 840180.1678 | 877797.0135 | 540427.6234 | 1364116.2397 | 82800.9841 | 87364.7082 | 93041.7674 | 99199.4179 | 105823.5003 | 112880.273 | 120509.1311
Scenario 4: Reference ZEAS Phase In | SCG | Com | WaterHeat | Com - Other | Rate Impact Measure Test | Energy Efficiency | 5876300.2807 | 6100944.0682 | 840180.1678 | 877797.0135 | 540427.6234 | 1364116.2397 | 82800.9841 | 87364.7082 | 93041.7674 | 99199.4179 | 105823.5003 | 112880.273 | 120509.1311
Scenario 4: Reference ZEAS Phase In | SCG | Com | WaterHeat | Com - Other | Total Resource Cost Test | Energy Efficiency | 8030021.9117 | 8135316.0608 | 2064982.5277 | 2088125.3256 | 1316239.4067 | 1683273.6904 | 138100.3036 | 142721.7603 | 93041.7674 | 99199.4179 | 105823.5003 | 112880.273 | 120509.1311
Scenario 4: Reference ZEAS Phase In | SCG | Com | WaterHeat | Com - Refrig. Warehouse | Participant Cost Test | Energy Efficiency | 68987.6757 | 5024.9829 | 3785.7677 | 9280.2345 | 1988.7874 | 1859.0596 | 0 | 0 | 0 | 0 | 0 | 0 | 0
Scenario 4: Reference ZEAS Phase In | SCG | Com | WaterHeat | Com - Refrig. Warehouse | Program Administrator Cost Test | Energy Efficiency | 55290.7208 | 9024.6057 | 3042.4881 | 14767.9364 | 3518.9117 | 3693.4444 | 0 | 0 | 0 | 0 | 0 | 0 | 0
Scenario 4: Reference ZEAS Phase In | SCG | Com | WaterHeat | Com - Refrig. Warehouse | Rate Impact Measure Test | Energy Efficiency | 55290.7208 | 9024.6057 | 3042.4881 | 14767.9364 | 3518.9117 | 3693.4444 | 0 | 0 | 0 | 0 | 0 | 0 | 0
Scenario 4: Reference ZEAS Phase In | SCG | Com | WaterHeat | Com - Refrig. Warehouse | Total Resource Cost Test | Energy Efficiency | 62385.209 | 9302.4164 | 3416.5149 | 15317.3816 | 3642.7799 | 3816.4518 | 0 | 0 | 0 | 0 | 0 | 0 | 0
Scenario 4: Reference ZEAS Phase In | SCG | Com | WaterHeat | Com - Restaurant | Participant Cost Test | Energy Efficiency | 2629390.2552 | 2548164.2206 | 279327.7145 | 277898.6427 | 276279.5068 | 273383.1785 | 164051.0199 | 169430.6662 | 159306.6695 | 137494.2888 | 112592.0583 | 84200.7769 | 51773.6985
Scenario 4: Reference ZEAS Phase In | SCG | Com | WaterHeat | Com - Restaurant | Program Administrator Cost Test | Energy Efficiency | 5065820.3771 | 5329834.478 | 300475.6394 | 318333.5598 | 338000.5171 | 357822.9501 | 139893.8985 | 149122.3239 | 158967.4191 | 169425.4695 | 180686.4375 | 192684.3352 | 205612.4378
Scenario 4: Reference ZEAS Phase In | SCG | Com | WaterHeat | Com - Restaurant | Rate Impact Measure Test | Energy Efficiency | 5065820.3771 | 5329834.478 | 300475.6394 | 318333.5598 | 338000.5171 | 357822.9501 | 139893.8985 | 149122.3239 | 158967.4191 | 169425.4695 | 180686.4375 | 192684.3352 | 205612.4378
Scenario 4: Reference ZEAS Phase In | SCG | Com | WaterHeat | Com - Restaurant | Total Resource Cost Test | Energy Efficiency | 5212908.173 | 5476763.8524 | 322766.3824 | 340818.4542 | 360710.7637 | 380699.789 | 155387.8168 | 164791.9194 | 158967.4191 | 169425.4695 | 180686.4375 | 192684.3352 | 205612.4378
Scenario 4: Reference ZEAS Phase In | SCG | Com | WaterHeat | Com - Retail | Participant Cost Test | Energy Efficiency | 719715.5795 | 202390.9493 | 69062.068 | 30750.479 | 35894.1431 | 6143.7631 | 0 | 0 | 0 | 0 | 0 | 0 | 0
Scenario 4: Reference ZEAS Phase In | SCG | Com | WaterHeat | Com - Retail | Program Administrator Cost Test | Energy Efficiency | 337813.7519 | 208384.1001 | 10980.417 | 0 | 5099.7459 | 2024.1006 | 0 | 0 | 0 | 0 | 0 | 0 | 0
Scenario 4: Reference ZEAS Phase In | SCG | Com | WaterHeat | Com - Retail | Rate Impact Measure Test | Energy Efficiency | 337813.7519 | 208384.1001 | 10980.417 | 0 | 5099.7459 | 2024.1006 | 0 | 0 | 0 | 0 | 0 | 0 | 0
Scenario 4: Reference ZEAS Phase In | SCG | Com | WaterHeat | Com - Retail | Total Resource Cost Test | Energy Efficiency | 683341.6823 | 303814.5242 | 63385.8573 | 30750.479 | 33811.8604 | 5421.3703 | 0 | 0 | 0 | 0 | 0 | 0 | 0
Scenario 4: Reference ZEAS Phase In | SCG | Com | WaterHeat | Com - School | Participant Cost Test | Energy Efficiency | 964263.607 | 918003.8149 | 325901.751 | 310102.328 | 291437.7693 | 274120.7375 | 24092.3345 | 24561.564 | 19265.2821 | 16514.9905 | 13421.4004 | 9980.5184 | 6094.591
Scenario 4: Reference ZEAS Phase In | SCG | Com | WaterHeat | Com - School | Program Administrator Cost Test | Energy Efficiency | 1495694.8408 | 1542966.5943 | 404724.8151 | 421104.9721 | 435499.5111 | 454164.9431 | 17223.9909 | 18184.5409 | 19224.2556 | 20350.3722 | 21538.508 | 22839.3315 | 24203.8647
Scenario 4: Reference ZEAS Phase In | SCG | Com | WaterHeat | Com - School | Rate Impact Measure Test | Energy Efficiency | 1495694.8408 | 1542966.5943 | 404724.8151 | 421104.9721 | 435499.5111 | 454164.9431 | 17223.9909 | 18184.5409 | 19224.2556 | 20350.3722 | 21538.508 | 22839.3315 | 24203.8647
Scenario 4: Reference ZEAS Phase In | SCG | Com | WaterHeat | Com - School | Total Resource Cost Test | Energy Efficiency | 1638198.7601 | 1682518.8621 | 457127.0953 | 472847.4554 | 486278.8953 | 504381.1483 | 23025.7051 | 23995.8974 | 19224.2556 | 20350.3722 | 21538.508 | 22839.3315 | 24203.8647
Scenario 4: Reference ZEAS Phase In | SCG | Com | WaterHeat | Com - Warehouse | Participant Cost Test | Energy Efficiency | 1181073.0468 | 256190.247 | 101945.4692 | 80197.6292 | 64605.3458 | 42153.0754 | 3147.8361 | 0 | 0 | 0 | 0 | 0 | 0
Scenario 4: Reference ZEAS Phase In | SCG | Com | WaterHeat | Com - Warehouse | Program Administrator Cost Test | Energy Efficiency | 377209.8034 | 112830.2219 | 58122.0336 | 54432.4199 | 52666.364 | 52111.7787 | 1180.2125 | 0 | 0 | 0 | 0 | 0 | 0
Scenario 4: Reference ZEAS Phase In | SCG | Com | WaterHeat | Com - Warehouse | Rate Impact Measure Test | Energy Efficiency | 377209.8034 | 112830.2219 | 58122.0336 | 54432.4199 | 52666.364 | 52111.7787 | 1180.2125 | 0 | 0 | 0 | 0 | 0 | 0
Scenario 4: Reference ZEAS Phase In | SCG | Com | WaterHeat | Com - Warehouse | Total Resource Cost Test | Energy Efficiency | 906949.7015 | 229829.3042 | 106933.4218 | 92373.9705 | 83128.4398 | 66467.9235 | 2784.8221 | 0 | 0 | 0 | 0 | 0 | 0
Scenario 4: Reference ZEAS Phase In | SCG | Com | WholeBlg | Com - College | Participant Cost Test | Energy Efficiency | 104187.5109 | 109619.6311 | 115028.662 | 121029.8485 | 127427.907 | 134402.1238 | 141940.1574 | 149627.9629 | 157761.3201 | 166603.785 | 175404.5985 | 184291.17 | 194450.0638
Scenario 4: Reference ZEAS Phase In | SCG | Com | WholeBlg | Com - College | Program Administrator Cost Test | Energy Efficiency | 104187.5109 | 109619.6311 | 115028.662 | 121029.8485 | 127427.907 | 134402.1238 | 141940.1574 | 149627.9629 | 157761.3201 | 166603.785 | 175404.5985 | 184291.17 | 194450.0638
Scenario 4: Reference ZEAS Phase In | SCG | Com | WholeBlg | Com - College | Rate Impact Measure Test | Energy Efficiency | 104187.5109 | 109619.6311 | 115028.662 | 121029.8485 | 127427.907 | 134402.1238 | 141940.1574 | 149627.9629 | 157761.3201 | 166603.785 | 175404.5985 | 184291.17 | 194450.0638
Scenario 4: Reference ZEAS Phase In | SCG | Com | WholeBlg | Com - College | Total Resource Cost Test | Energy Efficiency | 104187.5109 | 109619.6311 | 115028.662 | 121029.8485 | 127427.907 | 134402.1238 | 141940.1574 | 149627.9629 | 157761.3201 | 166603.785 | 175404.5985 | 184291.17 | 194450.0638
Scenario 4: Reference ZEAS Phase In | SCG | Com | WholeBlg | Com - Grocery | Participant Cost Test | Energy Efficiency | 39185.5603 | 41769.8774 | 44416.3199 | 47356.4876 | 50536.4231 | 53729.821 | 57152.2275 | 60779.4159 | 64668.1424 | 68636.071 | 72844.1249 | 77125.3977 | 81637.7145
Scenario 4: Reference ZEAS Phase In | SCG | Com | WholeBlg | Com - Grocery | Program Administrator Cost Test | Energy Efficiency | 39185.5603 | 41769.8774 | 44416.3199 | 47356.4876 | 50536.4231 | 53729.821 | 57152.2275 | 60779.4159 | 64668.1424 | 68636.071 | 72844.1249 | 77125.3977 | 81637.7145
Scenario 4: Reference ZEAS Phase In | SCG | Com | WholeBlg | Com - Grocery | Rate Impact Measure Test | Energy Efficiency | 39185.5603 | 41769.8774 | 44416.3199 | 47356.4876 | 50536.4231 | 53729.821 | 57152.2275 | 60779.4159 | 64668.1424 | 68636.071 | 72844.1249 | 77125.3977 | 81637.7145
Scenario 4: Reference ZEAS Phase In | SCG | Com | WholeBlg | Com - Grocery | Total Resource Cost Test | Energy Efficiency | 39185.5603 | 41769.8774 | 44416.3199 | 47356.4876 | 50536.4231 | 53729.821 | 57152.2275 | 60779.4159 | 64668.1424 | 68636.071 | 72844.1249 | 77125.3977 | 81637.7145
Scenario 4: Reference ZEAS Phase In | SCG | Com | WholeBlg | Com - Health | Participant Cost Test | Energy Efficiency | 143863.9648 | 153858.4412 | 164136.789 | 175535.6252 | 187886.4115 | 200542.5152 | 214197.7297 | 228568.5625 | 243981.2197 | 259814.1171 | 276620.7329 | 293733.0463 | 310629.3452
Scenario 4: Reference ZEAS Phase In | SCG | Com | WholeBlg | Com - Health | Program Administrator Cost Test | Energy Efficiency | 143863.9648 | 153858.4412 | 164136.789 | 175535.6252 | 187886.4115 | 200542.5152 | 214197.7297 | 228568.5625 | 243981.2197 | 259814.1171 | 276620.7329 | 293733.0463 | 310629.3452
Scenario 4: Reference ZEAS Phase In | SCG | Com | WholeBlg | Com - Health | Rate Impact Measure Test | Energy Efficiency | 143863.9648 | 153858.4412 | 164136.789 | 175535.6252 | 187886.4115 | 200542.5152 | 214197.7297 | 228568.5625 | 243981.2197 | 259814.1171 | 276620.7329 | 293733.0463 | 310629.3452
Scenario 4: Reference ZEAS Phase In | SCG | Com | WholeBlg | Com - Health | Total Resource Cost Test | Energy Efficiency | 143863.9648 | 153858.4412 | 164136.789 | 175535.6252 | 187886.4115 | 200542.5152 | 214197.7297 | 228568.5625 | 243981.2197 | 259814.1171 | 276620.7329 | 293733.0463 | 310629.3452
Scenario 4: Reference ZEAS Phase In | SCG | Com | WholeBlg | Com - Lodging | Participant Cost Test | Energy Efficiency | 70416.1854 | 75168.6778 | 80041.5712 | 85446.5044 | 91301.5322 | 97278.9793 | 103704.8491 | 110500.8158 | 117802.6419 | 125395.3144 | 133375.7543 | 141528.0955 | 149721.7382
Scenario 4: Reference ZEAS Phase In | SCG | Com | WholeBlg | Com - Lodging | Program Administrator Cost Test | Energy Efficiency | 70416.1854 | 75168.6778 | 80041.5712 | 85446.5044 | 91301.5322 | 97278.9793 | 103704.8491 | 110500.8158 | 117802.6419 | 125395.3144 | 133375.7543 | 141528.0955 | 149721.7382
Scenario 4: Reference ZEAS Phase In | SCG | Com | WholeBlg | Com - Lodging | Rate Impact Measure Test | Energy Efficiency | 70416.1854 | 75168.6778 | 80041.5712 | 85446.5044 | 91301.5322 | 97278.9793 | 103704.8491 | 110500.8158 | 117802.6419 | 125395.3144 | 133375.7543 | 141528.0955 | 149721.7382
Scenario 4: Reference ZEAS Phase In | SCG | Com | WholeBlg | Com - Lodging | Total Resource Cost Test | Energy Efficiency | 70416.1854 | 75168.6778 | 80041.5712 | 85446.5044 | 91301.5322 | 97278.9793 | 103704.8491 | 110500.8158 | 117802.6419 | 125395.3144 | 133375.7543 | 141528.0955 | 149721.7382
Scenario 4: Reference ZEAS Phase In | SCG | Com | WholeBlg | Com - Office (Large) | Participant Cost Test | Energy Efficiency | 225452.9796 | 238467.59 | 251480.5774 | 265827.7363 | 281250.0421 | 297538.9777 | 315355.1831 | 333688.9558 | 353097.6773 | 375253.1164 | 396320.8988 | 417575.1715 | 440371.0801
Scenario 4: Reference ZEAS Phase In | SCG | Com | WholeBlg | Com - Office (Large) | Program Administrator Cost Test | Energy Efficiency | 225452.9796 | 238467.59 | 251480.5774 | 265827.7363 | 281250.0421 | 297538.9777 | 315355.1831 | 333688.9558 | 353097.6773 | 375253.1164 | 396320.8988 | 417575.1715 | 440371.0801
Scenario 4: Reference ZEAS Phase In | SCG | Com | WholeBlg | Com - Office (Large) | Rate Impact Measure Test | Energy Efficiency | 225452.9796 | 238467.59 | 251480.5774 | 265827.7363 | 281250.0421 | 297538.9777 | 315355.1831 | 333688.9558 | 353097.6773 | 375253.1164 | 396320.8988 | 417575.1715 | 440371.0801
Scenario 4: Reference ZEAS Phase In | SCG | Com | WholeBlg | Com - Office (Large) | Total Resource Cost Test | Energy Efficiency | 225452.9796 | 238467.59 | 251480.5774 | 265827.7363 | 281250.0421 | 297538.9777 | 315355.1831 | 333688.9558 | 353097.6773 | 375253.1164 | 396320.8988 | 417575.1715 | 440371.0801
Scenario 4: Reference ZEAS Phase In | SCG | Com | WholeBlg | Com - Office (Small) | Participant Cost Test | Energy Efficiency | 26845.819 | 28556.4198 | 30306.3036 | 32251.1931 | 34351.033 | 36437.5591 | 38662.135 | 41017.6276 | 43541.6806 | 46208.6429 | 48932.9213 | 51701.8719 | 54716.0366
Scenario 4: Reference ZEAS Phase In | SCG | Com | WholeBlg | Com - Office (Small) | Program Administrator Cost Test | Energy Efficiency | 26845.819 | 28556.4198 | 30306.3036 | 32251.1931 | 34351.033 | 36437.5591 | 38662.135 | 41017.6276 | 43541.6806 | 46208.6429 | 48932.9213 | 51701.8719 | 54716.0366
Scenario 4: Reference ZEAS Phase In | SCG | Com | WholeBlg | Com - Office (Small) | Rate Impact Measure Test | Energy Efficiency | 26845.819 | 28556.4198 | 30306.3036 | 32251.1931 | 34351.033 | 36437.5591 | 38662.135 | 41017.6276 | 43541.6806 | 46208.6429 | 48932.9213 | 51701.8719 | 54716.0366
Scenario 4: Reference ZEAS Phase In | SCG | Com | WholeBlg | Com - Office (Small) | Total Resource Cost Test | Energy Efficiency | 26845.819 | 28556.4198 | 30306.3036 | 32251.1931 | 34351.033 | 36437.5591 | 38662.135 | 41017.6276 | 43541.6806 | 46208.6429 | 48932.9213 | 51701.8719 | 54716.0366
Scenario 4: Reference ZEAS Phase In | SCG | Com | WholeBlg | Com - Other | Participant Cost Test | Energy Efficiency | 468970.007 | 500591.753 | 533161.8609 | 569426.3232 | 608706.0724 | 648517.3631 | 691479.2722 | 736932.7909 | 785765.2833 | 836165.5752 | 889487.511 | 943943.8941 | 998657.0083
Scenario 4: Reference ZEAS Phase In | SCG | Com | WholeBlg | Com - Other | Program Administrator Cost Test | Energy Efficiency | 468970.007 | 500591.753 | 533161.8609 | 569426.3232 | 608706.0724 | 648517.3631 | 691479.2722 | 736932.7909 | 785765.2833 | 836165.5752 | 889487.511 | 943943.8941 | 998657.0083
Scenario 4: Reference ZEAS Phase In | SCG | Com | WholeBlg | Com - Other | Rate Impact Measure Test | Energy Efficiency | 468970.007 | 500591.753 | 533161.8609 | 569426.3232 | 608706.0724 | 648517.3631 | 691479.2722 | 736932.7909 | 785765.2833 | 836165.5752 | 889487.511 | 943943.8941 | 998657.0083
Scenario 4: Reference ZEAS Phase In | SCG | Com | WholeBlg | Com - Other | Total Resource Cost Test | Energy Efficiency | 468970.007 | 500591.753 | 533161.8609 | 569426.3232 | 608706.0724 | 648517.3631 | 691479.2722 | 736932.7909 | 785765.2833 | 836165.5752 | 889487.511 | 943943.8941 | 998657.0083
Scenario 4: Reference ZEAS Phase In | SCG | Com | WholeBlg | Com - Refrig. Warehouse | Participant Cost Test | Energy Efficiency | 9093.4595 | 9746.5184 | 10423.7779 | 11177.4929 | 11994.8754 | 12806.319 | 13674.2833 | 14600.7868 | 15598.927 | 16606.1232 | 17691.8078 | 18802.2446 | 19913.6186
Scenario 4: Reference ZEAS Phase In | SCG | Com | WholeBlg | Com - Refrig. Warehouse | Program Administrator Cost Test | Energy Efficiency | 9093.4595 | 9746.5184 | 10423.7779 | 11177.4929 | 11994.8754 | 12806.319 | 13674.2833 | 14600.7868 | 15598.927 | 16606.1232 | 17691.8078 | 18802.2446 | 19913.6186
Scenario 4: Reference ZEAS Phase In | SCG | Com | WholeBlg | Com - Refrig. Warehouse | Rate Impact Measure Test | Energy Efficiency | 9093.4595 | 9746.5184 | 10423.7779 | 11177.4929 | 11994.8754 | 12806.319 | 13674.2833 | 14600.7868 | 15598.927 | 16606.1232 | 17691.8078 | 18802.2446 | 19913.6186
Scenario 4: Reference ZEAS Phase In | SCG | Com | WholeBlg | Com - Refrig. Warehouse | Total Resource Cost Test | Energy Efficiency | 9093.4595 | 9746.5184 | 10423.7779 | 11177.4929 | 11994.8754 | 12806.319 | 13674.2833 | 14600.7868 | 15598.927 | 16606.1232 | 17691.8078 | 18802.2446 | 19913.6186
Scenario 4: Reference ZEAS Phase In | SCG | Com | WholeBlg | Com - Restaurant | Participant Cost Test | Energy Efficiency | 199452.0522 | 213838.117 | 228737.8673 | 245320.9 | 263335.7696 | 281341.1425 | 300619.927 | 321202.6292 | 343379.8806 | 365937.4676 | 390129.3293 | 414901.9635 | 439357.8646
Scenario 4: Reference ZEAS Phase In | SCG | Com | WholeBlg | Com - Restaurant | Program Administrator Cost Test | Energy Efficiency | 199452.0522 | 213838.117 | 228737.8673 | 245320.9 | 263335.7696 | 281341.1425 | 300619.927 | 321202.6292 | 343379.8806 | 365937.4676 | 390129.3293 | 414901.9635 | 439357.8646
Scenario 4: Reference ZEAS Phase In | SCG | Com | WholeBlg | Com - Restaurant | Rate Impact Measure Test | Energy Efficiency | 199452.0522 | 213838.117 | 228737.8673 | 245320.9 | 263335.7696 | 281341.1425 | 300619.927 | 321202.6292 | 343379.8806 | 365937.4676 | 390129.3293 | 414901.9635 | 439357.8646
Scenario 4: Reference ZEAS Phase In | SCG | Com | WholeBlg | Com - Restaurant | Total Resource Cost Test | Energy Efficiency | 199452.0522 | 213838.117 | 228737.8673 | 245320.9 | 263335.7696 | 281341.1425 | 300619.927 | 321202.6292 | 343379.8806 | 365937.4676 | 390129.3293 | 414901.9635 | 439357.8646
Scenario 4: Reference ZEAS Phase In | SCG | Com | WholeBlg | Com - Retail | Participant Cost Test | Energy Efficiency | 54042.9135 | 57706.6857 | 61474.8785 | 65666.7493 | 70209.6138 | 74759.4311 | 79629.7648 | 84811.4555 | 90379.6918 | 96105.6664 | 102151.1729 | 108319.5231 | 382098.9569
Scenario 4: Reference ZEAS Phase In | SCG | Com | WholeBlg | Com - Retail | Program Administrator Cost Test | Energy Efficiency | 54042.9135 | 57706.6857 | 61474.8785 | 65666.7493 | 70209.6138 | 74759.4311 | 79629.7648 | 84811.4555 | 90379.6918 | 96105.6664 | 102151.1729 | 108319.5231 | 436333.0737
Scenario 4: Reference ZEAS Phase In | SCG | Com | WholeBlg | Com - Retail | Rate Impact Measure Test | Energy Efficiency | 54042.9135 | 57706.6857 | 61474.8785 | 65666.7493 | 70209.6138 | 74759.4311 | 79629.7648 | 84811.4555 | 90379.6918 | 96105.6664 | 102151.1729 | 108319.5231 | 436333.0737
Scenario 4: Reference ZEAS Phase In | SCG | Com | WholeBlg | Com - Retail | Total Resource Cost Test | Energy Efficiency | 54042.9135 | 57706.6857 | 61474.8785 | 65666.7493 | 70209.6138 | 74759.4311 | 79629.7648 | 84811.4555 | 90379.6918 | 96105.6664 | 102151.1729 | 108319.5231 | 436333.0737
Scenario 4: Reference ZEAS Phase In | SCG | Com | WholeBlg | Com - School | Participant Cost Test | Energy Efficiency | 86667.4419 | 91572.2784 | 96521.1221 | 102010.5677 | 107883.6198 | 113963.1216 | 120409.3552 | 127110.6021 | 134228.9377 | 141782.398 | 149429.7364 | 157125.7043 | 166164.0568
Scenario 4: Reference ZEAS Phase In | SCG | Com | WholeBlg | Com - School | Program Administrator Cost Test | Energy Efficiency | 86667.4419 | 91572.2784 | 96521.1221 | 102010.5677 | 107883.6198 | 113963.1216 | 120409.3552 | 127110.6021 | 134228.9377 | 141782.398 | 149429.7364 | 157125.7043 | 166164.0568
Scenario 4: Reference ZEAS Phase In | SCG | Com | WholeBlg | Com - School | Rate Impact Measure Test | Energy Efficiency | 86667.4419 | 91572.2784 | 96521.1221 | 102010.5677 | 107883.6198 | 113963.1216 | 120409.3552 | 127110.6021 | 134228.9377 | 141782.398 | 149429.7364 | 157125.7043 | 166164.0568
Scenario 4: Reference ZEAS Phase In | SCG | Com | WholeBlg | Com - School | Total Resource Cost Test | Energy Efficiency | 86667.4419 | 91572.2784 | 96521.1221 | 102010.5677 | 107883.6198 | 113963.1216 | 120409.3552 | 127110.6021 | 134228.9377 | 141782.398 | 149429.7364 | 157125.7043 | 166164.0568
Scenario 4: Reference ZEAS Phase In | SCG | Com | WholeBlg | Com - Warehouse | Participant Cost Test | Energy Efficiency | 177464.5585 | 189532.313 | 201973.6834 | 215843.5598 | 230897.9243 | 245824.6745 | 261792.1867 | 278818.7742 | 297145.2981 | 315737.7057 | 335611.442 | 355888.3694 | 376911.0804
Scenario 4: Reference ZEAS Phase In | SCG | Com | WholeBlg | Com - Warehouse | Program Administrator Cost Test | Energy Efficiency | 177464.5585 | 189532.313 | 201973.6834 | 215843.5598 | 230897.9243 | 245824.6745 | 261792.1867 | 278818.7742 | 297145.2981 | 315737.7057 | 335611.442 | 355888.3694 | 376911.0804
Scenario 4: Reference ZEAS Phase In | SCG | Com | WholeBlg | Com - Warehouse | Rate Impact Measure Test | Energy Efficiency | 177464.5585 | 189532.313 | 201973.6834 | 215843.5598 | 230897.9243 | 245824.6745 | 261792.1867 | 278818.7742 | 297145.2981 | 315737.7057 | 335611.442 | 355888.3694 | 376911.0804
Scenario 4: Reference ZEAS Phase In | SCG | Com | WholeBlg | Com - Warehouse | Total Resource Cost Test | Energy Efficiency | 177464.5585 | 189532.313 | 201973.6834 | 215843.5598 | 230897.9243 | 245824.6745 | 261792.1867 | 278818.7742 | 297145.2981 | 315737.7057 | 335611.442 | 355888.3694 | 376911.0804
Scenario 4: Reference ZEAS Phase In | SCG | Ind | WholeBlg | Ind - All Other Industrial | Participant Cost Test | Energy Efficiency | 420205.5247 | 445058.3853 | 470718.8085 | 497702.384 | 526217.1397 | 555972.8892 | 587384.1813 | 620878.0926 | 656626.0161 | 695018.3752 | 736181.7946 | 780325.1859 | 827624.2512
Scenario 4: Reference ZEAS Phase In | SCG | Ind | WholeBlg | Ind - All Other Industrial | Program Administrator Cost Test | Energy Efficiency | 420205.5247 | 445058.3853 | 470718.8085 | 497702.384 | 526217.1397 | 555972.8892 | 587384.1813 | 620878.0926 | 656626.0161 | 695018.3752 | 736181.7946 | 780325.1859 | 827624.2512
Scenario 4: Reference ZEAS Phase In | SCG | Ind | WholeBlg | Ind - All Other Industrial | Rate Impact Measure Test | Energy Efficiency | 420205.5247 | 445058.3853 | 470718.8085 | 497702.384 | 526217.1397 | 555972.8892 | 587384.1813 | 620878.0926 | 656626.0161 | 695018.3752 | 736181.7946 | 780325.1859 | 827624.2512
Scenario 4: Reference ZEAS Phase In | SCG | Ind | WholeBlg | Ind - All Other Industrial | Total Resource Cost Test | Energy Efficiency | 420205.5247 | 445058.3853 | 470718.8085 | 497702.384 | 526217.1397 | 555972.8892 | 587384.1813 | 620878.0926 | 656626.0161 | 695018.3752 | 736181.7946 | 780325.1859 | 827624.2512
Scenario 4: Reference ZEAS Phase In | SCG | Ind | WholeBlg | Ind - Chemicals | Participant Cost Test | Energy Efficiency | 5080464.2597 | 5385240.8988 | 5705901.6069 | 6043621.4543 | 6400434.7925 | 6773995.8272 | 7165801.5078 | 7578244.8271 | 8018149.0009 | 8486797.8151 | 8984231.1516 | 9511444.8506 | 10072207.2094
Scenario 4: Reference ZEAS Phase In | SCG | Ind | WholeBlg | Ind - Chemicals | Program Administrator Cost Test | Energy Efficiency | 5080464.2597 | 5385240.8988 | 5705901.6069 | 6043621.4543 | 6400434.7925 | 6773995.8272 | 7165801.5078 | 7578244.8271 | 8018149.0009 | 8486797.8151 | 8984231.1516 | 9511444.8506 | 10072207.2094
Scenario 4: Reference ZEAS Phase In | SCG | Ind | WholeBlg | Ind - Chemicals | Rate Impact Measure Test | Energy Efficiency | 5080464.2597 | 5385240.8988 | 5705901.6069 | 6043621.4543 | 6400434.7925 | 6773995.8272 | 7165801.5078 | 7578244.8271 | 8018149.0009 | 8486797.8151 | 8984231.1516 | 9511444.8506 | 10072207.2094
Scenario 4: Reference ZEAS Phase In | SCG | Ind | WholeBlg | Ind - Chemicals | Total Resource Cost Test | Energy Efficiency | 5080464.2597 | 5385240.8988 | 5705901.6069 | 6043621.4543 | 6400434.7925 | 6773995.8272 | 7165801.5078 | 7578244.8271 | 8018149.0009 | 8486797.8151 | 8984231.1516 | 9511444.8506 | 10072207.2094
Scenario 4: Reference ZEAS Phase In | SCG | Ind | WholeBlg | Ind - Electronics | Participant Cost Test | Energy Efficiency | 242702.5787 | 257317.6574 | 272817.1237 | 289218.4819 | 306618.4389 | 325061.9534 | 344716.1846 | 365698.7076 | 388065.4474 | 411950.4056 | 437388.8823 | 464489.0104 | 493423.7516
Scenario 4: Reference ZEAS Phase In | SCG | Ind | WholeBlg | Ind - Electronics | Program Administrator Cost Test | Energy Efficiency | 242702.5787 | 257317.6574 | 272817.1237 | 289218.4819 | 306618.4389 | 325061.9534 | 344716.1846 | 365698.7076 | 388065.4474 | 411950.4056 | 437388.8823 | 464489.0104 | 493423.7516
Scenario 4: Reference ZEAS Phase In | SCG | Ind | WholeBlg | Ind - Electronics | Rate Impact Measure Test | Energy Efficiency | 242702.5787 | 257317.6574 | 272817.1237 | 289218.4819 | 306618.4389 | 325061.9534 | 344716.1846 | 365698.7076 | 388065.4474 | 411950.4056 | 437388.8823 | 464489.0104 | 493423.7516
Scenario 4: Reference ZEAS Phase In | SCG | Ind | WholeBlg | Ind - Electronics | Total Resource Cost Test | Energy Efficiency | 242702.5787 | 257317.6574 | 272817.1237 | 289218.4819 | 306618.4389 | 325061.9534 | 344716.1846 | 365698.7076 | 388065.4474 | 411950.4056 | 437388.8823 | 464489.0104 | 493423.7516
Scenario 4: Reference ZEAS Phase In | SCG | Ind | WholeBlg | Ind - Fabricated Metals | Participant Cost Test | Energy Efficiency | 1456767.3217 | 1552074.3317 | 1654296.0603 | 1757035.2943 | 1863288.3188 | 1972585.3126 | 2086254.1327 | 2206470.5559 | 2334066.3654 | 2470128.035 | 2614053.336 | 2765752.882 | 2926006.6527
Scenario 4: Reference ZEAS Phase In | SCG | Ind | WholeBlg | Ind - Fabricated Metals | Program Administrator Cost Test | Energy Efficiency | 1456767.3217 | 1552074.3317 | 1654296.0603 | 1757035.2943 | 1863288.3188 | 1972585.3126 | 2086254.1327 | 2206470.5559 | 2334066.3654 | 2470128.035 | 2614053.336 | 2765752.882 | 2926006.6527
Scenario 4: Reference ZEAS Phase In | SCG | Ind | WholeBlg | Ind - Fabricated Metals | Rate Impact Measure Test | Energy Efficiency | 1456767.3217 | 1552074.3317 | 1654296.0603 | 1757035.2943 | 1863288.3188 | 1972585.3126 | 2086254.1327 | 2206470.5559 | 2334066.3654 | 2470128.035 | 2614053.336 | 2765752.882 | 2926006.6527
Scenario 4: Reference ZEAS Phase In | SCG | Ind | WholeBlg | Ind - Fabricated Metals | Total Resource Cost Test | Energy Efficiency | 1456767.3217 | 1552074.3317 | 1654296.0603 | 1757035.2943 | 1863288.3188 | 1972585.3126 | 2086254.1327 | 2206470.5559 | 2334066.3654 | 2470128.035 | 2614053.336 | 2765752.882 | 2926006.6527
Scenario 4: Reference ZEAS Phase In | SCG | Ind | WholeBlg | Ind - Food | Participant Cost Test | Energy Efficiency | 6984012.7067 | 7345521.9462 | 7725533.1085 | 8126634.958 | 8549468.5867 | 8995478.8668 | 9467900.0002 | 9967384.8045 | 10497227.7443 | 11060360.5445 | 11656570.6525 | 12287424.8229 | 12957706.5222
Scenario 4: Reference ZEAS Phase In | SCG | Ind | WholeBlg | Ind - Food | Program Administrator Cost Test | Energy Efficiency | 6984012.7067 | 7345521.9462 | 7725533.1085 | 8126634.958 | 8549468.5867 | 8995478.8668 | 9467900.0002 | 9967384.8045 | 10497227.7443 | 11060360.5445 | 11656570.6525 | 12287424.8229 | 12957706.5222
Scenario 4: Reference ZEAS Phase In | SCG | Ind | WholeBlg | Ind - Food | Rate Impact Measure Test | Energy Efficiency | 6984012.7067 | 7345521.9462 | 7725533.1085 | 8126634.958 | 8549468.5867 | 8995478.8668 | 9467900.0002 | 9967384.8045 | 10497227.7443 | 11060360.5445 | 11656570.6525 | 12287424.8229 | 12957706.5222
Scenario 4: Reference ZEAS Phase In | SCG | Ind | WholeBlg | Ind - Food | Total Resource Cost Test | Energy Efficiency | 6984012.7067 | 7345521.9462 | 7725533.1085 | 8126634.958 | 8549468.5867 | 8995478.8668 | 9467900.0002 | 9967384.8045 | 10497227.7443 | 11060360.5445 | 11656570.6525 | 12287424.8229 | 12957706.5222
Scenario 4: Reference ZEAS Phase In | SCG | Ind | WholeBlg | Ind - Industrial Machinery | Participant Cost Test | Energy Efficiency | 151480.7861 | 162218.5469 | 173911.6973 | 185346.7247 | 196841.7603 | 208621.0631 | 221124.9808 | 234426.3683 | 248625.3212 | 263832.5304 | 279884.2532 | 296780.155 | 314602.6567
Scenario 4: Reference ZEAS Phase In | SCG | Ind | WholeBlg | Ind - Industrial Machinery | Program Administrator Cost Test | Energy Efficiency | 151480.7861 | 162218.5469 | 173911.6973 | 185346.7247 | 196841.7603 | 208621.0631 | 221124.9808 | 234426.3683 | 248625.3212 | 263832.5304 | 279884.2532 | 296780.155 | 314602.6567
Scenario 4: Reference ZEAS Phase In | SCG | Ind | WholeBlg | Ind - Industrial Machinery | Rate Impact Measure Test | Energy Efficiency | 151480.7861 | 162218.5469 | 173911.6973 | 185346.7247 | 196841.7603 | 208621.0631 | 221124.9808 | 234426.3683 | 248625.3212 | 263832.5304 | 279884.2532 | 296780.155 | 314602.6567
Scenario 4: Reference ZEAS Phase In | SCG | Ind | WholeBlg | Ind - Industrial Machinery | Total Resource Cost Test | Energy Efficiency | 151480.7861 | 162218.5469 | 173911.6973 | 185346.7247 | 196841.7603 | 208621.0631 | 221124.9808 | 234426.3683 | 248625.3212 | 263832.5304 | 279884.2532 | 296780.155 | 314602.6567
Scenario 4: Reference ZEAS Phase In | SCG | Ind | WholeBlg | Ind - Lumber & Furniture | Participant Cost Test | Energy Efficiency | 68141.3014 | 72236.8819 | 76558.3567 | 81121.3212 | 85977.5017 | 90895.9481 | 95885.9508 | 101219.3727 | 106912.2854 | 113014.4938 | 119542.1995 | 126472.1248 | 133823.6641
Scenario 4: Reference ZEAS Phase In | SCG | Ind | WholeBlg | Ind - Lumber & Furniture | Program Administrator Cost Test | Energy Efficiency | 68141.3014 | 72236.8819 | 76558.3567 | 81121.3212 | 85977.5017 | 90895.9481 | 95885.9508 | 101219.3727 | 106912.2854 | 113014.4938 | 119542.1995 | 126472.1248 | 133823.6641
Scenario 4: Reference ZEAS Phase In | SCG | Ind | WholeBlg | Ind - Lumber & Furniture | Rate Impact Measure Test | Energy Efficiency | 68141.3014 | 72236.8819 | 76558.3567 | 81121.3212 | 85977.5017 | 90895.9481 | 95885.9508 | 101219.3727 | 106912.2854 | 113014.4938 | 119542.1995 | 126472.1248 | 133823.6641
Scenario 4: Reference ZEAS Phase In | SCG | Ind | WholeBlg | Ind - Lumber & Furniture | Total Resource Cost Test | Energy Efficiency | 68141.3014 | 72236.8819 | 76558.3567 | 81121.3212 | 85977.5017 | 90895.9481 | 95885.9508 | 101219.3727 | 106912.2854 | 113014.4938 | 119542.1995 | 126472.1248 | 133823.6641
Scenario 4: Reference ZEAS Phase In | SCG | Ind | WholeBlg | Ind - Paper | Participant Cost Test | Energy Efficiency | 1064631.7955 | 1121989.174 | 1182905.4847 | 1249545.8578 | 1320782.542 | 1395385.2247 | 1475331.5097 | 1561898.6295 | 1655812.835 | 1757725.3309 | 1867352.7354 | 1984575.4481 | 2110081.8328
Scenario 4: Reference ZEAS Phase In | SCG | Ind | WholeBlg | Ind - Paper | Program Administrator Cost Test | Energy Efficiency | 1064631.7955 | 1121989.174 | 1182905.4847 | 1249545.8578 | 1320782.542 | 1395385.2247 | 1475331.5097 | 1561898.6295 | 1655812.835 | 1757725.3309 | 1867352.7354 | 1984575.4481 | 2110081.8328
Scenario 4: Reference ZEAS Phase In | SCG | Ind | WholeBlg | Ind - Paper | Rate Impact Measure Test | Energy Efficiency | 1064631.7955 | 1121989.174 | 1182905.4847 | 1249545.8578 | 1320782.542 | 1395385.2247 | 1475331.5097 | 1561898.6295 | 1655812.835 | 1757725.3309 | 1867352.7354 | 1984575.4481 | 2110081.8328
Scenario 4: Reference ZEAS Phase In | SCG | Ind | WholeBlg | Ind - Paper | Total Resource Cost Test | Energy Efficiency | 1064631.7955 | 1121989.174 | 1182905.4847 | 1249545.8578 | 1320782.542 | 1395385.2247 | 1475331.5097 | 1561898.6295 | 1655812.835 | 1757725.3309 | 1867352.7354 | 1984575.4481 | 2110081.8328
Scenario 4: Reference ZEAS Phase In | SCG | Ind | WholeBlg | Ind - Petroleum | Participant Cost Test | Energy Efficiency | 20721964.9352 | 21866642.0618 | 23077461.5404 | 24358838.3394 | 25703271.3893 | 27099706.9369 | 28567528.3904 | 30113874.2264 | 31764869.0455 | 33520634.2907 | 35371581.0825 | 37322867.5334 | 39396083.7127
Scenario 4: Reference ZEAS Phase In | SCG | Ind | WholeBlg | Ind - Petroleum | Program Administrator Cost Test | Energy Efficiency | 20721964.9352 | 21866642.0618 | 23077461.5404 | 24358838.3394 | 25703271.3893 | 27099706.9369 | 28567528.3904 | 30113874.2264 | 31764869.0455 | 33520634.2907 | 35371581.0825 | 37322867.5334 | 39396083.7127
Scenario 4: Reference ZEAS Phase In | SCG | Ind | WholeBlg | Ind - Petroleum | Rate Impact Measure Test | Energy Efficiency | 20721964.9352 | 21866642.0618 | 23077461.5404 | 24358838.3394 | 25703271.3893 | 27099706.9369 | 28567528.3904 | 30113874.2264 | 31764869.0455 | 33520634.2907 | 35371581.0825 | 37322867.5334 | 39396083.7127
Scenario 4: Reference ZEAS Phase In | SCG | Ind | WholeBlg | Ind - Petroleum | Total Resource Cost Test | Energy Efficiency | 20721964.9352 | 21866642.0618 | 23077461.5404 | 24358838.3394 | 25703271.3893 | 27099706.9369 | 28567528.3904 | 30113874.2264 | 31764869.0455 | 33520634.2907 | 35371581.0825 | 37322867.5334 | 39396083.7127
Scenario 4: Reference ZEAS Phase In | SCG | Ind | WholeBlg | Ind - Plastics | Participant Cost Test | Energy Efficiency | 238199.5279 | 262860.8788 | 289050.4475 | 316559.4846 | 346010.1829 | 376259.8058 | 406465.8054 | 436679.9723 | 469778.8289 | 505675.2917 | 544223.1855 | 585106.0624 | 628592.1809
Scenario 4: Reference ZEAS Phase In | SCG | Ind | WholeBlg | Ind - Plastics | Program Administrator Cost Test | Energy Efficiency | 238199.5279 | 262860.8788 | 289050.4475 | 316559.4846 | 346010.1829 | 376259.8058 | 406465.8054 | 436679.9723 | 469778.8289 | 505675.2917 | 544223.1855 | 585106.0624 | 628592.1809
Scenario 4: Reference ZEAS Phase In | SCG | Ind | WholeBlg | Ind - Plastics | Rate Impact Measure Test | Energy Efficiency | 238199.5279 | 262860.8788 | 289050.4475 | 316559.4846 | 346010.1829 | 376259.8058 | 406465.8054 | 436679.9723 | 469778.8289 | 505675.2917 | 544223.1855 | 585106.0624 | 628592.1809
Scenario 4: Reference ZEAS Phase In | SCG | Ind | WholeBlg | Ind - Plastics | Total Resource Cost Test | Energy Efficiency | 238199.5279 | 262860.8788 | 289050.4475 | 316559.4846 | 346010.1829 | 376259.8058 | 406465.8054 | 436679.9723 | 469778.8289 | 505675.2917 | 544223.1855 | 585106.0624 | 628592.1809
Scenario 4: Reference ZEAS Phase In | SCG | Ind | WholeBlg | Ind - Primary Metals | Participant Cost Test | Energy Efficiency | 1558795.4221 | 1648344.6335 | 1744055.2311 | 1844574.5928 | 1950106.2162 | 2061259.3859 | 2179550.8297 | 2305280.6048 | 2438925.4312 | 2581152.2091 | 2731801.7243 | 2891511.3232 | 3061465.7431
Scenario 4: Reference ZEAS Phase In | SCG | Ind | WholeBlg | Ind - Primary Metals | Program Administrator Cost Test | Energy Efficiency | 1558795.4221 | 1648344.6335 | 1744055.2311 | 1844574.5928 | 1950106.2162 | 2061259.3859 | 2179550.8297 | 2305280.6048 | 2438925.4312 | 2581152.2091 | 2731801.7243 | 2891511.3232 | 3061465.7431
Scenario 4: Reference ZEAS Phase In | SCG | Ind | WholeBlg | Ind - Primary Metals | Rate Impact Measure Test | Energy Efficiency | 1558795.4221 | 1648344.6335 | 1744055.2311 | 1844574.5928 | 1950106.2162 | 2061259.3859 | 2179550.8297 | 2305280.6048 | 2438925.4312 | 2581152.2091 | 2731801.7243 | 2891511.3232 | 3061465.7431
Scenario 4: Reference ZEAS Phase In | SCG | Ind | WholeBlg | Ind - Primary Metals | Total Resource Cost Test | Energy Efficiency | 1558795.4221 | 1648344.6335 | 1744055.2311 | 1844574.5928 | 1950106.2162 | 2061259.3859 | 2179550.8297 | 2305280.6048 | 2438925.4312 | 2581152.2091 | 2731801.7243 | 2891511.3232 | 3061465.7431
Scenario 4: Reference ZEAS Phase In | SCG | Ind | WholeBlg | Ind - Printing & Publishing | Participant Cost Test | Energy Efficiency | 86278.2493 | 91167.0832 | 96334.6742 | 101803.0734 | 107454.2172 | 113170.3466 | 119215.8765 | 125707.4405 | 132777.4726 | 140421.0951 | 148528.557 | 157061.2477 | 166083.4433
Scenario 4: Reference ZEAS Phase In | SCG | Ind | WholeBlg | Ind - Printing & Publishing | Program Administrator Cost Test | Energy Efficiency | 86278.2493 | 91167.0832 | 96334.6742 | 101803.0734 | 107454.2172 | 113170.3466 | 119215.8765 | 125707.4405 | 132777.4726 | 140421.0951 | 148528.557 | 157061.2477 | 166083.4433
Scenario 4: Reference ZEAS Phase In | SCG | Ind | WholeBlg | Ind - Printing & Publishing | Rate Impact Measure Test | Energy Efficiency | 86278.2493 | 91167.0832 | 96334.6742 | 101803.0734 | 107454.2172 | 113170.3466 | 119215.8765 | 125707.4405 | 132777.4726 | 140421.0951 | 148528.557 | 157061.2477 | 166083.4433
Scenario 4: Reference ZEAS Phase In | SCG | Ind | WholeBlg | Ind - Printing & Publishing | Total Resource Cost Test | Energy Efficiency | 86278.2493 | 91167.0832 | 96334.6742 | 101803.0734 | 107454.2172 | 113170.3466 | 119215.8765 | 125707.4405 | 132777.4726 | 140421.0951 | 148528.557 | 157061.2477 | 166083.4433
Scenario 4: Reference ZEAS Phase In | SCG | Ind | WholeBlg | Ind - Stone-Glass-Clay | Participant Cost Test | Energy Efficiency | 1648291.7987 | 1747850.0498 | 1851057.8334 | 1958925.3044 | 2072518.5909 | 2191284.6501 | 2315708.2858 | 2447628.7168 | 2587635.5945 | 2736824.3008 | 2895563.0349 | 3064500.5084 | 3244316.5874
Scenario 4: Reference ZEAS Phase In | SCG | Ind | WholeBlg | Ind - Stone-Glass-Clay | Program Administrator Cost Test | Energy Efficiency | 1648291.7987 | 1747850.0498 | 1851057.8334 | 1958925.3044 | 2072518.5909 | 2191284.6501 | 2315708.2858 | 2447628.7168 | 2587635.5945 | 2736824.3008 | 2895563.0349 | 3064500.5084 | 3244316.5874
Scenario 4: Reference ZEAS Phase In | SCG | Ind | WholeBlg | Ind - Stone-Glass-Clay | Rate Impact Measure Test | Energy Efficiency | 1648291.7987 | 1747850.0498 | 1851057.8334 | 1958925.3044 | 2072518.5909 | 2191284.6501 | 2315708.2858 | 2447628.7168 | 2587635.5945 | 2736824.3008 | 2895563.0349 | 3064500.5084 | 3244316.5874
Scenario 4: Reference ZEAS Phase In | SCG | Ind | WholeBlg | Ind - Stone-Glass-Clay | Total Resource Cost Test | Energy Efficiency | 1648291.7987 | 1747850.0498 | 1851057.8334 | 1958925.3044 | 2072518.5909 | 2191284.6501 | 2315708.2858 | 2447628.7168 | 2587635.5945 | 2736824.3008 | 2895563.0349 | 3064500.5084 | 3244316.5874
Scenario 4: Reference ZEAS Phase In | SCG | Ind | WholeBlg | Ind - Textiles | Participant Cost Test | Energy Efficiency | 787571.1837 | 829948.1805 | 874707.0927 | 921531.1912 | 970722.1781 | 1022446.094 | 1077174.9224 | 1135105.0079 | 1196508.2455 | 1261743.1698 | 1330825.7083 | 1404062.9849 | 1481949.6836
Scenario 4: Reference ZEAS Phase In | SCG | Ind | WholeBlg | Ind - Textiles | Program Administrator Cost Test | Energy Efficiency | 787571.1837 | 829948.1805 | 874707.0927 | 921531.1912 | 970722.1781 | 1022446.094 | 1077174.9224 | 1135105.0079 | 1196508.2455 | 1261743.1698 | 1330825.7083 | 1404062.9849 | 1481949.6836
Scenario 4: Reference ZEAS Phase In | SCG | Ind | WholeBlg | Ind - Textiles | Rate Impact Measure Test | Energy Efficiency | 787571.1837 | 829948.1805 | 874707.0927 | 921531.1912 | 970722.1781 | 1022446.094 | 1077174.9224 | 1135105.0079 | 1196508.2455 | 1261743.1698 | 1330825.7083 | 1404062.9849 | 1481949.6836
Scenario 4: Reference ZEAS Phase In | SCG | Ind | WholeBlg | Ind - Textiles | Total Resource Cost Test | Energy Efficiency | 787571.1837 | 829948.1805 | 874707.0927 | 921531.1912 | 970722.1781 | 1022446.094 | 1077174.9224 | 1135105.0079 | 1196508.2455 | 1261743.1698 | 1330825.7083 | 1404062.9849 | 1481949.6836
Scenario 4: Reference ZEAS Phase In | SCG | Ind | WholeBlg | Ind - Transportation Equipment | Participant Cost Test | Energy Efficiency | 586056.5547 | 616426.8216 | 648572.8104 | 682457.2484 | 718258.6426 | 756101.4758 | 796253.9577 | 838800.3754 | 883896.433 | 931755.2736 | 982432.7968 | 1036157.8318 | 1093310.6517
Scenario 4: Reference ZEAS Phase In | SCG | Ind | WholeBlg | Ind - Transportation Equipment | Program Administrator Cost Test | Energy Efficiency | 586056.5547 | 616426.8216 | 648572.8104 | 682457.2484 | 718258.6426 | 756101.4758 | 796253.9577 | 838800.3754 | 883896.433 | 931755.2736 | 982432.7968 | 1036157.8318 | 1093310.6517
Scenario 4: Reference ZEAS Phase In | SCG | Ind | WholeBlg | Ind - Transportation Equipment | Rate Impact Measure Test | Energy Efficiency | 586056.5547 | 616426.8216 | 648572.8104 | 682457.2484 | 718258.6426 | 756101.4758 | 796253.9577 | 838800.3754 | 883896.433 | 931755.2736 | 982432.7968 | 1036157.8318 | 1093310.6517
Scenario 4: Reference ZEAS Phase In | SCG | Ind | WholeBlg | Ind - Transportation Equipment | Total Resource Cost Test | Energy Efficiency | 586056.5547 | 616426.8216 | 648572.8104 | 682457.2484 | 718258.6426 | 756101.4758 | 796253.9577 | 838800.3754 | 883896.433 | 931755.2736 | 982432.7968 | 1036157.8318 | 1093310.6517
Scenario 4: Reference ZEAS Phase In | SCG | Res | AppPlug | Res - Multi Family | Participant Cost Test | Energy Efficiency | 0 | 0 | 0 | 0 | 0 | 0 | 0 | 0 | 0 | 0 | 0 | 0 | 0
Scenario 4: Reference ZEAS Phase In | SCG | Res | AppPlug | Res - Multi Family | Program Administrator Cost Test | Energy Efficiency | 0 | 0 | 0 | 0 | 0 | 0 | 0 | 0 | 0 | 0 | 0 | 0 | 0
Scenario 4: Reference ZEAS Phase In | SCG | Res | AppPlug | Res - Multi Family | Rate Impact Measure Test | Energy Efficiency | 0 | 0 | 0 | 0 | 0 | 0 | 0 | 0 | 0 | 0 | 0 | 0 | 0
Scenario 4: Reference ZEAS Phase In | SCG | Res | AppPlug | Res - Multi Family | Total Resource Cost Test | Energy Efficiency | 0 | 0 | 0 | 0 | 0 | 0 | 0 | 0 | 0 | 0 | 0 | 0 | 0
Scenario 4: Reference ZEAS Phase In | SCG | Res | AppPlug | Res - Single Family | Participant Cost Test | Energy Efficiency | 0 | 0 | 0 | 0 | 0 | 0 | 0 | 0 | 0 | 0 | 0 | 0 | 0
Scenario 4: Reference ZEAS Phase In | SCG | Res | AppPlug | Res - Single Family | Program Administrator Cost Test | Energy Efficiency | 0 | 0 | 0 | 0 | 0 | 0 | 0 | 0 | 0 | 0 | 0 | 0 | 0
Scenario 4: Reference ZEAS Phase In | SCG | Res | AppPlug | Res - Single Family | Rate Impact Measure Test | Energy Efficiency | 0 | 0 | 0 | 0 | 0 | 0 | 0 | 0 | 0 | 0 | 0 | 0 | 0
Scenario 4: Reference ZEAS Phase In | SCG | Res | AppPlug | Res - Single Family | Total Resource Cost Test | Energy Efficiency | 0 | 0 | 0 | 0 | 0 | 0 | 0 | 0 | 0 | 0 | 0 | 0 | 0
Scenario 4: Reference ZEAS Phase In | SCG | Res | BROs | Income Qualified - Multi Family IQ | Participant Cost Test | Energy Efficiency | 412117.0621 | 439048.3801 | 468719.9133 | 501709.1793 | 538378.395 | 579086.3082 | 623877.0907 | 675312.1721 | 732946.4947 | 798685.1738 | 872067.2803 | 954324.8906 | 1047253.5223
Scenario 4: Reference ZEAS Phase In | SCG | Res | BROs | Income Qualified - Multi Family IQ | Program Administrator Cost Test | Energy Efficiency | 412117.0621 | 439048.3801 | 468719.9133 | 501709.1793 | 538378.395 | 579086.3082 | 623877.0907 | 675312.1721 | 732946.4947 | 798685.1738 | 872067.2803 | 954324.8906 | 1047253.5223
Scenario 4: Reference ZEAS Phase In | SCG | Res | BROs | Income Qualified - Multi Family IQ | Rate Impact Measure Test | Energy Efficiency | 412117.0621 | 439048.3801 | 468719.9133 | 501709.1793 | 538378.395 | 579086.3082 | 623877.0907 | 675312.1721 | 732946.4947 | 798685.1738 | 872067.2803 | 954324.8906 | 1047253.5223
Scenario 4: Reference ZEAS Phase In | SCG | Res | BROs | Income Qualified - Multi Family IQ | Total Resource Cost Test | Energy Efficiency | 412117.0621 | 439048.3801 | 468719.9133 | 501709.1793 | 538378.395 | 579086.3082 | 623877.0907 | 675312.1721 | 732946.4947 | 798685.1738 | 872067.2803 | 954324.8906 | 1047253.5223
Scenario 4: Reference ZEAS Phase In | SCG | Res | BROs | Income Qualified - Single Family IQ | Participant Cost Test | Energy Efficiency | 1272012.8902 | 1353673.286 | 1443325.4644 | 1542684.3328 | 1652999.5347 | 1775603.3171 | 1911475.7058 | 2066551.9891 | 2240176.3714 | 2435178.3015 | 2652464.4837 | 2895596.1243 | 3169848.961
Scenario 4: Reference ZEAS Phase In | SCG | Res | BROs | Income Qualified - Single Family IQ | Program Administrator Cost Test | Energy Efficiency | 1272012.8902 | 1353673.286 | 1443325.4644 | 1542684.3328 | 1652999.5347 | 1775603.3171 | 1911475.7058 | 2066551.9891 | 2240176.3714 | 2435178.3015 | 2652464.4837 | 2895596.1243 | 3169848.961
Scenario 4: Reference ZEAS Phase In | SCG | Res | BROs | Income Qualified - Single Family IQ | Rate Impact Measure Test | Energy Efficiency | 1272012.8902 | 1353673.286 | 1443325.4644 | 1542684.3328 | 1652999.5347 | 1775603.3171 | 1911475.7058 | 2066551.9891 | 2240176.3714 | 2435178.3015 | 2652464.4837 | 2895596.1243 | 3169848.961
Scenario 4: Reference ZEAS Phase In | SCG | Res | BROs | Income Qualified - Single Family IQ | Total Resource Cost Test | Energy Efficiency | 1272012.8902 | 1353673.286 | 1443325.4644 | 1542684.3328 | 1652999.5347 | 1775603.3171 | 1911475.7058 | 2066551.9891 | 2240176.3714 | 2435178.3015 | 2652464.4837 | 2895596.1243 | 3169848.961
Scenario 4: Reference ZEAS Phase In | SCG | Res | BROs | Res - Multi Family | Participant Cost Test | Energy Efficiency | 4358868.385 | 4638999.794 | 4946612.9001 | 5287598.0717 | 5666210.3119 | 6086968.5758 | 6553057.7893 | 7085221.8106 | 7681065.7 | 8350911.1846 | 9097386.2977 | 9932743.6223 | 10875115.9796
Scenario 4: Reference ZEAS Phase In | SCG | Res | BROs | Res - Multi Family | Program Administrator Cost Test | Energy Efficiency | 4358868.385 | 4638999.794 | 4946612.9001 | 5287598.0717 | 5666210.3119 | 6086968.5758 | 6553057.7893 | 7085221.8106 | 7681065.7 | 8350911.1846 | 9097386.2977 | 9932743.6223 | 10875115.9796
Scenario 4: Reference ZEAS Phase In | SCG | Res | BROs | Res - Multi Family | Rate Impact Measure Test | Energy Efficiency | 4358868.385 | 4638999.794 | 4946612.9001 | 5287598.0717 | 5666210.3119 | 6086968.5758 | 6553057.7893 | 7085221.8106 | 7681065.7 | 8350911.1846 | 9097386.2977 | 9932743.6223 | 10875115.9796
Scenario 4: Reference ZEAS Phase In | SCG | Res | BROs | Res - Multi Family | Total Resource Cost Test | Energy Efficiency | 4358868.385 | 4638999.794 | 4946612.9001 | 5287598.0717 | 5666210.3119 | 6086968.5758 | 6553057.7893 | 7085221.8106 | 7681065.7 | 8350911.1846 | 9097386.2977 | 9932743.6223 | 10875115.9796
Scenario 4: Reference ZEAS Phase In | SCG | Res | BROs | Res - Single Family | Participant Cost Test | Energy Efficiency | 1246837.5046 | 1328403.1373 | 1418286.8463 | 1518240.0103 | 1629350.8103 | 1752691.2855 | 1888344.6934 | 2044178.0082 | 2218802.0505 | 2418163.9402 | 2640730.4283 | 2890244.0053 | 3172153.3675
Scenario 4: Reference ZEAS Phase In | SCG | Res | BROs | Res - Single Family | Program Administrator Cost Test | Energy Efficiency | 1246837.5046 | 1328403.1373 | 1418286.8463 | 1518240.0103 | 1629350.8103 | 1752691.2855 | 1888344.6934 | 2044178.0082 | 2218802.0505 | 2418163.9402 | 2640730.4283 | 2890244.0053 | 3172153.3675
Scenario 4: Reference ZEAS Phase In | SCG | Res | BROs | Res - Single Family | Rate Impact Measure Test | Energy Efficiency | 1246837.5046 | 1328403.1373 | 1418286.8463 | 1518240.0103 | 1629350.8103 | 1752691.2855 | 1888344.6934 | 2044178.0082 | 2218802.0505 | 2418163.9402 | 2640730.4283 | 2890244.0053 | 3172153.3675
Scenario 4: Reference ZEAS Phase In | SCG | Res | BROs | Res - Single Family | Total Resource Cost Test | Energy Efficiency | 1246837.5046 | 1328403.1373 | 1418286.8463 | 1518240.0103 | 1629350.8103 | 1752691.2855 | 1888344.6934 | 2044178.0082 | 2218802.0505 | 2418163.9402 | 2640730.4283 | 2890244.0053 | 3172153.3675
Scenario 4: Reference ZEAS Phase In | SCG | Res | BldgEnv | Res - Multi Family | Participant Cost Test | Energy Efficiency | 0 | 0 | 0 | 0 | 0 | 0 | 0 | 0 | 1903.2544 | 1717.5962 | 1499.7773 | 1246.7975 | 956.8057
Scenario 4: Reference ZEAS Phase In | SCG | Res | BldgEnv | Res - Multi Family | Program Administrator Cost Test | Energy Efficiency | 0 | 0 | 0 | 0 | 0 | 0 | 0 | 0 | 697.418 | 747.2303 | 799.8859 | 855.5408 | 914.3595
Scenario 4: Reference ZEAS Phase In | SCG | Res | BldgEnv | Res - Multi Family | Rate Impact Measure Test | Energy Efficiency | 0 | 0 | 0 | 0 | 0 | 0 | 0 | 0 | 697.418 | 747.2303 | 799.8859 | 855.5408 | 914.3595
Scenario 4: Reference ZEAS Phase In | SCG | Res | BldgEnv | Res - Multi Family | Total Resource Cost Test | Energy Efficiency | 0 | 0 | 0 | 0 | 0 | 0 | 0 | 0 | 697.418 | 747.2303 | 799.8859 | 855.5408 | 914.3595
Scenario 4: Reference ZEAS Phase In | SCG | Res | BldgEnv | Res - Single Family | Participant Cost Test | Energy Efficiency | 901128.4798 | 1074949.1004 | 1147892.0799 | 1151541.5559 | 1145166.7184 | 1100572.729 | 1047491.1775 | 973920.7638 | 248648.6965 | 0 | 0 | 0 | 0
Scenario 4: Reference ZEAS Phase In | SCG | Res | BldgEnv | Res - Single Family | Program Administrator Cost Test | Energy Efficiency | 113501.5208 | 144626.1756 | 164436.6902 | 176008.4244 | 187100.4925 | 192592.5331 | 196805.0232 | 196997.5673 | 194380.9018 | 0 | 0 | 0 | 0
Scenario 4: Reference ZEAS Phase In | SCG | Res | BldgEnv | Res - Single Family | Rate Impact Measure Test | Energy Efficiency | 141860.4175 | 173496.5638 | 192479.5206 | 202278.7119 | 211550.1961 | 214926.9693 | 216937.0072 | 214099.3371 | 208175.6574 | 0 | 0 | 0 | 0
Scenario 4: Reference ZEAS Phase In | SCG | Res | BldgEnv | Res - Single Family | Total Resource Cost Test | Energy Efficiency | 699557.9476 | 844305.2341 | 917381.4471 | 939490.5364 | 955842.5135 | 942235.583 | 915153.0636 | 877497.1202 | 194380.9018 | 0 | 0 | 0 | 0
Scenario 4: Reference ZEAS Phase In | SCG | Res | HVAC | Res - Multi Family | Participant Cost Test | Energy Efficiency | 297.8228 | 297.8155 | 289.6533 | 277.3992 | 263.6775 | 247.8185 | 0 | 0 | 0 | 0 | 0 | 0 | 1102.9148
Scenario 4: Reference ZEAS Phase In | SCG | Res | HVAC | Res - Multi Family | Program Administrator Cost Test | Energy Efficiency | 195.4313 | 209.105 | 218.5004 | 225.8809 | 233.0264 | 239.1964 | 0 | 0 | 0 | 0 | 0 | 0 | 948.9149
Scenario 4: Reference ZEAS Phase In | SCG | Res | HVAC | Res - Multi Family | Rate Impact Measure Test | Energy Efficiency | 195.4313 | 209.105 | 218.5004 | 225.8809 | 233.0264 | 239.1964 | 0 | 0 | 0 | 0 | 0 | 0 | 948.9149
Scenario 4: Reference ZEAS Phase In | SCG | Res | HVAC | Res - Multi Family | Total Resource Cost Test | Energy Efficiency | 195.4313 | 209.105 | 218.5004 | 225.8809 | 233.0264 | 239.1964 | 0 | 0 | 0 | 0 | 0 | 0 | 948.9149
Scenario 4: Reference ZEAS Phase In | SCG | Res | HVAC | Res - Single Family | Participant Cost Test | Energy Efficiency | 6938637.2432 | 7621409.9342 | 7941013.5616 | 8027358.1109 | 3274936.5061 | 0 | 0 | 0 | 0 | 0 | 0 | 0 | 20373.0038
Scenario 4: Reference ZEAS Phase In | SCG | Res | HVAC | Res - Single Family | Program Administrator Cost Test | Energy Efficiency | 444258.0393 | 519682.5795 | 574033.9949 | 614884.7739 | 0 | 0 | 0 | 0 | 0 | 0 | 0 | 0 | 16714.6695
Scenario 4: Reference ZEAS Phase In | SCG | Res | HVAC | Res - Single Family | Rate Impact Measure Test | Energy Efficiency | 444258.0393 | 519682.5795 | 574033.9949 | 614884.7739 | 0 | 0 | 0 | 0 | 0 | 0 | 0 | 0 | 16714.6695
Scenario 4: Reference ZEAS Phase In | SCG | Res | HVAC | Res - Single Family | Total Resource Cost Test | Energy Efficiency | 6789694.739 | 7517678.7164 | 7886602.4898 | 8031676.8256 | 3274936.5061 | 0 | 0 | 0 | 0 | 0 | 0 | 0 | 16714.6695
Scenario 4: Reference ZEAS Phase In | SCG | Res | WaterHeat | Res - Multi Family | Participant Cost Test | Energy Efficiency | 5373040.0561 | 4670904.1962 | 1574862.9015 | 1290234.8107 | 1033196.0112 | 842429.6207 | 761580.936 | 667778.1645 | 561073.6579 | 454798.5035 | 351196.9173 | 250619.0571 | 150108.753
Scenario 4: Reference ZEAS Phase In | SCG | Res | WaterHeat | Res - Multi Family | Program Administrator Cost Test | Energy Efficiency | 7154144.202 | 6906331.5307 | 1446727.2211 | 1199950.229 | 1029366.2924 | 899978.1255 | 888749.8633 | 889392.4699 | 886616.39 | 881962.4198 | 879508.4542 | 883483.9058 | 887679.7369
Scenario 4: Reference ZEAS Phase In | SCG | Res | WaterHeat | Res - Multi Family | Rate Impact Measure Test | Energy Efficiency | 7154144.202 | 6906331.5307 | 1446727.2211 | 1199950.229 | 1029366.2924 | 899978.1255 | 888749.8633 | 889392.4699 | 886616.39 | 881962.4198 | 879508.4542 | 883483.9058 | 887679.7369
Scenario 4: Reference ZEAS Phase In | SCG | Res | WaterHeat | Res - Multi Family | Total Resource Cost Test | Energy Efficiency | 7154144.202 | 6906331.5307 | 1446727.2211 | 1199950.229 | 1029366.2924 | 899978.1255 | 888749.8633 | 889392.4699 | 886616.39 | 881962.4198 | 879508.4542 | 883483.9058 | 887679.7369
Scenario 4: Reference ZEAS Phase In | SCG | Res | WaterHeat | Res - Single Family | Participant Cost Test | Energy Efficiency | 79808774.1065 | 80825537.2545 | 33369716.3467 | 32234970.5709 | 31198098.9391 | 3828489.5686 | 3239821.8217 | 2656319.4635 | 2172422.187 | 1742271.415 | 1332906.5568 | 939257.6179 | 556044.8894
Scenario 4: Reference ZEAS Phase In | SCG | Res | WaterHeat | Res - Single Family | Program Administrator Cost Test | Energy Efficiency | 46022215.21 | 48360099.7477 | 5968478.2814 | 4987669.5879 | 4381120.2128 | 3919042.7675 | 3552713.0683 | 3265138.7154 | 3156711.3876 | 3106780.576 | 3069317.2166 | 3044466.897 | 3023370.7911
Scenario 4: Reference ZEAS Phase In | SCG | Res | WaterHeat | Res - Single Family | Rate Impact Measure Test | Energy Efficiency | 46022215.21 | 48360099.7477 | 5968478.2814 | 4987669.5879 | 4381120.2128 | 3919042.7675 | 3552713.0683 | 3265138.7154 | 3156711.3876 | 3106780.576 | 3069317.2166 | 3044466.897 | 3023370.7911
Scenario 4: Reference ZEAS Phase In | SCG | Res | WaterHeat | Res - Single Family | Total Resource Cost Test | Energy Efficiency | 94160592.5531 | 99256140.844 | 32690498.4529 | 31699832.3974 | 31014858.6543 | 3919042.7675 | 3552713.0683 | 3265138.7154 | 3156711.3876 | 3106780.576 | 3069317.2166 | 3044466.897 | 3023370.7911
Scenario 4: Reference ZEAS Phase In | SCG | Res | WholeBlg | Res - Multi Family | Participant Cost Test | Energy Efficiency | 0 | 0 | 0 | 0 | 0 | 0 | 0 | 0 | 0 | 0 | 0 | 0 | 0
Scenario 4: Reference ZEAS Phase In | SCG | Res | WholeBlg | Res - Multi Family | Program Administrator Cost Test | Energy Efficiency | 0 | 0 | 0 | 0 | 0 | 0 | 0 | 0 | 0 | 0 | 0 | 0 | 0
Scenario 4: Reference ZEAS Phase In | SCG | Res | WholeBlg | Res - Multi Family | Rate Impact Measure Test | Energy Efficiency | 0 | 0 | 0 | 0 | 0 | 0 | 0 | 0 | 0 | 0 | 0 | 0 | 0
Scenario 4: Reference ZEAS Phase In | SCG | Res | WholeBlg | Res - Multi Family | Total Resource Cost Test | Energy Efficiency | 0 | 0 | 0 | 0 | 0 | 0 | 0 | 0 | 0 | 0 | 0 | 0 | 0
Scenario 4: Reference ZEAS Phase In | SCG | Res | WholeBlg | Res - Single Family | Participant Cost Test | Energy Efficiency | 0 | 0 | 0 | 0 | 0 | 0 | 0 | 0 | 0 | 0 | 0 | 0 | 0
Scenario 4: Reference ZEAS Phase In | SCG | Res | WholeBlg | Res - Single Family | Program Administrator Cost Test | Energy Efficiency | 0 | 0 | 0 | 0 | 0 | 0 | 0 | 0 | 0 | 0 | 0 | 0 | 0
Scenario 4: Reference ZEAS Phase In | SCG | Res | WholeBlg | Res - Single Family | Rate Impact Measure Test | Energy Efficiency | 0 | 0 | 0 | 0 | 0 | 0 | 0 | 0 | 0 | 0 | 0 | 0 | 0
Scenario 4: Reference ZEAS Phase In | SCG | Res | WholeBlg | Res - Single Family | Total Resource Cost Test | Energy Efficiency | 0 | 0 | 0 | 0 | 0 | 0 | 0 | 0 | 0 | 0 | 0 | 0 | 0
Scenario 4: Reference ZEAS Phase In | SDG&E | Ag | WholeBlg | Ag - Dairies, fishing, hunting | Participant Cost Test | Energy Efficiency | 3451.1006 | 3448.5065 | 3426.7856 | 3391.7151 | 3384.3466 | 3494.438 | 3599.7158 | 3675.2028 | 3743.6396 | 3811.3585 | 3863.2865 | 3837.328 | 3812.9713
Scenario 4: Reference ZEAS Phase In | SDG&E | Ag | WholeBlg | Ag - Dairies, fishing, hunting | Program Administrator Cost Test | Energy Efficiency | 3451.1006 | 3448.5065 | 3426.7856 | 3391.7151 | 3384.3466 | 3494.438 | 3599.7158 | 3675.2028 | 3743.6396 | 3811.3585 | 3863.2865 | 3837.328 | 3812.9713
Scenario 4: Reference ZEAS Phase In | SDG&E | Ag | WholeBlg | Ag - Dairies, fishing, hunting | Rate Impact Measure Test | Energy Efficiency | 3451.1006 | 3448.5065 | 3426.7856 | 3391.7151 | 3384.3466 | 3494.438 | 3599.7158 | 3675.2028 | 3743.6396 | 3811.3585 | 3863.2865 | 3837.328 | 3812.9713
Scenario 4: Reference ZEAS Phase In | SDG&E | Ag | WholeBlg | Ag - Dairies, fishing, hunting | Total Resource Cost Test | Energy Efficiency | 3451.1006 | 3448.5065 | 3426.7856 | 3391.7151 | 3384.3466 | 3494.438 | 3599.7158 | 3675.2028 | 3743.6396 | 3811.3585 | 3863.2865 | 3837.328 | 3812.9713
Scenario 4: Reference ZEAS Phase In | SDG&E | Ag | WholeBlg | Ag - Irrigated Agriculture, vineyards, forestry and greenhouses | Participant Cost Test | Energy Efficiency | 39969.2556 | 41385.902 | 42657.466 | 43843.4904 | 45242.9466 | 47570.9208 | 49923.8686 | 52120.4708 | 54347.6926 | 56652.9062 | 58902.3064 | 60554.3036 | 62284.4623
Scenario 4: Reference ZEAS Phase In | SDG&E | Ag | WholeBlg | Ag - Irrigated Agriculture, vineyards, forestry and greenhouses | Program Administrator Cost Test | Energy Efficiency | 39969.2556 | 41385.902 | 42657.466 | 43843.4904 | 45242.9466 | 47570.9208 | 49923.8686 | 52120.4708 | 54347.6926 | 56652.9062 | 58902.3064 | 60554.3036 | 62284.4623
Scenario 4: Reference ZEAS Phase In | SDG&E | Ag | WholeBlg | Ag - Irrigated Agriculture, vineyards, forestry and greenhouses | Rate Impact Measure Test | Energy Efficiency | 39969.2556 | 41385.902 | 42657.466 | 43843.4904 | 45242.9466 | 47570.9208 | 49923.8686 | 52120.4708 | 54347.6926 | 56652.9062 | 58902.3064 | 60554.3036 | 62284.4623
Scenario 4: Reference ZEAS Phase In | SDG&E | Ag | WholeBlg | Ag - Irrigated Agriculture, vineyards, forestry and greenhouses | Total Resource Cost Test | Energy Efficiency | 39969.2556 | 41385.902 | 42657.466 | 43843.4904 | 45242.9466 | 47570.9208 | 49923.8686 | 52120.4708 | 54347.6926 | 56652.9062 | 58902.3064 | 60554.3036 | 62284.4623
Scenario 4: Reference ZEAS Phase In | SDG&E | Ag | WholeBlg | Ag - Water pumping | Participant Cost Test | Energy Efficiency | 75606.1485 | 74904.2047 | 73835.9441 | 72513.8784 | 71834.3401 | 73691.6866 | 75444.0649 | 76552.0679 | 77493.1852 | 78408.634 | 78999.653 | 78010.8953 | 77080.4148
Scenario 4: Reference ZEAS Phase In | SDG&E | Ag | WholeBlg | Ag - Water pumping | Program Administrator Cost Test | Energy Efficiency | 75606.1485 | 74904.2047 | 73835.9441 | 72513.8784 | 71834.3401 | 73691.6866 | 75444.0649 | 76552.0679 | 77493.1852 | 78408.634 | 78999.653 | 78010.8953 | 77080.4148
Scenario 4: Reference ZEAS Phase In | SDG&E | Ag | WholeBlg | Ag - Water pumping | Rate Impact Measure Test | Energy Efficiency | 75606.1485 | 74904.2047 | 73835.9441 | 72513.8784 | 71834.3401 | 73691.6866 | 75444.0649 | 76552.0679 | 77493.1852 | 78408.634 | 78999.653 | 78010.8953 | 77080.4148
Scenario 4: Reference ZEAS Phase In | SDG&E | Ag | WholeBlg | Ag - Water pumping | Total Resource Cost Test | Energy Efficiency | 75606.1485 | 74904.2047 | 73835.9441 | 72513.8784 | 71834.3401 | 73691.6866 | 75444.0649 | 76552.0679 | 77493.1852 | 78408.634 | 78999.653 | 78010.8953 | 77080.4148
Scenario 4: Reference ZEAS Phase In | SDG&E | Com | AppPlug | Com - Health | Participant Cost Test | Energy Efficiency | 461000.9795 | 529166.1633 | 978892.1797 | 1122772.6004 | 1208366.546 | 1280434.5147 | 1283453.2128 | 1349262.0347 | 1422195.6356 | 1485279.4262 | 1428741.689 | 1060317.4367 | 659614.219
Scenario 4: Reference ZEAS Phase In | SDG&E | Com | AppPlug | Com - Health | Program Administrator Cost Test | Energy Efficiency | 542790.0106 | 643074.8596 | 1150156.5052 | 1364542.971 | 1575644.0685 | 1795958.2168 | 1922061.9387 | 2188055.2187 | 2526864.3264 | 2928139.8853 | 3345595.0678 | 3394850.3585 | 3528590.8929
Scenario 4: Reference ZEAS Phase In | SDG&E | Com | AppPlug | Com - Health | Rate Impact Measure Test | Energy Efficiency | 542790.0106 | 643074.8596 | 1150156.5052 | 1364542.971 | 1575644.0685 | 1795958.2168 | 1922061.9387 | 2188055.2187 | 2526864.3264 | 2928139.8853 | 3345595.0678 | 3394850.3585 | 3528590.8929
Scenario 4: Reference ZEAS Phase In | SDG&E | Com | AppPlug | Com - Health | Total Resource Cost Test | Energy Efficiency | 542790.0106 | 643074.8596 | 1150156.5052 | 1364542.971 | 1575644.0685 | 1795958.2168 | 1922061.9387 | 2188055.2187 | 2526864.3264 | 2928139.8853 | 3345595.0678 | 3394850.3585 | 3528590.8929
Scenario 4: Reference ZEAS Phase In | SDG&E | Com | AppPlug | Com - Lodging | Participant Cost Test | Energy Efficiency | 326371.2642 | 362615.7488 | 816146.7507 | 915154.1483 | 960441.5649 | 1017827.8915 | 1061547.6532 | 1097601.5747 | 1128782.9922 | 1144166.8435 | 1067765.619 | 808339.1661 | 507263.8321
Scenario 4: Reference ZEAS Phase In | SDG&E | Com | AppPlug | Com - Lodging | Program Administrator Cost Test | Energy Efficiency | 386402.5114 | 443090.598 | 950700.8186 | 1102453.4271 | 1239773.6899 | 1415442.9114 | 1595516.7286 | 1790918.8891 | 2014777.1431 | 2248803.3094 | 2453046.1306 | 2593334.3602 | 2754298.1225
Scenario 4: Reference ZEAS Phase In | SDG&E | Com | AppPlug | Com - Lodging | Rate Impact Measure Test | Energy Efficiency | 386402.5114 | 443090.598 | 950700.8186 | 1102453.4271 | 1239773.6899 | 1415442.9114 | 1595516.7286 | 1790918.8891 | 2014777.1431 | 2248803.3094 | 2453046.1306 | 2593334.3602 | 2754298.1225
Scenario 4: Reference ZEAS Phase In | SDG&E | Com | AppPlug | Com - Lodging | Total Resource Cost Test | Energy Efficiency | 386402.5114 | 443090.598 | 950700.8186 | 1102453.4271 | 1239773.6899 | 1415442.9114 | 1595516.7286 | 1790918.8891 | 2014777.1431 | 2248803.3094 | 2453046.1306 | 2593334.3602 | 2754298.1225
Scenario 4: Reference ZEAS Phase In | SDG&E | Com | AppPlug | Com - Other | Participant Cost Test | Energy Efficiency | 1819.8045 | 2159.3588 | 2542.0831 | 2973.3203 | 3407.8549 | 3927.1896 | 4494.7908 | 5100.4003 | 5743.9477 | 5388.229 | 4755.6369 | 3822.9385 | 2540.6323
Scenario 4: Reference ZEAS Phase In | SDG&E | Com | AppPlug | Com - Other | Program Administrator Cost Test | Energy Efficiency | 1541.8037 | 1887.0646 | 2291.0169 | 2762.6735 | 3268.3777 | 3887.8767 | 4591.2205 | 5372.2981 | 6236.8262 | 7211.4775 | 8270.2954 | 9447.3514 | 10762.024
Scenario 4: Reference ZEAS Phase In | SDG&E | Com | AppPlug | Com - Other | Rate Impact Measure Test | Energy Efficiency | 1541.8037 | 1887.0646 | 2291.0169 | 2762.6735 | 3268.3777 | 3887.8767 | 4591.2205 | 5372.2981 | 6236.8262 | 7211.4775 | 8270.2954 | 9447.3514 | 10762.024
Scenario 4: Reference ZEAS Phase In | SDG&E | Com | AppPlug | Com - Other | Total Resource Cost Test | Energy Efficiency | 1541.8037 | 1887.0646 | 2291.0169 | 2762.6735 | 3268.3777 | 3887.8767 | 4591.2205 | 5372.2981 | 6236.8262 | 7211.4775 | 8270.2954 | 9447.3514 | 10762.024
Scenario 4: Reference ZEAS Phase In | SDG&E | Com | BROs | Com - Lodging | Participant Cost Test | Energy Efficiency | 1096.8545 | 2368.8271 | 3607.3201 | 4283.3167 | 4858.6468 | 6236.8058 | 7794.5509 | 9242.8231 | 10877.6109 | 13462.576 | 16115.2959 | 17670.0083 | 19117.7679
Scenario 4: Reference ZEAS Phase In | SDG&E | Com | BROs | Com - Lodging | Program Administrator Cost Test | Energy Efficiency | 1096.8545 | 2368.8271 | 3607.3201 | 4283.3167 | 4858.6468 | 6236.8058 | 7794.5509 | 9242.8231 | 10877.6109 | 13462.576 | 16115.2959 | 17670.0083 | 19117.7679
Scenario 4: Reference ZEAS Phase In | SDG&E | Com | BROs | Com - Lodging | Rate Impact Measure Test | Energy Efficiency | 1096.8545 | 2368.8271 | 3607.3201 | 4283.3167 | 4858.6468 | 6236.8058 | 7794.5509 | 9242.8231 | 10877.6109 | 13462.576 | 16115.2959 | 17670.0083 | 19117.7679
Scenario 4: Reference ZEAS Phase In | SDG&E | Com | BROs | Com - Lodging | Total Resource Cost Test | Energy Efficiency | 1096.8545 | 2368.8271 | 3607.3201 | 4283.3167 | 4858.6468 | 6236.8058 | 7794.5509 | 9242.8231 | 10877.6109 | 13462.576 | 16115.2959 | 17670.0083 | 19117.7679
Scenario 4: Reference ZEAS Phase In | SDG&E | Com | BROs | Com - Other | Participant Cost Test | Energy Efficiency | 993.9905 | 2151.4149 | 3282.9845 | 3904.8049 | 4438.6384 | 5710.0962 | 7164.3508 | 8524.7705 | 10065.9355 | 12500.0315 | 15014.0476 | 16525.1433 | 18061.3243
Scenario 4: Reference ZEAS Phase In | SDG&E | Com | BROs | Com - Other | Program Administrator Cost Test | Energy Efficiency | 993.9905 | 2151.4149 | 3282.9845 | 3904.8049 | 4438.6384 | 5710.0962 | 7164.3508 | 8524.7705 | 10065.9355 | 12500.0315 | 15014.0476 | 16525.1433 | 18061.3243
Scenario 4: Reference ZEAS Phase In | SDG&E | Com | BROs | Com - Other | Rate Impact Measure Test | Energy Efficiency | 993.9905 | 2151.4149 | 3282.9845 | 3904.8049 | 4438.6384 | 5710.0962 | 7164.3508 | 8524.7705 | 10065.9355 | 12500.0315 | 15014.0476 | 16525.1433 | 18061.3243
Scenario 4: Reference ZEAS Phase In | SDG&E | Com | BROs | Com - Other | Total Resource Cost Test | Energy Efficiency | 993.9905 | 2151.4149 | 3282.9845 | 3904.8049 | 4438.6384 | 5710.0962 | 7164.3508 | 8524.7705 | 10065.9355 | 12500.0315 | 15014.0476 | 16525.1433 | 18061.3243
Scenario 4: Reference ZEAS Phase In | SDG&E | Com | BROs | Com - Retail | Participant Cost Test | Energy Efficiency | 2209.8352 | 4747.3508 | 7190.3447 | 8480.9656 | 9561.1541 | 12196.6445 | 15180.4973 | 17918.2693 | 20980.9472 | 25836.2163 | 30755.3465 | 33561.3773 | 36697.2489
Scenario 4: Reference ZEAS Phase In | SDG&E | Com | BROs | Com - Retail | Program Administrator Cost Test | Energy Efficiency | 2209.8352 | 4747.3508 | 7190.3447 | 8480.9656 | 9561.1541 | 12196.6445 | 15180.4973 | 17918.2693 | 20980.9472 | 25836.2163 | 30755.3465 | 33561.3773 | 36697.2489
Scenario 4: Reference ZEAS Phase In | SDG&E | Com | BROs | Com - Retail | Rate Impact Measure Test | Energy Efficiency | 2209.8352 | 4747.3508 | 7190.3447 | 8480.9656 | 9561.1541 | 12196.6445 | 15180.4973 | 17918.2693 | 20980.9472 | 25836.2163 | 30755.3465 | 33561.3773 | 36697.2489
Scenario 4: Reference ZEAS Phase In | SDG&E | Com | BROs | Com - Retail | Total Resource Cost Test | Energy Efficiency | 2209.8352 | 4747.3508 | 7190.3447 | 8480.9656 | 9561.1541 | 12196.6445 | 15180.4973 | 17918.2693 | 20980.9472 | 25836.2163 | 30755.3465 | 33561.3773 | 36697.2489
Scenario 4: Reference ZEAS Phase In | SDG&E | Com | BldgEnv | Com - College | Participant Cost Test | Energy Efficiency | 19.8613 | 20.0242 | 20.1782 | 20.3564 | 20.4881 | 20.6594 | 20.8268 | 19.8993 | 15.304 | 13.5763 | 11.6746 | 9.6349 | 7.3503
Scenario 4: Reference ZEAS Phase In | SDG&E | Com | BldgEnv | Com - College | Program Administrator Cost Test | Energy Efficiency | 13.5363 | 14.1988 | 14.8935 | 15.672 | 16.4387 | 17.3251 | 18.2731 | 19.2564 | 20.3103 | 21.4514 | 22.6379 | 24.1674 | 25.5689
Scenario 4: Reference ZEAS Phase In | SDG&E | Com | BldgEnv | Com - College | Rate Impact Measure Test | Energy Efficiency | 13.5363 | 14.1988 | 14.8935 | 15.672 | 16.4387 | 17.3251 | 18.2731 | 19.2564 | 20.3103 | 21.4514 | 22.6379 | 24.1674 | 25.5689
Scenario 4: Reference ZEAS Phase In | SDG&E | Com | BldgEnv | Com - College | Total Resource Cost Test | Energy Efficiency | 16.6493 | 17.2876 | 17.9612 | 18.7274 | 19.4755 | 20.3527 | 21.2931 | 22.2669 | 20.3103 | 21.4514 | 22.6379 | 24.1674 | 25.5689
Scenario 4: Reference ZEAS Phase In | SDG&E | Com | BldgEnv | Com - Grocery | Participant Cost Test | Energy Efficiency | 315.0684 | 302.6765 | 290.7026 | 279.4294 | 268.8825 | 259.1201 | 250.08 | 229.053 | 166.6669 | 141.4818 | 116.3139 | 91.1219 | 65.8803
Scenario 4: Reference ZEAS Phase In | SDG&E | Com | BldgEnv | Com - Grocery | Program Administrator Cost Test | Energy Efficiency | 178.5316 | 178.3221 | 178.1972 | 178.4784 | 179.1024 | 180.4804 | 182.2259 | 184.1903 | 186.3329 | 188.8144 | 191.3648 | 193.9825 | 196.7992
Scenario 4: Reference ZEAS Phase In | SDG&E | Com | BldgEnv | Com - Grocery | Rate Impact Measure Test | Energy Efficiency | 178.5316 | 178.3221 | 178.1972 | 178.4784 | 179.1024 | 180.4804 | 182.2259 | 184.1903 | 186.3329 | 188.8144 | 191.3648 | 193.9825 | 196.7992
Scenario 4: Reference ZEAS Phase In | SDG&E | Com | BldgEnv | Com - Grocery | Total Resource Cost Test | Energy Efficiency | 230.4417 | 227.5997 | 225.0021 | 223.0097 | 221.5127 | 220.9296 | 220.8593 | 221.1216 | 186.3329 | 188.8144 | 191.3648 | 193.9825 | 196.7992
Scenario 4: Reference ZEAS Phase In | SDG&E | Com | BldgEnv | Com - Health | Participant Cost Test | Energy Efficiency | 439.6233 | 420.7652 | 401.8907 | 383.3076 | 364.3223 | 345.2278 | 327.4466 | 298.4243 | 204.6062 | 171.691 | 139.1619 | 105.4919 | 72.4733
Scenario 4: Reference ZEAS Phase In | SDG&E | Com | BldgEnv | Com - Health | Program Administrator Cost Test | Energy Efficiency | 265.0642 | 263.5891 | 261.6738 | 259.9084 | 257.0589 | 253.6252 | 249.3989 | 250.8997 | 253.5481 | 258.1194 | 264.361 | 263.6149 | 264.4457
Scenario 4: Reference ZEAS Phase In | SDG&E | Com | BldgEnv | Com - Health | Rate Impact Measure Test | Energy Efficiency | 265.0642 | 263.5891 | 261.6738 | 259.9084 | 257.0589 | 253.6252 | 249.3989 | 250.8997 | 253.5481 | 258.1194 | 264.361 | 263.6149 | 264.4457
Scenario 4: Reference ZEAS Phase In | SDG&E | Com | BldgEnv | Com - Health | Total Resource Cost Test | Energy Efficiency | 353.7924 | 347.6437 | 341.2345 | 335.208 | 328.1457 | 320.5922 | 312.4651 | 310.9632 | 253.5481 | 258.1194 | 264.361 | 263.6149 | 264.4457
Scenario 4: Reference ZEAS Phase In | SDG&E | Com | BldgEnv | Com - Lodging | Participant Cost Test | Energy Efficiency | 17.5419 | 17.4056 | 17.2515 | 17.1517 | 16.9276 | 16.7754 | 16.5725 | 15.8445 | 1.528 | 7.1975 | 10.0244 | 8.0912 | 6.0362
Scenario 4: Reference ZEAS Phase In | SDG&E | Com | BldgEnv | Com - Lodging | Program Administrator Cost Test | Energy Efficiency | 6.7704 | 7.0544 | 7.3491 | 7.7201 | 8.0217 | 8.4305 | 8.8262 | 9.2411 | 3.1349 | 10.1877 | 16.2744 | 16.9774 | 17.7605
Scenario 4: Reference ZEAS Phase In | SDG&E | Com | BldgEnv | Com - Lodging | Rate Impact Measure Test | Energy Efficiency | 6.7704 | 7.0544 | 7.3491 | 7.7201 | 8.0217 | 8.4305 | 8.8262 | 9.2411 | 3.1349 | 10.1877 | 16.2744 | 16.9774 | 17.7605
Scenario 4: Reference ZEAS Phase In | SDG&E | Com | BldgEnv | Com - Lodging | Total Resource Cost Test | Energy Efficiency | 13.9862 | 14.1826 | 14.3907 | 14.702 | 14.9064 | 15.2475 | 15.5641 | 15.9012 | 3.1349 | 10.1877 | 16.2744 | 16.9774 | 17.7605
Scenario 4: Reference ZEAS Phase In | SDG&E | Com | BldgEnv | Com - Office (Large) | Participant Cost Test | Energy Efficiency | 489.1176 | 469.6042 | 450.3034 | 431.0565 | 412.389 | 394.7521 | 377.8939 | 344.9683 | 225.5209 | 189.4583 | 153.9127 | 118.9358 | 84.448
Scenario 4: Reference ZEAS Phase In | SDG&E | Com | BldgEnv | Com - Office (Large) | Program Administrator Cost Test | Energy Efficiency | 216.0147 | 216.2776 | 216.4484 | 216.6894 | 217.2136 | 218.9582 | 221.0087 | 222.8889 | 224.1664 | 226.0818 | 227.8898 | 229.7839 | 232.0681
Scenario 4: Reference ZEAS Phase In | SDG&E | Com | BldgEnv | Com - Office (Large) | Rate Impact Measure Test | Energy Efficiency | 216.0147 | 216.2776 | 216.4484 | 216.6894 | 217.2136 | 218.9582 | 221.0087 | 222.8889 | 224.1664 | 226.0818 | 227.8898 | 229.7839 | 232.0681
Scenario 4: Reference ZEAS Phase In | SDG&E | Com | BldgEnv | Com - Office (Large) | Total Resource Cost Test | Energy Efficiency | 331.2237 | 326.0477 | 321.0321 | 316.3313 | 312.1121 | 309.4174 | 307.2715 | 305.1262 | 224.1664 | 226.0818 | 227.8898 | 229.7839 | 232.0681
Scenario 4: Reference ZEAS Phase In | SDG&E | Com | BldgEnv | Com - Office (Small) | Participant Cost Test | Energy Efficiency | 204.3642 | 196.3018 | 188.3587 | 180.4134 | 173.0052 | 165.8922 | 159.0292 | 144.2108 | 108.754 | 91.3114 | 74.1472 | 57.2737 | 40.664
Scenario 4: Reference ZEAS Phase In | SDG&E | Com | BldgEnv | Com - Office (Small) | Program Administrator Cost Test | Energy Efficiency | 101.5538 | 101.3688 | 101.1688 | 100.9912 | 101.1689 | 101.7366 | 102.3216 | 102.8726 | 103.3452 | 103.996 | 104.6185 | 105.2344 | 106.0002
Scenario 4: Reference ZEAS Phase In | SDG&E | Com | BldgEnv | Com - Office (Small) | Rate Impact Measure Test | Energy Efficiency | 101.5538 | 101.3688 | 101.1688 | 100.9912 | 101.1689 | 101.7366 | 102.3216 | 102.8726 | 103.3452 | 103.996 | 104.6185 | 105.2344 | 106.0002
Scenario 4: Reference ZEAS Phase In | SDG&E | Com | BldgEnv | Com - Office (Small) | Total Resource Cost Test | Energy Efficiency | 126.1895 | 124.8076 | 123.4734 | 122.2169 | 121.3957 | 121.0135 | 120.6878 | 120.366 | 103.3452 | 103.996 | 104.6185 | 105.2344 | 106.0002
Scenario 4: Reference ZEAS Phase In | SDG&E | Com | BldgEnv | Com - Other | Participant Cost Test | Energy Efficiency | 115.1886 | 111.1528 | 107.108 | 103.0031 | 98.9218 | 94.9748 | 91.089 | 83.3425 | 47.9972 | 45.5777 | 40.292 | 31.0597 | 21.9779
Scenario 4: Reference ZEAS Phase In | SDG&E | Com | BldgEnv | Com - Other | Program Administrator Cost Test | Energy Efficiency | 51.3965 | 51.8282 | 52.255 | 52.7002 | 53.1784 | 53.9061 | 54.656 | 55.39 | 49.5349 | 56.8677 | 62.5565 | 63.0735 | 63.6043
Scenario 4: Reference ZEAS Phase In | SDG&E | Com | BldgEnv | Com - Other | Rate Impact Measure Test | Energy Efficiency | 51.3965 | 51.8282 | 52.255 | 52.7002 | 53.1784 | 53.9061 | 54.656 | 55.39 | 49.5349 | 56.8677 | 62.5565 | 63.0735 | 63.6043
Scenario 4: Reference ZEAS Phase In | SDG&E | Com | BldgEnv | Com - Other | Total Resource Cost Test | Energy Efficiency | 79.2817 | 78.5321 | 77.8202 | 77.1661 | 76.5681 | 76.2693 | 76.0256 | 75.7946 | 49.5349 | 56.8677 | 62.5565 | 63.0735 | 63.6043
Scenario 4: Reference ZEAS Phase In | SDG&E | Com | BldgEnv | Com - Refrig. Warehouse | Participant Cost Test | Energy Efficiency | 0.98473 | 0.95025 | 0.916 | 0.87888 | 0.84455 | 0.81169 | 0.78066 | 0.98106 | 0.58253 | 0.69918 | 0.72545 | 0.57974 | 0.42841
Scenario 4: Reference ZEAS Phase In | SDG&E | Com | BldgEnv | Com - Refrig. Warehouse | Program Administrator Cost Test | Energy Efficiency | 0.53248 | 0.53574 | 0.53946 | 0.54076 | 0.54541 | 0.55311 | 0.56309 | 0.80944 | 0.58809 | 0.86167 | 1.1119 | 1.1553 | 1.2017
Scenario 4: Reference ZEAS Phase In | SDG&E | Com | BldgEnv | Com - Refrig. Warehouse | Rate Impact Measure Test | Energy Efficiency | 0.53248 | 0.53574 | 0.53946 | 0.54076 | 0.54541 | 0.55311 | 0.56309 | 0.80944 | 0.58809 | 0.86167 | 1.1119 | 1.1553 | 1.2017
Scenario 4: Reference ZEAS Phase In | SDG&E | Com | BldgEnv | Com - Refrig. Warehouse | Total Resource Cost Test | Energy Efficiency | 0.58111 | 0.58215 | 0.58378 | 0.58302 | 0.58576 | 0.59167 | 0.59999 | 0.86063 | 0.58809 | 0.86167 | 1.1119 | 1.1553 | 1.2017
Scenario 4: Reference ZEAS Phase In | SDG&E | Com | BldgEnv | Com - Restaurant | Participant Cost Test | Energy Efficiency | 62.9741 | 60.4159 | 57.9089 | 55.3883 | 54.3102 | 52.073 | 49.9339 | 45.1714 | 36.9006 | 31.0355 | 25.244 | 19.5295 | 13.8836
Scenario 4: Reference ZEAS Phase In | SDG&E | Com | BldgEnv | Com - Restaurant | Program Administrator Cost Test | Energy Efficiency | 33.3472 | 33.1261 | 32.8978 | 32.6476 | 34.408 | 34.6261 | 34.8838 | 35.1958 | 35.4836 | 35.8416 | 36.2014 | 36.5666 | 36.9886
Scenario 4: Reference ZEAS Phase In | SDG&E | Com | BldgEnv | Com - Restaurant | Rate Impact Measure Test | Energy Efficiency | 33.3472 | 33.1261 | 32.8978 | 32.6476 | 34.408 | 34.6261 | 34.8838 | 35.1958 | 35.4836 | 35.8416 | 36.2014 | 36.5666 | 36.9886
Scenario 4: Reference ZEAS Phase In | SDG&E | Com | BldgEnv | Com - Restaurant | Total Resource Cost Test | Energy Efficiency | 36.4721 | 36.0936 | 35.7164 | 35.3239 | 37.0073 | 37.102 | 37.2429 | 37.4469 | 35.4836 | 35.8416 | 36.2014 | 36.5666 | 36.9886
Scenario 4: Reference ZEAS Phase In | SDG&E | Com | BldgEnv | Com - Retail | Participant Cost Test | Energy Efficiency | 620.5565 | 586.7042 | 554.731 | 519.5618 | 482.4746 | 450.581 | 427.4905 | 387.6803 | 231.9777 | 193.7584 | 157.0875 | 121.6499 | 87.17
Scenario 4: Reference ZEAS Phase In | SDG&E | Com | BldgEnv | Com - Retail | Program Administrator Cost Test | Energy Efficiency | 291.6022 | 285.2923 | 278.7397 | 269.7235 | 258.5716 | 250.4118 | 247.6328 | 244.9263 | 242.5721 | 240.7291 | 239.3266 | 238.3386 | 237.8186
Scenario 4: Reference ZEAS Phase In | SDG&E | Com | BldgEnv | Com - Retail | Rate Impact Measure Test | Energy Efficiency | 291.6022 | 285.2923 | 278.7397 | 269.7235 | 258.5716 | 250.4118 | 247.6328 | 244.9263 | 242.5721 | 240.7291 | 239.3266 | 238.3386 | 237.8186
Scenario 4: Reference ZEAS Phase In | SDG&E | Com | BldgEnv | Com - Retail | Total Resource Cost Test | Energy Efficiency | 475.6001 | 457.9967 | 441.0961 | 421.2799 | 399.087 | 381.1657 | 370.5639 | 360.5299 | 242.5721 | 240.7291 | 239.3266 | 238.3386 | 237.8186
Scenario 4: Reference ZEAS Phase In | SDG&E | Com | BldgEnv | Com - School | Participant Cost Test | Energy Efficiency | 56.0309 | 54.0209 | 52.0126 | 50.0237 | 48.1038 | 46.1782 | 44.2716 | 40.405 | 29.598 | 25.0458 | 20.5018 | 15.9555 | 11.3907
Scenario 4: Reference ZEAS Phase In | SDG&E | Com | BldgEnv | Com - School | Program Administrator Cost Test | Energy Efficiency | 28.8655 | 29.1987 | 29.5542 | 29.9766 | 30.5173 | 31.1511 | 31.8224 | 32.545 | 33.3201 | 34.1888 | 35.1206 | 36.1089 | 37.1903
Scenario 4: Reference ZEAS Phase In | SDG&E | Com | BldgEnv | Com - School | Rate Impact Measure Test | Energy Efficiency | 28.8655 | 29.1987 | 29.5542 | 29.9766 | 30.5173 | 31.1511 | 31.8224 | 32.545 | 33.3201 | 34.1888 | 35.1206 | 36.1089 | 37.1903
Scenario 4: Reference ZEAS Phase In | SDG&E | Com | BldgEnv | Com - School | Total Resource Cost Test | Energy Efficiency | 37.1693 | 37.1442 | 37.1611 | 37.2708 | 37.5172 | 37.8663 | 38.2651 | 38.7292 | 33.3201 | 34.1888 | 35.1206 | 36.1089 | 37.1903
Scenario 4: Reference ZEAS Phase In | SDG&E | Com | BldgEnv | Com - Warehouse | Participant Cost Test | Energy Efficiency | 219.0096 | 211.6511 | 204.3587 | 197.0999 | 189.9625 | 183.1629 | 176.539 | 162.3793 | 89.5584 | 89.396 | 82.935 | 64.9749 | 46.8691
Scenario 4: Reference ZEAS Phase In | SDG&E | Com | BldgEnv | Com - Warehouse | Program Administrator Cost Test | Energy Efficiency | 93.1158 | 93.8456 | 94.5908 | 95.4878 | 96.4956 | 98.0304 | 99.5911 | 101.2272 | 86.0976 | 104.8194 | 121.4509 | 124.0556 | 126.9713
Scenario 4: Reference ZEAS Phase In | SDG&E | Com | BldgEnv | Com - Warehouse | Rate Impact Measure Test | Energy Efficiency | 93.1158 | 93.8456 | 94.5908 | 95.4878 | 96.4956 | 98.0304 | 99.5911 | 101.2272 | 86.0976 | 104.8194 | 121.4509 | 124.0556 | 126.9713
Scenario 4: Reference ZEAS Phase In | SDG&E | Com | BldgEnv | Com - Warehouse | Total Resource Cost Test | Energy Efficiency | 146.8815 | 145.4115 | 144.0602 | 142.9699 | 142.048 | 141.7622 | 141.5702 | 141.5354 | 86.0976 | 104.8194 | 121.4509 | 124.0556 | 126.9713
Scenario 4: Reference ZEAS Phase In | SDG&E | Com | ComRefrig | Com - College | Participant Cost Test | Energy Efficiency | 2353.827 | 1553.2763 | 897.6662 | 445.3142 | 172.548 | 67.6359 | 18.6646 | 0 | 0 | 0 | 0 | 0 | 0
Scenario 4: Reference ZEAS Phase In | SDG&E | Com | ComRefrig | Com - College | Program Administrator Cost Test | Energy Efficiency | 456.7876 | 318.5548 | 193.5703 | 100.1159 | 38.9239 | 16.329 | 5.0477 | 0 | 0 | 0 | 0 | 0 | 0
Scenario 4: Reference ZEAS Phase In | SDG&E | Com | ComRefrig | Com - College | Rate Impact Measure Test | Energy Efficiency | 456.7876 | 318.5548 | 193.5703 | 100.1159 | 38.9239 | 16.329 | 5.0477 | 0 | 0 | 0 | 0 | 0 | 0
Scenario 4: Reference ZEAS Phase In | SDG&E | Com | ComRefrig | Com - College | Total Resource Cost Test | Energy Efficiency | 456.7876 | 318.5548 | 193.5703 | 100.1159 | 38.9239 | 16.329 | 5.0477 | 0 | 0 | 0 | 0 | 0 | 0
Scenario 4: Reference ZEAS Phase In | SDG&E | Com | ComRefrig | Com - Grocery | Participant Cost Test | Energy Efficiency | 2217032.3495 | 1141640.0638 | 431841.2729 | 168093.3752 | 36750.0267 | 0 | 0 | 0 | 0 | 0 | 0 | 0 | 0
Scenario 4: Reference ZEAS Phase In | SDG&E | Com | ComRefrig | Com - Grocery | Program Administrator Cost Test | Energy Efficiency | 421099.3273 | 224986.9869 | 84047.7271 | 33828.3537 | 7981.5768 | 0 | 0 | 0 | 0 | 0 | 0 | 0 | 0
Scenario 4: Reference ZEAS Phase In | SDG&E | Com | ComRefrig | Com - Grocery | Rate Impact Measure Test | Energy Efficiency | 421099.3273 | 224986.9869 | 84047.7271 | 33828.3537 | 7981.5768 | 0 | 0 | 0 | 0 | 0 | 0 | 0 | 0
Scenario 4: Reference ZEAS Phase In | SDG&E | Com | ComRefrig | Com - Grocery | Total Resource Cost Test | Energy Efficiency | 421099.3273 | 224986.9869 | 84047.7271 | 33828.3537 | 7981.5768 | 0 | 0 | 0 | 0 | 0 | 0 | 0 | 0
Scenario 4: Reference ZEAS Phase In | SDG&E | Com | ComRefrig | Com - Refrig. Warehouse | Participant Cost Test | Energy Efficiency | 723.8457 | 456.8325 | 249.929 | 114.0178 | 39.2629 | 14.6435 | 1.552 | 0 | 0 | 0 | 0 | 0 | 0
Scenario 4: Reference ZEAS Phase In | SDG&E | Com | ComRefrig | Com - Refrig. Warehouse | Program Administrator Cost Test | Energy Efficiency | 140.041 | 93.3015 | 53.5557 | 25.2674 | 8.5273 | 3.5353 | 0.41973 | 0 | 0 | 0 | 0 | 0 | 0
Scenario 4: Reference ZEAS Phase In | SDG&E | Com | ComRefrig | Com - Refrig. Warehouse | Rate Impact Measure Test | Energy Efficiency | 140.041 | 93.3015 | 53.5557 | 25.2674 | 8.5273 | 3.5353 | 0.41973 | 0 | 0 | 0 | 0 | 0 | 0
Scenario 4: Reference ZEAS Phase In | SDG&E | Com | ComRefrig | Com - Refrig. Warehouse | Total Resource Cost Test | Energy Efficiency | 140.041 | 93.3015 | 53.5557 | 25.2674 | 8.5273 | 3.5353 | 0.41973 | 0 | 0 | 0 | 0 | 0 | 0
Scenario 4: Reference ZEAS Phase In | SDG&E | Com | ComRefrig | Com - Restaurant | Participant Cost Test | Energy Efficiency | 85245.7066 | 44780.3439 | 17788.6198 | 7028.8296 | 1874.8956 | 0 | 0 | 0 | 0 | 0 | 0 | 0 | 0
Scenario 4: Reference ZEAS Phase In | SDG&E | Com | ComRefrig | Com - Restaurant | Program Administrator Cost Test | Energy Efficiency | 16198.3287 | 8835.5374 | 3491.6597 | 1414.5336 | 407.2003 | 0 | 0 | 0 | 0 | 0 | 0 | 0 | 0
Scenario 4: Reference ZEAS Phase In | SDG&E | Com | ComRefrig | Com - Restaurant | Rate Impact Measure Test | Energy Efficiency | 16198.3287 | 8835.5374 | 3491.6597 | 1414.5336 | 407.2003 | 0 | 0 | 0 | 0 | 0 | 0 | 0 | 0
Scenario 4: Reference ZEAS Phase In | SDG&E | Com | ComRefrig | Com - Restaurant | Total Resource Cost Test | Energy Efficiency | 16198.3287 | 8835.5374 | 3491.6597 | 1414.5336 | 407.2003 | 0 | 0 | 0 | 0 | 0 | 0 | 0 | 0
Scenario 4: Reference ZEAS Phase In | SDG&E | Com | ComRefrig | Com - Retail | Participant Cost Test | Energy Efficiency | 957494.2131 | 504781.0998 | 203319.1671 | 75557.615 | 19928.6931 | 0 | 0 | 0 | 0 | 0 | 0 | 0 | 0
Scenario 4: Reference ZEAS Phase In | SDG&E | Com | ComRefrig | Com - Retail | Program Administrator Cost Test | Energy Efficiency | 182250.8388 | 99994.5531 | 40416.1845 | 15205.7731 | 4328.2252 | 0 | 0 | 0 | 0 | 0 | 0 | 0 | 0
Scenario 4: Reference ZEAS Phase In | SDG&E | Com | ComRefrig | Com - Retail | Rate Impact Measure Test | Energy Efficiency | 182250.8388 | 99994.5531 | 40416.1845 | 15205.7731 | 4328.2252 | 0 | 0 | 0 | 0 | 0 | 0 | 0 | 0
Scenario 4: Reference ZEAS Phase In | SDG&E | Com | ComRefrig | Com - Retail | Total Resource Cost Test | Energy Efficiency | 182250.8388 | 99994.5531 | 40416.1845 | 15205.7731 | 4328.2252 | 0 | 0 | 0 | 0 | 0 | 0 | 0 | 0
Scenario 4: Reference ZEAS Phase In | SDG&E | Com | ComRefrig | Com - School | Participant Cost Test | Energy Efficiency | 111.029 | 0 | 0 | 0 | 0 | 0 | 0 | 0 | 0 | 0 | 0 | 0 | 0
Scenario 4: Reference ZEAS Phase In | SDG&E | Com | ComRefrig | Com - School | Program Administrator Cost Test | Energy Efficiency | 18.7732 | 0 | 0 | 0 | 0 | 0 | 0 | 0 | 0 | 0 | 0 | 0 | 0
Scenario 4: Reference ZEAS Phase In | SDG&E | Com | ComRefrig | Com - School | Rate Impact Measure Test | Energy Efficiency | 18.7732 | 0 | 0 | 0 | 0 | 0 | 0 | 0 | 0 | 0 | 0 | 0 | 0
Scenario 4: Reference ZEAS Phase In | SDG&E | Com | ComRefrig | Com - School | Total Resource Cost Test | Energy Efficiency | 18.7732 | 0 | 0 | 0 | 0 | 0 | 0 | 0 | 0 | 0 | 0 | 0 | 0
Scenario 4: Reference ZEAS Phase In | SDG&E | Com | FoodServ | Com - College | Participant Cost Test | Energy Efficiency | 94969.6867 | 102360.0098 | 102979.4557 | 102869.9538 | 101361.7515 | 98881.4657 | 94722.8259 | 88834.3081 | 81497.3561 | 72682.1748 | 61915.3619 | 50328.9795 | 35382.1453
Scenario 4: Reference ZEAS Phase In | SDG&E | Com | FoodServ | Com - College | Participant Cost Test | Fuel Substitution | 427.3066 | 500.4403 | 573.3677 | 645.8519 | 719.485 | 794.3604 | 870.7998 | 948.7832 | 1028.2701 | 1109.2951 | 1191.54 | 1282.9941 | 1379.2053
Scenario 4: Reference ZEAS Phase In | SDG&E | Com | FoodServ | Com - College | Program Administrator Cost Test | Energy Efficiency | 63885.2776 | 70266.4635 | 76542.2503 | 83795.0027 | 90707.5871 | 98800.9321 | 107203.5827 | 115627.5381 | 124541.8043 | 134103.3986 | 143868.3312 | 157042.0764 | 168185.4797
Scenario 4: Reference ZEAS Phase In | SDG&E | Com | FoodServ | Com - College | Program Administrator Cost Test | Fuel Substitution | 3464.7968 | 4243.6974 | 5096.6672 | 6036.0018 | 7071.1414 | 8211.9349 | 9471.7729 | 10861.8674 | 12394.1449 | 14082.6501 | 15938.064 | 18087.3321 | 20501.2334
Scenario 4: Reference ZEAS Phase In | SDG&E | Com | FoodServ | Com - College | Rate Impact Measure Test | Energy Efficiency | 63885.2776 | 70266.4635 | 76542.2503 | 83795.0027 | 90707.5871 | 98800.9321 | 107203.5827 | 115627.5381 | 124541.8043 | 134103.3986 | 143868.3312 | 157042.0764 | 168185.4797
Scenario 4: Reference ZEAS Phase In | SDG&E | Com | FoodServ | Com - College | Rate Impact Measure Test | Fuel Substitution | 5741.086 | 6860.9987 | 7899.8406 | 8946.3923 | 10029.1392 | 11146.0897 | 12310.0847 | 13539.6229 | 14838.444 | 16217.9544 | 17688.1101 | 19367.3533 | 21204.8995
Scenario 4: Reference ZEAS Phase In | SDG&E | Com | FoodServ | Com - College | Total Resource Cost Test | Energy Efficiency | 63885.2776 | 70266.4635 | 76542.2503 | 83795.0027 | 90707.5871 | 98800.9321 | 107203.5827 | 115627.5381 | 124541.8043 | 134103.3986 | 143868.3312 | 157042.0764 | 168185.4797
Scenario 4: Reference ZEAS Phase In | SDG&E | Com | FoodServ | Com - College | Total Resource Cost Test | Fuel Substitution | 3464.7968 | 4243.6974 | 5096.6672 | 6036.0018 | 7071.1414 | 8211.9349 | 9471.7729 | 10861.8674 | 12394.1449 | 14082.6501 | 15938.064 | 18087.3321 | 20501.2334
Scenario 4: Reference ZEAS Phase In | SDG&E | Com | FoodServ | Com - Grocery | Participant Cost Test | Energy Efficiency | 662016.7539 | 723008.5577 | 741313.2485 | 740157.3165 | 734388.1512 | 717782.7756 | 688708.7829 | 648740.0486 | 595924.5112 | 532660.0139 | 455943.4424 | 365414.9631 | 259753.0953
Scenario 4: Reference ZEAS Phase In | SDG&E | Com | FoodServ | Com - Grocery | Participant Cost Test | Fuel Substitution | 4717.2421 | 5410.2189 | 6094.1121 | 6770.5996 | 7449.7347 | 8132.161 | 8820.5091 | 9513.7687 | 10211.0761 | 10912.0904 | 11613.0485 | 12318.669 | 13052.9646
Scenario 4: Reference ZEAS Phase In | SDG&E | Com | FoodServ | Com - Grocery | Program Administrator Cost Test | Energy Efficiency | 406374.896 | 451621.8302 | 495389.8609 | 542486.904 | 591461.8475 | 645611.8109 | 701816.1111 | 760133.4634 | 819436.0122 | 883590.1725 | 950787.6329 | 1021760.6032 | 1097465.3847
Scenario 4: Reference ZEAS Phase In | SDG&E | Com | FoodServ | Com - Grocery | Program Administrator Cost Test | Fuel Substitution | 36922.9956 | 44433.6748 | 52587.8431 | 61503.3984 | 71254.604 | 81921.4564 | 93613.3668 | 106412.8649 | 120409.3747 | 135706.4014 | 152370.9508 | 170588.7579 | 190855.1524
Scenario 4: Reference ZEAS Phase In | SDG&E | Com | FoodServ | Com - Grocery | Rate Impact Measure Test | Energy Efficiency | 406374.896 | 451621.8302 | 495389.8609 | 542486.904 | 591461.8475 | 645611.8109 | 701816.1111 | 760133.4634 | 819436.0122 | 883590.1725 | 950787.6329 | 1021760.6032 | 1097465.3847
Scenario 4: Reference ZEAS Phase In | SDG&E | Com | FoodServ | Com - Grocery | Rate Impact Measure Test | Fuel Substitution | 61032.9025 | 71692.4654 | 81372.8711 | 91025.6936 | 100932.3752 | 111065.111 | 121540.1481 | 132523.5786 | 144037.0933 | 156172.3849 | 169004.513 | 182580.4577 | 197356.5882
Scenario 4: Reference ZEAS Phase In | SDG&E | Com | FoodServ | Com - Grocery | Total Resource Cost Test | Energy Efficiency | 406374.896 | 451621.8302 | 495389.8609 | 542486.904 | 591461.8475 | 645611.8109 | 701816.1111 | 760133.4634 | 819436.0122 | 883590.1725 | 950787.6329 | 1021760.6032 | 1097465.3847
Scenario 4: Reference ZEAS Phase In | SDG&E | Com | FoodServ | Com - Grocery | Total Resource Cost Test | Fuel Substitution | 36922.9956 | 44433.6748 | 52587.8431 | 61503.3984 | 71254.604 | 81921.4564 | 93613.3668 | 106412.8649 | 120409.3747 | 135706.4014 | 152370.9508 | 170588.7579 | 190855.1524
Scenario 4: Reference ZEAS Phase In | SDG&E | Com | FoodServ | Com - Health | Participant Cost Test | Energy Efficiency | 272056.911 | 291072.1293 | 293941.9964 | 293990.6744 | 287497.2085 | 275179.1314 | 249107.8463 | 232226.9436 | 214582.5116 | 196383.526 | 174210.1371 | 133408.2225 | 91835.3914
Scenario 4: Reference ZEAS Phase In | SDG&E | Com | FoodServ | Com - Health | Participant Cost Test | Fuel Substitution | 1407.3217 | 1635.0803 | 1863.9755 | 2093.951 | 2328.6869 | 2568.4053 | 2814.1743 | 3064.1952 | 3317.8622 | 3575.0406 | 3834.7224 | 4098.6161 | 4378.5191
Scenario 4: Reference ZEAS Phase In | SDG&E | Com | FoodServ | Com - Health | Program Administrator Cost Test | Energy Efficiency | 180316.5498 | 197629.317 | 214872.0264 | 235493.1705 | 254029.7373 | 272031.0112 | 280214.0325 | 300501.5263 | 325670.7238 | 358867.7164 | 399250.1258 | 412240.2427 | 431556.5874
Scenario 4: Reference ZEAS Phase In | SDG&E | Com | FoodServ | Com - Health | Program Administrator Cost Test | Fuel Substitution | 11302.889 | 13760.041 | 16459.7844 | 19442.0367 | 22736.9822 | 26376.3073 | 30404.0121 | 34837.8132 | 39708.5229 | 45055.2235 | 50908.7183 | 57338.4756 | 64572.7002
Scenario 4: Reference ZEAS Phase In | SDG&E | Com | FoodServ | Com - Health | Rate Impact Measure Test | Energy Efficiency | 180316.5498 | 197629.317 | 214872.0264 | 235493.1705 | 254029.7373 | 272031.0112 | 280214.0325 | 300501.5263 | 325670.7238 | 358867.7164 | 399250.1258 | 412240.2427 | 431556.5874
Scenario 4: Reference ZEAS Phase In | SDG&E | Com | FoodServ | Com - Health | Rate Impact Measure Test | Fuel Substitution | 18379.3644 | 21837.1907 | 25068.5866 | 28347.5474 | 31763.7137 | 35311.0306 | 39031.5069 | 42961.4459 | 47107.3726 | 51502.6893 | 56179.5878 | 61159.616 | 66657.8706
Scenario 4: Reference ZEAS Phase In | SDG&E | Com | FoodServ | Com - Health | Total Resource Cost Test | Energy Efficiency | 180316.5498 | 197629.317 | 214872.0264 | 235493.1705 | 254029.7373 | 272031.0112 | 280214.0325 | 300501.5263 | 325670.7238 | 358867.7164 | 399250.1258 | 412240.2427 | 431556.5874
Scenario 4: Reference ZEAS Phase In | SDG&E | Com | FoodServ | Com - Health | Total Resource Cost Test | Fuel Substitution | 11302.889 | 13760.041 | 16459.7844 | 19442.0367 | 22736.9822 | 26376.3073 | 30404.0121 | 34837.8132 | 39708.5229 | 45055.2235 | 50908.7183 | 57338.4756 | 64572.7002
Scenario 4: Reference ZEAS Phase In | SDG&E | Com | FoodServ | Com - Lodging | Participant Cost Test | Energy Efficiency | 319265.9268 | 337425.7057 | 340295.9783 | 338968.1468 | 327111.9327 | 314224.3874 | 295826.5137 | 273723.4158 | 248389.3053 | 218304.3955 | 182968.4488 | 142916.5936 | 98014.5272
Scenario 4: Reference ZEAS Phase In | SDG&E | Com | FoodServ | Com - Lodging | Participant Cost Test | Fuel Substitution | 1853.2027 | 2135.8143 | 2415.0503 | 2689.7067 | 2965.691 | 3242.8349 | 3521.9198 | 3802.2319 | 4083.0678 | 4364.2368 | 4644.1821 | 4922.0592 | 5197.7034
Scenario 4: Reference ZEAS Phase In | SDG&E | Com | FoodServ | Com - Lodging | Program Administrator Cost Test | Energy Efficiency | 174571.9795 | 189725.4193 | 204646.1812 | 222230.6747 | 237704.2975 | 256380.0777 | 274380.9594 | 292904.1319 | 313125.9122 | 333632.6925 | 354115.2209 | 375320.3044 | 398462.0023
Scenario 4: Reference ZEAS Phase In | SDG&E | Com | FoodServ | Com - Lodging | Program Administrator Cost Test | Fuel Substitution | 14734.5201 | 17781.6146 | 21097.7217 | 24725.1875 | 28693.0987 | 33029.6634 | 37775.6503 | 42959.8742 | 48612.5388 | 54772.114 | 61461.9162 | 68715.0961 | 76576.2341
Scenario 4: Reference ZEAS Phase In | SDG&E | Com | FoodServ | Com - Lodging | Rate Impact Measure Test | Energy Efficiency | 174571.9795 | 189725.4193 | 204646.1812 | 222230.6747 | 237704.2975 | 256380.0777 | 274380.9594 | 292904.1319 | 313125.9122 | 333632.6925 | 354115.2209 | 375320.3044 | 398462.0023
Scenario 4: Reference ZEAS Phase In | SDG&E | Com | FoodServ | Com - Lodging | Rate Impact Measure Test | Fuel Substitution | 24426.7528 | 28766.7609 | 32723.6931 | 36671.1206 | 40720.2514 | 44854.0081 | 49115.2166 | 53566.3645 | 58210.656 | 63083.3443 | 68212.7348 | 73574.9993 | 79200.1215
Scenario 4: Reference ZEAS Phase In | SDG&E | Com | FoodServ | Com - Lodging | Total Resource Cost Test | Energy Efficiency | 174571.9795 | 189725.4193 | 204646.1812 | 222230.6747 | 237704.2975 | 256380.0777 | 274380.9594 | 292904.1319 | 313125.9122 | 333632.6925 | 354115.2209 | 375320.3044 | 398462.0023
Scenario 4: Reference ZEAS Phase In | SDG&E | Com | FoodServ | Com - Lodging | Total Resource Cost Test | Fuel Substitution | 14734.5201 | 17781.6146 | 21097.7217 | 24725.1875 | 28693.0987 | 33029.6634 | 37775.6503 | 42959.8742 | 48612.5388 | 54772.114 | 61461.9162 | 68715.0961 | 76576.2341
Scenario 4: Reference ZEAS Phase In | SDG&E | Com | FoodServ | Com - Office (Large) | Participant Cost Test | Energy Efficiency | 8287.0387 | 8544.549 | 8744.8825 | 8887.7079 | 8381.2591 | 7840.4825 | 7225.4816 | 6510.5319 | 5679.2269 | 4792.1477 | 3829.2266 | 2784.8732 | 1652.4716
Scenario 4: Reference ZEAS Phase In | SDG&E | Com | FoodServ | Com - Office (Large) | Program Administrator Cost Test | Energy Efficiency | 1341.1442 | 1426.2478 | 1503.1168 | 1574.4985 | 1651.5394 | 1758.7355 | 1852.6356 | 1925.9869 | 1980.4876 | 2026.6293 | 2079.2102 | 2114.2946 | 2146.7148
Scenario 4: Reference ZEAS Phase In | SDG&E | Com | FoodServ | Com - Office (Large) | Rate Impact Measure Test | Energy Efficiency | 1341.1442 | 1426.2478 | 1503.1168 | 1574.4985 | 1651.5394 | 1758.7355 | 1852.6356 | 1925.9869 | 1980.4876 | 2026.6293 | 2079.2102 | 2114.2946 | 2146.7148
Scenario 4: Reference ZEAS Phase In | SDG&E | Com | FoodServ | Com - Office (Large) | Total Resource Cost Test | Energy Efficiency | 1341.1442 | 1426.2478 | 1503.1168 | 1574.4985 | 1651.5394 | 1758.7355 | 1852.6356 | 1925.9869 | 1980.4876 | 2026.6293 | 2079.2102 | 2114.2946 | 2146.7148
Scenario 4: Reference ZEAS Phase In | SDG&E | Com | FoodServ | Com - Office (Small) | Participant Cost Test | Energy Efficiency | 2944.221 | 3067.9861 | 3172.0461 | 3251.8276 | 3098.9846 | 2909.995 | 2684.9692 | 2427.967 | 2138.0591 | 1815.2098 | 1460.2472 | 1067.9805 | 636.7675
Scenario 4: Reference ZEAS Phase In | SDG&E | Com | FoodServ | Com - Office (Small) | Program Administrator Cost Test | Energy Efficiency | 476.482 | 512.1053 | 545.2281 | 576.0763 | 610.6594 | 652.7546 | 688.4343 | 718.2566 | 745.5944 | 767.6636 | 792.8914 | 810.818 | 827.2204
Scenario 4: Reference ZEAS Phase In | SDG&E | Com | FoodServ | Com - Office (Small) | Rate Impact Measure Test | Energy Efficiency | 476.482 | 512.1053 | 545.2281 | 576.0763 | 610.6594 | 652.7546 | 688.4343 | 718.2566 | 745.5944 | 767.6636 | 792.8914 | 810.818 | 827.2204
Scenario 4: Reference ZEAS Phase In | SDG&E | Com | FoodServ | Com - Office (Small) | Total Resource Cost Test | Energy Efficiency | 476.482 | 512.1053 | 545.2281 | 576.0763 | 610.6594 | 652.7546 | 688.4343 | 718.2566 | 745.5944 | 767.6636 | 792.8914 | 810.818 | 827.2204
Scenario 4: Reference ZEAS Phase In | SDG&E | Com | FoodServ | Com - Other | Participant Cost Test | Energy Efficiency | 728471.6775 | 800311.5047 | 815294.4534 | 817167.9922 | 811763.2304 | 795012.8259 | 764509.2733 | 721505.0318 | 665085.9189 | 595220.6329 | 509666.853 | 407474.4629 | 287201.3941
Scenario 4: Reference ZEAS Phase In | SDG&E | Com | FoodServ | Com - Other | Participant Cost Test | Fuel Substitution | 3905.8729 | 4582.7894 | 5246.3073 | 5882.0942 | 6523.7166 | 7172.0151 | 7829.0263 | 8493.8577 | 9165.568 | 9844.0401 | 10533.504 | 11247.2789 | 11968.0866
Scenario 4: Reference ZEAS Phase In | SDG&E | Com | FoodServ | Com - Other | Program Administrator Cost Test | Energy Efficiency | 469896.8953 | 526513.6903 | 582599.4021 | 641845.0057 | 703419.7617 | 771310.1356 | 841861.6665 | 915232.8926 | 992206.9306 | 1074123.1699 | 1160724.002 | 1252195.8695 | 1350577.9769
Scenario 4: Reference ZEAS Phase In | SDG&E | Com | FoodServ | Com - Other | Program Administrator Cost Test | Fuel Substitution | 32343.8476 | 39408.5162 | 47129.6037 | 55615.8316 | 64938.9965 | 75183.9836 | 86458.0601 | 98847.5533 | 112444.1328 | 127357.8116 | 143764.022 | 161990.2081 | 181969.9672
Scenario 4: Reference ZEAS Phase In | SDG&E | Com | FoodServ | Com - Other | Rate Impact Measure Test | Energy Efficiency | 469896.8953 | 526513.6903 | 582599.4021 | 641845.0057 | 703419.7617 | 771310.1356 | 841861.6665 | 915232.8926 | 992206.9306 | 1074123.1699 | 1160724.002 | 1252195.8695 | 1350577.9769
Scenario 4: Reference ZEAS Phase In | SDG&E | Com | FoodServ | Com - Other | Rate Impact Measure Test | Fuel Substitution | 56772.0726 | 67418.003 | 77045.0624 | 86622.7248 | 96406.4822 | 106363.5721 | 116592.0969 | 127247.6761 | 138338.9411 | 149949.8785 | 162258.2601 | 175430.8625 | 189294.8783
Scenario 4: Reference ZEAS Phase In | SDG&E | Com | FoodServ | Com - Other | Total Resource Cost Test | Energy Efficiency | 469896.8953 | 526513.6903 | 582599.4021 | 641845.0057 | 703419.7617 | 771310.1356 | 841861.6665 | 915232.8926 | 992206.9306 | 1074123.1699 | 1160724.002 | 1252195.8695 | 1350577.9769
Scenario 4: Reference ZEAS Phase In | SDG&E | Com | FoodServ | Com - Other | Total Resource Cost Test | Fuel Substitution | 32343.8476 | 39408.5162 | 47129.6037 | 55615.8316 | 64938.9965 | 75183.9836 | 86458.0601 | 98847.5533 | 112444.1328 | 127357.8116 | 143764.022 | 161990.2081 | 181969.9672
Scenario 4: Reference ZEAS Phase In | SDG&E | Com | FoodServ | Com - Restaurant | Participant Cost Test | Energy Efficiency | 1656808.8622 | 1730712.474 | 1733986.0868 | 1684509.7494 | 1987254.3045 | 1934867.7726 | 1855551.0067 | 1747719.9533 | 1606247.9534 | 1433082.858 | 1225505.3399 | 979317.4896 | 690718.2125
Scenario 4: Reference ZEAS Phase In | SDG&E | Com | FoodServ | Com - Restaurant | Participant Cost Test | Fuel Substitution | 14585.6567 | 16782.5403 | 18920.4214 | 20970.0375 | 22970.0636 | 24981.0849 | 26998.9093 | 29019.7089 | 31039.991 | 33058.6692 | 35064.5796 | 37052.6816 | 39046.2495
Scenario 4: Reference ZEAS Phase In | SDG&E | Com | FoodServ | Com - Restaurant | Program Administrator Cost Test | Energy Efficiency | 1005759.9445 | 1085448.6102 | 1167501.3554 | 1245733.0649 | 1608737.5915 | 1754773.2445 | 1909597.613 | 2071486.9246 | 2238451.9261 | 2414784.3436 | 2603738.229 | 2802665.8697 | 3012013.4406
Scenario 4: Reference ZEAS Phase In | SDG&E | Com | FoodServ | Com - Restaurant | Program Administrator Cost Test | Fuel Substitution | 116285.5348 | 139852.8504 | 165312.3222 | 192891.6096 | 222512.1172 | 254917.2728 | 290312.3005 | 328919.3778 | 370975.8373 | 416766.911 | 466466.0028 | 520331.359 | 579050.4154
Scenario 4: Reference ZEAS Phase In | SDG&E | Com | FoodServ | Com - Restaurant | Rate Impact Measure Test | Energy Efficiency | 1005759.9445 | 1085448.6102 | 1167501.3554 | 1245733.0649 | 1608737.5915 | 1754773.2445 | 1909597.613 | 2071486.9246 | 2238451.9261 | 2414784.3436 | 2603738.229 | 2802665.8697 | 3012013.4406
Scenario 4: Reference ZEAS Phase In | SDG&E | Com | FoodServ | Com - Restaurant | Rate Impact Measure Test | Fuel Substitution | 197008.9601 | 231167.3731 | 261687.0305 | 291593.7952 | 321414.222 | 351808.188 | 382956.8418 | 415356.5585 | 449032.0884 | 484239.8906 | 521184.5698 | 559671.7536 | 600278.511
Scenario 4: Reference ZEAS Phase In | SDG&E | Com | FoodServ | Com - Restaurant | Total Resource Cost Test | Energy Efficiency | 1005759.9445 | 1085448.6102 | 1167501.3554 | 1245733.0649 | 1608737.5915 | 1754773.2445 | 1909597.613 | 2071486.9246 | 2238451.9261 | 2414784.3436 | 2603738.229 | 2802665.8697 | 3012013.4406
Scenario 4: Reference ZEAS Phase In | SDG&E | Com | FoodServ | Com - Restaurant | Total Resource Cost Test | Fuel Substitution | 116285.5348 | 139852.8504 | 165312.3222 | 192891.6096 | 222512.1172 | 254917.2728 | 290312.3005 | 328919.3778 | 370975.8373 | 416766.911 | 466466.0028 | 520331.359 | 579050.4154
Scenario 4: Reference ZEAS Phase In | SDG&E | Com | FoodServ | Com - Retail | Participant Cost Test | Energy Efficiency | 8531.1078 | 8421.8449 | 8278.9393 | 8003.2312 | 7208.703 | 6549.3436 | 5791.3006 | 5023.6298 | 4268.5146 | 3540.5969 | 2790.1867 | 2033.0623 | 1230.1076
Scenario 4: Reference ZEAS Phase In | SDG&E | Com | FoodServ | Com - Retail | Program Administrator Cost Test | Energy Efficiency | 1682.8558 | 1728.5283 | 1767.5523 | 1776.4227 | 1745.334 | 1781.5586 | 1776.1888 | 1755.8934 | 1741.5944 | 1744.2623 | 1754.3967 | 1782.7308 | 1827.9981
Scenario 4: Reference ZEAS Phase In | SDG&E | Com | FoodServ | Com - Retail | Rate Impact Measure Test | Energy Efficiency | 1682.8558 | 1728.5283 | 1767.5523 | 1776.4227 | 1745.334 | 1781.5586 | 1776.1888 | 1755.8934 | 1741.5944 | 1744.2623 | 1754.3967 | 1782.7308 | 1827.9981
Scenario 4: Reference ZEAS Phase In | SDG&E | Com | FoodServ | Com - Retail | Total Resource Cost Test | Energy Efficiency | 1682.8558 | 1728.5283 | 1767.5523 | 1776.4227 | 1745.334 | 1781.5586 | 1776.1888 | 1755.8934 | 1741.5944 | 1744.2623 | 1754.3967 | 1782.7308 | 1827.9981
Scenario 4: Reference ZEAS Phase In | SDG&E | Com | FoodServ | Com - School | Participant Cost Test | Energy Efficiency | 289940.0192 | 322671.7124 | 324622.4627 | 321544.1657 | 315392.8042 | 304258.5675 | 288605.4673 | 269245.5079 | 245791.5636 | 217521.6538 | 184375.595 | 145683.9893 | 100898.1399
Scenario 4: Reference ZEAS Phase In | SDG&E | Com | FoodServ | Com - School | Participant Cost Test | Fuel Substitution | 637.2159 | 739.0832 | 840.1951 | 940.9162 | 1043.0826 | 1147.087 | 1253.5125 | 1362.3497 | 1474.0312 | 1596.4718 | 1726.6216 | 1861.9563 | 2002.2706
Scenario 4: Reference ZEAS Phase In | SDG&E | Com | FoodServ | Com - School | Program Administrator Cost Test | Energy Efficiency | 169973.1793 | 189022.1487 | 205713.8683 | 222958.1302 | 241700.1804 | 261111.875 | 280949.0947 | 301702.3566 | 323744.3166 | 346478.4339 | 370852.997 | 396237.5217 | 422808.1297
Scenario 4: Reference ZEAS Phase In | SDG&E | Com | FoodServ | Com - School | Program Administrator Cost Test | Fuel Substitution | 5155.1273 | 6260.0853 | 7463.7192 | 8786.211 | 10240.8083 | 11843.658 | 13615.0135 | 15571.1299 | 17734.9111 | 20225.556 | 23041.7823 | 26185.1747 | 29687.447
Scenario 4: Reference ZEAS Phase In | SDG&E | Com | FoodServ | Com - School | Rate Impact Measure Test | Energy Efficiency | 169973.1793 | 189022.1487 | 205713.8683 | 222958.1302 | 241700.1804 | 261111.875 | 280949.0947 | 301702.3566 | 323744.3166 | 346478.4339 | 370852.997 | 396237.5217 | 422808.1297
Scenario 4: Reference ZEAS Phase In | SDG&E | Com | FoodServ | Com - School | Rate Impact Measure Test | Fuel Substitution | 8474.2166 | 10044.1827 | 11487.9219 | 12939.6776 | 14441.2925 | 15993.368 | 17616.0424 | 19336.0274 | 21165.6973 | 23235.5186 | 25527.1704 | 28006.4882 | 30689.404
Scenario 4: Reference ZEAS Phase In | SDG&E | Com | FoodServ | Com - School | Total Resource Cost Test | Energy Efficiency | 169973.1793 | 189022.1487 | 205713.8683 | 222958.1302 | 241700.1804 | 261111.875 | 280949.0947 | 301702.3566 | 323744.3166 | 346478.4339 | 370852.997 | 396237.5217 | 422808.1297
Scenario 4: Reference ZEAS Phase In | SDG&E | Com | FoodServ | Com - School | Total Resource Cost Test | Fuel Substitution | 5155.1273 | 6260.0853 | 7463.7192 | 8786.211 | 10240.8083 | 11843.658 | 13615.0135 | 15571.1299 | 17734.9111 | 20225.556 | 23041.7823 | 26185.1747 | 29687.447
Scenario 4: Reference ZEAS Phase In | SDG&E | Com | HVAC | Com - College | Participant Cost Test | Energy Efficiency | 56000.5647 | 85258.966 | 101520.6672 | 65511.8735 | 67277.138 | 62787.9695 | 67831.41 | 68624.4804 | 14626.1357 | 12914.9563 | 10646.7798 | 8260.2036 | 4777.1171
Scenario 4: Reference ZEAS Phase In | SDG&E | Com | HVAC | Com - College | Participant Cost Test | Fuel Substitution | 1.8975 | 2.0464 | 2.1857 | 3.1079 | 0 | 0 | 0 | 0 | 0 | 0 | 0 | 0 | 0
Scenario 4: Reference ZEAS Phase In | SDG&E | Com | HVAC | Com - College | Program Administrator Cost Test | Energy Efficiency | 13568.9311 | 21189.5868 | 26472.6897 | 24113.1144 | 26858.1255 | 30442.8501 | 24767.1028 | 27127.8007 | 21568.9265 | 23890.9098 | 26197.919 | 30265.3679 | 33153.9977
Scenario 4: Reference ZEAS Phase In | SDG&E | Com | HVAC | Com - College | Program Administrator Cost Test | Fuel Substitution | 1.436 | 1.6565 | 1.899 | 2.6737 | 0 | 0 | 0 | 0 | 0 | 0 | 0 | 0 | 0
Scenario 4: Reference ZEAS Phase In | SDG&E | Com | HVAC | Com - College | Rate Impact Measure Test | Energy Efficiency | 13568.9311 | 21189.5868 | 26472.6897 | 24113.1144 | 26858.1255 | 30442.8501 | 24767.1028 | 27127.8007 | 21568.9265 | 23890.9098 | 26197.919 | 30265.3679 | 33153.9977
Scenario 4: Reference ZEAS Phase In | SDG&E | Com | HVAC | Com - College | Rate Impact Measure Test | Fuel Substitution | 1.436 | 1.6565 | 1.899 | 2.6737 | 0 | 0 | 0 | 0 | 0 | 0 | 0 | 0 | 0
Scenario 4: Reference ZEAS Phase In | SDG&E | Com | HVAC | Com - College | Total Resource Cost Test | Energy Efficiency | 21542.5471 | 33275.9822 | 41070.1545 | 37901.2366 | 41602.4895 | 39778.5837 | 30074.3472 | 32697.3538 | 21568.9265 | 23890.9098 | 26197.919 | 30265.3679 | 33153.9977
Scenario 4: Reference ZEAS Phase In | SDG&E | Com | HVAC | Com - College | Total Resource Cost Test | Fuel Substitution | 1.6325 | 1.8726 | 2.1354 | 2.9884 | 0 | 0 | 0 | 0 | 0 | 0 | 0 | 0 | 0
Scenario 4: Reference ZEAS Phase In | SDG&E | Com | HVAC | Com - Grocery | Participant Cost Test | Energy Efficiency | 138686.4325 | 148649.2482 | 156926.7523 | 163493.6247 | 167491.9221 | 170004.7439 | 169829.6685 | 166619.7193 | 63096.0402 | 35779.2064 | 32212.086 | 27447.5433 | 13462.1188
Scenario 4: Reference ZEAS Phase In | SDG&E | Com | HVAC | Com - Grocery | Participant Cost Test | Fuel Substitution | 95.3291 | 102.9041 | 110.203 | 117.1668 | 0 | 0 | 0 | 0 | 0 | 0 | 0 | 0 | 0
Scenario 4: Reference ZEAS Phase In | SDG&E | Com | HVAC | Com - Grocery | Program Administrator Cost Test | Energy Efficiency | 24064.217 | 27231.5207 | 30411.6376 | 33764.1303 | 37231.1365 | 41791.0496 | 46492.6287 | 51251.3049 | 32414.7471 | 28604.3968 | 31543.6776 | 34676.825 | 31797.009
Scenario 4: Reference ZEAS Phase In | SDG&E | Com | HVAC | Com - Grocery | Program Administrator Cost Test | Fuel Substitution | 291.9852 | 335.7532 | 383.9997 | 437.6335 | 0 | 0 | 0 | 0 | 0 | 0 | 0 | 0 | 0
Scenario 4: Reference ZEAS Phase In | SDG&E | Com | HVAC | Com - Grocery | Rate Impact Measure Test | Energy Efficiency | 24064.217 | 27231.5207 | 30411.6376 | 33764.1303 | 37231.1365 | 41791.0496 | 46492.6287 | 51251.3049 | 32414.7471 | 28604.3968 | 31543.6776 | 34676.825 | 31797.009
Scenario 4: Reference ZEAS Phase In | SDG&E | Com | HVAC | Com - Grocery | Rate Impact Measure Test | Fuel Substitution | 400.3654 | 448.1092 | 498.4881 | 551.8623 | 0 | 0 | 0 | 0 | 0 | 0 | 0 | 0 | 0
Scenario 4: Reference ZEAS Phase In | SDG&E | Com | HVAC | Com - Grocery | Total Resource Cost Test | Energy Efficiency | 27572.8255 | 31104.0545 | 34653.9164 | 38408.7268 | 42261.0242 | 47263.8821 | 52428.4748 | 57660.4503 | 32414.7471 | 28604.3968 | 31543.6776 | 34676.825 | 31797.009
Scenario 4: Reference ZEAS Phase In | SDG&E | Com | HVAC | Com - Grocery | Total Resource Cost Test | Fuel Substitution | 316.6975 | 362.7539 | 413.3363 | 469.3854 | 0 | 0 | 0 | 0 | 0 | 0 | 0 | 0 | 0
Scenario 4: Reference ZEAS Phase In | SDG&E | Com | HVAC | Com - Health | Participant Cost Test | Energy Efficiency | 270314.0077 | 331551.778 | 347462.0541 | 404609.9684 | 447184.7396 | 444904.6448 | 369920.5609 | 370931.7981 | 243471.6475 | 236179.4729 | 211634.7704 | 163961.1338 | 144976.8399
Scenario 4: Reference ZEAS Phase In | SDG&E | Com | HVAC | Com - Health | Participant Cost Test | Fuel Substitution | 27.5941 | 29.6365 | 31.496 | 33.0924 | 0 | 0 | 0 | 0 | 0 | 0 | 0 | 0 | 0
Scenario 4: Reference ZEAS Phase In | SDG&E | Com | HVAC | Com - Health | Program Administrator Cost Test | Energy Efficiency | 76568.6443 | 99806.4008 | 108893.8888 | 132274.57 | 154292.3338 | 167566.308 | 147246.1591 | 159522.1178 | 133020.4723 | 153803.5124 | 179111.3738 | 179230.1621 | 229198.8501
Scenario 4: Reference ZEAS Phase In | SDG&E | Com | HVAC | Com - Health | Program Administrator Cost Test | Fuel Substitution | 20.6733 | 23.8088 | 27.2352 | 30.9846 | 0 | 0 | 0 | 0 | 0 | 0 | 0 | 0 | 0
Scenario 4: Reference ZEAS Phase In | SDG&E | Com | HVAC | Com - Health | Rate Impact Measure Test | Energy Efficiency | 76568.6443 | 99806.4008 | 108893.8888 | 132274.57 | 154292.3338 | 167566.308 | 147246.1591 | 159522.1178 | 133020.4723 | 153803.5124 | 179111.3738 | 179230.1621 | 229198.8501
Scenario 4: Reference ZEAS Phase In | SDG&E | Com | HVAC | Com - Health | Rate Impact Measure Test | Fuel Substitution | 23.0199 | 26.2553 | 29.7379 | 33.4818 | 0 | 0 | 0 | 0 | 0 | 0 | 0 | 0 | 0
Scenario 4: Reference ZEAS Phase In | SDG&E | Com | HVAC | Com - Health | Total Resource Cost Test | Energy Efficiency | 97991.8863 | 130623.6839 | 141619.9691 | 172482.2179 | 201133.6276 | 207868.8688 | 178643.6467 | 192288.1919 | 133020.4723 | 153803.5124 | 179111.3738 | 179230.1621 | 229198.8501
Scenario 4: Reference ZEAS Phase In | SDG&E | Com | HVAC | Com - Health | Total Resource Cost Test | Fuel Substitution | 22.8625 | 26.221 | 29.878 | 33.8661 | 0 | 0 | 0 | 0 | 0 | 0 | 0 | 0 | 0
Scenario 4: Reference ZEAS Phase In | SDG&E | Com | HVAC | Com - Lodging | Participant Cost Test | Energy Efficiency | 286736.1607 | 304297.3812 | 320134.3607 | 335967.6146 | 345279.9554 | 340144.56 | 301816.2683 | 301829.3305 | 92225.7911 | 71206.5302 | 62813.3527 | 52383.8002 | 39593.5677
Scenario 4: Reference ZEAS Phase In | SDG&E | Com | HVAC | Com - Lodging | Participant Cost Test | Fuel Substitution | 68.2406 | 74.0802 | 79.3346 | 84.9723 | 7.3835 | 0 | 0 | 0 | 0 | 0 | 0 | 0 | 0
Scenario 4: Reference ZEAS Phase In | SDG&E | Com | HVAC | Com - Lodging | Program Administrator Cost Test | Energy Efficiency | 54527.1738 | 60290.6155 | 66331.784 | 73375.4274 | 79860.6648 | 88546.2312 | 84918.4965 | 92363.1203 | 50207.9367 | 48836.8734 | 52491.9117 | 56245.8411 | 60634.1517
Scenario 4: Reference ZEAS Phase In | SDG&E | Com | HVAC | Com - Lodging | Program Administrator Cost Test | Fuel Substitution | 68.9898 | 79.3743 | 90.8523 | 103.5748 | 0 | 0 | 0 | 0 | 0 | 0 | 0 | 0 | 0
Scenario 4: Reference ZEAS Phase In | SDG&E | Com | HVAC | Com - Lodging | Rate Impact Measure Test | Energy Efficiency | 54527.1738 | 60290.6155 | 66331.784 | 73375.4274 | 79860.6648 | 88546.2312 | 84918.4965 | 92363.1203 | 50207.9367 | 48836.8734 | 52491.9117 | 56245.8411 | 60634.1517
Scenario 4: Reference ZEAS Phase In | SDG&E | Com | HVAC | Com - Lodging | Rate Impact Measure Test | Fuel Substitution | 85.9158 | 96.9025 | 108.687 | 121.2998 | 0 | 0 | 0 | 0 | 0 | 0 | 0 | 0 | 0
Scenario 4: Reference ZEAS Phase In | SDG&E | Com | HVAC | Com - Lodging | Total Resource Cost Test | Energy Efficiency | 115444.9883 | 125215.638 | 135343.521 | 147148.5642 | 157462.2473 | 156333.4999 | 140724.6474 | 150746.9545 | 50207.9367 | 48836.8734 | 52491.9117 | 56245.8411 | 60634.1517
Scenario 4: Reference ZEAS Phase In | SDG&E | Com | HVAC | Com - Lodging | Total Resource Cost Test | Fuel Substitution | 100.9511 | 114.3618 | 128.4249 | 144.322 | 7.3835 | 0 | 0 | 0 | 0 | 0 | 0 | 0 | 0
Scenario 4: Reference ZEAS Phase In | SDG&E | Com | HVAC | Com - Office (Large) | Participant Cost Test | Energy Efficiency | 240219.1364 | 255446.3881 | 269156.8023 | 281443.9986 | 290997.6577 | 251288.6362 | 1364.1963 | 1282.3399 | 1099.5225 | 970.4468 | 820.3072 | 648.1499 | 452.5927
Scenario 4: Reference ZEAS Phase In | SDG&E | Com | HVAC | Com - Office (Large) | Program Administrator Cost Test | Energy Efficiency | 45030.7348 | 51281.8341 | 58056.9645 | 65486.8462 | 73322.4564 | 82434.6289 | 513.6312 | 539.6808 | 561.2299 | 582.6326 | 604.7072 | 621.4388 | 637.6882
Scenario 4: Reference ZEAS Phase In | SDG&E | Com | HVAC | Com - Office (Large) | Rate Impact Measure Test | Energy Efficiency | 45030.7348 | 51281.8341 | 58056.9645 | 65486.8462 | 73322.4564 | 82434.6289 | 513.6312 | 539.6808 | 561.2299 | 582.6326 | 604.7072 | 621.4388 | 637.6882
Scenario 4: Reference ZEAS Phase In | SDG&E | Com | HVAC | Com - Office (Large) | Total Resource Cost Test | Energy Efficiency | 115886.188 | 127868.4419 | 140335.6265 | 153531.938 | 166804.7706 | 132586.4059 | 581.6139 | 610.2308 | 561.2299 | 582.6326 | 604.7072 | 621.4388 | 637.6882
Scenario 4: Reference ZEAS Phase In | SDG&E | Com | HVAC | Com - Office (Small) | Participant Cost Test | Energy Efficiency | 28246.2942 | 30011.1333 | 31602.2245 | 20702.4626 | 15935.959 | 15650.3999 | 15109.7015 | 14278.8739 | 11803.3232 | 10291.1554 | 8448.2027 | 6232.6196 | 3614.9537
Scenario 4: Reference ZEAS Phase In | SDG&E | Com | HVAC | Com - Office (Small) | Program Administrator Cost Test | Energy Efficiency | 6623.9869 | 7438.3846 | 8297.9687 | 9207.7573 | 10181.6325 | 11299.5896 | 12478.5648 | 13692.0331 | 14979.1365 | 16323.5531 | 17764.8531 | 19262.5912 | 20855.2995
Scenario 4: Reference ZEAS Phase In | SDG&E | Com | HVAC | Com - Office (Small) | Rate Impact Measure Test | Energy Efficiency | 6623.9869 | 7438.3846 | 8297.9687 | 9207.7573 | 10181.6325 | 11299.5896 | 12478.5648 | 13692.0331 | 14979.1365 | 16323.5531 | 17764.8531 | 19262.5912 | 20855.2995
Scenario 4: Reference ZEAS Phase In | SDG&E | Com | HVAC | Com - Office (Small) | Total Resource Cost Test | Energy Efficiency | 20747.9856 | 22841.2051 | 24988.2881 | 14918.2253 | 11271.6809 | 12456.2196 | 13701.7614 | 14978.5115 | 14979.1365 | 16323.5531 | 17764.8531 | 19262.5912 | 20855.2995
Scenario 4: Reference ZEAS Phase In | SDG&E | Com | HVAC | Com - Other | Participant Cost Test | Energy Efficiency | 371188.2237 | 398652.4158 | 421208.0809 | 438098.8453 | 445746.5701 | 452298.867 | 451817.4234 | 442845.6828 | 282163.6774 | 239684.6614 | 233101.098 | 186819.3164 | 117778.4839
Scenario 4: Reference ZEAS Phase In | SDG&E | Com | HVAC | Com - Other | Participant Cost Test | Fuel Substitution | 112.2381 | 123.2592 | 134.4465 | 152.9211 | 0 | 0 | 0 | 0 | 0 | 0 | 0 | 0 | 0
Scenario 4: Reference ZEAS Phase In | SDG&E | Com | HVAC | Com - Other | Program Administrator Cost Test | Energy Efficiency | 169018.5665 | 194919.5855 | 223071.2112 | 253802.9507 | 284683.4633 | 322819.5351 | 363957.9932 | 407352.2797 | 433827.7322 | 475838.0923 | 548063.3263 | 611958.3516 | 675582.394
Scenario 4: Reference ZEAS Phase In | SDG&E | Com | HVAC | Com - Other | Program Administrator Cost Test | Fuel Substitution | 180.7535 | 208.8264 | 239.9255 | 279.7308 | 0 | 0 | 0 | 0 | 0 | 0 | 0 | 0 | 0
Scenario 4: Reference ZEAS Phase In | SDG&E | Com | HVAC | Com - Other | Rate Impact Measure Test | Energy Efficiency | 169018.5665 | 194919.5855 | 223071.2112 | 253802.9507 | 284683.4633 | 322819.5351 | 363957.9932 | 407352.2797 | 433827.7322 | 475838.0923 | 548063.3263 | 611958.3516 | 675582.394
Scenario 4: Reference ZEAS Phase In | SDG&E | Com | HVAC | Com - Other | Rate Impact Measure Test | Fuel Substitution | 236.8682 | 267.1725 | 299.5032 | 339.1466 | 0 | 0 | 0 | 0 | 0 | 0 | 0 | 0 | 0
Scenario 4: Reference ZEAS Phase In | SDG&E | Com | HVAC | Com - Other | Total Resource Cost Test | Energy Efficiency | 221670.2798 | 253020.1327 | 286754.8184 | 323241.8882 | 359212.5686 | 403394.0974 | 450645.8252 | 499992.4867 | 433827.7322 | 475838.0923 | 548063.3263 | 611958.3516 | 675582.394
Scenario 4: Reference ZEAS Phase In | SDG&E | Com | HVAC | Com - Other | Total Resource Cost Test | Fuel Substitution | 210.4755 | 241.4572 | 275.5462 | 319.2888 | 0 | 0 | 0 | 0 | 0 | 0 | 0 | 0 | 0
Scenario 4: Reference ZEAS Phase In | SDG&E | Com | HVAC | Com - Restaurant | Participant Cost Test | Energy Efficiency | 78003.5251 | 83905.3683 | 89753.812 | 94959.2033 | 116723.8609 | 123650.2006 | 129917.7886 | 135003.8635 | 130068.3833 | 130583.4298 | 128402.9215 | 122798.788 | 112940.4259
Scenario 4: Reference ZEAS Phase In | SDG&E | Com | HVAC | Com - Restaurant | Participant Cost Test | Fuel Substitution | 0.294 | 0.31505 | 1.9996 | 2.1008 | 0 | 0 | 0 | 0 | 0 | 0 | 0 | 0 | 0
Scenario 4: Reference ZEAS Phase In | SDG&E | Com | HVAC | Com - Restaurant | Program Administrator Cost Test | Energy Efficiency | 63508.3948 | 73278.5555 | 84432.975 | 96659.0135 | 128715.4099 | 149437.5914 | 173352.8319 | 200632.248 | 231405.5006 | 266450.1937 | 306335.8246 | 351545.7683 | 402579.4435
Scenario 4: Reference ZEAS Phase In | SDG&E | Com | HVAC | Com - Restaurant | Program Administrator Cost Test | Fuel Substitution | 0.24319 | 0.27947 | 1.5826 | 1.7958 | 0 | 0 | 0 | 0 | 0 | 0 | 0 | 0 | 0
Scenario 4: Reference ZEAS Phase In | SDG&E | Com | HVAC | Com - Restaurant | Rate Impact Measure Test | Energy Efficiency | 64044.1773 | 73746.821 | 84841.3011 | 96989.0855 | 129678.5679 | 150365.5901 | 174232.0623 | 201445.7332 | 232130.4477 | 267069.6587 | 306834.0181 | 351901.1683 | 402769.6119
Scenario 4: Reference ZEAS Phase In | SDG&E | Com | HVAC | Com - Restaurant | Rate Impact Measure Test | Fuel Substitution | 0.24319 | 0.27947 | 1.5826 | 1.7958 | 0 | 0 | 0 | 0 | 0 | 0 | 0 | 0 | 0
Scenario 4: Reference ZEAS Phase In | SDG&E | Com | HVAC | Com - Restaurant | Total Resource Cost Test | Energy Efficiency | 66956.5712 | 77056.3539 | 88565.2905 | 101148.6631 | 134386.8754 | 155682.9586 | 180221.9924 | 208167.2534 | 231405.5006 | 266450.1937 | 306335.8246 | 351545.7683 | 402579.4435
Scenario 4: Reference ZEAS Phase In | SDG&E | Com | HVAC | Com - Restaurant | Total Resource Cost Test | Fuel Substitution | 0.25077 | 0.28779 | 1.6268 | 1.8438 | 0 | 0 | 0 | 0 | 0 | 0 | 0 | 0 | 0
Scenario 4: Reference ZEAS Phase In | SDG&E | Com | HVAC | Com - Retail | Participant Cost Test | Energy Efficiency | 223733.9006 | 238396.8582 | 250971.4157 | 259484.3968 | 263606.2682 | 257113.4766 | 213644.9646 | 208968.5919 | 3764.4363 | 680.5369 | 359.8371 | 196.843 | 104.391
Scenario 4: Reference ZEAS Phase In | SDG&E | Com | HVAC | Com - Retail | Participant Cost Test | Fuel Substitution | 19.3632 | 20.6854 | 21.8663 | 22.8577 | 0 | 0 | 0 | 0 | 0 | 0 | 0 | 0 | 0
Scenario 4: Reference ZEAS Phase In | SDG&E | Com | HVAC | Com - Retail | Program Administrator Cost Test | Energy Efficiency | 33437.0299 | 37516.6753 | 41670.3137 | 45602.833 | 49406.5319 | 54469.4139 | 44825.9367 | 48174.9736 | 1707.4289 | 648.2417 | 399.449 | 260.4038 | 178.87
Scenario 4: Reference ZEAS Phase In | SDG&E | Com | HVAC | Com - Retail | Program Administrator Cost Test | Fuel Substitution | 9.3702 | 10.7038 | 12.1373 | 13.6792 | 0 | 0 | 0 | 0 | 0 | 0 | 0 | 0 | 0
Scenario 4: Reference ZEAS Phase In | SDG&E | Com | HVAC | Com - Retail | Rate Impact Measure Test | Energy Efficiency | 33437.0299 | 37516.6753 | 41670.3137 | 45602.833 | 49406.5319 | 54469.4139 | 44825.9367 | 48174.9736 | 1707.4289 | 648.2417 | 399.449 | 260.4038 | 178.87
Scenario 4: Reference ZEAS Phase In | SDG&E | Com | HVAC | Com - Retail | Rate Impact Measure Test | Fuel Substitution | 9.3702 | 10.7038 | 12.1373 | 13.6792 | 0 | 0 | 0 | 0 | 0 | 0 | 0 | 0 | 0
Scenario 4: Reference ZEAS Phase In | SDG&E | Com | HVAC | Com - Retail | Total Resource Cost Test | Energy Efficiency | 71544.4337 | 78840.7308 | 86238.5917 | 93230.4285 | 99711.7939 | 98321.4385 | 80987.3588 | 86218.0961 | 1707.4289 | 648.2417 | 399.449 | 260.4038 | 178.87
Scenario 4: Reference ZEAS Phase In | SDG&E | Com | HVAC | Com - Retail | Total Resource Cost Test | Fuel Substitution | 12.0414 | 13.6325 | 15.3297 | 17.1419 | 0 | 0 | 0 | 0 | 0 | 0 | 0 | 0 | 0
Scenario 4: Reference ZEAS Phase In | SDG&E | Com | HVAC | Com - School | Participant Cost Test | Energy Efficiency | 224536.9369 | 224405.2559 | 221106.7293 | 214758.7874 | 207013.8023 | 256903.7507 | 168055.8337 | 154280.8734 | 126995.4331 | 117764.9279 | 106360.1861 | 92303.4037 | 75287.7645
Scenario 4: Reference ZEAS Phase In | SDG&E | Com | HVAC | Com - School | Participant Cost Test | Fuel Substitution | 2.3199 | 2.4778 | 2.6236 | 2.7559 | 0 | 0 | 0 | 0 | 0 | 0 | 0 | 0 | 0
Scenario 4: Reference ZEAS Phase In | SDG&E | Com | HVAC | Com - School | Program Administrator Cost Test | Energy Efficiency | 76049.237 | 82321.9429 | 88769.2583 | 95449.3166 | 103181.0479 | 138813.0771 | 120139.8432 | 129565.5885 | 141082.0992 | 153543.0648 | 167140.2207 | 181512.0134 | 196740.8389
Scenario 4: Reference ZEAS Phase In | SDG&E | Com | HVAC | Com - School | Program Administrator Cost Test | Fuel Substitution | 2.2797 | 2.5915 | 2.9287 | 3.2939 | 0 | 0 | 0 | 0 | 0 | 0 | 0 | 0 | 0
Scenario 4: Reference ZEAS Phase In | SDG&E | Com | HVAC | Com - School | Rate Impact Measure Test | Energy Efficiency | 76049.237 | 82321.9429 | 88769.2583 | 95449.3166 | 103181.0479 | 138813.0771 | 120139.8432 | 129565.5885 | 141082.0992 | 153543.0648 | 167140.2207 | 181512.0134 | 196740.8389
Scenario 4: Reference ZEAS Phase In | SDG&E | Com | HVAC | Com - School | Rate Impact Measure Test | Fuel Substitution | 2.2797 | 2.5915 | 2.9287 | 3.2939 | 0 | 0 | 0 | 0 | 0 | 0 | 0 | 0 | 0
Scenario 4: Reference ZEAS Phase In | SDG&E | Com | HVAC | Com - School | Total Resource Cost Test | Energy Efficiency | 106570.4472 | 113952.3546 | 121361.6592 | 128890.5392 | 137487.6724 | 167400.465 | 139164.2904 | 148358.749 | 141082.0992 | 153543.0648 | 167140.2207 | 181512.0134 | 196740.8389
Scenario 4: Reference ZEAS Phase In | SDG&E | Com | HVAC | Com - School | Total Resource Cost Test | Fuel Substitution | 2.5078 | 2.8377 | 3.193 | 3.5761 | 0 | 0 | 0 | 0 | 0 | 0 | 0 | 0 | 0
Scenario 4: Reference ZEAS Phase In | SDG&E | Com | HVAC | Com - Warehouse | Participant Cost Test | Energy Efficiency | 149.9999 | 157.1943 | 162.5468 | 166.1193 | 166.9471 | 166.1435 | 162.6858 | 157.0557 | 125.529 | 113.4351 | 98.5607 | 80.7648 | 15.0966
Scenario 4: Reference ZEAS Phase In | SDG&E | Com | HVAC | Com - Warehouse | Participant Cost Test | Fuel Substitution | 13.9221 | 15.2656 | 17.225 | 18.6285 | 0 | 0 | 0 | 0 | 0 | 0 | 0 | 0 | 0
Scenario 4: Reference ZEAS Phase In | SDG&E | Com | HVAC | Com - Warehouse | Program Administrator Cost Test | Energy Efficiency | 32.2887 | 35.6192 | 38.7628 | 41.816 | 44.8878 | 48.8407 | 52.371 | 55.6049 | 58.7809 | 61.8645 | 65.0319 | 67.6199 | 17.6893
Scenario 4: Reference ZEAS Phase In | SDG&E | Com | HVAC | Com - Warehouse | Program Administrator Cost Test | Fuel Substitution | 31.1915 | 36.0922 | 42.0371 | 48.2029 | 0 | 0 | 0 | 0 | 0 | 0 | 0 | 0 | 0
Scenario 4: Reference ZEAS Phase In | SDG&E | Com | HVAC | Com - Warehouse | Rate Impact Measure Test | Energy Efficiency | 32.2887 | 35.6192 | 38.7628 | 41.816 | 44.8878 | 48.8407 | 52.371 | 55.6049 | 58.7809 | 61.8645 | 65.0319 | 67.6199 | 17.6893
Scenario 4: Reference ZEAS Phase In | SDG&E | Com | HVAC | Com - Warehouse | Rate Impact Measure Test | Fuel Substitution | 40.1103 | 45.369 | 51.5167 | 57.6663 | 0 | 0 | 0 | 0 | 0 | 0 | 0 | 0 | 0
Scenario 4: Reference ZEAS Phase In | SDG&E | Com | HVAC | Com - Warehouse | Total Resource Cost Test | Energy Efficiency | 46.4075 | 50.9112 | 55.2117 | 59.4578 | 63.6111 | 68.6835 | 73.2615 | 77.512 | 58.7809 | 61.8645 | 65.0319 | 67.6199 | 17.6893
Scenario 4: Reference ZEAS Phase In | SDG&E | Com | HVAC | Com - Warehouse | Total Resource Cost Test | Fuel Substitution | 34.4383 | 39.6629 | 46.0306 | 52.5518 | 0 | 0 | 0 | 0 | 0 | 0 | 0 | 0 | 0
Scenario 4: Reference ZEAS Phase In | SDG&E | Com | Lighting | Com - College | Participant Cost Test | Energy Efficiency | 0 | 61587.994 | 86300.7658 | 83347.5005 | 78935.6338 | 74481.193 | 69450.0168 | 63733.4096 | 16998.3393 | 0 | 0 | 0 | 0
Scenario 4: Reference ZEAS Phase In | SDG&E | Com | Lighting | Com - College | Program Administrator Cost Test | Energy Efficiency | 0 | 15877.9463 | 23978.1419 | 25076.8731 | 25988.7041 | 27247.3382 | 28198.5601 | 28881.5639 | 9046.4569 | 0 | 0 | 0 | 0
Scenario 4: Reference ZEAS Phase In | SDG&E | Com | Lighting | Com - College | Rate Impact Measure Test | Energy Efficiency | 0 | 15877.9463 | 23978.1419 | 25076.8731 | 25988.7041 | 27247.3382 | 28198.5601 | 28881.5639 | 9046.4569 | 0 | 0 | 0 | 0
Scenario 4: Reference ZEAS Phase In | SDG&E | Com | Lighting | Com - College | Total Resource Cost Test | Energy Efficiency | 0 | 17185.1686 | 25887.1614 | 27016.6117 | 27935.5435 | 29218.3447 | 30192.6804 | 30891.4967 | 9046.4569 | 0 | 0 | 0 | 0
Scenario 4: Reference ZEAS Phase In | SDG&E | Com | Lighting | Com - Grocery | Participant Cost Test | Energy Efficiency | 145347.9841 | 139020.3678 | 131979.5944 | 124448.969 | 116050.4864 | 107787.6634 | 98984.384 | 89652.6339 | 78019.8367 | 47849.5581 | 31931.2353 | 25006.2856 | 17409.6911
Scenario 4: Reference ZEAS Phase In | SDG&E | Com | Lighting | Com - Grocery | Program Administrator Cost Test | Energy Efficiency | 30183.2101 | 31053.0823 | 31759.3358 | 32404.2468 | 33079.1449 | 34109.9365 | 34632.3915 | 34826.7239 | 34854.364 | 24981.7305 | 20480.0165 | 20585.5035 | 20611.5266
Scenario 4: Reference ZEAS Phase In | SDG&E | Com | Lighting | Com - Grocery | Rate Impact Measure Test | Energy Efficiency | 30183.2101 | 31053.0823 | 31759.3358 | 32404.2468 | 33079.1449 | 34109.9365 | 34632.3915 | 34826.7239 | 34854.364 | 24981.7305 | 20480.0165 | 20585.5035 | 20611.5266
Scenario 4: Reference ZEAS Phase In | SDG&E | Com | Lighting | Com - Grocery | Total Resource Cost Test | Energy Efficiency | 31713.2141 | 32573.9022 | 33271.393 | 33913.4849 | 34580.4758 | 35613.2104 | 36139.1849 | 36336.7597 | 34854.364 | 24981.7305 | 20480.0165 | 20585.5035 | 20611.5266
Scenario 4: Reference ZEAS Phase In | SDG&E | Com | Lighting | Com - Health | Participant Cost Test | Energy Efficiency | 381354.8068 | 361765.2279 | 341450.0401 | 322937.8547 | 299254.2715 | 273538.1813 | 238892.647 | 214672.7724 | 185745.12 | 164234.3546 | 141530.6004 | 107038.472 | 73793.0004
Scenario 4: Reference ZEAS Phase In | SDG&E | Com | Lighting | Com - Health | Program Administrator Cost Test | Energy Efficiency | 94289.0215 | 96466.0164 | 98461.1952 | 101266.2467 | 103163.5188 | 105052.6704 | 102143.0078 | 102850.5125 | 104742.0157 | 108210.8436 | 113940.1353 | 111173.1398 | 109924.9854
Scenario 4: Reference ZEAS Phase In | SDG&E | Com | Lighting | Com - Health | Rate Impact Measure Test | Energy Efficiency | 94289.0215 | 96466.0164 | 98461.1952 | 101266.2467 | 103163.5188 | 105052.6704 | 102143.0078 | 102850.5125 | 104742.0157 | 108210.8436 | 113940.1353 | 111173.1398 | 109924.9854
Scenario 4: Reference ZEAS Phase In | SDG&E | Com | Lighting | Com - Health | Total Resource Cost Test | Energy Efficiency | 101117.3294 | 103192.9022 | 105104.681 | 107909.764 | 109722.3852 | 111506.1003 | 108283.6275 | 108943.5196 | 104742.0157 | 108210.8436 | 113940.1353 | 111173.1398 | 109924.9854
Scenario 4: Reference ZEAS Phase In | SDG&E | Com | Lighting | Com - Office (Large) | Participant Cost Test | Energy Efficiency | 425638.4325 | 407904.9906 | 387022.6655 | 364206.4101 | 339230.8445 | 315717.6215 | 291475.0622 | 264893.0513 | 222587.7675 | 192612.5401 | 161218.5521 | 128295.5401 | 93532.887
Scenario 4: Reference ZEAS Phase In | SDG&E | Com | Lighting | Com - Office (Large) | Program Administrator Cost Test | Energy Efficiency | 108799.0405 | 112179.1568 | 115150.0026 | 117868.7825 | 120618.9136 | 124836.113 | 128165.0132 | 130333.5898 | 131425.3905 | 132552.0293 | 134541.3549 | 136115.0121 | 137647.2846
Scenario 4: Reference ZEAS Phase In | SDG&E | Com | Lighting | Com - Office (Large) | Rate Impact Measure Test | Energy Efficiency | 108799.0405 | 112179.1568 | 115150.0026 | 117868.7825 | 120618.9136 | 124836.113 | 128165.0132 | 130333.5898 | 131425.3905 | 132552.0293 | 134541.3549 | 136115.0121 | 137647.2846
Scenario 4: Reference ZEAS Phase In | SDG&E | Com | Lighting | Com - Office (Large) | Total Resource Cost Test | Energy Efficiency | 122022.1277 | 125285.706 | 128137.6635 | 130756.2757 | 133365.4221 | 137552.3801 | 140888.2211 | 143016.1103 | 131425.3905 | 132552.0293 | 134541.3549 | 136115.0121 | 137647.2846
Scenario 4: Reference ZEAS Phase In | SDG&E | Com | Lighting | Com - Refrig. Warehouse | Participant Cost Test | Energy Efficiency | 542.3114 | 518.4286 | 492.4824 | 458.4243 | 426.3484 | 393.1791 | 359.4145 | 323.7698 | 283.2043 | 242.6981 | 199.9074 | 153.2161 | 101.7998
Scenario 4: Reference ZEAS Phase In | SDG&E | Com | Lighting | Com - Refrig. Warehouse | Program Administrator Cost Test | Energy Efficiency | 159.102 | 164.7155 | 170.1211 | 173.3789 | 178.5433 | 184.8702 | 190.2847 | 194.8758 | 200.1584 | 204.5652 | 211.2844 | 217.5887 | 223.6641
Scenario 4: Reference ZEAS Phase In | SDG&E | Com | Lighting | Com - Refrig. Warehouse | Rate Impact Measure Test | Energy Efficiency | 159.102 | 164.7155 | 170.1211 | 173.3789 | 178.5433 | 184.8702 | 190.2847 | 194.8758 | 200.1584 | 204.5652 | 211.2844 | 217.5887 | 223.6641
Scenario 4: Reference ZEAS Phase In | SDG&E | Com | Lighting | Com - Refrig. Warehouse | Total Resource Cost Test | Energy Efficiency | 162.6463 | 168.2418 | 173.6355 | 176.8491 | 181.9955 | 188.3142 | 193.7368 | 198.3378 | 200.1584 | 204.5652 | 211.2844 | 217.5887 | 223.6641
Scenario 4: Reference ZEAS Phase In | SDG&E | Com | Lighting | Com - Restaurant | Participant Cost Test | Energy Efficiency | 101091.0604 | 93770.6936 | 86843.2981 | 79415.0993 | 88092.1307 | 81740.6037 | 75145.3117 | 68220.3332 | 60184.9735 | 52328.578 | 44023.6611 | 35084.998 | 25430.1919
Scenario 4: Reference ZEAS Phase In | SDG&E | Com | Lighting | Com - Restaurant | Program Administrator Cost Test | Energy Efficiency | 26415.7388 | 26436.4511 | 26494.3843 | 26370.4867 | 32184.8835 | 33279.7905 | 34099.22 | 34738.7332 | 35306.8045 | 35782.5453 | 36574.0245 | 37213.4064 | 37805.3225
Scenario 4: Reference ZEAS Phase In | SDG&E | Com | Lighting | Com - Restaurant | Rate Impact Measure Test | Energy Efficiency | 26415.7388 | 26436.4511 | 26494.3843 | 26370.4867 | 32184.8835 | 33279.7905 | 34099.22 | 34738.7332 | 35306.8045 | 35782.5453 | 36574.0245 | 37213.4064 | 37805.3225
Scenario 4: Reference ZEAS Phase In | SDG&E | Com | Lighting | Com - Restaurant | Total Resource Cost Test | Energy Efficiency | 26968.8384 | 26968.948 | 27010.0667 | 26868.6816 | 32773.226 | 33866.793 | 34686.4047 | 35326.4015 | 35306.8045 | 35782.5453 | 36574.0245 | 37213.4064 | 37805.3225
Scenario 4: Reference ZEAS Phase In | SDG&E | Com | Lighting | Com - Retail | Participant Cost Test | Energy Efficiency | 757581.6162 | 707805.6525 | 659004.6068 | 607342.1413 | 553365.7009 | 504889.464 | 455407.1434 | 407177.5936 | 296083.1128 | 251692.919 | 206983.0265 | 161718.1383 | 114937.0723
Scenario 4: Reference ZEAS Phase In | SDG&E | Com | Lighting | Com - Retail | Program Administrator Cost Test | Energy Efficiency | 184360.9225 | 185232.5076 | 185878.6347 | 185492.9149 | 184714.4809 | 186259.599 | 185403.1347 | 183741.9251 | 182442.8007 | 181340.9433 | 181785.5131 | 182181.3718 | 182778.376
Scenario 4: Reference ZEAS Phase In | SDG&E | Com | Lighting | Com - Retail | Rate Impact Measure Test | Energy Efficiency | 184360.9225 | 185232.5076 | 185878.6347 | 185492.9149 | 184714.4809 | 186259.599 | 185403.1347 | 183741.9251 | 182442.8007 | 181340.9433 | 181785.5131 | 182181.3718 | 182778.376
Scenario 4: Reference ZEAS Phase In | SDG&E | Com | Lighting | Com - Retail | Total Resource Cost Test | Energy Efficiency | 266579.362 | 264657.6656 | 262837.9634 | 259964.6609 | 256409.1959 | 255962.6026 | 253048.3572 | 249489.1121 | 182442.8007 | 181340.9433 | 181785.5131 | 182181.3718 | 182778.376
Scenario 4: Reference ZEAS Phase In | SDG&E | Com | Lighting | Com - Warehouse | Participant Cost Test | Energy Efficiency | 12912.1055 | 12588.2055 | 12198.5931 | 11766.6871 | 11213.3109 | 10642.2561 | 9978.1344 | 9260.8095 | 2068.0348 | 0 | 0 | 0 | 0
Scenario 4: Reference ZEAS Phase In | SDG&E | Com | Lighting | Com - Warehouse | Program Administrator Cost Test | Energy Efficiency | 2931.1933 | 3073.7516 | 3210.1744 | 3351.7544 | 3490.2998 | 3660.7421 | 3785.0937 | 3889.8428 | 1140.5572 | 0 | 0 | 0 | 0
Scenario 4: Reference ZEAS Phase In | SDG&E | Com | Lighting | Com - Warehouse | Rate Impact Measure Test | Energy Efficiency | 2931.1933 | 3073.7516 | 3210.1744 | 3351.7544 | 3490.2998 | 3660.7421 | 3785.0937 | 3889.8428 | 1140.5572 | 0 | 0 | 0 | 0
Scenario 4: Reference ZEAS Phase In | SDG&E | Com | Lighting | Com - Warehouse | Total Resource Cost Test | Energy Efficiency | 4073.1508 | 4225.8579 | 4373.0393 | 4530.4622 | 4678.1629 | 4863.057 | 4999.0662 | 5115.8537 | 1140.5572 | 0 | 0 | 0 | 0
Scenario 4: Reference ZEAS Phase In | SDG&E | Com | WaterHeat | Com - College | Participant Cost Test | Energy Efficiency | 207430.413 | 211561.2709 | 202845.9509 | 204472.5715 | 203373.5195 | 190020.0768 | 152380.815 | 148030.9716 | 68173.3011 | 59315.7636 | 88290.3135 | 65934.8372 | 39305.4642
Scenario 4: Reference ZEAS Phase In | SDG&E | Com | WaterHeat | Com - College | Participant Cost Test | Fuel Substitution | 384971.6094 | 424103.9587 | 543797.2871 | 1646582.1339 | 2943709.5033 | 2814956.3446 | 2749585.222 | 2756719.2624 | 2441485.3253 | 2194009.7683 | 1804786.8142 | 1305666.2083 | 719459.6489
Scenario 4: Reference ZEAS Phase In | SDG&E | Com | WaterHeat | Com - College | Program Administrator Cost Test | Energy Efficiency | 99162.7712 | 107897.8061 | 92078.0023 | 99697.5972 | 106999.3887 | 115706.5292 | 59099.6737 | 62916.8606 | 33870.8233 | 36168.3719 | 75237.9599 | 80174.7572 | 84773.3519
Scenario 4: Reference ZEAS Phase In | SDG&E | Com | WaterHeat | Com - College | Program Administrator Cost Test | Fuel Substitution | 1426984.2199 | 1652201.5414 | 2199308.8484 | 1777852.0738 | 1573670.3463 | 1789561.6085 | 1548399.2545 | 1780080.7287 | 1997433.8146 | 2199652.4799 | 2370265.5542 | 2496057.4373 | 2593734.1649
Scenario 4: Reference ZEAS Phase In | SDG&E | Com | WaterHeat | Com - College | Rate Impact Measure Test | Energy Efficiency | 99162.7712 | 107897.8061 | 92078.0023 | 99697.5972 | 106999.3887 | 115706.5292 | 59099.6737 | 62916.8606 | 33870.8233 | 36168.3719 | 75237.9599 | 80174.7572 | 84773.3519
Scenario 4: Reference ZEAS Phase In | SDG&E | Com | WaterHeat | Com - College | Rate Impact Measure Test | Fuel Substitution | 2186475.6561 | 2445956.2346 | 2404514.7933 | 1860017.3028 | 1652416.9731 | 1863528.8358 | 1548399.2545 | 1780080.7287 | 1997433.8146 | 2199652.4799 | 2370265.5542 | 2496057.4373 | 2593734.1649
Scenario 4: Reference ZEAS Phase In | SDG&E | Com | WaterHeat | Com - College | Total Resource Cost Test | Energy Efficiency | 147035.5125 | 156665.6506 | 139164.6796 | 147679.1023 | 155577.2586 | 153399.1104 | 88279.868 | 92260.8329 | 33870.8233 | 36168.3719 | 75237.9599 | 80174.7572 | 84773.3519
Scenario 4: Reference ZEAS Phase In | SDG&E | Com | WaterHeat | Com - College | Total Resource Cost Test | Fuel Substitution | 1762716.5201 | 2022163.6917 | 2662713.2277 | 2200071.9185 | 1926835.4113 | 2000611.2664 | 1709488.2079 | 1961025.1953 | 1997433.8146 | 2199652.4799 | 2370265.5542 | 2496057.4373 | 2593734.1649
Scenario 4: Reference ZEAS Phase In | SDG&E | Com | WaterHeat | Com - Grocery | Participant Cost Test | Energy Efficiency | 361423.3287 | 372023.812 | 378131.0884 | 379551.3626 | 375635.0645 | 366651.329 | 347004.8028 | 328802.9793 | 247426.6834 | 214890.7481 | 202660.9905 | 147917.2362 | 83470.0087
Scenario 4: Reference ZEAS Phase In | SDG&E | Com | WaterHeat | Com - Grocery | Participant Cost Test | Fuel Substitution | 8128.5346 | 8738.3226 | 9335.7925 | 9940.3751 | 10551.1241 | 11174.8099 | 0 | 0 | 0 | 0 | 0 | 0 | 0
Scenario 4: Reference ZEAS Phase In | SDG&E | Com | WaterHeat | Com - Grocery | Program Administrator Cost Test | Energy Efficiency | 85215.8813 | 93889.9689 | 102838.2315 | 112279.1687 | 122287.5721 | 133691.7378 | 130827.4844 | 140320.1239 | 126494.3136 | 134970.0545 | 169794.487 | 180308.9254 | 191127.9337
Scenario 4: Reference ZEAS Phase In | SDG&E | Com | WaterHeat | Com - Grocery | Program Administrator Cost Test | Fuel Substitution | 61695.9548 | 69814.6504 | 78532.9435 | 88069.5751 | 98490.2589 | 109941.1312 | 0 | 0 | 0 | 0 | 0 | 0 | 0
Scenario 4: Reference ZEAS Phase In | SDG&E | Com | WaterHeat | Com - Grocery | Rate Impact Measure Test | Energy Efficiency | 85215.8813 | 93889.9689 | 102838.2315 | 112279.1687 | 122287.5721 | 133691.7378 | 130827.4844 | 140320.1239 | 126494.3136 | 134970.0545 | 169794.487 | 180308.9254 | 191127.9337
Scenario 4: Reference ZEAS Phase In | SDG&E | Com | WaterHeat | Com - Grocery | Rate Impact Measure Test | Fuel Substitution | 83450.413 | 91901.9561 | 100525.2966 | 109438.8621 | 118960.942 | 129165.5484 | 0 | 0 | 0 | 0 | 0 | 0 | 0
Scenario 4: Reference ZEAS Phase In | SDG&E | Com | WaterHeat | Com - Grocery | Total Resource Cost Test | Energy Efficiency | 109405.8904 | 118621.7291 | 128083.7603 | 138052.4862 | 148535.8423 | 159160.4328 | 155446.8014 | 165387.9803 | 126494.3136 | 134970.0545 | 169794.487 | 180308.9254 | 191127.9337
Scenario 4: Reference ZEAS Phase In | SDG&E | Com | WaterHeat | Com - Grocery | Total Resource Cost Test | Fuel Substitution | 67546.0974 | 76103.6601 | 85251.955 | 95223.7073 | 106083.9499 | 117983.6917 | 0 | 0 | 0 | 0 | 0 | 0 | 0
Scenario 4: Reference ZEAS Phase In | SDG&E | Com | WaterHeat | Com - Health | Participant Cost Test | Energy Efficiency | 868726.6565 | 888864.1773 | 872013.6483 | 878412.5699 | 866578.5557 | 809588.4483 | 652931.7829 | 616132.0429 | 460773.1009 | 406528.9661 | 392226.7491 | 279982.4728 | 155504.8796
Scenario 4: Reference ZEAS Phase In | SDG&E | Com | WaterHeat | Com - Health | Participant Cost Test | Fuel Substitution | 865415.5255 | 957013.8472 | 1244585.2371 | 4328701.2256 | 7942295.8221 | 7784159.058 | 7684525.0475 | 7751465.9028 | 6783570.7473 | 6112381.1012 | 5037464.9 | 3634865.9991 | 1976905.7025
Scenario 4: Reference ZEAS Phase In | SDG&E | Com | WaterHeat | Com - Health | Program Administrator Cost Test | Energy Efficiency | 338940.1244 | 370625.5535 | 338641.7516 | 370131.1052 | 399378.6981 | 429196.1986 | 237847.0177 | 254576.0373 | 229691.449 | 249016.0945 | 321864.8988 | 334806.4435 | 350367.4654
Scenario 4: Reference ZEAS Phase In | SDG&E | Com | WaterHeat | Com - Health | Program Administrator Cost Test | Fuel Substitution | 3920175.484 | 4549888.9017 | 6051288.1747 | 5088591.0611 | 4672118.1034 | 5332026.2272 | 4304167.6063 | 4975881.9136 | 5593860.0047 | 6186697.5174 | 6696721.6117 | 7070517.8704 | 7361203.6555
Scenario 4: Reference ZEAS Phase In | SDG&E | Com | WaterHeat | Com - Health | Rate Impact Measure Test | Energy Efficiency | 338940.1244 | 370625.5535 | 338641.7516 | 370131.1052 | 399378.6981 | 429196.1986 | 237847.0177 | 254576.0373 | 229691.449 | 249016.0945 | 321864.8988 | 334806.4435 | 350367.4654
Scenario 4: Reference ZEAS Phase In | SDG&E | Com | WaterHeat | Com - Health | Rate Impact Measure Test | Fuel Substitution | 5952912.2125 | 6679164.3679 | 6608961.8068 | 5376372.9234 | 4949195.8236 | 5593098.7217 | 4304167.6063 | 4975881.9136 | 5593860.0047 | 6186697.5174 | 6696721.6117 | 7070517.8704 | 7361203.6555
Scenario 4: Reference ZEAS Phase In | SDG&E | Com | WaterHeat | Com - Health | Total Resource Cost Test | Energy Efficiency | 439229.891 | 473617.6096 | 438623.5753 | 473294.6985 | 504536.957 | 504206.8185 | 288371.0969 | 306247.4037 | 229691.449 | 249016.0945 | 321864.8988 | 334806.4435 | 350367.4654
Scenario 4: Reference ZEAS Phase In | SDG&E | Com | WaterHeat | Com - Health | Total Resource Cost Test | Fuel Substitution | 4687397.9748 | 5397416.2148 | 7117179.1967 | 6073103.7338 | 5511757.0765 | 5942898.9634 | 4836777.9197 | 5576265.3126 | 5593860.0047 | 6186697.5174 | 6696721.6117 | 7070517.8704 | 7361203.6555
Scenario 4: Reference ZEAS Phase In | SDG&E | Com | WaterHeat | Com - Lodging | Participant Cost Test | Energy Efficiency | 2514319.619 | 2500367.0131 | 2433650.2082 | 2435036.3555 | 2390804.2426 | 1688380.2099 | 389947.5608 | 381401.0535 | 99603.5105 | 85680.3546 | 121349.4114 | 88913.6792 | 52099.9634
Scenario 4: Reference ZEAS Phase In | SDG&E | Com | WaterHeat | Com - Lodging | Participant Cost Test | Fuel Substitution | 4480308.111 | 4908329.8264 | 5911464.3356 | 9360767.6482 | 13311684.2991 | 11118033.0978 | 10439569.1555 | 10575441.2878 | 8268242.3184 | 7397348.5972 | 6048804.5238 | 4334399.6445 | 2337321.6835
Scenario 4: Reference ZEAS Phase In | SDG&E | Com | WaterHeat | Com - Lodging | Program Administrator Cost Test | Energy Efficiency | 1271909.8048 | 1347963.6036 | 1353737.6348 | 1450473.3676 | 1527595.7059 | 1628884.7905 | 122059.5819 | 128525.6423 | 50139.3285 | 53011.748 | 104064.6005 | 109238.0817 | 114577.519
Scenario 4: Reference ZEAS Phase In | SDG&E | Com | WaterHeat | Com - Lodging | Program Administrator Cost Test | Fuel Substitution | 5260583.6635 | 6065586.3328 | 7945620.3265 | 6643685.4485 | 6114367.2662 | 6929721.7811 | 5333079.3454 | 6128056.3476 | 6830444.7153 | 7503917.1542 | 8064542.7442 | 8467141.431 | 8774572.1293
Scenario 4: Reference ZEAS Phase In | SDG&E | Com | WaterHeat | Com - Lodging | Rate Impact Measure Test | Energy Efficiency | 1271909.8048 | 1347963.6036 | 1353737.6348 | 1450473.3676 | 1527595.7059 | 1628884.7905 | 122059.5819 | 128525.6423 | 50139.3285 | 53011.748 | 104064.6005 | 109238.0817 | 114577.519
Scenario 4: Reference ZEAS Phase In | SDG&E | Com | WaterHeat | Com - Lodging | Rate Impact Measure Test | Fuel Substitution | 8091757.4697 | 9013800.3697 | 8853366.6247 | 7088015.5922 | 6539257.665 | 7327809.1434 | 5333079.3454 | 6128056.3476 | 6830444.7153 | 7503917.1542 | 8064542.7442 | 8467141.431 | 8774572.1293
Scenario 4: Reference ZEAS Phase In | SDG&E | Com | WaterHeat | Com - Lodging | Total Resource Cost Test | Energy Efficiency | 2751168.1016 | 2832590.6985 | 2821839.3212 | 2940775.5937 | 3015633.0315 | 2453867.3608 | 295416.5818 | 301197.7364 | 50139.3285 | 53011.748 | 104064.6005 | 109238.0817 | 114577.519
Scenario 4: Reference ZEAS Phase In | SDG&E | Com | WaterHeat | Com - Lodging | Total Resource Cost Test | Fuel Substitution | 9622990.8904 | 10843705.602 | 13686432.8574 | 11870781.2918 | 10498808.1047 | 9081713.6836 | 6922749.7794 | 7909955.4237 | 6830444.7153 | 7503917.1542 | 8064542.7442 | 8467141.431 | 8774572.1293
Scenario 4: Reference ZEAS Phase In | SDG&E | Com | WaterHeat | Com - Office (Large) | Participant Cost Test | Energy Efficiency | 590786.4086 | 591747.8642 | 577793.5627 | 568723.8521 | 553994.3895 | 502078.1769 | 381470.9195 | 358692.8496 | 207299.7882 | 178607.5004 | 191828.1613 | 137924.9898 | 77744.1252
Scenario 4: Reference ZEAS Phase In | SDG&E | Com | WaterHeat | Com - Office (Large) | Participant Cost Test | Fuel Substitution | 307044.3155 | 335753.7838 | 436852.5643 | 1123971.2579 | 1907075.5949 | 1779136.3002 | 1797912.5866 | 1803755.9645 | 1546542.6999 | 1382569.4329 | 1130318.4511 | 811962.1858 | 444613.8659
Scenario 4: Reference ZEAS Phase In | SDG&E | Com | WaterHeat | Com - Office (Large) | Program Administrator Cost Test | Energy Efficiency | 233260.7276 | 248974.8718 | 244523.7435 | 259237.5646 | 274112.9262 | 292002.0187 | 135232.5766 | 141361.8278 | 102399.8106 | 108249.6896 | 158241.9311 | 163921.4853 | 169502.7975
Scenario 4: Reference ZEAS Phase In | SDG&E | Com | WaterHeat | Com - Office (Large) | Program Administrator Cost Test | Fuel Substitution | 820079.9309 | 943512.0572 | 1300299.5367 | 997010.6749 | 837678.2029 | 946129.4666 | 977268.275 | 1119918.0525 | 1263977.273 | 1384396.0951 | 1482056.0238 | 1548559.6217 | 1595717.7759
Scenario 4: Reference ZEAS Phase In | SDG&E | Com | WaterHeat | Com - Office (Large) | Rate Impact Measure Test | Energy Efficiency | 233260.7276 | 248974.8718 | 244523.7435 | 259237.5646 | 274112.9262 | 292002.0187 | 135232.5766 | 141361.8278 | 102399.8106 | 108249.6896 | 158241.9311 | 163921.4853 | 169502.7975
Scenario 4: Reference ZEAS Phase In | SDG&E | Com | WaterHeat | Com - Office (Large) | Rate Impact Measure Test | Fuel Substitution | 1271373.7285 | 1411820.6463 | 1397023.5603 | 1015541.2778 | 855397.746 | 962733.0975 | 977268.275 | 1119918.0525 | 1263977.273 | 1384396.0951 | 1482056.0238 | 1548559.6217 | 1595717.7759
Scenario 4: Reference ZEAS Phase In | SDG&E | Com | WaterHeat | Com - Office (Large) | Total Resource Cost Test | Energy Efficiency | 381992.0794 | 396041.5796 | 386964.4219 | 399804.5809 | 412497.4821 | 393653.3711 | 202560.865 | 206400.5377 | 102399.8106 | 108249.6896 | 158241.9311 | 163921.4853 | 169502.7975
Scenario 4: Reference ZEAS Phase In | SDG&E | Com | WaterHeat | Com - Office (Large) | Total Resource Cost Test | Fuel Substitution | 1099026.6133 | 1248559.3115 | 1687406.8473 | 1340606.6196 | 1114817.0621 | 1105032.7579 | 1140244.4728 | 1301765.8304 | 1263977.273 | 1384396.0951 | 1482056.0238 | 1548559.6217 | 1595717.7759
Scenario 4: Reference ZEAS Phase In | SDG&E | Com | WaterHeat | Com - Office (Small) | Participant Cost Test | Energy Efficiency | 189160.3993 | 192523.0271 | 191999.1038 | 192186.1881 | 190996.9981 | 188328.0291 | 184068.5588 | 178267.5704 | 73534.151 | 63533.7774 | 113283.0597 | 83649.9025 | 50171.7657
Scenario 4: Reference ZEAS Phase In | SDG&E | Com | WaterHeat | Com - Office (Small) | Participant Cost Test | Fuel Substitution | 39665.6534 | 43478.3877 | 62351.7263 | 359929.0561 | 713562.9051 | 714790.8035 | 708321.9292 | 702971.2103 | 642952.1115 | 574635.4598 | 470404.1385 | 338892.0839 | 186536.1324
Scenario 4: Reference ZEAS Phase In | SDG&E | Com | WaterHeat | Com - Office (Small) | Program Administrator Cost Test | Energy Efficiency | 60789.9499 | 65215.7593 | 62979.7775 | 66927.172 | 71139.4442 | 75661.4169 | 80030.8281 | 84295.0467 | 36281.5922 | 38451.4044 | 97392.1042 | 102057.2778 | 106790.0245
Scenario 4: Reference ZEAS Phase In | SDG&E | Com | WaterHeat | Com - Office (Small) | Program Administrator Cost Test | Fuel Substitution | 357702.7491 | 412769.784 | 552977.989 | 423528.0235 | 356255.9135 | 404214.574 | 411811.666 | 470436.721 | 524963.5033 | 574697.5748 | 615808.9453 | 644833.3857 | 666552.5696
Scenario 4: Reference ZEAS Phase In | SDG&E | Com | WaterHeat | Com - Office (Small) | Rate Impact Measure Test | Energy Efficiency | 60789.9499 | 65215.7593 | 62979.7775 | 66927.172 | 71139.4442 | 75661.4169 | 80030.8281 | 84295.0467 | 36281.5922 | 38451.4044 | 97392.1042 | 102057.2778 | 106790.0245
Scenario 4: Reference ZEAS Phase In | SDG&E | Com | WaterHeat | Com - Office (Small) | Rate Impact Measure Test | Fuel Substitution | 558151.2887 | 621462.1634 | 599775.7316 | 431589.1992 | 363947.661 | 411406.6311 | 411811.666 | 470436.721 | 524963.5033 | 574697.5748 | 615808.9453 | 644833.3857 | 666552.5696
Scenario 4: Reference ZEAS Phase In | SDG&E | Com | WaterHeat | Com - Office (Small) | Total Resource Cost Test | Energy Efficiency | 88724.0842 | 93132.8482 | 90579.7052 | 94434.3153 | 98534.8833 | 102930.4585 | 107158.8157 | 111267.0273 | 36281.5922 | 38451.4044 | 97392.1042 | 102057.2778 | 106790.0245
Scenario 4: Reference ZEAS Phase In | SDG&E | Com | WaterHeat | Com - Office (Small) | Total Resource Cost Test | Fuel Substitution | 385161.3789 | 442868.4216 | 595296.76 | 455964.3962 | 374401.4776 | 423922.1944 | 430691.8214 | 491538.1277 | 524963.5033 | 574697.5748 | 615808.9453 | 644833.3857 | 666552.5696
Scenario 4: Reference ZEAS Phase In | SDG&E | Com | WaterHeat | Com - Other | Participant Cost Test | Energy Efficiency | 3407634.0955 | 3529243.77 | 3501041.6462 | 3531235.3141 | 3511474.3781 | 3391028.0784 | 3202112.3442 | 3037614.9646 | 2334933.052 | 2033990.7594 | 1793867.261 | 1310859.4325 | 735373.9082
Scenario 4: Reference ZEAS Phase In | SDG&E | Com | WaterHeat | Com - Other | Participant Cost Test | Fuel Substitution | 4525405.4792 | 4985204.0395 | 6318937.7456 | 15871392.8386 | 27521807.177 | 26435285.2839 | 26040266.0231 | 26305479.6156 | 21934250.0188 | 19726591.4059 | 16227175.9574 | 11721621.0991 | 6427731.0909
Scenario 4: Reference ZEAS Phase In | SDG&E | Com | WaterHeat | Com - Other | Program Administrator Cost Test | Energy Efficiency | 868706.4331 | 970703.638 | 852544.6387 | 938844.3143 | 1031224.5396 | 1136013.6963 | 1104089.469 | 1190311.7691 | 1166190.1483 | 1247472.2954 | 1460077.2008 | 1556589.715 | 1655480.1865
Scenario 4: Reference ZEAS Phase In | SDG&E | Com | WaterHeat | Com - Other | Program Administrator Cost Test | Fuel Substitution | 13212258.2598 | 15280977.1822 | 20241925.9228 | 16466350.5534 | 14835415.701 | 16865213.6856 | 13870755.8986 | 15966031.5489 | 17990476.5389 | 19834908.5567 | 21386756.1704 | 22516914.8021 | 23386118.6001
Scenario 4: Reference ZEAS Phase In | SDG&E | Com | WaterHeat | Com - Other | Rate Impact Measure Test | Energy Efficiency | 868706.4331 | 970703.638 | 852544.6387 | 938844.3143 | 1031224.5396 | 1136013.6963 | 1104089.469 | 1190311.7691 | 1166190.1483 | 1247472.2954 | 1460077.2008 | 1556589.715 | 1655480.1865
Scenario 4: Reference ZEAS Phase In | SDG&E | Com | WaterHeat | Com - Other | Rate Impact Measure Test | Fuel Substitution | 20558460.5335 | 22952548.705 | 22729201.5396 | 17459792.1747 | 15792207.8537 | 17768742.4884 | 13870755.8986 | 15966031.5489 | 17990476.5389 | 19834908.5567 | 21386756.1704 | 22516914.8021 | 23386118.6001
Scenario 4: Reference ZEAS Phase In | SDG&E | Com | WaterHeat | Com - Other | Total Resource Cost Test | Energy Efficiency | 1214398.3005 | 1331946.4496 | 1197865.1879 | 1297762.0893 | 1402938.7747 | 1459634.7687 | 1413847.008 | 1510206.8005 | 1166190.1483 | 1247472.2954 | 1460077.2008 | 1556589.715 | 1655480.1865
Scenario 4: Reference ZEAS Phase In | SDG&E | Com | WaterHeat | Com - Other | Total Resource Cost Test | Fuel Substitution | 17313278.1248 | 19795549.1777 | 25907867.1718 | 21680590.7009 | 19277053.1618 | 20102023.8687 | 16772100.6023 | 19221588.6042 | 17990476.5389 | 19834908.5567 | 21386756.1704 | 22516914.8021 | 23386118.6001
Scenario 4: Reference ZEAS Phase In | SDG&E | Com | WaterHeat | Com - Refrig. Warehouse | Participant Cost Test | Energy Efficiency | 3326.6235 | 3425.0944 | 3460.448 | 3433.7837 | 3375.8094 | 3268.8547 | 3066.3339 | 4417.403 | 2558.3644 | 2220.7665 | 3076.4395 | 2276.5014 | 1341.4629
Scenario 4: Reference ZEAS Phase In | SDG&E | Com | WaterHeat | Com - Refrig. Warehouse | Participant Cost Test | Fuel Substitution | 224.9428 | 246.1003 | 376.6615 | 3473.7416 | 7038.9523 | 7073.172 | 6861.8445 | 6816.6865 | 6309.9525 | 5628.4479 | 4602.5542 | 3301.0577 | 1785.0418
Scenario 4: Reference ZEAS Phase In | SDG&E | Com | WaterHeat | Com - Refrig. Warehouse | Program Administrator Cost Test | Energy Efficiency | 720.5874 | 806.0312 | 844.6433 | 924.2028 | 1015.7954 | 1117.8325 | 1099.6014 | 2177.0922 | 1272.4228 | 1357.3408 | 2613.8115 | 2773.5696 | 2937.1958
Scenario 4: Reference ZEAS Phase In | SDG&E | Com | WaterHeat | Com - Refrig. Warehouse | Program Administrator Cost Test | Fuel Substitution | 4168.9062 | 4782.406 | 6129.7956 | 5193.944 | 4776.9301 | 5404.1205 | 4087.6679 | 4688.8456 | 5206.8287 | 5701.628 | 6125.221 | 6431.4231 | 6667.0874
Scenario 4: Reference ZEAS Phase In | SDG&E | Com | WaterHeat | Com - Refrig. Warehouse | Rate Impact Measure Test | Energy Efficiency | 720.5874 | 806.0312 | 844.6433 | 924.2028 | 1015.7954 | 1117.8325 | 1099.6014 | 2177.0922 | 1272.4228 | 1357.3408 | 2613.8115 | 2773.5696 | 2937.1958
Scenario 4: Reference ZEAS Phase In | SDG&E | Com | WaterHeat | Com - Refrig. Warehouse | Rate Impact Measure Test | Fuel Substitution | 6255.4631 | 6943.836 | 6673.7055 | 5514.4059 | 5081.0787 | 5687.024 | 4087.6679 | 4688.8456 | 5206.8287 | 5701.628 | 6125.221 | 6431.4231 | 6667.0874
Scenario 4: Reference ZEAS Phase In | SDG&E | Com | WaterHeat | Com - Refrig. Warehouse | Total Resource Cost Test | Energy Efficiency | 747.2872 | 834.6547 | 874.0233 | 955.1991 | 1048.5292 | 1152.3402 | 1132.3472 | 2394.4277 | 1272.4228 | 1357.3408 | 2613.8115 | 2773.5696 | 2937.1958
Scenario 4: Reference ZEAS Phase In | SDG&E | Com | WaterHeat | Com - Refrig. Warehouse | Total Resource Cost Test | Fuel Substitution | 4291.1393 | 4915.5757 | 6307.2073 | 5340.7469 | 4877.5676 | 5512.6793 | 4160.7056 | 4770.8129 | 5206.8287 | 5701.628 | 6125.221 | 6431.4231 | 6667.0874
Scenario 4: Reference ZEAS Phase In | SDG&E | Com | WaterHeat | Com - Restaurant | Participant Cost Test | Energy Efficiency | 726514.6362 | 730664.5538 | 675359.1615 | 658800.7152 | 749776.5391 | 727830.4002 | 684096.5491 | 664766.3464 | 571807.5489 | 495852.796 | 424101.0537 | 309242.8892 | 173504.604
Scenario 4: Reference ZEAS Phase In | SDG&E | Com | WaterHeat | Com - Restaurant | Participant Cost Test | Fuel Substitution | 559542.3745 | 611208.439 | 1107310.3466 | 8984874.7344 | 17723117.1972 | 17722375.7492 | 17469237.5944 | 17319292.0447 | 16166934.7013 | 14476907.4004 | 11871773.653 | 8561532.8916 | 4705820.3562
Scenario 4: Reference ZEAS Phase In | SDG&E | Com | WaterHeat | Com - Restaurant | Program Administrator Cost Test | Energy Efficiency | 262773.0782 | 286072.655 | 174018.1025 | 186452.6883 | 236545.5924 | 259684.3985 | 255924.7888 | 291110.3362 | 294418.8672 | 313338.6047 | 353340.9484 | 375426.8997 | 397734.0991
Scenario 4: Reference ZEAS Phase In | SDG&E | Com | WaterHeat | Com - Restaurant | Program Administrator Cost Test | Fuel Substitution | 8727875.7286 | 10036804.188 | 13202638.6144 | 10329127.9688 | 8685696.5812 | 9861887.4207 | 10336883.9592 | 11822998.476 | 13221141.6002 | 14506845.2277 | 15581204.6805 | 16351473.6735 | 16934214.8819
Scenario 4: Reference ZEAS Phase In | SDG&E | Com | WaterHeat | Com - Restaurant | Rate Impact Measure Test | Energy Efficiency | 262773.0782 | 286072.655 | 174018.1025 | 186452.6883 | 236545.5924 | 259684.3985 | 255924.7888 | 291110.3362 | 294418.8672 | 313338.6047 | 353340.9484 | 375426.8997 | 397734.0991
Scenario 4: Reference ZEAS Phase In | SDG&E | Com | WaterHeat | Com - Restaurant | Rate Impact Measure Test | Fuel Substitution | 13184488.428 | 14657231.1155 | 13705903.137 | 10435116.4717 | 8786389.3621 | 9955495.3951 | 10336883.9592 | 11822998.476 | 13221141.6002 | 14506845.2277 | 15581204.6805 | 16351473.6735 | 16934214.8819
Scenario 4: Reference ZEAS Phase In | SDG&E | Com | WaterHeat | Com - Restaurant | Total Resource Cost Test | Energy Efficiency | 272651.0121 | 296276.9184 | 181398.4105 | 194017.6738 | 245602.5063 | 269143.0409 | 264991.3441 | 303493.6783 | 294418.8672 | 313338.6047 | 353340.9484 | 375426.8997 | 397734.0991
Scenario 4: Reference ZEAS Phase In | SDG&E | Com | WaterHeat | Com - Restaurant | Total Resource Cost Test | Fuel Substitution | 8983709.7801 | 10316270.2206 | 13591350.0096 | 10628028.6557 | 8855214.4041 | 10046261.8433 | 10520575.3729 | 12028554.4593 | 13221141.6002 | 14506845.2277 | 15581204.6805 | 16351473.6735 | 16934214.8819
Scenario 4: Reference ZEAS Phase In | SDG&E | Com | WaterHeat | Com - Retail | Participant Cost Test | Energy Efficiency | 437912.8676 | 442180.7228 | 440492.4857 | 438659.8841 | 433793.6199 | 426374.6376 | 417261.5833 | 406159.7036 | 113002.7931 | 95867.1766 | 195124.2292 | 143899.792 | 86852.7142
Scenario 4: Reference ZEAS Phase In | SDG&E | Com | WaterHeat | Com - Retail | Participant Cost Test | Fuel Substitution | 56910.7935 | 62205.7042 | 112781.1549 | 503477.1807 | 970007.0962 | 1104755.3695 | 1112673.6046 | 1134539.6026 | 726249.9232 | 640238.8468 | 520530.4734 | 372776.862 | 203824.5344
Scenario 4: Reference ZEAS Phase In | SDG&E | Com | WaterHeat | Com - Retail | Program Administrator Cost Test | Energy Efficiency | 107021.6964 | 114011.7013 | 114476.3602 | 121010.5899 | 127734.8461 | 135057.6887 | 141920.7717 | 148563.8545 | 55857.8816 | 58151.4073 | 169432.4301 | 176920.158 | 184585.5325
Scenario 4: Reference ZEAS Phase In | SDG&E | Com | WaterHeat | Com - Retail | Program Administrator Cost Test | Fuel Substitution | 406023.8997 | 467455.4362 | 617492.9098 | 463112.544 | 382151.737 | 433878.3217 | 475810.0255 | 540682.2052 | 593919.1753 | 641563.4207 | 683174.2913 | 711955.516 | 733466.4616
Scenario 4: Reference ZEAS Phase In | SDG&E | Com | WaterHeat | Com - Retail | Rate Impact Measure Test | Energy Efficiency | 107021.6964 | 114011.7013 | 114476.3602 | 121010.5899 | 127734.8461 | 135057.6887 | 141920.7717 | 148563.8545 | 55857.8816 | 58151.4073 | 169432.4301 | 176920.158 | 184585.5325
Scenario 4: Reference ZEAS Phase In | SDG&E | Com | WaterHeat | Com - Retail | Rate Impact Measure Test | Fuel Substitution | 641317.0954 | 711807.5389 | 664963.5658 | 464324.1979 | 383296.4727 | 434937.6384 | 475810.0255 | 540682.2052 | 593919.1753 | 641563.4207 | 683174.2913 | 711955.516 | 733466.4616
Scenario 4: Reference ZEAS Phase In | SDG&E | Com | WaterHeat | Com - Retail | Total Resource Cost Test | Energy Efficiency | 252160.1664 | 260125.1137 | 260378.7046 | 267453.0166 | 274456.2775 | 280993.2965 | 287941.3994 | 294561.3711 | 55857.8816 | 58151.4073 | 169432.4301 | 176920.158 | 184585.5325
Scenario 4: Reference ZEAS Phase In | SDG&E | Com | WaterHeat | Com - Retail | Total Resource Cost Test | Fuel Substitution | 449183.4391 | 514621.759 | 707832.7002 | 582172.4589 | 532843.6191 | 720891.2385 | 792823.3597 | 892585.6575 | 593919.1753 | 641563.4207 | 683174.2913 | 711955.516 | 733466.4616
Scenario 4: Reference ZEAS Phase In | SDG&E | Com | WaterHeat | Com - School | Participant Cost Test | Energy Efficiency | 394269.4108 | 402694.8223 | 381254.047 | 380471.3163 | 376344.0086 | 367331.6143 | 312573.7014 | 296856.9644 | 199490.5429 | 173448.511 | 171810.4202 | 125499.113 | 71822.7208
Scenario 4: Reference ZEAS Phase In | SDG&E | Com | WaterHeat | Com - School | Participant Cost Test | Fuel Substitution | 179154.2594 | 196398.9372 | 398907.2842 | 2544654.308 | 5004859.7118 | 5381164.4342 | 5413434.1311 | 5475116.6127 | 4419379.1286 | 3963717.6041 | 3254809.5896 | 2351844.9256 | 1301293.1425
Scenario 4: Reference ZEAS Phase In | SDG&E | Com | WaterHeat | Com - School | Program Administrator Cost Test | Energy Efficiency | 177113.9102 | 193666.5171 | 149800.8763 | 161157.1574 | 173680.5449 | 186951.4416 | 113382.3359 | 120294.5066 | 100403.5541 | 106986.0751 | 141982.0148 | 149548.7281 | 157113.5681
Scenario 4: Reference ZEAS Phase In | SDG&E | Com | WaterHeat | Com - School | Program Administrator Cost Test | Fuel Substitution | 2357489.6923 | 2721296.5459 | 3741511.3524 | 2882332.1529 | 2399413.3347 | 2715138.6167 | 2769251.9928 | 3178007.0494 | 3596249.2212 | 3948610.6593 | 4240288.2554 | 4445316.3993 | 4595430.5562
Scenario 4: Reference ZEAS Phase In | SDG&E | Com | WaterHeat | Com - School | Rate Impact Measure Test | Energy Efficiency | 177113.9102 | 193666.5171 | 149800.8763 | 161157.1574 | 173680.5449 | 186951.4416 | 113382.3359 | 120294.5066 | 100403.5541 | 106986.0751 | 141982.0148 | 149548.7281 | 157113.5681
Scenario 4: Reference ZEAS Phase In | SDG&E | Com | WaterHeat | Com - School | Rate Impact Measure Test | Fuel Substitution | 3592396.4408 | 4006466.681 | 3987932.5137 | 2945546.2333 | 2460152.8261 | 2772336.347 | 2769251.9928 | 3178007.0494 | 3596249.2212 | 3948610.6593 | 4240288.2554 | 4445316.3993 | 4595430.5562
Scenario 4: Reference ZEAS Phase In | SDG&E | Com | WaterHeat | Com - School | Total Resource Cost Test | Energy Efficiency | 224206.7217 | 241779.3952 | 194629.7929 | 206726.8242 | 220029.7289 | 234032.1188 | 153011.2433 | 160537.8648 | 100403.5541 | 106986.0751 | 141982.0148 | 149548.7281 | 157113.5681
Scenario 4: Reference ZEAS Phase In | SDG&E | Com | WaterHeat | Com - School | Total Resource Cost Test | Fuel Substitution | 2455029.1789 | 2828206.8657 | 3977676.3312 | 3190087.0479 | 2785218.5902 | 3494304.7219 | 3534914.8451 | 4033520.544 | 3596249.2212 | 3948610.6593 | 4240288.2554 | 4445316.3993 | 4595430.5562
Scenario 4: Reference ZEAS Phase In | SDG&E | Com | WaterHeat | Com - Warehouse | Participant Cost Test | Energy Efficiency | 209441.6617 | 213268.3967 | 216385.5884 | 219270.5836 | 221570.4642 | 222513.0942 | 220808.607 | 221877.894 | 23307.783 | 20277.9638 | 116164.9695 | 87741.8651 | 55528.5603
Scenario 4: Reference ZEAS Phase In | SDG&E | Com | WaterHeat | Com - Warehouse | Participant Cost Test | Fuel Substitution | 3555.9079 | 3888.0678 | 6766.9796 | 29573.7049 | 57562.9861 | 65458.3048 | 65448.9139 | 67203.137 | 45949.0314 | 41261.1888 | 33914.6256 | 24507.2394 | 13487.5188
Scenario 4: Reference ZEAS Phase In | SDG&E | Com | WaterHeat | Com - Warehouse | Program Administrator Cost Test | Energy Efficiency | 63340.5069 | 67397.9127 | 71166.6298 | 75575.0134 | 80195.7885 | 85158.1898 | 84682.756 | 89517.0491 | 11530.2192 | 12312.1836 | 104310.665 | 110117.2118 | 116222.8144
Scenario 4: Reference ZEAS Phase In | SDG&E | Com | WaterHeat | Com - Warehouse | Program Administrator Cost Test | Fuel Substitution | 31873.9351 | 36734.5694 | 47443.51 | 39848.3774 | 36770.6439 | 41674.9376 | 29227.5628 | 33589.6379 | 37602.3545 | 41381.4066 | 44560.6212 | 46881.1551 | 48683.6893
Scenario 4: Reference ZEAS Phase In | SDG&E | Com | WaterHeat | Com - Warehouse | Rate Impact Measure Test | Energy Efficiency | 63340.5069 | 67397.9127 | 71166.6298 | 75575.0134 | 80195.7885 | 85158.1898 | 84682.756 | 89517.0491 | 11530.2192 | 12312.1836 | 104310.665 | 110117.2118 | 116222.8144
Scenario 4: Reference ZEAS Phase In | SDG&E | Com | WaterHeat | Com - Warehouse | Rate Impact Measure Test | Fuel Substitution | 48846.2514 | 54399.6066 | 53908.0916 | 43235.4424 | 40023.1826 | 44737.7439 | 29227.5628 | 33589.6379 | 37602.3545 | 41381.4066 | 44560.6212 | 46881.1551 | 48683.6893
Scenario 4: Reference ZEAS Phase In | SDG&E | Com | WaterHeat | Com - Warehouse | Total Resource Cost Test | Energy Efficiency | 148641.3443 | 153386.5688 | 157714.3751 | 162705.487 | 167838.8161 | 172285.3305 | 171265.0975 | 176470.7864 | 11530.2192 | 12312.1836 | 104310.665 | 110117.2118 | 116222.8144
Scenario 4: Reference ZEAS Phase In | SDG&E | Com | WaterHeat | Com - Warehouse | Total Resource Cost Test | Fuel Substitution | 34330.112 | 39419.1026 | 52536.6483 | 46470.5981 | 45099.6297 | 57609.8124 | 45825.9761 | 52199.9777 | 37602.3545 | 41381.4066 | 44560.6212 | 46881.1551 | 48683.6893
Scenario 4: Reference ZEAS Phase In | SDG&E | Com | WholeBlg | Com - College | Participant Cost Test | Energy Efficiency | 143256.3697 | 147021.3243 | 150599.6025 | 153853.4216 | 158591.0231 | 168228.1523 | 178798.1785 | 187986.1065 | 197373.2027 | 207164.3742 | 215979.8086 | 220155.5769 | 222386.8199
Scenario 4: Reference ZEAS Phase In | SDG&E | Com | WholeBlg | Com - College | Program Administrator Cost Test | Energy Efficiency | 143256.3697 | 147021.3243 | 150599.6025 | 153853.4216 | 158591.0231 | 168228.1523 | 178798.1785 | 187986.1065 | 197373.2027 | 207164.3742 | 215979.8086 | 220155.5769 | 222386.8199
Scenario 4: Reference ZEAS Phase In | SDG&E | Com | WholeBlg | Com - College | Rate Impact Measure Test | Energy Efficiency | 143256.3697 | 147021.3243 | 150599.6025 | 153853.4216 | 158591.0231 | 168228.1523 | 178798.1785 | 187986.1065 | 197373.2027 | 207164.3742 | 215979.8086 | 220155.5769 | 222386.8199
Scenario 4: Reference ZEAS Phase In | SDG&E | Com | WholeBlg | Com - College | Total Resource Cost Test | Energy Efficiency | 143256.3697 | 147021.3243 | 150599.6025 | 153853.4216 | 158591.0231 | 168228.1523 | 178798.1785 | 187986.1065 | 197373.2027 | 207164.3742 | 215979.8086 | 220155.5769 | 222386.8199
Scenario 4: Reference ZEAS Phase In | SDG&E | Com | WholeBlg | Com - Grocery | Participant Cost Test | Energy Efficiency | 293396.4742 | 299482.4603 | 305260.8698 | 309930.8105 | 318046.5743 | 337949.4526 | 358643.7797 | 376471.853 | 394734.949 | 412860.7415 | 429168.5341 | 434610.5894 | 428407.2237
Scenario 4: Reference ZEAS Phase In | SDG&E | Com | WholeBlg | Com - Grocery | Program Administrator Cost Test | Energy Efficiency | 293396.4742 | 299482.4603 | 305260.8698 | 309930.8105 | 318046.5743 | 337949.4526 | 358643.7797 | 376471.853 | 394734.949 | 412860.7415 | 429168.5341 | 434610.5894 | 428407.2237
Scenario 4: Reference ZEAS Phase In | SDG&E | Com | WholeBlg | Com - Grocery | Rate Impact Measure Test | Energy Efficiency | 293396.4742 | 299482.4603 | 305260.8698 | 309930.8105 | 318046.5743 | 337949.4526 | 358643.7797 | 376471.853 | 394734.949 | 412860.7415 | 429168.5341 | 434610.5894 | 428407.2237
Scenario 4: Reference ZEAS Phase In | SDG&E | Com | WholeBlg | Com - Grocery | Total Resource Cost Test | Energy Efficiency | 293396.4742 | 299482.4603 | 305260.8698 | 309930.8105 | 318046.5743 | 337949.4526 | 358643.7797 | 376471.853 | 394734.949 | 412860.7415 | 429168.5341 | 434610.5894 | 428407.2237
Scenario 4: Reference ZEAS Phase In | SDG&E | Com | WholeBlg | Com - Health | Participant Cost Test | Energy Efficiency | 371182.8011 | 380509.0923 | 389212.0707 | 396660.7966 | 407929.925 | 432179.2496 | 457920.3086 | 479597.978 | 501777.9219 | 524844.2081 | 546034.3384 | 554599.0528 | 562024.083
Scenario 4: Reference ZEAS Phase In | SDG&E | Com | WholeBlg | Com - Health | Program Administrator Cost Test | Energy Efficiency | 371182.8011 | 380509.0923 | 389212.0707 | 396660.7966 | 407929.925 | 432179.2496 | 457920.3086 | 479597.978 | 501777.9219 | 524844.2081 | 546034.3384 | 554599.0528 | 562024.083
Scenario 4: Reference ZEAS Phase In | SDG&E | Com | WholeBlg | Com - Health | Rate Impact Measure Test | Energy Efficiency | 371182.8011 | 380509.0923 | 389212.0707 | 396660.7966 | 407929.925 | 432179.2496 | 457920.3086 | 479597.978 | 501777.9219 | 524844.2081 | 546034.3384 | 554599.0528 | 562024.083
Scenario 4: Reference ZEAS Phase In | SDG&E | Com | WholeBlg | Com - Health | Total Resource Cost Test | Energy Efficiency | 371182.8011 | 380509.0923 | 389212.0707 | 396660.7966 | 407929.925 | 432179.2496 | 457920.3086 | 479597.978 | 501777.9219 | 524844.2081 | 546034.3384 | 554599.0528 | 562024.083
Scenario 4: Reference ZEAS Phase In | SDG&E | Com | WholeBlg | Com - Lodging | Participant Cost Test | Energy Efficiency | 196149.6413 | 200149.6004 | 203863.31 | 207206.4114 | 212368.4867 | 223980.4605 | 236490.1397 | 246975.2295 | 257573.1074 | 268448.1081 | 277863.7284 | 281214.212 | 284724.3512
Scenario 4: Reference ZEAS Phase In | SDG&E | Com | WholeBlg | Com - Lodging | Program Administrator Cost Test | Energy Efficiency | 196149.6413 | 200149.6004 | 203863.31 | 207206.4114 | 212368.4867 | 223980.4605 | 236490.1397 | 246975.2295 | 257573.1074 | 268448.1081 | 277863.7284 | 281214.212 | 284724.3512
Scenario 4: Reference ZEAS Phase In | SDG&E | Com | WholeBlg | Com - Lodging | Rate Impact Measure Test | Energy Efficiency | 196149.6413 | 200149.6004 | 203863.31 | 207206.4114 | 212368.4867 | 223980.4605 | 236490.1397 | 246975.2295 | 257573.1074 | 268448.1081 | 277863.7284 | 281214.212 | 284724.3512
Scenario 4: Reference ZEAS Phase In | SDG&E | Com | WholeBlg | Com - Lodging | Total Resource Cost Test | Energy Efficiency | 196149.6413 | 200149.6004 | 203863.31 | 207206.4114 | 212368.4867 | 223980.4605 | 236490.1397 | 246975.2295 | 257573.1074 | 268448.1081 | 277863.7284 | 281214.212 | 284724.3512
Scenario 4: Reference ZEAS Phase In | SDG&E | Com | WholeBlg | Com - Office (Large) | Participant Cost Test | Energy Efficiency | 619685.7253 | 629895.628 | 638731.5416 | 645062.8291 | 657597.4307 | 692181.508 | 730275.8011 | 761102.6245 | 791853.2983 | 823285.356 | 849358.9443 | 855275.9764 | 868426.3753
Scenario 4: Reference ZEAS Phase In | SDG&E | Com | WholeBlg | Com - Office (Large) | Program Administrator Cost Test | Energy Efficiency | 619685.7253 | 629895.628 | 638731.5416 | 645062.8291 | 657597.4307 | 692181.508 | 730275.8011 | 761102.6245 | 791853.2983 | 823285.356 | 849358.9443 | 855275.9764 | 868426.3753
Scenario 4: Reference ZEAS Phase In | SDG&E | Com | WholeBlg | Com - Office (Large) | Rate Impact Measure Test | Energy Efficiency | 619685.7253 | 629895.628 | 638731.5416 | 645062.8291 | 657597.4307 | 692181.508 | 730275.8011 | 761102.6245 | 791853.2983 | 823285.356 | 849358.9443 | 855275.9764 | 868426.3753
Scenario 4: Reference ZEAS Phase In | SDG&E | Com | WholeBlg | Com - Office (Large) | Total Resource Cost Test | Energy Efficiency | 619685.7253 | 629895.628 | 638731.5416 | 645062.8291 | 657597.4307 | 692181.508 | 730275.8011 | 761102.6245 | 791853.2983 | 823285.356 | 849358.9443 | 855275.9764 | 868426.3753
Scenario 4: Reference ZEAS Phase In | SDG&E | Com | WholeBlg | Com - Office (Small) | Participant Cost Test | Energy Efficiency | 174453.8919 | 176245.5022 | 177776.092 | 178680.6532 | 181561.8469 | 191003.0358 | 201187.5129 | 209404.2694 | 217659.2545 | 226587.7567 | 233502.7611 | 234462.9005 | 234788.7938
Scenario 4: Reference ZEAS Phase In | SDG&E | Com | WholeBlg | Com - Office (Small) | Program Administrator Cost Test | Energy Efficiency | 174453.8919 | 176245.5022 | 177776.092 | 178680.6532 | 181561.8469 | 191003.0358 | 201187.5129 | 209404.2694 | 217659.2545 | 226587.7567 | 233502.7611 | 234462.9005 | 234788.7938
Scenario 4: Reference ZEAS Phase In | SDG&E | Com | WholeBlg | Com - Office (Small) | Rate Impact Measure Test | Energy Efficiency | 174453.8919 | 176245.5022 | 177776.092 | 178680.6532 | 181561.8469 | 191003.0358 | 201187.5129 | 209404.2694 | 217659.2545 | 226587.7567 | 233502.7611 | 234462.9005 | 234788.7938
Scenario 4: Reference ZEAS Phase In | SDG&E | Com | WholeBlg | Com - Office (Small) | Total Resource Cost Test | Energy Efficiency | 174453.8919 | 176245.5022 | 177776.092 | 178680.6532 | 181561.8469 | 191003.0358 | 201187.5129 | 209404.2694 | 217659.2545 | 226587.7567 | 233502.7611 | 234462.9005 | 234788.7938
Scenario 4: Reference ZEAS Phase In | SDG&E | Com | WholeBlg | Com - Other | Participant Cost Test | Energy Efficiency | 368711.5066 | 377841.5479 | 386505.4897 | 394535.2264 | 406170.0235 | 429677.8828 | 455669.4074 | 478046.6345 | 500867.2646 | 524387.2343 | 545554.0609 | 555827.1581 | 568418.1496
Scenario 4: Reference ZEAS Phase In | SDG&E | Com | WholeBlg | Com - Other | Program Administrator Cost Test | Energy Efficiency | 368711.5066 | 377841.5479 | 386505.4897 | 394535.2264 | 406170.0235 | 429677.8828 | 455669.4074 | 478046.6345 | 500867.2646 | 524387.2343 | 545554.0609 | 555827.1581 | 568418.1496
Scenario 4: Reference ZEAS Phase In | SDG&E | Com | WholeBlg | Com - Other | Rate Impact Measure Test | Energy Efficiency | 368711.5066 | 377841.5479 | 386505.4897 | 394535.2264 | 406170.0235 | 429677.8828 | 455669.4074 | 478046.6345 | 500867.2646 | 524387.2343 | 545554.0609 | 555827.1581 | 568418.1496
Scenario 4: Reference ZEAS Phase In | SDG&E | Com | WholeBlg | Com - Other | Total Resource Cost Test | Energy Efficiency | 368711.5066 | 377841.5479 | 386505.4897 | 394535.2264 | 406170.0235 | 429677.8828 | 455669.4074 | 478046.6345 | 500867.2646 | 524387.2343 | 545554.0609 | 555827.1581 | 568418.1496
Scenario 4: Reference ZEAS Phase In | SDG&E | Com | WholeBlg | Com - Refrig. Warehouse | Participant Cost Test | Energy Efficiency | 6514.0223 | 6776.5578 | 7041.6266 | 7296.5287 | 7613.1099 | 8158.1396 | 8720.2451 | 9230.3585 | 9764.7781 | 10305.7546 | 10822.1801 | 11077.1703 | 10978.1957
Scenario 4: Reference ZEAS Phase In | SDG&E | Com | WholeBlg | Com - Refrig. Warehouse | Program Administrator Cost Test | Energy Efficiency | 6514.0223 | 6776.5578 | 7041.6266 | 7296.5287 | 7613.1099 | 8158.1396 | 8720.2451 | 9230.3585 | 9764.7781 | 10305.7546 | 10822.1801 | 11077.1703 | 10978.1957
Scenario 4: Reference ZEAS Phase In | SDG&E | Com | WholeBlg | Com - Refrig. Warehouse | Rate Impact Measure Test | Energy Efficiency | 6514.0223 | 6776.5578 | 7041.6266 | 7296.5287 | 7613.1099 | 8158.1396 | 8720.2451 | 9230.3585 | 9764.7781 | 10305.7546 | 10822.1801 | 11077.1703 | 10978.1957
Scenario 4: Reference ZEAS Phase In | SDG&E | Com | WholeBlg | Com - Refrig. Warehouse | Total Resource Cost Test | Energy Efficiency | 6514.0223 | 6776.5578 | 7041.6266 | 7296.5287 | 7613.1099 | 8158.1396 | 8720.2451 | 9230.3585 | 9764.7781 | 10305.7546 | 10822.1801 | 11077.1703 | 10978.1957
Scenario 4: Reference ZEAS Phase In | SDG&E | Com | WholeBlg | Com - Restaurant | Participant Cost Test | Energy Efficiency | 1855478.8526 | 2071779.7768 | 2279437.9806 | 211461.3302 | 217716.4211 | 230831.9639 | 244608.0035 | 256746.8949 | 269266.1323 | 281784.272 | 293357.1721 | 298602.761 | 298151.3452
Scenario 4: Reference ZEAS Phase In | SDG&E | Com | WholeBlg | Com - Restaurant | Program Administrator Cost Test | Energy Efficiency | 478085.5388 | 522985.6696 | 565265.4581 | 211461.3302 | 217716.4211 | 230831.9639 | 244608.0035 | 256746.8949 | 269266.1323 | 281784.272 | 293357.1721 | 298602.761 | 298151.3452
Scenario 4: Reference ZEAS Phase In | SDG&E | Com | WholeBlg | Com - Restaurant | Rate Impact Measure Test | Energy Efficiency | 478085.5388 | 522985.6696 | 565265.4581 | 211461.3302 | 217716.4211 | 230831.9639 | 244608.0035 | 256746.8949 | 269266.1323 | 281784.272 | 293357.1721 | 298602.761 | 298151.3452
Scenario 4: Reference ZEAS Phase In | SDG&E | Com | WholeBlg | Com - Restaurant | Total Resource Cost Test | Energy Efficiency | 478085.5388 | 522985.6696 | 565265.4581 | 211461.3302 | 217716.4211 | 230831.9639 | 244608.0035 | 256746.8949 | 269266.1323 | 281784.272 | 293357.1721 | 298602.761 | 298151.3452
Scenario 4: Reference ZEAS Phase In | SDG&E | Com | WholeBlg | Com - Retail | Participant Cost Test | Energy Efficiency | 6445356.8838 | 7380536.6409 | 8237464.944 | 8902662.2385 | 9194245.3632 | 9364389.805 | 9234542.9006 | 8792324.8977 | 8070484.7386 | 7127816.0446 | 5958460.2929 | 4592511.6444 | 3042509.3207
Scenario 4: Reference ZEAS Phase In | SDG&E | Com | WholeBlg | Com - Retail | Program Administrator Cost Test | Energy Efficiency | 2018296.0871 | 2387924.8382 | 2772505.0377 | 3150871.8457 | 3483181.6693 | 3917857.3986 | 4334515.6001 | 4695598.5401 | 5019937.7398 | 5330005.2875 | 5600675.065 | 5820979.7703 | 6063433.2629
Scenario 4: Reference ZEAS Phase In | SDG&E | Com | WholeBlg | Com - Retail | Rate Impact Measure Test | Energy Efficiency | 2018296.0871 | 2387924.8382 | 2772505.0377 | 3150871.8457 | 3483181.6693 | 3917857.3986 | 4334515.6001 | 4695598.5401 | 5019937.7398 | 5330005.2875 | 5600675.065 | 5820979.7703 | 6063433.2629
Scenario 4: Reference ZEAS Phase In | SDG&E | Com | WholeBlg | Com - Retail | Total Resource Cost Test | Energy Efficiency | 2018296.0871 | 2387924.8382 | 2772505.0377 | 3150871.8457 | 3483181.6693 | 3917857.3986 | 4334515.6001 | 4695598.5401 | 5019937.7398 | 5330005.2875 | 5600675.065 | 5820979.7703 | 6063433.2629
Scenario 4: Reference ZEAS Phase In | SDG&E | Com | WholeBlg | Com - School | Participant Cost Test | Energy Efficiency | 115280.4373 | 117330.3825 | 119205.5404 | 120809.1822 | 123651.0585 | 130536.7289 | 138263.9127 | 144728.9374 | 151242.8071 | 157950.7123 | 163736.7412 | 165761.2861 | 168111.4307
Scenario 4: Reference ZEAS Phase In | SDG&E | Com | WholeBlg | Com - School | Program Administrator Cost Test | Energy Efficiency | 115280.4373 | 117330.3825 | 119205.5404 | 120809.1822 | 123651.0585 | 130536.7289 | 138263.9127 | 144728.9374 | 151242.8071 | 157950.7123 | 163736.7412 | 165761.2861 | 168111.4307
Scenario 4: Reference ZEAS Phase In | SDG&E | Com | WholeBlg | Com - School | Rate Impact Measure Test | Energy Efficiency | 115280.4373 | 117330.3825 | 119205.5404 | 120809.1822 | 123651.0585 | 130536.7289 | 138263.9127 | 144728.9374 | 151242.8071 | 157950.7123 | 163736.7412 | 165761.2861 | 168111.4307
Scenario 4: Reference ZEAS Phase In | SDG&E | Com | WholeBlg | Com - School | Total Resource Cost Test | Energy Efficiency | 115280.4373 | 117330.3825 | 119205.5404 | 120809.1822 | 123651.0585 | 130536.7289 | 138263.9127 | 144728.9374 | 151242.8071 | 157950.7123 | 163736.7412 | 165761.2861 | 168111.4307
Scenario 4: Reference ZEAS Phase In | SDG&E | Com | WholeBlg | Com - Warehouse | Participant Cost Test | Energy Efficiency | 113688.6302 | 116589.0744 | 119389.3015 | 121978.9652 | 125725.5083 | 133286.9283 | 141448.0223 | 148505.8948 | 155741.4077 | 163118.7991 | 169810.356 | 172910.5597 | 176618.2497
Scenario 4: Reference ZEAS Phase In | SDG&E | Com | WholeBlg | Com - Warehouse | Program Administrator Cost Test | Energy Efficiency | 113688.6302 | 116589.0744 | 119389.3015 | 121978.9652 | 125725.5083 | 133286.9283 | 141448.0223 | 148505.8948 | 155741.4077 | 163118.7991 | 169810.356 | 172910.5597 | 176618.2497
Scenario 4: Reference ZEAS Phase In | SDG&E | Com | WholeBlg | Com - Warehouse | Rate Impact Measure Test | Energy Efficiency | 113688.6302 | 116589.0744 | 119389.3015 | 121978.9652 | 125725.5083 | 133286.9283 | 141448.0223 | 148505.8948 | 155741.4077 | 163118.7991 | 169810.356 | 172910.5597 | 176618.2497
Scenario 4: Reference ZEAS Phase In | SDG&E | Com | WholeBlg | Com - Warehouse | Total Resource Cost Test | Energy Efficiency | 113688.6302 | 116589.0744 | 119389.3015 | 121978.9652 | 125725.5083 | 133286.9283 | 141448.0223 | 148505.8948 | 155741.4077 | 163118.7991 | 169810.356 | 172910.5597 | 176618.2497
Scenario 4: Reference ZEAS Phase In | SDG&E | Ind | WholeBlg | Ind - All Other Industrial | Participant Cost Test | Energy Efficiency | 142737.4271 | 144786.0632 | 146252.8534 | 147268.1852 | 149270.0523 | 155237.1538 | 162656.7555 | 169491.7042 | 176437.1992 | 183624.2924 | 190736.2524 | 195906.7735 | 201610.7364
Scenario 4: Reference ZEAS Phase In | SDG&E | Ind | WholeBlg | Ind - All Other Industrial | Program Administrator Cost Test | Energy Efficiency | 142737.4271 | 144786.0632 | 146252.8534 | 147268.1852 | 149270.0523 | 155237.1538 | 162656.7555 | 169491.7042 | 176437.1992 | 183624.2924 | 190736.2524 | 195906.7735 | 201610.7364
Scenario 4: Reference ZEAS Phase In | SDG&E | Ind | WholeBlg | Ind - All Other Industrial | Rate Impact Measure Test | Energy Efficiency | 142737.4271 | 144786.0632 | 146252.8534 | 147268.1852 | 149270.0523 | 155237.1538 | 162656.7555 | 169491.7042 | 176437.1992 | 183624.2924 | 190736.2524 | 195906.7735 | 201610.7364
Scenario 4: Reference ZEAS Phase In | SDG&E | Ind | WholeBlg | Ind - All Other Industrial | Total Resource Cost Test | Energy Efficiency | 142737.4271 | 144786.0632 | 146252.8534 | 147268.1852 | 149270.0523 | 155237.1538 | 162656.7555 | 169491.7042 | 176437.1992 | 183624.2924 | 190736.2524 | 195906.7735 | 201610.7364
Scenario 4: Reference ZEAS Phase In | SDG&E | Ind | WholeBlg | Ind - Chemicals | Participant Cost Test | Energy Efficiency | 165920.527 | 169511.8865 | 172460.0225 | 174801.7866 | 178222.7285 | 186161.4184 | 195688.2105 | 204420.3635 | 213317.9822 | 222469.2233 | 231454.9751 | 238059.7458 | 245188.9565
Scenario 4: Reference ZEAS Phase In | SDG&E | Ind | WholeBlg | Ind - Chemicals | Program Administrator Cost Test | Energy Efficiency | 165920.527 | 169511.8865 | 172460.0225 | 174801.7866 | 178222.7285 | 186161.4184 | 195688.2105 | 204420.3635 | 213317.9822 | 222469.2233 | 231454.9751 | 238059.7458 | 245188.9565
Scenario 4: Reference ZEAS Phase In | SDG&E | Ind | WholeBlg | Ind - Chemicals | Rate Impact Measure Test | Energy Efficiency | 165920.527 | 169511.8865 | 172460.0225 | 174801.7866 | 178222.7285 | 186161.4184 | 195688.2105 | 204420.3635 | 213317.9822 | 222469.2233 | 231454.9751 | 238059.7458 | 245188.9565
Scenario 4: Reference ZEAS Phase In | SDG&E | Ind | WholeBlg | Ind - Chemicals | Total Resource Cost Test | Energy Efficiency | 165920.527 | 169511.8865 | 172460.0225 | 174801.7866 | 178222.7285 | 186161.4184 | 195688.2105 | 204420.3635 | 213317.9822 | 222469.2233 | 231454.9751 | 238059.7458 | 245188.9565
Scenario 4: Reference ZEAS Phase In | SDG&E | Ind | WholeBlg | Ind - Electronics | Participant Cost Test | Energy Efficiency | 354666.3184 | 358153.9445 | 359426.0931 | 358379.2286 | 360296.5004 | 376633.9734 | 398267.416 | 417339.241 | 436308.8653 | 455521.082 | 473616.1528 | 483150.8543 | 493675.3987
Scenario 4: Reference ZEAS Phase In | SDG&E | Ind | WholeBlg | Ind - Electronics | Program Administrator Cost Test | Energy Efficiency | 354666.3184 | 358153.9445 | 359426.0931 | 358379.2286 | 360296.5004 | 376633.9734 | 398267.416 | 417339.241 | 436308.8653 | 455521.082 | 473616.1528 | 483150.8543 | 493675.3987
Scenario 4: Reference ZEAS Phase In | SDG&E | Ind | WholeBlg | Ind - Electronics | Rate Impact Measure Test | Energy Efficiency | 354666.3184 | 358153.9445 | 359426.0931 | 358379.2286 | 360296.5004 | 376633.9734 | 398267.416 | 417339.241 | 436308.8653 | 455521.082 | 473616.1528 | 483150.8543 | 493675.3987
Scenario 4: Reference ZEAS Phase In | SDG&E | Ind | WholeBlg | Ind - Electronics | Total Resource Cost Test | Energy Efficiency | 354666.3184 | 358153.9445 | 359426.0931 | 358379.2286 | 360296.5004 | 376633.9734 | 398267.416 | 417339.241 | 436308.8653 | 455521.082 | 473616.1528 | 483150.8543 | 493675.3987
Scenario 4: Reference ZEAS Phase In | SDG&E | Ind | WholeBlg | Ind - Fabricated Metals | Participant Cost Test | Energy Efficiency | 68135.4564 | 68997.7422 | 69539.9446 | 69541.9042 | 69968.5788 | 72611.3132 | 75987.6662 | 78903.2348 | 81780.8577 | 84689.5968 | 87402.3701 | 88799.722 | 90337.9682
Scenario 4: Reference ZEAS Phase In | SDG&E | Ind | WholeBlg | Ind - Fabricated Metals | Program Administrator Cost Test | Energy Efficiency | 68135.4564 | 68997.7422 | 69539.9446 | 69541.9042 | 69968.5788 | 72611.3132 | 75987.6662 | 78903.2348 | 81780.8577 | 84689.5968 | 87402.3701 | 88799.722 | 90337.9682
Scenario 4: Reference ZEAS Phase In | SDG&E | Ind | WholeBlg | Ind - Fabricated Metals | Rate Impact Measure Test | Energy Efficiency | 68135.4564 | 68997.7422 | 69539.9446 | 69541.9042 | 69968.5788 | 72611.3132 | 75987.6662 | 78903.2348 | 81780.8577 | 84689.5968 | 87402.3701 | 88799.722 | 90337.9682
Scenario 4: Reference ZEAS Phase In | SDG&E | Ind | WholeBlg | Ind - Fabricated Metals | Total Resource Cost Test | Energy Efficiency | 68135.4564 | 68997.7422 | 69539.9446 | 69541.9042 | 69968.5788 | 72611.3132 | 75987.6662 | 78903.2348 | 81780.8577 | 84689.5968 | 87402.3701 | 88799.722 | 90337.9682
Scenario 4: Reference ZEAS Phase In | SDG&E | Ind | WholeBlg | Ind - Food | Participant Cost Test | Energy Efficiency | 251503.2105 | 254713.4052 | 257072.4925 | 258762.362 | 261982.8013 | 271439.5442 | 283135.4236 | 293824.5808 | 304635.0516 | 315762.4729 | 326630.5117 | 334387.5527 | 342841.0018
Scenario 4: Reference ZEAS Phase In | SDG&E | Ind | WholeBlg | Ind - Food | Program Administrator Cost Test | Energy Efficiency | 251503.2105 | 254713.4052 | 257072.4925 | 258762.362 | 261982.8013 | 271439.5442 | 283135.4236 | 293824.5808 | 304635.0516 | 315762.4729 | 326630.5117 | 334387.5527 | 342841.0018
Scenario 4: Reference ZEAS Phase In | SDG&E | Ind | WholeBlg | Ind - Food | Rate Impact Measure Test | Energy Efficiency | 251503.2105 | 254713.4052 | 257072.4925 | 258762.362 | 261982.8013 | 271439.5442 | 283135.4236 | 293824.5808 | 304635.0516 | 315762.4729 | 326630.5117 | 334387.5527 | 342841.0018
Scenario 4: Reference ZEAS Phase In | SDG&E | Ind | WholeBlg | Ind - Food | Total Resource Cost Test | Energy Efficiency | 251503.2105 | 254713.4052 | 257072.4925 | 258762.362 | 261982.8013 | 271439.5442 | 283135.4236 | 293824.5808 | 304635.0516 | 315762.4729 | 326630.5117 | 334387.5527 | 342841.0018
Scenario 4: Reference ZEAS Phase In | SDG&E | Ind | WholeBlg | Ind - Industrial Machinery | Participant Cost Test | Energy Efficiency | 250363.1663 | 260587.1107 | 270856.883 | 279614.8011 | 288925.6307 | 302402.0492 | 317789.018 | 332895.2104 | 348577.753 | 365055.6536 | 381701.6057 | 396389.6749 | 411890.0403
Scenario 4: Reference ZEAS Phase In | SDG&E | Ind | WholeBlg | Ind - Industrial Machinery | Program Administrator Cost Test | Energy Efficiency | 250363.1663 | 260587.1107 | 270856.883 | 279614.8011 | 288925.6307 | 302402.0492 | 317789.018 | 332895.2104 | 348577.753 | 365055.6536 | 381701.6057 | 396389.6749 | 411890.0403
Scenario 4: Reference ZEAS Phase In | SDG&E | Ind | WholeBlg | Ind - Industrial Machinery | Rate Impact Measure Test | Energy Efficiency | 250363.1663 | 260587.1107 | 270856.883 | 279614.8011 | 288925.6307 | 302402.0492 | 317789.018 | 332895.2104 | 348577.753 | 365055.6536 | 381701.6057 | 396389.6749 | 411890.0403
Scenario 4: Reference ZEAS Phase In | SDG&E | Ind | WholeBlg | Ind - Industrial Machinery | Total Resource Cost Test | Energy Efficiency | 250363.1663 | 260587.1107 | 270856.883 | 279614.8011 | 288925.6307 | 302402.0492 | 317789.018 | 332895.2104 | 348577.753 | 365055.6536 | 381701.6057 | 396389.6749 | 411890.0403
Scenario 4: Reference ZEAS Phase In | SDG&E | Ind | WholeBlg | Ind - Lumber & Furniture | Participant Cost Test | Energy Efficiency | 6644.6602 | 6562.837 | 6431.504 | 6251.6543 | 6135.1138 | 6308.3544 | 6571.5755 | 6767.7291 | 6949.1282 | 7122.6053 | 7262.6333 | 7225.0151 | 7196.9312
Scenario 4: Reference ZEAS Phase In | SDG&E | Ind | WholeBlg | Ind - Lumber & Furniture | Program Administrator Cost Test | Energy Efficiency | 6644.6602 | 6562.837 | 6431.504 | 6251.6543 | 6135.1138 | 6308.3544 | 6571.5755 | 6767.7291 | 6949.1282 | 7122.6053 | 7262.6333 | 7225.0151 | 7196.9312
Scenario 4: Reference ZEAS Phase In | SDG&E | Ind | WholeBlg | Ind - Lumber & Furniture | Rate Impact Measure Test | Energy Efficiency | 6644.6602 | 6562.837 | 6431.504 | 6251.6543 | 6135.1138 | 6308.3544 | 6571.5755 | 6767.7291 | 6949.1282 | 7122.6053 | 7262.6333 | 7225.0151 | 7196.9312
Scenario 4: Reference ZEAS Phase In | SDG&E | Ind | WholeBlg | Ind - Lumber & Furniture | Total Resource Cost Test | Energy Efficiency | 6644.6602 | 6562.837 | 6431.504 | 6251.6543 | 6135.1138 | 6308.3544 | 6571.5755 | 6767.7291 | 6949.1282 | 7122.6053 | 7262.6333 | 7225.0151 | 7196.9312
Scenario 4: Reference ZEAS Phase In | SDG&E | Ind | WholeBlg | Ind - Paper | Participant Cost Test | Energy Efficiency | 7532.3531 | 7317.6453 | 7037.7951 | 6711.521 | 6464.4379 | 6580.7754 | 6814.8964 | 6964.5258 | 7097.4713 | 7221.1428 | 7300.0021 | 7152.5794 | 7012.9222
Scenario 4: Reference ZEAS Phase In | SDG&E | Ind | WholeBlg | Ind - Paper | Program Administrator Cost Test | Energy Efficiency | 7532.3531 | 7317.6453 | 7037.7951 | 6711.521 | 6464.4379 | 6580.7754 | 6814.8964 | 6964.5258 | 7097.4713 | 7221.1428 | 7300.0021 | 7152.5794 | 7012.9222
Scenario 4: Reference ZEAS Phase In | SDG&E | Ind | WholeBlg | Ind - Paper | Rate Impact Measure Test | Energy Efficiency | 7532.3531 | 7317.6453 | 7037.7951 | 6711.521 | 6464.4379 | 6580.7754 | 6814.8964 | 6964.5258 | 7097.4713 | 7221.1428 | 7300.0021 | 7152.5794 | 7012.9222
Scenario 4: Reference ZEAS Phase In | SDG&E | Ind | WholeBlg | Ind - Paper | Total Resource Cost Test | Energy Efficiency | 7532.3531 | 7317.6453 | 7037.7951 | 6711.521 | 6464.4379 | 6580.7754 | 6814.8964 | 6964.5258 | 7097.4713 | 7221.1428 | 7300.0021 | 7152.5794 | 7012.9222
Scenario 4: Reference ZEAS Phase In | SDG&E | Ind | WholeBlg | Ind - Petroleum | Participant Cost Test | Energy Efficiency | 4445.4282 | 4341.6473 | 4200.7532 | 4022.9771 | 3890.9325 | 3980.8403 | 4142.1092 | 4250.0707 | 4344.1993 | 4428.9803 | 4484.8151 | 4404.4166 | 4328.979
Scenario 4: Reference ZEAS Phase In | SDG&E | Ind | WholeBlg | Ind - Petroleum | Program Administrator Cost Test | Energy Efficiency | 4445.4282 | 4341.6473 | 4200.7532 | 4022.9771 | 3890.9325 | 3980.8403 | 4142.1092 | 4250.0707 | 4344.1993 | 4428.9803 | 4484.8151 | 4404.4166 | 4328.979
Scenario 4: Reference ZEAS Phase In | SDG&E | Ind | WholeBlg | Ind - Petroleum | Rate Impact Measure Test | Energy Efficiency | 4445.4282 | 4341.6473 | 4200.7532 | 4022.9771 | 3890.9325 | 3980.8403 | 4142.1092 | 4250.0707 | 4344.1993 | 4428.9803 | 4484.8151 | 4404.4166 | 4328.979
Scenario 4: Reference ZEAS Phase In | SDG&E | Ind | WholeBlg | Ind - Petroleum | Total Resource Cost Test | Energy Efficiency | 4445.4282 | 4341.6473 | 4200.7532 | 4022.9771 | 3890.9325 | 3980.8403 | 4142.1092 | 4250.0707 | 4344.1993 | 4428.9803 | 4484.8151 | 4404.4166 | 4328.979
Scenario 4: Reference ZEAS Phase In | SDG&E | Ind | WholeBlg | Ind - Plastics | Participant Cost Test | Energy Efficiency | 47462.0047 | 48480.2606 | 49276.9447 | 49857.1441 | 50850.2595 | 53376.68 | 56329.1784 | 58860.6756 | 61460.0811 | 64146.3256 | 66765.5175 | 68533.9048 | 70445.7968
Scenario 4: Reference ZEAS Phase In | SDG&E | Ind | WholeBlg | Ind - Plastics | Program Administrator Cost Test | Energy Efficiency | 47462.0047 | 48480.2606 | 49276.9447 | 49857.1441 | 50850.2595 | 53376.68 | 56329.1784 | 58860.6756 | 61460.0811 | 64146.3256 | 66765.5175 | 68533.9048 | 70445.7968
Scenario 4: Reference ZEAS Phase In | SDG&E | Ind | WholeBlg | Ind - Plastics | Rate Impact Measure Test | Energy Efficiency | 47462.0047 | 48480.2606 | 49276.9447 | 49857.1441 | 50850.2595 | 53376.68 | 56329.1784 | 58860.6756 | 61460.0811 | 64146.3256 | 66765.5175 | 68533.9048 | 70445.7968
Scenario 4: Reference ZEAS Phase In | SDG&E | Ind | WholeBlg | Ind - Plastics | Total Resource Cost Test | Energy Efficiency | 47462.0047 | 48480.2606 | 49276.9447 | 49857.1441 | 50850.2595 | 53376.68 | 56329.1784 | 58860.6756 | 61460.0811 | 64146.3256 | 66765.5175 | 68533.9048 | 70445.7968
Scenario 4: Reference ZEAS Phase In | SDG&E | Ind | WholeBlg | Ind - Primary Metals | Participant Cost Test | Energy Efficiency | 98127.3997 | 102820.8484 | 107715.7978 | 112738.9367 | 118100.322 | 124246.7922 | 130904.4193 | 137830.9891 | 145133.0468 | 152853.5464 | 160926.2253 | 169108.4519 | 177787.5428
Scenario 4: Reference ZEAS Phase In | SDG&E | Ind | WholeBlg | Ind - Primary Metals | Program Administrator Cost Test | Energy Efficiency | 98127.3997 | 102820.8484 | 107715.7978 | 112738.9367 | 118100.322 | 124246.7922 | 130904.4193 | 137830.9891 | 145133.0468 | 152853.5464 | 160926.2253 | 169108.4519 | 177787.5428
Scenario 4: Reference ZEAS Phase In | SDG&E | Ind | WholeBlg | Ind - Primary Metals | Rate Impact Measure Test | Energy Efficiency | 98127.3997 | 102820.8484 | 107715.7978 | 112738.9367 | 118100.322 | 124246.7922 | 130904.4193 | 137830.9891 | 145133.0468 | 152853.5464 | 160926.2253 | 169108.4519 | 177787.5428
Scenario 4: Reference ZEAS Phase In | SDG&E | Ind | WholeBlg | Ind - Primary Metals | Total Resource Cost Test | Energy Efficiency | 98127.3997 | 102820.8484 | 107715.7978 | 112738.9367 | 118100.322 | 124246.7922 | 130904.4193 | 137830.9891 | 145133.0468 | 152853.5464 | 160926.2253 | 169108.4519 | 177787.5428
Scenario 4: Reference ZEAS Phase In | SDG&E | Ind | WholeBlg | Ind - Printing & Publishing | Participant Cost Test | Energy Efficiency | 44190.945 | 43662.4596 | 42818.9834 | 41671.2333 | 40929.9207 | 42134.4734 | 43984.5585 | 45400.8046 | 46734.3126 | 48022.8418 | 49087.4784 | 48982.8593 | 48954.3588
Scenario 4: Reference ZEAS Phase In | SDG&E | Ind | WholeBlg | Ind - Printing & Publishing | Program Administrator Cost Test | Energy Efficiency | 44190.945 | 43662.4596 | 42818.9834 | 41671.2333 | 40929.9207 | 42134.4734 | 43984.5585 | 45400.8046 | 46734.3126 | 48022.8418 | 49087.4784 | 48982.8593 | 48954.3588
Scenario 4: Reference ZEAS Phase In | SDG&E | Ind | WholeBlg | Ind - Printing & Publishing | Rate Impact Measure Test | Energy Efficiency | 44190.945 | 43662.4596 | 42818.9834 | 41671.2333 | 40929.9207 | 42134.4734 | 43984.5585 | 45400.8046 | 46734.3126 | 48022.8418 | 49087.4784 | 48982.8593 | 48954.3588
Scenario 4: Reference ZEAS Phase In | SDG&E | Ind | WholeBlg | Ind - Printing & Publishing | Total Resource Cost Test | Energy Efficiency | 44190.945 | 43662.4596 | 42818.9834 | 41671.2333 | 40929.9207 | 42134.4734 | 43984.5585 | 45400.8046 | 46734.3126 | 48022.8418 | 49087.4784 | 48982.8593 | 48954.3588
Scenario 4: Reference ZEAS Phase In | SDG&E | Ind | WholeBlg | Ind - Stone-Glass-Clay | Participant Cost Test | Energy Efficiency | 82315.5635 | 87225.9103 | 92013.0957 | 96844.7813 | 102013.4319 | 107825.5776 | 113924.4515 | 120217.5995 | 126835.1969 | 133859.2049 | 141260.2284 | 148773.1399 | 156725.2349
Scenario 4: Reference ZEAS Phase In | SDG&E | Ind | WholeBlg | Ind - Stone-Glass-Clay | Program Administrator Cost Test | Energy Efficiency | 82315.5635 | 87225.9103 | 92013.0957 | 96844.7813 | 102013.4319 | 107825.5776 | 113924.4515 | 120217.5995 | 126835.1969 | 133859.2049 | 141260.2284 | 148773.1399 | 156725.2349
Scenario 4: Reference ZEAS Phase In | SDG&E | Ind | WholeBlg | Ind - Stone-Glass-Clay | Rate Impact Measure Test | Energy Efficiency | 82315.5635 | 87225.9103 | 92013.0957 | 96844.7813 | 102013.4319 | 107825.5776 | 113924.4515 | 120217.5995 | 126835.1969 | 133859.2049 | 141260.2284 | 148773.1399 | 156725.2349
Scenario 4: Reference ZEAS Phase In | SDG&E | Ind | WholeBlg | Ind - Stone-Glass-Clay | Total Resource Cost Test | Energy Efficiency | 82315.5635 | 87225.9103 | 92013.0957 | 96844.7813 | 102013.4319 | 107825.5776 | 113924.4515 | 120217.5995 | 126835.1969 | 133859.2049 | 141260.2284 | 148773.1399 | 156725.2349
Scenario 4: Reference ZEAS Phase In | SDG&E | Ind | WholeBlg | Ind - Textiles | Participant Cost Test | Energy Efficiency | 5423.0166 | 5361.513 | 5262.2954 | 5119.6095 | 5021.2135 | 5145.6927 | 5341.2754 | 5484.6287 | 5617.8496 | 5747.105 | 5851.8853 | 5828.05 | 5815.1497
Scenario 4: Reference ZEAS Phase In | SDG&E | Ind | WholeBlg | Ind - Textiles | Program Administrator Cost Test | Energy Efficiency | 5423.0166 | 5361.513 | 5262.2954 | 5119.6095 | 5021.2135 | 5145.6927 | 5341.2754 | 5484.6287 | 5617.8496 | 5747.105 | 5851.8853 | 5828.05 | 5815.1497
Scenario 4: Reference ZEAS Phase In | SDG&E | Ind | WholeBlg | Ind - Textiles | Rate Impact Measure Test | Energy Efficiency | 5423.0166 | 5361.513 | 5262.2954 | 5119.6095 | 5021.2135 | 5145.6927 | 5341.2754 | 5484.6287 | 5617.8496 | 5747.105 | 5851.8853 | 5828.05 | 5815.1497
Scenario 4: Reference ZEAS Phase In | SDG&E | Ind | WholeBlg | Ind - Textiles | Total Resource Cost Test | Energy Efficiency | 5423.0166 | 5361.513 | 5262.2954 | 5119.6095 | 5021.2135 | 5145.6927 | 5341.2754 | 5484.6287 | 5617.8496 | 5747.105 | 5851.8853 | 5828.05 | 5815.1497
Scenario 4: Reference ZEAS Phase In | SDG&E | Ind | WholeBlg | Ind - Transportation Equipment | Participant Cost Test | Energy Efficiency | 219659.3825 | 219477.0292 | 218805.6423 | 215865.3507 | 214262.0318 | 221131.853 | 231183.2855 | 239480.2037 | 247646.4702 | 255812.3236 | 262979.0456 | 264809.6018 | 266915.8052
Scenario 4: Reference ZEAS Phase In | SDG&E | Ind | WholeBlg | Ind - Transportation Equipment | Program Administrator Cost Test | Energy Efficiency | 219659.3825 | 219477.0292 | 218805.6423 | 215865.3507 | 214262.0318 | 221131.853 | 231183.2855 | 239480.2037 | 247646.4702 | 255812.3236 | 262979.0456 | 264809.6018 | 266915.8052
Scenario 4: Reference ZEAS Phase In | SDG&E | Ind | WholeBlg | Ind - Transportation Equipment | Rate Impact Measure Test | Energy Efficiency | 219659.3825 | 219477.0292 | 218805.6423 | 215865.3507 | 214262.0318 | 221131.853 | 231183.2855 | 239480.2037 | 247646.4702 | 255812.3236 | 262979.0456 | 264809.6018 | 266915.8052
Scenario 4: Reference ZEAS Phase In | SDG&E | Ind | WholeBlg | Ind - Transportation Equipment | Total Resource Cost Test | Energy Efficiency | 219659.3825 | 219477.0292 | 218805.6423 | 215865.3507 | 214262.0318 | 221131.853 | 231183.2855 | 239480.2037 | 247646.4702 | 255812.3236 | 262979.0456 | 264809.6018 | 266915.8052
Scenario 4: Reference ZEAS Phase In | SDG&E | Res | AppPlug | Res - Multi Family | Participant Cost Test | Energy Efficiency | 621.6868 | 642.9745 | 661.1039 | 4529.7317 | 13305.4616 | 12674.6248 | 11941.9416 | 11059.7523 | 10050.2689 | 8930.9101 | 7688.9697 | 6287.2387 | 4640.0378
Scenario 4: Reference ZEAS Phase In | SDG&E | Res | AppPlug | Res - Multi Family | Participant Cost Test | Fuel Substitution | 5.4859 | 6.0026 | 6.5164 | 7.0459 | 7.5133 | 7.9132 | 0 | 0 | 0 | 0 | 0 | 0 | 0
Scenario 4: Reference ZEAS Phase In | SDG&E | Res | AppPlug | Res - Multi Family | Program Administrator Cost Test | Energy Efficiency | 90.9948 | 97.3432 | 103.5147 | 741.24 | 2397.9396 | 2565.2762 | 2735.9994 | 2902.2575 | 3077.6387 | 3271.5948 | 3506.0783 | 3785.6116 | 4105.1468
Scenario 4: Reference ZEAS Phase In | SDG&E | Res | AppPlug | Res - Multi Family | Program Administrator Cost Test | Fuel Substitution | 20.0988 | 22.8984 | 25.9434 | 29.2639 | 32.8577 | 36.7596 | 0 | 0 | 0 | 0 | 0 | 0 | 0
Scenario 4: Reference ZEAS Phase In | SDG&E | Res | AppPlug | Res - Multi Family | Rate Impact Measure Test | Energy Efficiency | 90.9948 | 97.3432 | 103.5147 | 741.24 | 2397.9396 | 2565.2762 | 2735.9994 | 2902.2575 | 3077.6387 | 3271.5948 | 3506.0783 | 3785.6116 | 4105.1468
Scenario 4: Reference ZEAS Phase In | SDG&E | Res | AppPlug | Res - Multi Family | Rate Impact Measure Test | Fuel Substitution | 20.0988 | 22.8984 | 25.9434 | 29.2639 | 32.8577 | 36.7596 | 0 | 0 | 0 | 0 | 0 | 0 | 0
Scenario 4: Reference ZEAS Phase In | SDG&E | Res | AppPlug | Res - Multi Family | Total Resource Cost Test | Energy Efficiency | 90.9948 | 97.3432 | 103.5147 | 741.24 | 2397.9396 | 2565.2762 | 2735.9994 | 2902.2575 | 3077.6387 | 3271.5948 | 3506.0783 | 3785.6116 | 4105.1468
Scenario 4: Reference ZEAS Phase In | SDG&E | Res | AppPlug | Res - Multi Family | Total Resource Cost Test | Fuel Substitution | 20.0988 | 22.8984 | 25.9434 | 29.2639 | 32.8577 | 36.7596 | 0 | 0 | 0 | 0 | 0 | 0 | 0
Scenario 4: Reference ZEAS Phase In | SDG&E | Res | AppPlug | Res - Single Family | Participant Cost Test | Energy Efficiency | 0.050863 | 0.08205 | 0.094353 | 0.10554 | 0.10684 | 98.2232 | 215.7631 | 197.5743 | 177.4332 | 154.8515 | 128.9707 | 98.6296 | 62.1276
Scenario 4: Reference ZEAS Phase In | SDG&E | Res | AppPlug | Res - Single Family | Participant Cost Test | Fuel Substitution | 6.1293 | 6.6713 | 7.212 | 7.7673 | 8.2701 | 8.714 | 0 | 0 | 0 | 0 | 0 | 0 | 0
Scenario 4: Reference ZEAS Phase In | SDG&E | Res | AppPlug | Res - Single Family | Program Administrator Cost Test | Energy Efficiency | 0.019145 | 0.031547 | 0.037055 | 0.042337 | 0.046724 | 26.3091 | 66.0362 | 70.3061 | 75.2222 | 80.9363 | 87.7809 | 95.8966 | 105.2365
Scenario 4: Reference ZEAS Phase In | SDG&E | Res | AppPlug | Res - Single Family | Program Administrator Cost Test | Fuel Substitution | 19.0305 | 21.5408 | 24.2658 | 27.2251 | 30.4361 | 33.9217 | 0 | 0 | 0 | 0 | 0 | 0 | 0
Scenario 4: Reference ZEAS Phase In | SDG&E | Res | AppPlug | Res - Single Family | Rate Impact Measure Test | Energy Efficiency | 0.019145 | 0.031547 | 0.037055 | 0.042337 | 0.046724 | 26.3091 | 66.0362 | 70.3061 | 75.2222 | 80.9363 | 87.7809 | 95.8966 | 105.2365
Scenario 4: Reference ZEAS Phase In | SDG&E | Res | AppPlug | Res - Single Family | Rate Impact Measure Test | Fuel Substitution | 19.0305 | 21.5408 | 24.2658 | 27.2251 | 30.4361 | 33.9217 | 0 | 0 | 0 | 0 | 0 | 0 | 0
Scenario 4: Reference ZEAS Phase In | SDG&E | Res | AppPlug | Res - Single Family | Total Resource Cost Test | Energy Efficiency | 0.019145 | 0.031547 | 0.037055 | 0.042337 | 0.046724 | 26.3091 | 66.0362 | 70.3061 | 75.2222 | 80.9363 | 87.7809 | 95.8966 | 105.2365
Scenario 4: Reference ZEAS Phase In | SDG&E | Res | AppPlug | Res - Single Family | Total Resource Cost Test | Fuel Substitution | 19.0305 | 21.5408 | 24.2658 | 27.2251 | 30.4361 | 33.9217 | 0 | 0 | 0 | 0 | 0 | 0 | 0
Scenario 4: Reference ZEAS Phase In | SDG&E | Res | BROs | Income Qualified - Multi Family IQ | Participant Cost Test | Energy Efficiency | 443465.6029 | 499791.816 | 557016.4521 | 574200.0435 | 609039.0917 | 758592.9072 | 870343.3225 | 938559.063 | 1039215.73 | 1032580.4937 | 1125602.5861 | 1176024.3621 | 1283947.794
Scenario 4: Reference ZEAS Phase In | SDG&E | Res | BROs | Income Qualified - Multi Family IQ | Program Administrator Cost Test | Energy Efficiency | 443465.6029 | 499791.816 | 557016.4521 | 574200.0435 | 609039.0917 | 758592.9072 | 870343.3225 | 938559.063 | 1039215.73 | 1032580.4937 | 1125602.5861 | 1176024.3621 | 1283947.794
Scenario 4: Reference ZEAS Phase In | SDG&E | Res | BROs | Income Qualified - Multi Family IQ | Rate Impact Measure Test | Energy Efficiency | 443465.6029 | 499791.816 | 557016.4521 | 574200.0435 | 609039.0917 | 758592.9072 | 870343.3225 | 938559.063 | 1039215.73 | 1032580.4937 | 1125602.5861 | 1176024.3621 | 1283947.794
Scenario 4: Reference ZEAS Phase In | SDG&E | Res | BROs | Income Qualified - Multi Family IQ | Total Resource Cost Test | Energy Efficiency | 443465.6029 | 499791.816 | 557016.4521 | 574200.0435 | 609039.0917 | 758592.9072 | 870343.3225 | 938559.063 | 1039215.73 | 1032580.4937 | 1125602.5861 | 1176024.3621 | 1283947.794
Scenario 4: Reference ZEAS Phase In | SDG&E | Res | BROs | Income Qualified - Single Family IQ | Participant Cost Test | Energy Efficiency | 995634.4377 | 1106305.3176 | 1218607.5848 | 1260702.6019 | 1336372.5628 | 1622255.3532 | 1839084.4206 | 1977574.3193 | 2176172.0772 | 2182634.7398 | 2371436.9343 | 2495087.5699 | 2717754.1335
Scenario 4: Reference ZEAS Phase In | SDG&E | Res | BROs | Income Qualified - Single Family IQ | Program Administrator Cost Test | Energy Efficiency | 995634.4377 | 1106305.3176 | 1218607.5848 | 1260702.6019 | 1336372.5628 | 1622255.3532 | 1839084.4206 | 1977574.3193 | 2176172.0772 | 2182634.7398 | 2371436.9343 | 2495087.5699 | 2717754.1335
Scenario 4: Reference ZEAS Phase In | SDG&E | Res | BROs | Income Qualified - Single Family IQ | Rate Impact Measure Test | Energy Efficiency | 995634.4377 | 1106305.3176 | 1218607.5848 | 1260702.6019 | 1336372.5628 | 1622255.3532 | 1839084.4206 | 1977574.3193 | 2176172.0772 | 2182634.7398 | 2371436.9343 | 2495087.5699 | 2717754.1335
Scenario 4: Reference ZEAS Phase In | SDG&E | Res | BROs | Income Qualified - Single Family IQ | Total Resource Cost Test | Energy Efficiency | 995634.4377 | 1106305.3176 | 1218607.5848 | 1260702.6019 | 1336372.5628 | 1622255.3532 | 1839084.4206 | 1977574.3193 | 2176172.0772 | 2182634.7398 | 2371436.9343 | 2495087.5699 | 2717754.1335
Scenario 4: Reference ZEAS Phase In | SDG&E | Res | BROs | Res - Multi Family | Participant Cost Test | Energy Efficiency | 3462892.1659 | 3853473.9471 | 4250193.0075 | 4397399.1855 | 4663370.2481 | 5675249.9397 | 6442974.2728 | 6932804.0936 | 7636413.1991 | 7656216.219 | 8324500.8592 | 9077588.3852 | 9910697.4861
Scenario 4: Reference ZEAS Phase In | SDG&E | Res | BROs | Res - Multi Family | Program Administrator Cost Test | Energy Efficiency | 3462892.1659 | 3853473.9471 | 4250193.0075 | 4397399.1855 | 4663370.2481 | 5675249.9397 | 6442974.2728 | 6932804.0936 | 7636413.1991 | 7656216.219 | 8324500.8592 | 9077588.3852 | 9910697.4861
Scenario 4: Reference ZEAS Phase In | SDG&E | Res | BROs | Res - Multi Family | Rate Impact Measure Test | Energy Efficiency | 3462892.1659 | 3853473.9471 | 4250193.0075 | 4397399.1855 | 4663370.2481 | 5675249.9397 | 6442974.2728 | 6932804.0936 | 7636413.1991 | 7656216.219 | 8324500.8592 | 9077588.3852 | 9910697.4861
Scenario 4: Reference ZEAS Phase In | SDG&E | Res | BROs | Res - Multi Family | Total Resource Cost Test | Energy Efficiency | 3462892.1659 | 3853473.9471 | 4250193.0075 | 4397399.1855 | 4663370.2481 | 5675249.9397 | 6442974.2728 | 6932804.0936 | 7636413.1991 | 7656216.219 | 8324500.8592 | 9077588.3852 | 9910697.4861
Scenario 4: Reference ZEAS Phase In | SDG&E | Res | BROs | Res - Single Family | Participant Cost Test | Energy Efficiency | 1269479.4071 | 1428644.0664 | 1590647.3432 | 1641603.5637 | 1741822.6669 | 2160102.2668 | 2473883.7305 | 2667373.0504 | 2951080.6464 | 2938383.5245 | 3202108.968 | 3499393.2821 | 3827611.8436
Scenario 4: Reference ZEAS Phase In | SDG&E | Res | BROs | Res - Single Family | Program Administrator Cost Test | Energy Efficiency | 1269479.4071 | 1428644.0664 | 1590647.3432 | 1641603.5637 | 1741822.6669 | 2160102.2668 | 2473883.7305 | 2667373.0504 | 2951080.6464 | 2938383.5245 | 3202108.968 | 3499393.2821 | 3827611.8436
Scenario 4: Reference ZEAS Phase In | SDG&E | Res | BROs | Res - Single Family | Rate Impact Measure Test | Energy Efficiency | 1269479.4071 | 1428644.0664 | 1590647.3432 | 1641603.5637 | 1741822.6669 | 2160102.2668 | 2473883.7305 | 2667373.0504 | 2951080.6464 | 2938383.5245 | 3202108.968 | 3499393.2821 | 3827611.8436
Scenario 4: Reference ZEAS Phase In | SDG&E | Res | BROs | Res - Single Family | Total Resource Cost Test | Energy Efficiency | 1269479.4071 | 1428644.0664 | 1590647.3432 | 1641603.5637 | 1741822.6669 | 2160102.2668 | 2473883.7305 | 2667373.0504 | 2951080.6464 | 2938383.5245 | 3202108.968 | 3499393.2821 | 3827611.8436
Scenario 4: Reference ZEAS Phase In | SDG&E | Res | BldgEnv | Res - Multi Family | Participant Cost Test | Energy Efficiency | 0 | 0 | 0 | 1843.162 | 1772.9161 | 7684.8999 | 7186.4602 | 6580.7099 | 5855.4746 | 4999.5168 | 4000.771 | 2842.9662 | 1514.9184
Scenario 4: Reference ZEAS Phase In | SDG&E | Res | BldgEnv | Res - Multi Family | Program Administrator Cost Test | Energy Efficiency | 0 | 0 | 0 | 411.2708 | 442.4375 | 2284.4644 | 2449.5741 | 2622.3269 | 2805.2958 | 2997.6806 | 3204.8345 | 3423.7157 | 3655.5557
Scenario 4: Reference ZEAS Phase In | SDG&E | Res | BldgEnv | Res - Multi Family | Rate Impact Measure Test | Energy Efficiency | 0 | 0 | 0 | 411.2708 | 442.4375 | 2284.4644 | 2449.5741 | 2622.3269 | 2805.2958 | 2997.6806 | 3204.8345 | 3423.7157 | 3655.5557
Scenario 4: Reference ZEAS Phase In | SDG&E | Res | BldgEnv | Res - Multi Family | Total Resource Cost Test | Energy Efficiency | 0 | 0 | 0 | 411.2708 | 442.4375 | 2284.4644 | 2449.5741 | 2622.3269 | 2805.2958 | 2997.6806 | 3204.8345 | 3423.7157 | 3655.5557
Scenario 4: Reference ZEAS Phase In | SDG&E | Res | BldgEnv | Res - Single Family | Participant Cost Test | Energy Efficiency | 164277.5823 | 181614.9759 | 193682.541 | 199517.1822 | 190176.6906 | 182745.053 | 173508.5745 | 162854.5752 | 16998.9296 | 7389.428 | 5878.9458 | 4156.6802 | 2205.7295
Scenario 4: Reference ZEAS Phase In | SDG&E | Res | BldgEnv | Res - Single Family | Program Administrator Cost Test | Energy Efficiency | 18831.1949 | 21864.7292 | 24735.1454 | 27079.4426 | 28341.7203 | 29969.8871 | 31449.0971 | 32838.6266 | 14094.8293 | 3835.7658 | 4081.2211 | 4338.7916 | 4610.7496
Scenario 4: Reference ZEAS Phase In | SDG&E | Res | BldgEnv | Res - Single Family | Rate Impact Measure Test | Energy Efficiency | 22327.2631 | 25451.9394 | 28225.8085 | 30310.461 | 31181.9188 | 32500.2345 | 33679.0593 | 34702.911 | 15577.8131 | 3835.7658 | 4081.2211 | 4338.7916 | 4610.7496
Scenario 4: Reference ZEAS Phase In | SDG&E | Res | BldgEnv | Res - Single Family | Total Resource Cost Test | Energy Efficiency | 100071.526 | 113978.5524 | 123694.5358 | 128473.8204 | 125783.7313 | 125833.0869 | 125108.3437 | 123912.4008 | 14094.8293 | 3835.7658 | 4081.2211 | 4338.7916 | 4610.7496
Scenario 4: Reference ZEAS Phase In | SDG&E | Res | HVAC | Res - Multi Family | Participant Cost Test | Energy Efficiency | 0 | 0 | 0 | 0 | 0 | 52617.3405 | 47112.7298 | 41110.5776 | 34955.0198 | 28974.178 | 23322.9453 | 18080.9462 | 12985.6485
Scenario 4: Reference ZEAS Phase In | SDG&E | Res | HVAC | Res - Multi Family | Participant Cost Test | Fuel Substitution | 87782.5841 | 12354.7531 | 13899.8967 | 13636.5771 | 0 | 0 | 0 | 0 | 0 | 0 | 0 | 0 | 0
Scenario 4: Reference ZEAS Phase In | SDG&E | Res | HVAC | Res - Multi Family | Program Administrator Cost Test | Energy Efficiency | 0 | 0 | 0 | 0 | 0 | 16036.9595 | 16177.9003 | 16090.8959 | 15859.8859 | 15553.2082 | 15342.3764 | 15278.1184 | 15241.2004
Scenario 4: Reference ZEAS Phase In | SDG&E | Res | HVAC | Res - Multi Family | Program Administrator Cost Test | Fuel Substitution | 17585.8401 | 18991.1935 | 22706.0645 | 24084.2795 | 0 | 0 | 0 | 0 | 0 | 0 | 0 | 0 | 0
Scenario 4: Reference ZEAS Phase In | SDG&E | Res | HVAC | Res - Multi Family | Rate Impact Measure Test | Energy Efficiency | 0 | 0 | 0 | 0 | 0 | 16036.9595 | 16177.9003 | 16090.8959 | 15859.8859 | 15553.2082 | 15342.3764 | 15278.1184 | 15241.2004
Scenario 4: Reference ZEAS Phase In | SDG&E | Res | HVAC | Res - Multi Family | Rate Impact Measure Test | Fuel Substitution | 17585.8401 | 18991.1935 | 22706.0645 | 24084.2795 | 0 | 0 | 0 | 0 | 0 | 0 | 0 | 0 | 0
Scenario 4: Reference ZEAS Phase In | SDG&E | Res | HVAC | Res - Multi Family | Total Resource Cost Test | Energy Efficiency | 0 | 0 | 0 | 0 | 0 | 16036.9595 | 16177.9003 | 16090.8959 | 15859.8859 | 15553.2082 | 15342.3764 | 15278.1184 | 15241.2004
Scenario 4: Reference ZEAS Phase In | SDG&E | Res | HVAC | Res - Multi Family | Total Resource Cost Test | Fuel Substitution | 17585.8401 | 18991.1935 | 22706.0645 | 24084.2795 | 0 | 0 | 0 | 0 | 0 | 0 | 0 | 0 | 0
Scenario 4: Reference ZEAS Phase In | SDG&E | Res | HVAC | Res - Single Family | Participant Cost Test | Energy Efficiency | 5743966.4631 | 6195301.8834 | 6416136.9098 | 6413792.4447 | 2886020.148 | 2129898.2008 | 2035657.1897 | 1934446.49 | 122169.8819 | 54110.8704 | 43131.8851 | 33079.0157 | 23496.0208
Scenario 4: Reference ZEAS Phase In | SDG&E | Res | HVAC | Res - Single Family | Participant Cost Test | Fuel Substitution | 1849490.2391 | 588886.0153 | 596436.4876 | 601287.4925 | 74312.3917 | 4210.0952 | 4488.9689 | 4565.9523 | 0 | 0 | 0 | 0 | 0
Scenario 4: Reference ZEAS Phase In | SDG&E | Res | HVAC | Res - Single Family | Program Administrator Cost Test | Energy Efficiency | 639964.7445 | 722360.8058 | 778595.9316 | 805807.824 | 236796.4786 | 274042.5536 | 274393.6378 | 271607.8403 | 60668.7058 | 29042.3753 | 28371.7534 | 27953.6445 | 27585.9457
Scenario 4: Reference ZEAS Phase In | SDG&E | Res | HVAC | Res - Single Family | Program Administrator Cost Test | Fuel Substitution | 615775.4345 | 665025.848 | 710981.9728 | 756639.5191 | 55.3804 | 62.2863 | 65.7685 | 66.5016 | 0 | 0 | 0 | 0 | 0
Scenario 4: Reference ZEAS Phase In | SDG&E | Res | HVAC | Res - Single Family | Rate Impact Measure Test | Energy Efficiency | 639964.7445 | 722360.8058 | 778595.9316 | 805807.824 | 236796.4786 | 274042.5536 | 274393.6378 | 271607.8403 | 60668.7058 | 29042.3753 | 28371.7534 | 27953.6445 | 27585.9457
Scenario 4: Reference ZEAS Phase In | SDG&E | Res | HVAC | Res - Single Family | Rate Impact Measure Test | Fuel Substitution | 615775.4345 | 665025.848 | 710981.9728 | 756639.5191 | 55.3804 | 62.2863 | 65.7685 | 66.5016 | 0 | 0 | 0 | 0 | 0
Scenario 4: Reference ZEAS Phase In | SDG&E | Res | HVAC | Res - Single Family | Total Resource Cost Test | Energy Efficiency | 4857611.7608 | 5322078.4624 | 5596576.51 | 5686386.637 | 2430948.792 | 1664111.5048 | 1647299.1493 | 1623316.5121 | 60668.7058 | 29042.3753 | 28371.7534 | 27953.6445 | 27585.9457
Scenario 4: Reference ZEAS Phase In | SDG&E | Res | HVAC | Res - Single Family | Total Resource Cost Test | Fuel Substitution | 923817.3037 | 980867.9931 | 1031215.613 | 1079541.253 | 74279.2448 | 4183.2501 | 4470.7208 | 4557.23 | 0 | 0 | 0 | 0 | 0
Scenario 4: Reference ZEAS Phase In | SDG&E | Res | WaterHeat | Res - Multi Family | Participant Cost Test | Energy Efficiency | 13175555.318 | 12136835.6119 | 10168025.3809 | 9106017.5985 | 7858586.4715 | 6750883.2369 | 5713553.7551 | 4732336.3179 | 3817050.5644 | 2974764.0426 | 2201101.1176 | 1482472.5386 | 801087.9823
Scenario 4: Reference ZEAS Phase In | SDG&E | Res | WaterHeat | Res - Multi Family | Participant Cost Test | Fuel Substitution | 21114.729 | 12842.5334 | 14397.145 | 16123.8422 | 17823.6439 | 17624.1329 | 5546.5061 | 5041.7037 | 4450.7032 | 3746.3723 | 2953.2293 | 2087.8091 | 1163.974
Scenario 4: Reference ZEAS Phase In | SDG&E | Res | WaterHeat | Res - Multi Family | Program Administrator Cost Test | Energy Efficiency | 4381377.5653 | 4379419.5435 | 3046816.8541 | 2938658.0994 | 2783176.0996 | 2663068.0673 | 2528518.2671 | 2384097.1306 | 2243849.8365 | 2110043.798 | 1998551.7392 | 1899757.3156 | 1812534.7271
Scenario 4: Reference ZEAS Phase In | SDG&E | Res | WaterHeat | Res - Multi Family | Program Administrator Cost Test | Fuel Substitution | 324172.6905 | 343056.4945 | 357360.5348 | 370825.8375 | 384168.7483 | 399988.3876 | 3570.8844 | 3736.9639 | 3892.6714 | 3999.8215 | 4093.9465 | 4147.52 | 4182.3222
Scenario 4: Reference ZEAS Phase In | SDG&E | Res | WaterHeat | Res - Multi Family | Rate Impact Measure Test | Energy Efficiency | 4381377.5653 | 4379419.5435 | 3046816.8541 | 2938658.0994 | 2783176.0996 | 2663068.0673 | 2528518.2671 | 2384097.1306 | 2243849.8365 | 2110043.798 | 1998551.7392 | 1899757.3156 | 1812534.7271
Scenario 4: Reference ZEAS Phase In | SDG&E | Res | WaterHeat | Res - Multi Family | Rate Impact Measure Test | Fuel Substitution | 600688.3573 | 605696.7666 | 601650.5148 | 593268.0616 | 583951.6211 | 576410.9204 | 3570.8844 | 3736.9639 | 3892.6714 | 3999.8215 | 4093.9465 | 4147.52 | 4182.3222
Scenario 4: Reference ZEAS Phase In | SDG&E | Res | WaterHeat | Res - Multi Family | Total Resource Cost Test | Energy Efficiency | 4381377.5653 | 4379419.5435 | 3046816.8541 | 2938658.0994 | 2783176.0996 | 2663068.0673 | 2528518.2671 | 2384097.1306 | 2243849.8365 | 2110043.798 | 1998551.7392 | 1899757.3156 | 1812534.7271
Scenario 4: Reference ZEAS Phase In | SDG&E | Res | WaterHeat | Res - Multi Family | Total Resource Cost Test | Fuel Substitution | 324172.6905 | 343056.4945 | 357360.5348 | 370825.8375 | 384168.7483 | 399988.3876 | 3570.8844 | 3736.9639 | 3892.6714 | 3999.8215 | 4093.9465 | 4147.52 | 4182.3222
Scenario 4: Reference ZEAS Phase In | SDG&E | Res | WaterHeat | Res - Single Family | Participant Cost Test | Energy Efficiency | 23965581.047 | 23877057.0922 | 15042829.307 | 13982762.4552 | 12348537.1753 | 7030102.9418 | 5829822.6099 | 4735323.4153 | 3394467.4865 | 2568974.6139 | 1851169.0026 | 1222421.4576 | 662276.2023
Scenario 4: Reference ZEAS Phase In | SDG&E | Res | WaterHeat | Res - Single Family | Participant Cost Test | Fuel Substitution | 48563.1176 | 8008.6044 | 15811.4228 | 26930.0875 | 37152.1972 | 37422.3944 | 36043.7964 | 33583.4627 | 21888.1648 | 18388.2951 | 14478.7285 | 10230.7293 | 5703.5522
Scenario 4: Reference ZEAS Phase In | SDG&E | Res | WaterHeat | Res - Single Family | Program Administrator Cost Test | Energy Efficiency | 10700186.3666 | 11288531.1569 | 4810339.0643 | 4528817.9599 | 4143021.8697 | 3801476.0529 | 3455196.367 | 3120222.3594 | 2811845.8551 | 2533763.5378 | 2294289.5424 | 2087723.6756 | 1909752.5866
Scenario 4: Reference ZEAS Phase In | SDG&E | Res | WaterHeat | Res - Single Family | Program Administrator Cost Test | Fuel Substitution | 46850.085 | 50136.7369 | 39744.4783 | 26037.8966 | 14863.5679 | 16602.7074 | 17764.3813 | 18500.7551 | 19143.8135 | 19632.2981 | 20071.2964 | 20323.7714 | 20493.6639
Scenario 4: Reference ZEAS Phase In | SDG&E | Res | WaterHeat | Res - Single Family | Rate Impact Measure Test | Energy Efficiency | 10700186.3666 | 11288531.1569 | 4810339.0643 | 4528817.9599 | 4143021.8697 | 3801476.0529 | 3455196.367 | 3120222.3594 | 2811845.8551 | 2533763.5378 | 2294289.5424 | 2087723.6756 | 1909752.5866
Scenario 4: Reference ZEAS Phase In | SDG&E | Res | WaterHeat | Res - Single Family | Rate Impact Measure Test | Fuel Substitution | 49824.9542 | 52557.7275 | 39744.4783 | 26037.8966 | 14863.5679 | 16602.7074 | 17764.3813 | 18500.7551 | 19143.8135 | 19632.2981 | 20071.2964 | 20323.7714 | 20493.6639
Scenario 4: Reference ZEAS Phase In | SDG&E | Res | WaterHeat | Res - Single Family | Total Resource Cost Test | Energy Efficiency | 18378069.8815 | 19371611.4549 | 9452479.045 | 9154416.8631 | 8624994.4571 | 4253953.8583 | 3876490.6724 | 3512846.5177 | 2811845.8551 | 2533763.5378 | 2294289.5424 | 2087723.6756 | 1909752.5866
Scenario 4: Reference ZEAS Phase In | SDG&E | Res | WaterHeat | Res - Single Family | Total Resource Cost Test | Fuel Substitution | 52113.1788 | 55484.0318 | 45776.5586 | 32880.7831 | 22376.729 | 24708.9705 | 26215.5031 | 27124.0287 | 19143.8135 | 19632.2981 | 20071.2964 | 20323.7714 | 20493.6639
Scenario 5: High TRC ZEAS Phase In | PG&E | Ag | WholeBlg | Ag - Dairies, fishing, hunting | Participant Cost Test | Energy Efficiency | 214056.4017 | 217436.6067 | 220239.6446 | 222768.302 | 228040.4054 | 239482.0322 | 249875.5336 | 259621.8782 | 269389.5623 | 279519.3568 | 289780.049 | 296018.8637 | 302768.6259
Scenario 5: High TRC ZEAS Phase In | PG&E | Ag | WholeBlg | Ag - Dairies, fishing, hunting | Program Administrator Cost Test | Energy Efficiency | 214056.4017 | 217436.6067 | 220239.6446 | 222768.302 | 228040.4054 | 239482.0322 | 249875.5336 | 259621.8782 | 269389.5623 | 279519.3568 | 289780.049 | 296018.8637 | 302768.6259
Scenario 5: High TRC ZEAS Phase In | PG&E | Ag | WholeBlg | Ag - Dairies, fishing, hunting | Rate Impact Measure Test | Energy Efficiency | 214056.4017 | 217436.6067 | 220239.6446 | 222768.302 | 228040.4054 | 239482.0322 | 249875.5336 | 259621.8782 | 269389.5623 | 279519.3568 | 289780.049 | 296018.8637 | 302768.6259
Scenario 5: High TRC ZEAS Phase In | PG&E | Ag | WholeBlg | Ag - Dairies, fishing, hunting | Total Resource Cost Test | Energy Efficiency | 214056.4017 | 217436.6067 | 220239.6446 | 222768.302 | 228040.4054 | 239482.0322 | 249875.5336 | 259621.8782 | 269389.5623 | 279519.3568 | 289780.049 | 296018.8637 | 302768.6259
Scenario 5: High TRC ZEAS Phase In | PG&E | Ag | WholeBlg | Ag - Irrigated Agriculture, vineyards, forestry and greenhouses | Participant Cost Test | Energy Efficiency | 1748994.9183 | 1804624.2957 | 1852116.5851 | 1896582.4904 | 1961007.4542 | 2080088.0243 | 2191509.5489 | 2299449.7722 | 2407516.177 | 2519917.7689 | 2633325.7405 | 2710636.9702 | 2791998.07
Scenario 5: High TRC ZEAS Phase In | PG&E | Ag | WholeBlg | Ag - Irrigated Agriculture, vineyards, forestry and greenhouses | Program Administrator Cost Test | Energy Efficiency | 1748994.9183 | 1804624.2957 | 1852116.5851 | 1896582.4904 | 1961007.4542 | 2080088.0243 | 2191509.5489 | 2299449.7722 | 2407516.177 | 2519917.7689 | 2633325.7405 | 2710636.9702 | 2791998.07
Scenario 5: High TRC ZEAS Phase In | PG&E | Ag | WholeBlg | Ag - Irrigated Agriculture, vineyards, forestry and greenhouses | Rate Impact Measure Test | Energy Efficiency | 1748994.9183 | 1804624.2957 | 1852116.5851 | 1896582.4904 | 1961007.4542 | 2080088.0243 | 2191509.5489 | 2299449.7722 | 2407516.177 | 2519917.7689 | 2633325.7405 | 2710636.9702 | 2791998.07
Scenario 5: High TRC ZEAS Phase In | PG&E | Ag | WholeBlg | Ag - Irrigated Agriculture, vineyards, forestry and greenhouses | Total Resource Cost Test | Energy Efficiency | 1748994.9183 | 1804624.2957 | 1852116.5851 | 1896582.4904 | 1961007.4542 | 2080088.0243 | 2191509.5489 | 2299449.7722 | 2407516.177 | 2519917.7689 | 2633325.7405 | 2710636.9702 | 2791998.07
Scenario 5: High TRC ZEAS Phase In | PG&E | Ag | WholeBlg | Ag - Water pumping | Participant Cost Test | Energy Efficiency | 1032562.2727 | 1021275.2113 | 1003739.2548 | 984901.2681 | 977480.7304 | 1003009.6778 | 1022589.6476 | 1038389.6521 | 1049795.961 | 1061328.2682 | 1070534.595 | 1061955.6033 | 1054008.0669
Scenario 5: High TRC ZEAS Phase In | PG&E | Ag | WholeBlg | Ag - Water pumping | Program Administrator Cost Test | Energy Efficiency | 1032562.2727 | 1021275.2113 | 1003739.2548 | 984901.2681 | 977480.7304 | 1003009.6778 | 1022589.6476 | 1038389.6521 | 1049795.961 | 1061328.2682 | 1070534.595 | 1061955.6033 | 1054008.0669
Scenario 5: High TRC ZEAS Phase In | PG&E | Ag | WholeBlg | Ag - Water pumping | Rate Impact Measure Test | Energy Efficiency | 1032562.2727 | 1021275.2113 | 1003739.2548 | 984901.2681 | 977480.7304 | 1003009.6778 | 1022589.6476 | 1038389.6521 | 1049795.961 | 1061328.2682 | 1070534.595 | 1061955.6033 | 1054008.0669
Scenario 5: High TRC ZEAS Phase In | PG&E | Ag | WholeBlg | Ag - Water pumping | Total Resource Cost Test | Energy Efficiency | 1032562.2727 | 1021275.2113 | 1003739.2548 | 984901.2681 | 977480.7304 | 1003009.6778 | 1022589.6476 | 1038389.6521 | 1049795.961 | 1061328.2682 | 1070534.595 | 1061955.6033 | 1054008.0669
Scenario 5: High TRC ZEAS Phase In | PG&E | Com | AppPlug | Com - Health | Participant Cost Test | Energy Efficiency | 6777244.9129 | 7459260.0863 | 8035816.6612 | 8357466.2853 | 7046739.039 | 5142318.2271 | 16140216.9686 | 8362664.546 | 8202129.8585 | 7945775.22 | 7109731.9835 | 5207999.5154 | 3122347.554
Scenario 5: High TRC ZEAS Phase In | PG&E | Com | AppPlug | Com - Health | Program Administrator Cost Test | Energy Efficiency | 5944873.8206 | 6723938.4547 | 7434498.9477 | 7919589.6751 | 7203319.0891 | 4867824.2595 | 20769580.4634 | 10239319.2143 | 10794500.6302 | 11257535.9919 | 11608308.9085 | 12214794.7136 | 12801864.9262
Scenario 5: High TRC ZEAS Phase In | PG&E | Com | AppPlug | Com - Health | Rate Impact Measure Test | Energy Efficiency | 5944873.8206 | 6723938.4547 | 7434498.9477 | 7919589.6751 | 7203319.0891 | 4867824.2595 | 20769580.4634 | 10239319.2143 | 10794500.6302 | 11257535.9919 | 11608308.9085 | 12214794.7136 | 12801864.9262
Scenario 5: High TRC ZEAS Phase In | PG&E | Com | AppPlug | Com - Health | Total Resource Cost Test | Energy Efficiency | 5944873.8206 | 6723938.4547 | 7434498.9477 | 7919589.6751 | 7203319.0891 | 4867824.2595 | 20769580.4634 | 10239319.2143 | 10794500.6302 | 11257535.9919 | 11608308.9085 | 12214794.7136 | 12801864.9262
Scenario 5: High TRC ZEAS Phase In | PG&E | Com | AppPlug | Com - Lodging | Participant Cost Test | Energy Efficiency | 5570759.0497 | 6631933.5571 | 6982328.3091 | 7263132.5394 | 7264283.5337 | 7167340.9523 | 7018033.3247 | 6804790.1579 | 6525165.3154 | 6184247.878 | 2004860.6123 | 2276494.2123 | 6672717.7789
Scenario 5: High TRC ZEAS Phase In | PG&E | Com | AppPlug | Com - Lodging | Program Administrator Cost Test | Energy Efficiency | 4917711.5867 | 6023224.5779 | 6503852.5449 | 6935302.7526 | 7445872.8152 | 7915372.2051 | 8397526.1809 | 8877369.2053 | 9355780.2181 | 9854178.1903 | 6370972.9608 | 3722893.599 | 45354113.3561
Scenario 5: High TRC ZEAS Phase In | PG&E | Com | AppPlug | Com - Lodging | Rate Impact Measure Test | Energy Efficiency | 4917711.5867 | 6023224.5779 | 6503852.5449 | 6935302.7526 | 7445872.8152 | 7915372.2051 | 8397526.1809 | 8877369.2053 | 9355780.2181 | 9854178.1903 | 6370972.9608 | 3722893.599 | 45354113.3561
Scenario 5: High TRC ZEAS Phase In | PG&E | Com | AppPlug | Com - Lodging | Total Resource Cost Test | Energy Efficiency | 4917711.5867 | 6023224.5779 | 6503852.5449 | 6935302.7526 | 7445872.8152 | 7915372.2051 | 8397526.1809 | 8877369.2053 | 9355780.2181 | 9854178.1903 | 6370972.9608 | 3722893.599 | 45354113.3561
Scenario 5: High TRC ZEAS Phase In | PG&E | Com | AppPlug | Com - Other | Participant Cost Test | Energy Efficiency | 17064.4356 | 19588.2387 | 22414.901 | 25293.1852 | 28028.4481 | 31371.4962 | 34933.3352 | 38357.6759 | 41373.065 | 37014.7969 | 31204.2216 | 23772.0318 | 14598.0311
Scenario 5: High TRC ZEAS Phase In | PG&E | Com | AppPlug | Com - Other | Program Administrator Cost Test | Energy Efficiency | 11960.8861 | 14082.3885 | 16526.6518 | 19126.0117 | 21748.1389 | 24973.5806 | 28543.0396 | 32157.9966 | 35583.6556 | 39433.473 | 43557.3533 | 47897.4378 | 52549.0104
Scenario 5: High TRC ZEAS Phase In | PG&E | Com | AppPlug | Com - Other | Rate Impact Measure Test | Energy Efficiency | 11960.8861 | 14082.3885 | 16526.6518 | 19126.0117 | 21748.1389 | 24973.5806 | 28543.0396 | 32157.9966 | 35583.6556 | 39433.473 | 43557.3533 | 47897.4378 | 52549.0104
Scenario 5: High TRC ZEAS Phase In | PG&E | Com | AppPlug | Com - Other | Total Resource Cost Test | Energy Efficiency | 11960.8861 | 14082.3885 | 16526.6518 | 19126.0117 | 21748.1389 | 24973.5806 | 28543.0396 | 32157.9966 | 35583.6556 | 39433.473 | 43557.3533 | 47897.4378 | 52549.0104
Scenario 5: High TRC ZEAS Phase In | PG&E | Com | BROs | Com - Lodging | Participant Cost Test | Energy Efficiency | 1222.1319 | 2661.863 | 4053.0946 | 4876.0152 | 5808.8039 | 7605.881 | 9538.2402 | 11471.6334 | 13558.9414 | 17051.976 | 20624.3918 | 23166.3387 | 25604.8242
Scenario 5: High TRC ZEAS Phase In | PG&E | Com | BROs | Com - Lodging | Program Administrator Cost Test | Energy Efficiency | 1222.1319 | 2661.863 | 4053.0946 | 4876.0152 | 5808.8039 | 7605.881 | 9538.2402 | 11471.6334 | 13558.9414 | 17051.976 | 20624.3918 | 23166.3387 | 25604.8242
Scenario 5: High TRC ZEAS Phase In | PG&E | Com | BROs | Com - Lodging | Rate Impact Measure Test | Energy Efficiency | 1222.1319 | 2661.863 | 4053.0946 | 4876.0152 | 5808.8039 | 7605.881 | 9538.2402 | 11471.6334 | 13558.9414 | 17051.976 | 20624.3918 | 23166.3387 | 25604.8242
Scenario 5: High TRC ZEAS Phase In | PG&E | Com | BROs | Com - Lodging | Total Resource Cost Test | Energy Efficiency | 1222.1319 | 2661.863 | 4053.0946 | 4876.0152 | 5808.8039 | 7605.881 | 9538.2402 | 11471.6334 | 13558.9414 | 17051.976 | 20624.3918 | 23166.3387 | 25604.8242
Scenario 5: High TRC ZEAS Phase In | PG&E | Com | BROs | Com - Other | Participant Cost Test | Energy Efficiency | 4713.9811 | 10797.9743 | 17157.9171 | 21284.9463 | 26273.6902 | 36016.1206 | 46623.7721 | 55894.4951 | 66983.8796 | 85255.9248 | 104434.2981 | 118721.0271 | 131959.7593
Scenario 5: High TRC ZEAS Phase In | PG&E | Com | BROs | Com - Other | Program Administrator Cost Test | Energy Efficiency | 4713.9811 | 10797.9743 | 17157.9171 | 21284.9463 | 26273.6902 | 36016.1206 | 46623.7721 | 55894.4951 | 66983.8796 | 85255.9248 | 104434.2981 | 118721.0271 | 131959.7593
Scenario 5: High TRC ZEAS Phase In | PG&E | Com | BROs | Com - Other | Rate Impact Measure Test | Energy Efficiency | 4713.9811 | 10797.9743 | 17157.9171 | 21284.9463 | 26273.6902 | 36016.1206 | 46623.7721 | 55894.4951 | 66983.8796 | 85255.9248 | 104434.2981 | 118721.0271 | 131959.7593
Scenario 5: High TRC ZEAS Phase In | PG&E | Com | BROs | Com - Other | Total Resource Cost Test | Energy Efficiency | 4713.9811 | 10797.9743 | 17157.9171 | 21284.9463 | 26273.6902 | 36016.1206 | 46623.7721 | 55894.4951 | 66983.8796 | 85255.9248 | 104434.2981 | 118721.0271 | 131959.7593
Scenario 5: High TRC ZEAS Phase In | PG&E | Com | BROs | Com - Retail | Participant Cost Test | Energy Efficiency | 6102.0337 | 13152.5562 | 19820.3074 | 23597.9812 | 27810.7124 | 36044.6685 | 44813.3967 | 54479.4955 | 63716.1887 | 79277.2833 | 94862.489 | 105422.7392 | 117566.1779
Scenario 5: High TRC ZEAS Phase In | PG&E | Com | BROs | Com - Retail | Program Administrator Cost Test | Energy Efficiency | 6102.0337 | 13152.5562 | 19820.3074 | 23597.9812 | 27810.7124 | 36044.6685 | 44813.3967 | 54479.4955 | 63716.1887 | 79277.2833 | 94862.489 | 105422.7392 | 117566.1779
Scenario 5: High TRC ZEAS Phase In | PG&E | Com | BROs | Com - Retail | Rate Impact Measure Test | Energy Efficiency | 6102.0337 | 13152.5562 | 19820.3074 | 23597.9812 | 27810.7124 | 36044.6685 | 44813.3967 | 54479.4955 | 63716.1887 | 79277.2833 | 94862.489 | 105422.7392 | 117566.1779
Scenario 5: High TRC ZEAS Phase In | PG&E | Com | BROs | Com - Retail | Total Resource Cost Test | Energy Efficiency | 6102.0337 | 13152.5562 | 19820.3074 | 23597.9812 | 27810.7124 | 36044.6685 | 44813.3967 | 54479.4955 | 63716.1887 | 79277.2833 | 94862.489 | 105422.7392 | 117566.1779
Scenario 5: High TRC ZEAS Phase In | PG&E | Com | BldgEnv | Com - College | Participant Cost Test | Energy Efficiency | 1754.7709 | 1753.6643 | 1816.9369 | 1832.0192 | 1807.5981 | 1750.6503 | 1702.0991 | 1592.3009 | 1214.3865 | 1042.6186 | 830.0726 | 567.7794 | 298.4438
Scenario 5: High TRC ZEAS Phase In | PG&E | Com | BldgEnv | Com - College | Program Administrator Cost Test | Energy Efficiency | 1318.6767 | 1440.8284 | 1609.2104 | 1773.5182 | 1926.7847 | 2076.1276 | 2270.6655 | 2439.397 | 2744.1245 | 2980.2651 | 3203.0763 | 3319.2331 | 3536.7264
Scenario 5: High TRC ZEAS Phase In | PG&E | Com | BldgEnv | Com - College | Rate Impact Measure Test | Energy Efficiency | 1318.6767 | 1440.8284 | 1609.2104 | 1773.5182 | 1926.7847 | 2076.1276 | 2270.6655 | 2439.397 | 2744.1245 | 2980.2651 | 3203.0763 | 3319.2331 | 3536.7264
Scenario 5: High TRC ZEAS Phase In | PG&E | Com | BldgEnv | Com - College | Total Resource Cost Test | Energy Efficiency | 1555.8534 | 1680.0391 | 1871.0037 | 2048.8362 | 2212.128 | 2368.9237 | 2575.0804 | 2750.3312 | 2744.1245 | 2980.2651 | 3203.0763 | 3319.2331 | 3536.7264
Scenario 5: High TRC ZEAS Phase In | PG&E | Com | BldgEnv | Com - Grocery | Participant Cost Test | Energy Efficiency | 2832.4627 | 2888.0331 | 2943.9803 | 2984.7074 | 2961.1021 | 2932.8437 | 2853.1934 | 2694.3491 | 2045.7634 | 1747.2397 | 1399.3393 | 993.9445 | 530.3705
Scenario 5: High TRC ZEAS Phase In | PG&E | Com | BldgEnv | Com - Grocery | Program Administrator Cost Test | Energy Efficiency | 2079.5317 | 2306.7536 | 2569.84 | 2861.4369 | 3142.299 | 3490.2029 | 3849.2661 | 4231.3732 | 4595.1426 | 4989.3379 | 5414.236 | 5853.1683 | 6333.3842
Scenario 5: High TRC ZEAS Phase In | PG&E | Com | BldgEnv | Com - Grocery | Rate Impact Measure Test | Energy Efficiency | 2079.5317 | 2306.7536 | 2569.84 | 2861.4369 | 3142.299 | 3490.2029 | 3849.2661 | 4231.3732 | 4595.1426 | 4989.3379 | 5414.236 | 5853.1683 | 6333.3842
Scenario 5: High TRC ZEAS Phase In | PG&E | Com | BldgEnv | Com - Grocery | Total Resource Cost Test | Energy Efficiency | 2386.009 | 2622.4376 | 2897.3567 | 3203.7333 | 3495.7813 | 3858.5356 | 4231.0411 | 4626.1598 | 4595.1426 | 4989.3379 | 5414.236 | 5853.1683 | 6333.3842
Scenario 5: High TRC ZEAS Phase In | PG&E | Com | BldgEnv | Com - Health | Participant Cost Test | Energy Efficiency | 155812.734 | 163622.3298 | 221425.0888 | 215802.5973 | 201646.5729 | 218453.4207 | 187702.935 | 142317.2964 | 82907.5792 | 49171.5018 | 24518.7344 | 8854.6835 | 1466.135
Scenario 5: High TRC ZEAS Phase In | PG&E | Com | BldgEnv | Com - Health | Program Administrator Cost Test | Energy Efficiency | 84905.2175 | 92265.8009 | 134284.4469 | 135204.6671 | 131099.887 | 157374.6132 | 141339.3777 | 121508.885 | 99486.0567 | 76734.9529 | 54436.8768 | 34357.2408 | 18411.6735
Scenario 5: High TRC ZEAS Phase In | PG&E | Com | BldgEnv | Com - Health | Rate Impact Measure Test | Energy Efficiency | 84905.2175 | 92265.8009 | 134284.4469 | 135204.6671 | 131099.887 | 157374.6132 | 141339.3777 | 121508.885 | 99486.0567 | 76734.9529 | 54436.8768 | 34357.2408 | 18411.6735
Scenario 5: High TRC ZEAS Phase In | PG&E | Com | BldgEnv | Com - Health | Total Resource Cost Test | Energy Efficiency | 115592.3386 | 124064.9498 | 166124.8311 | 165823.8401 | 159369.1652 | 182532.899 | 162740.2239 | 138901.3026 | 99486.0567 | 76734.9529 | 54436.8768 | 34357.2408 | 18411.6735
Scenario 5: High TRC ZEAS Phase In | PG&E | Com | BldgEnv | Com - Lodging | Participant Cost Test | Energy Efficiency | 411648.0715 | 395285.4668 | 362576.5289 | 316089.8098 | 260821.2392 | 201357.5087 | 142646.8131 | 83766.6013 | 20854.5843 | 6592.5364 | 5275.5952 | 3754.9495 | 2000.4686
Scenario 5: High TRC ZEAS Phase In | PG&E | Com | BldgEnv | Com - Lodging | Program Administrator Cost Test | Energy Efficiency | 198690.4779 | 198119.6144 | 188806.3171 | 171460.6273 | 148366.068 | 121324.5665 | 92570.0399 | 64128.5047 | 37424.4939 | 23952.1382 | 25841.6494 | 27873.9866 | 29992.9804
Scenario 5: High TRC ZEAS Phase In | PG&E | Com | BldgEnv | Com - Lodging | Rate Impact Measure Test | Energy Efficiency | 198690.4779 | 198119.6144 | 188806.3171 | 171460.6273 | 148366.068 | 121324.5665 | 92570.0399 | 64128.5047 | 37424.4939 | 23952.1382 | 25841.6494 | 27873.9866 | 29992.9804
Scenario 5: High TRC ZEAS Phase In | PG&E | Com | BldgEnv | Com - Lodging | Total Resource Cost Test | Energy Efficiency | 337904.7292 | 330276.6655 | 308638.5702 | 274864.705 | 233032.2057 | 186468.4122 | 138989.3301 | 93653.7095 | 37424.4939 | 23952.1382 | 25841.6494 | 27873.9866 | 29992.9804
Scenario 5: High TRC ZEAS Phase In | PG&E | Com | BldgEnv | Com - Office (Large) | Participant Cost Test | Energy Efficiency | 26619.3391 | 26755.3154 | 26900.4152 | 26538.6025 | 26046.5947 | 25133.1764 | 24045.0398 | 22293.0722 | 14572.821 | 12205.7177 | 9548.2532 | 6637.6187 | 3463.11
Scenario 5: High TRC ZEAS Phase In | PG&E | Com | BldgEnv | Com - Office (Large) | Program Administrator Cost Test | Energy Efficiency | 18810.9454 | 20491.4055 | 22415.3224 | 24196.948 | 26205.451 | 28205.0125 | 30416.8651 | 32381.6564 | 34096.693 | 36159.8111 | 38180.5796 | 40263.797 | 42467.9791
Scenario 5: High TRC ZEAS Phase In | PG&E | Com | BldgEnv | Com - Office (Large) | Rate Impact Measure Test | Energy Efficiency | 18810.9454 | 20491.4055 | 22415.3224 | 24196.948 | 26205.451 | 28205.0125 | 30416.8651 | 32381.6564 | 34096.693 | 36159.8111 | 38180.5796 | 40263.797 | 42467.9791
Scenario 5: High TRC ZEAS Phase In | PG&E | Com | BldgEnv | Com - Office (Large) | Total Resource Cost Test | Energy Efficiency | 23493.0132 | 25316.959 | 27411.5632 | 29308.4476 | 31446.5472 | 33538.8968 | 35856.385 | 37861.6993 | 34096.693 | 36159.8111 | 38180.5796 | 40263.797 | 42467.9791
Scenario 5: High TRC ZEAS Phase In | PG&E | Com | BldgEnv | Com - Office (Small) | Participant Cost Test | Energy Efficiency | 4578.1617 | 4661.585 | 4724.7924 | 807.9535 | 42823.6877 | 4193.4195 | 4035.264 | 3759.2898 | 2903.0384 | 2461.5606 | 1955.5656 | 1379.8397 | 730.281
Scenario 5: High TRC ZEAS Phase In | PG&E | Com | BldgEnv | Com - Office (Small) | Program Administrator Cost Test | Energy Efficiency | 3441.1545 | 3806.1788 | 4207.3799 | 438.7573 | 50345.0999 | 5043.1135 | 5498.7169 | 5969.643 | 6441.0448 | 6944.6025 | 7476.4336 | 8031.1986 | 8620.6326
Scenario 5: High TRC ZEAS Phase In | PG&E | Com | BldgEnv | Com - Office (Small) | Rate Impact Measure Test | Energy Efficiency | 3441.1545 | 3806.1788 | 4207.3799 | 438.7573 | 50345.0999 | 5043.1135 | 5498.7169 | 5969.643 | 6441.0448 | 6944.6025 | 7476.4336 | 8031.1986 | 8620.6326
Scenario 5: High TRC ZEAS Phase In | PG&E | Com | BldgEnv | Com - Office (Small) | Total Resource Cost Test | Energy Efficiency | 3858.7147 | 4239.0263 | 4656.5544 | 539.3285 | 54569.5267 | 5495.9148 | 5962.8531 | 6443.8085 | 6441.0448 | 6944.6025 | 7476.4336 | 8031.1986 | 8620.6326
Scenario 5: High TRC ZEAS Phase In | PG&E | Com | BldgEnv | Com - Other | Participant Cost Test | Energy Efficiency | 4936.1581 | 5019.9031 | 5098.6743 | 5110.8864 | 5042.587 | 4984.7553 | 4882.4506 | 4610.3204 | 3029.3541 | 2559.9182 | 2029.308 | 1427.2654 | 754.4538
Scenario 5: High TRC ZEAS Phase In | PG&E | Com | BldgEnv | Com - Other | Program Administrator Cost Test | Energy Efficiency | 3144.269 | 3464.395 | 3825.0944 | 4187.1561 | 4540.1506 | 4992.9527 | 5490.5656 | 5977.1381 | 6396.8346 | 6893.3346 | 7426.0086 | 7970.3552 | 8565.8175
Scenario 5: High TRC ZEAS Phase In | PG&E | Com | BldgEnv | Com - Other | Rate Impact Measure Test | Energy Efficiency | 3144.269 | 3464.395 | 3825.0944 | 4187.1561 | 4540.1506 | 4992.9527 | 5490.5656 | 5977.1381 | 6396.8346 | 6893.3346 | 7426.0086 | 7970.3552 | 8565.8175
Scenario 5: High TRC ZEAS Phase In | PG&E | Com | BldgEnv | Com - Other | Total Resource Cost Test | Energy Efficiency | 4114.8011 | 4459.6588 | 4849.4048 | 5235.7732 | 5605.517 | 6086.8923 | 6615.2039 | 7124.5974 | 6396.8346 | 6893.3346 | 7426.0086 | 7970.3552 | 8565.8175
Scenario 5: High TRC ZEAS Phase In | PG&E | Com | BldgEnv | Com - Refrig. Warehouse | Participant Cost Test | Energy Efficiency | 1133.0937 | 1164.8128 | 1183.4807 | 1185.8364 | 1169.8853 | 1134.8817 | 1072.7019 | 973.2779 | 796.2234 | 658.5477 | 509.8447 | 351.8634 | 182.808
Scenario 5: High TRC ZEAS Phase In | PG&E | Com | BldgEnv | Com - Refrig. Warehouse | Program Administrator Cost Test | Energy Efficiency | 937.1622 | 1039.0993 | 1143 | 1248.946 | 1357.5707 | 1472.0574 | 1577.9475 | 1686.081 | 1784.0924 | 1889.7823 | 1996.7253 | 2112.0685 | 2238.754
Scenario 5: High TRC ZEAS Phase In | PG&E | Com | BldgEnv | Com - Refrig. Warehouse | Rate Impact Measure Test | Energy Efficiency | 937.1622 | 1039.0993 | 1143 | 1248.946 | 1357.5707 | 1472.0574 | 1577.9475 | 1686.081 | 1784.0924 | 1889.7823 | 1996.7253 | 2112.0685 | 2238.754
Scenario 5: High TRC ZEAS Phase In | PG&E | Com | BldgEnv | Com - Refrig. Warehouse | Total Resource Cost Test | Energy Efficiency | 977.0368 | 1081.0549 | 1186.7878 | 1294.3071 | 1404.2286 | 1519.8006 | 1626.2387 | 1734.7399 | 1784.0924 | 1889.7823 | 1996.7253 | 2112.0685 | 2238.754
Scenario 5: High TRC ZEAS Phase In | PG&E | Com | BldgEnv | Com - Restaurant | Participant Cost Test | Energy Efficiency | 1270.015 | 1275.5249 | 1286.4748 | 1281.4243 | 1259.9366 | 1219.6464 | 1169.7862 | 1079.5779 | 902.7908 | 765.3206 | 607.1165 | 65.3615 | 2156.0358
Scenario 5: High TRC ZEAS Phase In | PG&E | Com | BldgEnv | Com - Restaurant | Program Administrator Cost Test | Energy Efficiency | 994.3906 | 1083.9147 | 1192.4914 | 1304.5735 | 1421.8989 | 1544.8595 | 1684.3371 | 1825.0622 | 1967.8552 | 2123.7423 | 2285.2104 | 155.3693 | 27328.6423
Scenario 5: High TRC ZEAS Phase In | PG&E | Com | BldgEnv | Com - Restaurant | Rate Impact Measure Test | Energy Efficiency | 994.3906 | 1083.9147 | 1192.4914 | 1304.5735 | 1421.8989 | 1544.8595 | 1684.3371 | 1825.0622 | 1967.8552 | 2123.7423 | 2285.2104 | 155.3693 | 27328.6423
Scenario 5: High TRC ZEAS Phase In | PG&E | Com | BldgEnv | Com - Restaurant | Total Resource Cost Test | Energy Efficiency | 1042.1879 | 1132.7207 | 1242.7787 | 1356.2056 | 1474.74 | 1598.7338 | 1739.4747 | 1881.2214 | 1967.8552 | 2123.7423 | 2285.2104 | 155.3693 | 27328.6423
Scenario 5: High TRC ZEAS Phase In | PG&E | Com | BldgEnv | Com - Retail | Participant Cost Test | Energy Efficiency | 8059.9632 | 8407.7065 | 8213.2214 | 1330.3467 | 71937.4645 | 7715.2686 | 8331.1643 | 72242.4104 | 5066.0339 | 4301.3633 | 3430.0225 | 2428.703 | 1298.7195
Scenario 5: High TRC ZEAS Phase In | PG&E | Com | BldgEnv | Com - Retail | Program Administrator Cost Test | Energy Efficiency | 5266.9905 | 5937.9235 | 6421.4187 | 631.5334 | 70950.3762 | 7821.2906 | 9562.91 | 43305.1287 | 11548.3775 | 12512.1279 | 13563.8171 | 14657.6174 | 15895.4045
Scenario 5: High TRC ZEAS Phase In | PG&E | Com | BldgEnv | Com - Retail | Rate Impact Measure Test | Energy Efficiency | 5266.9905 | 5937.9235 | 6421.4187 | 631.5334 | 70950.3762 | 7821.2906 | 9562.91 | 43305.1287 | 11548.3775 | 12512.1279 | 13563.8171 | 14657.6174 | 15895.4045
Scenario 5: High TRC ZEAS Phase In | PG&E | Com | BldgEnv | Com - Retail | Total Resource Cost Test | Energy Efficiency | 7097.4542 | 7882.9391 | 8319.3468 | 1033.8715 | 88561.4395 | 9858.6193 | 11879.2356 | 64036.392 | 11548.3775 | 12512.1279 | 13563.8171 | 14657.6174 | 15895.4045
Scenario 5: High TRC ZEAS Phase In | PG&E | Com | BldgEnv | Com - School | Participant Cost Test | Energy Efficiency | 6947.2337 | 7034.2607 | 7055.1543 | 6972.964 | 6756.7752 | 6498.0329 | 6139.9394 | 5675.995 | 4158.2269 | 3503.1329 | 2765.06 | 1946.5271 | 1023.5807
Scenario 5: High TRC ZEAS Phase In | PG&E | Com | BldgEnv | Com - School | Program Administrator Cost Test | Energy Efficiency | 5234.5675 | 5756.191 | 6293.7543 | 6825.0447 | 7317.2919 | 7881.7703 | 8435.0342 | 9033.626 | 9644.616 | 10296.3567 | 10979.3188 | 11736.7651 | 12485.2359
Scenario 5: High TRC ZEAS Phase In | PG&E | Com | BldgEnv | Com - School | Rate Impact Measure Test | Energy Efficiency | 5234.5675 | 5756.191 | 6293.7543 | 6825.0447 | 7317.2919 | 7881.7703 | 8435.0342 | 9033.626 | 9644.616 | 10296.3567 | 10979.3188 | 11736.7651 | 12485.2359
Scenario 5: High TRC ZEAS Phase In | PG&E | Com | BldgEnv | Com - School | Total Resource Cost Test | Energy Efficiency | 6039.6005 | 6591.9719 | 7157.7694 | 7711.9148 | 8217.4441 | 8797.8135 | 9361.886 | 9972.0574 | 9644.616 | 10296.3567 | 10979.3188 | 11736.7651 | 12485.2359
Scenario 5: High TRC ZEAS Phase In | PG&E | Com | BldgEnv | Com - Warehouse | Participant Cost Test | Energy Efficiency | 894276.4468 | 892194.7475 | 853720.4606 | 780887.5905 | 680362.3099 | 561725.6154 | 434892.2121 | 289860.6425 | 124986.2835 | 48229.987 | 17284.0647 | 12207.4212 | 6472.4092
Scenario 5: High TRC ZEAS Phase In | PG&E | Com | BldgEnv | Com - Warehouse | Program Administrator Cost Test | Energy Efficiency | 529222.0121 | 546798.6389 | 541962.4477 | 514902.0232 | 468514.4571 | 407658.6024 | 336326.8381 | 261146.9845 | 185873.5439 | 115225.2854 | 81994.7703 | 87910.5773 | 94303.4115
Scenario 5: High TRC ZEAS Phase In | PG&E | Com | BldgEnv | Com - Warehouse | Rate Impact Measure Test | Energy Efficiency | 529222.0121 | 546798.6389 | 541962.4477 | 514902.0232 | 468514.4571 | 407658.6024 | 336326.8381 | 261146.9845 | 185873.5439 | 115225.2854 | 81994.7703 | 87910.5773 | 94303.4115
Scenario 5: High TRC ZEAS Phase In | PG&E | Com | BldgEnv | Com - Warehouse | Total Resource Cost Test | Energy Efficiency | 700114.9524 | 714899.9887 | 700537.266 | 658111.732 | 592002.7629 | 508998.5227 | 414871.5716 | 317960.8805 | 185873.5439 | 115225.2854 | 81994.7703 | 87910.5773 | 94303.4115
Scenario 5: High TRC ZEAS Phase In | PG&E | Com | ComRefrig | Com - College | Participant Cost Test | Energy Efficiency | 4054.1585 | 2383.5657 | 1227.1622 | 506.6362 | 187.9918 | 58.5674 | 0 | 0 | 0 | 0 | 0 | 0 | 0
Scenario 5: High TRC ZEAS Phase In | PG&E | Com | ComRefrig | Com - College | Program Administrator Cost Test | Energy Efficiency | 1066.3422 | 672.8943 | 367.6776 | 157.4503 | 60.6791 | 21.1747 | 0 | 0 | 0 | 0 | 0 | 0 | 0
Scenario 5: High TRC ZEAS Phase In | PG&E | Com | ComRefrig | Com - College | Rate Impact Measure Test | Energy Efficiency | 1066.3422 | 672.8943 | 367.6776 | 157.4503 | 60.6791 | 21.1747 | 0 | 0 | 0 | 0 | 0 | 0 | 0
Scenario 5: High TRC ZEAS Phase In | PG&E | Com | ComRefrig | Com - College | Total Resource Cost Test | Energy Efficiency | 1066.3422 | 672.8943 | 367.6776 | 157.4503 | 60.6791 | 21.1747 | 0 | 0 | 0 | 0 | 0 | 0 | 0
Scenario 5: High TRC ZEAS Phase In | PG&E | Com | ComRefrig | Com - Grocery | Participant Cost Test | Energy Efficiency | 2913766.0961 | 1239414.7126 | 440682.4719 | 133198.3276 | 0 | 0 | 0 | 0 | 0 | 0 | 0 | 0 | 0
Scenario 5: High TRC ZEAS Phase In | PG&E | Com | ComRefrig | Com - Grocery | Program Administrator Cost Test | Energy Efficiency | 755655.8017 | 337665.3908 | 123025.8617 | 39668.2242 | 0 | 0 | 0 | 0 | 0 | 0 | 0 | 0 | 0
Scenario 5: High TRC ZEAS Phase In | PG&E | Com | ComRefrig | Com - Grocery | Rate Impact Measure Test | Energy Efficiency | 755655.8017 | 337665.3908 | 123025.8617 | 39668.2242 | 0 | 0 | 0 | 0 | 0 | 0 | 0 | 0 | 0
Scenario 5: High TRC ZEAS Phase In | PG&E | Com | ComRefrig | Com - Grocery | Total Resource Cost Test | Energy Efficiency | 755655.8017 | 337665.3908 | 123025.8617 | 39668.2242 | 0 | 0 | 0 | 0 | 0 | 0 | 0 | 0 | 0
Scenario 5: High TRC ZEAS Phase In | PG&E | Com | ComRefrig | Com - Refrig. Warehouse | Participant Cost Test | Energy Efficiency | 8674.807 | 4844.2554 | 2308.348 | 793.2048 | 303.6651 | 47.8466 | 0 | 0 | 0 | 0 | 0 | 0 | 0
Scenario 5: High TRC ZEAS Phase In | PG&E | Com | ComRefrig | Com - Refrig. Warehouse | Program Administrator Cost Test | Energy Efficiency | 2277.6278 | 1363.556 | 686.8637 | 238.4882 | 98.0156 | 17.2987 | 0 | 0 | 0 | 0 | 0 | 0 | 0
Scenario 5: High TRC ZEAS Phase In | PG&E | Com | ComRefrig | Com - Refrig. Warehouse | Rate Impact Measure Test | Energy Efficiency | 2277.6278 | 1363.556 | 686.8637 | 238.4882 | 98.0156 | 17.2987 | 0 | 0 | 0 | 0 | 0 | 0 | 0
Scenario 5: High TRC ZEAS Phase In | PG&E | Com | ComRefrig | Com - Refrig. Warehouse | Total Resource Cost Test | Energy Efficiency | 2277.6278 | 1363.556 | 686.8637 | 238.4882 | 98.0156 | 17.2987 | 0 | 0 | 0 | 0 | 0 | 0 | 0
Scenario 5: High TRC ZEAS Phase In | PG&E | Com | ComRefrig | Com - Restaurant | Participant Cost Test | Energy Efficiency | 103150.8216 | 45480.0036 | 16411.7808 | 5561.6374 | 0 | 0 | 0 | 0 | 0 | 0 | 0 | 0 | 0
Scenario 5: High TRC ZEAS Phase In | PG&E | Com | ComRefrig | Com - Restaurant | Program Administrator Cost Test | Energy Efficiency | 26764.3843 | 12421.5336 | 4581.6968 | 1656.3292 | 0 | 0 | 0 | 0 | 0 | 0 | 0 | 0 | 0
Scenario 5: High TRC ZEAS Phase In | PG&E | Com | ComRefrig | Com - Restaurant | Rate Impact Measure Test | Energy Efficiency | 26764.3843 | 12421.5336 | 4581.6968 | 1656.3292 | 0 | 0 | 0 | 0 | 0 | 0 | 0 | 0 | 0
Scenario 5: High TRC ZEAS Phase In | PG&E | Com | ComRefrig | Com - Restaurant | Total Resource Cost Test | Energy Efficiency | 26764.3843 | 12421.5336 | 4581.6968 | 1656.3292 | 0 | 0 | 0 | 0 | 0 | 0 | 0 | 0 | 0
Scenario 5: High TRC ZEAS Phase In | PG&E | Com | ComRefrig | Com - Retail | Participant Cost Test | Energy Efficiency | 1349556.5152 | 596976.8783 | 0 | 133388.6918 | 33399.7188 | 0 | 0 | 0 | 0 | 0 | 0 | 0 | 0
Scenario 5: High TRC ZEAS Phase In | PG&E | Com | ComRefrig | Com - Retail | Program Administrator Cost Test | Energy Efficiency | 350529.8704 | 163588.3427 | 0 | 39724.9171 | 10780.6047 | 0 | 0 | 0 | 0 | 0 | 0 | 0 | 0
Scenario 5: High TRC ZEAS Phase In | PG&E | Com | ComRefrig | Com - Retail | Rate Impact Measure Test | Energy Efficiency | 350529.8704 | 163588.3427 | 0 | 39724.9171 | 10780.6047 | 0 | 0 | 0 | 0 | 0 | 0 | 0 | 0
Scenario 5: High TRC ZEAS Phase In | PG&E | Com | ComRefrig | Com - Retail | Total Resource Cost Test | Energy Efficiency | 350529.8704 | 163588.3427 | 0 | 39724.9171 | 10780.6047 | 0 | 0 | 0 | 0 | 0 | 0 | 0 | 0
Scenario 5: High TRC ZEAS Phase In | PG&E | Com | ComRefrig | Com - School | Participant Cost Test | Energy Efficiency | 13.5822 | 0 | 0 | 0 | 0 | 0 | 0 | 0 | 0 | 0 | 0 | 0 | 0
Scenario 5: High TRC ZEAS Phase In | PG&E | Com | ComRefrig | Com - School | Program Administrator Cost Test | Energy Efficiency | 3.3324 | 0 | 0 | 0 | 0 | 0 | 0 | 0 | 0 | 0 | 0 | 0 | 0
Scenario 5: High TRC ZEAS Phase In | PG&E | Com | ComRefrig | Com - School | Rate Impact Measure Test | Energy Efficiency | 3.3324 | 0 | 0 | 0 | 0 | 0 | 0 | 0 | 0 | 0 | 0 | 0 | 0
Scenario 5: High TRC ZEAS Phase In | PG&E | Com | ComRefrig | Com - School | Total Resource Cost Test | Energy Efficiency | 3.3324 | 0 | 0 | 0 | 0 | 0 | 0 | 0 | 0 | 0 | 0 | 0 | 0
Scenario 5: High TRC ZEAS Phase In | PG&E | Com | FoodServ | Com - College | Participant Cost Test | Energy Efficiency | 464862.5277 | 476161.006 | 461778.9559 | 487465.9795 | 427855.4306 | 399474.7333 | 370526.0212 | 335436.0877 | 299929.9198 | 259033.1206 | 212845.2492 | 160309.5348 | 104595.3164
Scenario 5: High TRC ZEAS Phase In | PG&E | Com | FoodServ | Com - College | Participant Cost Test | Fuel Substitution | 256.1802 | 289.3134 | 319.1852 | 347.4335 | 374.6267 | 401.2091 | 426.3893 | 461.1229 | 498.1012 | 539.0529 | 584.842 | 633.7931 | 686.057
Scenario 5: High TRC ZEAS Phase In | PG&E | Com | FoodServ | Com - College | Program Administrator Cost Test | Energy Efficiency | 270339.5324 | 286153.9646 | 296265.3051 | 348775.6109 | 333851.1114 | 349701.3191 | 368529.7384 | 385663.2585 | 407584.3886 | 429614.5451 | 452109.7169 | 471379.6401 | 496055.312
Scenario 5: High TRC ZEAS Phase In | PG&E | Com | FoodServ | Com - College | Program Administrator Cost Test | Fuel Substitution | 2469.1151 | 2874.7315 | 3334.4821 | 3815.5822 | 4333.7005 | 4893.616 | 5497.4026 | 6319.3375 | 7284.0065 | 8448.1966 | 9864.5205 | 11530.9628 | 13501.6385
Scenario 5: High TRC ZEAS Phase In | PG&E | Com | FoodServ | Com - College | Rate Impact Measure Test | Energy Efficiency | 270339.5324 | 286153.9646 | 296265.3051 | 348775.6109 | 333851.1114 | 349701.3191 | 368529.7384 | 385663.2585 | 407584.3886 | 429614.5451 | 452109.7169 | 471379.6401 | 496055.312
Scenario 5: High TRC ZEAS Phase In | PG&E | Com | FoodServ | Com - College | Rate Impact Measure Test | Fuel Substitution | 3223.2848 | 3664.1059 | 4144.6937 | 4620.254 | 5118.0938 | 5636.7471 | 6185.0877 | 6952.9895 | 7854.5474 | 8938.8965 | 10262.7659 | 11814.7749 | 13653.9481
Scenario 5: High TRC ZEAS Phase In | PG&E | Com | FoodServ | Com - College | Total Resource Cost Test | Energy Efficiency | 270339.5324 | 286153.9646 | 296265.3051 | 348775.6109 | 333851.1114 | 349701.3191 | 368529.7384 | 385663.2585 | 407584.3886 | 429614.5451 | 452109.7169 | 471379.6401 | 496055.312
Scenario 5: High TRC ZEAS Phase In | PG&E | Com | FoodServ | Com - College | Total Resource Cost Test | Fuel Substitution | 2469.1151 | 2874.7315 | 3334.4821 | 3815.5822 | 4333.7005 | 4893.616 | 5497.4026 | 6319.3375 | 7284.0065 | 8448.1966 | 9864.5205 | 11530.9628 | 13501.6385
Scenario 5: High TRC ZEAS Phase In | PG&E | Com | FoodServ | Com - Grocery | Participant Cost Test | Energy Efficiency | 2961306.0406 | 3045078.1791 | 3070482.5158 | 2966450.3134 | 2816304.4265 | 2654349.9701 | 2464752.9323 | 2248771.4798 | 1999960.7785 | 1726413.4694 | 1425299.365 | 1092830.8702 | 727027.4367
Scenario 5: High TRC ZEAS Phase In | PG&E | Com | FoodServ | Com - Grocery | Participant Cost Test | Fuel Substitution | 2329.0473 | 2600.4379 | 2861.8794 | 3112.9797 | 3355.8635 | 3591.9061 | 3819.4685 | 4074.8539 | 4336.0105 | 4606.6901 | 4891.0459 | 5186.5445 | 5495.2529
Scenario 5: High TRC ZEAS Phase In | PG&E | Com | FoodServ | Com - Grocery | Program Administrator Cost Test | Energy Efficiency | 1538178.4824 | 1630449.9537 | 1735513.2728 | 1836810.7371 | 1933099.3819 | 2043843.0187 | 2156124.4196 | 2272339.1857 | 2386283.1709 | 2508602.0095 | 2641824.8927 | 2781993.0742 | 2934832.8481
Scenario 5: High TRC ZEAS Phase In | PG&E | Com | FoodServ | Com - Grocery | Program Administrator Cost Test | Fuel Substitution | 23805.6994 | 27752.2763 | 32145.599 | 36801.5417 | 41796.5164 | 47158.5839 | 52925.2372 | 59691.8466 | 67263.1274 | 75818.2822 | 85575.8427 | 96610.9533 | 109169.191
Scenario 5: High TRC ZEAS Phase In | PG&E | Com | FoodServ | Com - Grocery | Rate Impact Measure Test | Energy Efficiency | 1538178.4824 | 1630449.9537 | 1735513.2728 | 1836810.7371 | 1933099.3819 | 2043843.0187 | 2156124.4196 | 2272339.1857 | 2386283.1709 | 2508602.0095 | 2641824.8927 | 2781993.0742 | 2934832.8481
Scenario 5: High TRC ZEAS Phase In | PG&E | Com | FoodServ | Com - Grocery | Rate Impact Measure Test | Fuel Substitution | 30809.67 | 35026.8745 | 39536.642 | 44100.9228 | 48866.4046 | 53799.7939 | 59014.2462 | 65148.6319 | 72027.4428 | 79763.6814 | 88644.2955 | 98700.9472 | 110241.0858
Scenario 5: High TRC ZEAS Phase In | PG&E | Com | FoodServ | Com - Grocery | Total Resource Cost Test | Energy Efficiency | 1538178.4824 | 1630449.9537 | 1735513.2728 | 1836810.7371 | 1933099.3819 | 2043843.0187 | 2156124.4196 | 2272339.1857 | 2386283.1709 | 2508602.0095 | 2641824.8927 | 2781993.0742 | 2934832.8481
Scenario 5: High TRC ZEAS Phase In | PG&E | Com | FoodServ | Com - Grocery | Total Resource Cost Test | Fuel Substitution | 23805.6994 | 27752.2763 | 32145.599 | 36801.5417 | 41796.5164 | 47158.5839 | 52925.2372 | 59691.8466 | 67263.1274 | 75818.2822 | 85575.8427 | 96610.9533 | 109169.191
Scenario 5: High TRC ZEAS Phase In | PG&E | Com | FoodServ | Com - Health | Participant Cost Test | Energy Efficiency | 1188976.4431 | 1221681.0235 | 1242029.4435 | 1190586.7804 | 1138812.3147 | 1062449.4853 | 1032472.2398 | 914337.196 | 812524.5492 | 695068.4847 | 564084.5321 | 432538.536 | 286349.5379
Scenario 5: High TRC ZEAS Phase In | PG&E | Com | FoodServ | Com - Health | Participant Cost Test | Fuel Substitution | 731.9402 | 838.5347 | 933.3906 | 1024.7024 | 1123.1466 | 1223.8016 | 1326.1532 | 1433.1463 | 1540.5434 | 1648.6996 | 1756.7175 | 1867.4501 | 1979.9716
Scenario 5: High TRC ZEAS Phase In | PG&E | Com | FoodServ | Com - Health | Program Administrator Cost Test | Energy Efficiency | 672470.5942 | 712947.0584 | 771900.2507 | 810235.9993 | 858071.7619 | 894199.577 | 997114.3091 | 1012518.643 | 1063031.8664 | 1108931.9686 | 1150646.8105 | 1216018.9825 | 1286714.9992
Scenario 5: High TRC ZEAS Phase In | PG&E | Com | FoodServ | Com - Health | Program Administrator Cost Test | Fuel Substitution | 6918.5683 | 8167.6222 | 9560.3342 | 11039.9091 | 12773.0785 | 14708.9949 | 16893.2773 | 19402.0582 | 22242.4942 | 25486.337 | 29198.147 | 33479.5051 | 38443.1513
Scenario 5: High TRC ZEAS Phase In | PG&E | Com | FoodServ | Com - Health | Rate Impact Measure Test | Energy Efficiency | 672470.5942 | 712947.0584 | 771900.2507 | 810235.9993 | 858071.7619 | 894199.577 | 997114.3091 | 1012518.643 | 1063031.8664 | 1108931.9686 | 1150646.8105 | 1216018.9825 | 1286714.9992
Scenario 5: High TRC ZEAS Phase In | PG&E | Com | FoodServ | Com - Health | Rate Impact Measure Test | Fuel Substitution | 8862.2955 | 10221.7898 | 11679.7739 | 13158.2377 | 14873.1316 | 16733.1168 | 18803.2431 | 21154.5464 | 23807.0485 | 26810.5276 | 30248.7082 | 34210.5007 | 38826.2625
Scenario 5: High TRC ZEAS Phase In | PG&E | Com | FoodServ | Com - Health | Total Resource Cost Test | Energy Efficiency | 672470.5942 | 712947.0584 | 771900.2507 | 810235.9993 | 858071.7619 | 894199.577 | 997114.3091 | 1012518.643 | 1063031.8664 | 1108931.9686 | 1150646.8105 | 1216018.9825 | 1286714.9992
Scenario 5: High TRC ZEAS Phase In | PG&E | Com | FoodServ | Com - Health | Total Resource Cost Test | Fuel Substitution | 6918.5683 | 8167.6222 | 9560.3342 | 11039.9091 | 12773.0785 | 14708.9949 | 16893.2773 | 19402.0582 | 22242.4942 | 25486.337 | 29198.147 | 33479.5051 | 38443.1513
Scenario 5: High TRC ZEAS Phase In | PG&E | Com | FoodServ | Com - Lodging | Participant Cost Test | Energy Efficiency | 1227393.5963 | 1268388.5075 | 1275506.6469 | 1242480.8093 | 1198074.5162 | 1133886.1467 | 1058329.8451 | 969653.8859 | 866754.4669 | 751911.8789 | 621444.8359 | 472661.6883 | 319762.8416
Scenario 5: High TRC ZEAS Phase In | PG&E | Com | FoodServ | Com - Lodging | Participant Cost Test | Fuel Substitution | 709.062 | 798.3473 | 880.6705 | 960.8952 | 1045.1474 | 1130.0994 | 1218.2977 | 1307.6311 | 1396.7633 | 1486.3075 | 1576.4783 | 1669.5651 | 1767.9852
Scenario 5: High TRC ZEAS Phase In | PG&E | Com | FoodServ | Com - Lodging | Program Administrator Cost Test | Energy Efficiency | 613445.7077 | 655123.0341 | 699110.4433 | 741557.4317 | 791147.1508 | 838935.5114 | 888175.0832 | 938907.5103 | 990145.9954 | 1046376.2545 | 1105878.9012 | 1160378.7463 | 1271916.2821
Scenario 5: High TRC ZEAS Phase In | PG&E | Com | FoodServ | Com - Lodging | Program Administrator Cost Test | Fuel Substitution | 7151.8827 | 8380.3804 | 9724.2326 | 11168.7111 | 12810.866 | 14619.5573 | 16663.8642 | 18938.1891 | 21462.096 | 24284.0714 | 27453.9352 | 31046.495 | 35170.9092
Scenario 5: High TRC ZEAS Phase In | PG&E | Com | FoodServ | Com - Lodging | Rate Impact Measure Test | Energy Efficiency | 613445.7077 | 655123.0341 | 699110.4433 | 741557.4317 | 791147.1508 | 838935.5114 | 888175.0832 | 938907.5103 | 990145.9954 | 1046376.2545 | 1105878.9012 | 1160378.7463 | 1271916.2821
Scenario 5: High TRC ZEAS Phase In | PG&E | Com | FoodServ | Com - Lodging | Rate Impact Measure Test | Fuel Substitution | 9335.928 | 10672.2507 | 12056.4509 | 13487.6492 | 15088.6049 | 16794.2507 | 18699.8157 | 20786.0286 | 23092.3696 | 25646.682 | 28521.0119 | 31779.3102 | 35549.8249
Scenario 5: High TRC ZEAS Phase In | PG&E | Com | FoodServ | Com - Lodging | Total Resource Cost Test | Energy Efficiency | 613445.7077 | 655123.0341 | 699110.4433 | 741557.4317 | 791147.1508 | 838935.5114 | 888175.0832 | 938907.5103 | 990145.9954 | 1046376.2545 | 1105878.9012 | 1160378.7463 | 1271916.2821
Scenario 5: High TRC ZEAS Phase In | PG&E | Com | FoodServ | Com - Lodging | Total Resource Cost Test | Fuel Substitution | 7151.8827 | 8380.3804 | 9724.2326 | 11168.7111 | 12810.866 | 14619.5573 | 16663.8642 | 18938.1891 | 21462.096 | 24284.0714 | 27453.9352 | 31046.495 | 35170.9092
Scenario 5: High TRC ZEAS Phase In | PG&E | Com | FoodServ | Com - Office (Large) | Participant Cost Test | Energy Efficiency | 27834.4926 | 27744.8294 | 27886.1182 | 27898.8614 | 26091.7234 | 24040.5743 | 21900.7263 | 19492.1562 | 16890.4087 | 14177.7088 | 11284.6761 | 8190.4535 | 4879.1923
Scenario 5: High TRC ZEAS Phase In | PG&E | Com | FoodServ | Com - Office (Large) | Program Administrator Cost Test | Energy Efficiency | 5731.69 | 5939.6831 | 6156.7779 | 6340.4588 | 6601.3675 | 6921.4607 | 7196.6799 | 7415.6013 | 7583.9988 | 7763.2753 | 7993.2958 | 8176.8975 | 8358.3562
Scenario 5: High TRC ZEAS Phase In | PG&E | Com | FoodServ | Com - Office (Large) | Rate Impact Measure Test | Energy Efficiency | 5731.69 | 5939.6831 | 6156.7779 | 6340.4588 | 6601.3675 | 6921.4607 | 7196.6799 | 7415.6013 | 7583.9988 | 7763.2753 | 7993.2958 | 8176.8975 | 8358.3562
Scenario 5: High TRC ZEAS Phase In | PG&E | Com | FoodServ | Com - Office (Large) | Total Resource Cost Test | Energy Efficiency | 5731.69 | 5939.6831 | 6156.7779 | 6340.4588 | 6601.3675 | 6921.4607 | 7196.6799 | 7415.6013 | 7583.9988 | 7763.2753 | 7993.2958 | 8176.8975 | 8358.3562
Scenario 5: High TRC ZEAS Phase In | PG&E | Com | FoodServ | Com - Office (Small) | Participant Cost Test | Energy Efficiency | 6345.6493 | 6393.6255 | 6472.8895 | 3647.6976 | 26276.6433 | 5524.0181 | 5062.0619 | 4548.9565 | 3988.9099 | 3375.6472 | 2711.5511 | 1985.0261 | 1192.0184
Scenario 5: High TRC ZEAS Phase In | PG&E | Com | FoodServ | Com - Office (Small) | Program Administrator Cost Test | Energy Efficiency | 1306.6987 | 1368.7635 | 1429.1033 | 828.9971 | 6648.1534 | 1590.406 | 1663.4169 | 1730.6063 | 1791.069 | 1848.4001 | 1920.6781 | 1981.7407 | 2042.0008
Scenario 5: High TRC ZEAS Phase In | PG&E | Com | FoodServ | Com - Office (Small) | Rate Impact Measure Test | Energy Efficiency | 1306.6987 | 1368.7635 | 1429.1033 | 828.9971 | 6648.1534 | 1590.406 | 1663.4169 | 1730.6063 | 1791.069 | 1848.4001 | 1920.6781 | 1981.7407 | 2042.0008
Scenario 5: High TRC ZEAS Phase In | PG&E | Com | FoodServ | Com - Office (Small) | Total Resource Cost Test | Energy Efficiency | 1306.6987 | 1368.7635 | 1429.1033 | 828.9971 | 6648.1534 | 1590.406 | 1663.4169 | 1730.6063 | 1791.069 | 1848.4001 | 1920.6781 | 1981.7407 | 2042.0008
Scenario 5: High TRC ZEAS Phase In | PG&E | Com | FoodServ | Com - Other | Participant Cost Test | Energy Efficiency | 3579598.5876 | 3684565.3625 | 3649753.9153 | 3533564.2441 | 3372874.3454 | 3195178.7574 | 2987779.9985 | 2738094.5874 | 2440952.0031 | 2113514.3501 | 1746790.0294 | 1336319.1978 | 880280.4487
Scenario 5: High TRC ZEAS Phase In | PG&E | Com | FoodServ | Com - Other | Participant Cost Test | Fuel Substitution | 2621.6783 | 2953.0265 | 3292.4742 | 3615.392 | 3935.5321 | 4254.035 | 4567.5087 | 4892.5435 | 5240.3337 | 5592.6231 | 5964.7745 | 6347.5932 | 6741.7098
Scenario 5: High TRC ZEAS Phase In | PG&E | Com | FoodServ | Com - Other | Program Administrator Cost Test | Energy Efficiency | 2080855.4043 | 2212771.7477 | 2357349.6139 | 2496415.1624 | 2633965.0579 | 2791823.8837 | 2957424.2715 | 3122654.2755 | 3279114.5491 | 3452580.4689 | 3640408.6463 | 3836087.0118 | 4046996.3844
Scenario 5: High TRC ZEAS Phase In | PG&E | Com | FoodServ | Com - Other | Program Administrator Cost Test | Fuel Substitution | 28094.7789 | 33084.0378 | 38875.8985 | 44949.3749 | 51566.6498 | 58775.4053 | 66613.0234 | 75394.1438 | 85444.4874 | 96630.6589 | 109387.2743 | 123709.3265 | 139849.6389
Scenario 5: High TRC ZEAS Phase In | PG&E | Com | FoodServ | Com - Other | Rate Impact Measure Test | Energy Efficiency | 2080855.4043 | 2212771.7477 | 2357349.6139 | 2496415.1624 | 2633965.0579 | 2791823.8837 | 2957424.2715 | 3122654.2755 | 3279114.5491 | 3452580.4689 | 3640408.6463 | 3836087.0118 | 4046996.3844
Scenario 5: High TRC ZEAS Phase In | PG&E | Com | FoodServ | Com - Other | Rate Impact Measure Test | Fuel Substitution | 38839.915 | 44537.1856 | 50811.689 | 56967.1242 | 63442.3009 | 70188.9243 | 77328.5932 | 85173.4305 | 94145.4001 | 103979.2171 | 115210.8414 | 127765.7311 | 141974.0305
Scenario 5: High TRC ZEAS Phase In | PG&E | Com | FoodServ | Com - Other | Total Resource Cost Test | Energy Efficiency | 2080855.4043 | 2212771.7477 | 2357349.6139 | 2496415.1624 | 2633965.0579 | 2791823.8837 | 2957424.2715 | 3122654.2755 | 3279114.5491 | 3452580.4689 | 3640408.6463 | 3836087.0118 | 4046996.3844
Scenario 5: High TRC ZEAS Phase In | PG&E | Com | FoodServ | Com - Other | Total Resource Cost Test | Fuel Substitution | 28094.7789 | 33084.0378 | 38875.8985 | 44949.3749 | 51566.6498 | 58775.4053 | 66613.0234 | 75394.1438 | 85444.4874 | 96630.6589 | 109387.2743 | 123709.3265 | 139849.6389
Scenario 5: High TRC ZEAS Phase In | PG&E | Com | FoodServ | Com - Restaurant | Participant Cost Test | Energy Efficiency | 7728210.0116 | 7893709.6836 | 7861154.952 | 7560245.0994 | 7173910.0002 | 6720957.5518 | 6222419.681 | 5654873.4715 | 5021063.469 | 4326453.6241 | 3560421.2798 | 1689097.9653 | 7183647.9399
Scenario 5: High TRC ZEAS Phase In | PG&E | Com | FoodServ | Com - Restaurant | Participant Cost Test | Fuel Substitution | 6857.7916 | 7680.2714 | 8492.4725 | 9282.084 | 10056.6475 | 10820.0663 | 11565.0329 | 12330.8569 | 13114.0472 | 13901.646 | 14705.9798 | 13788.4194 | 14134.6581
Scenario 5: High TRC ZEAS Phase In | PG&E | Com | FoodServ | Com - Restaurant | Program Administrator Cost Test | Energy Efficiency | 4131868.7677 | 4358172.5957 | 4609589.0942 | 4852738.2086 | 5098582.0429 | 5351794.8099 | 5621367.7779 | 5893638.9209 | 6171389.2945 | 6469131.8089 | 6786434.2852 | 4422598.694 | 29875843.2482
Scenario 5: High TRC ZEAS Phase In | PG&E | Com | FoodServ | Com - Restaurant | Program Administrator Cost Test | Fuel Substitution | 72090.0602 | 84492.1668 | 98372.1844 | 113204.4646 | 129241.5235 | 146599.1318 | 165353.5629 | 186230.7963 | 209482.4014 | 235197.4515 | 263920.2089 | 262877.8604 | 287157.7151
Scenario 5: High TRC ZEAS Phase In | PG&E | Com | FoodServ | Com - Restaurant | Rate Impact Measure Test | Energy Efficiency | 4131868.7677 | 4358172.5957 | 4609589.0942 | 4852738.2086 | 5098582.0429 | 5351794.8099 | 5621367.7779 | 5893638.9209 | 6171389.2945 | 6469131.8089 | 6786434.2852 | 4422598.694 | 29875843.2482
Scenario 5: High TRC ZEAS Phase In | PG&E | Com | FoodServ | Com - Restaurant | Rate Impact Measure Test | Fuel Substitution | 95977.4977 | 109621.2746 | 124113.8826 | 138874.9789 | 154356.4669 | 170463.3275 | 187492.3202 | 206178.0845 | 226978.9365 | 249743.4361 | 275254.8603 | 269764.7909 | 290663.7271
Scenario 5: High TRC ZEAS Phase In | PG&E | Com | FoodServ | Com - Restaurant | Total Resource Cost Test | Energy Efficiency | 4131868.7677 | 4358172.5957 | 4609589.0942 | 4852738.2086 | 5098582.0429 | 5351794.8099 | 5621367.7779 | 5893638.9209 | 6171389.2945 | 6469131.8089 | 6786434.2852 | 4422598.694 | 29875843.2482
Scenario 5: High TRC ZEAS Phase In | PG&E | Com | FoodServ | Com - Restaurant | Total Resource Cost Test | Fuel Substitution | 72090.0602 | 84492.1668 | 98372.1844 | 113204.4646 | 129241.5235 | 146599.1318 | 165353.5629 | 186230.7963 | 209482.4014 | 235197.4515 | 263920.2089 | 262877.8604 | 287157.7151
Scenario 5: High TRC ZEAS Phase In | PG&E | Com | FoodServ | Com - Retail | Participant Cost Test | Energy Efficiency | 42029.2448 | 43546.6629 | 45163.0205 | 11229.8096 | 323174.8329 | 40757.1403 | 40729.6284 | 38269.7546 | 34734.8749 | 30413.4629 | 25316.1332 | 19299.7127 | 12410.2088
Scenario 5: High TRC ZEAS Phase In | PG&E | Com | FoodServ | Com - Retail | Program Administrator Cost Test | Energy Efficiency | 13841.2438 | 15536.1419 | 17443.3836 | 2552.1524 | 172577.8874 | 21604.6262 | 25007.5587 | 27462.2019 | 29699.8896 | 32013.2928 | 34538.0383 | 36990.2756 | 39586.9365
Scenario 5: High TRC ZEAS Phase In | PG&E | Com | FoodServ | Com - Retail | Rate Impact Measure Test | Energy Efficiency | 13841.2438 | 15536.1419 | 17443.3836 | 2552.1524 | 172577.8874 | 21604.6262 | 25007.5587 | 27462.2019 | 29699.8896 | 32013.2928 | 34538.0383 | 36990.2756 | 39586.9365
Scenario 5: High TRC ZEAS Phase In | PG&E | Com | FoodServ | Com - Retail | Total Resource Cost Test | Energy Efficiency | 13841.2438 | 15536.1419 | 17443.3836 | 2552.1524 | 172577.8874 | 21604.6262 | 25007.5587 | 27462.2019 | 29699.8896 | 32013.2928 | 34538.0383 | 36990.2756 | 39586.9365
Scenario 5: High TRC ZEAS Phase In | PG&E | Com | FoodServ | Com - School | Participant Cost Test | Energy Efficiency | 1560611.0028 | 1589617.2505 | 1560311.187 | 1504229.596 | 1424531.1623 | 1337687.7428 | 1236987.9466 | 1125946.6396 | 1001551.2641 | 863211.2668 | 709586.9003 | 540194.3258 | 350710.403
Scenario 5: High TRC ZEAS Phase In | PG&E | Com | FoodServ | Com - School | Participant Cost Test | Fuel Substitution | 336.7748 | 371.4837 | 402.5675 | 441.4464 | 486.4088 | 535.9472 | 587.4835 | 643.57 | 704.1781 | 768.8712 | 837.85 | 915.9533 | 1047.4407
Scenario 5: High TRC ZEAS Phase In | PG&E | Com | FoodServ | Com - School | Program Administrator Cost Test | Energy Efficiency | 814599.3425 | 861356.6981 | 910433.9789 | 957974.015 | 1003414.087 | 1056196.36 | 1108258.1802 | 1164587.5084 | 1222980.2014 | 1285415.5668 | 1353506.5373 | 1427426.858 | 1500856.8084
Scenario 5: High TRC ZEAS Phase In | PG&E | Com | FoodServ | Com - School | Program Administrator Cost Test | Fuel Substitution | 3173.5059 | 3594.4222 | 4103.562 | 4753.4886 | 5558.3291 | 6511.2714 | 7605.9174 | 8898.0383 | 10425.1718 | 12216.8352 | 14317.3613 | 16828.1844 | 20652.1084
Scenario 5: High TRC ZEAS Phase In | PG&E | Com | FoodServ | Com - School | Rate Impact Measure Test | Energy Efficiency | 814599.3425 | 861356.6981 | 910433.9789 | 957974.015 | 1003414.087 | 1056196.36 | 1108258.1802 | 1164587.5084 | 1222980.2014 | 1285415.5668 | 1353506.5373 | 1427426.858 | 1500856.8084
Scenario 5: High TRC ZEAS Phase In | PG&E | Com | FoodServ | Com - School | Rate Impact Measure Test | Fuel Substitution | 4094.5116 | 4530.3446 | 5063.5357 | 5721.8255 | 6534.0507 | 7473.7408 | 8534.7046 | 9770.6119 | 11224.9452 | 12912.3437 | 14884.1838 | 17233.7044 | 20875.7255
Scenario 5: High TRC ZEAS Phase In | PG&E | Com | FoodServ | Com - School | Total Resource Cost Test | Energy Efficiency | 814599.3425 | 861356.6981 | 910433.9789 | 957974.015 | 1003414.087 | 1056196.36 | 1108258.1802 | 1164587.5084 | 1222980.2014 | 1285415.5668 | 1353506.5373 | 1427426.858 | 1500856.8084
Scenario 5: High TRC ZEAS Phase In | PG&E | Com | FoodServ | Com - School | Total Resource Cost Test | Fuel Substitution | 3173.5059 | 3594.4222 | 4103.562 | 4753.4886 | 5558.3291 | 6511.2714 | 7605.9174 | 8898.0383 | 10425.1718 | 12216.8352 | 14317.3613 | 16828.1844 | 20652.1084
Scenario 5: High TRC ZEAS Phase In | PG&E | Com | HVAC | Com - College | Participant Cost Test | Energy Efficiency | 1065586.4403 | 1054406.2111 | 872551.2041 | 1744466.4478 | 918479.0862 | 801515.2249 | 419713.6853 | 377976.8395 | 290823.6483 | 246687.8244 | 196671.3862 | 137996.6308 | 80381.8779
Scenario 5: High TRC ZEAS Phase In | PG&E | Com | HVAC | Com - College | Participant Cost Test | Fuel Substitution | 98181.1448 | 116805.6151 | 120930.5083 | 124424.2776 | 0 | 0 | 0 | 0 | 0 | 0 | 0 | 0 | 0
Scenario 5: High TRC ZEAS Phase In | PG&E | Com | HVAC | Com - College | Program Administrator Cost Test | Energy Efficiency | 357416.4056 | 382256.9862 | 363650.4099 | 626991.9447 | 434044.5707 | 450799.3658 | 334942.4641 | 347239.1749 | 368783.3977 | 388887.3794 | 408024.0693 | 414122.3259 | 433112.3265
Scenario 5: High TRC ZEAS Phase In | PG&E | Com | HVAC | Com - College | Program Administrator Cost Test | Fuel Substitution | 262213.665 | 307253.8708 | 338845.619 | 369408.8785 | 0 | 0 | 0 | 0 | 0 | 0 | 0 | 0 | 0
Scenario 5: High TRC ZEAS Phase In | PG&E | Com | HVAC | Com - College | Rate Impact Measure Test | Energy Efficiency | 357416.4056 | 382256.9862 | 363650.4099 | 626991.9447 | 434044.5707 | 450799.3658 | 334942.4641 | 347239.1749 | 368783.3977 | 388887.3794 | 408024.0693 | 414122.3259 | 433112.3265
Scenario 5: High TRC ZEAS Phase In | PG&E | Com | HVAC | Com - College | Rate Impact Measure Test | Fuel Substitution | 269247.8381 | 312185.3078 | 342058.1199 | 371796.3179 | 0 | 0 | 0 | 0 | 0 | 0 | 0 | 0 | 0
Scenario 5: High TRC ZEAS Phase In | PG&E | Com | HVAC | Com - College | Total Resource Cost Test | Energy Efficiency | 523816.0272 | 552367.4352 | 496858.7199 | 996368.6084 | 600162.2782 | 557907.7701 | 385142.646 | 397099.0769 | 368783.3977 | 388887.3794 | 408024.0693 | 414122.3259 | 433112.3265
Scenario 5: High TRC ZEAS Phase In | PG&E | Com | HVAC | Com - College | Total Resource Cost Test | Fuel Substitution | 293807.203 | 342667.0931 | 375948.7324 | 407837.4394 | 0 | 0 | 0 | 0 | 0 | 0 | 0 | 0 | 0
Scenario 5: High TRC ZEAS Phase In | PG&E | Com | HVAC | Com - Grocery | Participant Cost Test | Energy Efficiency | 3333351.5961 | 3434381.4107 | 3491052.2215 | 3484121.2721 | 3407412.2932 | 3275155.599 | 3089114.7589 | 2859443.7066 | 2396788.4967 | 2052051.3899 | 1662253.824 | 1226808.8838 | 751589.3242
Scenario 5: High TRC ZEAS Phase In | PG&E | Com | HVAC | Com - Grocery | Participant Cost Test | Fuel Substitution | 585554.084 | 615507.252 | 637533.2327 | 651308.5647 | 157888.5578 | 57365.7435 | 53139.0194 | 47740.4153 | 39787.817 | 33144.3607 | 26155.2536 | 18862.4409 | 11362.089
Scenario 5: High TRC ZEAS Phase In | PG&E | Com | HVAC | Com - Grocery | Program Administrator Cost Test | Energy Efficiency | 831942.0407 | 924642.6496 | 1013159.6958 | 1094966.0048 | 1174331.3392 | 1266418.036 | 1351843.7544 | 1438587.7522 | 1517326.5848 | 1592624.7962 | 1669938.2984 | 1738388.0286 | 1806828.2277
Scenario 5: High TRC ZEAS Phase In | PG&E | Com | HVAC | Com - Grocery | Program Administrator Cost Test | Fuel Substitution | 1906064.2022 | 2123371.6638 | 2338349.546 | 2546810.6621 | 32489.8512 | 34916.3133 | 36379.3642 | 37300.6265 | 37868.9718 | 38189.3403 | 38568.8706 | 38617.4746 | 38570.9395
Scenario 5: High TRC ZEAS Phase In | PG&E | Com | HVAC | Com - Grocery | Rate Impact Measure Test | Energy Efficiency | 831942.0407 | 924642.6496 | 1013159.6958 | 1094966.0048 | 1174331.3392 | 1266418.036 | 1351843.7544 | 1438587.7522 | 1517326.5848 | 1592624.7962 | 1669938.2984 | 1738388.0286 | 1806828.2277
Scenario 5: High TRC ZEAS Phase In | PG&E | Com | HVAC | Com - Grocery | Rate Impact Measure Test | Fuel Substitution | 2088000.6004 | 2291574.9906 | 2493503.4745 | 2685814.881 | 32489.8512 | 34916.3133 | 36379.3642 | 37300.6265 | 37868.9718 | 38189.3403 | 38568.8706 | 38617.4746 | 38570.9395
Scenario 5: High TRC ZEAS Phase In | PG&E | Com | HVAC | Com - Grocery | Total Resource Cost Test | Energy Efficiency | 955251.0417 | 1057428.3073 | 1154681.9717 | 1244153.9068 | 1329713.903 | 1427461.9514 | 1517779.4734 | 1609281.4642 | 1517326.5848 | 1592624.7962 | 1669938.2984 | 1738388.0286 | 1806828.2277
Scenario 5: High TRC ZEAS Phase In | PG&E | Com | HVAC | Com - Grocery | Total Resource Cost Test | Fuel Substitution | 2150240.4053 | 2381724.0664 | 2608507.131 | 2826109.22 | 132426.5814 | 36760.0477 | 38249.2755 | 39172.7654 | 37868.9718 | 38189.3403 | 38568.8706 | 38617.4746 | 38570.9395
Scenario 5: High TRC ZEAS Phase In | PG&E | Com | HVAC | Com - Health | Participant Cost Test | Energy Efficiency | 6045385.7503 | 6220260.0311 | 6326611.5789 | 6224173.2177 | 6045268.9468 | 5676053.8938 | 5126049.7252 | 4792544.7394 | 2934795.5168 | 2497318.3204 | 2392425.6221 | 2015407.1553 | 1286146.271
Scenario 5: High TRC ZEAS Phase In | PG&E | Com | HVAC | Com - Health | Participant Cost Test | Fuel Substitution | 353655.9379 | 369511.6305 | 380324.3843 | 385596.4269 | 100.4975 | 75.6817 | 70.5273 | 63.7522 | 0 | 44.4638 | 35.283 | 25.5859 | 15.4967
Scenario 5: High TRC ZEAS Phase In | PG&E | Com | HVAC | Com - Health | Program Administrator Cost Test | Energy Efficiency | 1653182.555 | 1819008.4261 | 1988277.478 | 2106361.4816 | 2242080.9819 | 2346516.1912 | 2374839.7835 | 2504797.1636 | 2129286.4941 | 2217270.4589 | 2595152.1525 | 2935600.7038 | 3052420.9345
Scenario 5: High TRC ZEAS Phase In | PG&E | Com | HVAC | Com - Health | Program Administrator Cost Test | Fuel Substitution | 696338.9693 | 779378.128 | 861271.8168 | 940711.377 | 43.4889 | 45.8234 | 48.007 | 49.4933 | 0 | 51.2311 | 52.028 | 52.3818 | 52.606
Scenario 5: High TRC ZEAS Phase In | PG&E | Com | HVAC | Com - Health | Rate Impact Measure Test | Energy Efficiency | 1653182.555 | 1819008.4261 | 1988277.478 | 2106361.4816 | 2242080.9819 | 2346516.1912 | 2374839.7835 | 2504797.1636 | 2129286.4941 | 2217270.4589 | 2595152.1525 | 2935600.7038 | 3052420.9345
Scenario 5: High TRC ZEAS Phase In | PG&E | Com | HVAC | Com - Health | Rate Impact Measure Test | Fuel Substitution | 733938.8661 | 812509.401 | 890426.3602 | 965252.5119 | 43.4889 | 45.8234 | 48.007 | 49.4933 | 0 | 51.2311 | 52.028 | 52.3818 | 52.606
Scenario 5: High TRC ZEAS Phase In | PG&E | Com | HVAC | Com - Health | Total Resource Cost Test | Energy Efficiency | 2098995.6549 | 2292949.8515 | 2486260.1413 | 2616355.5149 | 2739464.9953 | 2825914.2522 | 2822495.3624 | 2957785.0147 | 2129286.4941 | 2217270.4589 | 2595152.1525 | 2935600.7038 | 3052420.9345
Scenario 5: High TRC ZEAS Phase In | PG&E | Com | HVAC | Com - Health | Total Resource Cost Test | Fuel Substitution | 768271.9904 | 855951.3721 | 941752.6803 | 1024306.6756 | 66.4148 | 48.6384 | 50.8777 | 52.3833 | 0 | 51.2311 | 52.028 | 52.3818 | 52.606
Scenario 5: High TRC ZEAS Phase In | PG&E | Com | HVAC | Com - Lodging | Participant Cost Test | Energy Efficiency | 3827813.1102 | 3977295.0197 | 4060059.1564 | 4112676.6235 | 4127187.5357 | 3989222.7643 | 3679876.0209 | 3519041.3677 | 1668451.0208 | 1400074.9384 | 1140277.7998 | 848164.5729 | 524601.3905
Scenario 5: High TRC ZEAS Phase In | PG&E | Com | HVAC | Com - Lodging | Participant Cost Test | Fuel Substitution | 595895.2597 | 629146.0483 | 646360.7528 | 664825.6261 | 257667.5871 | 12745.8445 | 11887.9925 | 10768.6004 | 23.4138 | 19.5225 | 15.4239 | 10.0561 | 6.0658
Scenario 5: High TRC ZEAS Phase In | PG&E | Com | HVAC | Com - Lodging | Program Administrator Cost Test | Energy Efficiency | 916448.6663 | 1016058.9145 | 1108426.4019 | 1198508.6534 | 1296377.8292 | 1396341.1936 | 1428987.4935 | 1514545.2691 | 1249310.8379 | 1301478.4297 | 1373384.3275 | 1442411.8032 | 1511296.5837
Scenario 5: High TRC ZEAS Phase In | PG&E | Com | HVAC | Com - Lodging | Program Administrator Cost Test | Fuel Substitution | 618284.0974 | 689050.1932 | 758588.3391 | 825660.5861 | 6810.7892 | 7332.7986 | 7652.8641 | 7857.9285 | 22.2843 | 22.4938 | 22.7439 | 20.5877 | 20.5914
Scenario 5: High TRC ZEAS Phase In | PG&E | Com | HVAC | Com - Lodging | Rate Impact Measure Test | Energy Efficiency | 916448.6663 | 1016058.9145 | 1108426.4019 | 1198508.6534 | 1296377.8292 | 1396341.1936 | 1428987.4935 | 1514545.2691 | 1249310.8379 | 1301478.4297 | 1373384.3275 | 1442411.8032 | 1511296.5837
Scenario 5: High TRC ZEAS Phase In | PG&E | Com | HVAC | Com - Lodging | Rate Impact Measure Test | Fuel Substitution | 643758.8775 | 710066.4768 | 775831.9554 | 838780.2733 | 6810.7892 | 7332.7986 | 7652.8641 | 7857.9285 | 22.2843 | 22.4938 | 22.7439 | 20.5877 | 20.5914
Scenario 5: High TRC ZEAS Phase In | PG&E | Com | HVAC | Com - Lodging | Total Resource Cost Test | Energy Efficiency | 1708251.1145 | 1854968.8674 | 1987684.7215 | 2111818.3628 | 2241212.8136 | 2288866.8524 | 2264339.6582 | 2361517.069 | 1249310.8379 | 1301478.4297 | 1373384.3275 | 1442411.8032 | 1511296.5837
Scenario 5: High TRC ZEAS Phase In | PG&E | Com | HVAC | Com - Lodging | Total Resource Cost Test | Fuel Substitution | 1071101.8098 | 1168501.1173 | 1250871.2207 | 1334329.6728 | 252329.8983 | 8418.2915 | 8755.6147 | 8963.5784 | 22.2843 | 22.4938 | 22.7439 | 20.5877 | 20.5914
Scenario 5: High TRC ZEAS Phase In | PG&E | Com | HVAC | Com - Office (Large) | Participant Cost Test | Energy Efficiency | 3812121.5048 | 4228264.4386 | 4376405.436 | 4252997.9038 | 4093182.7192 | 3321781.6274 | 1070066.9672 | 974107.2479 | 484519.0884 | 18338.093 | 14507.5545 | 10519.2374 | 6365.3346
Scenario 5: High TRC ZEAS Phase In | PG&E | Com | HVAC | Com - Office (Large) | Participant Cost Test | Fuel Substitution | 84.8011 | 192.5673 | 194.6536 | 194.0709 | 0 | 0 | 0 | 0 | 0 | 0 | 0 | 0 | 0
Scenario 5: High TRC ZEAS Phase In | PG&E | Com | HVAC | Com - Office (Large) | Program Administrator Cost Test | Energy Efficiency | 755628.3771 | 905521.4444 | 1012321.7607 | 1065146.2119 | 1117038.1044 | 1167050.7534 | 492859.4002 | 511006.1461 | 382633.5311 | 18076.1237 | 18311.3185 | 18441.1109 | 18481.4074
Scenario 5: High TRC ZEAS Phase In | PG&E | Com | HVAC | Com - Office (Large) | Program Administrator Cost Test | Fuel Substitution | 100.075 | 550.243 | 589.8003 | 624.648 | 0 | 0 | 0 | 0 | 0 | 0 | 0 | 0 | 0
Scenario 5: High TRC ZEAS Phase In | PG&E | Com | HVAC | Com - Office (Large) | Rate Impact Measure Test | Energy Efficiency | 755628.3771 | 905521.4444 | 1012321.7607 | 1065146.2119 | 1117038.1044 | 1167050.7534 | 492859.4002 | 511006.1461 | 382633.5311 | 18076.1237 | 18311.3185 | 18441.1109 | 18481.4074
Scenario 5: High TRC ZEAS Phase In | PG&E | Com | HVAC | Com - Office (Large) | Rate Impact Measure Test | Fuel Substitution | 100.075 | 635.4085 | 668.6482 | 695.8612 | 0 | 0 | 0 | 0 | 0 | 0 | 0 | 0 | 0
Scenario 5: High TRC ZEAS Phase In | PG&E | Com | HVAC | Com - Office (Large) | Total Resource Cost Test | Energy Efficiency | 1891271.7306 | 2082279.3739 | 2212029.3002 | 2263187.1021 | 2308501.4426 | 1777623.6958 | 593221.4609 | 611551.9364 | 382633.5311 | 18076.1237 | 18311.3185 | 18441.1109 | 18481.4074
Scenario 5: High TRC ZEAS Phase In | PG&E | Com | HVAC | Com - Office (Large) | Total Resource Cost Test | Fuel Substitution | 118.2177 | 632.2954 | 673.3684 | 708.7223 | 0 | 0 | 0 | 0 | 0 | 0 | 0 | 0 | 0
Scenario 5: High TRC ZEAS Phase In | PG&E | Com | HVAC | Com - Office (Small) | Participant Cost Test | Energy Efficiency | 337647.6481 | 333939.2889 | 327713.9379 | 450923.8728 | 6012441.5114 | 1286652.0741 | 237925.728 | 215891.4566 | 171583.0346 | 143649.1766 | 113319.011 | 79747.3749 | 42916.8366
Scenario 5: High TRC ZEAS Phase In | PG&E | Com | HVAC | Com - Office (Small) | Participant Cost Test | Fuel Substitution | 10898.2976 | 11362.3054 | 21490.8302 | 17494.9139 | 0 | 0 | 0 | 0 | 0 | 0 | 0 | 0 | 0
Scenario 5: High TRC ZEAS Phase In | PG&E | Com | HVAC | Com - Office (Small) | Program Administrator Cost Test | Energy Efficiency | 154775.0485 | 166452.8504 | 178061.8863 | 152207.3426 | 3132105.4462 | 610104.6129 | 202975.0662 | 214052.6869 | 224501.2546 | 235836.6634 | 248491.0831 | 261250.1689 | 274667.4026
Scenario 5: High TRC ZEAS Phase In | PG&E | Com | HVAC | Com - Office (Small) | Program Administrator Cost Test | Fuel Substitution | 14425.577 | 16178.3477 | 27551.7115 | 24478.9211 | 0 | 0 | 0 | 0 | 0 | 0 | 0 | 0 | 0
Scenario 5: High TRC ZEAS Phase In | PG&E | Com | HVAC | Com - Office (Small) | Rate Impact Measure Test | Energy Efficiency | 154775.0485 | 166452.8504 | 178061.8863 | 152207.3426 | 3132105.4462 | 610104.6129 | 202975.0662 | 214052.6869 | 224501.2546 | 235836.6634 | 248491.0831 | 261250.1689 | 274667.4026
Scenario 5: High TRC ZEAS Phase In | PG&E | Com | HVAC | Com - Office (Small) | Rate Impact Measure Test | Fuel Substitution | 14526.3919 | 16274.1196 | 27642.0858 | 24545.8794 | 0 | 0 | 0 | 0 | 0 | 0 | 0 | 0 | 0
Scenario 5: High TRC ZEAS Phase In | PG&E | Com | HVAC | Com - Office (Small) | Total Resource Cost Test | Energy Efficiency | 172740.0988 | 185077.3633 | 197272.0283 | 193387.6865 | 3647006.6957 | 737021.6523 | 221461.1473 | 232732.3583 | 224501.2546 | 235836.6634 | 248491.0831 | 261250.1689 | 274667.4026
Scenario 5: High TRC ZEAS Phase In | PG&E | Com | HVAC | Com - Office (Small) | Total Resource Cost Test | Fuel Substitution | 15601.4741 | 17431.1337 | 29546.1077 | 26164.763 | 0 | 0 | 0 | 0 | 0 | 0 | 0 | 0 | 0
Scenario 5: High TRC ZEAS Phase In | PG&E | Com | HVAC | Com - Other | Participant Cost Test | Energy Efficiency | 12173097.132 | 9588041.3896 | 8135013.8243 | 7969977.9983 | 7711446.428 | 7523439.3521 | 7179930.4723 | 7234697.7914 | 4677011.8147 | 3939363.0625 | 3148658.3112 | 2258799.3447 | 1273935.9837
Scenario 5: High TRC ZEAS Phase In | PG&E | Com | HVAC | Com - Other | Participant Cost Test | Fuel Substitution | 1692750.6654 | 1784718.489 | 1854253.7248 | 1900476.7704 | 1876.1905 | 0 | 0 | 0 | 0 | 0 | 0 | 0 | 0
Scenario 5: High TRC ZEAS Phase In | PG&E | Com | HVAC | Com - Other | Program Administrator Cost Test | Energy Efficiency | 4382376.46 | 3916403.9869 | 3782217.7357 | 4055727.7558 | 4319351.3501 | 4689274.3935 | 5057064.0539 | 5593821.9886 | 5610780.5901 | 5922743.78 | 6279208.6279 | 6633082.2414 | 7016637.1115
Scenario 5: High TRC ZEAS Phase In | PG&E | Com | HVAC | Com - Other | Program Administrator Cost Test | Fuel Substitution | 3809869.2021 | 4250368.3107 | 4683332.9716 | 5101379.6105 | 0 | 0 | 0 | 0 | 0 | 0 | 0 | 0 | 0
Scenario 5: High TRC ZEAS Phase In | PG&E | Com | HVAC | Com - Other | Rate Impact Measure Test | Energy Efficiency | 4382376.46 | 3916403.9869 | 3782217.7357 | 4055727.7558 | 4319351.3501 | 4689274.3935 | 5057064.0539 | 5593821.9886 | 5610780.5901 | 5922743.78 | 6279208.6279 | 6633082.2414 | 7016637.1115
Scenario 5: High TRC ZEAS Phase In | PG&E | Com | HVAC | Com - Other | Rate Impact Measure Test | Fuel Substitution | 3938739.952 | 4351921.5912 | 4762140.3927 | 5155793.0741 | 0 | 0 | 0 | 0 | 0 | 0 | 0 | 0 | 0
Scenario 5: High TRC ZEAS Phase In | PG&E | Com | HVAC | Com - Other | Total Resource Cost Test | Energy Efficiency | 6256695.9894 | 5236056.4326 | 4819279.7446 | 5125839.9281 | 5413078.2208 | 5822160.7582 | 6224963.0408 | 6900235.3458 | 5610780.5901 | 5922743.78 | 6279208.6279 | 6633082.2414 | 7016637.1115
Scenario 5: High TRC ZEAS Phase In | PG&E | Com | HVAC | Com - Other | Total Resource Cost Test | Fuel Substitution | 4494010.2642 | 4976105.3303 | 5443623.9836 | 5888639.6653 | 1876.1905 | 0 | 0 | 0 | 0 | 0 | 0 | 0 | 0
Scenario 5: High TRC ZEAS Phase In | PG&E | Com | HVAC | Com - Restaurant | Participant Cost Test | Energy Efficiency | 2474443.9473 | 2558776.6994 | 2605216.9705 | 2600834.2649 | 2545439.3422 | 2442494.4618 | 2302604.6106 | 2124266.1249 | 1804637.4602 | 1572397.325 | 1318063.4736 | 672740.6436 | 2639402.7909
Scenario 5: High TRC ZEAS Phase In | PG&E | Com | HVAC | Com - Restaurant | Participant Cost Test | Fuel Substitution | 58261.6901 | 79695.7176 | 81478.7613 | 82011.4379 | 0 | 0 | 0 | 0 | 0 | 0 | 0 | 0 | 0
Scenario 5: High TRC ZEAS Phase In | PG&E | Com | HVAC | Com - Restaurant | Program Administrator Cost Test | Energy Efficiency | 1740603.5344 | 1949386.5625 | 2158987.147 | 2358726.8867 | 2545083.2363 | 2716792.5197 | 2879398.7222 | 3026770.8663 | 3162553.3539 | 3292341.0464 | 3416600.0308 | 2274980.3025 | 13295917.8976
Scenario 5: High TRC ZEAS Phase In | PG&E | Com | HVAC | Com - Restaurant | Program Administrator Cost Test | Fuel Substitution | 115183.8195 | 204819.4306 | 225232.8912 | 244828.6711 | 0 | 0 | 0 | 0 | 0 | 0 | 0 | 0 | 0
Scenario 5: High TRC ZEAS Phase In | PG&E | Com | HVAC | Com - Restaurant | Rate Impact Measure Test | Energy Efficiency | 1740603.5344 | 1949386.5625 | 2158987.147 | 2358726.8867 | 2545083.2363 | 2716792.5197 | 2879398.7222 | 3026770.8663 | 3162553.3539 | 3292341.0464 | 3416600.0308 | 2274980.3025 | 13295917.8976
Scenario 5: High TRC ZEAS Phase In | PG&E | Com | HVAC | Com - Restaurant | Rate Impact Measure Test | Fuel Substitution | 122077.2185 | 215565.2285 | 234913.5029 | 253249.0692 | 0 | 0 | 0 | 0 | 0 | 0 | 0 | 0 | 0
Scenario 5: High TRC ZEAS Phase In | PG&E | Com | HVAC | Com - Restaurant | Total Resource Cost Test | Energy Efficiency | 1832407.2659 | 2047124.6168 | 2261863.6191 | 2465511.1795 | 2654494.9721 | 2827624.1762 | 2990833.5467 | 3137856.4265 | 3162553.3539 | 3292341.0464 | 3416600.0308 | 2274980.3025 | 13295917.8976
Scenario 5: High TRC ZEAS Phase In | PG&E | Com | HVAC | Com - Restaurant | Total Resource Cost Test | Fuel Substitution | 118435.6398 | 210188.8909 | 230847.1482 | 250630.4284 | 0 | 0 | 0 | 0 | 0 | 0 | 0 | 0 | 0
Scenario 5: High TRC ZEAS Phase In | PG&E | Com | HVAC | Com - Retail | Participant Cost Test | Energy Efficiency | 5161696.6399 | 5315458.5894 | 5288576.4514 | 3526763.1045 | 16569637.2266 | 4662456.3005 | 4167526.2846 | 3929663.3432 | 2380437.8863 | 1867648.6607 | 1515099.4486 | 1154867.4753 | 718852.9751
Scenario 5: High TRC ZEAS Phase In | PG&E | Com | HVAC | Com - Retail | Participant Cost Test | Fuel Substitution | 258408.0245 | 306599.883 | 314988.7953 | 288525.5027 | 121.5687 | 92.4894 | 87.0118 | 79.6888 | 0 | 0 | 0 | 0 | 0
Scenario 5: High TRC ZEAS Phase In | PG&E | Com | HVAC | Com - Retail | Program Administrator Cost Test | Energy Efficiency | 1210795.4576 | 1339731.7492 | 1455942.7936 | 968739.2475 | 5999004.2556 | 1682168.809 | 1694317.5565 | 1803941.4624 | 1787670.8325 | 1740195.063 | 1841091.0119 | 2012861.3806 | 2177427.5018
Scenario 5: High TRC ZEAS Phase In | PG&E | Com | HVAC | Com - Retail | Program Administrator Cost Test | Fuel Substitution | 529684.7246 | 616538.072 | 677793.9534 | 665807.899 | 44.7159 | 48.1721 | 50.2855 | 51.6388 | 0 | 0 | 0 | 0 | 0
Scenario 5: High TRC ZEAS Phase In | PG&E | Com | HVAC | Com - Retail | Rate Impact Measure Test | Energy Efficiency | 1210795.4576 | 1339731.7492 | 1455942.7936 | 968739.2475 | 5999004.2556 | 1682168.809 | 1694317.5565 | 1803941.4624 | 1787670.8325 | 1740195.063 | 1841091.0119 | 2012861.3806 | 2177427.5018
Scenario 5: High TRC ZEAS Phase In | PG&E | Com | HVAC | Com - Retail | Rate Impact Measure Test | Fuel Substitution | 553347.7972 | 636417.1504 | 694433.8928 | 677614.3939 | 44.7159 | 48.1721 | 50.2855 | 51.6388 | 0 | 0 | 0 | 0 | 0
Scenario 5: High TRC ZEAS Phase In | PG&E | Com | HVAC | Com - Retail | Total Resource Cost Test | Energy Efficiency | 2148600.1732 | 2332961.6343 | 2445724.8229 | 1678379.9895 | 9470984.2339 | 2633834.0048 | 2592509.5251 | 2725538.5567 | 1787670.8325 | 1740195.063 | 1841091.0119 | 2012861.3806 | 2177427.5018
Scenario 5: High TRC ZEAS Phase In | PG&E | Com | HVAC | Com - Retail | Total Resource Cost Test | Fuel Substitution | 600146.1904 | 697746.668 | 762869.2063 | 745504.1393 | 86.5244 | 64.06 | 66.4296 | 67.827 | 0 | 0 | 0 | 0 | 0
Scenario 5: High TRC ZEAS Phase In | PG&E | Com | HVAC | Com - School | Participant Cost Test | Energy Efficiency | 2221396.2304 | 2701552.1651 | 3238149.1964 | 3344077.7418 | 3184196.449 | 3003232.5148 | 1852851.8086 | 1695241.1771 | 1160403.0845 | 937343.539 | 753818.9362 | 618113.8132 | 392143.1835
Scenario 5: High TRC ZEAS Phase In | PG&E | Com | HVAC | Com - School | Participant Cost Test | Fuel Substitution | 99890.4218 | 103548.7341 | 106820.8018 | 108960.7834 | 0 | 0 | 0 | 0 | 0 | 0 | 0 | 0 | 0
Scenario 5: High TRC ZEAS Phase In | PG&E | Com | HVAC | Com - School | Program Administrator Cost Test | Energy Efficiency | 969137.8272 | 1181275.5748 | 1433102.1443 | 1582779.4278 | 1659243.1685 | 1747199.7951 | 1412560.8354 | 1482036.6968 | 1453181.1826 | 1475924.3721 | 1547118.6424 | 1741138.9661 | 1877742.2693
Scenario 5: High TRC ZEAS Phase In | PG&E | Com | HVAC | Com - School | Program Administrator Cost Test | Fuel Substitution | 416497.1438 | 455972.2707 | 492765.7499 | 526183.185 | 0 | 0 | 0 | 0 | 0 | 0 | 0 | 0 | 0
Scenario 5: High TRC ZEAS Phase In | PG&E | Com | HVAC | Com - School | Rate Impact Measure Test | Energy Efficiency | 969137.8272 | 1181275.5748 | 1433102.1443 | 1582779.4278 | 1659243.1685 | 1747199.7951 | 1412560.8354 | 1482036.6968 | 1453181.1826 | 1475924.3721 | 1547118.6424 | 1741138.9661 | 1877742.2693
Scenario 5: High TRC ZEAS Phase In | PG&E | Com | HVAC | Com - School | Rate Impact Measure Test | Fuel Substitution | 429309.9851 | 465099.1668 | 500063.635 | 531956.7976 | 0 | 0 | 0 | 0 | 0 | 0 | 0 | 0 | 0
Scenario 5: High TRC ZEAS Phase In | PG&E | Com | HVAC | Com - School | Total Resource Cost Test | Energy Efficiency | 1174088.1459 | 1443263.9316 | 1764784.7951 | 1941910.8528 | 2018819.7316 | 2107345.5736 | 1646496.234 | 1716830.0965 | 1453181.1826 | 1475924.3721 | 1547118.6424 | 1741138.9661 | 1877742.2693
Scenario 5: High TRC ZEAS Phase In | PG&E | Com | HVAC | Com - School | Total Resource Cost Test | Fuel Substitution | 437855.7282 | 478208.1409 | 515615.3453 | 549380.8683 | 0 | 0 | 0 | 0 | 0 | 0 | 0 | 0 | 0
Scenario 5: High TRC ZEAS Phase In | PG&E | Com | HVAC | Com - Warehouse | Participant Cost Test | Energy Efficiency | 378241.8034 | 411411.5668 | 421653.1126 | 425186.8049 | 421583.9487 | 476749.1399 | 475722.4485 | 464659.0741 | 187593.0524 | 112003.2024 | 90553.2722 | 66559.2458 | 54346.0304
Scenario 5: High TRC ZEAS Phase In | PG&E | Com | HVAC | Com - Warehouse | Participant Cost Test | Fuel Substitution | 92920.2362 | 98587.8645 | 103000.921 | 106101.9281 | 6.3953 | 0 | 0 | 0 | 0 | 0 | 0 | 0 | 0
Scenario 5: High TRC ZEAS Phase In | PG&E | Com | HVAC | Com - Warehouse | Program Administrator Cost Test | Energy Efficiency | 95920.7548 | 112384.7959 | 123907.82 | 134970.767 | 146162.1827 | 183412.163 | 204997.623 | 229394.4057 | 141474.3855 | 104234.743 | 109749.9644 | 114950.5121 | 161153.9676
Scenario 5: High TRC ZEAS Phase In | PG&E | Com | HVAC | Com - Warehouse | Program Administrator Cost Test | Fuel Substitution | 301670.3048 | 337828.4335 | 373615.7554 | 408435.5127 | 0 | 0 | 0 | 0 | 0 | 0 | 0 | 0 | 0
Scenario 5: High TRC ZEAS Phase In | PG&E | Com | HVAC | Com - Warehouse | Rate Impact Measure Test | Energy Efficiency | 95920.7548 | 112384.7959 | 123907.82 | 134970.767 | 146162.1827 | 183412.163 | 204997.623 | 229394.4057 | 141474.3855 | 104234.743 | 109749.9644 | 114950.5121 | 161153.9676
Scenario 5: High TRC ZEAS Phase In | PG&E | Com | HVAC | Com - Warehouse | Rate Impact Measure Test | Fuel Substitution | 318903.1591 | 352966.2481 | 386897.1611 | 419569.9165 | 0 | 0 | 0 | 0 | 0 | 0 | 0 | 0 | 0
Scenario 5: High TRC ZEAS Phase In | PG&E | Com | HVAC | Com - Warehouse | Total Resource Cost Test | Energy Efficiency | 146566.2905 | 169711.7476 | 185169.364 | 199788.9405 | 214081.3644 | 265362.2468 | 293216.969 | 323553.9636 | 141474.3855 | 104234.743 | 109749.9644 | 114950.5121 | 161153.9676
Scenario 5: High TRC ZEAS Phase In | PG&E | Com | HVAC | Com - Warehouse | Total Resource Cost Test | Fuel Substitution | 331452.7732 | 369544.6982 | 406970.5136 | 443108.1661 | 6.3953 | 0 | 0 | 0 | 0 | 0 | 0 | 0 | 0
Scenario 5: High TRC ZEAS Phase In | PG&E | Com | Lighting | Com - College | Participant Cost Test | Energy Efficiency | 0 | 0 | 0 | 0 | 0 | 0 | 0 | 0 | 0 | 0 | 0 | 0 | 0
Scenario 5: High TRC ZEAS Phase In | PG&E | Com | Lighting | Com - College | Program Administrator Cost Test | Energy Efficiency | 0 | 0 | 0 | 0 | 0 | 0 | 0 | 0 | 0 | 0 | 0 | 0 | 0
Scenario 5: High TRC ZEAS Phase In | PG&E | Com | Lighting | Com - College | Rate Impact Measure Test | Energy Efficiency | 0 | 0 | 0 | 0 | 0 | 0 | 0 | 0 | 0 | 0 | 0 | 0 | 0
Scenario 5: High TRC ZEAS Phase In | PG&E | Com | Lighting | Com - College | Total Resource Cost Test | Energy Efficiency | 0 | 0 | 0 | 0 | 0 | 0 | 0 | 0 | 0 | 0 | 0 | 0 | 0
Scenario 5: High TRC ZEAS Phase In | PG&E | Com | Lighting | Com - Grocery | Participant Cost Test | Energy Efficiency | 81734.2319 | 82259.9762 | 167167.579 | 180691.0444 | 171033.0735 | 159940.2777 | 147193.7189 | 133020.7218 | 115037.8263 | 62121.757 | 42112.6429 | 32495.9053 | 21702.1863
Scenario 5: High TRC ZEAS Phase In | PG&E | Com | Lighting | Com - Grocery | Program Administrator Cost Test | Energy Efficiency | 22056.7297 | 24192.3306 | 53347.6083 | 62745.5048 | 65488.5894 | 68543.5513 | 70343.303 | 71602.6351 | 72300.8703 | 46045.5578 | 38904.8242 | 39991.3901 | 40846.4132
Scenario 5: High TRC ZEAS Phase In | PG&E | Com | Lighting | Com - Grocery | Rate Impact Measure Test | Energy Efficiency | 22056.7297 | 24192.3306 | 53347.6083 | 62745.5048 | 65488.5894 | 68543.5513 | 70343.303 | 71602.6351 | 72300.8703 | 46045.5578 | 38904.8242 | 39991.3901 | 40846.4132
Scenario 5: High TRC ZEAS Phase In | PG&E | Com | Lighting | Com - Grocery | Total Resource Cost Test | Energy Efficiency | 22962.8249 | 25148.3049 | 55384.7264 | 65075.4696 | 67842.1685 | 70921.5341 | 72738.2458 | 74012.103 | 72300.8703 | 46045.5578 | 38904.8242 | 39991.3901 | 40846.4132
Scenario 5: High TRC ZEAS Phase In | PG&E | Com | Lighting | Com - Health | Participant Cost Test | Energy Efficiency | 210899.587 | 212001.651 | 213983.9944 | 409740.4677 | 436112.0603 | 408295.8032 | 376039.24 | 339771.092 | 178711.0637 | 128328.5753 | 105592.4975 | 81322.2194 | 54138.9077
Scenario 5: High TRC ZEAS Phase In | PG&E | Com | Lighting | Com - Health | Program Administrator Cost Test | Energy Efficiency | 59396.3284 | 65094.8693 | 71394.784 | 148989.7644 | 175011.8755 | 183504.9048 | 188780.5405 | 192537.7309 | 119213.3849 | 101274.4702 | 104181.7258 | 107377.983 | 110034.2015
Scenario 5: High TRC ZEAS Phase In | PG&E | Com | Lighting | Com - Health | Rate Impact Measure Test | Energy Efficiency | 59396.3284 | 65094.8693 | 71394.784 | 148989.7644 | 175011.8755 | 183504.9048 | 188780.5405 | 192537.7309 | 119213.3849 | 101274.4702 | 104181.7258 | 107377.983 | 110034.2015
Scenario 5: High TRC ZEAS Phase In | PG&E | Com | Lighting | Com - Health | Total Resource Cost Test | Energy Efficiency | 62398.023 | 68257.0283 | 74746.93 | 155788.8497 | 182732.7174 | 191311.1882 | 196644.2025 | 200442.556 | 119213.3849 | 101274.4702 | 104181.7258 | 107377.983 | 110034.2015
Scenario 5: High TRC ZEAS Phase In | PG&E | Com | Lighting | Com - Lodging | Participant Cost Test | Energy Efficiency | 0 | 0 | 0 | 0 | 0 | 0 | 0 | 0 | 0 | 0 | 0 | 0 | 0
Scenario 5: High TRC ZEAS Phase In | PG&E | Com | Lighting | Com - Lodging | Program Administrator Cost Test | Energy Efficiency | 0 | 0 | 0 | 0 | 0 | 0 | 0 | 0 | 0 | 0 | 0 | 0 | 0
Scenario 5: High TRC ZEAS Phase In | PG&E | Com | Lighting | Com - Lodging | Rate Impact Measure Test | Energy Efficiency | 0 | 0 | 0 | 0 | 0 | 0 | 0 | 0 | 0 | 0 | 0 | 0 | 0
Scenario 5: High TRC ZEAS Phase In | PG&E | Com | Lighting | Com - Lodging | Total Resource Cost Test | Energy Efficiency | 0 | 0 | 0 | 0 | 0 | 0 | 0 | 0 | 0 | 0 | 0 | 0 | 0
Scenario 5: High TRC ZEAS Phase In | PG&E | Com | Lighting | Com - Office (Large) | Participant Cost Test | Energy Efficiency | 0 | 0 | 0 | 0 | 0 | 0 | 0 | 0 | 0 | 0 | 0 | 0 | 0
Scenario 5: High TRC ZEAS Phase In | PG&E | Com | Lighting | Com - Office (Large) | Program Administrator Cost Test | Energy Efficiency | 0 | 0 | 0 | 0 | 0 | 0 | 0 | 0 | 0 | 0 | 0 | 0 | 0
Scenario 5: High TRC ZEAS Phase In | PG&E | Com | Lighting | Com - Office (Large) | Rate Impact Measure Test | Energy Efficiency | 0 | 0 | 0 | 0 | 0 | 0 | 0 | 0 | 0 | 0 | 0 | 0 | 0
Scenario 5: High TRC ZEAS Phase In | PG&E | Com | Lighting | Com - Office (Large) | Total Resource Cost Test | Energy Efficiency | 0 | 0 | 0 | 0 | 0 | 0 | 0 | 0 | 0 | 0 | 0 | 0 | 0
Scenario 5: High TRC ZEAS Phase In | PG&E | Com | Lighting | Com - Office (Small) | Participant Cost Test | Energy Efficiency | 0 | 0 | 0 | 0 | 0 | 0 | 0 | 0 | 0 | 0 | 0 | 0 | 0
Scenario 5: High TRC ZEAS Phase In | PG&E | Com | Lighting | Com - Office (Small) | Program Administrator Cost Test | Energy Efficiency | 0 | 0 | 0 | 0 | 0 | 0 | 0 | 0 | 0 | 0 | 0 | 0 | 0
Scenario 5: High TRC ZEAS Phase In | PG&E | Com | Lighting | Com - Office (Small) | Rate Impact Measure Test | Energy Efficiency | 0 | 0 | 0 | 0 | 0 | 0 | 0 | 0 | 0 | 0 | 0 | 0 | 0
Scenario 5: High TRC ZEAS Phase In | PG&E | Com | Lighting | Com - Office (Small) | Total Resource Cost Test | Energy Efficiency | 0 | 0 | 0 | 0 | 0 | 0 | 0 | 0 | 0 | 0 | 0 | 0 | 0
Scenario 5: High TRC ZEAS Phase In | PG&E | Com | Lighting | Com - Other | Participant Cost Test | Energy Efficiency | 0 | 0 | 0 | 0 | 0 | 0 | 0 | 0 | 0 | 0 | 0 | 0 | 0
Scenario 5: High TRC ZEAS Phase In | PG&E | Com | Lighting | Com - Other | Program Administrator Cost Test | Energy Efficiency | 0 | 0 | 0 | 0 | 0 | 0 | 0 | 0 | 0 | 0 | 0 | 0 | 0
Scenario 5: High TRC ZEAS Phase In | PG&E | Com | Lighting | Com - Other | Rate Impact Measure Test | Energy Efficiency | 0 | 0 | 0 | 0 | 0 | 0 | 0 | 0 | 0 | 0 | 0 | 0 | 0
Scenario 5: High TRC ZEAS Phase In | PG&E | Com | Lighting | Com - Other | Total Resource Cost Test | Energy Efficiency | 0 | 0 | 0 | 0 | 0 | 0 | 0 | 0 | 0 | 0 | 0 | 0 | 0
Scenario 5: High TRC ZEAS Phase In | PG&E | Com | Lighting | Com - Refrig. Warehouse | Participant Cost Test | Energy Efficiency | 4841.9169 | 4745.1126 | 4613.4521 | 4434.2931 | 4212.9347 | 3945.3814 | 3633.9919 | 3287.7474 | 2862.5718 | 2442.9336 | 1988.2175 | 1496.1374 | 966.8213
Scenario 5: High TRC ZEAS Phase In | PG&E | Com | Lighting | Com - Refrig. Warehouse | Program Administrator Cost Test | Energy Efficiency | 1789.7258 | 1917.4961 | 2035.6898 | 2145.7251 | 2262.3991 | 2385.0643 | 2479.8567 | 2566.9569 | 2642.0204 | 2714.8896 | 2806.8739 | 2890.1193 | 2971.5603
Scenario 5: High TRC ZEAS Phase In | PG&E | Com | Lighting | Com - Refrig. Warehouse | Rate Impact Measure Test | Energy Efficiency | 1789.7258 | 1917.4961 | 2035.6898 | 2145.7251 | 2262.3991 | 2385.0643 | 2479.8567 | 2566.9569 | 2642.0204 | 2714.8896 | 2806.8739 | 2890.1193 | 2971.5603
Scenario 5: High TRC ZEAS Phase In | PG&E | Com | Lighting | Com - Refrig. Warehouse | Total Resource Cost Test | Energy Efficiency | 1826.4125 | 1955.1469 | 2074.122 | 2184.798 | 2301.9993 | 2425.1177 | 2520.2269 | 2607.6303 | 2642.0204 | 2714.8896 | 2806.8739 | 2890.1193 | 2971.5603
Scenario 5: High TRC ZEAS Phase In | PG&E | Com | Lighting | Com - Restaurant | Participant Cost Test | Energy Efficiency | 0 | 0 | 38207.4658 | 48276.0339 | 46445.4001 | 43856.1374 | 41418.0616 | 38386.6098 | 34380.9567 | 29941.9157 | 24840.4651 | 12908.7535 | 43213.5007
Scenario 5: High TRC ZEAS Phase In | PG&E | Com | Lighting | Com - Restaurant | Program Administrator Cost Test | Energy Efficiency | 0 | 0 | 13355.9353 | 18413.2808 | 19580.174 | 20741.2482 | 21939.5326 | 23033.3637 | 23954.8895 | 24751.03 | 25733.5165 | 17955.5642 | 92955.2172
Scenario 5: High TRC ZEAS Phase In | PG&E | Com | Lighting | Com - Restaurant | Rate Impact Measure Test | Energy Efficiency | 0 | 0 | 13355.9353 | 18413.2808 | 19580.174 | 20741.2482 | 21939.5326 | 23033.3637 | 23954.8895 | 24751.03 | 25733.5165 | 17955.5642 | 92955.2172
Scenario 5: High TRC ZEAS Phase In | PG&E | Com | Lighting | Com - Restaurant | Total Resource Cost Test | Energy Efficiency | 0 | 0 | 13541.3876 | 18661.3343 | 19834.9408 | 21001.2894 | 22208.4769 | 23311.1377 | 23954.8895 | 24751.03 | 25733.5165 | 17955.5642 | 92955.2172
Scenario 5: High TRC ZEAS Phase In | PG&E | Com | Lighting | Com - Retail | Participant Cost Test | Energy Efficiency | 1194515.9872 | 1175344.4804 | 1149575.3645 | 791023.7345 | 2983490.2526 | 961166.6556 | 908538.6894 | 837120.2822 | 597729.8701 | 510221.4826 | 416224.9555 | 314175.1086 | 204608.0812
Scenario 5: High TRC ZEAS Phase In | PG&E | Com | Lighting | Com - Retail | Program Administrator Cost Test | Energy Efficiency | 345241.7113 | 368939.8388 | 390877.6417 | 292027.3184 | 1208848.1117 | 432649.0032 | 453280.6711 | 466690.0642 | 477467.1949 | 487263.2188 | 501628.5474 | 513302.2668 | 524286.9062
Scenario 5: High TRC ZEAS Phase In | PG&E | Com | Lighting | Com - Retail | Rate Impact Measure Test | Energy Efficiency | 345241.7113 | 368939.8388 | 390877.6417 | 292027.3184 | 1208848.1117 | 432649.0032 | 453280.6711 | 466690.0642 | 477467.1949 | 487263.2188 | 501628.5474 | 513302.2668 | 524286.9062
Scenario 5: High TRC ZEAS Phase In | PG&E | Com | Lighting | Com - Retail | Total Resource Cost Test | Energy Efficiency | 494527.3627 | 521979.144 | 547115.4001 | 404936.3798 | 1659172.9311 | 587605.5642 | 611314.4627 | 625878.7819 | 477467.1949 | 487263.2188 | 501628.5474 | 513302.2668 | 524286.9062
Scenario 5: High TRC ZEAS Phase In | PG&E | Com | Lighting | Com - School | Participant Cost Test | Energy Efficiency | 0 | 0 | 0 | 0 | 0 | 0 | 0 | 0 | 0 | 0 | 0 | 0 | 0
Scenario 5: High TRC ZEAS Phase In | PG&E | Com | Lighting | Com - School | Program Administrator Cost Test | Energy Efficiency | 0 | 0 | 0 | 0 | 0 | 0 | 0 | 0 | 0 | 0 | 0 | 0 | 0
Scenario 5: High TRC ZEAS Phase In | PG&E | Com | Lighting | Com - School | Rate Impact Measure Test | Energy Efficiency | 0 | 0 | 0 | 0 | 0 | 0 | 0 | 0 | 0 | 0 | 0 | 0 | 0
Scenario 5: High TRC ZEAS Phase In | PG&E | Com | Lighting | Com - School | Total Resource Cost Test | Energy Efficiency | 0 | 0 | 0 | 0 | 0 | 0 | 0 | 0 | 0 | 0 | 0 | 0 | 0
Scenario 5: High TRC ZEAS Phase In | PG&E | Com | Lighting | Com - Warehouse | Participant Cost Test | Energy Efficiency | 0 | 0 | 0 | 0 | 0 | 0 | 0 | 0 | 0 | 0 | 0 | 0 | 0
Scenario 5: High TRC ZEAS Phase In | PG&E | Com | Lighting | Com - Warehouse | Program Administrator Cost Test | Energy Efficiency | 0 | 0 | 0 | 0 | 0 | 0 | 0 | 0 | 0 | 0 | 0 | 0 | 0
Scenario 5: High TRC ZEAS Phase In | PG&E | Com | Lighting | Com - Warehouse | Rate Impact Measure Test | Energy Efficiency | 0 | 0 | 0 | 0 | 0 | 0 | 0 | 0 | 0 | 0 | 0 | 0 | 0
Scenario 5: High TRC ZEAS Phase In | PG&E | Com | Lighting | Com - Warehouse | Total Resource Cost Test | Energy Efficiency | 0 | 0 | 0 | 0 | 0 | 0 | 0 | 0 | 0 | 0 | 0 | 0 | 0
Scenario 5: High TRC ZEAS Phase In | PG&E | Com | WaterHeat | Com - College | Participant Cost Test | Energy Efficiency | 1005970.2445 | 1554556.9561 | 1256569.7944 | 2333991.5282 | 1979332.8643 | 2280696.0866 | 2453140.4989 | 2843099.7145 | 1359296.2049 | 2316229.2783 | 1987271.3528 | 1362210.634 | 721275.1183
Scenario 5: High TRC ZEAS Phase In | PG&E | Com | WaterHeat | Com - College | Participant Cost Test | Fuel Substitution | 368674.3189 | 452362.8776 | 859269.2358 | 1864789.2523 | 3097207.4066 | 3171536.7428 | 3368074.5165 | 3783170.9313 | 3743480.288 | 3771923.7978 | 3465560.5659 | 2785826.9604 | 1704826.1798
Scenario 5: High TRC ZEAS Phase In | PG&E | Com | WaterHeat | Com - College | Program Administrator Cost Test | Energy Efficiency | 566987.2767 | 787907.9152 | 545284.0692 | 1466993.2835 | 930960.3168 | 1107813.6483 | 947470.3295 | 1136530.62 | 828075.3416 | 1435593.0922 | 1490254.7149 | 1455964.5538 | 1334620.835
Scenario 5: High TRC ZEAS Phase In | PG&E | Com | WaterHeat | Com - College | Program Administrator Cost Test | Fuel Substitution | 1445121.9487 | 1865296.8284 | 2370394.8155 | 2207113.3532 | 2344307.9574 | 2981386.0805 | 2420603.3552 | 3150607.9323 | 3952521.769 | 4910116.4416 | 5955348.6144 | 7030933.9155 | 8168734.3872
Scenario 5: High TRC ZEAS Phase In | PG&E | Com | WaterHeat | Com - College | Rate Impact Measure Test | Energy Efficiency | 566987.2767 | 787907.9152 | 545284.0692 | 1466993.2835 | 930960.3168 | 1107813.6483 | 947470.3295 | 1136530.62 | 828075.3416 | 1435593.0922 | 1490254.7149 | 1455964.5538 | 1334620.835
Scenario 5: High TRC ZEAS Phase In | PG&E | Com | WaterHeat | Com - College | Rate Impact Measure Test | Fuel Substitution | 1730823.5055 | 2178974.6972 | 2380150.8932 | 2213722.2316 | 2346620.0803 | 2981446.3298 | 2420603.3552 | 3150607.9323 | 3952521.769 | 4910116.4416 | 5955348.6144 | 7030933.9155 | 8168734.3872
Scenario 5: High TRC ZEAS Phase In | PG&E | Com | WaterHeat | Com - College | Total Resource Cost Test | Energy Efficiency | 897878.5457 | 1312439.1841 | 982220.8522 | 2248763.7239 | 1606231.2111 | 1833409.6973 | 1746045.5584 | 2046475.1691 | 828075.3416 | 1435593.0922 | 1490254.7149 | 1455964.5538 | 1334620.835
Scenario 5: High TRC ZEAS Phase In | PG&E | Com | WaterHeat | Com - College | Total Resource Cost Test | Fuel Substitution | 1770066.2637 | 2264032.2342 | 2876473.4819 | 2729344.3588 | 2849366.481 | 3262047.6009 | 2632864.8772 | 3393313.4033 | 3952521.769 | 4910116.4416 | 5955348.6144 | 7030933.9155 | 8168734.3872
Scenario 5: High TRC ZEAS Phase In | PG&E | Com | WaterHeat | Com - Grocery | Participant Cost Test | Energy Efficiency | 490834.8458 | 590356.526 | 708429.1117 | 846335.2414 | 1003869.4663 | 1173374.8192 | 1323633.1905 | 1519914.5169 | 821553.6188 | 1415563.5683 | 1284300.1651 | 957638.3248 | 566407.5993
Scenario 5: High TRC ZEAS Phase In | PG&E | Com | WaterHeat | Com - Grocery | Participant Cost Test | Fuel Substitution | 8135.3067 | 9854.6233 | 11944.3231 | 14472.93 | 17498.2937 | 21718.428 | 0 | 0 | 0 | 0 | 0 | 0 | 0
Scenario 5: High TRC ZEAS Phase In | PG&E | Com | WaterHeat | Com - Grocery | Program Administrator Cost Test | Energy Efficiency | 207888.8455 | 252467.6006 | 306696.6326 | 371906.7072 | 448850.6558 | 538428.421 | 571230.3686 | 676832.6571 | 507282.5919 | 887930.1158 | 975627.362 | 1037191.2659 | 1063391.5255
Scenario 5: High TRC ZEAS Phase In | PG&E | Com | WaterHeat | Com - Grocery | Program Administrator Cost Test | Fuel Substitution | 64965.3997 | 82819.8213 | 105670.1893 | 134830.0032 | 171718.0747 | 218799.2647 | 0 | 0 | 0 | 0 | 0 | 0 | 0
Scenario 5: High TRC ZEAS Phase In | PG&E | Com | WaterHeat | Com - Grocery | Rate Impact Measure Test | Energy Efficiency | 207888.8455 | 252467.6006 | 306696.6326 | 371906.7072 | 448850.6558 | 538428.421 | 571230.3686 | 676832.6571 | 507282.5919 | 887930.1158 | 975627.362 | 1037191.2659 | 1063391.5255
Scenario 5: High TRC ZEAS Phase In | PG&E | Com | WaterHeat | Com - Grocery | Rate Impact Measure Test | Fuel Substitution | 68060.4313 | 85498.2965 | 107951.5833 | 136479.3333 | 172503.9796 | 218807.4108 | 0 | 0 | 0 | 0 | 0 | 0 | 0
Scenario 5: High TRC ZEAS Phase In | PG&E | Com | WaterHeat | Com - Grocery | Total Resource Cost Test | Energy Efficiency | 343401.6861 | 414081.764 | 498550.7112 | 598235.1779 | 713589.5058 | 838428.0921 | 908286.9973 | 1056760.5371 | 507282.5919 | 887930.1158 | 975627.362 | 1037191.2659 | 1063391.5255
Scenario 5: High TRC ZEAS Phase In | PG&E | Com | WaterHeat | Com - Grocery | Total Resource Cost Test | Fuel Substitution | 70996.9768 | 90126.1127 | 114525.7995 | 145560.3412 | 184691.4395 | 234486.129 | 0 | 0 | 0 | 0 | 0 | 0 | 0
Scenario 5: High TRC ZEAS Phase In | PG&E | Com | WaterHeat | Com - Health | Participant Cost Test | Energy Efficiency | 2219192.6278 | 2498368.5244 | 2671947.3308 | 3029616.3899 | 3260417.4486 | 3329771.9594 | 3322061.3101 | 3676047.8196 | 1751353.2344 | 2835785.4185 | 2311891.164 | 1512343.7956 | 769924.3449
Scenario 5: High TRC ZEAS Phase In | PG&E | Com | WaterHeat | Com - Health | Participant Cost Test | Fuel Substitution | 808569.8687 | 1000265.5285 | 2113465.3796 | 4788286.6364 | 8145772.3431 | 8728717.966 | 9196067.1899 | 10493516.318 | 10167509.005 | 10258201.6408 | 9440462.7227 | 7578200.8725 | 4582859.8719
Scenario 5: High TRC ZEAS Phase In | PG&E | Com | WaterHeat | Com - Health | Program Administrator Cost Test | Energy Efficiency | 1425769.2463 | 1629124.116 | 1547782.7062 | 1749251.4822 | 1921658.2969 | 1806318.8866 | 1347600.0405 | 1541665.2783 | 1067967.6688 | 1759650.7539 | 1736461.8139 | 1619850.658 | 1429267.4103
Scenario 5: High TRC ZEAS Phase In | PG&E | Com | WaterHeat | Com - Health | Program Administrator Cost Test | Fuel Substitution | 3867467.7172 | 5020292.5205 | 6503726.6934 | 6372432.8416 | 7009249.4524 | 8960932.824 | 6541240.3274 | 8587881.7905 | 10823805.262 | 13486183.0669 | 16428872.7224 | 19474375.8607 | 22709160.5668
Scenario 5: High TRC ZEAS Phase In | PG&E | Com | WaterHeat | Com - Health | Rate Impact Measure Test | Energy Efficiency | 1425769.2463 | 1629124.116 | 1547782.7062 | 1749251.4822 | 1921658.2969 | 1806318.8866 | 1347600.0405 | 1541665.2783 | 1067967.6688 | 1759650.7539 | 1736461.8139 | 1619850.658 | 1429267.4103
Scenario 5: High TRC ZEAS Phase In | PG&E | Com | WaterHeat | Com - Health | Rate Impact Measure Test | Fuel Substitution | 4534619.3053 | 5752693.357 | 6517705.9125 | 6376834.8171 | 7009355.7522 | 8961019.7902 | 6541240.3274 | 8587881.7905 | 10823805.262 | 13486183.0669 | 16428872.7224 | 19474375.8607 | 22709160.5668
Scenario 5: High TRC ZEAS Phase In | PG&E | Com | WaterHeat | Com - Health | Total Resource Cost Test | Energy Efficiency | 2070348.9453 | 2364568.0371 | 2365916.9256 | 2681437.4344 | 2926605.4399 | 2744895.0902 | 2317953.1135 | 2596595.8015 | 1067967.6688 | 1759650.7539 | 1736461.8139 | 1619850.658 | 1429267.4103
Scenario 5: High TRC ZEAS Phase In | PG&E | Com | WaterHeat | Com - Health | Total Resource Cost Test | Fuel Substitution | 4584835.5899 | 5906921.9055 | 7645954.2207 | 7570351.2138 | 8192998.9121 | 9869887.7727 | 7263033.5894 | 9499247.8535 | 10823805.262 | 13486183.0669 | 16428872.7224 | 19474375.8607 | 22709160.5668
Scenario 5: High TRC ZEAS Phase In | PG&E | Com | WaterHeat | Com - Lodging | Participant Cost Test | Energy Efficiency | 14686740.0511 | 15172297.9107 | 15416077.456 | 15791158.7407 | 16163750.7236 | 13017954.4447 | 6164083.8617 | 6234981.0117 | 1264773.4823 | 1821215.5064 | 3792.616 | 829143.255 | 381830.2108
Scenario 5: High TRC ZEAS Phase In | PG&E | Com | WaterHeat | Com - Lodging | Participant Cost Test | Fuel Substitution | 3225880.982 | 3962068.1871 | 5654502.5885 | 8399857.7753 | 11585649.7005 | 9903105.4269 | 9606740.2971 | 11053725.2345 | 9553376.1262 | 9677999.447 | 8897016.2258 | 7123984.9744 | 4283055.6194
Scenario 5: High TRC ZEAS Phase In | PG&E | Com | WaterHeat | Com - Lodging | Program Administrator Cost Test | Energy Efficiency | 6688792.6808 | 7207426.4551 | 7421367.2448 | 7895995.5695 | 8429419.1755 | 8926774.1587 | 1532049.6343 | 1626623.6715 | 771240.8294 | 1129829.5934 | 5001.956 | 887355.8371 | 710518.9599
Scenario 5: High TRC ZEAS Phase In | PG&E | Com | WaterHeat | Com - Lodging | Program Administrator Cost Test | Fuel Substitution | 3862357.3084 | 4991515.2552 | 6420321.8196 | 6288421.5893 | 6966230.8506 | 8895296.6249 | 6159610.7001 | 8070836.5624 | 10190051.6711 | 12754248.5768 | 15532299.7426 | 18392545.5596 | 21414402.6191
Scenario 5: High TRC ZEAS Phase In | PG&E | Com | WaterHeat | Com - Lodging | Rate Impact Measure Test | Energy Efficiency | 6688792.6808 | 7207426.4551 | 7421367.2448 | 7895995.5695 | 8429419.1755 | 8926774.1587 | 1532049.6343 | 1626623.6715 | 771240.8294 | 1129829.5934 | 5001.956 | 887355.8371 | 710518.9599
Scenario 5: High TRC ZEAS Phase In | PG&E | Com | WaterHeat | Com - Lodging | Rate Impact Measure Test | Fuel Substitution | 4593944.1334 | 5794190.1666 | 6460835.8042 | 6317681.9031 | 6979801.5149 | 8896002.6276 | 6159610.7001 | 8070836.5624 | 10190051.6711 | 12754248.5768 | 15532299.7426 | 18392545.5596 | 21414402.6191
Scenario 5: High TRC ZEAS Phase In | PG&E | Com | WaterHeat | Com - Lodging | Total Resource Cost Test | Energy Efficiency | 15021557.9285 | 15926414.102 | 16440363.032 | 17259120.1148 | 18141821.7602 | 15559553.6013 | 5159004.1143 | 5251051.9566 | 771240.8294 | 1129829.5934 | 5001.956 | 887355.8371 | 710518.9599
Scenario 5: High TRC ZEAS Phase In | PG&E | Com | WaterHeat | Com - Lodging | Total Resource Cost Test | Fuel Substitution | 7006212.0549 | 8851895.1331 | 11253727.1608 | 11369804.1083 | 12039319.4315 | 11518346.6255 | 7798005.6317 | 10134293.03 | 10190051.6711 | 12754248.5768 | 15532299.7426 | 18392545.5596 | 21414402.6191
Scenario 5: High TRC ZEAS Phase In | PG&E | Com | WaterHeat | Com - Office (Large) | Participant Cost Test | Energy Efficiency | 7204749.2224 | 7625798.5515 | 7586143.7471 | 7105237.836 | 6142161.1262 | 4595393.3948 | 2401565.8622 | 1142699.9289 | 31273.6969 | 2555.7458 | 2507.5297 | 2196.2066 | 1473.9538
Scenario 5: High TRC ZEAS Phase In | PG&E | Com | WaterHeat | Com - Office (Large) | Participant Cost Test | Fuel Substitution | 294848.6665 | 360848.2058 | 669516.9758 | 1329498.702 | 2115004.3799 | 2114246.2719 | 2346875.5998 | 2657538.3335 | 2547134.7406 | 2572628.0423 | 2358824.7661 | 1890470.2575 | 1153448.5569
Scenario 5: High TRC ZEAS Phase In | PG&E | Com | WaterHeat | Com - Office (Large) | Program Administrator Cost Test | Energy Efficiency | 2630400.9715 | 2878243.8342 | 2911451.6009 | 2885849.3776 | 2701955.28 | 2385713.0158 | 829450.8841 | 409362.7418 | 19113.411 | 2011.8684 | 2611.2298 | 3372.8929 | 4349.0163
Scenario 5: High TRC ZEAS Phase In | PG&E | Com | WaterHeat | Com - Office (Large) | Program Administrator Cost Test | Fuel Substitution | 820056.0745 | 1056101.4473 | 1376787.3971 | 1198064.513 | 1202474.3727 | 1515026.6716 | 1622664.7837 | 2107259.5999 | 2686717.0593 | 3344869.356 | 4047082.1352 | 4760209.5236 | 5502754.2283
Scenario 5: High TRC ZEAS Phase In | PG&E | Com | WaterHeat | Com - Office (Large) | Rate Impact Measure Test | Energy Efficiency | 2630400.9715 | 2878243.8342 | 2911451.6009 | 2885849.3776 | 2701955.28 | 2385713.0158 | 829450.8841 | 409362.7418 | 19113.411 | 2011.8684 | 2611.2298 | 3372.8929 | 4349.0163
Scenario 5: High TRC ZEAS Phase In | PG&E | Com | WaterHeat | Com - Office (Large) | Rate Impact Measure Test | Fuel Substitution | 995301.1025 | 1248844.0306 | 1377891.4627 | 1198584.1581 | 1202542.4219 | 1515043.2965 | 1622664.7837 | 2107259.5999 | 2686717.0593 | 3344869.356 | 4047082.1352 | 4760209.5236 | 5502754.2283
Scenario 5: High TRC ZEAS Phase In | PG&E | Com | WaterHeat | Com - Office (Large) | Total Resource Cost Test | Energy Efficiency | 5645478.0666 | 6049846.1477 | 6054218.9085 | 5806744.2516 | 5210771.9919 | 4117569.653 | 1780948.4442 | 854711.7556 | 19113.411 | 2011.8684 | 2611.2298 | 3372.8929 | 4349.0163
Scenario 5: High TRC ZEAS Phase In | PG&E | Com | WaterHeat | Com - Office (Large) | Total Resource Cost Test | Fuel Substitution | 1090275.008 | 1386811.7848 | 1803102.9045 | 1626375.2518 | 1601650.9325 | 1734445.2416 | 1852487.8156 | 2394808.8124 | 2686717.0593 | 3344869.356 | 4047082.1352 | 4760209.5236 | 5502754.2283
Scenario 5: High TRC ZEAS Phase In | PG&E | Com | WaterHeat | Com - Office (Small) | Participant Cost Test | Energy Efficiency | 1128318.4622 | 1440774.7751 | 229.9943 | 1548365.8652 | 1888342.8074 | 2228666.5718 | 2528103.693 | 2731904.1505 | 1362225.1173 | 2100111.4844 | 1593668.7983 | 950853.518 | 430892.1277
Scenario 5: High TRC ZEAS Phase In | PG&E | Com | WaterHeat | Com - Office (Small) | Participant Cost Test | Fuel Substitution | 22792.8607 | 27942.3148 | 86153.4952 | 212130.6213 | 392548.7041 | 442095.3956 | 524755.5409 | 602257.3762 | 636555.5012 | 644454.5392 | 592706.3608 | 477067.8969 | 293014.8211
Scenario 5: High TRC ZEAS Phase In | PG&E | Com | WaterHeat | Com - Office (Small) | Program Administrator Cost Test | Energy Efficiency | 429112.1887 | 564380.7412 | 64.5211 | 625173.019 | 786697.0064 | 958208.1298 | 1122076.998 | 1251864.3502 | 829505.3313 | 1301027.8689 | 1194449.3546 | 1015680.9878 | 796714.2027
Scenario 5: High TRC ZEAS Phase In | PG&E | Com | WaterHeat | Com - Office (Small) | Program Administrator Cost Test | Fuel Substitution | 216804.3424 | 279729.2929 | 357489.6992 | 259886.7855 | 275023.5626 | 350539.3405 | 389507.3989 | 516480.9978 | 670660.7739 | 836713.3866 | 1015032.8144 | 1198012.6821 | 1390775.3535
Scenario 5: High TRC ZEAS Phase In | PG&E | Com | WaterHeat | Com - Office (Small) | Rate Impact Measure Test | Energy Efficiency | 429112.1887 | 564380.7412 | 64.5211 | 625173.019 | 786697.0064 | 958208.1298 | 1122076.998 | 1251864.3502 | 829505.3313 | 1301027.8689 | 1194449.3546 | 1015680.9878 | 796714.2027
Scenario 5: High TRC ZEAS Phase In | PG&E | Com | WaterHeat | Com - Office (Small) | Rate Impact Measure Test | Fuel Substitution | 264570.1146 | 332460.6658 | 358070.8647 | 260198.2004 | 275138.0095 | 350544.9386 | 389507.3989 | 516480.9978 | 670660.7739 | 836713.3866 | 1015032.8144 | 1198012.6821 | 1390775.3535
Scenario 5: High TRC ZEAS Phase In | PG&E | Com | WaterHeat | Com - Office (Small) | Total Resource Cost Test | Energy Efficiency | 712085.5207 | 919117.6304 | 69.7472 | 993837.3774 | 1227554.5258 | 1468629.8202 | 1689989.3105 | 1853687.1429 | 829505.3313 | 1301027.8689 | 1194449.3546 | 1015680.9878 | 796714.2027
Scenario 5: High TRC ZEAS Phase In | PG&E | Com | WaterHeat | Com - Office (Small) | Total Resource Cost Test | Fuel Substitution | 233105.9473 | 299713.9735 | 384222.9613 | 279120.6941 | 288375.5355 | 366763.6937 | 405647.7581 | 537292.6973 | 670660.7739 | 836713.3866 | 1015032.8144 | 1198012.6821 | 1390775.3535
Scenario 5: High TRC ZEAS Phase In | PG&E | Com | WaterHeat | Com - Other | Participant Cost Test | Energy Efficiency | 4800536.3646 | 5756992.0785 | 6161438.594 | 7413253.743 | 8852300.5133 | 10068780.3648 | 11220891.6567 | 12785063.4301 | 5441919.5344 | 9159322.1804 | 7859873.4291 | 5422061.9465 | 2904394.8626
Scenario 5: High TRC ZEAS Phase In | PG&E | Com | WaterHeat | Com - Other | Participant Cost Test | Fuel Substitution | 4673249.1064 | 5716798.5192 | 9673395.9291 | 19390352.2081 | 31245682.6463 | 32335256.9268 | 33867406.4432 | 38504493.8358 | 35006150.3245 | 35173126.5284 | 32236452.4425 | 25828698.2842 | 15705118.0738
Scenario 5: High TRC ZEAS Phase In | PG&E | Com | WaterHeat | Com - Other | Program Administrator Cost Test | Energy Efficiency | 2341362.1415 | 2847240.6161 | 2196403.652 | 2669123.7607 | 3232505.6869 | 3888310.615 | 3886574.6628 | 4589477.6643 | 3333947.1932 | 5707810.3983 | 5932034.9969 | 5837830.5462 | 5424755.9601
Scenario 5: High TRC ZEAS Phase In | PG&E | Com | WaterHeat | Com - Other | Program Administrator Cost Test | Fuel Substitution | 14352149.3748 | 18453102.3613 | 23314593.3946 | 21976151.7897 | 23706329.7544 | 30096451.0969 | 22759028.9847 | 29590272.019 | 37051263.274 | 45918433.6453 | 55599231.6716 | 65536449.025 | 76018165.7192
Scenario 5: High TRC ZEAS Phase In | PG&E | Com | WaterHeat | Com - Other | Rate Impact Measure Test | Energy Efficiency | 2341362.1415 | 2847240.6161 | 2196403.652 | 2669123.7607 | 3232505.6869 | 3888310.615 | 3886574.6628 | 4589477.6643 | 3333947.1932 | 5707810.3983 | 5932034.9969 | 5837830.5462 | 5424755.9601
Scenario 5: High TRC ZEAS Phase In | PG&E | Com | WaterHeat | Com - Other | Rate Impact Measure Test | Fuel Substitution | 17380548.3496 | 21779256.115 | 23529577.0984 | 22169742.4921 | 23866200.2077 | 30196247.1964 | 22759028.9847 | 29590272.019 | 37051263.274 | 45918433.6453 | 55599231.6716 | 65536449.025 | 76018165.7192
Scenario 5: High TRC ZEAS Phase In | PG&E | Com | WaterHeat | Com - Other | Total Resource Cost Test | Energy Efficiency | 4332364.5977 | 5233939.4558 | 4875032.7381 | 5856702.0041 | 6991647.3738 | 7887952.8158 | 8353475.285 | 9600069.6341 | 3333947.1932 | 5707810.3983 | 5932034.9969 | 5837830.5462 | 5424755.9601
Scenario 5: High TRC ZEAS Phase In | PG&E | Com | WaterHeat | Com - Other | Total Resource Cost Test | Fuel Substitution | 18607052.3782 | 23655040.5014 | 29907496.9915 | 28837050.4755 | 30441529.8978 | 35174670.4509 | 27013543.006 | 34914653.4744 | 37051263.274 | 45918433.6453 | 55599231.6716 | 65536449.025 | 76018165.7192
Scenario 5: High TRC ZEAS Phase In | PG&E | Com | WaterHeat | Com - Refrig. Warehouse | Participant Cost Test | Energy Efficiency | 7388.12 | 7375.0969 | 5824.0748 | 125041.4951 | 157171.991 | 306086.9472 | 369585.3559 | 443138.6583 | 294314.7208 | 529310.7085 | 488698.0456 | 366362.8695 | 215248.6666
Scenario 5: High TRC ZEAS Phase In | PG&E | Com | WaterHeat | Com - Refrig. Warehouse | Participant Cost Test | Fuel Substitution | 1953.2379 | 2411.8701 | 11086.0722 | 34826.5046 | 65064.7573 | 73183.333 | 78430.1382 | 88785.6855 | 93159.066 | 94423.4609 | 86887.0597 | 69669.8465 | 42018.5974
Scenario 5: High TRC ZEAS Phase In | PG&E | Com | WaterHeat | Com - Refrig. Warehouse | Program Administrator Cost Test | Energy Efficiency | 8790.0483 | 9643.0019 | 7329.5339 | 64743.2324 | 82684.4135 | 159406.8183 | 190621.7263 | 235252.5359 | 179224.3374 | 327988.5399 | 366390.3228 | 391497.0618 | 398226.5519
Scenario 5: High TRC ZEAS Phase In | PG&E | Com | WaterHeat | Com - Refrig. Warehouse | Program Administrator Cost Test | Fuel Substitution | 37504.5541 | 48514.1338 | 62316.7639 | 62158.8918 | 69122.1592 | 88440.8431 | 59824.3135 | 78513.838 | 99240.7834 | 124241.4298 | 151374.3998 | 179329.2424 | 208866.1327
Scenario 5: High TRC ZEAS Phase In | PG&E | Com | WaterHeat | Com - Refrig. Warehouse | Rate Impact Measure Test | Energy Efficiency | 8790.0483 | 9643.0019 | 7329.5339 | 64743.2324 | 82684.4135 | 159406.8183 | 190621.7263 | 235252.5359 | 179224.3374 | 327988.5399 | 366390.3228 | 391497.0618 | 398226.5519
Scenario 5: High TRC ZEAS Phase In | PG&E | Com | WaterHeat | Com - Refrig. Warehouse | Rate Impact Measure Test | Fuel Substitution | 43412.1849 | 54912.5987 | 62367.7518 | 62161.2326 | 69124.5799 | 88443.2349 | 59824.3135 | 78513.838 | 99240.7834 | 124241.4298 | 151374.3998 | 179329.2424 | 208866.1327
Scenario 5: High TRC ZEAS Phase In | PG&E | Com | WaterHeat | Com - Refrig. Warehouse | Total Resource Cost Test | Energy Efficiency | 9119.5823 | 9981.5359 | 7603.9042 | 77769.3417 | 98813.5408 | 190167.4673 | 227199.2756 | 278130.2103 | 179224.3374 | 327988.5399 | 366390.3228 | 391497.0618 | 398226.5519
Scenario 5: High TRC ZEAS Phase In | PG&E | Com | WaterHeat | Com - Refrig. Warehouse | Total Resource Cost Test | Fuel Substitution | 38585.5169 | 49842.6711 | 64072.9054 | 63846.017 | 70551.3537 | 90183.4121 | 60790.4531 | 79746.8407 | 99240.7834 | 124241.4298 | 151374.3998 | 179329.2424 | 208866.1327
Scenario 5: High TRC ZEAS Phase In | PG&E | Com | WaterHeat | Com - Restaurant | Participant Cost Test | Energy Efficiency | 452542.2516 | 485573.6216 | 163722.1048 | 550711.4071 | 630961.9222 | 1034543.8604 | 1078584.9251 | 1145842.9642 | 684698.0399 | 977401.5703 | 63145.9757 | 468592.4583 | 266750.3645
Scenario 5: High TRC ZEAS Phase In | PG&E | Com | WaterHeat | Com - Restaurant | Participant Cost Test | Fuel Substitution | 399322.2669 | 493305.1036 | 2588670.9543 | 7850281.2046 | 14355959.6022 | 15923525.7048 | 17361912.1761 | 19411750.6415 | 20153434.5778 | 20223478.2174 | 18515359.6895 | 13358515.6081 | 8480883.2483
Scenario 5: High TRC ZEAS Phase In | PG&E | Com | WaterHeat | Com - Restaurant | Program Administrator Cost Test | Energy Efficiency | 657369.2968 | 776789.5609 | 157338.4541 | 350198.8009 | 403449.4372 | 619403.6078 | 576927.559 | 630125.7237 | 438617.7993 | 638796.6288 | 86682.4341 | 534196.4468 | 594771.7468
Scenario 5: High TRC ZEAS Phase In | PG&E | Com | WaterHeat | Com - Restaurant | Program Administrator Cost Test | Fuel Substitution | 6709105.8535 | 8626258.9959 | 10832970.2124 | 9494499.7001 | 9426896.7048 | 11900958.4757 | 13150140.5365 | 17030136.8427 | 21267923.341 | 26309392.1626 | 31791269.3847 | 33674198.6218 | 40543329.0875
Scenario 5: High TRC ZEAS Phase In | PG&E | Com | WaterHeat | Com - Restaurant | Rate Impact Measure Test | Energy Efficiency | 657369.2968 | 776789.5609 | 157338.4541 | 350198.8009 | 403449.4372 | 619403.6078 | 576927.559 | 630125.7237 | 438617.7993 | 638796.6288 | 86682.4341 | 534196.4468 | 594771.7468
Scenario 5: High TRC ZEAS Phase In | PG&E | Com | WaterHeat | Com - Restaurant | Rate Impact Measure Test | Fuel Substitution | 7965089.4364 | 9999890.5147 | 10832979.6833 | 9494503.5256 | 9426896.7048 | 11900958.4757 | 13150140.5365 | 17030136.8427 | 21267923.341 | 26309392.1626 | 31791269.3847 | 33674198.6218 | 40543329.0875
Scenario 5: High TRC ZEAS Phase In | PG&E | Com | WaterHeat | Com - Restaurant | Total Resource Cost Test | Energy Efficiency | 681392.0179 | 802752.741 | 168358.8929 | 402752.224 | 463709.0699 | 719315.456 | 681828.0437 | 739116.3806 | 438617.7993 | 638796.6288 | 86682.4341 | 534196.4468 | 594771.7468
Scenario 5: High TRC ZEAS Phase In | PG&E | Com | WaterHeat | Com - Restaurant | Total Resource Cost Test | Fuel Substitution | 6901283.2095 | 8861036.8784 | 11143814.1908 | 9760520.072 | 9598735.3394 | 12108161.6437 | 13361353.3066 | 17296125.8148 | 21267923.341 | 26309392.1626 | 31791269.3847 | 33674198.6218 | 40543329.0875
Scenario 5: High TRC ZEAS Phase In | PG&E | Com | WaterHeat | Com - Retail | Participant Cost Test | Energy Efficiency | 2840493.4987 | 3635260.9711 | 3528296.1779 | 5088911.3897 | 6240195.9941 | 7466405.7305 | 8682269.2572 | 9764211.6809 | 3904023.6685 | 6503160.0952 | 5466060.0483 | 3684940.8523 | 1926422.2423
Scenario 5: High TRC ZEAS Phase In | PG&E | Com | WaterHeat | Com - Retail | Participant Cost Test | Fuel Substitution | 39258.7616 | 47979.2678 | 172637.5695 | 470221.164 | 871868.9864 | 1143330.5239 | 1342389.5754 | 1563596.6402 | 1112082.9374 | 1123076.8085 | 1030683.4055 | 827695.4794 | 506272.0364
Scenario 5: High TRC ZEAS Phase In | PG&E | Com | WaterHeat | Com - Retail | Program Administrator Cost Test | Energy Efficiency | 778626.2389 | 1032250.7183 | 1010848.3146 | 1511216.5554 | 1918751.1483 | 2389074.5114 | 2882607.7684 | 3363863.8688 | 2377290.8449 | 4029043.8743 | 4097136.6077 | 3936569.5171 | 3562363.4096
Scenario 5: High TRC ZEAS Phase In | PG&E | Com | WaterHeat | Com - Retail | Program Administrator Cost Test | Fuel Substitution | 361313.8224 | 464781.8114 | 583815.7799 | 444289.8103 | 438126.2074 | 556121.0989 | 705473.5452 | 919954.4582 | 1173610.185 | 1461094.5153 | 1769784.0619 | 2086584.4543 | 2420624.0881
Scenario 5: High TRC ZEAS Phase In | PG&E | Com | WaterHeat | Com - Retail | Rate Impact Measure Test | Energy Efficiency | 778626.2389 | 1032250.7183 | 1010848.3146 | 1511216.5554 | 1918751.1483 | 2389074.5114 | 2882607.7684 | 3363863.8688 | 2377290.8449 | 4029043.8743 | 4097136.6077 | 3936569.5171 | 3562363.4096
Scenario 5: High TRC ZEAS Phase In | PG&E | Com | WaterHeat | Com - Retail | Rate Impact Measure Test | Fuel Substitution | 451481.705 | 564655.4656 | 584006.9179 | 444430.3523 | 438232.2425 | 556147.4562 | 705473.5452 | 919954.4582 | 1173610.185 | 1461094.5153 | 1769784.0619 | 2086584.4543 | 2420624.0881
Scenario 5: High TRC ZEAS Phase In | PG&E | Com | WaterHeat | Com - Retail | Total Resource Cost Test | Energy Efficiency | 2071923.9128 | 2666366.925 | 2580829.0467 | 3742737.8339 | 4623901.4939 | 5570073.0027 | 6528728.2265 | 7404648.0134 | 2377290.8449 | 4029043.8743 | 4097136.6077 | 3936569.5171 | 3562363.4096
Scenario 5: High TRC ZEAS Phase In | PG&E | Com | WaterHeat | Com - Retail | Total Resource Cost Test | Fuel Substitution | 389904.0052 | 499721.4016 | 659109.2749 | 546896.0538 | 585746.8536 | 891952.4933 | 1127785.6167 | 1449334.8014 | 1173610.185 | 1461094.5153 | 1769784.0619 | 2086584.4543 | 2420624.0881
Scenario 5: High TRC ZEAS Phase In | PG&E | Com | WaterHeat | Com - School | Participant Cost Test | Energy Efficiency | 2975012.069 | 3348274.3137 | 3451763.3838 | 3559616.2037 | 3451868.7119 | 3114876.0177 | 2260061.019 | 1652775.5658 | 486618.228 | 386263.5986 | 56153.7494 | 13988.5426 | 8467.3308
Scenario 5: High TRC ZEAS Phase In | PG&E | Com | WaterHeat | Com - School | Participant Cost Test | Fuel Substitution | 175346.5621 | 214404.2873 | 1018369.0541 | 3023890.0216 | 5509142.168 | 6444567.1523 | 7257190.0233 | 8238461.4611 | 7343353.9922 | 7402947.7175 | 6786023.646 | 5448280.8643 | 3346327.3912
Scenario 5: High TRC ZEAS Phase In | PG&E | Com | WaterHeat | Com - School | Program Administrator Cost Test | Energy Efficiency | 1529808.3289 | 1767855.9829 | 1639054.8582 | 1747087.1142 | 1772362.6078 | 1704668.631 | 975476.1721 | 738822.484 | 302340.0082 | 248489.0018 | 53119.6175 | 27198.8586 | 29506.2201
Scenario 5: High TRC ZEAS Phase In | PG&E | Com | WaterHeat | Com - School | Program Administrator Cost Test | Fuel Substitution | 2498879.2095 | 3216055.8533 | 4154188.3203 | 3614364.6913 | 3580161.651 | 4506824.5716 | 4700749.1514 | 6079025.5953 | 7713069.3897 | 9577327.257 | 11570730.1558 | 13600436.664 | 15717919.0166
Scenario 5: High TRC ZEAS Phase In | PG&E | Com | WaterHeat | Com - School | Rate Impact Measure Test | Energy Efficiency | 1529808.3289 | 1767855.9829 | 1639054.8582 | 1747087.1142 | 1772362.6078 | 1704668.631 | 975476.1721 | 738822.484 | 302340.0082 | 248489.0018 | 53119.6175 | 27198.8586 | 29506.2201
Scenario 5: High TRC ZEAS Phase In | PG&E | Com | WaterHeat | Com - School | Rate Impact Measure Test | Fuel Substitution | 2982296.8016 | 3744124.5832 | 4164687.0976 | 3622769.828 | 3585631.7509 | 4508376.6612 | 4700749.1514 | 6079025.5953 | 7713069.3897 | 9577327.257 | 11570730.1558 | 13600436.664 | 15717919.0166
Scenario 5: High TRC ZEAS Phase In | PG&E | Com | WaterHeat | Com - School | Total Resource Cost Test | Energy Efficiency | 2266384.0303 | 2596936.6869 | 2510006.8681 | 2636985.06 | 2624791.4459 | 2462183.3151 | 1540314.7492 | 1143705.8437 | 302340.0082 | 248489.0018 | 53119.6175 | 27198.8586 | 29506.2201
Scenario 5: High TRC ZEAS Phase In | PG&E | Com | WaterHeat | Com - School | Total Resource Cost Test | Fuel Substitution | 2598458.5624 | 3337808.4942 | 4405124.97 | 3974711.67 | 4079072.7925 | 5427234.1224 | 5804201.7788 | 7454929.773 | 7713069.3897 | 9577327.257 | 11570730.1558 | 13600436.664 | 15717919.0166
Scenario 5: High TRC ZEAS Phase In | PG&E | Com | WaterHeat | Com - Warehouse | Participant Cost Test | Energy Efficiency | 1875810.3849 | 2385490.106 | 3001488.1948 | 3733175.7324 | 4572718.9847 | 5488762.3312 | 6419166.33 | 7338086.1365 | 3183013.2628 | 5455223.2731 | 4752663.7531 | 3345217.9912 | 1841883.0714
Scenario 5: High TRC ZEAS Phase In | PG&E | Com | WaterHeat | Com - Warehouse | Participant Cost Test | Fuel Substitution | 4050.5846 | 5007.4198 | 14318.0597 | 40007.5245 | 72858.6378 | 93182.6918 | 102475.5918 | 119296.3185 | 88579.2881 | 89787.7746 | 82745.6486 | 66679.9353 | 40871.1295
Scenario 5: High TRC ZEAS Phase In | PG&E | Com | WaterHeat | Com - Warehouse | Program Administrator Cost Test | Energy Efficiency | 557931.5094 | 730625.1592 | 944566.7 | 1212309.4072 | 1533922.1497 | 1906382.7466 | 2271537.6622 | 2691430.7706 | 1938221.5962 | 3379705.3376 | 3562234.5081 | 3573413.8047 | 3405244.0075
Scenario 5: High TRC ZEAS Phase In | PG&E | Com | WaterHeat | Com - Warehouse | Program Administrator Cost Test | Fuel Substitution | 38181.8371 | 49757.8354 | 65094.8345 | 64389.1656 | 71790.0795 | 91702.4584 | 56707.4642 | 74170.9964 | 93553.7844 | 116924.9315 | 142262.4111 | 168408.3733 | 196100.4167
Scenario 5: High TRC ZEAS Phase In | PG&E | Com | WaterHeat | Com - Warehouse | Rate Impact Measure Test | Energy Efficiency | 557931.5094 | 730625.1592 | 944566.7 | 1212309.4072 | 1533922.1497 | 1906382.7466 | 2271537.6622 | 2691430.7706 | 1938221.5962 | 3379705.3376 | 3562234.5081 | 3573413.8047 | 3405244.0075
Scenario 5: High TRC ZEAS Phase In | PG&E | Com | WaterHeat | Com - Warehouse | Rate Impact Measure Test | Fuel Substitution | 45439.3763 | 57823.7387 | 66080.8552 | 65309.3986 | 72601.2517 | 92298.9173 | 56707.4642 | 74170.9964 | 93553.7844 | 116924.9315 | 142262.4111 | 168408.3733 | 196100.4167
Scenario 5: High TRC ZEAS Phase In | PG&E | Com | WaterHeat | Com - Warehouse | Total Resource Cost Test | Energy Efficiency | 1341544.1217 | 1714207.4189 | 2165338.1358 | 2708543.8025 | 3339151.3403 | 4034784.5006 | 4726189.2987 | 5452481.4991 | 1938221.5962 | 3379705.3376 | 3562234.5081 | 3573413.8047 | 3405244.0075
Scenario 5: High TRC ZEAS Phase In | PG&E | Com | WaterHeat | Com - Warehouse | Total Resource Cost Test | Fuel Substitution | 41072.9077 | 53330.2277 | 71646.3312 | 73730.3966 | 84739.6629 | 117822.2521 | 85267.975 | 110139.4541 | 93553.7844 | 116924.9315 | 142262.4111 | 168408.3733 | 196100.4167
Scenario 5: High TRC ZEAS Phase In | PG&E | Com | WholeBlg | Com - College | Participant Cost Test | Energy Efficiency | 223182.9756 | 229368.6547 | 234710.7007 | 239776.7555 | 247127.1333 | 259983.2135 | 273518.1945 | 287268.9224 | 300159.195 | 318427.0725 | 358855.1262 | 363467.7339 | 374932.1273
Scenario 5: High TRC ZEAS Phase In | PG&E | Com | WholeBlg | Com - College | Program Administrator Cost Test | Energy Efficiency | 223182.9756 | 229368.6547 | 234710.7007 | 239776.7555 | 247127.1333 | 259983.2135 | 273518.1945 | 287268.9224 | 300159.195 | 318427.0725 | 358787.1116 | 369059.7989 | 387020.3711
Scenario 5: High TRC ZEAS Phase In | PG&E | Com | WholeBlg | Com - College | Rate Impact Measure Test | Energy Efficiency | 223182.9756 | 229368.6547 | 234710.7007 | 239776.7555 | 247127.1333 | 259983.2135 | 273518.1945 | 287268.9224 | 300159.195 | 318427.0725 | 358787.1116 | 369059.7989 | 387020.3711
Scenario 5: High TRC ZEAS Phase In | PG&E | Com | WholeBlg | Com - College | Total Resource Cost Test | Energy Efficiency | 223182.9756 | 229368.6547 | 234710.7007 | 239776.7555 | 247127.1333 | 259983.2135 | 273518.1945 | 287268.9224 | 300159.195 | 318427.0725 | 358787.1116 | 369059.7989 | 387020.3711
Scenario 5: High TRC ZEAS Phase In | PG&E | Com | WholeBlg | Com - Grocery | Participant Cost Test | Energy Efficiency | 1390557.5323 | 1431751.8593 | 1468215.6375 | 1502354.0465 | 1558143.8211 | 1665024.5087 | 1771642.2163 | 1931306.8685 | 2040860.438 | 2192109.5204 | 2307715.549 | 2378888.0711 | 2438783.2878
Scenario 5: High TRC ZEAS Phase In | PG&E | Com | WholeBlg | Com - Grocery | Program Administrator Cost Test | Energy Efficiency | 1390557.5323 | 1431751.8593 | 1468215.6375 | 1502354.0465 | 1558143.8211 | 1665024.5087 | 1771642.2163 | 1931306.8685 | 2040860.438 | 2192109.5204 | 2307715.549 | 2378888.0711 | 2438783.2878
Scenario 5: High TRC ZEAS Phase In | PG&E | Com | WholeBlg | Com - Grocery | Rate Impact Measure Test | Energy Efficiency | 1390557.5323 | 1431751.8593 | 1468215.6375 | 1502354.0465 | 1558143.8211 | 1665024.5087 | 1771642.2163 | 1931306.8685 | 2040860.438 | 2192109.5204 | 2307715.549 | 2378888.0711 | 2438783.2878
Scenario 5: High TRC ZEAS Phase In | PG&E | Com | WholeBlg | Com - Grocery | Total Resource Cost Test | Energy Efficiency | 1390557.5323 | 1431751.8593 | 1468215.6375 | 1502354.0465 | 1558143.8211 | 1665024.5087 | 1771642.2163 | 1931306.8685 | 2040860.438 | 2192109.5204 | 2307715.549 | 2378888.0711 | 2438783.2878
Scenario 5: High TRC ZEAS Phase In | PG&E | Com | WholeBlg | Com - Health | Participant Cost Test | Energy Efficiency | 1701413.4036 | 1764860.6052 | 1822764.3199 | 1879030.5526 | 1960392.1307 | 2098778.983 | 2240250.471 | 2401830.9538 | 2546692.5616 | 2745319.052 | 2900201.4655 | 3006597.5155 | 3108186.3326
Scenario 5: High TRC ZEAS Phase In | PG&E | Com | WholeBlg | Com - Health | Program Administrator Cost Test | Energy Efficiency | 1701413.4036 | 1764860.6052 | 1822764.3199 | 1879030.5526 | 1960392.1307 | 2098778.983 | 2240250.471 | 2401830.9538 | 2546692.5616 | 2745319.052 | 2900201.4655 | 3006597.5155 | 3108186.3326
Scenario 5: High TRC ZEAS Phase In | PG&E | Com | WholeBlg | Com - Health | Rate Impact Measure Test | Energy Efficiency | 1701413.4036 | 1764860.6052 | 1822764.3199 | 1879030.5526 | 1960392.1307 | 2098778.983 | 2240250.471 | 2401830.9538 | 2546692.5616 | 2745319.052 | 2900201.4655 | 3006597.5155 | 3108186.3326
Scenario 5: High TRC ZEAS Phase In | PG&E | Com | WholeBlg | Com - Health | Total Resource Cost Test | Energy Efficiency | 1701413.4036 | 1764860.6052 | 1822764.3199 | 1879030.5526 | 1960392.1307 | 2098778.983 | 2240250.471 | 2401830.9538 | 2546692.5616 | 2745319.052 | 2900201.4655 | 3006597.5155 | 3108186.3326
Scenario 5: High TRC ZEAS Phase In | PG&E | Com | WholeBlg | Com - Lodging | Participant Cost Test | Energy Efficiency | 274207.0471 | 284226.2377 | 293471.256 | 302641.2221 | 315245.1372 | 335332.1714 | 356056.2392 | 375783.3606 | 397520.3478 | 426066.9352 | 449967.908 | 468058.357 | 485550.65
Scenario 5: High TRC ZEAS Phase In | PG&E | Com | WholeBlg | Com - Lodging | Program Administrator Cost Test | Energy Efficiency | 274207.0471 | 284226.2377 | 293471.256 | 302641.2221 | 315245.1372 | 335332.1714 | 356056.2392 | 375783.3606 | 397520.3478 | 426066.9352 | 449967.908 | 468058.357 | 485550.65
Scenario 5: High TRC ZEAS Phase In | PG&E | Com | WholeBlg | Com - Lodging | Rate Impact Measure Test | Energy Efficiency | 274207.0471 | 284226.2377 | 293471.256 | 302641.2221 | 315245.1372 | 335332.1714 | 356056.2392 | 375783.3606 | 397520.3478 | 426066.9352 | 449967.908 | 468058.357 | 485550.65
Scenario 5: High TRC ZEAS Phase In | PG&E | Com | WholeBlg | Com - Lodging | Total Resource Cost Test | Energy Efficiency | 274207.0471 | 284226.2377 | 293471.256 | 302641.2221 | 315245.1372 | 335332.1714 | 356056.2392 | 375783.3606 | 397520.3478 | 426066.9352 | 449967.908 | 468058.357 | 485550.65
Scenario 5: High TRC ZEAS Phase In | PG&E | Com | WholeBlg | Com - Office (Large) | Participant Cost Test | Energy Efficiency | 2330302.6529 | 2402240.4638 | 2464636.3568 | 2522319.312 | 2614082.5627 | 2786646.0854 | 2965700.4903 | 3073891.4992 | 3248448.408 | 3490869.0784 | 3677383.9844 | 3798992.8158 | 3936050.5589
Scenario 5: High TRC ZEAS Phase In | PG&E | Com | WholeBlg | Com - Office (Large) | Program Administrator Cost Test | Energy Efficiency | 2330302.6529 | 2402240.4638 | 2464636.3568 | 2522319.312 | 2614082.5627 | 2786646.0854 | 2965700.4903 | 3073891.4992 | 3248448.408 | 3490869.0784 | 3677383.9844 | 3798992.8158 | 3936050.5589
Scenario 5: High TRC ZEAS Phase In | PG&E | Com | WholeBlg | Com - Office (Large) | Rate Impact Measure Test | Energy Efficiency | 2330302.6529 | 2402240.4638 | 2464636.3568 | 2522319.312 | 2614082.5627 | 2786646.0854 | 2965700.4903 | 3073891.4992 | 3248448.408 | 3490869.0784 | 3677383.9844 | 3798992.8158 | 3936050.5589
Scenario 5: High TRC ZEAS Phase In | PG&E | Com | WholeBlg | Com - Office (Large) | Total Resource Cost Test | Energy Efficiency | 2330302.6529 | 2402240.4638 | 2464636.3568 | 2522319.312 | 2614082.5627 | 2786646.0854 | 2965700.4903 | 3073891.4992 | 3248448.408 | 3490869.0784 | 3677383.9844 | 3798992.8158 | 3936050.5589
Scenario 5: High TRC ZEAS Phase In | PG&E | Com | WholeBlg | Com - Office (Small) | Participant Cost Test | Energy Efficiency | 412631.1838 | 425685.4071 | 437396.4004 | 448406.257 | 465658.675 | 497419.6223 | 529935.1259 | 576503.8628 | 609432.6515 | 654498.8164 | 689487.4075 | 712233.0204 | 735809.5722
Scenario 5: High TRC ZEAS Phase In | PG&E | Com | WholeBlg | Com - Office (Small) | Program Administrator Cost Test | Energy Efficiency | 412631.1838 | 425685.4071 | 437396.4004 | 448406.257 | 465658.675 | 497419.6223 | 529935.1259 | 576503.8628 | 609432.6515 | 654498.8164 | 689487.4075 | 712233.0204 | 735809.5722
Scenario 5: High TRC ZEAS Phase In | PG&E | Com | WholeBlg | Com - Office (Small) | Rate Impact Measure Test | Energy Efficiency | 412631.1838 | 425685.4071 | 437396.4004 | 448406.257 | 465658.675 | 497419.6223 | 529935.1259 | 576503.8628 | 609432.6515 | 654498.8164 | 689487.4075 | 712233.0204 | 735809.5722
Scenario 5: High TRC ZEAS Phase In | PG&E | Com | WholeBlg | Com - Office (Small) | Total Resource Cost Test | Energy Efficiency | 412631.1838 | 425685.4071 | 437396.4004 | 448406.257 | 465658.675 | 497419.6223 | 529935.1259 | 576503.8628 | 609432.6515 | 654498.8164 | 689487.4075 | 712233.0204 | 735809.5722
Scenario 5: High TRC ZEAS Phase In | PG&E | Com | WholeBlg | Com - Other | Participant Cost Test | Energy Efficiency | 1911503.3557 | 2060966.9764 | 2199578.2224 | 2321296.3169 | 2486741.8678 | 2751551.2506 | 3005415.9712 | 3169793.7252 | 3395821.4471 | 3685590.1246 | 3933689.7825 | 4122450.2444 | 4280155.9825
Scenario 5: High TRC ZEAS Phase In | PG&E | Com | WholeBlg | Com - Other | Program Administrator Cost Test | Energy Efficiency | 1911503.3557 | 2060966.9764 | 2199578.2224 | 2321296.3169 | 2486741.8678 | 2751551.2506 | 3005415.9712 | 3169793.7252 | 3395821.4471 | 3685590.1246 | 3933689.7825 | 4122450.2444 | 4280155.9825
Scenario 5: High TRC ZEAS Phase In | PG&E | Com | WholeBlg | Com - Other | Rate Impact Measure Test | Energy Efficiency | 1911503.3557 | 2060966.9764 | 2199578.2224 | 2321296.3169 | 2486741.8678 | 2751551.2506 | 3005415.9712 | 3169793.7252 | 3395821.4471 | 3685590.1246 | 3933689.7825 | 4122450.2444 | 4280155.9825
Scenario 5: High TRC ZEAS Phase In | PG&E | Com | WholeBlg | Com - Other | Total Resource Cost Test | Energy Efficiency | 1911503.3557 | 2060966.9764 | 2199578.2224 | 2321296.3169 | 2486741.8678 | 2751551.2506 | 3005415.9712 | 3169793.7252 | 3395821.4471 | 3685590.1246 | 3933689.7825 | 4122450.2444 | 4280155.9825
Scenario 5: High TRC ZEAS Phase In | PG&E | Com | WholeBlg | Com - Refrig. Warehouse | Participant Cost Test | Energy Efficiency | 200946.5592 | 209377.8237 | 217345.3071 | 224917.9259 | 235914.077 | 254749.9913 | 273563.0333 | 308348.4386 | 328903.9093 | 355716.2167 | 377917.4438 | 392916.6381 | 400298.0785
Scenario 5: High TRC ZEAS Phase In | PG&E | Com | WholeBlg | Com - Refrig. Warehouse | Program Administrator Cost Test | Energy Efficiency | 200946.5592 | 209377.8237 | 217345.3071 | 224917.9259 | 235914.077 | 254749.9913 | 273563.0333 | 308348.4386 | 328903.9093 | 355716.2167 | 377917.4438 | 392916.6381 | 400298.0785
Scenario 5: High TRC ZEAS Phase In | PG&E | Com | WholeBlg | Com - Refrig. Warehouse | Rate Impact Measure Test | Energy Efficiency | 200946.5592 | 209377.8237 | 217345.3071 | 224917.9259 | 235914.077 | 254749.9913 | 273563.0333 | 308348.4386 | 328903.9093 | 355716.2167 | 377917.4438 | 392916.6381 | 400298.0785
Scenario 5: High TRC ZEAS Phase In | PG&E | Com | WholeBlg | Com - Refrig. Warehouse | Total Resource Cost Test | Energy Efficiency | 200946.5592 | 209377.8237 | 217345.3071 | 224917.9259 | 235914.077 | 254749.9913 | 273563.0333 | 308348.4386 | 328903.9093 | 355716.2167 | 377917.4438 | 392916.6381 | 400298.0785
Scenario 5: High TRC ZEAS Phase In | PG&E | Com | WholeBlg | Com - Restaurant | Participant Cost Test | Energy Efficiency | 669708.8514 | 692784.3645 | 714456.203 | 735375.599 | 764533.221 | 811577.0466 | 858722.8417 | 910288.1214 | 958288.4536 | 1024298.7775 | 1074721.37 | 1092536.5165 | 1249458.6777
Scenario 5: High TRC ZEAS Phase In | PG&E | Com | WholeBlg | Com - Restaurant | Program Administrator Cost Test | Energy Efficiency | 648861.1048 | 671562.5658 | 692612.5807 | 713212.8483 | 742552.4773 | 790571.6537 | 839049.8221 | 892617.4306 | 943274.4663 | 1012646.5182 | 1067216.552 | 1092536.5165 | 1282374.2627
Scenario 5: High TRC ZEAS Phase In | PG&E | Com | WholeBlg | Com - Restaurant | Rate Impact Measure Test | Energy Efficiency | 648861.1048 | 671562.5658 | 692612.5807 | 713212.8483 | 742552.4773 | 790571.6537 | 839049.8221 | 892617.4306 | 943274.4663 | 1012646.5182 | 1067216.552 | 1092536.5165 | 1282374.2627
Scenario 5: High TRC ZEAS Phase In | PG&E | Com | WholeBlg | Com - Restaurant | Total Resource Cost Test | Energy Efficiency | 648861.1048 | 671562.5658 | 692612.5807 | 713212.8483 | 742552.4773 | 790571.6537 | 839049.8221 | 892617.4306 | 943274.4663 | 1012646.5182 | 1067216.552 | 1092536.5165 | 1282374.2627
Scenario 5: High TRC ZEAS Phase In | PG&E | Com | WholeBlg | Com - Retail | Participant Cost Test | Energy Efficiency | 960734.614 | 987081.5027 | 1010758.7507 | 860179.931 | 2472320.3416 | 1102342.5957 | 1155704.524 | 1218172.9468 | 1259792.5399 | 1319337.9164 | 1353252.4106 | 1357805.1588 | 1375019.6309
Scenario 5: High TRC ZEAS Phase In | PG&E | Com | WholeBlg | Com - Retail | Program Administrator Cost Test | Energy Efficiency | 869266.9933 | 893690.9201 | 915595.7127 | 860179.931 | 1650762.9953 | 1025696.7983 | 1090814.9231 | 1169552.9898 | 1232533.3666 | 1318879.4034 | 1385458.3753 | 1428355.3499 | 1491419.2
Scenario 5: High TRC ZEAS Phase In | PG&E | Com | WholeBlg | Com - Retail | Rate Impact Measure Test | Energy Efficiency | 869266.9933 | 893690.9201 | 915595.7127 | 860179.931 | 1650762.9953 | 1025696.7983 | 1090814.9231 | 1169552.9898 | 1232533.3666 | 1318879.4034 | 1385458.3753 | 1428355.3499 | 1491419.2
Scenario 5: High TRC ZEAS Phase In | PG&E | Com | WholeBlg | Com - Retail | Total Resource Cost Test | Energy Efficiency | 869266.9933 | 893690.9201 | 915595.7127 | 860179.931 | 1650762.9953 | 1025696.7983 | 1090814.9231 | 1169552.9898 | 1232533.3666 | 1318879.4034 | 1385458.3753 | 1428355.3499 | 1491419.2
Scenario 5: High TRC ZEAS Phase In | PG&E | Com | WholeBlg | Com - School | Participant Cost Test | Energy Efficiency | 411741.9704 | 425949.2282 | 438992.8322 | 451922.225 | 468811.8547 | 495032.0358 | 522462.293 | 556588.7962 | 584814.6343 | 621797.0194 | 652636.5704 | 676103.7513 | 706797.941
Scenario 5: High TRC ZEAS Phase In | PG&E | Com | WholeBlg | Com - School | Program Administrator Cost Test | Energy Efficiency | 411741.9704 | 425949.2282 | 438992.8322 | 451922.225 | 468811.8547 | 495032.0358 | 522462.293 | 556588.7962 | 584814.6343 | 621797.0194 | 652636.5704 | 676103.7513 | 706797.941
Scenario 5: High TRC ZEAS Phase In | PG&E | Com | WholeBlg | Com - School | Rate Impact Measure Test | Energy Efficiency | 411741.9704 | 425949.2282 | 438992.8322 | 451922.225 | 468811.8547 | 495032.0358 | 522462.293 | 556588.7962 | 584814.6343 | 621797.0194 | 652636.5704 | 676103.7513 | 706797.941
Scenario 5: High TRC ZEAS Phase In | PG&E | Com | WholeBlg | Com - School | Total Resource Cost Test | Energy Efficiency | 411741.9704 | 425949.2282 | 438992.8322 | 451922.225 | 468811.8547 | 495032.0358 | 522462.293 | 556588.7962 | 584814.6343 | 621797.0194 | 652636.5704 | 676103.7513 | 706797.941
Scenario 5: High TRC ZEAS Phase In | PG&E | Com | WholeBlg | Com - Warehouse | Participant Cost Test | Energy Efficiency | 902460.4268 | 937109.8303 | 969188.202 | 999432.6291 | 1044768.7324 | 1125317.5927 | 1206494.0261 | 1371815.7523 | 1460502.4035 | 1577786.2783 | 1673188.97 | 1737184.1891 | 1780585.4369
Scenario 5: High TRC ZEAS Phase In | PG&E | Com | WholeBlg | Com - Warehouse | Program Administrator Cost Test | Energy Efficiency | 902460.4268 | 937109.8303 | 969188.202 | 999432.6291 | 1044768.7324 | 1125317.5927 | 1206494.0261 | 1371815.7523 | 1460502.4035 | 1577786.2783 | 1673188.97 | 1737184.1891 | 1780585.4369
Scenario 5: High TRC ZEAS Phase In | PG&E | Com | WholeBlg | Com - Warehouse | Rate Impact Measure Test | Energy Efficiency | 902460.4268 | 937109.8303 | 969188.202 | 999432.6291 | 1044768.7324 | 1125317.5927 | 1206494.0261 | 1371815.7523 | 1460502.4035 | 1577786.2783 | 1673188.97 | 1737184.1891 | 1780585.4369
Scenario 5: High TRC ZEAS Phase In | PG&E | Com | WholeBlg | Com - Warehouse | Total Resource Cost Test | Energy Efficiency | 902460.4268 | 937109.8303 | 969188.202 | 999432.6291 | 1044768.7324 | 1125317.5927 | 1206494.0261 | 1371815.7523 | 1460502.4035 | 1577786.2783 | 1673188.97 | 1737184.1891 | 1780585.4369
Scenario 5: High TRC ZEAS Phase In | PG&E | Ind | WholeBlg | Ind - All Other Industrial | Participant Cost Test | Energy Efficiency | 308854.2836 | 317135.7849 | 323125.2751 | 328587.8157 | 336487.1838 | 352276.9643 | 369437.8525 | 387026.4789 | 404433.502 | 423253.9578 | 442858.9968 | 459483.8126 | 477393.9396
Scenario 5: High TRC ZEAS Phase In | PG&E | Ind | WholeBlg | Ind - All Other Industrial | Program Administrator Cost Test | Energy Efficiency | 308854.2836 | 317135.7849 | 323125.2751 | 328587.8157 | 336487.1838 | 352276.9643 | 369437.8525 | 387026.4789 | 404433.502 | 423253.9578 | 442858.9968 | 459483.8126 | 477393.9396
Scenario 5: High TRC ZEAS Phase In | PG&E | Ind | WholeBlg | Ind - All Other Industrial | Rate Impact Measure Test | Energy Efficiency | 308854.2836 | 317135.7849 | 323125.2751 | 328587.8157 | 336487.1838 | 352276.9643 | 369437.8525 | 387026.4789 | 404433.502 | 423253.9578 | 442858.9968 | 459483.8126 | 477393.9396
Scenario 5: High TRC ZEAS Phase In | PG&E | Ind | WholeBlg | Ind - All Other Industrial | Total Resource Cost Test | Energy Efficiency | 308854.2836 | 317135.7849 | 323125.2751 | 328587.8157 | 336487.1838 | 352276.9643 | 369437.8525 | 387026.4789 | 404433.502 | 423253.9578 | 442858.9968 | 459483.8126 | 477393.9396
Scenario 5: High TRC ZEAS Phase In | PG&E | Ind | WholeBlg | Ind - Chemicals | Participant Cost Test | Energy Efficiency | 5728790.4564 | 6029910.1592 | 6332685.3201 | 6645293.3346 | 6982619.1196 | 7366491.0178 | 7770713.8 | 8192500.2019 | 8636438.2932 | 9109982.808 | 9610031.3478 | 10119546.7027 | 10659317.4391
Scenario 5: High TRC ZEAS Phase In | PG&E | Ind | WholeBlg | Ind - Chemicals | Program Administrator Cost Test | Energy Efficiency | 5728790.4564 | 6029910.1592 | 6332685.3201 | 6645293.3346 | 6982619.1196 | 7366491.0178 | 7770713.8 | 8192500.2019 | 8636438.2932 | 9109982.808 | 9610031.3478 | 10119546.7027 | 10659317.4391
Scenario 5: High TRC ZEAS Phase In | PG&E | Ind | WholeBlg | Ind - Chemicals | Rate Impact Measure Test | Energy Efficiency | 5728790.4564 | 6029910.1592 | 6332685.3201 | 6645293.3346 | 6982619.1196 | 7366491.0178 | 7770713.8 | 8192500.2019 | 8636438.2932 | 9109982.808 | 9610031.3478 | 10119546.7027 | 10659317.4391
Scenario 5: High TRC ZEAS Phase In | PG&E | Ind | WholeBlg | Ind - Chemicals | Total Resource Cost Test | Energy Efficiency | 5728790.4564 | 6029910.1592 | 6332685.3201 | 6645293.3346 | 6982619.1196 | 7366491.0178 | 7770713.8 | 8192500.2019 | 8636438.2932 | 9109982.808 | 9610031.3478 | 10119546.7027 | 10659317.4391
Scenario 5: High TRC ZEAS Phase In | PG&E | Ind | WholeBlg | Ind - Electronics | Participant Cost Test | Energy Efficiency | 1924335.5969 | 1964162.7981 | 1984573.1424 | 1998552.8251 | 2030434.569 | 2126206.1273 | 2231300.675 | 2336953.1001 | 2437911.4541 | 2546785.0542 | 2657482.2118 | 2737923.8021 | 2824206.0059
Scenario 5: High TRC ZEAS Phase In | PG&E | Ind | WholeBlg | Ind - Electronics | Program Administrator Cost Test | Energy Efficiency | 1924335.5969 | 1964162.7981 | 1984573.1424 | 1998552.8251 | 2030434.569 | 2126206.1273 | 2231300.675 | 2336953.1001 | 2437911.4541 | 2546785.0542 | 2657482.2118 | 2737923.8021 | 2824206.0059
Scenario 5: High TRC ZEAS Phase In | PG&E | Ind | WholeBlg | Ind - Electronics | Rate Impact Measure Test | Energy Efficiency | 1924335.5969 | 1964162.7981 | 1984573.1424 | 1998552.8251 | 2030434.569 | 2126206.1273 | 2231300.675 | 2336953.1001 | 2437911.4541 | 2546785.0542 | 2657482.2118 | 2737923.8021 | 2824206.0059
Scenario 5: High TRC ZEAS Phase In | PG&E | Ind | WholeBlg | Ind - Electronics | Total Resource Cost Test | Energy Efficiency | 1924335.5969 | 1964162.7981 | 1984573.1424 | 1998552.8251 | 2030434.569 | 2126206.1273 | 2231300.675 | 2336953.1001 | 2437911.4541 | 2546785.0542 | 2657482.2118 | 2737923.8021 | 2824206.0059
Scenario 5: High TRC ZEAS Phase In | PG&E | Ind | WholeBlg | Ind - Fabricated Metals | Participant Cost Test | Energy Efficiency | 606693.625 | 631901.576 | 653891.2795 | 673139.634 | 695717.1217 | 730577.9218 | 767382.8321 | 805002.0463 | 842742.2484 | 883238.8363 | 925159.3672 | 962138.0227 | 1001160.8346
Scenario 5: High TRC ZEAS Phase In | PG&E | Ind | WholeBlg | Ind - Fabricated Metals | Program Administrator Cost Test | Energy Efficiency | 606693.625 | 631901.576 | 653891.2795 | 673139.634 | 695717.1217 | 730577.9218 | 767382.8321 | 805002.0463 | 842742.2484 | 883238.8363 | 925159.3672 | 962138.0227 | 1001160.8346
Scenario 5: High TRC ZEAS Phase In | PG&E | Ind | WholeBlg | Ind - Fabricated Metals | Rate Impact Measure Test | Energy Efficiency | 606693.625 | 631901.576 | 653891.2795 | 673139.634 | 695717.1217 | 730577.9218 | 767382.8321 | 805002.0463 | 842742.2484 | 883238.8363 | 925159.3672 | 962138.0227 | 1001160.8346
Scenario 5: High TRC ZEAS Phase In | PG&E | Ind | WholeBlg | Ind - Fabricated Metals | Total Resource Cost Test | Energy Efficiency | 606693.625 | 631901.576 | 653891.2795 | 673139.634 | 695717.1217 | 730577.9218 | 767382.8321 | 805002.0463 | 842742.2484 | 883238.8363 | 925159.3672 | 962138.0227 | 1001160.8346
Scenario 5: High TRC ZEAS Phase In | PG&E | Ind | WholeBlg | Ind - Food | Participant Cost Test | Energy Efficiency | 11160928.9025 | 11685271.7686 | 12204191.7177 | 12737019.0178 | 13314534.9195 | 13994471.466 | 14718690.0713 | 15476632.0153 | 16267921.8983 | 17111524.5015 | 17999945.5572 | 18896491.4749 | 19846198.4823
Scenario 5: High TRC ZEAS Phase In | PG&E | Ind | WholeBlg | Ind - Food | Program Administrator Cost Test | Energy Efficiency | 11160928.9025 | 11685271.7686 | 12204191.7177 | 12737019.0178 | 13314534.9195 | 13994471.466 | 14718690.0713 | 15476632.0153 | 16267921.8983 | 17111524.5015 | 17999945.5572 | 18896491.4749 | 19846198.4823
Scenario 5: High TRC ZEAS Phase In | PG&E | Ind | WholeBlg | Ind - Food | Rate Impact Measure Test | Energy Efficiency | 11160928.9025 | 11685271.7686 | 12204191.7177 | 12737019.0178 | 13314534.9195 | 13994471.466 | 14718690.0713 | 15476632.0153 | 16267921.8983 | 17111524.5015 | 17999945.5572 | 18896491.4749 | 19846198.4823
Scenario 5: High TRC ZEAS Phase In | PG&E | Ind | WholeBlg | Ind - Food | Total Resource Cost Test | Energy Efficiency | 11160928.9025 | 11685271.7686 | 12204191.7177 | 12737019.0178 | 13314534.9195 | 13994471.466 | 14718690.0713 | 15476632.0153 | 16267921.8983 | 17111524.5015 | 17999945.5572 | 18896491.4749 | 19846198.4823
Scenario 5: High TRC ZEAS Phase In | PG&E | Ind | WholeBlg | Ind - Industrial Machinery | Participant Cost Test | Energy Efficiency | 407108.4335 | 421811.4871 | 433553.0479 | 442343.0252 | 453439.5219 | 475534.854 | 499536.4093 | 523903.0151 | 547889.5497 | 573845.77 | 600430.1433 | 621870.7823 | 644496.2042
Scenario 5: High TRC ZEAS Phase In | PG&E | Ind | WholeBlg | Ind - Industrial Machinery | Program Administrator Cost Test | Energy Efficiency | 407108.4335 | 421811.4871 | 433553.0479 | 442343.0252 | 453439.5219 | 475534.854 | 499536.4093 | 523903.0151 | 547889.5497 | 573845.77 | 600430.1433 | 621870.7823 | 644496.2042
Scenario 5: High TRC ZEAS Phase In | PG&E | Ind | WholeBlg | Ind - Industrial Machinery | Rate Impact Measure Test | Energy Efficiency | 407108.4335 | 421811.4871 | 433553.0479 | 442343.0252 | 453439.5219 | 475534.854 | 499536.4093 | 523903.0151 | 547889.5497 | 573845.77 | 600430.1433 | 621870.7823 | 644496.2042
Scenario 5: High TRC ZEAS Phase In | PG&E | Ind | WholeBlg | Ind - Industrial Machinery | Total Resource Cost Test | Energy Efficiency | 407108.4335 | 421811.4871 | 433553.0479 | 442343.0252 | 453439.5219 | 475534.854 | 499536.4093 | 523903.0151 | 547889.5497 | 573845.77 | 600430.1433 | 621870.7823 | 644496.2042
Scenario 5: High TRC ZEAS Phase In | PG&E | Ind | WholeBlg | Ind - Lumber & Furniture | Participant Cost Test | Energy Efficiency | 292924.9796 | 298019.9083 | 300196.0654 | 301531.1301 | 305594.2814 | 318890.695 | 333265.769 | 347669.2273 | 361345.0812 | 376161.2189 | 391242.7568 | 401960.3742 | 413516.5457
Scenario 5: High TRC ZEAS Phase In | PG&E | Ind | WholeBlg | Ind - Lumber & Furniture | Program Administrator Cost Test | Energy Efficiency | 292924.9796 | 298019.9083 | 300196.0654 | 301531.1301 | 305594.2814 | 318890.695 | 333265.769 | 347669.2273 | 361345.0812 | 376161.2189 | 391242.7568 | 401960.3742 | 413516.5457
Scenario 5: High TRC ZEAS Phase In | PG&E | Ind | WholeBlg | Ind - Lumber & Furniture | Rate Impact Measure Test | Energy Efficiency | 292924.9796 | 298019.9083 | 300196.0654 | 301531.1301 | 305594.2814 | 318890.695 | 333265.769 | 347669.2273 | 361345.0812 | 376161.2189 | 391242.7568 | 401960.3742 | 413516.5457
Scenario 5: High TRC ZEAS Phase In | PG&E | Ind | WholeBlg | Ind - Lumber & Furniture | Total Resource Cost Test | Energy Efficiency | 292924.9796 | 298019.9083 | 300196.0654 | 301531.1301 | 305594.2814 | 318890.695 | 333265.769 | 347669.2273 | 361345.0812 | 376161.2189 | 391242.7568 | 401960.3742 | 413516.5457
Scenario 5: High TRC ZEAS Phase In | PG&E | Ind | WholeBlg | Ind - Paper | Participant Cost Test | Energy Efficiency | 421571.1547 | 440804.1001 | 460148.9466 | 480568.2192 | 503135.9329 | 530513.2316 | 559893.2791 | 591253.5869 | 624547.2634 | 660943.1347 | 700069.3141 | 739811.0938 | 782462.5304
Scenario 5: High TRC ZEAS Phase In | PG&E | Ind | WholeBlg | Ind - Paper | Program Administrator Cost Test | Energy Efficiency | 421571.1547 | 440804.1001 | 460148.9466 | 480568.2192 | 503135.9329 | 530513.2316 | 559893.2791 | 591253.5869 | 624547.2634 | 660943.1347 | 700069.3141 | 739811.0938 | 782462.5304
Scenario 5: High TRC ZEAS Phase In | PG&E | Ind | WholeBlg | Ind - Paper | Rate Impact Measure Test | Energy Efficiency | 421571.1547 | 440804.1001 | 460148.9466 | 480568.2192 | 503135.9329 | 530513.2316 | 559893.2791 | 591253.5869 | 624547.2634 | 660943.1347 | 700069.3141 | 739811.0938 | 782462.5304
Scenario 5: High TRC ZEAS Phase In | PG&E | Ind | WholeBlg | Ind - Paper | Total Resource Cost Test | Energy Efficiency | 421571.1547 | 440804.1001 | 460148.9466 | 480568.2192 | 503135.9329 | 530513.2316 | 559893.2791 | 591253.5869 | 624547.2634 | 660943.1347 | 700069.3141 | 739811.0938 | 782462.5304
Scenario 5: High TRC ZEAS Phase In | PG&E | Ind | WholeBlg | Ind - Petroleum | Participant Cost Test | Energy Efficiency | 15660077.3085 | 16439502.9592 | 17240577.9481 | 18079667.178 | 18973675.8711 | 19958437.645 | 20996227.2923 | 22082341.4138 | 23229646.5362 | 24449995.4128 | 25732342.8701 | 27049194.3423 | 28443652.5429
Scenario 5: High TRC ZEAS Phase In | PG&E | Ind | WholeBlg | Ind - Petroleum | Program Administrator Cost Test | Energy Efficiency | 15660077.3085 | 16439502.9592 | 17240577.9481 | 18079667.178 | 18973675.8711 | 19958437.645 | 20996227.2923 | 22082341.4138 | 23229646.5362 | 24449995.4128 | 25732342.8701 | 27049194.3423 | 28443652.5429
Scenario 5: High TRC ZEAS Phase In | PG&E | Ind | WholeBlg | Ind - Petroleum | Rate Impact Measure Test | Energy Efficiency | 15660077.3085 | 16439502.9592 | 17240577.9481 | 18079667.178 | 18973675.8711 | 19958437.645 | 20996227.2923 | 22082341.4138 | 23229646.5362 | 24449995.4128 | 25732342.8701 | 27049194.3423 | 28443652.5429
Scenario 5: High TRC ZEAS Phase In | PG&E | Ind | WholeBlg | Ind - Petroleum | Total Resource Cost Test | Energy Efficiency | 15660077.3085 | 16439502.9592 | 17240577.9481 | 18079667.178 | 18973675.8711 | 19958437.645 | 20996227.2923 | 22082341.4138 | 23229646.5362 | 24449995.4128 | 25732342.8701 | 27049194.3423 | 28443652.5429
Scenario 5: High TRC ZEAS Phase In | PG&E | Ind | WholeBlg | Ind - Plastics | Participant Cost Test | Energy Efficiency | 368371.0403 | 383402.916 | 395323.2692 | 406390.3403 | 421520.9952 | 448423.1461 | 476452.4375 | 503974.3845 | 531761.4171 | 562034.1414 | 593629.1217 | 620531.2687 | 649309.8741
Scenario 5: High TRC ZEAS Phase In | PG&E | Ind | WholeBlg | Ind - Plastics | Program Administrator Cost Test | Energy Efficiency | 368371.0403 | 383402.916 | 395323.2692 | 406390.3403 | 421520.9952 | 448423.1461 | 476452.4375 | 503974.3845 | 531761.4171 | 562034.1414 | 593629.1217 | 620531.2687 | 649309.8741
Scenario 5: High TRC ZEAS Phase In | PG&E | Ind | WholeBlg | Ind - Plastics | Rate Impact Measure Test | Energy Efficiency | 368371.0403 | 383402.916 | 395323.2692 | 406390.3403 | 421520.9952 | 448423.1461 | 476452.4375 | 503974.3845 | 531761.4171 | 562034.1414 | 593629.1217 | 620531.2687 | 649309.8741
Scenario 5: High TRC ZEAS Phase In | PG&E | Ind | WholeBlg | Ind - Plastics | Total Resource Cost Test | Energy Efficiency | 368371.0403 | 383402.916 | 395323.2692 | 406390.3403 | 421520.9952 | 448423.1461 | 476452.4375 | 503974.3845 | 531761.4171 | 562034.1414 | 593629.1217 | 620531.2687 | 649309.8741
Scenario 5: High TRC ZEAS Phase In | PG&E | Ind | WholeBlg | Ind - Primary Metals | Participant Cost Test | Energy Efficiency | 639846.5778 | 670030.3299 | 699555.6471 | 729263.7178 | 761880.5074 | 802686.465 | 846450.0697 | 892223.2693 | 939544.9885 | 989977.6446 | 1042856.384 | 1094673.9369 | 1149569.8005
Scenario 5: High TRC ZEAS Phase In | PG&E | Ind | WholeBlg | Ind - Primary Metals | Program Administrator Cost Test | Energy Efficiency | 639846.5778 | 670030.3299 | 699555.6471 | 729263.7178 | 761880.5074 | 802686.465 | 846450.0697 | 892223.2693 | 939544.9885 | 989977.6446 | 1042856.384 | 1094673.9369 | 1149569.8005
Scenario 5: High TRC ZEAS Phase In | PG&E | Ind | WholeBlg | Ind - Primary Metals | Rate Impact Measure Test | Energy Efficiency | 639846.5778 | 670030.3299 | 699555.6471 | 729263.7178 | 761880.5074 | 802686.465 | 846450.0697 | 892223.2693 | 939544.9885 | 989977.6446 | 1042856.384 | 1094673.9369 | 1149569.8005
Scenario 5: High TRC ZEAS Phase In | PG&E | Ind | WholeBlg | Ind - Primary Metals | Total Resource Cost Test | Energy Efficiency | 639846.5778 | 670030.3299 | 699555.6471 | 729263.7178 | 761880.5074 | 802686.465 | 846450.0697 | 892223.2693 | 939544.9885 | 989977.6446 | 1042856.384 | 1094673.9369 | 1149569.8005
Scenario 5: High TRC ZEAS Phase In | PG&E | Ind | WholeBlg | Ind - Printing & Publishing | Participant Cost Test | Energy Efficiency | 242270.3786 | 247990.027 | 251789.7785 | 255136.567 | 260404.0575 | 272287.9604 | 285205.6183 | 298343.9526 | 311246.5358 | 325202.3929 | 339537.2915 | 350981.2759 | 363267.6445
Scenario 5: High TRC ZEAS Phase In | PG&E | Ind | WholeBlg | Ind - Printing & Publishing | Program Administrator Cost Test | Energy Efficiency | 242270.3786 | 247990.027 | 251789.7785 | 255136.567 | 260404.0575 | 272287.9604 | 285205.6183 | 298343.9526 | 311246.5358 | 325202.3929 | 339537.2915 | 350981.2759 | 363267.6445
Scenario 5: High TRC ZEAS Phase In | PG&E | Ind | WholeBlg | Ind - Printing & Publishing | Rate Impact Measure Test | Energy Efficiency | 242270.3786 | 247990.027 | 251789.7785 | 255136.567 | 260404.0575 | 272287.9604 | 285205.6183 | 298343.9526 | 311246.5358 | 325202.3929 | 339537.2915 | 350981.2759 | 363267.6445
Scenario 5: High TRC ZEAS Phase In | PG&E | Ind | WholeBlg | Ind - Printing & Publishing | Total Resource Cost Test | Energy Efficiency | 242270.3786 | 247990.027 | 251789.7785 | 255136.567 | 260404.0575 | 272287.9604 | 285205.6183 | 298343.9526 | 311246.5358 | 325202.3929 | 339537.2915 | 350981.2759 | 363267.6445
Scenario 5: High TRC ZEAS Phase In | PG&E | Ind | WholeBlg | Ind - Stone-Glass-Clay | Participant Cost Test | Energy Efficiency | 4482065.2458 | 4751615.4607 | 5018236.1188 | 5291009.4758 | 5582659.7898 | 5906542.692 | 6245480.3602 | 6602235.5681 | 6977134.366 | 7377231.3782 | 7802222.4322 | 8241653.1584 | 8707450.9799
Scenario 5: High TRC ZEAS Phase In | PG&E | Ind | WholeBlg | Ind - Stone-Glass-Clay | Program Administrator Cost Test | Energy Efficiency | 4482065.2458 | 4751615.4607 | 5018236.1188 | 5291009.4758 | 5582659.7898 | 5906542.692 | 6245480.3602 | 6602235.5681 | 6977134.366 | 7377231.3782 | 7802222.4322 | 8241653.1584 | 8707450.9799
Scenario 5: High TRC ZEAS Phase In | PG&E | Ind | WholeBlg | Ind - Stone-Glass-Clay | Rate Impact Measure Test | Energy Efficiency | 4482065.2458 | 4751615.4607 | 5018236.1188 | 5291009.4758 | 5582659.7898 | 5906542.692 | 6245480.3602 | 6602235.5681 | 6977134.366 | 7377231.3782 | 7802222.4322 | 8241653.1584 | 8707450.9799
Scenario 5: High TRC ZEAS Phase In | PG&E | Ind | WholeBlg | Ind - Stone-Glass-Clay | Total Resource Cost Test | Energy Efficiency | 4482065.2458 | 4751615.4607 | 5018236.1188 | 5291009.4758 | 5582659.7898 | 5906542.692 | 6245480.3602 | 6602235.5681 | 6977134.366 | 7377231.3782 | 7802222.4322 | 8241653.1584 | 8707450.9799
Scenario 5: High TRC ZEAS Phase In | PG&E | Ind | WholeBlg | Ind - Textiles | Participant Cost Test | Energy Efficiency | 22043.6723 | 22695.6342 | 23231.92 | 23717.0331 | 24332.6653 | 25398.0168 | 26543.5173 | 27712.4494 | 28879.1124 | 30135.3865 | 31440.0189 | 32588.9293 | 33820.9005
Scenario 5: High TRC ZEAS Phase In | PG&E | Ind | WholeBlg | Ind - Textiles | Program Administrator Cost Test | Energy Efficiency | 22043.6723 | 22695.6342 | 23231.92 | 23717.0331 | 24332.6653 | 25398.0168 | 26543.5173 | 27712.4494 | 28879.1124 | 30135.3865 | 31440.0189 | 32588.9293 | 33820.9005
Scenario 5: High TRC ZEAS Phase In | PG&E | Ind | WholeBlg | Ind - Textiles | Rate Impact Measure Test | Energy Efficiency | 22043.6723 | 22695.6342 | 23231.92 | 23717.0331 | 24332.6653 | 25398.0168 | 26543.5173 | 27712.4494 | 28879.1124 | 30135.3865 | 31440.0189 | 32588.9293 | 33820.9005
Scenario 5: High TRC ZEAS Phase In | PG&E | Ind | WholeBlg | Ind - Textiles | Total Resource Cost Test | Energy Efficiency | 22043.6723 | 22695.6342 | 23231.92 | 23717.0331 | 24332.6653 | 25398.0168 | 26543.5173 | 27712.4494 | 28879.1124 | 30135.3865 | 31440.0189 | 32588.9293 | 33820.9005
Scenario 5: High TRC ZEAS Phase In | PG&E | Ind | WholeBlg | Ind - Transportation Equipment | Participant Cost Test | Energy Efficiency | 593228.9426 | 612949.6356 | 631177.6332 | 647747.3356 | 667536.6315 | 699081.7686 | 733479.1741 | 768964.3858 | 804792.7147 | 843194.8702 | 882860.2574 | 918043.725 | 955196.3748
Scenario 5: High TRC ZEAS Phase In | PG&E | Ind | WholeBlg | Ind - Transportation Equipment | Program Administrator Cost Test | Energy Efficiency | 593228.9426 | 612949.6356 | 631177.6332 | 647747.3356 | 667536.6315 | 699081.7686 | 733479.1741 | 768964.3858 | 804792.7147 | 843194.8702 | 882860.2574 | 918043.725 | 955196.3748
Scenario 5: High TRC ZEAS Phase In | PG&E | Ind | WholeBlg | Ind - Transportation Equipment | Rate Impact Measure Test | Energy Efficiency | 593228.9426 | 612949.6356 | 631177.6332 | 647747.3356 | 667536.6315 | 699081.7686 | 733479.1741 | 768964.3858 | 804792.7147 | 843194.8702 | 882860.2574 | 918043.725 | 955196.3748
Scenario 5: High TRC ZEAS Phase In | PG&E | Ind | WholeBlg | Ind - Transportation Equipment | Total Resource Cost Test | Energy Efficiency | 593228.9426 | 612949.6356 | 631177.6332 | 647747.3356 | 667536.6315 | 699081.7686 | 733479.1741 | 768964.3858 | 804792.7147 | 843194.8702 | 882860.2574 | 918043.725 | 955196.3748
Scenario 5: High TRC ZEAS Phase In | PG&E | Res | AppPlug | Res - Multi Family | Participant Cost Test | Energy Efficiency | 0 | 0 | 0 | 0 | 0 | 0 | 178897.4293 | 200266.5597 | 176328.9415 | 150337.8934 | 122550.6187 | 92632.81 | 60180.7033
Scenario 5: High TRC ZEAS Phase In | PG&E | Res | AppPlug | Res - Multi Family | Participant Cost Test | Fuel Substitution | 8.0744 | 8.8253 | 9.4539 | 10.0272 | 10.5076 | 10.9075 | 0 | 0 | 0 | 0 | 0 | 0 | 0
Scenario 5: High TRC ZEAS Phase In | PG&E | Res | AppPlug | Res - Multi Family | Program Administrator Cost Test | Energy Efficiency | 0 | 0 | 0 | 0 | 0 | 0 | 58301.4906 | 75591.5212 | 78749.8746 | 81990.8596 | 85702.7321 | 89665.8678 | 93839.6803
Scenario 5: High TRC ZEAS Phase In | PG&E | Res | AppPlug | Res - Multi Family | Program Administrator Cost Test | Fuel Substitution | 47.8466 | 54.3768 | 61.5393 | 69.3516 | 77.8419 | 87.0566 | 0 | 0 | 0 | 0 | 0 | 0 | 0
Scenario 5: High TRC ZEAS Phase In | PG&E | Res | AppPlug | Res - Multi Family | Rate Impact Measure Test | Energy Efficiency | 0 | 0 | 0 | 0 | 0 | 0 | 58301.4906 | 75591.5212 | 78749.8746 | 81990.8596 | 85702.7321 | 89665.8678 | 93839.6803
Scenario 5: High TRC ZEAS Phase In | PG&E | Res | AppPlug | Res - Multi Family | Rate Impact Measure Test | Fuel Substitution | 47.8466 | 54.3768 | 61.5393 | 69.3516 | 77.8419 | 87.0566 | 0 | 0 | 0 | 0 | 0 | 0 | 0
Scenario 5: High TRC ZEAS Phase In | PG&E | Res | AppPlug | Res - Multi Family | Total Resource Cost Test | Energy Efficiency | 0 | 0 | 0 | 0 | 0 | 0 | 58301.4906 | 75591.5212 | 78749.8746 | 81990.8596 | 85702.7321 | 89665.8678 | 93839.6803
Scenario 5: High TRC ZEAS Phase In | PG&E | Res | AppPlug | Res - Multi Family | Total Resource Cost Test | Fuel Substitution | 47.8466 | 54.3768 | 61.5393 | 69.3516 | 77.8419 | 87.0566 | 0 | 0 | 0 | 0 | 0 | 0 | 0
Scenario 5: High TRC ZEAS Phase In | PG&E | Res | AppPlug | Res - Single Family | Participant Cost Test | Fuel Substitution | 53.2646 | 58.1087 | 62.2032 | 65.9819 | 69.2512 | 72.092 | 0 | 0 | 0 | 0 | 0 | 0 | 0
Scenario 5: High TRC ZEAS Phase In | PG&E | Res | AppPlug | Res - Single Family | Program Administrator Cost Test | Fuel Substitution | 282.4888 | 320.2689 | 361.4 | 406.1796 | 454.9177 | 507.9519 | 0 | 0 | 0 | 0 | 0 | 0 | 0
Scenario 5: High TRC ZEAS Phase In | PG&E | Res | AppPlug | Res - Single Family | Rate Impact Measure Test | Fuel Substitution | 282.4888 | 320.2689 | 361.4 | 406.1796 | 454.9177 | 507.9519 | 0 | 0 | 0 | 0 | 0 | 0 | 0
Scenario 5: High TRC ZEAS Phase In | PG&E | Res | AppPlug | Res - Single Family | Total Resource Cost Test | Fuel Substitution | 282.4888 | 320.2689 | 361.4 | 406.1796 | 454.9177 | 507.9519 | 0 | 0 | 0 | 0 | 0 | 0 | 0
Scenario 5: High TRC ZEAS Phase In | PG&E | Res | BROs | Income Qualified - Multi Family IQ | Participant Cost Test | Energy Efficiency | 1925010.1581 | 2131990.5869 | 2332505.3919 | 2395934.5671 | 2413049.2415 | 2815219.7904 | 3068163.7585 | 3308919.6346 | 3574804.1631 | 3570692.8855 | 3864978.0549 | 3719606.2831 | 4001190.0617
Scenario 5: High TRC ZEAS Phase In | PG&E | Res | BROs | Income Qualified - Multi Family IQ | Program Administrator Cost Test | Energy Efficiency | 1925010.1581 | 2131990.5869 | 2332505.3919 | 2395934.5671 | 2413049.2415 | 2815219.7904 | 3068163.7585 | 3308919.6346 | 3574804.1631 | 3570692.8855 | 3864978.0549 | 3719606.2831 | 4001190.0617
Scenario 5: High TRC ZEAS Phase In | PG&E | Res | BROs | Income Qualified - Multi Family IQ | Rate Impact Measure Test | Energy Efficiency | 1925010.1581 | 2131990.5869 | 2332505.3919 | 2395934.5671 | 2413049.2415 | 2815219.7904 | 3068163.7585 | 3308919.6346 | 3574804.1631 | 3570692.8855 | 3864978.0549 | 3719606.2831 | 4001190.0617
Scenario 5: High TRC ZEAS Phase In | PG&E | Res | BROs | Income Qualified - Multi Family IQ | Total Resource Cost Test | Energy Efficiency | 1925010.1581 | 2131990.5869 | 2332505.3919 | 2395934.5671 | 2413049.2415 | 2815219.7904 | 3068163.7585 | 3308919.6346 | 3574804.1631 | 3570692.8855 | 3864978.0549 | 3719606.2831 | 4001190.0617
Scenario 5: High TRC ZEAS Phase In | PG&E | Res | BROs | Income Qualified - Single Family IQ | Participant Cost Test | Energy Efficiency | 7075722.268 | 7814736.2513 | 8519532.6361 | 8710741.4231 | 8727781.7418 | 10161305.6794 | 11049006.865 | 11877437.5868 | 12789563.2131 | 12706316.4419 | 13700167.8466 | 13276655.6147 | 14237199.448
Scenario 5: High TRC ZEAS Phase In | PG&E | Res | BROs | Income Qualified - Single Family IQ | Program Administrator Cost Test | Energy Efficiency | 7075722.268 | 7814736.2513 | 8519532.6361 | 8710741.4231 | 8727781.7418 | 10161305.6794 | 11049006.865 | 11877437.5868 | 12789563.2131 | 12706316.4419 | 13700167.8466 | 13276655.6147 | 14237199.448
Scenario 5: High TRC ZEAS Phase In | PG&E | Res | BROs | Income Qualified - Single Family IQ | Rate Impact Measure Test | Energy Efficiency | 7075722.268 | 7814736.2513 | 8519532.6361 | 8710741.4231 | 8727781.7418 | 10161305.6794 | 11049006.865 | 11877437.5868 | 12789563.2131 | 12706316.4419 | 13700167.8466 | 13276655.6147 | 14237199.448
Scenario 5: High TRC ZEAS Phase In | PG&E | Res | BROs | Income Qualified - Single Family IQ | Total Resource Cost Test | Energy Efficiency | 7075722.268 | 7814736.2513 | 8519532.6361 | 8710741.4231 | 8727781.7418 | 10161305.6794 | 11049006.865 | 11877437.5868 | 12789563.2131 | 12706316.4419 | 13700167.8466 | 13276655.6147 | 14237199.448
Scenario 5: High TRC ZEAS Phase In | PG&E | Res | BROs | Res - Multi Family | Participant Cost Test | Energy Efficiency | 19035785.855 | 20934720.2434 | 22768347.5405 | 23404596.5875 | 23646201.2882 | 27258507.3025 | 29589423.7973 | 31807402.4891 | 34249169.501 | 34351727.7303 | 37042575.8612 | 39979858.3778 | 43162855.6131
Scenario 5: High TRC ZEAS Phase In | PG&E | Res | BROs | Res - Multi Family | Program Administrator Cost Test | Energy Efficiency | 19035785.855 | 20934720.2434 | 22768347.5405 | 23404596.5875 | 23646201.2882 | 27258507.3025 | 29589423.7973 | 31807402.4891 | 34249169.501 | 34351727.7303 | 37042575.8612 | 39979858.3778 | 43162855.6131
Scenario 5: High TRC ZEAS Phase In | PG&E | Res | BROs | Res - Multi Family | Rate Impact Measure Test | Energy Efficiency | 19035785.855 | 20934720.2434 | 22768347.5405 | 23404596.5875 | 23646201.2882 | 27258507.3025 | 29589423.7973 | 31807402.4891 | 34249169.501 | 34351727.7303 | 37042575.8612 | 39979858.3778 | 43162855.6131
Scenario 5: High TRC ZEAS Phase In | PG&E | Res | BROs | Res - Multi Family | Total Resource Cost Test | Energy Efficiency | 19035785.855 | 20934720.2434 | 22768347.5405 | 23404596.5875 | 23646201.2882 | 27258507.3025 | 29589423.7973 | 31807402.4891 | 34249169.501 | 34351727.7303 | 37042575.8612 | 39979858.3778 | 43162855.6131
Scenario 5: High TRC ZEAS Phase In | PG&E | Res | BROs | Res - Single Family | Participant Cost Test | Energy Efficiency | 4866331.1106 | 5370740.3555 | 5862147.7539 | 6037415.3672 | 6107872.8002 | 7074682.042 | 7695070.786 | 8291132.1781 | 8948659.7243 | 8984374.6053 | 9715854.0326 | 10514585.2768 | 11379947.1767
Scenario 5: High TRC ZEAS Phase In | PG&E | Res | BROs | Res - Single Family | Program Administrator Cost Test | Energy Efficiency | 4866331.1106 | 5370740.3555 | 5862147.7539 | 6037415.3672 | 6107872.8002 | 7074682.042 | 7695070.786 | 8291132.1781 | 8948659.7243 | 8984374.6053 | 9715854.0326 | 10514585.2768 | 11379947.1767
Scenario 5: High TRC ZEAS Phase In | PG&E | Res | BROs | Res - Single Family | Rate Impact Measure Test | Energy Efficiency | 4866331.1106 | 5370740.3555 | 5862147.7539 | 6037415.3672 | 6107872.8002 | 7074682.042 | 7695070.786 | 8291132.1781 | 8948659.7243 | 8984374.6053 | 9715854.0326 | 10514585.2768 | 11379947.1767
Scenario 5: High TRC ZEAS Phase In | PG&E | Res | BROs | Res - Single Family | Total Resource Cost Test | Energy Efficiency | 4866331.1106 | 5370740.3555 | 5862147.7539 | 6037415.3672 | 6107872.8002 | 7074682.042 | 7695070.786 | 8291132.1781 | 8948659.7243 | 8984374.6053 | 9715854.0326 | 10514585.2768 | 11379947.1767
Scenario 5: High TRC ZEAS Phase In | PG&E | Res | BldgEnv | Res - Single Family | Participant Cost Test | Energy Efficiency | 378283.5378 | 469055.4856 | 501502.2883 | 499076.171 | 479209.9948 | 452170.2054 | 421395.2083 | 386784.9276 | 77288.473 | 0 | 0 | 0 | 0
Scenario 5: High TRC ZEAS Phase In | PG&E | Res | BldgEnv | Res - Single Family | Program Administrator Cost Test | Energy Efficiency | 77391.4945 | 101931.9154 | 116112.8504 | 123395.6041 | 126782.4015 | 128247.8594 | 128580.1722 | 127679.8561 | 126771.9034 | 0 | 0 | 0 | 0
Scenario 5: High TRC ZEAS Phase In | PG&E | Res | BldgEnv | Res - Single Family | Rate Impact Measure Test | Energy Efficiency | 77626.0015 | 102043.6114 | 116133.7182 | 123395.6041 | 126782.4015 | 128247.8594 | 128580.1722 | 127679.8561 | 126771.9034 | 0 | 0 | 0 | 0
Scenario 5: High TRC ZEAS Phase In | PG&E | Res | BldgEnv | Res - Single Family | Total Resource Cost Test | Energy Efficiency | 337098.9169 | 424753.6223 | 464448.3258 | 474241.038 | 468575.487 | 456220.0839 | 440218.361 | 420865.0731 | 126771.9034 | 0 | 0 | 0 | 0
Scenario 5: High TRC ZEAS Phase In | PG&E | Res | HVAC | Res - Multi Family | Participant Cost Test | Energy Efficiency | 49622.7364 | 53461.1653 | 408017.1311 | 497341.1469 | 527678.2344 | 517321.7826 | 488494.8512 | 450765.0367 | 404389.2516 | 350259.442 | 288994.1837 | 219850.4508 | 142297.5798
Scenario 5: High TRC ZEAS Phase In | PG&E | Res | HVAC | Res - Multi Family | Participant Cost Test | Fuel Substitution | 1964.0425 | 190.8016 | 197.3264 | 202.5172 | 90.8981 | 91.37 | 89.5118 | 84.9532 | 80.7042 | 72.6243 | 61.2689 | 47.1401 | 30.6813
Scenario 5: High TRC ZEAS Phase In | PG&E | Res | HVAC | Res - Multi Family | Program Administrator Cost Test | Energy Efficiency | 19048.9939 | 22481.5494 | 188046.5763 | 252862.6657 | 299295.9656 | 330087.945 | 352411.1259 | 373382.0882 | 392740.3986 | 411498.5587 | 433691.3256 | 456033.6111 | 477580.0291
Scenario 5: High TRC ZEAS Phase In | PG&E | Res | HVAC | Res - Multi Family | Program Administrator Cost Test | Fuel Substitution | 572.0515 | 639.9273 | 707.8987 | 780.7013 | 91.5884 | 102.1212 | 111.7126 | 120.3191 | 132.4996 | 142.8409 | 152.0989 | 159.7177 | 166.3104
Scenario 5: High TRC ZEAS Phase In | PG&E | Res | HVAC | Res - Multi Family | Rate Impact Measure Test | Energy Efficiency | 19048.9939 | 22481.5494 | 188046.5763 | 252862.6657 | 299295.9656 | 330087.945 | 352411.1259 | 373382.0882 | 392740.3986 | 411498.5587 | 433691.3256 | 456033.6111 | 477580.0291
Scenario 5: High TRC ZEAS Phase In | PG&E | Res | HVAC | Res - Multi Family | Rate Impact Measure Test | Fuel Substitution | 572.0515 | 639.9273 | 707.8987 | 780.7013 | 91.5884 | 102.1212 | 111.7126 | 120.3191 | 132.4996 | 142.8409 | 152.0989 | 159.7177 | 166.3104
Scenario 5: High TRC ZEAS Phase In | PG&E | Res | HVAC | Res - Multi Family | Total Resource Cost Test | Energy Efficiency | 19048.9939 | 22481.5494 | 188046.5763 | 252862.6657 | 299295.9656 | 330087.945 | 352411.1259 | 373382.0882 | 392740.3986 | 411498.5587 | 433691.3256 | 456033.6111 | 477580.0291
Scenario 5: High TRC ZEAS Phase In | PG&E | Res | HVAC | Res - Multi Family | Total Resource Cost Test | Fuel Substitution | 572.0515 | 639.9273 | 707.8987 | 780.7013 | 91.5884 | 102.1212 | 111.7126 | 120.3191 | 132.4996 | 142.8409 | 152.0989 | 159.7177 | 166.3104
Scenario 5: High TRC ZEAS Phase In | PG&E | Res | HVAC | Res - Single Family | Participant Cost Test | Energy Efficiency | 10163134.2351 | 11640040.044 | 12569353.9388 | 13117401.8137 | 7581413.9089 | 4693682.5127 | 4423894.3289 | 4340633.8321 | 268905.5936 | 43339.3403 | 35720.003 | 27127.73 | 17528.467
Scenario 5: High TRC ZEAS Phase In | PG&E | Res | HVAC | Res - Single Family | Participant Cost Test | Fuel Substitution | 43155.7663 | 10202.031 | 11754.7098 | 14182.0144 | 5106.208 | 3051.4429 | 3078.1556 | 3103.6143 | 247.1554 | 222.8782 | 188.5593 | 145.5537 | 95.0686
Scenario 5: High TRC ZEAS Phase In | PG&E | Res | HVAC | Res - Single Family | Program Administrator Cost Test | Energy Efficiency | 2076384.1397 | 2492672.9113 | 2798924.4321 | 3028119.8873 | 1330929.4421 | 1254280.3457 | 1282966.863 | 1338945.8746 | 245201.0475 | 50916.7604 | 53604.731 | 56270.7815 | 58829.1507
Scenario 5: High TRC ZEAS Phase In | PG&E | Res | HVAC | Res - Single Family | Program Administrator Cost Test | Fuel Substitution | 23230.2523 | 26130.4606 | 31498.7465 | 40801.0492 | 1863.8639 | 1880.4393 | 2034.8112 | 2216.0051 | 405.778 | 438.3675 | 468.0949 | 493.1574 | 515.3266
Scenario 5: High TRC ZEAS Phase In | PG&E | Res | HVAC | Res - Single Family | Rate Impact Measure Test | Energy Efficiency | 2076384.1397 | 2492672.9113 | 2798924.4321 | 3028119.8873 | 1330929.4421 | 1254280.3457 | 1282966.863 | 1338945.8746 | 245201.0475 | 50916.7604 | 53604.731 | 56270.7815 | 58829.1507
Scenario 5: High TRC ZEAS Phase In | PG&E | Res | HVAC | Res - Single Family | Rate Impact Measure Test | Fuel Substitution | 25136.6702 | 27933.4887 | 33205.8728 | 42520.039 | 1863.8639 | 1880.4393 | 2034.8112 | 2216.0051 | 405.778 | 438.3675 | 468.0949 | 493.1574 | 515.3266
Scenario 5: High TRC ZEAS Phase In | PG&E | Res | HVAC | Res - Single Family | Total Resource Cost Test | Energy Efficiency | 8944116.4568 | 10501820.0382 | 11589304.5822 | 12349865.9065 | 6482757.7429 | 3896563.7784 | 3832270.9409 | 3956499.5058 | 245201.0475 | 50916.7604 | 53604.731 | 56270.7815 | 58829.1507
Scenario 5: High TRC ZEAS Phase In | PG&E | Res | HVAC | Res - Single Family | Total Resource Cost Test | Fuel Substitution | 31205.7536 | 33627.9643 | 39953.1781 | 50805.7583 | 5120.2558 | 3249.414 | 3482.5366 | 3754.9746 | 405.778 | 438.3675 | 468.0949 | 493.1574 | 515.3266
Scenario 5: High TRC ZEAS Phase In | PG&E | Res | WaterHeat | Res - Multi Family | Participant Cost Test | Energy Efficiency | 452117.0481 | 909328.9278 | 595393.7737 | 608311.0672 | 557715.9407 | 504608.4979 | 449637.1068 | 412133.8499 | 696025.2279 | 631426.4297 | 504424.9807 | 540255.6075 | 330415.2144
Scenario 5: High TRC ZEAS Phase In | PG&E | Res | WaterHeat | Res - Multi Family | Participant Cost Test | Fuel Substitution | 189897.2826 | 153945.7524 | 212217.2666 | 266691.398 | 322505.3589 | 337039.7901 | 138121.0695 | 139066.8334 | 133317.9909 | 121543.2538 | 102596.7889 | 76325.4643 | 44096.6389
Scenario 5: High TRC ZEAS Phase In | PG&E | Res | WaterHeat | Res - Multi Family | Program Administrator Cost Test | Energy Efficiency | 630115.5315 | 1106361.0385 | 526893.0499 | 552145.31 | 561349.0994 | 569949.0294 | 577739.1481 | 594535.3456 | 823541.3327 | 876485.381 | 899998.3197 | 1192494.5098 | 1278135.6063
Scenario 5: High TRC ZEAS Phase In | PG&E | Res | WaterHeat | Res - Multi Family | Program Administrator Cost Test | Fuel Substitution | 5098695.09 | 5849199.2687 | 6815568.7126 | 7638574.7296 | 8541244.7822 | 9586829.3818 | 119902.8855 | 139423.2636 | 158070.1822 | 177062.0071 | 195829.8148 | 211364.7829 | 224984.6962
Scenario 5: High TRC ZEAS Phase In | PG&E | Res | WaterHeat | Res - Multi Family | Rate Impact Measure Test | Energy Efficiency | 630115.5315 | 1106361.0385 | 526893.0499 | 552145.31 | 561349.0994 | 569949.0294 | 577739.1481 | 594535.3456 | 823541.3327 | 876485.381 | 899998.3197 | 1192494.5098 | 1278135.6063
Scenario 5: High TRC ZEAS Phase In | PG&E | Res | WaterHeat | Res - Multi Family | Rate Impact Measure Test | Fuel Substitution | 8176712.6152 | 9001564.5263 | 10022436.0971 | 10848762.8056 | 11700660.4768 | 12628537.4272 | 119902.8855 | 139423.2636 | 158070.1822 | 177062.0071 | 195829.8148 | 211364.7829 | 224984.6962
Scenario 5: High TRC ZEAS Phase In | PG&E | Res | WaterHeat | Res - Multi Family | Total Resource Cost Test | Energy Efficiency | 630115.5315 | 1106361.0385 | 526893.0499 | 552145.31 | 561349.0994 | 569949.0294 | 577739.1481 | 594535.3456 | 823541.3327 | 876485.381 | 899998.3197 | 1192494.5098 | 1278135.6063
Scenario 5: High TRC ZEAS Phase In | PG&E | Res | WaterHeat | Res - Multi Family | Total Resource Cost Test | Fuel Substitution | 5098695.09 | 5849199.2687 | 6815568.7126 | 7638574.7296 | 8541244.7822 | 9586829.3818 | 119902.8855 | 139423.2636 | 158070.1822 | 177062.0071 | 195829.8148 | 211364.7829 | 224984.6962
Scenario 5: High TRC ZEAS Phase In | PG&E | Res | WaterHeat | Res - Single Family | Participant Cost Test | Energy Efficiency | 10252428.713 | 11314951.1501 | 8456553.9687 | 8614331.1265 | 8414774.826 | 6194888.0914 | 5760832.814 | 5256742.3738 | 1637195.5563 | 1850067.5662 | 1565228.7626 | 1139594.6724 | 1092223.6247
Scenario 5: High TRC ZEAS Phase In | PG&E | Res | WaterHeat | Res - Single Family | Participant Cost Test | Fuel Substitution | 213593.401 | 45735.2503 | 459761.7123 | 841093.8315 | 1239686.2184 | 1285644.798 | 1320241.4264 | 1365427.9564 | 922355.4638 | 840466.2216 | 709404.6277 | 527877.4509 | 305112.8938
Scenario 5: High TRC ZEAS Phase In | PG&E | Res | WaterHeat | Res - Single Family | Program Administrator Cost Test | Energy Efficiency | 4689321.0568 | 6043526.2871 | 3320679.4735 | 3528774.3016 | 3659888.4858 | 3797529.3361 | 3910007.1107 | 4006122.9156 | 2540697.6386 | 2964910.5017 | 3128790.6571 | 3213061.9333 | 4462135.6615
Scenario 5: High TRC ZEAS Phase In | PG&E | Res | WaterHeat | Res - Single Family | Program Administrator Cost Test | Fuel Substitution | 232024.406 | 345000.7144 | 1606167.368 | 1040863.2774 | 642680.0775 | 735737.8103 | 835732.1126 | 965121.9433 | 1093602.5603 | 1224375.9443 | 1354063.5949 | 1461828.0257 | 1556711.2014
Scenario 5: High TRC ZEAS Phase In | PG&E | Res | WaterHeat | Res - Single Family | Rate Impact Measure Test | Energy Efficiency | 4689321.0568 | 6043526.2871 | 3320679.4735 | 3528774.3016 | 3659888.4858 | 3797529.3361 | 3910007.1107 | 4006122.9156 | 2540697.6386 | 2964910.5017 | 3128790.6571 | 3213061.9333 | 4462135.6615
Scenario 5: High TRC ZEAS Phase In | PG&E | Res | WaterHeat | Res - Single Family | Rate Impact Measure Test | Fuel Substitution | 252121.3272 | 369481.6532 | 1606629.4728 | 1040863.2774 | 642680.0775 | 735737.8103 | 835732.1126 | 965121.9433 | 1093602.5603 | 1224375.9443 | 1354063.5949 | 1461828.0257 | 1556711.2014
Scenario 5: High TRC ZEAS Phase In | PG&E | Res | WaterHeat | Res - Single Family | Total Resource Cost Test | Energy Efficiency | 8915959.5683 | 10405519.8252 | 5535290.3799 | 5875330.0958 | 6111940.567 | 4411203.4525 | 4543471.8059 | 4658066.7345 | 2540697.6386 | 2964910.5017 | 3128790.6571 | 3213061.9333 | 4462135.6615
Scenario 5: High TRC ZEAS Phase In | PG&E | Res | WaterHeat | Res - Single Family | Total Resource Cost Test | Fuel Substitution | 255683.8129 | 378527.3864 | 1830651.272 | 1299692.365 | 935727.3326 | 1059403.7393 | 1193259.3161 | 1367895.2536 | 1093602.5603 | 1224375.9443 | 1354063.5949 | 1461828.0257 | 1556711.2014
Scenario 5: High TRC ZEAS Phase In | PG&E | Res | WholeBlg | Res - Multi Family | Participant Cost Test | Energy Efficiency | 0 | 0 | 0 | 0 | 0 | 0 | 0 | 17551.666 | 14546.6044 | 11716.5424 | 8961.8383 | 6507.9051 | 4172.2757
Scenario 5: High TRC ZEAS Phase In | PG&E | Res | WholeBlg | Res - Multi Family | Program Administrator Cost Test | Energy Efficiency | 0 | 0 | 0 | 0 | 0 | 0 | 0 | 21116.8003 | 20395.1371 | 19672.1985 | 18901.6257 | 18388.4645 | 17777.3488
Scenario 5: High TRC ZEAS Phase In | PG&E | Res | WholeBlg | Res - Multi Family | Rate Impact Measure Test | Energy Efficiency | 0 | 0 | 0 | 0 | 0 | 0 | 0 | 21116.8003 | 20395.1371 | 19672.1985 | 18901.6257 | 18388.4645 | 17777.3488
Scenario 5: High TRC ZEAS Phase In | PG&E | Res | WholeBlg | Res - Multi Family | Total Resource Cost Test | Energy Efficiency | 0 | 0 | 0 | 0 | 0 | 0 | 0 | 21116.8003 | 20395.1371 | 19672.1985 | 18901.6257 | 18388.4645 | 17777.3488
Scenario 5: High TRC ZEAS Phase In | PG&E | Res | WholeBlg | Res - Single Family | Participant Cost Test | Energy Efficiency | 0 | 0 | 0 | 0 | 0 | 0 | 73175.1882 | 61848.0699 | 50260.5106 | 40082.6148 | 30175.3579 | 21432.91 | 13499.1634
Scenario 5: High TRC ZEAS Phase In | PG&E | Res | WholeBlg | Res - Single Family | Program Administrator Cost Test | Energy Efficiency | 0 | 0 | 0 | 0 | 0 | 0 | 76103.76 | 73580.0817 | 69691.0903 | 66578.7352 | 63022.1546 | 60076.0997 | 57285.1387
Scenario 5: High TRC ZEAS Phase In | PG&E | Res | WholeBlg | Res - Single Family | Rate Impact Measure Test | Energy Efficiency | 0 | 0 | 0 | 0 | 0 | 0 | 76103.76 | 73580.0817 | 69691.0903 | 66578.7352 | 63022.1546 | 60076.0997 | 57285.1387
Scenario 5: High TRC ZEAS Phase In | PG&E | Res | WholeBlg | Res - Single Family | Total Resource Cost Test | Energy Efficiency | 0 | 0 | 0 | 0 | 0 | 0 | 76103.76 | 73580.0817 | 69691.0903 | 66578.7352 | 63022.1546 | 60076.0997 | 57285.1387
Scenario 5: High TRC ZEAS Phase In | SCE | Ag | WholeBlg | Ag - Dairies, fishing, hunting | Participant Cost Test | Energy Efficiency | 84136.0191 | 89156.9664 | 94300.2982 | 99723.0213 | 106460.8248 | 113982.1666 | 119330.0242 | 121819.6446 | 124166.7522 | 126522.2243 | 128466.004 | 128701.8184 | 129001.4676
Scenario 5: High TRC ZEAS Phase In | SCE | Ag | WholeBlg | Ag - Dairies, fishing, hunting | Program Administrator Cost Test | Energy Efficiency | 84136.0191 | 89156.9664 | 94300.2982 | 99723.0213 | 106460.8248 | 113982.1666 | 119330.0242 | 121819.6446 | 124166.7522 | 126522.2243 | 128466.004 | 128701.8184 | 129001.4676
Scenario 5: High TRC ZEAS Phase In | SCE | Ag | WholeBlg | Ag - Dairies, fishing, hunting | Rate Impact Measure Test | Energy Efficiency | 84136.0191 | 89156.9664 | 94300.2982 | 99723.0213 | 106460.8248 | 113982.1666 | 119330.0242 | 121819.6446 | 124166.7522 | 126522.2243 | 128466.004 | 128701.8184 | 129001.4676
Scenario 5: High TRC ZEAS Phase In | SCE | Ag | WholeBlg | Ag - Dairies, fishing, hunting | Total Resource Cost Test | Energy Efficiency | 84136.0191 | 89156.9664 | 94300.2982 | 99723.0213 | 106460.8248 | 113982.1666 | 119330.0242 | 121819.6446 | 124166.7522 | 126522.2243 | 128466.004 | 128701.8184 | 129001.4676
Scenario 5: High TRC ZEAS Phase In | SCE | Ag | WholeBlg | Ag - Irrigated Agriculture, vineyards, forestry and greenhouses | Participant Cost Test | Energy Efficiency | 202513.1823 | 224432.7649 | 246905.0231 | 270623.9237 | 298678.8915 | 329440.55 | 354460.2225 | 371774.8542 | 389155.4999 | 407030.122 | 423820.4975 | 435017.4848 | 446409.1681
Scenario 5: High TRC ZEAS Phase In | SCE | Ag | WholeBlg | Ag - Irrigated Agriculture, vineyards, forestry and greenhouses | Program Administrator Cost Test | Energy Efficiency | 202513.1823 | 224432.7649 | 246905.0231 | 270623.9237 | 298678.8915 | 329440.55 | 354460.2225 | 371774.8542 | 389155.4999 | 407030.122 | 423820.4975 | 435017.4848 | 446409.1681
Scenario 5: High TRC ZEAS Phase In | SCE | Ag | WholeBlg | Ag - Irrigated Agriculture, vineyards, forestry and greenhouses | Rate Impact Measure Test | Energy Efficiency | 202513.1823 | 224432.7649 | 246905.0231 | 270623.9237 | 298678.8915 | 329440.55 | 354460.2225 | 371774.8542 | 389155.4999 | 407030.122 | 423820.4975 | 435017.4848 | 446409.1681
Scenario 5: High TRC ZEAS Phase In | SCE | Ag | WholeBlg | Ag - Irrigated Agriculture, vineyards, forestry and greenhouses | Total Resource Cost Test | Energy Efficiency | 202513.1823 | 224432.7649 | 246905.0231 | 270623.9237 | 298678.8915 | 329440.55 | 354460.2225 | 371774.8542 | 389155.4999 | 407030.122 | 423820.4975 | 435017.4848 | 446409.1681
Scenario 5: High TRC ZEAS Phase In | SCE | Ag | WholeBlg | Ag - Water pumping | Participant Cost Test | Energy Efficiency | 1172026.9792 | 1233628.3655 | 1296829.1465 | 1363511.2592 | 1447584.1229 | 1542009.5959 | 1606672.241 | 1632165.3886 | 1655299.0616 | 1678124.168 | 1695289.1709 | 1689882.1049 | 1685318.0643
Scenario 5: High TRC ZEAS Phase In | SCE | Ag | WholeBlg | Ag - Water pumping | Program Administrator Cost Test | Energy Efficiency | 1172026.9792 | 1233628.3655 | 1296829.1465 | 1363511.2592 | 1447584.1229 | 1542009.5959 | 1606672.241 | 1632165.3886 | 1655299.0616 | 1678124.168 | 1695289.1709 | 1689882.1049 | 1685318.0643
Scenario 5: High TRC ZEAS Phase In | SCE | Ag | WholeBlg | Ag - Water pumping | Rate Impact Measure Test | Energy Efficiency | 1172026.9792 | 1233628.3655 | 1296829.1465 | 1363511.2592 | 1447584.1229 | 1542009.5959 | 1606672.241 | 1632165.3886 | 1655299.0616 | 1678124.168 | 1695289.1709 | 1689882.1049 | 1685318.0643