2023 PG Study Reference Scenario | SDG&E | Com | AppPlug | Com - Health | Energy Efficiency | Incremental Measure Cost | 68.2493 | 53.7891 | 42.3939 | 33.4128 | 26.3337 | 20.7539 | 16.3556 | 12.8892 | 10.1573 | 8.0044 | 6.3078
2023 PG Study Reference Scenario | SDG&E | Com | AppPlug | Com - Lodging | Energy Efficiency | Admin | 732278.1 | 787586.9 | 841119 | 832798.4 | 799015.7 | 780490.1 | 755909 | 733140.1 | 717003.8 | 698877.1 | 674459.3
2023 PG Study Reference Scenario | SDG&E | Com | AppPlug | Com - Lodging | Energy Efficiency | Incentives | 271610.5 | 292125.8 | 311982.1 | 308896.1 | 293660.6 | 286805.1 | 277737.7 | 269347.6 | 263403 | 256734 | 247759.4
2023 PG Study Reference Scenario | SDG&E | Com | AppPlug | Com - Lodging | Energy Efficiency | Incremental Measure Cost | 663426 | 727807.7 | 792824.6 | 800681.2 | 776034.6 | 773035.5 | 763527.3 | 755231.1 | 753293.8 | 748865.8 | 737101.9
2023 PG Study Reference Scenario | SDG&E | Com | AppPlug | Com - Lodging | Energy Efficiency | Admin | 32.1982 | 24.9116 | 19.2663 | 14.8947 | 11.5088 | 8.8851 | 6.8484 | 5.2187 | 3.9766 | 3.0723 | 2.3737
2023 PG Study Reference Scenario | SDG&E | Com | AppPlug | Com - Lodging | Energy Efficiency | Incentives | 11.6117 | 8.9986 | 6.9712 | 5.3987 | 4.179 | 3.2324 | 2.4964 | 1.9078 | 1.4584 | 1.1286 | 0.87341
2023 PG Study Reference Scenario | SDG&E | Com | AppPlug | Com - Lodging | Energy Efficiency | Incremental Measure Cost | 13.5143 | 10.651 | 8.3946 | 6.6162 | 5.2144 | 4.1096 | 3.2387 | 2.5522 | 2.0113 | 1.585 | 1.249
2023 PG Study Reference Scenario | SDG&E | Com | AppPlug | Com - Office (Large) | Energy Efficiency | Admin | 7559.129 | 7836.8 | 8095.384 | 8283.773 | 8292.031 | 8570.055 | 8780.342 | 8822.14 | 8708.864 | 8707.795 | 8655.814
2023 PG Study Reference Scenario | SDG&E | Com | AppPlug | Com - Office (Large) | Energy Efficiency | Incentives | 2729.914 | 2838.96 | 2940.308 | 3015.42 | 3024.305 | 3131.236 | 3213.384 | 3233.817 | 3197.263 | 3201.802 | 3187.602
2023 PG Study Reference Scenario | SDG&E | Com | AppPlug | Com - Office (Large) | Energy Efficiency | Incremental Measure Cost | 6302.842 | 6680.143 | 7050.832 | 7368.501 | 7530.107 | 7943.253 | 8304.61 | 8513.663 | 8574.261 | 8745.917 | 8868.378
2023 PG Study Reference Scenario | SDG&E | Com | AppPlug | Com - Office (Large) | Energy Efficiency | Admin | 1259.802 | 974.9405 | 754.1939 | 583.2527 | 450.947 | 348.5874 | 269.4163 | 208.2002 | 160.8669 | 124.2782 | 95.9972
2023 PG Study Reference Scenario | SDG&E | Com | AppPlug | Com - Office (Large) | Energy Efficiency | Incentives | 454.4392 | 352.2627 | 272.9636 | 211.4605 | 163.7821 | 126.8348 | 98.2095 | 76.0379 | 58.8647 | 45.5659 | 35.2677
2023 PG Study Reference Scenario | SDG&E | Com | AppPlug | Com - Office (Large) | Energy Efficiency | Incremental Measure Cost | 528.0283 | 416.1552 | 327.9936 | 258.5088 | 203.7399 | 160.5704 | 126.5424 | 99.7234 | 78.5875 | 61.9308 | 48.8045
2023 PG Study Reference Scenario | SDG&E | Com | AppPlug | Com - Office (Small) | Energy Efficiency | Admin | 3081.397 | 3213.639 | 3325.752 | 3415.194 | 3478.396 | 3536.111 | 3578.409 | 3605.138 | 3619.251 | 3630.336 | 3634.256
2023 PG Study Reference Scenario | SDG&E | Com | AppPlug | Com - Office (Small) | Energy Efficiency | Incentives | 1112.542 | 1163.941 | 1207.741 | 1243.009 | 1268.5 | 1291.846 | 1309.48 | 1321.375 | 1328.626 | 1334.764 | 1338.283
2023 PG Study Reference Scenario | SDG&E | Com | AppPlug | Com - Office (Small) | Energy Efficiency | Incremental Measure Cost | 2568.359 | 2738.489 | 2895.847 | 3037.098 | 3158.037 | 3276.737 | 3383.763 | 3478.299 | 3562.51 | 3645.403 | 3722.653
2023 PG Study Reference Scenario | SDG&E | Com | AppPlug | Com - Office (Small) | Energy Efficiency | Admin | 588.8884 | 455.7158 | 352.5236 | 272.6169 | 210.7716 | 162.9243 | 125.9157 | 97.2924 | 75.1598 | 58.047 | 44.8045
2023 PG Study Reference Scenario | SDG&E | Com | AppPlug | Com - Office (Small) | Energy Efficiency | Incentives | 212.429 | 164.66 | 127.5892 | 98.8389 | 76.5516 | 59.2807 | 45.8996 | 35.5329 | 27.5029 | 21.283 | 16.4609
2023 PG Study Reference Scenario | SDG&E | Com | AppPlug | Com - Office (Small) | Energy Efficiency | Incremental Measure Cost | 246.8869 | 194.5797 | 153.3587 | 120.8702 | 95.2623 | 75.078 | 59.1679 | 46.6284 | 36.746 | 28.9579 | 22.8204
2023 PG Study Reference Scenario | SDG&E | Com | AppPlug | Com - Other | Energy Efficiency | Admin | 1290.739 | 1357.073 | 1417.614 | 11029.59 | 11280.75 | 11614.41 | 11871.73 | 12057.42 | 12209.09 | 12353.16 | 12437.35
2023 PG Study Reference Scenario | SDG&E | Com | AppPlug | Com - Other | Energy Efficiency | Incentives | 465.8123 | 491.3256 | 514.633 | 1313.194 | 1358.09 | 1414.018 | 1461.936 | 1502.204 | 1539.304 | 1576.473 | 1606.927
2023 PG Study Reference Scenario | SDG&E | Com | AppPlug | Com - Other | Energy Efficiency | Incremental Measure Cost | 1075.136 | 1155.738 | 1233.691 | 2863.165 | 2982.867 | 3128.069 | 3256.911 | 3369.85 | 3476.671 | 3584.594 | 3678.093
2023 PG Study Reference Scenario | SDG&E | Com | AppPlug | Com - Other | Energy Efficiency | Admin | 155.9743 | 120.7046 | 93.374 | 72.21 | 55.8294 | 43.1562 | 33.3538 | 25.773 | 19.9109 | 15.3788 | 11.8731
2023 PG Study Reference Scenario | SDG&E | Com | AppPlug | Com - Other | Energy Efficiency | Incentives | 56.2543 | 43.6058 | 33.7896 | 26.1764 | 20.2744 | 15.7006 | 12.157 | 9.4118 | 7.2853 | 5.6382 | 4.3618
2023 PG Study Reference Scenario | SDG&E | Com | AppPlug | Com - Other | Energy Efficiency | Incremental Measure Cost | 65.3761 | 51.525 | 40.6096 | 32.0066 | 25.2256 | 19.8807 | 15.6677 | 12.3472 | 9.7303 | 7.668 | 6.0428
2023 PG Study Reference Scenario | SDG&E | Com | AppPlug | Com - Refrig. Warehouse | Energy Efficiency | Admin | 7.5512 | 8.1157 | 8.5927 | 8.9272 | 9.3845 | 9.7384 | 10.1751 | 10.5432 | 10.9909 | 11.3451 | 11.7687
2023 PG Study Reference Scenario | SDG&E | Com | AppPlug | Com - Refrig. Warehouse | Energy Efficiency | Incentives | 2.7732 | 2.9846 | 3.1636 | 3.2898 | 3.4611 | 3.5941 | 3.7577 | 3.8959 | 4.0636 | 4.1968 | 4.3558
2023 PG Study Reference Scenario | SDG&E | Com | AppPlug | Com - Refrig. Warehouse | Energy Efficiency | Incremental Measure Cost | 10.1588 | 11.1919 | 12.1398 | 12.9154 | 13.8971 | 14.7552 | 15.7674 | 16.7029 | 17.7951 | 18.7669 | 19.8843
2023 PG Study Reference Scenario | SDG&E | Com | AppPlug | Com - Refrig. Warehouse | Energy Efficiency | Admin | 0.70552 | 0.54597 | 0.42233 | 0.3266 | 0.2525 | 0.19516 | 0.1508 | 0.11648 | 0.089929 | 0.069325 | 0.052688
2023 PG Study Reference Scenario | SDG&E | Com | AppPlug | Com - Refrig. Warehouse | Energy Efficiency | Incentives | 0.2544 | 0.19719 | 0.1528 | 0.11837 | 0.091676 | 0.07099 | 0.054957 | 0.042532 | 0.032901 | 0.025416 | 0.019375
2023 PG Study Reference Scenario | SDG&E | Com | AppPlug | Com - Refrig. Warehouse | Energy Efficiency | Incremental Measure Cost | 0.29576 | 0.2331 | 0.18372 | 0.1448 | 0.11412 | 0.08994 | 0.07088 | 0.055858 | 0.044019 | 0.03469 | 0.027337
2023 PG Study Reference Scenario | SDG&E | Com | AppPlug | Com - Retail | Energy Efficiency | Admin | 43.7987 | 34.846 | 38.3324 | 39.6869 | 34.8095 | 42.3531 | 42.2875 | 42.2482 | 43.7541 | 45.7465 | 45.3861
2023 PG Study Reference Scenario | SDG&E | Com | AppPlug | Com - Retail | Energy Efficiency | Incentives | 15.7848 | 12.6013 | 13.9019 | 14.428 | 12.6816 | 15.4593 | 15.4628 | 15.4749 | 16.0532 | 16.8118 | 16.7068
2023 PG Study Reference Scenario | SDG&E | Com | AppPlug | Com - Retail | Energy Efficiency | Incremental Measure Cost | 36.4107 | 29.6233 | 33.3046 | 35.2214 | 31.5427 | 39.1743 | 39.9165 | 40.6922 | 42.9969 | 45.8627 | 46.4175
2023 PG Study Reference Scenario | SDG&E | Com | AppPlug | Com - Retail | Energy Efficiency | Admin | 69.2597 | 53.6032 | 41.4689 | 32.0714 | 24.7973 | 19.1693 | 14.8161 | 11.4502 | 8.8481 | 6.8365 | 5.2817
2023 PG Study Reference Scenario | SDG&E | Com | AppPlug | Com - Retail | Energy Efficiency | Incentives | 24.9662 | 19.3551 | 14.9996 | 11.6211 | 9.0016 | 6.9715 | 5.3986 | 4.1802 | 3.2366 | 2.5058 | 1.9399
2023 PG Study Reference Scenario | SDG&E | Com | AppPlug | Com - Retail | Energy Efficiency | Incremental Measure Cost | 29.0024 | 22.8576 | 18.0153 | 14.1988 | 11.1905 | 8.8194 | 6.9504 | 5.4773 | 4.3164 | 3.4015 | 2.6806
2023 PG Study Reference Scenario | SDG&E | Com | AppPlug | Com - School | Energy Efficiency | Admin | 444.9585 | 466.8959 | 485.3891 | 500.8651 | 516.2283 | 525.9418 | 534.252 | 541.8971 | 548.7582 | 553.8618 | 558.8268
2023 PG Study Reference Scenario | SDG&E | Com | AppPlug | Com - School | Energy Efficiency | Incentives | 160.4679 | 168.9432 | 176.1282 | 182.1737 | 188.148 | 192.0444 | 195.4171 | 198.5426 | 201.3823 | 203.5814 | 205.736
2023 PG Study Reference Scenario | SDG&E | Com | AppPlug | Com - School | Energy Efficiency | Incremental Measure Cost | 370.2587 | 397.2821 | 422.0931 | 444.8816 | 468.1587 | 486.8437 | 504.6716 | 522.308 | 539.6252 | 555.6235 | 571.873
2023 PG Study Reference Scenario | SDG&E | Com | AppPlug | Com - School | Energy Efficiency | Admin | 51.0952 | 39.5373 | 30.5823 | 23.6483 | 18.2814 | 14.1285 | 10.9134 | 8.4254 | 6.4953 | 4.9202 | 3.8013
2023 PG Study Reference Scenario | SDG&E | Com | AppPlug | Com - School | Energy Efficiency | Incentives | 18.4241 | 14.2801 | 11.0646 | 8.5709 | 6.6376 | 5.1391 | 3.9772 | 3.0765 | 2.3766 | 1.8064 | 1.3981
2023 PG Study Reference Scenario | SDG&E | Com | AppPlug | Com - School | Energy Efficiency | Incremental Measure Cost | 21.424 | 16.8848 | 13.3077 | 10.4885 | 8.2663 | 6.5148 | 5.1341 | 4.0459 | 3.1884 | 2.5126 | 1.98
2023 PG Study Reference Scenario | SDG&E | Com | AppPlug | Com - Warehouse | Energy Efficiency | Admin | 518.5563 | 538.3005 | 554.685 | 569.1751 | 573.6869 | 581.4492 | 584.0037 | 584.9058 | 584.5065 | 583.2841 | 579.0644
2023 PG Study Reference Scenario | SDG&E | Com | AppPlug | Com - Warehouse | Energy Efficiency | Incentives | 187.0564 | 194.8182 | 201.3033 | 207.0442 | 209.11 | 212.3293 | 213.6289 | 214.3117 | 214.5104 | 214.4036 | 213.1924
2023 PG Study Reference Scenario | SDG&E | Com | AppPlug | Com - Warehouse | Energy Efficiency | Incremental Measure Cost | 431.6559 | 458.1765 | 482.4726 | 505.6637 | 520.3635 | 538.3137 | 551.7512 | 563.8395 | 574.8521 | 585.2099 | 592.6511
2023 PG Study Reference Scenario | SDG&E | Com | AppPlug | Com - Warehouse | Energy Efficiency | Admin | 52.3766 | 40.5117 | 31.3168 | 24.1797 | 18.6318 | 14.2225 | 10.7135 | 8.2775 | 6.3953 | 4.941 | 3.8175
2023 PG Study Reference Scenario | SDG&E | Com | AppPlug | Com - Warehouse | Energy Efficiency | Incentives | 18.8888 | 14.6337 | 11.3312 | 8.7646 | 6.7667 | 5.179 | 3.9195 | 3.0329 | 2.3468 | 1.816 | 1.4053
2023 PG Study Reference Scenario | SDG&E | Com | AppPlug | Com - Warehouse | Energy Efficiency | Incremental Measure Cost | 22.0197 | 17.3544 | 13.6779 | 10.7803 | 8.4964 | 6.6961 | 5.2771 | 4.1587 | 3.2773 | 2.5827 | 2.0353
2023 PG Study Reference Scenario | SDG&E | Com | BROs | Com - College | Energy Efficiency | Admin | 110591.9 | 120917.7 | 132038.2 | 144415.8 | 158382.5 | 173902 | 191641.6 | 211160.4 | 328922.9 | 124500.5 | 154952.6
2023 PG Study Reference Scenario | SDG&E | Com | BROs | Com - Grocery | Energy Efficiency | Admin | 410894.9 | 460712.5 | 513883.2 | 573286.2 | 640971.1 | 716656 | 802249.1 | 897269.9 | 1069634 | 1033356 | 1167784
2023 PG Study Reference Scenario | SDG&E | Com | BROs | Com - Health | Energy Efficiency | Admin | 268453.5 | 298022 | 329566.9 | 364580.3 | 403943.8 | 447341.2 | 496220 | 549623.1 | 799131.8 | 414154.7 | 495925.5
2023 PG Study Reference Scenario | SDG&E | Com | BROs | Com - Lodging | Energy Efficiency | Admin | 330723.7 | 370960.1 | 415136.5 | 464643.6 | 520298.8 | 582144.4 | 652577.1 | 730137.2 | 1031169 | 618141 | 733327.1
2023 PG Study Reference Scenario | SDG&E | Com | BROs | Com - Office (Large) | Energy Efficiency | Admin | 672332.6 | 736356.1 | 802612.4 | 875347.6 | 956700.3 | 1046337 | 1149546 | 1261174 | 1781310 | 975082.7 | 1140518
2023 PG Study Reference Scenario | SDG&E | Com | BROs | Com - Office (Small) | Energy Efficiency | Admin | 175344.7 | 193892.9 | 213330.7 | 234865.1 | 259267.5 | 286178.6 | 317124.6 | 350789.8 | 396035.4 | 420689.3 | 466378.2
2023 PG Study Reference Scenario | SDG&E | Com | BROs | Com - Other | Energy Efficiency | Admin | 109552.6 | 124346.3 | 141015 | 159636.1 | 180698.6 | 204090 | 231101.7 | 260825.8 | 317484.1 | 298932.7 | 340452.5
2023 PG Study Reference Scenario | SDG&E | Com | BROs | Com - Refrig. Warehouse | Energy Efficiency | Admin | 1194.811 | 1343.509 | 1510.866 | 1699.088 | 1911.116 | 2149.883 | 2419.077 | 2722.562 | 5574.83 | 0 | 550.6451
2023 PG Study Reference Scenario | SDG&E | Com | BROs | Com - Restaurant | Energy Efficiency | Admin | 250026.4 | 281832.4 | 318223.9 | 359426.8 | 406714.9 | 459912.6 | 520385.3 | 588420.7 | 695391 | 710987.7 | 808310.9
2023 PG Study Reference Scenario | SDG&E | Com | BROs | Com - Retail | Energy Efficiency | Admin | 363436.5 | 405571.5 | 451044.8 | 500910.7 | 556851.6 | 618107.2 | 689275.8 | 766082.1 | 869484.5 | 919256 | 1020446
2023 PG Study Reference Scenario | SDG&E | Com | BROs | Com - School | Energy Efficiency | Admin | 114635.6 | 125356.1 | 136591.2 | 149061 | 163133.9 | 178593.2 | 196603.5 | 216096.7 | 283617.9 | 198345.4 | 226180.3
2023 PG Study Reference Scenario | SDG&E | Com | BROs | Com - Warehouse | Energy Efficiency | Admin | 713.5805 | 808.3554 | 915.767 | 1037.577 | 1175.456 | 1331.789 | 1508.909 | 1709.586 | 3522.982 | 0 | 352.1297
2023 PG Study Reference Scenario | SDG&E | Com | BldgEnv | Com - College | Energy Efficiency | Admin | 99.1971 | 150.5094 | 191.835 | 209.6446 | 207.477 | 208.6327 | 210.048 | 209.8686 | 209.7787 | 174.8751 | 174.7255
2023 PG Study Reference Scenario | SDG&E | Com | BldgEnv | Com - College | Energy Efficiency | Incentives | 35.802 | 55.5833 | 72.4852 | 81.0431 | 82.051 | 84.4011 | 86.9178 | 88.8249 | 103.0218 | 96.1666 | 97.874
2023 PG Study Reference Scenario | SDG&E | Com | BldgEnv | Com - College | Energy Efficiency | Incremental Measure Cost | 71.6041 | 111.1666 | 144.9705 | 162.0863 | 164.1019 | 168.8023 | 173.8357 | 177.6499 | 206.0435 | 192.3331 | 195.748
2023 PG Study Reference Scenario | SDG&E | Com | BldgEnv | Com - College | Energy Efficiency | Admin | 4.5129 | 5.4937 | 5.8274 | 5.6252 | 3.8405 | 5.3233 | 5.0585 | 4.8043 | 4.5545 | 4.3182 | 4.0963
2023 PG Study Reference Scenario | SDG&E | Com | BldgEnv | Com - College | Energy Efficiency | Incentives | 2.5359 | 3.1145 | 3.3304 | 3.2366 | 2.2007 | 2.8898 | 2.7724 | 2.66 | 2.684 | 2.57 | 2.4624
2023 PG Study Reference Scenario | SDG&E | Com | BldgEnv | Com - College | Energy Efficiency | Incremental Measure Cost | 11.455 | 14.3731 | 15.6976 | 15.6116 | 15.1194 | 16.9799 | 16.4948 | 15.9843 | 16.1391 | 15.5629 | 15.0274
2023 PG Study Reference Scenario | SDG&E | Com | BldgEnv | Com - Grocery | Energy Efficiency | Admin | 12.6741 | 4.6645 | 4.4115 | 4.8863 | 2.5055 | 5.8071 | 5.3292 | 5.0807 | 4.6199 | 5.7842 | 5.3623
2023 PG Study Reference Scenario | SDG&E | Com | BldgEnv | Com - Grocery | Energy Efficiency | Incentives | 5.8146 | 2.2011 | 2.1406 | 2.4375 | 1.2847 | 3.0599 | 2.8851 | 2.8255 | 2.913 | 3.6471 | 3.3811
2023 PG Study Reference Scenario | SDG&E | Com | BldgEnv | Com - Grocery | Energy Efficiency | Incremental Measure Cost | 11.6293 | 4.4021 | 4.2812 | 4.875 | 2.5694 | 6.1198 | 5.7702 | 5.6509 | 7.0875 | 9.0512 | 8.5588
2023 PG Study Reference Scenario | SDG&E | Com | BldgEnv | Com - Grocery | Energy Efficiency | Admin | 48.5074 | 54.4152 | 51.6866 | 49.0882 | 46.6197 | 44.2755 | 42.0123 | 39.8683 | 37.6996 | 35.6631 | 33.7799
2023 PG Study Reference Scenario | SDG&E | Com | BldgEnv | Com - Grocery | Energy Efficiency | Incentives | 23.9721 | 25.1459 | 24.0946 | 23.0928 | 22.1411 | 21.2356 | 20.3783 | 19.5617 | 21.927 | 20.9063 | 19.9561
2023 PG Study Reference Scenario | SDG&E | Com | BldgEnv | Com - Grocery | Energy Efficiency | Incremental Measure Cost | 301.1862 | 302.4581 | 293.3878 | 284.5778 | 276.1125 | 267.9638 | 259.8565 | 252.0705 | 272.9097 | 261.563 | 251.5211
2023 PG Study Reference Scenario | SDG&E | Com | BldgEnv | Com - Health | Energy Efficiency | Admin | 413.4941 | 393.8021 | 376.5975 | 371.9886 | 350.0349 | 323.9725 | 256.8358 | 242.4816 | 242.6566 | 264.2432 | 299.2238
2023 PG Study Reference Scenario | SDG&E | Com | BldgEnv | Com - Health | Energy Efficiency | Incentives | 81.989 | 80.7015 | 79.7287 | 81.3251 | 78.9943 | 75.4433 | 61.6939 | 60.0609 | 102.2908 | 111.8408 | 126.8622
2023 PG Study Reference Scenario | SDG&E | Com | BldgEnv | Com - Health | Energy Efficiency | Incremental Measure Cost | 114.6662 | 114.8771 | 115.3906 | 119.5523 | 117.8465 | 114.1226 | 94.557 | 93.2052 | 204.5817 | 227.2704 | 262.5416
2023 PG Study Reference Scenario | SDG&E | Com | BldgEnv | Com - Health | Energy Efficiency | Admin | 82.144 | 77.9791 | 74.0013 | 70.2272 | 66.6563 | 63.2766 | 60.0806 | 57.0525 | 53.9162 | 50.9576 | 48.2254
2023 PG Study Reference Scenario | SDG&E | Com | BldgEnv | Com - Health | Energy Efficiency | Incentives | 24.1693 | 23.1755 | 22.228 | 21.3232 | 20.4605 | 19.6374 | 18.8538 | 18.1054 | 24.1078 | 22.9444 | 21.8621
2023 PG Study Reference Scenario | SDG&E | Com | BldgEnv | Com - Health | Energy Efficiency | Incremental Measure Cost | 256.3195 | 249.254 | 242.393 | 235.7164 | 229.2655 | 223.023 | 217.0352 | 211.2342 | 251.3424 | 240.1142 | 230.2334
2023 PG Study Reference Scenario | SDG&E | Com | BldgEnv | Com - Lodging | Energy Efficiency | Admin | 122.4093 | 179.1557 | 221.0144 | 236.2389 | 225.7535 | 220.4691 | 213.4765 | 207.0075 | 202.4203 | 197.2457 | 190.3037
2023 PG Study Reference Scenario | SDG&E | Com | BldgEnv | Com - Lodging | Energy Efficiency | Incentives | 0 | 0 | 0 | 1.4201 | 3.9525 | 6.4454 | 8.7944 | 11.0536 | 118.7039 | 115.8797 | 112.0082
2023 PG Study Reference Scenario | SDG&E | Com | BldgEnv | Com - Lodging | Energy Efficiency | Incremental Measure Cost | -22.3895 | -28.5635 | -29.9455 | -26.2389 | -19.4508 | -13.3937 | -7.4362 | -1.7385 | 278.3249 | 276.6401 | 272.2477
2023 PG Study Reference Scenario | SDG&E | Com | BldgEnv | Com - Lodging | Energy Efficiency | Admin | 4.9268 | 6.1005 | 1133.717 | 241.5373 | 6.443 | 6.117 | 5.8087 | 5.5165 | 3.6584 | 3.3978 | 3.1734
2023 PG Study Reference Scenario | SDG&E | Com | BldgEnv | Com - Lodging | Energy Efficiency | Incentives | 2.6653 | 3.3245 | 389.7427 | 89.0631 | 3.2001 | 3.0941 | 2.9926 | 2.8949 | 2.2931 | 2.1305 | 1.9904
2023 PG Study Reference Scenario | SDG&E | Com | BldgEnv | Com - Lodging | Energy Efficiency | Incremental Measure Cost | 12.3993 | 15.8688 | 790.6376 | 189.6469 | 19.5471 | 19.1351 | 18.7325 | 18.3357 | 21.8046 | 20.5611 | 19.5247
2023 PG Study Reference Scenario | SDG&E | Com | BldgEnv | Com - Office (Large) | Energy Efficiency | Admin | 290.8429 | 288.2195 | 286.9004 | 285.0674 | 278.8572 | 283.0727 | 285.9884 | 284.2199 | 278.1952 | 276.2376 | 273.1185
2023 PG Study Reference Scenario | SDG&E | Com | BldgEnv | Com - Office (Large) | Energy Efficiency | Incentives | 131.13 | 129.9457 | 129.3539 | 128.532 | 125.7366 | 127.9002 | 129.7545 | 129.4878 | 153.3767 | 152.8388 | 151.6603
2023 PG Study Reference Scenario | SDG&E | Com | BldgEnv | Com - Office (Large) | Energy Efficiency | Incremental Measure Cost | 384.3908 | 392.0956 | 401.6584 | 410.6081 | 413.1542 | 431.2827 | 447.954 | 457.5482 | 631.9042 | 639.8901 | 645.2021
2023 PG Study Reference Scenario | SDG&E | Com | BldgEnv | Com - Office (Large) | Energy Efficiency | Admin | 62.3015 | 59.1451 | 56.1551 | 53.318 | 50.616 | 48.043 | 45.5865 | 43.2506 | 40.7122 | 38.3267 | 36.1598
2023 PG Study Reference Scenario | SDG&E | Com | BldgEnv | Com - Office (Large) | Energy Efficiency | Incentives | 37.8437 | 35.9292 | 34.1153 | 32.3939 | 30.7539 | 29.1976 | 27.7163 | 26.3071 | 25.2653 | 23.7993 | 22.466
2023 PG Study Reference Scenario | SDG&E | Com | BldgEnv | Com - Office (Large) | Energy Efficiency | Incremental Measure Cost | 753.0263 | 730.3906 | 708.5521 | 687.3722 | 666.5016 | 645.9609 | 625.5111 | 605.4986 | 626.2749 | 597.152 | 571.5981
2023 PG Study Reference Scenario | SDG&E | Com | BldgEnv | Com - Office (Small) | Energy Efficiency | Admin | 120.9261 | 120.4987 | 120.1356 | 119.7748 | 119.2091 | 119.0291 | 118.7835 | 118.3751 | 117.8417 | 117.4268 | 116.9643
2023 PG Study Reference Scenario | SDG&E | Com | BldgEnv | Com - Office (Small) | Energy Efficiency | Incentives | 61.6707 | 61.6587 | 61.6833 | 61.7124 | 61.6384 | 61.7657 | 61.8614 | 61.8736 | 65.0039 | 65.0066 | 64.9861
2023 PG Study Reference Scenario | SDG&E | Com | BldgEnv | Com - Office (Small) | Energy Efficiency | Incremental Measure Cost | 212.0635 | 215.991 | 220.101 | 224.2834 | 228.1413 | 232.799 | 237.4045 | 241.746 | 267.9428 | 272.3087 | 276.6298
2023 PG Study Reference Scenario | SDG&E | Com | BldgEnv | Com - Office (Small) | Energy Efficiency | Admin | 28.9682 | 27.5134 | 26.1335 | 24.8234 | 23.5769 | 22.391 | 21.2611 | 20.1869 | 19.1181 | 18.1071 | 17.1619
2023 PG Study Reference Scenario | SDG&E | Com | BldgEnv | Com - Office (Small) | Energy Efficiency | Incentives | 17.827 | 16.9381 | 16.0948 | 15.2938 | 14.5314 | 13.8059 | 13.1143 | 12.4566 | 11.8672 | 11.2449 | 10.6628
2023 PG Study Reference Scenario | SDG&E | Com | BldgEnv | Com - Office (Small) | Energy Efficiency | Incremental Measure Cost | 368.6051 | 357.3101 | 346.3958 | 335.8197 | 325.4863 | 315.3941 | 305.4738 | 295.8094 | 292.0268 | 281.4797 | 271.6476
2023 PG Study Reference Scenario | SDG&E | Com | BldgEnv | Com - Other | Energy Efficiency | Admin | 150.8473 | 151.5559 | 152.5257 | 153.5177 | 152.6926 | 153.6858 | 154.2469 | 154.3682 | 154.4772 | 154.7909 | 154.6433
2023 PG Study Reference Scenario | SDG&E | Com | BldgEnv | Com - Other | Energy Efficiency | Incentives | 70.7112 | 71.301 | 72.0237 | 72.7662 | 72.6532 | 73.4092 | 73.9654 | 74.3142 | 85.2478 | 85.7237 | 85.951
2023 PG Study Reference Scenario | SDG&E | Com | BldgEnv | Com - Other | Energy Efficiency | Incremental Measure Cost | 221.6042 | 228.5304 | 236.0405 | 243.787 | 248.7786 | 256.8592 | 264.4048 | 271.3428 | 351.4995 | 359.2045 | 365.9855
2023 PG Study Reference Scenario | SDG&E | Com | BldgEnv | Com - Other | Energy Efficiency | Admin | 14.3956 | 13.6678 | 12.9781 | 12.3236 | 11.7006 | 11.1076 | 10.5421 | 10.0044 | 9.4331 | 8.8955 | 8.4034
2023 PG Study Reference Scenario | SDG&E | Com | BldgEnv | Com - Other | Energy Efficiency | Incentives | 8.7973 | 8.3558 | 7.9373 | 7.54 | 7.1616 | 6.8013 | 6.4575 | 6.1305 | 5.8606 | 5.5295 | 5.2262
2023 PG Study Reference Scenario | SDG&E | Com | BldgEnv | Com - Other | Energy Efficiency | Incremental Measure Cost | 166.1126 | 161.083 | 156.2258 | 151.5164 | 146.8947 | 142.3631 | 137.8796 | 133.5015 | 135.9323 | 130.1201 | 124.9244
2023 PG Study Reference Scenario | SDG&E | Com | BldgEnv | Com - Refrig. Warehouse | Energy Efficiency | Admin | 1.7375 | 1.7462 | 1.7459 | 1.7285 | 1.745 | 1.7509 | 1.7789 | 1.801 | 1.8419 | 1.8716 | 1.9169
2023 PG Study Reference Scenario | SDG&E | Com | BldgEnv | Com - Refrig. Warehouse | Energy Efficiency | Incentives | 0.89847 | 0.90591 | 0.90884 | 0.90282 | 0.91466 | 0.92094 | 0.93902 | 0.95408 | 1.0165 | 1.0366 | 1.0655
2023 PG Study Reference Scenario | SDG&E | Com | BldgEnv | Com - Refrig. Warehouse | Energy Efficiency | Incremental Measure Cost | 3.1299 | 3.2133 | 3.2821 | 3.3192 | 3.4231 | 3.5082 | 3.6406 | 3.7643 | 4.1917 | 4.3441 | 4.5376
2023 PG Study Reference Scenario | SDG&E | Com | BldgEnv | Com - Refrig. Warehouse | Energy Efficiency | Admin | 0.22196 | 0.21082 | 0.20026 | 0.19023 | 0.18069 | 0.17161 | 0.16296 | 0.15474 | 0.14664 | 0.13897 | 0.13178
2023 PG Study Reference Scenario | SDG&E | Com | BldgEnv | Com - Refrig. Warehouse | Energy Efficiency | Incentives | 0.13723 | 0.13039 | 0.1239 | 0.11773 | 0.11186 | 0.10627 | 0.10095 | 0.095889 | 0.091224 | 0.086487 | 0.082042
2023 PG Study Reference Scenario | SDG&E | Com | BldgEnv | Com - Refrig. Warehouse | Energy Efficiency | Incremental Measure Cost | 2.4706 | 2.3947 | 2.3214 | 2.2504 | 2.1811 | 2.1135 | 2.0472 | 1.9827 | 1.9487 | 1.8812 | 1.8176
2023 PG Study Reference Scenario | SDG&E | Com | BldgEnv | Com - Restaurant | Energy Efficiency | Admin | 6.2815 | 5.8849 | 6.69 | 6.7014 | 6.8211 | 6.6631 | 6.9362 | 7.0903 | 7.3682 | 7.659 | 7.9298
2023 PG Study Reference Scenario | SDG&E | Com | BldgEnv | Com - Restaurant | Energy Efficiency | Incentives | 3.9608 | 3.7107 | 4.2184 | 4.2256 | 4.301 | 4.2014 | 4.3736 | 4.4708 | 4.646 | 4.8294 | 5.0001
2023 PG Study Reference Scenario | SDG&E | Com | BldgEnv | Com - Restaurant | Energy Efficiency | Incremental Measure Cost | 15.1573 | 14.4913 | 16.8112 | 17.1845 | 17.8492 | 17.7924 | 18.9002 | 19.7149 | 21.3384 | 22.6241 | 23.8926
2023 PG Study Reference Scenario | SDG&E | Com | BldgEnv | Com - Restaurant | Energy Efficiency | Admin | 9.6545 | 9.1713 | 8.7127 | 8.2771 | 7.8629 | 7.4688 | 7.0935 | 6.7367 | 6.3931 | 6.0672 | 5.7591
2023 PG Study Reference Scenario | SDG&E | Com | BldgEnv | Com - Restaurant | Energy Efficiency | Incentives | 5.9674 | 5.6707 | 5.3891 | 5.1216 | 4.867 | 4.6248 | 4.3941 | 4.1747 | 3.9692 | 3.7684 | 3.5785
2023 PG Study Reference Scenario | SDG&E | Com | BldgEnv | Com - Restaurant | Energy Efficiency | Incremental Measure Cost | 124.3882 | 120.559 | 116.8567 | 113.2697 | 109.773 | 106.3652 | 103.0276 | 99.7804 | 97.2006 | 94.0066 | 90.9521
2023 PG Study Reference Scenario | SDG&E | Com | BldgEnv | Com - Retail | Energy Efficiency | Admin | 20.4811 | 10.7783 | 12.2552 | 12.112 | 7.6312 | 12.6376 | 11.9062 | 11.3834 | 12.0802 | 13.0805 | 12.4886
2023 PG Study Reference Scenario | SDG&E | Com | BldgEnv | Com - Retail | Energy Efficiency | Incentives | 0 | 0 | 0 | 0 | 0 | 0 | 0 | 0 | 7.617 | 8.2477 | 7.8745
2023 PG Study Reference Scenario | SDG&E | Com | BldgEnv | Com - Retail | Energy Efficiency | Incremental Measure Cost | -523.049 | -274.93 | -312.22 | -308.189 | -193.929 | -320.736 | -301.774 | -288.132 | 21.5656 | 23.8183 | 23.1955
2023 PG Study Reference Scenario | SDG&E | Com | BldgEnv | Com - Retail | Energy Efficiency | Admin | 134.0653 | 127.3626 | 120.9952 | 114.9462 | 109.1997 | 103.7408 | 98.555 | 93.6273 | 65.0346 | 61.64 | 58.4626
2023 PG Study Reference Scenario | SDG&E | Com | BldgEnv | Com - Retail | Energy Efficiency | Incentives | 0 | 0 | 0 | 0 | 0 | 0 | 0 | 0 | 37.9212 | 36.2731 | 34.7118
2023 PG Study Reference Scenario | SDG&E | Com | BldgEnv | Com - Retail | Energy Efficiency | Incremental Measure Cost | -6787.91 | -6427.45 | -6085.7 | -5761.69 | -5454.54 | -5163.38 | -4887.45 | -4625.37 | 521.425 | 502.9018 | 485.7865
2023 PG Study Reference Scenario | SDG&E | Com | BldgEnv | Com - School | Energy Efficiency | Admin | 125.1224 | 125.3079 | 125.3686 | 125.4823 | 126.2766 | 126.2659 | 126.3948 | 126.7334 | 127.1865 | 127.4597 | 127.8988
2023 PG Study Reference Scenario | SDG&E | Com | BldgEnv | Com - School | Energy Efficiency | Incentives | 64.1305 | 64.4407 | 64.6925 | 64.9767 | 65.6195 | 65.8487 | 66.1544 | 66.5732 | 70.1148 | 70.5176 | 71.0189
2023 PG Study Reference Scenario | SDG&E | Com | BldgEnv | Com - School | Energy Efficiency | Incremental Measure Cost | 220.1491 | 225.3333 | 230.4051 | 235.6826 | 242.3774 | 247.657 | 253.3148 | 259.5077 | 288.8446 | 295.2186 | 302.1235
2023 PG Study Reference Scenario | SDG&E | Com | BldgEnv | Com - School | Energy Efficiency | Admin | 8.8026 | 8.3604 | 7.9411 | 7.543 | 7.1642 | 6.8037 | 6.4601 | 6.1334 | 5.8076 | 5.4995 | 5.2117
2023 PG Study Reference Scenario | SDG&E | Com | BldgEnv | Com - School | Energy Efficiency | Incentives | 5.4315 | 5.1604 | 4.9033 | 4.6591 | 4.4267 | 4.2054 | 3.9944 | 3.7938 | 3.6097 | 3.4196 | 3.242
2023 PG Study Reference Scenario | SDG&E | Com | BldgEnv | Com - School | Energy Efficiency | Incremental Measure Cost | 103.3003 | 100.1334 | 97.074 | 94.1096 | 91.2118 | 88.3805 | 85.5952 | 82.8809 | 81.728 | 78.7669 | 76.0082
2023 PG Study Reference Scenario | SDG&E | Com | BldgEnv | Com - Warehouse | Energy Efficiency | Admin | 332.2395 | 329.3495 | 326.7965 | 325.4571 | 320.461 | 318.9032 | 315.7331 | 312.6291 | 309.6166 | 306.489 | 302.3185
2023 PG Study Reference Scenario | SDG&E | Com | BldgEnv | Com - Warehouse | Energy Efficiency | Incentives | 130.0088 | 134.6408 | 139.4389 | 144.8064 | 145.7746 | 145.0672 | 143.6172 | 142.1813 | 171.1021 | 169.9466 | 168.213
2023 PG Study Reference Scenario | SDG&E | Com | BldgEnv | Com - Warehouse | Energy Efficiency | Incremental Measure Cost | 180.4067 | 191.4568 | 202.7766 | 214.9671 | 224.7485 | 236.9047 | 247.8971 | 258.8838 | 695.7254 | 702.252 | 706.3338
2023 PG Study Reference Scenario | SDG&E | Com | BldgEnv | Com - Warehouse | Energy Efficiency | Admin | 27.1795 | 25.7583 | 24.4233 | 27.3186 | 25.9224 | 24.5837 | 23.2917 | 22.0597 | 17.3933 | 16.1246 | 15.0252
2023 PG Study Reference Scenario | SDG&E | Com | BldgEnv | Com - Warehouse | Energy Efficiency | Incentives | 14.3345 | 13.7694 | 13.2346 | 14.2546 | 13.7427 | 13.2129 | 12.6924 | 12.1904 | 10.7947 | 10.0163 | 9.3405
2023 PG Study Reference Scenario | SDG&E | Com | BldgEnv | Com - Warehouse | Energy Efficiency | Incremental Measure Cost | 287.3054 | 278.524 | 270.2917 | 269.3171 | 261.3927 | 253.3063 | 244.8104 | 236.3688 | 259.2184 | 240.6159 | 225.492
2023 PG Study Reference Scenario | SDG&E | Com | ComRefrig | Com - College | Energy Efficiency | Admin | 2.7033 | 2.9061 | 3.0702 | 3.2549 | 3.3183 | 3.4217 | 0 | 0 | 0 | 0 | 0
2023 PG Study Reference Scenario | SDG&E | Com | ComRefrig | Com - College | Energy Efficiency | Incentives | 0.97353 | 1.0466 | 1.1056 | 1.1722 | 1.195 | 1.2322 | 0 | 0 | 0 | 0 | 0
2023 PG Study Reference Scenario | SDG&E | Com | ComRefrig | Com - College | Energy Efficiency | Incremental Measure Cost | 10.5322 | 11.5488 | 12.4446 | 13.4573 | 13.9936 | 14.7184 | 0 | 0 | 0 | 0 | 0
2023 PG Study Reference Scenario | SDG&E | Com | ComRefrig | Com - College | Energy Efficiency | Admin | 1024.715 | 422.8094 | 73.8374 | 7.0712 | 6.6246 | 6.2062 | 5.8142 | 5.447 | 5.1031 | 4.7808 | 4.4789
2023 PG Study Reference Scenario | SDG&E | Com | ComRefrig | Com - College | Energy Efficiency | Incentives | 369.0234 | 152.2633 | 26.5905 | 2.5465 | 2.3857 | 2.235 | 2.0938 | 1.9616 | 1.8377 | 1.7217 | 1.613
2023 PG Study Reference Scenario | SDG&E | Com | ComRefrig | Com - College | Energy Efficiency | Incremental Measure Cost | 4414.551 | 1900.39 | 320.4926 | 12.3038 | 11.7551 | 11.2309 | 10.73 | 10.2516 | 9.7945 | 9.3578 | 8.9406
2023 PG Study Reference Scenario | SDG&E | Com | ComRefrig | Com - College | Energy Efficiency | Admin | 12.1645 | 13.1557 | 13.9822 | 14.6481 | 15.1627 | 0 | 0 | 0 | 0 | 0 | 0
2023 PG Study Reference Scenario | SDG&E | Com | ComRefrig | Com - College | Energy Efficiency | Incentives | 4.3807 | 4.7377 | 5.0353 | 5.2751 | 5.4604 | 0 | 0 | 0 | 0 | 0 | 0
2023 PG Study Reference Scenario | SDG&E | Com | ComRefrig | Com - College | Energy Efficiency | Incremental Measure Cost | 47.393 | 52.2798 | 56.6758 | 60.5623 | 63.9438 | 0 | 0 | 0 | 0 | 0 | 0
2023 PG Study Reference Scenario | SDG&E | Com | ComRefrig | Com - Grocery | Energy Efficiency | Admin | 437199.9 | 267271 | 141742.1 | 63638.49 | 36627.6 | 22571.27 | 13988.74 | 10511.54 | 9847.605 | 9225.626 | 8642.955
2023 PG Study Reference Scenario | SDG&E | Com | ComRefrig | Com - Grocery | Energy Efficiency | Incentives | 157445.7 | 96250.37 | 51044.58 | 22917.67 | 13190.43 | 8128.431 | 5037.666 | 3785.447 | 3546.347 | 3322.359 | 3112.525
2023 PG Study Reference Scenario | SDG&E | Com | ComRefrig | Com - Grocery | Energy Efficiency | Incremental Measure Cost | 1032223 | 721503.3 | 448346.1 | 243813 | 137817.8 | 73863.78 | 34629.74 | 19799.38 | 18916.32 | 18072.69 | 17266.75
2023 PG Study Reference Scenario | SDG&E | Com | ComRefrig | Com - Grocery | Energy Efficiency | Admin | 15626.16 | 16679.59 | 17518.47 | 18141.65 | 18567.91 | 0 | 0 | 0 | 0 | 0 | 0
2023 PG Study Reference Scenario | SDG&E | Com | ComRefrig | Com - Grocery | Energy Efficiency | Incentives | 5627.338 | 6006.701 | 6308.801 | 6533.222 | 6686.729 | 0 | 0 | 0 | 0 | 0 | 0
2023 PG Study Reference Scenario | SDG&E | Com | ComRefrig | Com - Grocery | Energy Efficiency | Incremental Measure Cost | 60879.77 | 66283.6 | 71009.6 | 75006.33 | 78304.07 | 0 | 0 | 0 | 0 | 0 | 0
2023 PG Study Reference Scenario | SDG&E | Com | ComRefrig | Com - Lodging | Energy Efficiency | Admin | 2159.423 | 1064.111 | 296.589 | 0 | 0 | 0 | 0 | 0 | 0 | 0 | 0
2023 PG Study Reference Scenario | SDG&E | Com | ComRefrig | Com - Lodging | Energy Efficiency | Incentives | 777.6577 | 383.2107 | 106.8085 | 0 | 0 | 0 | 0 | 0 | 0 | 0 | 0
2023 PG Study Reference Scenario | SDG&E | Com | ComRefrig | Com - Lodging | Energy Efficiency | Incremental Measure Cost | 9631.636 | 4841.159 | 1376.314 | 0 | 0 | 0 | 0 | 0 | 0 | 0 | 0
2023 PG Study Reference Scenario | SDG&E | Com | ComRefrig | Com - Other | Energy Efficiency | Admin | 2250.404 | 1590.527 | 917.102 | 412.2458 | 106.5237 | 0 | 0 | 0 | 0 | 0 | 0
2023 PG Study Reference Scenario | SDG&E | Com | ComRefrig | Com - Other | Energy Efficiency | Incentives | 810.4219 | 572.785 | 330.2694 | 148.4591 | 38.3616 | 0 | 0 | 0 | 0 | 0 | 0
2023 PG Study Reference Scenario | SDG&E | Com | ComRefrig | Com - Other | Energy Efficiency | Incremental Measure Cost | 10037.44 | 7236.08 | 4255.79 | 1951.277 | 514.2914 | 0 | 0 | 0 | 0 | 0 | 0
2023 PG Study Reference Scenario | SDG&E | Com | ComRefrig | Com - Refrig. Warehouse | Energy Efficiency | Admin | 0.34018 | 0.37366 | 0.40093 | 0.41893 | 0.44004 | 0.45399 | 0 | 0 | 0 | 0 | 0
2023 PG Study Reference Scenario | SDG&E | Com | ComRefrig | Com - Refrig. Warehouse | Energy Efficiency | Incentives | 0.12251 | 0.13456 | 0.14438 | 0.15087 | 0.15847 | 0.16349 | 0 | 0 | 0 | 0 | 0
2023 PG Study Reference Scenario | SDG&E | Com | ComRefrig | Com - Refrig. Warehouse | Energy Efficiency | Incremental Measure Cost | 1.3253 | 1.4849 | 1.6251 | 1.7321 | 1.8557 | 1.9529 | 0 | 0 | 0 | 0 | 0
2023 PG Study Reference Scenario | SDG&E | Com | ComRefrig | Com - Refrig. Warehouse | Energy Efficiency | Admin | 2114.56 | 1320.869 | 644.6805 | 199.7785 | 2.3507 | 2.2022 | 2.0631 | 1.9328 | 1.8108 | 1.6964 | 1.5893
2023 PG Study Reference Scenario | SDG&E | Com | ComRefrig | Com - Refrig. Warehouse | Energy Efficiency | Incentives | 761.5013 | 475.6752 | 232.1642 | 71.9448 | 0.84652 | 0.79306 | 0.74297 | 0.69605 | 0.6521 | 0.61092 | 0.57234
2023 PG Study Reference Scenario | SDG&E | Com | ComRefrig | Com - Refrig. Warehouse | Energy Efficiency | Incremental Measure Cost | 9346.393 | 5981.789 | 2983.765 | 938.0977 | 4.1707 | 3.9847 | 3.807 | 3.6373 | 3.4751 | 3.3202 | 3.1722
2023 PG Study Reference Scenario | SDG&E | Com | ComRefrig | Com - Refrig. Warehouse | Energy Efficiency | Admin | 3.4027 | 3.65 | 3.8513 | 4.0057 | 4.1183 | 0 | 0 | 0 | 0 | 0 | 0
2023 PG Study Reference Scenario | SDG&E | Com | ComRefrig | Com - Refrig. Warehouse | Energy Efficiency | Incentives | 1.2254 | 1.3144 | 1.3869 | 1.4426 | 1.4831 | 0 | 0 | 0 | 0 | 0 | 0
2023 PG Study Reference Scenario | SDG&E | Com | ComRefrig | Com - Refrig. Warehouse | Energy Efficiency | Incremental Measure Cost | 13.257 | 14.5049 | 15.6108 | 16.5616 | 17.3674 | 0 | 0 | 0 | 0 | 0 | 0
2023 PG Study Reference Scenario | SDG&E | Com | ComRefrig | Com - Restaurant | Energy Efficiency | Admin | 21549.19 | 9558.897 | 2954.402 | 419.2702 | 392.7885 | 367.9804 | 344.7401 | 322.9684 | 302.5724 | 283.4652 | 265.5654
2023 PG Study Reference Scenario | SDG&E | Com | ComRefrig | Com - Restaurant | Energy Efficiency | Incentives | 7760.356 | 3442.377 | 1063.947 | 150.9888 | 141.4521 | 132.5181 | 124.1488 | 116.3083 | 108.9632 | 102.0823 | 95.6362
2023 PG Study Reference Scenario | SDG&E | Com | ComRefrig | Com - Restaurant | Energy Efficiency | Incremental Measure Cost | 88421.81 | 42113.94 | 12396.61 | 729.5102 | 696.9749 | 665.8927 | 636.1987 | 607.8307 | 580.7295 | 554.8384 | 530.1032
2023 PG Study Reference Scenario | SDG&E | Com | ComRefrig | Com - Restaurant | Energy Efficiency | Admin | 569.9101 | 603.868 | 629.5943 | 647.2661 | 657.7543 | 0 | 0 | 0 | 0 | 0 | 0
2023 PG Study Reference Scenario | SDG&E | Com | ComRefrig | Com - Restaurant | Energy Efficiency | Incentives | 205.2376 | 217.4666 | 226.7313 | 233.0953 | 236.8723 | 0 | 0 | 0 | 0 | 0 | 0
2023 PG Study Reference Scenario | SDG&E | Com | ComRefrig | Com - Restaurant | Energy Efficiency | Incremental Measure Cost | 2220.378 | 2399.732 | 2552.006 | 2676.11 | 2773.863 | 0 | 0 | 0 | 0 | 0 | 0
2023 PG Study Reference Scenario | SDG&E | Com | ComRefrig | Com - Retail | Energy Efficiency | Admin | 180695.5 | 105018.2 | 50302.2 | 19483.59 | 10077.47 | 5210.106 | 4463.01 | 4181.11 | 3917.026 | 3669.631 | 3437.871
2023 PG Study Reference Scenario | SDG&E | Com | ComRefrig | Com - Retail | Energy Efficiency | Incentives | 65072.58 | 37819.46 | 18114.97 | 7016.485 | 3629.126 | 1876.278 | 1607.232 | 1505.713 | 1410.61 | 1321.518 | 1238.056
2023 PG Study Reference Scenario | SDG&E | Com | ComRefrig | Com - Retail | Energy Efficiency | Incremental Measure Cost | 470442.4 | 306683.3 | 167154.5 | 74607.78 | 33132.37 | 10824.12 | 8242.114 | 7874.503 | 7523.311 | 7187.804 | 6867.282
2023 PG Study Reference Scenario | SDG&E | Com | ComRefrig | Com - Retail | Energy Efficiency | Admin | 6222.825 | 6640.675 | 6973.421 | 7220.438 | 7388.99 | 0 | 0 | 0 | 0 | 0 | 0
2023 PG Study Reference Scenario | SDG&E | Com | ComRefrig | Com - Retail | Energy Efficiency | Incentives | 2240.981 | 2391.459 | 2511.288 | 2600.245 | 2660.944 | 0 | 0 | 0 | 0 | 0 | 0
2023 PG Study Reference Scenario | SDG&E | Com | ComRefrig | Com - Retail | Energy Efficiency | Incremental Measure Cost | 24244.22 | 26389.61 | 28266.16 | 29852.77 | 31160.64 | 0 | 0 | 0 | 0 | 0 | 0
2023 PG Study Reference Scenario | SDG&E | Com | ComRefrig | Com - School | Energy Efficiency | Admin | 4.2892 | 4.6903 | 5.0262 | 5.2964 | 5.5299 | 5.6703 | 0 | 0 | 0 | 0 | 0
2023 PG Study Reference Scenario | SDG&E | Com | ComRefrig | Com - School | Energy Efficiency | Incentives | 1.5446 | 1.6891 | 1.81 | 1.9074 | 1.9914 | 2.042 | 0 | 0 | 0 | 0 | 0
2023 PG Study Reference Scenario | SDG&E | Com | ComRefrig | Com - School | Energy Efficiency | Incremental Measure Cost | 16.7108 | 18.6388 | 20.3731 | 21.8979 | 23.3204 | 24.3908 | 0 | 0 | 0 | 0 | 0
2023 PG Study Reference Scenario | SDG&E | Com | ComRefrig | Com - School | Energy Efficiency | Admin | 2260.122 | 1107.185 | 359.5678 | 13.1131 | 12.2847 | 11.5088 | 10.7818 | 10.1008 | 9.4629 | 8.8652 | 8.3054
2023 PG Study Reference Scenario | SDG&E | Com | ComRefrig | Com - School | Energy Efficiency | Incentives | 813.9214 | 398.7225 | 129.4886 | 4.7223 | 4.424 | 4.1446 | 3.8828 | 3.6375 | 3.4078 | 3.1926 | 2.991
2023 PG Study Reference Scenario | SDG&E | Com | ComRefrig | Com - School | Energy Efficiency | Incremental Measure Cost | 9852.602 | 4994.068 | 1627.506 | 22.8282 | 21.8099 | 20.8371 | 19.9077 | 19.0199 | 18.1717 | 17.3613 | 16.5872
2023 PG Study Reference Scenario | SDG&E | Com | ComRefrig | Com - School | Energy Efficiency | Admin | 21.9587 | 23.7274 | 25.2025 | 26.3815 | 27.2963 | 0 | 0 | 0 | 0 | 0 | 0
2023 PG Study Reference Scenario | SDG&E | Com | ComRefrig | Com - School | Energy Efficiency | Incentives | 7.9078 | 8.5448 | 9.076 | 9.5006 | 9.83 | 0 | 0 | 0 | 0 | 0 | 0
2023 PG Study Reference Scenario | SDG&E | Com | ComRefrig | Com - School | Energy Efficiency | Incremental Measure Cost | 85.5512 | 94.2912 | 102.1563 | 109.0739 | 115.1132 | 0 | 0 | 0 | 0 | 0 | 0
2023 PG Study Reference Scenario | SDG&E | Com | Data Center | Com - Office (Large) | Energy Efficiency | Admin | 1343.097 | 1345.247 | 1353.137 | 1358.333 | 1342.166 | 1376.068 | 1403.971 | 1409.004 | 1392.525 | 1396.482 | 1394.197
2023 PG Study Reference Scenario | SDG&E | Com | Data Center | Com - Office (Large) | Energy Efficiency | Incentives | 731.6811 | 732.8525 | 737.1511 | 739.9818 | 731.1742 | 749.6429 | 764.8436 | 767.5858 | 758.6082 | 760.7637 | 759.5193
2023 PG Study Reference Scenario | SDG&E | Com | Data Center | Com - Office (Large) | Energy Efficiency | Incremental Measure Cost | 2960.831 | 3025.42 | 3104.541 | 3179.282 | 3204.732 | 3351.848 | 3488.656 | 3571.62 | 3615.885 | 3698.72 | 3766.55
2023 PG Study Reference Scenario | SDG&E | Com | Data Center | Com - Office (Large) | Energy Efficiency | Admin | 1187.288 | 1154.35 | 1124.038 | 1096.091 | 228.3441 | 220.4343 | 213.121 | 206.3381 | 200.0251 | 194.1282 | 188.5994
2023 PG Study Reference Scenario | SDG&E | Com | Data Center | Com - Office (Large) | Energy Efficiency | Incentives | 646.8012 | 628.8574 | 612.344 | 597.1193 | 124.3954 | 120.0864 | 116.1023 | 112.4072 | 108.968 | 105.7555 | 102.7436
2023 PG Study Reference Scenario | SDG&E | Com | Data Center | Com - Office (Large) | Energy Efficiency | Incremental Measure Cost | 2563.96 | 2543.134 | 2526.342 | 2513.275 | 524.4722 | 516.7771 | 509.9946 | 504.0305 | 503.6139 | 498.7233 | 494.4064
2023 PG Study Reference Scenario | SDG&E | Com | Data Center | Com - Office (Large) | Energy Efficiency | Admin | 326.1081 | 332.1959 | 338.2008 | 344.1206 | 349.8947 | 355.6845 | 361.4767 | 367.2081 | 372.813 | 378.3642 | 383.8487
2023 PG Study Reference Scenario | SDG&E | Com | Data Center | Com - Office (Large) | Energy Efficiency | Incentives | 177.6545 | 180.971 | 184.2422 | 187.4672 | 190.6128 | 193.7669 | 196.9223 | 200.0446 | 203.098 | 206.1222 | 209.11
2023 PG Study Reference Scenario | SDG&E | Com | Data Center | Com - Office (Large) | Energy Efficiency | Incremental Measure Cost | 1046.209 | 1087.651 | 1130.066 | 1173.461 | 1217.643 | 1263.186 | 1310.08 | 1358.129 | 1440.583 | 1491.274 | 1543.148
2023 PG Study Reference Scenario | SDG&E | Com | Data Center | Com - Other | Energy Efficiency | Admin | 1062.702 | 1078.883 | 1096.936 | 1115.202 | 1120.187 | 1138.506 | 1153.712 | 1165.722 | 1177.62 | 1191.4 | 1201.545
2023 PG Study Reference Scenario | SDG&E | Com | Data Center | Com - Other | Energy Efficiency | Incentives | 578.9302 | 587.7453 | 597.5796 | 607.5304 | 610.2463 | 620.2261 | 628.5097 | 635.0525 | 641.5344 | 649.041 | 654.5681
2023 PG Study Reference Scenario | SDG&E | Com | Data Center | Com - Other | Energy Efficiency | Incremental Measure Cost | 2310.141 | 2393.436 | 2483.366 | 2576.423 | 2640.895 | 2738.961 | 2832.246 | 2920.153 | 3057.886 | 3155.567 | 3246.105
2023 PG Study Reference Scenario | SDG&E | Com | Data Center | Com - Other | Energy Efficiency | Admin | 726.1809 | 705.3237 | 685.9008 | 667.7569 | 135.9952 | 130.6719 | 125.6833 | 120.991 | 116.5601 | 112.3606 | 108.3657
2023 PG Study Reference Scenario | SDG&E | Com | Data Center | Com - Other | Energy Efficiency | Incentives | 395.6029 | 384.2405 | 373.6594 | 363.7751 | 74.0863 | 71.1864 | 68.4687 | 65.9125 | 63.4987 | 61.2109 | 59.0346
2023 PG Study Reference Scenario | SDG&E | Com | Data Center | Com - Other | Energy Efficiency | Incremental Measure Cost | 1555.852 | 1542.264 | 1530.686 | 1520.915 | 302.6931 | 297.3627 | 292.467 | 287.9488 | 293.6523 | 288.8829 | 284.3458
2023 PG Study Reference Scenario | SDG&E | Com | Data Center | Com - Other | Energy Efficiency | Admin | 194.7062 | 198.942 | 203.1795 | 207.4232 | 211.6356 | 215.8612 | 220.0931 | 224.3258 | 228.5503 | 232.7868 | 237.0301
2023 PG Study Reference Scenario | SDG&E | Com | Data Center | Com - Other | Energy Efficiency | Incentives | 106.0704 | 108.378 | 110.6865 | 112.9983 | 115.2931 | 117.5951 | 119.9005 | 122.2064 | 124.5078 | 126.8157 | 129.1273
2023 PG Study Reference Scenario | SDG&E | Com | Data Center | Com - Other | Energy Efficiency | Incremental Measure Cost | 576.6686 | 602.336 | 628.8356 | 656.2039 | 684.3439 | 713.4195 | 743.4341 | 774.3947 | 883.1392 | 917.4995 | 952.9085
2023 PG Study Reference Scenario | SDG&E | Com | FoodServ | Com - College | Energy Efficiency | Admin | 1663.315 | 1750.843 | 1857.575 | 2108.614 | 2187.635 | 2314.246 | 2443.642 | 2602.728 | 2715.805 | 2714.194 | 2814.856
2023 PG Study Reference Scenario | SDG&E | Com | FoodServ | Com - College | Energy Efficiency | Incentives | 637.3137 | 673.3397 | 717.9595 | 823.7077 | 857.1593 | 909.3345 | 962.8066 | 1030.097 | 1077.631 | 1079.758 | 1122.618
2023 PG Study Reference Scenario | SDG&E | Com | FoodServ | Com - College | Energy Efficiency | Incremental Measure Cost | 2555.478 | 2764.321 | 3023.498 | 3559.332 | 3791.759 | 4117.297 | 4460.876 | 5034.043 | 5387.417 | 5520.129 | 5867.762
2023 PG Study Reference Scenario | SDG&E | Com | FoodServ | Com - College | Energy Efficiency | Admin | 4890.649 | 5290.629 | 5696.587 | 6019.169 | 6425.781 | 6829.538 | 7284.051 | 7682.735 | 8108.91 | 8565.224 | 9027.858
2023 PG Study Reference Scenario | SDG&E | Com | FoodServ | Com - College | Energy Efficiency | Incentives | 1809.264 | 1969.991 | 2134.307 | 2263.579 | 2429.021 | 2593.601 | 2780.808 | 2944.483 | 3113.982 | 3289.874 | 3472.118
2023 PG Study Reference Scenario | SDG&E | Com | FoodServ | Com - College | Energy Efficiency | Incremental Measure Cost | 5374.944 | 6017.98 | 6685.14 | 7210.836 | 7870.993 | 8550.094 | 9520.117 | 10258.86 | 11033.51 | 11841.9 | 12707.88
2023 PG Study Reference Scenario | SDG&E | Com | FoodServ | Com - College | Fuel Substitution | Admin | 24.3221 | 24.9427 | 25.366 | 27.1938 | 40.6753 | 55.1403 | 70.4524 | 86.0987 | 101.8194 | 117.7379 | 135.4174
2023 PG Study Reference Scenario | SDG&E | Com | FoodServ | Com - College | Fuel Substitution | Incentives | 33.344 | 34.0555 | 34.5116 | 36.3815 | 49.9805 | 64.707 | 80.2267 | 95.6213 | 110.5722 | 125.2067 | 141.8543
2023 PG Study Reference Scenario | SDG&E | Com | FoodServ | Com - College | Fuel Substitution | Incremental Measure Cost | 42.3135 | 43.394 | 44.1258 | 47.7085 | 74.6414 | 103.5834 | 134.2614 | 165.6501 | 195.198 | 222.2794 | 252.8692
2023 PG Study Reference Scenario | SDG&E | Com | FoodServ | Com - Grocery | Energy Efficiency | Admin | 1149.037 | 823.6515 | 883.5388 | 1157.644 | 1040.93 | 1363.214 | 1398.909 | 1469.261 | 1489.354 | 1665.482 | 1689.546
2023 PG Study Reference Scenario | SDG&E | Com | FoodServ | Com - Grocery | Energy Efficiency | Incentives | 456.0219 | 328.1483 | 353.5691 | 470.4579 | 424.0577 | 555.948 | 571.5008 | 601.7846 | 610.984 | 684.1386 | 695.0837
2023 PG Study Reference Scenario | SDG&E | Com | FoodServ | Com - Grocery | Energy Efficiency | Incremental Measure Cost | 1432.213 | 1050.74 | 1171.267 | 1682.856 | 1552.436 | 2084.021 | 2191.406 | 2440.457 | 2533.384 | 2900.549 | 3011.307
2023 PG Study Reference Scenario | SDG&E | Com | FoodServ | Com - Grocery | Energy Efficiency | Admin | 37647.34 | 40268.73 | 43084.94 | 44885.23 | 46623.78 | 50590.89 | 54464.77 | 57847.55 | 61015.51 | 64004.19 | 66816.82
2023 PG Study Reference Scenario | SDG&E | Com | FoodServ | Com - Grocery | Energy Efficiency | Incentives | 14758.12 | 15851.04 | 17034.19 | 17784.35 | 18506.05 | 20195.96 | 21849.97 | 23295.33 | 24651.63 | 25933.84 | 27143.51
2023 PG Study Reference Scenario | SDG&E | Com | FoodServ | Com - Grocery | Energy Efficiency | Incremental Measure Cost | 39385.92 | 43627.3 | 48365.96 | 51379.85 | 54421.38 | 60663.1 | 68022.55 | 74031.07 | 79974.42 | 85896.14 | 91795.14
2023 PG Study Reference Scenario | SDG&E | Com | FoodServ | Com - Grocery | Fuel Substitution | Admin | 282.0896 | 290.6487 | 296.5624 | 300.9341 | 307.1766 | 590.8211 | 866.6455 | 1146.907 | 1430.824 | 1717.347 | 2005.108
2023 PG Study Reference Scenario | SDG&E | Com | FoodServ | Com - Grocery | Fuel Substitution | Incentives | 343.5423 | 349.9251 | 353.193 | 354.6523 | 357.8518 | 636.9205 | 897.2625 | 1156.119 | 1411.295 | 1659.626 | 1899.505
2023 PG Study Reference Scenario | SDG&E | Com | FoodServ | Com - Grocery | Fuel Substitution | Incremental Measure Cost | 531.259 | 547.14 | 557.9246 | 565.8032 | 577.5926 | 1144.352 | 1695.641 | 2255.975 | 2823.794 | 3396.997 | 3972.849
2023 PG Study Reference Scenario | SDG&E | Com | FoodServ | Com - Health | Energy Efficiency | Admin | 3990.322 | 4070.436 | 4184.238 | 4899.842 | 4883.331 | 4766.451 | 3970.563 | 3986.396 | 4168.823 | 4734.545 | 5580.906
2023 PG Study Reference Scenario | SDG&E | Com | FoodServ | Com - Health | Energy Efficiency | Incentives | 1477.476 | 1514.069 | 1565.717 | 1871.455 | 1872.588 | 1834.625 | 1533.751 | 1547.895 | 1624.088 | 1850.452 | 2188.193
2023 PG Study Reference Scenario | SDG&E | Com | FoodServ | Com - Health | Energy Efficiency | Incremental Measure Cost | 5555.183 | 5824.687 | 6180.232 | 7655.802 | 7842.031 | 7863.58 | 6726.248 | 7134.725 | 7655.802 | 8917.726 | 10777.52
2023 PG Study Reference Scenario | SDG&E | Com | FoodServ | Com - Health | Energy Efficiency | Admin | 14480.26 | 15725.12 | 17139.98 | 18173.88 | 19347.64 | 20913.17 | 22496.67 | 23915.03 | 25297.67 | 26669.04 | 28297.9
2023 PG Study Reference Scenario | SDG&E | Com | FoodServ | Com - Health | Energy Efficiency | Incentives | 5139.063 | 5623.347 | 6185.743 | 6587.45 | 7051.506 | 7688.769 | 8340.186 | 8923.688 | 9494.574 | 10062.28 | 10694.53
2023 PG Study Reference Scenario | SDG&E | Com | FoodServ | Com - Health | Energy Efficiency | Incremental Measure Cost | 13812.74 | 15549.9 | 17656.84 | 19116.62 | 20823.37 | 23145.03 | 26055.38 | 28392.69 | 30771.32 | 33227.07 | 35912.11
2023 PG Study Reference Scenario | SDG&E | Com | FoodServ | Com - Health | Fuel Substitution | Admin | 82.5974 | 85.6909 | 88.0644 | 89.9994 | 111.3463 | 186.347 | 262.9608 | 343.5251 | 426.0417 | 509.9335 | 595.3874
2023 PG Study Reference Scenario | SDG&E | Com | FoodServ | Com - Health | Fuel Substitution | Incentives | 104.8081 | 107.7942 | 109.9019 | 111.4661 | 132.6613 | 206.4004 | 279.7731 | 356.1027 | 431.7293 | 505.9224 | 578.8535
2023 PG Study Reference Scenario | SDG&E | Com | FoodServ | Com - Health | Fuel Substitution | Incremental Measure Cost | 136.8548 | 141.8423 | 145.5548 | 148.5431 | 190.505 | 339.9347 | 492.7605 | 653.6538 | 818.6201 | 986.5037 | 1142.32
2023 PG Study Reference Scenario | SDG&E | Com | FoodServ | Com - Lodging | Energy Efficiency | Admin | 4387.002 | 4451.221 | 4529.489 | 5565.153 | 5594.35 | 5763.378 | 5864.895 | 6133.577 | 6268.641 | 6371.155 | 6399.196
2023 PG Study Reference Scenario | SDG&E | Com | FoodServ | Com - Lodging | Energy Efficiency | Incentives | 1673.002 | 1703.974 | 1741.202 | 2187.516 | 2205.894 | 2278.981 | 2325.308 | 2444.334 | 2504.185 | 2551.115 | 2568.246
2023 PG Study Reference Scenario | SDG&E | Com | FoodServ | Com - Lodging | Energy Efficiency | Incremental Measure Cost | 5894.83 | 6143.348 | 6431.997 | 8520.122 | 8799.656 | 9308.508 | 9720.715 | 11035.01 | 11566.38 | 12050.53 | 12402.3
2023 PG Study Reference Scenario | SDG&E | Com | FoodServ | Com - Lodging | Energy Efficiency | Admin | 14046.76 | 14997.79 | 16566.29 | 17773.4 | 19381.26 | 20937.83 | 22644.24 | 24061.14 | 25542.93 | 27039.16 | 28547.92
2023 PG Study Reference Scenario | SDG&E | Com | FoodServ | Com - Lodging | Energy Efficiency | Incentives | 5192.463 | 5569.657 | 6218.521 | 6714.419 | 7382.483 | 8029.595 | 8744.129 | 9335.59 | 9932.768 | 10527.8 | 11138.03
2023 PG Study Reference Scenario | SDG&E | Com | FoodServ | Com - Lodging | Energy Efficiency | Incremental Measure Cost | 13662.03 | 14963.2 | 17494.1 | 19253.09 | 21642.6 | 24053.36 | 27616.6 | 30103.19 | 32668.97 | 35300.32 | 38126.57
2023 PG Study Reference Scenario | SDG&E | Com | FoodServ | Com - Lodging | Fuel Substitution | Admin | 78.551 | 79.7449 | 80.1073 | 119.8557 | 218.8141 | 322.7951 | 427.2119 | 531.7441 | 636.925 | 743.4021 | 856.7784
2023 PG Study Reference Scenario | SDG&E | Com | FoodServ | Com - Lodging | Fuel Substitution | Incentives | 96.3243 | 96.7305 | 96.1821 | 136.3748 | 235.0262 | 338.6109 | 439.6091 | 537.1575 | 631.8397 | 724.3476 | 822.871
2023 PG Study Reference Scenario | SDG&E | Com | FoodServ | Com - Lodging | Fuel Substitution | Incremental Measure Cost | 141.7884 | 143.823 | 144.3096 | 223.6749 | 421.5698 | 629.6165 | 838.6412 | 1048.005 | 1251.335 | 1452.268 | 1667.023
2023 PG Study Reference Scenario | SDG&E | Com | FoodServ | Com - Other | Energy Efficiency | Admin | 8541.93 | 9130.377 | 10014.9 | 11175.73 | 11683.25 | 12312.91 | 12898.81 | 14457.74 | 15049.29 | 15658.96 | 16216.56
2023 PG Study Reference Scenario | SDG&E | Com | FoodServ | Com - Other | Energy Efficiency | Incentives | 3279.652 | 3520.644 | 3890.894 | 4383.378 | 4593.722 | 4851.236 | 5092.142 | 5757.119 | 6003.896 | 6258.638 | 6493.346
2023 PG Study Reference Scenario | SDG&E | Com | FoodServ | Com - Other | Energy Efficiency | Incremental Measure Cost | 10668.1 | 11671.1 | 13329.75 | 15544.44 | 16641.82 | 17956.83 | 19254.62 | 25777.79 | 27508.37 | 29328.85 | 31108.44
2023 PG Study Reference Scenario | SDG&E | Com | FoodServ | Com - Other | Energy Efficiency | Admin | 36689.2 | 40511.91 | 43365.33 | 45793.94 | 48522.83 | 51407.71 | 55773.63 | 58918.48 | 62021.24 | 65195.22 | 68462.54
2023 PG Study Reference Scenario | SDG&E | Com | FoodServ | Com - Other | Energy Efficiency | Incentives | 13870.5 | 15459.86 | 16635.07 | 17636.23 | 18746.06 | 19920.75 | 21740.98 | 23035.7 | 24315.77 | 25606.07 | 26917.25
2023 PG Study Reference Scenario | SDG&E | Com | FoodServ | Com - Other | Energy Efficiency | Incremental Measure Cost | 40074.42 | 46481.22 | 51071.28 | 55025.68 | 59527.43 | 64414.02 | 75959.68 | 81810.94 | 87826.88 | 94066.14 | 100559.6
2023 PG Study Reference Scenario | SDG&E | Com | FoodServ | Com - Other | Fuel Substitution | Admin | 137.8842 | 141.9733 | 144.9343 | 147.039 | 193.3522 | 266.6995 | 391.2265 | 523.7941 | 661.4927 | 801.1323 | 943.4309
2023 PG Study Reference Scenario | SDG&E | Com | FoodServ | Com - Other | Fuel Substitution | Incentives | 187.6573 | 192.2075 | 195.2764 | 197.2016 | 243.7648 | 315.199 | 461.0544 | 614.747 | 771.4306 | 927.4171 | 1083.571
2023 PG Study Reference Scenario | SDG&E | Com | FoodServ | Com - Other | Fuel Substitution | Incremental Measure Cost | 251.982 | 259.3494 | 264.6111 | 268.2998 | 360.5437 | 506.9958 | 755.9464 | 1021.12 | 1296.701 | 1568.571 | 1836.236
2023 PG Study Reference Scenario | SDG&E | Com | FoodServ | Com - Restaurant | Energy Efficiency | Admin | 4865.213 | 4972.914 | 5841.096 | 7336.096 | 7871.16 | 8172.22 | 8800.534 | 9680.177 | 10353.18 | 11058.11 | 11763.44
2023 PG Study Reference Scenario | SDG&E | Com | FoodServ | Com - Restaurant | Energy Efficiency | Incentives | 1878.935 | 1927.865 | 2277.165 | 2918.147 | 3138.823 | 3266.143 | 3524.346 | 3895.195 | 4173.595 | 4465.696 | 4758.884
2023 PG Study Reference Scenario | SDG&E | Com | FoodServ | Com - Restaurant | Energy Efficiency | Incremental Measure Cost | 5896.732 | 6175.68 | 7530.452 | 10393.47 | 11443.89 | 12186.79 | 13452.9 | 16395.47 | 17972.06 | 19665.12 | 21422.77
2023 PG Study Reference Scenario | SDG&E | Com | FoodServ | Com - Restaurant | Energy Efficiency | Admin | 97962.24 | 104510.7 | 111397 | 115601.3 | 121961 | 130694.7 | 140236.1 | 148021.2 | 155235.9 | 161941.4 | 168716.4
2023 PG Study Reference Scenario | SDG&E | Com | FoodServ | Com - Restaurant | Energy Efficiency | Incentives | 36912.92 | 39639.1 | 42533.68 | 44293.72 | 46955.88 | 50651.05 | 54709.82 | 58020.25 | 61095.18 | 63960.4 | 66769.93
2023 PG Study Reference Scenario | SDG&E | Com | FoodServ | Com - Restaurant | Energy Efficiency | Incremental Measure Cost | 95395.25 | 105892.6 | 117301.8 | 124152.9 | 134208.9 | 148045.2 | 168895.1 | 182634.5 | 196148.8 | 209500.1 | 223011.7
2023 PG Study Reference Scenario | SDG&E | Com | FoodServ | Com - Restaurant | Fuel Substitution | Admin | 647.3846 | 660.1533 | 666.4417 | 668.7872 | 972.6123 | 1644.69 | 2322.607 | 3051.448 | 3778.159 | 4500.244 | 5219.889
2023 PG Study Reference Scenario | SDG&E | Com | FoodServ | Com - Restaurant | Fuel Substitution | Incentives | 784.9791 | 790.8293 | 789.1775 | 783.04 | 1082.713 | 1736.602 | 2385.089 | 3093.381 | 3776.987 | 4433.188 | 5064.875
2023 PG Study Reference Scenario | SDG&E | Com | FoodServ | Com - Restaurant | Fuel Substitution | Incremental Measure Cost | 1222.821 | 1246.319 | 1257.326 | 1260.875 | 1867.783 | 3211.6 | 4567.489 | 6025.614 | 7479.866 | 8925.246 | 10335
2023 PG Study Reference Scenario | SDG&E | Com | FoodServ | Com - School | Energy Efficiency | Admin | 3337.827 | 3566.786 | 3858.243 | 4272.926 | 4530.502 | 4755.304 | 4981.161 | 5526.92 | 5781.918 | 6028.505 | 6282.613
2023 PG Study Reference Scenario | SDG&E | Com | FoodServ | Com - School | Energy Efficiency | Incentives | 1315.863 | 1409.664 | 1531.093 | 1706.464 | 1813.144 | 1906.904 | 2001.326 | 2234.467 | 2341.794 | 2446.026 | 2553.64
2023 PG Study Reference Scenario | SDG&E | Com | FoodServ | Com - School | Energy Efficiency | Incremental Measure Cost | 5008.271 | 5490.306 | 6128.347 | 7020.282 | 7633.801 | 8215.532 | 8821.493 | 11079.3 | 11886.29 | 12703.9 | 13565.82
2023 PG Study Reference Scenario | SDG&E | Com | FoodServ | Com - School | Energy Efficiency | Admin | 12146.71 | 13248.97 | 14166.83 | 14935.26 | 15857.14 | 16774.58 | 18042.8 | 18966.51 | 19882.6 | 20909.18 | 21934.22
2023 PG Study Reference Scenario | SDG&E | Com | FoodServ | Com - School | Energy Efficiency | Incentives | 4705.679 | 5160.45 | 5536.385 | 5849.535 | 6229.236 | 6607.956 | 7139.944 | 7523.82 | 7905.544 | 8313.065 | 8722.555
2023 PG Study Reference Scenario | SDG&E | Com | FoodServ | Com - School | Energy Efficiency | Incremental Measure Cost | 14445.8 | 16356.4 | 17940.42 | 19300.46 | 20917.62 | 22589.29 | 26121.15 | 28025.24 | 29989.86 | 32074.41 | 34236.32
2023 PG Study Reference Scenario | SDG&E | Com | FoodServ | Com - School | Fuel Substitution | Admin | 41.2923 | 42.4635 | 43.3087 | 43.9134 | 64.0784 | 86.2116 | 110.0151 | 135.2226 | 160.7965 | 186.6041 | 212.7643
2023 PG Study Reference Scenario | SDG&E | Com | FoodServ | Com - School | Fuel Substitution | Incentives | 56.5491 | 57.9022 | 58.8333 | 59.449 | 79.8605 | 101.6568 | 125.2844 | 149.7043 | 173.6396 | 196.9185 | 219.6653
2023 PG Study Reference Scenario | SDG&E | Com | FoodServ | Com - School | Fuel Substitution | Incremental Measure Cost | 71.7226 | 73.754 | 75.2084 | 76.2513 | 116.4834 | 160.7215 | 208.3685 | 258.8935 | 310.222 | 354.9618 | 399.3559
2023 PG Study Reference Scenario | SDG&E | Com | HVAC | Com - College | Energy Efficiency | Admin | 21106.88 | 21944.6 | 22715.74 | 23877.2 | 37927.59 | 30607.09 | 30375.36 | 30792.29 | 31185.51 | 28655.61 | 28897.47
2023 PG Study Reference Scenario | SDG&E | Com | HVAC | Com - College | Energy Efficiency | Incentives | 8077.51 | 8599.746 | 9102.497 | 9768.553 | 20428.09 | 14740.78 | 14429.02 | 14691.63 | 14946.94 | 13806.14 | 13986.65
2023 PG Study Reference Scenario | SDG&E | Com | HVAC | Com - College | Energy Efficiency | Incremental Measure Cost | 35056.89 | 38429.71 | 41884.49 | 46285.05 | 120713.9 | 104286.8 | 103566.7 | 107764.3 | 116663.3 | 110169.4 | 113949.7
2023 PG Study Reference Scenario | SDG&E | Com | HVAC | Com - College | Energy Efficiency | Admin | 11397.19 | 10268.9 | 7818.651 | 5454.784 | 3541.048 | 2021.109 | 740.7299 | 683.3845 | 636.022 | 591.9808 | 551.0359
2023 PG Study Reference Scenario | SDG&E | Com | HVAC | Com - College | Energy Efficiency | Incentives | 5938.433 | 5246.948 | 4223.66 | 3151.265 | 2141.308 | 1239.562 | 448.4776 | 423.4618 | 455.81 | 425.3694 | 396.7061
2023 PG Study Reference Scenario | SDG&E | Com | HVAC | Com - College | Energy Efficiency | Incremental Measure Cost | 11877.86 | 10550.81 | 8499.103 | 6344.541 | 4309.733 | 2505.154 | 921.8759 | 870.7319 | 960.4736 | 912.0755 | 866.2204
2023 PG Study Reference Scenario | SDG&E | Com | HVAC | Com - College | Energy Efficiency | Admin | 30679.55 | 33304.58 | 35887.44 | 38424.43 | 39870.81 | 16137.45 | 17363.17 | 18586.46 | 19481.75 | 20609.66 | 21700.64
2023 PG Study Reference Scenario | SDG&E | Com | HVAC | Com - College | Energy Efficiency | Incentives | 23232.34 | 25220.28 | 27176.32 | 29097.65 | 30192.85 | 12224.44 | 13152.94 | 14079.6 | 14757.8 | 15612.22 | 16438.65
2023 PG Study Reference Scenario | SDG&E | Com | HVAC | Com - College | Energy Efficiency | Incremental Measure Cost | 109356.6 | 122044.1 | 135198.6 | 148811 | 156560.4 | 89989.94 | 99009.8 | 108343.5 | 120111.7 | 129776.5 | 139543.7
2023 PG Study Reference Scenario | SDG&E | Com | HVAC | Com - College | Fuel Substitution | Admin | 0 | 0 | 0 | 10.6747 | 11.4826 | 0 | 0 | 0 | 0 | 0 | 0
2023 PG Study Reference Scenario | SDG&E | Com | HVAC | Com - College | Fuel Substitution | Incentives | 0 | 0 | 0 | 12.1227 | 13.0401 | 0 | 0 | 0 | 0 | 0 | 0
2023 PG Study Reference Scenario | SDG&E | Com | HVAC | Com - College | Fuel Substitution | Incremental Measure Cost | 0 | 0 | 0 | 31.1119 | 34.1638 | 0 | 0 | 0 | 0 | 0 | 0
2023 PG Study Reference Scenario | SDG&E | Com | HVAC | Com - Grocery | Energy Efficiency | Admin | 1273.806 | 491.1377 | 485.1359 | 559.4032 | 297.6692 | 713.7452 | 675.6497 | 662.6233 | 618.2496 | 792.09 | 749.7981
2023 PG Study Reference Scenario | SDG&E | Com | HVAC | Com - Grocery | Energy Efficiency | Incentives | 964.5238 | 371.8908 | 367.3484 | 423.5867 | 225.4 | 540.4625 | 511.6186 | 501.7573 | 468.1585 | 599.7989 | 567.7765
2023 PG Study Reference Scenario | SDG&E | Com | HVAC | Com - Grocery | Energy Efficiency | Incremental Measure Cost | 2932.894 | 1178.489 | 1212.328 | 1454.806 | 804.9923 | 2005.396 | 1970.521 | 2004.04 | 2135.198 | 2821.664 | 2753.059
2023 PG Study Reference Scenario | SDG&E | Com | HVAC | Com - Grocery | Energy Efficiency | Admin | 860.0654 | 768.031 | 649.8517 | 519.1833 | 388.8889 | 268.932 | 165.6312 | 92.1684 | 21.8693 | 0 | 0
2023 PG Study Reference Scenario | SDG&E | Com | HVAC | Com - Grocery | Energy Efficiency | Incentives | 182.4224 | 166.1629 | 143.4138 | 116.8774 | 89.3065 | 63.0041 | 39.5896 | 23.9256 | 5.4536 | 0 | 0
2023 PG Study Reference Scenario | SDG&E | Com | HVAC | Com - Grocery | Energy Efficiency | Incremental Measure Cost | 398.9701 | 365.4214 | 318.5865 | 263.8451 | 206.6743 | 151.6247 | 101.7882 | 69.1269 | 22.9755 | 0 | 0
2023 PG Study Reference Scenario | SDG&E | Com | HVAC | Com - Grocery | Energy Efficiency | Admin | 16766.11 | 18476.75 | 20188.93 | 21886.4 | 23545.47 | 22612.06 | 23975.05 | 25267.85 | 26479.81 | 27611.1 | 28654.11
2023 PG Study Reference Scenario | SDG&E | Com | HVAC | Com - Grocery | Energy Efficiency | Incentives | 12700.65 | 13996.5 | 15293.51 | 16579.37 | 17836.16 | 17129.07 | 18161.57 | 19140.89 | 20058.97 | 20915.95 | 21706.05
2023 PG Study Reference Scenario | SDG&E | Com | HVAC | Com - Grocery | Energy Efficiency | Incremental Measure Cost | 86870.29 | 97931.73 | 109438.8 | 121314.1 | 133430.5 | 129965.8 | 140862.5 | 151740.7 | 167900.4 | 178784.7 | 189456.5
2023 PG Study Reference Scenario | SDG&E | Com | HVAC | Com - Grocery | Fuel Substitution | Admin | 6689.568 | 7668.197 | 8715.713 | 9829.942 | 11007 | 531.575 | 578.413 | 621.0784 | 657.4845 | 687.5636 | 712.0334
2023 PG Study Reference Scenario | SDG&E | Com | HVAC | Com - Grocery | Fuel Substitution | Incentives | 9961.648 | 11365.53 | 12811.68 | 14324.48 | 15906.36 | 604.0177 | 657.2387 | 705.7186 | 747.0861 | 781.2643 | 809.0688
2023 PG Study Reference Scenario | SDG&E | Com | HVAC | Com - Grocery | Fuel Substitution | Incremental Measure Cost | 13379.14 | 15336.39 | 17431.43 | 19659.88 | 22014 | 2402.194 | 2667.59 | 2923.212 | 3241.004 | 3457.061 | 3651.696
2023 PG Study Reference Scenario | SDG&E | Com | HVAC | Com - Health | Energy Efficiency | Admin | 71311.45 | 69910.04 | 68630.94 | 69416.69 | 66199.02 | 53672.22 | 43081.07 | 41200.34 | 41713.99 | 45901.14 | 52470.14
2023 PG Study Reference Scenario | SDG&E | Com | HVAC | Com - Health | Energy Efficiency | Incentives | 35401.55 | 35647.29 | 35905.94 | 37224.99 | 36241.79 | 28341.49 | 23337.56 | 22899.28 | 31064.95 | 34734 | 39718.5
2023 PG Study Reference Scenario | SDG&E | Com | HVAC | Com - Health | Energy Efficiency | Incremental Measure Cost | 100735.5 | 103581.6 | 106517.7 | 112710.3 | 109876.4 | 81535.29 | 68057.33 | 67961.22 | 87484.8 | 99473.69 | 117402.8
2023 PG Study Reference Scenario | SDG&E | Com | HVAC | Com - Health | Energy Efficiency | Admin | 36686.53 | 37954.08 | 37989.94 | 37092.37 | 136647.3 | 138554.2 | 148047.4 | 148886.3 | 22949.76 | 139717.7 | 148373.3
2023 PG Study Reference Scenario | SDG&E | Com | HVAC | Com - Health | Energy Efficiency | Incentives | 11983.16 | 12649.39 | 13025.23 | 13096.36 | 61500.48 | 64524.34 | 72142.47 | 75065.36 | 10462.61 | 100083.2 | 107780.9
2023 PG Study Reference Scenario | SDG&E | Com | HVAC | Com - Health | Energy Efficiency | Incremental Measure Cost | 24036.85 | 25374.81 | 26128.03 | 26271.34 | 123080.1 | 129127.6 | 144363 | 150207.2 | 21064.13 | 200297.4 | 220939.9
2023 PG Study Reference Scenario | SDG&E | Com | HVAC | Com - Health | Energy Efficiency | Admin | 50129.36 | 54791.7 | 59415.98 | 62301.76 | 59405.09 | 30287.03 | 32548.96 | 34793.02 | 36986.07 | 39150.17 | 41301.19
2023 PG Study Reference Scenario | SDG&E | Com | HVAC | Com - Health | Energy Efficiency | Incentives | 37802.61 | 41333.98 | 44837.93 | 47026.22 | 44835.46 | 22798.04 | 24518.16 | 26225.6 | 27929.23 | 29577.87 | 31217.1
2023 PG Study Reference Scenario | SDG&E | Com | HVAC | Com - Health | Energy Efficiency | Incremental Measure Cost | 189140.8 | 212517.3 | 236877.8 | 251871 | 232592.6 | 169078.8 | 185858 | 203127.9 | 226717 | 245125.6 | 264099.6
2023 PG Study Reference Scenario | SDG&E | Com | HVAC | Com - Health | Fuel Substitution | Admin | 1094.924 | 1229.158 | 1368.992 | 1512.463 | 2411.429 | 35.4696 | 38.822 | 41.9671 | 44.7285 | 47.0718 | 49.0305
2023 PG Study Reference Scenario | SDG&E | Com | HVAC | Com - Health | Fuel Substitution | Incentives | 1391.784 | 1563.054 | 1741.833 | 1917.739 | 2947.172 | 40.3034 | 44.1126 | 47.6863 | 50.8241 | 53.4867 | 55.7123
2023 PG Study Reference Scenario | SDG&E | Com | HVAC | Com - Health | Fuel Substitution | Incremental Measure Cost | 2615.518 | 2974.376 | 3355.725 | 3758.449 | 8188.041 | 188.8346 | 210.8817 | 232.5965 | 256.7369 | 275.5909 | 292.7996
2023 PG Study Reference Scenario | SDG&E | Com | HVAC | Com - Lodging | Energy Efficiency | Admin | 64934.95 | 61447.76 | 61676.02 | 54598.13 | 53246.67 | 42240.47 | 40379.77 | 40651.74 | 39711.61 | 39391.41 | 38679.47
2023 PG Study Reference Scenario | SDG&E | Com | HVAC | Com - Lodging | Energy Efficiency | Incentives | 29423.62 | 27589.51 | 28560.67 | 23486.39 | 23480.28 | 15724.62 | 15084.72 | 16072.75 | 30068.13 | 29826.76 | 29288.76
2023 PG Study Reference Scenario | SDG&E | Com | HVAC | Com - Lodging | Energy Efficiency | Incremental Measure Cost | 187779.4 | 173224.5 | 180837.1 | 119824.2 | 118607.9 | 62176.17 | 52860.79 | 58576.48 | 98204.72 | 99893.17 | 100876.1
2023 PG Study Reference Scenario | SDG&E | Com | HVAC | Com - Lodging | Energy Efficiency | Admin | 97786.64 | 99354.84 | 100138.9 | 100147.6 | 99392.19 | 97776.5 | 95442.46 | 92630.91 | 338.1703 | 315.1382 | 293.714
2023 PG Study Reference Scenario | SDG&E | Com | HVAC | Com - Lodging | Energy Efficiency | Incentives | 23871.02 | 25876.66 | 27766.97 | 29327 | 30664.17 | 31754.43 | 32612.62 | 33297.65 | 182.62 | 173.5594 | 164.9817
2023 PG Study Reference Scenario | SDG&E | Com | HVAC | Com - Lodging | Energy Efficiency | Incremental Measure Cost | 47611.56 | 51665.85 | 55511.24 | 59072.98 | 62260.08 | 64983.19 | 67258.82 | 69189.11 | 373.4758 | 354.537 | 336.698
2023 PG Study Reference Scenario | SDG&E | Com | HVAC | Com - Lodging | Energy Efficiency | Admin | 55378.42 | 60246.31 | 38911.88 | 41741.38 | 43809.57 | 22479.47 | 26857.45 | 23198.01 | 24201.91 | 25526.31 | 26785.82
2023 PG Study Reference Scenario | SDG&E | Com | HVAC | Com - Lodging | Energy Efficiency | Incentives | 41854.03 | 45541.59 | 29381.12 | 31525.95 | 33094.72 | 16947.44 | 20267.24 | 17498.94 | 18320.13 | 19328.47 | 20287.88
2023 PG Study Reference Scenario | SDG&E | Com | HVAC | Com - Lodging | Energy Efficiency | Incremental Measure Cost | 304972.5 | 339537.8 | 164281.5 | 181012.5 | 193245.9 | 119386.9 | 148029.8 | 127345.8 | 149404.5 | 160914 | 172405.7
2023 PG Study Reference Scenario | SDG&E | Com | HVAC | Com - Lodging | Fuel Substitution | Admin | 2538.904 | 2883.281 | 3246.5 | 3626.822 | 4026.724 | 0 | 0 | 0 | 0 | 0 | 0
2023 PG Study Reference Scenario | SDG&E | Com | HVAC | Com - Lodging | Fuel Substitution | Incentives | 3485.329 | 3968.732 | 4480.189 | 5019.562 | 5588.861 | 0 | 0 | 0 | 0 | 0 | 0
2023 PG Study Reference Scenario | SDG&E | Com | HVAC | Com - Lodging | Fuel Substitution | Incremental Measure Cost | 5427.057 | 6238.066 | 7104.524 | 8023.064 | 8989.374 | 0 | 0 | 0 | 0 | 0 | 0
2023 PG Study Reference Scenario | SDG&E | Com | HVAC | Com - Office (Large) | Energy Efficiency | Admin | 29888.87 | 31984.07 | 34122.57 | 36091.1 | 36366.29 | 12499.21 | 13335.06 | 14132.54 | 14669.39 | 15369.91 | 15955.38
2023 PG Study Reference Scenario | SDG&E | Com | HVAC | Com - Office (Large) | Energy Efficiency | Incentives | 22614.76 | 24207.09 | 25833.58 | 27329.14 | 27537.37 | 9468.373 | 10101.54 | 10705.65 | 11112.32 | 11642.98 | 12086.48
2023 PG Study Reference Scenario | SDG&E | Com | HVAC | Com - Office (Large) | Energy Efficiency | Incremental Measure Cost | 98433.13 | 108101.2 | 118393.6 | 128582.8 | 130536.3 | 67622.16 | 73584.17 | 79700.13 | 87441.27 | 93570.59 | 99207.98
2023 PG Study Reference Scenario | SDG&E | Com | HVAC | Com - Office (Large) | Energy Efficiency | Admin | 101869.9 | 97290.55 | 89895.05 | 80358.16 | 69530.36 | 7786.597 | 10464.75 | 6988.908 | 6255.195 | 6263.433 | 6723.089
2023 PG Study Reference Scenario | SDG&E | Com | HVAC | Com - Office (Large) | Energy Efficiency | Incentives | 73261.41 | 70316.62 | 65335.12 | 58735.19 | 51089.73 | 4816.845 | 7267.16 | 4969.453 | 4671.221 | 4692.652 | 5046.314
2023 PG Study Reference Scenario | SDG&E | Com | HVAC | Com - Office (Large) | Energy Efficiency | Incremental Measure Cost | 153509.4 | 150248.2 | 142302.6 | 130397.1 | 115649.7 | 10128.07 | 16045.54 | 10907.21 | 11054.36 | 11319.05 | 12425
2023 PG Study Reference Scenario | SDG&E | Com | HVAC | Com - Office (Large) | Energy Efficiency | Admin | 132615.2 | 143350.2 | 153855.9 | 160598.8 | 155342.5 | 60189.63 | 64674.23 | 69153.73 | 73506.9 | 77721.93 | 81772.25
2023 PG Study Reference Scenario | SDG&E | Com | HVAC | Com - Office (Large) | Energy Efficiency | Incentives | 100420.9 | 108550.4 | 116506.3 | 121612 | 117628.3 | 45594.82 | 48991.99 | 52385.3 | 55682.91 | 58875.88 | 61944.07
2023 PG Study Reference Scenario | SDG&E | Com | HVAC | Com - Office (Large) | Energy Efficiency | Incremental Measure Cost | 460377.6 | 511475.7 | 564218 | 597212.8 | 559638.9 | 340117.3 | 373503.6 | 408037.6 | 458142.9 | 494456.8 | 530976.1
2023 PG Study Reference Scenario | SDG&E | Com | HVAC | Com - Office (Small) | Energy Efficiency | Admin | 28506.39 | 30332.82 | 32060.71 | 33668.5 | 35110.32 | 11605.04 | 11448.59 | 11921.18 | 12201.82 | 12571.86 | 12910.97
2023 PG Study Reference Scenario | SDG&E | Com | HVAC | Com - Office (Small) | Energy Efficiency | Incentives | 18134.86 | 19421.86 | 20651.08 | 21805.76 | 22855.43 | 5018.289 | 4869.307 | 5209.975 | 5415.852 | 5691.853 | 5950.202
2023 PG Study Reference Scenario | SDG&E | Com | HVAC | Com - Office (Small) | Energy Efficiency | Incremental Measure Cost | 69323.65 | 76205.15 | 83186.87 | 90194.73 | 97104.19 | 36744.93 | 36105.08 | 39584.74 | 44282.26 | 47534.09 | 50753.03
2023 PG Study Reference Scenario | SDG&E | Com | HVAC | Com - Office (Small) | Energy Efficiency | Admin | 8252.048 | 12695.29 | 10090.55 | 7417.721 | 4985.209 | 2813.55 | 1095.481 | 181.8197 | 42.9398 | 151.4424 | 137.6612
2023 PG Study Reference Scenario | SDG&E | Com | HVAC | Com - Office (Small) | Energy Efficiency | Incentives | 1157.748 | 2689.014 | 2204.51 | 1673.83 | 1164.874 | 687.8391 | 291.0829 | 57.2296 | 13.9455 | 62.7946 | 58.1651
2023 PG Study Reference Scenario | SDG&E | Com | HVAC | Com - Office (Small) | Energy Efficiency | Incremental Measure Cost | 2561.039 | 5985.56 | 4985.765 | 3885.512 | 2814.127 | 1797.62 | 908.9359 | 257.7482 | 51.2459 | 284.3685 | 263.5497
2023 PG Study Reference Scenario | SDG&E | Com | HVAC | Com - Office (Small) | Energy Efficiency | Admin | 116162.1 | 124603.2 | 132713.3 | 140442.4 | 140927.6 | 33092.56 | 35866.86 | 37588.58 | 39862.26 | 42055.78 | 44157.88
2023 PG Study Reference Scenario | SDG&E | Com | HVAC | Com - Office (Small) | Energy Efficiency | Incentives | 87953.92 | 94345.56 | 100486.7 | 106339.4 | 106704.9 | 25068.26 | 27169.85 | 28474.08 | 30196.44 | 31858.07 | 33450.46
2023 PG Study Reference Scenario | SDG&E | Com | HVAC | Com - Office (Small) | Energy Efficiency | Incremental Measure Cost | 352564.9 | 388364.6 | 424804.4 | 461687.1 | 457200 | 187207.2 | 207535.3 | 221976.6 | 247727.4 | 266807.5 | 285961.2
2023 PG Study Reference Scenario | SDG&E | Com | HVAC | Com - Other | Energy Efficiency | Admin | 172558.8 | 179503.3 | 179038.1 | 184169.9 | 186516.8 | 190571.9 | 192812.4 | 194954.2 | 195959.2 | 195838.1 | 196139.9
2023 PG Study Reference Scenario | SDG&E | Com | HVAC | Com - Other | Energy Efficiency | Incentives | 19346.28 | 20868.49 | 17126.45 | 18083.22 | 18797.78 | 19706.22 | 19874.24 | 20561.64 | 20590.76 | 20262 | 20762.9
2023 PG Study Reference Scenario | SDG&E | Com | HVAC | Com - Other | Energy Efficiency | Incremental Measure Cost | 37310.65 | 47264.01 | 14877.02 | 20789.51 | 26880.75 | 33654.29 | 35257.94 | 41903.05 | 133399.7 | 132376.2 | 139114.4
2023 PG Study Reference Scenario | SDG&E | Com | HVAC | Com - Other | Energy Efficiency | Admin | 5219.633 | 4577.396 | 3575.036 | 2587.697 | 1692.961 | 937.7526 | 354.8626 | 163.7408 | 148.4111 | 134.521 | 122.019
2023 PG Study Reference Scenario | SDG&E | Com | HVAC | Com - Other | Energy Efficiency | Incentives | 326.7813 | 302.848 | 251.902 | 194.984 | 137.9122 | 85.3114 | 41.6386 | 25.9892 | 51.1796 | 46.8852 | 43.0281
2023 PG Study Reference Scenario | SDG&E | Com | HVAC | Com - Other | Energy Efficiency | Incremental Measure Cost | 572.247 | 546.5139 | 462.6764 | 364.5313 | 262.6617 | 165.1868 | 77.0984 | 36.3935 | 162.3136 | 148.6612 | 136.5581
2023 PG Study Reference Scenario | SDG&E | Com | HVAC | Com - Other | Energy Efficiency | Admin | 52022.69 | 31670.34 | 34788.13 | 37954.5 | 41136.15 | 41998.73 | 44903.27 | 43132.51 | 40776.57 | 43276.94 | 45707.41
2023 PG Study Reference Scenario | SDG&E | Com | HVAC | Com - Other | Energy Efficiency | Incentives | 39408.2 | 23990.9 | 26352.69 | 28751.27 | 31161.44 | 31814.86 | 34015.1 | 32673.72 | 30889.05 | 32783.13 | 34624.26
2023 PG Study Reference Scenario | SDG&E | Com | HVAC | Com - Other | Energy Efficiency | Incremental Measure Cost | 282073.7 | 161936.3 | 181858.5 | 202840.6 | 224742.8 | 233340.4 | 254905.9 | 247930.4 | 254200.9 | 275382.8 | 296861.7
2023 PG Study Reference Scenario | SDG&E | Com | HVAC | Com - Other | Fuel Substitution | Admin | 2841.554 | 3172.348 | 3513.888 | 3864.505 | 4222.226 | 0 | 0 | 0 | 0 | 0 | 0
2023 PG Study Reference Scenario | SDG&E | Com | HVAC | Com - Other | Fuel Substitution | Incentives | 3688.331 | 4124.431 | 4575.971 | 5040.849 | 5516.557 | 0 | 0 | 0 | 0 | 0 | 0
2023 PG Study Reference Scenario | SDG&E | Com | HVAC | Com - Other | Fuel Substitution | Incremental Measure Cost | 6533.399 | 7388.589 | 8288.606 | 9230.31 | 10209.59 | 0 | 0 | 0 | 0 | 0 | 0
2023 PG Study Reference Scenario | SDG&E | Com | HVAC | Com - Refrig. Warehouse | Energy Efficiency | Admin | 1.7567 | 1.9694 | 2.1766 | 2.3618 | 2.5931 | 2.8088 | 3.06 | 3.3008 | 3.5755 | 3.8258 | 4.1043
2023 PG Study Reference Scenario | SDG&E | Com | HVAC | Com - Refrig. Warehouse | Energy Efficiency | Incentives | 0.52872 | 0.60702 | 0.68698 | 0.76324 | 0.85794 | 0.95135 | 1.0609 | 1.1714 | 1.5186 | 1.6574 | 1.8136
2023 PG Study Reference Scenario | SDG&E | Com | HVAC | Com - Refrig. Warehouse | Energy Efficiency | Incremental Measure Cost | 1.0574 | 1.214 | 1.374 | 1.5265 | 1.7159 | 1.9027 | 2.1218 | 2.3427 | 3.0371 | 3.3148 | 3.6272
2023 PG Study Reference Scenario | SDG&E | Com | HVAC | Com - Refrig. Warehouse | Energy Efficiency | Admin | 26.4283 | 27.4627 | 28.4428 | 29.3798 | 30.2727 | 31.1659 | 32.0356 | 32.6759 | 33.0474 | 33.1315 | 32.9123
2023 PG Study Reference Scenario | SDG&E | Com | HVAC | Com - Refrig. Warehouse | Energy Efficiency | Incentives | 7.795 | 8.3407 | 8.8913 | 9.4454 | 9.9984 | 10.5558 | 11.1068 | 11.5956 | 14.0357 | 14.3529 | 14.5432
2023 PG Study Reference Scenario | SDG&E | Com | HVAC | Com - Refrig. Warehouse | Energy Efficiency | Incremental Measure Cost | 15.6896 | 16.7744 | 17.8669 | 18.9635 | 20.0503 | 21.1115 | 22.2135 | 23.1912 | 28.0715 | 28.7059 | 29.0863
2023 PG Study Reference Scenario | SDG&E | Com | HVAC | Com - Restaurant | Energy Efficiency | Admin | 7318.528 | 8029.107 | 9596.326 | 10737.01 | 12004.14 | 12919.64 | 14332.61 | 15643.57 | 17073.13 | 18516.83 | 19922.19
2023 PG Study Reference Scenario | SDG&E | Com | HVAC | Com - Restaurant | Energy Efficiency | Incentives | 5329.019 | 5873.899 | 7026.302 | 7884.382 | 8834.982 | 9530.282 | 10586.51 | 11570.27 | 12639.3 | 13718.72 | 14770.07
2023 PG Study Reference Scenario | SDG&E | Com | HVAC | Com - Restaurant | Energy Efficiency | Incremental Measure Cost | 13995.99 | 15635.86 | 19163.58 | 21875.16 | 24965.53 | 26976.21 | 30597.59 | 34123.28 | 38983.46 | 43202.35 | 47488.95
2023 PG Study Reference Scenario | SDG&E | Com | HVAC | Com - Restaurant | Energy Efficiency | Admin | 650.6651 | 450.0143 | 258.1207 | 94.7984 | 0 | 0 | 0 | 0 | 0 | 0 | 0
2023 PG Study Reference Scenario | SDG&E | Com | HVAC | Com - Restaurant | Energy Efficiency | Incentives | 210.3881 | 148.4243 | 86.8439 | 32.5421 | 0 | 0 | 0 | 0 | 0 | 0 | 0
2023 PG Study Reference Scenario | SDG&E | Com | HVAC | Com - Restaurant | Energy Efficiency | Incremental Measure Cost | 487.2616 | 357.5844 | 226.5532 | 105.0323 | 0 | 0 | 0 | 0 | 0 | 0 | 0
2023 PG Study Reference Scenario | SDG&E | Com | HVAC | Com - Restaurant | Energy Efficiency | Admin | 111324.9 | 124537.2 | 138063.5 | 151775.3 | 161702.9 | 174960.3 | 188219.7 | 200890.7 | 212933.9 | 224205.2 | 234606.2
2023 PG Study Reference Scenario | SDG&E | Com | HVAC | Com - Restaurant | Energy Efficiency | Incentives | 84283.61 | 94286.42 | 104526.9 | 114907.8 | 122422.1 | 132458.7 | 142497.1 | 152089.9 | 161207.4 | 169740.6 | 177614.9
2023 PG Study Reference Scenario | SDG&E | Com | HVAC | Com - Restaurant | Energy Efficiency | Incremental Measure Cost | 239048.9 | 271464.8 | 305644.6 | 341369.5 | 354976.8 | 390253.6 | 427916 | 465043.5 | 514098.3 | 551508.3 | 588072.9
2023 PG Study Reference Scenario | SDG&E | Com | HVAC | Com - Restaurant | Fuel Substitution | Admin | 0 | 0 | 0 | 0 | 11.8465 | 0 | 0 | 0 | 0 | 0 | 0
2023 PG Study Reference Scenario | SDG&E | Com | HVAC | Com - Restaurant | Fuel Substitution | Incentives | 0 | 0 | 0 | 0 | 13.4536 | 0 | 0 | 0 | 0 | 0 | 0
2023 PG Study Reference Scenario | SDG&E | Com | HVAC | Com - Restaurant | Fuel Substitution | Incremental Measure Cost | 0 | 0 | 0 | 0 | 37.1281 | 0 | 0 | 0 | 0 | 0 | 0
2023 PG Study Reference Scenario | SDG&E | Com | HVAC | Com - Retail | Energy Efficiency | Admin | 3047.338 | 2025.483 | 2353.089 | 2468.004 | 1917.325 | 1458.007 | 1418.363 | 1396.227 | 1521.617 | 621.9323 | 606.5018
2023 PG Study Reference Scenario | SDG&E | Com | HVAC | Com - Retail | Energy Efficiency | Incentives | 1087.39 | 866.2685 | 998.1092 | 1073.665 | 940.1637 | 243.0159 | 253.2085 | 258.199 | 971.9359 | 278.9767 | 279.872
2023 PG Study Reference Scenario | SDG&E | Com | HVAC | Com - Retail | Energy Efficiency | Incremental Measure Cost | -5926.38 | -2161.93 | -2293.98 | -1819.29 | -145.795 | -5558.34 | -5062.33 | -4646.98 | 10645.8 | 2344.567 | 2401.836
2023 PG Study Reference Scenario | SDG&E | Com | HVAC | Com - Retail | Energy Efficiency | Admin | 111687.4 | 113945.7 | 114223.5 | 112464.1 | 108692.2 | 103031.9 | 95725.51 | 87128.45 | 719.2387 | 524.8987 | 361.3151
2023 PG Study Reference Scenario | SDG&E | Com | HVAC | Com - Retail | Energy Efficiency | Incentives | 1463.558 | 1404.599 | 1303.987 | 1171.167 | 1017.447 | 854.2794 | 692.1761 | 541.9272 | 504.5912 | 375.4005 | 263.575
2023 PG Study Reference Scenario | SDG&E | Com | HVAC | Com - Retail | Energy Efficiency | Incremental Measure Cost | -455733 | -450555 | -436671 | -414479 | -384866 | -349203 | -309275 | -267104 | 1015.484 | 750.8011 | 527.15
2023 PG Study Reference Scenario | SDG&E | Com | HVAC | Com - Retail | Energy Efficiency | Admin | 85909.55 | 93882.61 | 101830.9 | 109678.5 | 79480.97 | 61615.82 | 65183.69 | 68589.67 | 40548.75 | 42264.37 | 43867.11
2023 PG Study Reference Scenario | SDG&E | Com | HVAC | Com - Retail | Energy Efficiency | Incentives | 51551.16 | 56899.95 | 62382.21 | 67959.69 | 44906.7 | 31324.12 | 34141.41 | 36025.16 | 30716.47 | 32016.08 | 33230.19
2023 PG Study Reference Scenario | SDG&E | Com | HVAC | Com - Retail | Energy Efficiency | Incremental Measure Cost | 250314.4 | 284545.8 | 321000.5 | 359500.4 | 164781.4 | 125627.4 | 141030.6 | 157227.8 | 252637.5 | 268763 | 284697.2
2023 PG Study Reference Scenario | SDG&E | Com | HVAC | Com - Retail | Fuel Substitution | Admin | 0 | 0 | 0 | 14.0856 | 15.6627 | 0 | 0 | 0 | 0 | 0 | 0
2023 PG Study Reference Scenario | SDG&E | Com | HVAC | Com - Retail | Fuel Substitution | Incentives | 0 | 0 | 0 | 17.8255 | 19.4327 | 0 | 0 | 0 | 0 | 0 | 0
2023 PG Study Reference Scenario | SDG&E | Com | HVAC | Com - Retail | Fuel Substitution | Incremental Measure Cost | -20857.5 | -22730.5 | -24573 | -34206 | -36551.2 | 0 | 0 | 0 | 0 | 0 | 0
2023 PG Study Reference Scenario | SDG&E | Com | HVAC | Com - School | Energy Efficiency | Admin | 84293.84 | 81210.98 | 83878.13 | 86378.04 | 89163.94 | 71492.13 | 70910.55 | 73111.88 | 72275.8 | 73017.71 | 74049.19
2023 PG Study Reference Scenario | SDG&E | Com | HVAC | Com - School | Energy Efficiency | Incentives | 54569.94 | 51936.41 | 53715.27 | 55405.04 | 57292.37 | 43787.15 | 43233.26 | 44790.71 | 44054.53 | 44546.93 | 45255.78
2023 PG Study Reference Scenario | SDG&E | Com | HVAC | Com - School | Energy Efficiency | Incremental Measure Cost | 225087 | 201914.3 | 214473.1 | 227209.7 | 241312.3 | 203942.5 | 202452.6 | 218319.2 | 230842.5 | 238839.3 | 248946.4
2023 PG Study Reference Scenario | SDG&E | Com | HVAC | Com - School | Energy Efficiency | Admin | 19598.45 | 16882.12 | 13850.33 | 10631.17 | 7586.372 | 4988.365 | 2784.319 | 1055.101 | 964.1185 | 899.7918 | 839.7567
2023 PG Study Reference Scenario | SDG&E | Com | HVAC | Com - School | Energy Efficiency | Incentives | 10759.52 | 9580.26 | 8111.656 | 6467.322 | 4802.415 | 3243.419 | 1845.954 | 711.3304 | 729.2342 | 680.6162 | 635.2391
2023 PG Study Reference Scenario | SDG&E | Com | HVAC | Com - School | Energy Efficiency | Incremental Measure Cost | 21563.78 | 19201.84 | 16264.75 | 12968.18 | 9620.219 | 6488.746 | 3717.724 | 1446.838 | 1647.998 | 1568.799 | 1493.409
2023 PG Study Reference Scenario | SDG&E | Com | HVAC | Com - School | Energy Efficiency | Admin | 75803.41 | 82120.47 | 88330.58 | 94391.37 | 100270.5 | 39277.7 | 47161 | 40801.83 | 42774.16 | 45350.02 | 47853.04
2023 PG Study Reference Scenario | SDG&E | Com | HVAC | Com - School | Energy Efficiency | Incentives | 57400.98 | 62184.8 | 66887.66 | 71477.52 | 75929.88 | 29753.63 | 35725.38 | 30908.18 | 32402.26 | 34353.52 | 36249.61
2023 PG Study Reference Scenario | SDG&E | Com | HVAC | Com - School | Energy Efficiency | Incremental Measure Cost | 258066.2 | 287395.3 | 317790.8 | 349108.5 | 381221.6 | 218838.9 | 270883.4 | 235526 | 266775 | 288705.3 | 310939.2
2023 PG Study Reference Scenario | SDG&E | Com | HVAC | Com - Warehouse | Energy Efficiency | Admin | 4368.983 | 4825.79 | 5294.549 | 3358.664 | 3572.522 | 3817.993 | 3930.16 | 4132.771 | 4019.396 | 3554.267 | 3682.761
2023 PG Study Reference Scenario | SDG&E | Com | HVAC | Com - Warehouse | Energy Efficiency | Incentives | 3294.706 | 3642.229 | 3999.443 | 2535.738 | 2701.281 | 2891.147 | 2977.173 | 3130.655 | 3044.771 | 2692.427 | 2789.763
2023 PG Study Reference Scenario | SDG&E | Com | HVAC | Com - Warehouse | Energy Efficiency | Incremental Measure Cost | 22344.35 | 25259.37 | 28361.37 | 16662.55 | 18125.14 | 19811.27 | 20625.17 | 22182.26 | 24277.58 | 21487.31 | 22741.27
2023 PG Study Reference Scenario | SDG&E | Com | HVAC | Com - Warehouse | Energy Efficiency | Admin | 1093.687 | 833.0106 | 813.0341 | 837.9082 | 857.3768 | 862.5504 | 875.9078 | 873.0357 | 0 | 0 | 0
2023 PG Study Reference Scenario | SDG&E | Com | HVAC | Com - Warehouse | Energy Efficiency | Incentives | 610.4684 | 547.6013 | 564.4478 | 597.3683 | 627.5139 | 649.2381 | 661.2706 | 659.4228 | 0 | 0 | 0
2023 PG Study Reference Scenario | SDG&E | Com | HVAC | Com - Warehouse | Energy Efficiency | Incremental Measure Cost | 1307.962 | 1145.777 | 1148.751 | 1213.476 | 1272.703 | 1301.275 | 1365.898 | 1395.408 | 0 | 0 | 0
2023 PG Study Reference Scenario | SDG&E | Com | HVAC | Com - Warehouse | Energy Efficiency | Admin | 13664.71 | 15256.93 | 9334.687 | 10160.09 | 10984.95 | 11494.34 | 12276.26 | 12295.21 | 10488.43 | 11096.74 | 11683.29
2023 PG Study Reference Scenario | SDG&E | Com | HVAC | Com - Warehouse | Energy Efficiency | Incentives | 10351.28 | 11557.43 | 7071.208 | 7696.465 | 8321.314 | 8707.189 | 9299.504 | 9313.861 | 7945.194 | 8406.001 | 8850.318
2023 PG Study Reference Scenario | SDG&E | Com | HVAC | Com - Warehouse | Energy Efficiency | Incremental Measure Cost | 71924.92 | 82204.24 | 47263.41 | 52636.71 | 58228.18 | 61742.04 | 67432.77 | 68551.83 | 65458.26 | 70688.21 | 75960.77
2023 PG Study Reference Scenario | SDG&E | Com | HVAC | Com - Warehouse | Fuel Substitution | Admin | 941.294 | 1241.021 | 1396.376 | 1558.481 | 1726.417 | 0 | 0 | 0 | 0 | 0 | 0
2023 PG Study Reference Scenario | SDG&E | Com | HVAC | Com - Warehouse | Fuel Substitution | Incentives | 1347.366 | 1730.201 | 1951.948 | 2184.069 | 2425.287 | 0 | 0 | 0 | 0 | 0 | 0
2023 PG Study Reference Scenario | SDG&E | Com | HVAC | Com - Warehouse | Fuel Substitution | Incremental Measure Cost | 2050.559 | 2937.563 | 3329.203 | 3740.77 | 4169.979 | 0 | 0 | 0 | 0 | 0 | 0
2023 PG Study Reference Scenario | SDG&E | Com | Lighting | Com - College | Energy Efficiency | Admin | 48.172 | 50.3929 | 52.5355 | 55.6636 | 57.3168 | 60.1827 | 63.066 | 65.3915 | 67.6472 | 66.9606 | 68.7554
2023 PG Study Reference Scenario | SDG&E | Com | Lighting | Com - College | Energy Efficiency | Incentives | 62.5731 | 66.8154 | 71.0995 | 76.8923 | 80.8142 | 86.6105 | 92.6379 | 98.0423 | 109.5609 | 110.5715 | 115.7623
2023 PG Study Reference Scenario | SDG&E | Com | Lighting | Com - College | Energy Efficiency | Incremental Measure Cost | 125.1462 | 133.6309 | 142.199 | 153.7846 | 161.6284 | 173.2209 | 185.2759 | 196.0846 | 219.1218 | 221.143 | 231.5246
2023 PG Study Reference Scenario | SDG&E | Com | Lighting | Com - College | Energy Efficiency | Admin | 154.1245 | 164.2099 | 174.1383 | 183.9713 | 193.6116 | 203.1325 | 212.5313 | 221.7712 | 230.7959 | 239.4615 | 247.9341
2023 PG Study Reference Scenario | SDG&E | Com | Lighting | Com - College | Energy Efficiency | Incentives | 197.7855 | 214.9144 | 232.4389 | 250.4487 | 268.8179 | 287.6555 | 306.9681 | 326.7121 | 367.3967 | 388.3958 | 409.7667
2023 PG Study Reference Scenario | SDG&E | Com | Lighting | Com - College | Energy Efficiency | Incremental Measure Cost | 395.5709 | 429.8289 | 464.8779 | 500.8974 | 537.6357 | 575.3109 | 613.9362 | 653.4241 | 734.7933 | 776.7916 | 819.5334
2023 PG Study Reference Scenario | SDG&E | Com | Lighting | Com - Grocery | Energy Efficiency | Admin | 256.7028 | 180.022 | 187.1976 | 203.5826 | 91.1862 | 120.6941 | 123.8111 | 128.0848 | 129.895 | 145.9492 | 148.1267
2023 PG Study Reference Scenario | SDG&E | Com | Lighting | Com - Grocery | Energy Efficiency | Incentives | 319.0631 | 228.0964 | 241.7629 | 267.9619 | 87.6311 | 119.0594 | 125.3559 | 133.0893 | 137.6315 | 158.689 | 165.251
2023 PG Study Reference Scenario | SDG&E | Com | Lighting | Com - Grocery | Energy Efficiency | Incremental Measure Cost | 638.1262 | 456.1928 | 483.5258 | 535.9239 | 175.2621 | 238.1188 | 250.7117 | 266.1786 | 275.2631 | 317.378 | 330.502
2023 PG Study Reference Scenario | SDG&E | Com | Lighting | Com - Grocery | Energy Efficiency | Admin | 8072.054 | 8476.322 | 8857.265 | 4220.991 | 4404.143 | 4582.036 | 4752.954 | 4916.963 | 5073.976 | 5224.755 | 5368.4
2023 PG Study Reference Scenario | SDG&E | Com | Lighting | Com - Grocery | Energy Efficiency | Incentives | 10140.74 | 10860.21 | 11572.71 | 3784.119 | 4048.137 | 4317.705 | 4590.94 | 4867.636 | 5114.592 | 5396.837 | 5681.438
2023 PG Study Reference Scenario | SDG&E | Com | Lighting | Com - Grocery | Energy Efficiency | Incremental Measure Cost | 20281.48 | 21720.42 | 23145.42 | 7568.238 | 8096.274 | 8635.411 | 9181.88 | 9735.273 | 10229.18 | 10793.67 | 11362.88
2023 PG Study Reference Scenario | SDG&E | Com | Lighting | Com - Health | Energy Efficiency | Admin | 3699.211 | 3748.288 | 3792.41 | 3943.682 | 3889.523 | 3758.185 | 3099.229 | 3033.821 | 3138.629 | 3524.732 | 4106.337
2023 PG Study Reference Scenario | SDG&E | Com | Lighting | Com - Health | Energy Efficiency | Incentives | 5546.43 | 5724.58 | 5899.141 | 6247.289 | 6274.142 | 6172.43 | 5182.093 | 5163.819 | 5453.24 | 6232.694 | 7389.428
2023 PG Study Reference Scenario | SDG&E | Com | Lighting | Com - Health | Energy Efficiency | Incremental Measure Cost | 11092.86 | 11449.16 | 11798.28 | 12494.58 | 12548.28 | 12344.86 | 10364.19 | 10327.64 | 10906.48 | 12465.39 | 14778.86
2023 PG Study Reference Scenario | SDG&E | Com | Lighting | Com - Health | Energy Efficiency | Admin | 14596.31 | 15656.59 | 16695.03 | 17716.02 | 18704.25 | 19652.92 | 20526.15 | 21360.71 | 22167.7 | 22966.03 | 23769.79
2023 PG Study Reference Scenario | SDG&E | Com | Lighting | Com - Health | Energy Efficiency | Incentives | 22125.34 | 24182.71 | 26274.8 | 28408.17 | 30558.15 | 32712.28 | 34808.63 | 36904.63 | 39127.87 | 41294.55 | 43537.27
2023 PG Study Reference Scenario | SDG&E | Com | Lighting | Com - Health | Energy Efficiency | Incremental Measure Cost | 44250.68 | 48365.41 | 52549.59 | 56816.33 | 61116.29 | 65424.56 | 69617.26 | 73809.26 | 78255.73 | 82589.1 | 87074.55
2023 PG Study Reference Scenario | SDG&E | Com | Lighting | Com - Lodging | Energy Efficiency | Admin | 24.5375 | 24.6685 | 24.8 | 25.6063 | 25.3659 | 25.7707 | 12.9509 | 13.2543 | 13.6295 | 13.9205 | 14.0312
2023 PG Study Reference Scenario | SDG&E | Com | Lighting | Com - Lodging | Energy Efficiency | Incentives | 40.3458 | 41.1701 | 42.0081 | 44.0199 | 44.2552 | 45.6304 | 17.1849 | 17.9502 | 19.583 | 20.3966 | 20.9651
2023 PG Study Reference Scenario | SDG&E | Com | Lighting | Com - Lodging | Energy Efficiency | Incremental Measure Cost | 80.6917 | 82.3402 | 84.0162 | 88.0399 | 88.5105 | 91.2608 | 34.3697 | 35.9003 | 39.1661 | 40.7932 | 41.9302
2023 PG Study Reference Scenario | SDG&E | Com | Lighting | Com - Lodging | Energy Efficiency | Admin | 86.2826 | 91.8646 | 97.2896 | 102.5996 | 107.7253 | 53.7422 | 57.0634 | 60.3503 | 63.5918 | 66.7718 | 69.8673
2023 PG Study Reference Scenario | SDG&E | Com | Lighting | Com - Lodging | Energy Efficiency | Incentives | 142.2144 | 153.808 | 165.4625 | 177.2486 | 189.0487 | 69.8841 | 75.7427 | 81.7653 | 91.4141 | 97.8932 | 104.4665
2023 PG Study Reference Scenario | SDG&E | Com | Lighting | Com - Lodging | Energy Efficiency | Incremental Measure Cost | 284.4288 | 307.616 | 330.925 | 354.4972 | 378.0975 | 139.7681 | 151.4853 | 163.5306 | 182.8282 | 195.7864 | 208.933
2023 PG Study Reference Scenario | SDG&E | Com | Lighting | Com - Office (Large) | Energy Efficiency | Admin | 85.3329 | 90.0744 | 94.9904 | 99.5245 | 102.2352 | 108.5871 | 114.4101 | 118.2326 | 120.0042 | 123.2841 | 125.8006
2023 PG Study Reference Scenario | SDG&E | Com | Lighting | Com - Office (Large) | Energy Efficiency | Incentives | 115.5682 | 124.3312 | 133.6341 | 142.7027 | 149.409 | 161.7492 | 173.7131 | 182.9913 | 193.7569 | 202.838 | 210.9286
2023 PG Study Reference Scenario | SDG&E | Com | Lighting | Com - Office (Large) | Energy Efficiency | Incremental Measure Cost | 231.1364 | 248.6624 | 267.2682 | 285.4054 | 298.818 | 323.4985 | 347.4263 | 365.9827 | 387.5139 | 405.6759 | 421.8572
2023 PG Study Reference Scenario | SDG&E | Com | Lighting | Com - Office (Large) | Energy Efficiency | Admin | 434.1311 | 462.4213 | 490.2631 | 517.614 | 544.3313 | 570.6223 | 596.4275 | 621.6018 | 645.9564 | 669.5941 | 692.4576
2023 PG Study Reference Scenario | SDG&E | Com | Lighting | Com - Office (Large) | Energy Efficiency | Incentives | 580.2661 | 629.3929 | 679.531 | 730.6357 | 782.5143 | 835.4811 | 889.471 | 944.2816 | 1023.411 | 1080.317 | 1137.799
2023 PG Study Reference Scenario | SDG&E | Com | Lighting | Com - Office (Large) | Energy Efficiency | Incremental Measure Cost | 1160.532 | 1258.786 | 1359.062 | 1461.271 | 1565.029 | 1670.962 | 1778.942 | 1888.563 | 2046.823 | 2160.635 | 2275.598
2023 PG Study Reference Scenario | SDG&E | Com | Lighting | Com - Office (Small) | Energy Efficiency | Admin | 130.1509 | 135.9303 | 141.2695 | 146.1321 | 150.2828 | 154.501 | 158.2498 | 161.4235 | 164.0684 | 166.5468 | 168.6284
2023 PG Study Reference Scenario | SDG&E | Com | Lighting | Com - Office (Small) | Energy Efficiency | Incentives | 252.4005 | 268.622 | 284.4694 | 299.831 | 314.1732 | 329.0851 | 343.4226 | 356.9083 | 376.6313 | 383.9878 | 390.6414
2023 PG Study Reference Scenario | SDG&E | Com | Lighting | Com - Office (Small) | Energy Efficiency | Incremental Measure Cost | 504.801 | 537.244 | 568.9388 | 599.6619 | 628.3464 | 658.1701 | 686.8453 | 713.8166 | 762.5652 | 788.2208 | 812.6644
2023 PG Study Reference Scenario | SDG&E | Com | Lighting | Com - Office (Small) | Energy Efficiency | Admin | 780.924 | 821.5937 | 860.3061 | 897.1366 | 932.1354 | 965.4008 | 996.9836 | 1026.941 | 1055.241 | 1082.008 | 1107.315
2023 PG Study Reference Scenario | SDG&E | Com | Lighting | Com - Office (Small) | Energy Efficiency | Incentives | 1515.776 | 1625.519 | 1734.941 | 1844.075 | 1952.911 | 2061.547 | 2169.991 | 2278.269 | 2430.744 | 2503.444 | 2574.227
2023 PG Study Reference Scenario | SDG&E | Com | Lighting | Com - Office (Small) | Energy Efficiency | Incremental Measure Cost | 3031.552 | 3251.038 | 3469.881 | 3688.15 | 3905.822 | 4123.094 | 4339.981 | 4556.539 | 4922.847 | 5142.23 | 5361.25
2023 PG Study Reference Scenario | SDG&E | Com | Lighting | Com - Other | Energy Efficiency | Admin | 0.62255 | 0.67815 | 0.73567 | 0.79403 | 0.84293 | 0.9017 | 0.95802 | 1.0113 | 1.0636 | 1.1166 | 1.165
2023 PG Study Reference Scenario | SDG&E | Com | Lighting | Com - Other | Energy Efficiency | Incentives | 0.91995 | 1.0238 | 1.1346 | 1.2509 | 1.3566 | 1.4823 | 1.6086 | 1.7343 | 1.9931 | 2.1342 | 2.2711
2023 PG Study Reference Scenario | SDG&E | Com | Lighting | Com - Other | Energy Efficiency | Incremental Measure Cost | 1.8399 | 2.0475 | 2.2691 | 2.5019 | 2.7131 | 2.9646 | 3.2172 | 3.4687 | 3.9862 | 4.2683 | 4.5421
2023 PG Study Reference Scenario | SDG&E | Com | Lighting | Com - Other | Energy Efficiency | Admin | 2.5107 | 2.7349 | 2.9639 | 3.197 | 3.4331 | 3.6718 | 3.9122 | 4.1531 | 4.3934 | 4.6325 | 4.8694
2023 PG Study Reference Scenario | SDG&E | Com | Lighting | Com - Other | Energy Efficiency | Incentives | 3.7056 | 4.1242 | 4.5665 | 5.0323 | 5.5206 | 6.0317 | 6.5648 | 7.1188 | 8.2289 | 8.8502 | 9.4888
2023 PG Study Reference Scenario | SDG&E | Com | Lighting | Com - Other | Energy Efficiency | Incremental Measure Cost | 7.4111 | 8.2485 | 9.1329 | 10.0647 | 11.0411 | 12.0634 | 13.1295 | 14.2375 | 16.4578 | 17.7005 | 18.9777
2023 PG Study Reference Scenario | SDG&E | Com | Lighting | Com - Refrig. Warehouse | Energy Efficiency | Admin | 4.5706 | 4.891 | 5.1775 | 5.3995 | 5.7172 | 5.9923 | 6.3378 | 6.6585 | 7.0466 | 7.3895 | 7.7915
2023 PG Study Reference Scenario | SDG&E | Com | Lighting | Com - Refrig. Warehouse | Energy Efficiency | Incentives | 4.0265 | 4.3908 | 4.7359 | 5.0316 | 5.4267 | 5.7929 | 6.2392 | 6.6743 | 7.6247 | 8.132 | 8.7201
2023 PG Study Reference Scenario | SDG&E | Com | Lighting | Com - Refrig. Warehouse | Energy Efficiency | Incremental Measure Cost | 8.053 | 8.7816 | 9.4718 | 10.0632 | 10.8534 | 11.5858 | 12.4783 | 13.3486 | 15.2495 | 16.264 | 17.4403
2023 PG Study Reference Scenario | SDG&E | Com | Lighting | Com - Refrig. Warehouse | Energy Efficiency | Admin | 32.9464 | 34.8391 | 36.6591 | 38.401 | 40.0702 | 41.6644 | 43.1885 | 44.6438 | 46.0325 | 47.3595 | 48.6334
2023 PG Study Reference Scenario | SDG&E | Com | Lighting | Com - Refrig. Warehouse | Energy Efficiency | Incentives | 29.293 | 31.5757 | 33.8653 | 36.1546 | 38.4462 | 40.7358 | 43.026 | 45.3165 | 50.4412 | 52.8207 | 55.2099
2023 PG Study Reference Scenario | SDG&E | Com | Lighting | Com - Refrig. Warehouse | Energy Efficiency | Incremental Measure Cost | 58.5861 | 63.1513 | 67.7306 | 72.3092 | 76.8923 | 81.4715 | 86.0519 | 90.6331 | 100.8825 | 105.6415 | 110.4198
2023 PG Study Reference Scenario | SDG&E | Com | Lighting | Com - Restaurant | Energy Efficiency | Admin | 494.167 | 502.6411 | 577.6273 | 610.0493 | 648.2413 | 666.6401 | 712.2246 | 749.525 | 794.9344 | 841.5911 | 886.9225
2023 PG Study Reference Scenario | SDG&E | Com | Lighting | Com - Restaurant | Energy Efficiency | Incentives | 599.5497 | 622.095 | 729.1738 | 785.3601 | 850.937 | 892.1704 | 971.6581 | 1042.253 | 1171.207 | 1262.768 | 1348.137
2023 PG Study Reference Scenario | SDG&E | Com | Lighting | Com - Restaurant | Energy Efficiency | Incremental Measure Cost | 1199.099 | 1244.19 | 1458.348 | 1570.72 | 1701.874 | 1784.341 | 1943.316 | 2084.505 | 2342.413 | 2525.536 | 2710.457
2023 PG Study Reference Scenario | SDG&E | Com | Lighting | Com - Restaurant | Energy Efficiency | Admin | 9636.681 | 10089.68 | 10517.31 | 10917.52 | 11291.26 | 11638 | 11960.15 | 12258.22 | 12532.33 | 12785.01 | 13017.6
2023 PG Study Reference Scenario | SDG&E | Com | Lighting | Com - Restaurant | Energy Efficiency | Incentives | 11760.26 | 12562.61 | 13358.63 | 14144.24 | 14919.11 | 15681.11 | 16432.01 | 17171.4 | 18602.03 | 19333.56 | 19936.81
2023 PG Study Reference Scenario | SDG&E | Com | Lighting | Com - Restaurant | Energy Efficiency | Incremental Measure Cost | 23520.53 | 25125.21 | 26717.26 | 28288.47 | 29838.22 | 31362.22 | 32864.03 | 34342.8 | 37204.05 | 38667.13 | 40109.73
2023 PG Study Reference Scenario | SDG&E | Com | Lighting | Com - Retail | Energy Efficiency | Admin | 207.435 | 171.9796 | 197.6396 | 214.3905 | 197.447 | 252.5823 | 265.3129 | 278.8679 | 303.7339 | 887.1889 | 900.8158
2023 PG Study Reference Scenario | SDG&E | Com | Lighting | Com - Retail | Energy Efficiency | Incentives | 380.6079 | 320.9682 | 375.2056 | 414.0306 | 387.9092 | 504.8417 | 539.5142 | 576.9706 | 519.8566 | 1888.054 | 1951.126
2023 PG Study Reference Scenario | SDG&E | Com | Lighting | Com - Retail | Energy Efficiency | Incremental Measure Cost | 761.2158 | 641.9364 | 750.4112 | 828.0611 | 775.8183 | 1009.683 | 1079.028 | 1153.941 | 1039.713 | 3776.107 | 3902.252
2023 PG Study Reference Scenario | SDG&E | Com | Lighting | Com - Retail | Energy Efficiency | Admin | 7533.425 | 8105.13 | 8675.033 | 9241.053 | 9799.352 | 10352.97 | 10897.48 | 11431.68 | 40770.58 | 41733.29 | 42609.47
2023 PG Study Reference Scenario | SDG&E | Com | Lighting | Com - Retail | Energy Efficiency | Incentives | 13643.94 | 14929.85 | 16252.75 | 17609.53 | 18993.4 | 20410.82 | 21853.46 | 23319.16 | 86606.13 | 90305.47 | 93922.18
2023 PG Study Reference Scenario | SDG&E | Com | Lighting | Com - Retail | Energy Efficiency | Incremental Measure Cost | 27287.88 | 29859.7 | 32505.49 | 35219.05 | 37986.79 | 40821.63 | 43706.92 | 46638.31 | 173212.3 | 180610.9 | 187844.4
2023 PG Study Reference Scenario | SDG&E | Com | Lighting | Com - School | Energy Efficiency | Admin | 33.1885 | 11.0693 | 11.9421 | 12.8225 | 13.7772 | 14.6459 | 15.5245 | 16.4225 | 17.3261 | 15.3247 | 16.081
2023 PG Study Reference Scenario | SDG&E | Com | Lighting | Com - School | Energy Efficiency | Incentives | 62.0238 | 14.4052 | 15.8832 | 17.4285 | 19.1361 | 20.7866 | 22.5129 | 24.3316 | 28.7412 | 23.9242 | 25.6151
2023 PG Study Reference Scenario | SDG&E | Com | Lighting | Com - School | Energy Efficiency | Incremental Measure Cost | 124.0476 | 28.8105 | 31.7664 | 34.8571 | 38.2722 | 41.5732 | 45.0258 | 48.6631 | 57.4825 | 47.8485 | 51.2302
2023 PG Study Reference Scenario | SDG&E | Com | Lighting | Com - School | Energy Efficiency | Admin | 38.8904 | 42.3245 | 45.8248 | 49.3818 | 52.9891 | 56.6288 | 60.2874 | 63.9536 | 56.543 | 59.6371 | 62.7114
2023 PG Study Reference Scenario | SDG&E | Com | Lighting | Com - School | Energy Efficiency | Incentives | 49.523 | 55.0941 | 60.972 | 67.1557 | 73.6474 | 80.433 | 87.503 | 94.8491 | 86.3626 | 92.9337 | 99.7036
2023 PG Study Reference Scenario | SDG&E | Com | Lighting | Com - School | Energy Efficiency | Incremental Measure Cost | 99.0459 | 110.1883 | 121.944 | 134.3114 | 147.2947 | 160.8661 | 175.006 | 189.6982 | 172.7252 | 185.8674 | 199.4072
2023 PG Study Reference Scenario | SDG&E | Com | Lighting | Com - Warehouse | Energy Efficiency | Admin | 53.8779 | 43.3605 | 45.3688 | 47.4237 | 48.8092 | 50.5906 | 52.0041 | 53.3162 | 54.5269 | 31.6895 | 32.6778
2023 PG Study Reference Scenario | SDG&E | Com | Lighting | Com - Warehouse | Energy Efficiency | Incentives | 88.8384 | 65.8396 | 69.9831 | 74.3116 | 77.6918 | 81.8 | 85.4164 | 88.9624 | 98.3792 | 45.9704 | 48.3357
2023 PG Study Reference Scenario | SDG&E | Com | Lighting | Com - Warehouse | Energy Efficiency | Incremental Measure Cost | 177.6769 | 131.6793 | 139.9662 | 148.6232 | 155.3836 | 163.6 | 170.8329 | 177.9247 | 196.7583 | 91.9408 | 96.6715
2023 PG Study Reference Scenario | SDG&E | Com | Lighting | Com - Warehouse | Energy Efficiency | Admin | 133.2684 | 141.8132 | 150.2262 | 158.515 | 166.6367 | 174.6147 | 182.4217 | 190.0489 | 106.9885 | 112.4957 | 117.9148
2023 PG Study Reference Scenario | SDG&E | Com | Lighting | Com - Warehouse | Energy Efficiency | Incentives | 199.7493 | 216.0855 | 232.7034 | 249.6218 | 266.7813 | 284.2265 | 301.9222 | 319.8624 | 152.3924 | 163.409 | 174.6697
2023 PG Study Reference Scenario | SDG&E | Com | Lighting | Com - Warehouse | Energy Efficiency | Incremental Measure Cost | 399.4987 | 432.1711 | 465.4067 | 499.2436 | 533.5627 | 568.453 | 603.8445 | 639.7247 | 304.7848 | 326.8179 | 349.3393
2023 PG Study Reference Scenario | SDG&E | Com | WaterHeat | Com - College | Energy Efficiency | Admin | 1919.08 | 2016.164 | 2123.795 | 2260.255 | 2338.618 | 490.2541 | 528.5304 | 563.6576 | 599.6546 | 582.371 | 614.4796
2023 PG Study Reference Scenario | SDG&E | Com | WaterHeat | Com - College | Energy Efficiency | Incentives | 486.638 | 511.6766 | 536.6848 | 572.0939 | 593.0678 | 83.4875 | 92.9098 | 102.2383 | 162.2418 | 157.5599 | 166.3837
2023 PG Study Reference Scenario | SDG&E | Com | WaterHeat | Com - College | Energy Efficiency | Incremental Measure Cost | 1094.389 | 1170.634 | 1248.753 | 1353.608 | 1426.6 | 166.975 | 185.8195 | 204.4766 | 339.9917 | 336.7957 | 362.7148
2023 PG Study Reference Scenario | SDG&E | Com | WaterHeat | Com - College | Energy Efficiency | Admin | 5947.173 | 6533.21 | 6996.852 | 7467.073 | 7941.277 | 2895.369 | 3117.363 | 3347.099 | 3579.064 | 3812.769 | 4054.929
2023 PG Study Reference Scenario | SDG&E | Com | WaterHeat | Com - College | Energy Efficiency | Incentives | 1412.186 | 1526.964 | 1641.158 | 1758.524 | 1878.625 | 482.6506 | 536.8673 | 595.2288 | 953.6331 | 1017.407 | 1083.463
2023 PG Study Reference Scenario | SDG&E | Com | WaterHeat | Com - College | Energy Efficiency | Incremental Measure Cost | 3141.942 | 3447.986 | 3760.577 | 4087.63 | 4428.279 | 965.3012 | 1073.735 | 1190.458 | 1997.701 | 2173.301 | 2360.042
2023 PG Study Reference Scenario | SDG&E | Com | WaterHeat | Com - College | Fuel Substitution | Incremental Measure Cost | 0 | 0 | 0 | -75.6969 | -81.4622 | 0 | 0 | 0 | 0 | 0 | 0
2023 PG Study Reference Scenario | SDG&E | Com | WaterHeat | Com - College | Fuel Substitution | Admin | 474.741 | 825.6423 | 1180.178 | 1539.771 | 1905.878 | 4816.493 | 6090.091 | 7436.49 | 14907.49 | 16860.45 | 18968.26
2023 PG Study Reference Scenario | SDG&E | Com | WaterHeat | Com - College | Fuel Substitution | Incentives | 712.1114 | 1238.463 | 1770.266 | 2309.657 | 2858.817 | 7224.739 | 9135.136 | 11154.74 | 22361.24 | 25290.68 | 28452.39
2023 PG Study Reference Scenario | SDG&E | Com | WaterHeat | Com - College | Fuel Substitution | Incremental Measure Cost | 949.4819 | 1651.285 | 2243.089 | 2931.911 | 3631.882 | 9632.986 | 12180.18 | 14872.98 | 29814.98 | 33720.91 | 37936.52
2023 PG Study Reference Scenario | SDG&E | Com | WaterHeat | Com - Grocery | Energy Efficiency | Admin | 113.7505 | 128.6401 | 133.0483 | 144.1633 | 126.0657 | 105.9705 | 106.1261 | 107.8691 | 106.8527 | 119.5009 | 114.7027
2023 PG Study Reference Scenario | SDG&E | Com | WaterHeat | Com - Grocery | Energy Efficiency | Incentives | 15.5099 | 11.392 | 12.2142 | 13.7004 | 12.4085 | 4.1091 | 4.1703 | 4.381 | 13.0368 | 15.5649 | 15.3322
2023 PG Study Reference Scenario | SDG&E | Com | WaterHeat | Com - Grocery | Energy Efficiency | Incremental Measure Cost | 31.0197 | 8.3603 | 9.892 | 12.4363 | 11.2188 | -7.3562 | -7.2086 | -6.7924 | 26.0736 | 31.1298 | 30.6645
2023 PG Study Reference Scenario | SDG&E | Com | WaterHeat | Com - Grocery | Energy Efficiency | Admin | 10855.34 | 11499.37 | 12138.53 | 12792.95 | 13428.79 | 12955.53 | 13554.44 | 14156.76 | 14476.53 | 14778.47 | 15146.45
2023 PG Study Reference Scenario | SDG&E | Com | WaterHeat | Com - Grocery | Energy Efficiency | Incentives | 661.7468 | 735.7157 | 813.5102 | 900.0253 | 986.3329 | 840.3985 | 921.8915 | 1007.914 | 2140.549 | 2255.239 | 2380.599
2023 PG Study Reference Scenario | SDG&E | Com | WaterHeat | Com - Grocery | Energy Efficiency | Incremental Measure Cost | 255.9263 | 392.3146 | 538.9857 | 781.9781 | 959.0289 | 577.0711 | 737.5102 | 908.1752 | 4281.097 | 4510.478 | 4761.197
2023 PG Study Reference Scenario | SDG&E | Com | WaterHeat | Com - Grocery | Fuel Substitution | Incremental Measure Cost | 0 | 0 | 0 | 0 | -0.57571 | 0 | 0 | 0 | 0 | 0 | 0
2023 PG Study Reference Scenario | SDG&E | Com | WaterHeat | Com - Grocery | Fuel Substitution | Admin | 0 | 0 | 0 | 0 | 0 | 2955.724 | 3628.429 | 4343.208 | 9068.155 | 10181.87 | 11275.32
2023 PG Study Reference Scenario | SDG&E | Com | WaterHeat | Com - Grocery | Fuel Substitution | Incentives | 0 | 0 | 0 | 0 | 0 | 4433.585 | 5442.644 | 6514.812 | 13602.23 | 15272.81 | 16912.98
2023 PG Study Reference Scenario | SDG&E | Com | WaterHeat | Com - Grocery | Fuel Substitution | Incremental Measure Cost | -989.46 | -2495.57 | -3998.57 | -5546.31 | -7058.46 | 5911.447 | 7256.858 | 8686.416 | 18136.31 | 20363.75 | 22550.64
2023 PG Study Reference Scenario | SDG&E | Com | WaterHeat | Com - Health | Energy Efficiency | Admin | 5727.281 | 5911.739 | 6048.285 | 6350.853 | 6327.894 | 2118.273 | 1798.136 | 1811.886 | 1929.61 | 2226.478 | 2665.298
2023 PG Study Reference Scenario | SDG&E | Com | WaterHeat | Com - Health | Energy Efficiency | Incentives | 799.7831 | 832.6525 | 868.8207 | 928.9388 | 942.5986 | 201.9379 | 176.5251 | 183.1166 | 284.6508 | 335.2418 | 409.6074
2023 PG Study Reference Scenario | SDG&E | Com | WaterHeat | Com - Health | Energy Efficiency | Incremental Measure Cost | 1599.566 | 1649.241 | 1764.776 | 1888.477 | 1917.793 | 389.5267 | 341.5428 | 355.2686 | 569.3017 | 670.4836 | 819.2148
2023 PG Study Reference Scenario | SDG&E | Com | WaterHeat | Com - Health | Energy Efficiency | Admin | 25026.22 | 27273.78 | 29525.17 | 31820.91 | 34140.45 | 19063.97 | 20501.51 | 21971.98 | 23419.36 | 24924.78 | 26525.7
2023 PG Study Reference Scenario | SDG&E | Com | WaterHeat | Com - Health | Energy Efficiency | Incentives | 3070.756 | 3415.328 | 3768.355 | 4140.079 | 4528.607 | 1779.443 | 1972.322 | 2177.79 | 3432.91 | 3731.356 | 4054.526
2023 PG Study Reference Scenario | SDG&E | Com | WaterHeat | Com - Health | Energy Efficiency | Incremental Measure Cost | 5935.74 | 6744.397 | 7466.6 | 8227.14 | 9022.266 | 3317.35 | 3698.702 | 4105.733 | 6865.82 | 7462.713 | 8109.053
2023 PG Study Reference Scenario | SDG&E | Com | WaterHeat | Com - Health | Fuel Substitution | Incremental Measure Cost | 0 | 0 | 0 | 0 | -80.9091 | 0 | 0 | 0 | 0 | 0 | 0
2023 PG Study Reference Scenario | SDG&E | Com | WaterHeat | Com - Health | Fuel Substitution | Admin | 0 | 0 | 0 | 0 | 0 | 8585.829 | 10557.74 | 12667.44 | 22686.83 | 25576.42 | 28632.61
2023 PG Study Reference Scenario | SDG&E | Com | WaterHeat | Com - Health | Fuel Substitution | Incentives | 0 | 0 | 0 | 0 | 0 | 12878.74 | 15836.6 | 19001.16 | 34030.25 | 38364.63 | 42948.91
2023 PG Study Reference Scenario | SDG&E | Com | WaterHeat | Com - Health | Fuel Substitution | Incremental Measure Cost | -4968.08 | -10253.6 | -15649.8 | -21316.9 | -26983.2 | 17171.66 | 21115.47 | 25334.88 | 45373.67 | 51152.83 | 57265.21
2023 PG Study Reference Scenario | SDG&E | Com | WaterHeat | Com - Lodging | Energy Efficiency | Admin | 37894.33 | 38249.73 | 38550.44 | 39918.88 | 39678.78 | 686.2051 | 708.9895 | 731.4472 | 758.9517 | 774.1609 | 779.8472
2023 PG Study Reference Scenario | SDG&E | Com | WaterHeat | Com - Lodging | Energy Efficiency | Incentives | 5207.9 | 5350.446 | 5497.985 | 5804.51 | 5882.463 | 0 | 0 | 0 | 91.5476 | 95.4157 | 98.2134
2023 PG Study Reference Scenario | SDG&E | Com | WaterHeat | Com - Lodging | Energy Efficiency | Incremental Measure Cost | 10409.02 | 10612.05 | 10911.07 | 11525.92 | 11687.17 | -134.919 | -133.479 | -131.797 | 183.0951 | 190.8314 | 196.4267
2023 PG Study Reference Scenario | SDG&E | Com | WaterHeat | Com - Lodging | Energy Efficiency | Admin | 0 | 0 | 0 | 0 | 0 | 0 | 0 | 5021.276 | 0 | 0 | 0
2023 PG Study Reference Scenario | SDG&E | Com | WaterHeat | Com - Lodging | Energy Efficiency | Incremental Measure Cost | 0 | 0 | 0 | 0 | 0 | 0 | 0 | -2245.1 | 0 | 0 | 0
2023 PG Study Reference Scenario | SDG&E | Com | WaterHeat | Com - Lodging | Energy Efficiency | Admin | 105245.5 | 112057.1 | 118729.5 | 125338 | 131814.9 | 5124.093 | 5469.118 | 5821.312 | 6087.023 | 6345.701 | 6625.399
2023 PG Study Reference Scenario | SDG&E | Com | WaterHeat | Com - Lodging | Energy Efficiency | Incentives | 14169.18 | 15376.35 | 16605 | 17865.81 | 19149.58 | 0 | 0 | 0 | 722.7712 | 770.9673 | 823.2175
2023 PG Study Reference Scenario | SDG&E | Com | WaterHeat | Com - Lodging | Energy Efficiency | Incremental Measure Cost | 27244.58 | 29626.85 | 32054.4 | 34546.85 | 37085.02 | -1459.04 | -1501.09 | -1540.3 | 1445.542 | 1541.935 | 1646.435
2023 PG Study Reference Scenario | SDG&E | Com | WaterHeat | Com - Lodging | Fuel Substitution | Incremental Measure Cost | 0 | 0 | 0 | 0 | -109.552 | 0 | 0 | 0 | 0 | 0 | 0
2023 PG Study Reference Scenario | SDG&E | Com | WaterHeat | Com - Lodging | Fuel Substitution | Admin | 0 | 0 | 0 | 0 | 93036.47 | 0 | 0 | 0 | 23330.82 | 25823.88 | 28604.19
2023 PG Study Reference Scenario | SDG&E | Com | WaterHeat | Com - Lodging | Fuel Substitution | Incentives | 0 | 0 | 0 | 0 | 38355.5 | 0 | 0 | 0 | 34996.22 | 38735.82 | 42906.29
2023 PG Study Reference Scenario | SDG&E | Com | WaterHeat | Com - Lodging | Fuel Substitution | Incremental Measure Cost | -52075.7 | -79197.3 | -106457 | -134172 | 74765.71 | -16480.5 | -19844.2 | -23402 | 46661.63 | 51647.76 | 57208.39
2023 PG Study Reference Scenario | SDG&E | Com | WaterHeat | Com - Office (Large) | Energy Efficiency | Admin | 2825.451 | 2996.194 | 3174.102 | 3341.185 | 3449.251 | 839.5365 | 909.1551 | 965.4561 | 1006.856 | 1062.048 | 1112.745
2023 PG Study Reference Scenario | SDG&E | Com | WaterHeat | Com - Office (Large) | Energy Efficiency | Incentives | 749.8897 | 797.8098 | 848.2192 | 896.3574 | 929.2513 | 214.9147 | 238.2077 | 258.8852 | 277.1403 | 292.332 | 306.2865
2023 PG Study Reference Scenario | SDG&E | Com | WaterHeat | Com - Office (Large) | Energy Efficiency | Incremental Measure Cost | 1843.465 | 1990.934 | 2148.203 | 2303.283 | 2422.068 | 429.8295 | 476.4154 | 517.7704 | 642.9932 | 691.8044 | 739.3244
2023 PG Study Reference Scenario | SDG&E | Com | WaterHeat | Com - Office (Large) | Energy Efficiency | Admin | 14216.37 | 15301.4 | 16391.96 | 17489.5 | 18592.16 | 7447.812 | 8009.285 | 8587.057 | 9172.815 | 9773.972 | 10392.22
2023 PG Study Reference Scenario | SDG&E | Com | WaterHeat | Com - Office (Large) | Energy Efficiency | Incentives | 3677.842 | 3982.474 | 4294.027 | 4613.306 | 4940.259 | 1906.581 | 2098.512 | 2302.603 | 2524.846 | 2690.316 | 2860.49
2023 PG Study Reference Scenario | SDG&E | Com | WaterHeat | Com - Office (Large) | Energy Efficiency | Incremental Measure Cost | 8778.231 | 9618.551 | 10490.95 | 11397.45 | 12337.99 | 3813.163 | 4197.025 | 4605.206 | 5857.896 | 6366.64 | 6904.745
2023 PG Study Reference Scenario | SDG&E | Com | WaterHeat | Com - Office (Large) | Fuel Substitution | Incremental Measure Cost | 0 | 0 | 0 | -36.2332 | -38.8129 | 0 | 0 | 0 | 0 | 0 | 0
2023 PG Study Reference Scenario | SDG&E | Com | WaterHeat | Com - Office (Large) | Fuel Substitution | Admin | 0 | 0 | 0 | 0 | 0 | 5408.743 | 6620.257 | 7905.243 | 11051.08 | 12397.66 | 13850.94
2023 PG Study Reference Scenario | SDG&E | Com | WaterHeat | Com - Office (Large) | Fuel Substitution | Incentives | 0 | 0 | 0 | 0 | 0 | 8113.114 | 9930.385 | 11857.86 | 16576.62 | 18596.49 | 20776.41
2023 PG Study Reference Scenario | SDG&E | Com | WaterHeat | Com - Office (Large) | Fuel Substitution | Incremental Measure Cost | -1570.29 | -3285.99 | -5079.99 | -6849.26 | -8638.94 | 10817.49 | 13240.51 | 15810.49 | 22102.16 | 24795.32 | 27701.88
2023 PG Study Reference Scenario | SDG&E | Com | WaterHeat | Com - Office (Small) | Energy Efficiency | Admin | 210.5137 | 230.5491 | 250.9203 | 271.5382 | 291.9104 | 313.5139 | 335.3024 | 356.9861 | 378.5717 | 400.2289 | 421.916
2023 PG Study Reference Scenario | SDG&E | Com | WaterHeat | Com - Office (Small) | Energy Efficiency | Incentives | 47.115 | 52.9751 | 59.1836 | 65.7329 | 72.5135 | 79.9055 | 87.6683 | 95.7373 | 104.203 | 110.1643 | 116.1337
2023 PG Study Reference Scenario | SDG&E | Com | WaterHeat | Com - Office (Small) | Energy Efficiency | Incremental Measure Cost | 94.2299 | 105.9503 | 118.3672 | 131.4657 | 145.0269 | 159.8109 | 175.3367 | 191.4746 | 264.7442 | 285.4874 | 306.9762
2023 PG Study Reference Scenario | SDG&E | Com | WaterHeat | Com - Office (Small) | Energy Efficiency | Admin | 2006.143 | 2199.441 | 2397.704 | 2601.092 | 2809.707 | 3023.802 | 3243.516 | 3468.955 | 3694.416 | 3924.945 | 4162.249
2023 PG Study Reference Scenario | SDG&E | Com | WaterHeat | Com - Office (Small) | Energy Efficiency | Incentives | 448.9936 | 505.3835 | 565.5371 | 629.6617 | 697.9592 | 770.6781 | 848.0512 | 930.3119 | 1016.899 | 1080.353 | 1145.672
2023 PG Study Reference Scenario | SDG&E | Com | WaterHeat | Com - Office (Small) | Energy Efficiency | Incremental Measure Cost | 897.9872 | 1010.767 | 1131.074 | 1259.323 | 1395.918 | 1541.356 | 1696.102 | 1860.624 | 2583.593 | 2799.704 | 3028.355
2023 PG Study Reference Scenario | SDG&E | Com | WaterHeat | Com - Office (Small) | Fuel Substitution | Incremental Measure Cost | 0 | 0 | 0 | -15.382 | -16.7651 | 0 | 0 | 0 | 0 | 0 | 0
2023 PG Study Reference Scenario | SDG&E | Com | WaterHeat | Com - Office (Small) | Fuel Substitution | Admin | 41.9975 | 100.9702 | 160.5164 | 220.4574 | 280.8551 | 1923.427 | 2432.462 | 2969.297 | 4716.327 | 5331.329 | 5974.641
2023 PG Study Reference Scenario | SDG&E | Com | WaterHeat | Com - Office (Small) | Fuel Substitution | Incentives | 62.9963 | 151.4553 | 240.7746 | 330.6861 | 421.2827 | 2885.141 | 3648.694 | 4453.945 | 6848.529 | 7751.678 | 8702.351
2023 PG Study Reference Scenario | SDG&E | Com | WaterHeat | Com - Office (Small) | Fuel Substitution | Incremental Measure Cost | 83.9951 | 201.9405 | 292.8093 | 403.3849 | 514.3691 | 3846.854 | 4864.925 | 5938.594 | 9432.655 | 10662.66 | 11949.28
2023 PG Study Reference Scenario | SDG&E | Com | WaterHeat | Com - Other | Energy Efficiency | Admin | 11225.88 | 13115.49 | 14270.39 | 15452.24 | 16464.91 | 14455.5 | 15510.43 | 16543.68 | 17594.53 | 18581.9 | 19521.41
2023 PG Study Reference Scenario | SDG&E | Com | WaterHeat | Com - Other | Energy Efficiency | Incentives | 820.8887 | 934.0068 | 1058.498 | 1193.858 | 1324.957 | 604.7283 | 712.3414 | 829.1133 | 3836.439 | 4145.88 | 4456.493
2023 PG Study Reference Scenario | SDG&E | Com | WaterHeat | Com - Other | Energy Efficiency | Incremental Measure Cost | 1641.777 | 1600.677 | 1840.816 | 2102.901 | 2360.116 | 911.454 | 1119.624 | 1348.087 | 7672.878 | 8291.76 | 8912.987
2023 PG Study Reference Scenario | SDG&E | Com | WaterHeat | Com - Other | Energy Efficiency | Admin | 74794.12 | 81669.05 | 88762.46 | 96086.27 | 103631.9 | 101056.7 | 108546 | 116253.7 | 123090.3 | 130035.6 | 137434.1
2023 PG Study Reference Scenario | SDG&E | Com | WaterHeat | Com - Other | Energy Efficiency | Incentives | 3327.963 | 3886.581 | 4508.329 | 5198.086 | 5959.858 | 3987.243 | 4711.513 | 5517.681 | 26132.92 | 28323.39 | 30678.3
2023 PG Study Reference Scenario | SDG&E | Com | WaterHeat | Com - Other | Energy Efficiency | Incremental Measure Cost | 3456.434 | 4454.306 | 5580.034 | 6842.963 | 8251.495 | 4193.932 | 5542.898 | 7068.511 | 52265.84 | 56646.78 | 61356.6
2023 PG Study Reference Scenario | SDG&E | Com | WaterHeat | Com - Other | Fuel Substitution | Incremental Measure Cost | 0 | 0 | 0 | 0 | -529.942 | 0 | 0 | 0 | 0 | 0 | 0
2023 PG Study Reference Scenario | SDG&E | Com | WaterHeat | Com - Other | Fuel Substitution | Admin | 0 | 0 | 0 | 0 | 0 | 5419.871 | 6644.177 | 7913.416 | 106997.7 | 120097.9 | 134507.8
2023 PG Study Reference Scenario | SDG&E | Com | WaterHeat | Com - Other | Fuel Substitution | Incentives | 0 | 0 | 0 | 0 | 0 | 8129.807 | 9966.266 | 11870.12 | 160496.6 | 180146.8 | 201761.7
2023 PG Study Reference Scenario | SDG&E | Com | WaterHeat | Com - Other | Fuel Substitution | Incremental Measure Cost | -14809.4 | -26604.2 | -38484 | -51422.4 | -63770.4 | 10839.74 | 13288.35 | 15826.83 | 213995.5 | 240195.7 | 269015.6
2023 PG Study Reference Scenario | SDG&E | Com | WaterHeat | Com - Refrig. Warehouse | Energy Efficiency | Admin | 7.8743 | 8.6432 | 9.3734 | 10.0114 | 10.8553 | 9.5036 | 10.3472 | 11.1903 | 12.1904 | 13.1431 | 14.2482
2023 PG Study Reference Scenario | SDG&E | Com | WaterHeat | Com - Refrig. Warehouse | Energy Efficiency | Incentives | 0.61519 | 0.69362 | 0.77157 | 0.84551 | 0.94078 | 0.66318 | 0.74922 | 0.84024 | 1.6986 | 1.868 | 2.0655
2023 PG Study Reference Scenario | SDG&E | Com | WaterHeat | Com - Refrig. Warehouse | Energy Efficiency | Incremental Measure Cost | 1.2304 | 1.4087 | 1.5668 | 1.7167 | 1.9099 | 1.3264 | 1.4984 | 1.6805 | 3.3972 | 3.7359 | 4.1311
2023 PG Study Reference Scenario | SDG&E | Com | WaterHeat | Com - Refrig. Warehouse | Energy Efficiency | Admin | 84.8704 | 92.2769 | 99.7929 | 107.4167 | 115.1738 | 110.8722 | 118.4336 | 126.1659 | 133.9061 | 141.8213 | 149.9842
2023 PG Study Reference Scenario | SDG&E | Com | WaterHeat | Com - Refrig. Warehouse | Energy Efficiency | Incentives | 5.8302 | 6.5378 | 7.2915 | 8.0932 | 8.9471 | 7.7369 | 8.5756 | 9.4734 | 18.6583 | 20.1564 | 21.743
2023 PG Study Reference Scenario | SDG&E | Com | WaterHeat | Com - Refrig. Warehouse | Energy Efficiency | Incremental Measure Cost | 11.7585 | 13.1949 | 14.7231 | 16.3471 | 18.0743 | 15.4738 | 17.1511 | 18.9468 | 37.3167 | 40.3129 | 43.4859
2023 PG Study Reference Scenario | SDG&E | Com | WaterHeat | Com - Refrig. Warehouse | Fuel Substitution | Admin | 0.70733 | 0.7932 | 0.87875 | 0.9582 | 1.0602 | 0 | 0 | 0 | 0 | 0 | 0
2023 PG Study Reference Scenario | SDG&E | Com | WaterHeat | Com - Refrig. Warehouse | Fuel Substitution | Incentives | 1.061 | 1.1898 | 1.3181 | 1.4373 | 1.5902 | 0 | 0 | 0 | 0 | 0 | 0
2023 PG Study Reference Scenario | SDG&E | Com | WaterHeat | Com - Refrig. Warehouse | Fuel Substitution | Incremental Measure Cost | 1.4147 | 1.5864 | 1.7575 | 1.9164 | 2.1203 | 0 | 0 | 0 | 0 | 0 | 0
2023 PG Study Reference Scenario | SDG&E | Com | WaterHeat | Com - Refrig. Warehouse | Fuel Substitution | Admin | 0.97544 | 1.6619 | 2.3815 | 3.1342 | 3.9241 | 0 | 0 | 0 | 0 | 0 | 0
2023 PG Study Reference Scenario | SDG&E | Com | WaterHeat | Com - Refrig. Warehouse | Fuel Substitution | Incentives | 1.4632 | 2.4928 | 3.5722 | 4.7013 | 5.8861 | 0 | 0 | 0 | 0 | 0 | 0
2023 PG Study Reference Scenario | SDG&E | Com | WaterHeat | Com - Refrig. Warehouse | Fuel Substitution | Incremental Measure Cost | 1.87 | 3.1612 | 4.5201 | 5.9458 | 7.4446 | 0 | 0 | 0 | 0 | 0 | 0
2023 PG Study Reference Scenario | SDG&E | Com | WaterHeat | Com - Restaurant | Energy Efficiency | Admin | 421.8881 | 434.6421 | 519.5125 | 806.8837 | 867.8218 | 700.2749 | 763.7549 | 819.4305 | 888.9129 | 962.0302 | 1036.776
2023 PG Study Reference Scenario | SDG&E | Com | WaterHeat | Com - Restaurant | Energy Efficiency | Incentives | 95.1684 | 99.4869 | 119.8082 | 145.1797 | 159.6273 | 113.7837 | 129.0845 | 143.6065 | 188.8731 | 207.2684 | 226.1889
2023 PG Study Reference Scenario | SDG&E | Com | WaterHeat | Com - Restaurant | Energy Efficiency | Incremental Measure Cost | 211.855 | 223.3283 | 269.2017 | 324.3153 | 358.1468 | 227.5674 | 258.1691 | 287.2129 | 407.174 | 454.7672 | 505.1647
2023 PG Study Reference Scenario | SDG&E | Com | WaterHeat | Com - Restaurant | Energy Efficiency | Admin | 15703.87 | 16925 | 27872.35 | 29402.55 | 30914.1 | 30372.09 | 31783.08 | 33189.77 | 34544.87 | 35901.48 | 37276
2023 PG Study Reference Scenario | SDG&E | Com | WaterHeat | Com - Restaurant | Energy Efficiency | Incentives | 3235.314 | 3561.289 | 4448.085 | 4834.428 | 5235.044 | 5091.113 | 5503.201 | 5932.704 | 7431.02 | 7787.584 | 8148.953
2023 PG Study Reference Scenario | SDG&E | Com | WaterHeat | Com - Restaurant | Energy Efficiency | Incremental Measure Cost | 6705.027 | 7392.702 | 9204.283 | 10017.17 | 10860.82 | 10182.23 | 11006.4 | 11865.41 | 16029.88 | 17093.79 | 18201.87
2023 PG Study Reference Scenario | SDG&E | Com | WaterHeat | Com - Restaurant | Fuel Substitution | Incremental Measure Cost | 0 | 0 | 0 | -61.101 | -68.0872 | 0 | 0 | 0 | 0 | 0 | 0
2023 PG Study Reference Scenario | SDG&E | Com | WaterHeat | Com - Restaurant | Fuel Substitution | Admin | 2587.082 | 5623.242 | 8629.631 | 11603.02 | 14559.57 | 39169.09 | 49311.73 | 59871.88 | 91672.69 | 103019.8 | 114055.5
2023 PG Study Reference Scenario | SDG&E | Com | WaterHeat | Com - Restaurant | Fuel Substitution | Incentives | 3880.623 | 8434.863 | 12944.45 | 17404.53 | 21839.35 | 58753.63 | 73967.6 | 89807.82 | 137509 | 154529.6 | 171083.3
2023 PG Study Reference Scenario | SDG&E | Com | WaterHeat | Com - Restaurant | Fuel Substitution | Incremental Measure Cost | 5174.163 | 11246.48 | 16792.41 | 22588.9 | 28346.93 | 78338.17 | 98623.46 | 119743.8 | 183345.4 | 206039.5 | 228111.1
2023 PG Study Reference Scenario | SDG&E | Com | WaterHeat | Com - Retail | Energy Efficiency | Admin | 27.7699 | 16.0544 | 19.9195 | 21.3608 | 14.5316 | 25.8744 | 26.1148 | 26.662 | 30.1266 | 34.658 | 35.0716
2023 PG Study Reference Scenario | SDG&E | Com | WaterHeat | Com - Retail | Energy Efficiency | Incentives | 0 | 0 | 0 | 0 | 0.030994 | 0.19919 | 0.34929 | 0.51099 | 8.2924 | 9.5397 | 9.6536
2023 PG Study Reference Scenario | SDG&E | Com | WaterHeat | Com - Retail | Energy Efficiency | Incremental Measure Cost | -1.0585 | -0.44687 | -0.34551 | -0.14198 | 0.061989 | 0.39838 | 0.69857 | 1.022 | 18.1489 | 21.2963 | 21.9814
2023 PG Study Reference Scenario | SDG&E | Com | WaterHeat | Com - Retail | Energy Efficiency | Admin | 0 | 0 | 7555.853 | 7608.011 | 7662.458 | 7718.31 | 7776.374 | 7835.461 | 0 | 0 | 0
2023 PG Study Reference Scenario | SDG&E | Com | WaterHeat | Com - Retail | Energy Efficiency | Incremental Measure Cost | 0 | 0 | -170726 | -170877 | -171044 | -171206 | -171379 | -171536 | 0 | 0 | 0
2023 PG Study Reference Scenario | SDG&E | Com | WaterHeat | Com - Retail | Energy Efficiency | Admin | 3909.163 | 4239.85 | 4572.771 | 4907.85 | 5244.526 | 5585.127 | 5928.682 | 6275.228 | 6600.089 | 6925.316 | 7257.591
2023 PG Study Reference Scenario | SDG&E | Com | WaterHeat | Com - Retail | Energy Efficiency | Incentives | 0 | 0 | 0 | 0 | 11.0819 | 42.8832 | 79.1744 | 120.1352 | 1816.695 | 1906.215 | 1997.675
2023 PG Study Reference Scenario | SDG&E | Com | WaterHeat | Com - Retail | Energy Efficiency | Incremental Measure Cost | -149.152 | -118.173 | -79.4917 | -32.8128 | 22.1639 | 85.7665 | 158.3488 | 240.2705 | 3975.753 | 4255.096 | 4548.44
2023 PG Study Reference Scenario | SDG&E | Com | WaterHeat | Com - Retail | Fuel Substitution | Incremental Measure Cost | 0 | 0 | 0 | -0.61776 | -0.4264 | 0 | 0 | 0 | 0 | 0 | 0
2023 PG Study Reference Scenario | SDG&E | Com | WaterHeat | Com - Retail | Fuel Substitution | Admin | 0 | 0 | 0 | 0 | 0 | 0 | 0 | 0 | 4846.055 | 5362.845 | 5891.03
2023 PG Study Reference Scenario | SDG&E | Com | WaterHeat | Com - Retail | Fuel Substitution | Incentives | 0 | 0 | 0 | 0 | 0 | 0 | 0 | 0 | 7269.082 | 8044.267 | 8836.545
2023 PG Study Reference Scenario | SDG&E | Com | WaterHeat | Com - Retail | Fuel Substitution | Incremental Measure Cost | -75891.8 | -138254 | -200528 | -262643 | -324573 | -770.933 | -919.676 | -1079.48 | 9692.11 | 10725.69 | 11782.06
2023 PG Study Reference Scenario | SDG&E | Com | WaterHeat | Com - School | Energy Efficiency | Admin | 2250.556 | 2576.739 | 2747.457 | 2918.151 | 3104.952 | 1294.168 | 1381.103 | 1472.457 | 1567.394 | 1657.816 | 1752.247
2023 PG Study Reference Scenario | SDG&E | Com | WaterHeat | Com - School | Energy Efficiency | Incentives | 586.7402 | 636.3436 | 686.1406 | 737.4137 | 794.291 | 303.8252 | 330.8757 | 354.8502 | 395.6998 | 420.3 | 445.982
2023 PG Study Reference Scenario | SDG&E | Com | WaterHeat | Com - School | Energy Efficiency | Incremental Measure Cost | 1874.812 | 2050.176 | 2229.387 | 2414.779 | 2620.147 | 607.6504 | 673.2591 | 744.5001 | 1285.565 | 1392.617 | 1507.056
2023 PG Study Reference Scenario | SDG&E | Com | WaterHeat | Com - School | Energy Efficiency | Admin | 10817.83 | 11646 | 12487.68 | 13345.09 | 14221.34 | 9110.512 | 9733.782 | 10377.48 | 11002.23 | 11645.54 | 12319.49
2023 PG Study Reference Scenario | SDG&E | Com | WaterHeat | Com - School | Energy Efficiency | Incentives | 2291.482 | 2517.622 | 2754.978 | 3006.72 | 3273.336 | 1903.227 | 2083.69 | 2243.323 | 2596.665 | 2767.55 | 2945.872
2023 PG Study Reference Scenario | SDG&E | Com | WaterHeat | Com - School | Energy Efficiency | Incremental Measure Cost | 6663.837 | 7355.687 | 8083.381 | 8849.641 | 9658.123 | 3806.454 | 4239.62 | 4705.787 | 8307.488 | 9028.242 | 9798.071
2023 PG Study Reference Scenario | SDG&E | Com | WaterHeat | Com - School | Fuel Substitution | Incremental Measure Cost | 0 | 0 | 0 | -197.412 | -217.564 | 0 | 0 | 0 | 0 | 0 | 0
2023 PG Study Reference Scenario | SDG&E | Com | WaterHeat | Com - School | Fuel Substitution | Admin | 1381.269 | 2451.18 | 3532.902 | 4628.777 | 5744.382 | 13554.81 | 17138.7 | 20907.49 | 42552.49 | 48039.55 | 53981.59
2023 PG Study Reference Scenario | SDG&E | Com | WaterHeat | Com - School | Fuel Substitution | Incentives | 2071.904 | 3676.77 | 5299.352 | 6943.165 | 8616.573 | 20332.22 | 25708.05 | 31361.24 | 47460.7 | 53650.66 | 60392.97
2023 PG Study Reference Scenario | SDG&E | Com | WaterHeat | Com - School | Fuel Substitution | Incremental Measure Cost | 2762.538 | 4902.36 | 6749.696 | 8855.266 | 10994.52 | 27109.63 | 34277.4 | 41814.99 | 85104.98 | 96079.11 | 107963.2
2023 PG Study Reference Scenario | SDG&E | Com | WaterHeat | Com - Warehouse | Energy Efficiency | Admin | 272.5453 | 291.1624 | 309.5896 | 328.8451 | 343.9889 | 176.0429 | 186.8393 | 197.7214 | 208.6857 | 219.2544 | 228.9753
2023 PG Study Reference Scenario | SDG&E | Com | WaterHeat | Com - Warehouse | Energy Efficiency | Incentives | 44.8197 | 47.8674 | 50.9495 | 54.2429 | 56.9399 | 9.0197 | 10.561 | 12.2427 | 57.4414 | 60.3505 | 63.0262
2023 PG Study Reference Scenario | SDG&E | Com | WaterHeat | Com - Warehouse | Energy Efficiency | Incremental Measure Cost | 99.0187 | 107.5413 | 116.3357 | 125.8044 | 134.0572 | 18.0394 | 21.122 | 24.4855 | 117.1253 | 125.5181 | 133.7047
2023 PG Study Reference Scenario | SDG&E | Com | WaterHeat | Com - Warehouse | Energy Efficiency | Admin | 1001.119 | 1086.642 | 1173.786 | 1262.785 | 1353.481 | 955.249 | 1027.674 | 1102.329 | 1176.3 | 1252.195 | 1330.822
2023 PG Study Reference Scenario | SDG&E | Com | WaterHeat | Com - Warehouse | Energy Efficiency | Incentives | 119.9458 | 131.3061 | 143.3154 | 156.056 | 169.5641 | 48.943 | 58.0889 | 68.2553 | 323.7801 | 344.6705 | 366.313
2023 PG Study Reference Scenario | SDG&E | Com | WaterHeat | Com - Warehouse | Energy Efficiency | Incremental Measure Cost | 263.2113 | 292.2754 | 323.2863 | 356.4265 | 391.775 | 97.8859 | 116.1777 | 136.5106 | 660.2004 | 716.8526 | 777.1026
2023 PG Study Reference Scenario | SDG&E | Com | WaterHeat | Com - Warehouse | Fuel Substitution | Incremental Measure Cost | 0 | 0 | 0 | -1.401 | -1.6363 | 0 | 0 | 0 | 0 | 0 | 0
2023 PG Study Reference Scenario | SDG&E | Com | WaterHeat | Com - Warehouse | Fuel Substitution | Admin | 0 | 0 | 0 | 0 | 0 | 11.3493 | 13.7241 | 16.1408 | 278.3913 | 310.1367 | 345.9525
2023 PG Study Reference Scenario | SDG&E | Com | WaterHeat | Com - Warehouse | Fuel Substitution | Incentives | 0 | 0 | 0 | 0 | 0 | 17.024 | 20.5861 | 24.2112 | 417.5869 | 465.205 | 518.9288
2023 PG Study Reference Scenario | SDG&E | Com | WaterHeat | Com - Warehouse | Fuel Substitution | Incremental Measure Cost | -206.63 | -339.3 | -474.139 | -608.167 | -743.457 | 22.6986 | 27.4481 | 32.2816 | 556.7826 | 620.2734 | 691.9051
2023 PG Study Reference Scenario | SDG&E | Com | WholeBlg | Com - College | Energy Efficiency | Admin | 0 | 0 | 0 | 0 | 0 | 0 | 0 | 0 | 7789.852 | 7665.445 | 94086.3
2023 PG Study Reference Scenario | SDG&E | Com | WholeBlg | Com - College | Energy Efficiency | Incentives | 0 | 0 | 0 | 0 | 0 | 0 | 0 | 0 | 4725.421 | 4649.954 | 57074.27
2023 PG Study Reference Scenario | SDG&E | Com | WholeBlg | Com - College | Energy Efficiency | Incremental Measure Cost | 0 | 0 | 0 | 0 | 0 | 0 | 0 | 0 | 38877.89 | 39022.14 | 503345.1
2023 PG Study Reference Scenario | SDG&E | Com | WholeBlg | Com - Grocery | Energy Efficiency | Admin | 259525.2 | 211033.4 | 211650.7 | 212901.1 | 120502.7 | 121812.4 | 122463.7 | 122611 | 122125.7 | 122508.7 | 122279.3
2023 PG Study Reference Scenario | SDG&E | Com | WholeBlg | Com - Grocery | Energy Efficiency | Incentives | 157441.6 | 128023.9 | 128398.4 | 129157 | 73103.24 | 73897.75 | 74292.89 | 74382.24 | 74087.83 | 74320.19 | 74181.01
2023 PG Study Reference Scenario | SDG&E | Com | WholeBlg | Com - Grocery | Energy Efficiency | Incremental Measure Cost | 374592.1 | 310692.3 | 317833.2 | 326105.1 | 188268 | 194120.5 | 199061.6 | 203287 | 206532.1 | 211323.4 | 215146.2
2023 PG Study Reference Scenario | SDG&E | Com | WholeBlg | Com - Restaurant | Energy Efficiency | Admin | 449116.2 | 358823.1 | 361868.2 | 364001.9 | 209756.3 | 208805.4 | 208129.7 | 206460 | 204966.9 | 203682.4 | 202456.4
2023 PG Study Reference Scenario | SDG&E | Com | WholeBlg | Com - Restaurant | Energy Efficiency | Incentives | 272429.3 | 217658.4 | 219505.5 | 220799.8 | 127236 | 126659.2 | 126249.3 | 125236.5 | 124330.8 | 123551.6 | 122808
2023 PG Study Reference Scenario | SDG&E | Com | WholeBlg | Com - Restaurant | Energy Efficiency | Incremental Measure Cost | 1031687 | 840752.8 | 864847.1 | 887344.4 | 521558.5 | 529577.6 | 538420.6 | 544782.3 | 551658.8 | 559164.9 | 566914.5
2023 PG Study Reference Scenario | SDG&E | Com | WholeBlg | Com - Retail | Energy Efficiency | Admin | 361159.6 | 295045.2 | 299580.6 | 303603.6 | 172910.6 | 175144 | 176482.3 | 176980.1 | 177635.3 | 178693.5 | 178968.4
2023 PG Study Reference Scenario | SDG&E | Com | WholeBlg | Com - Retail | Energy Efficiency | Incentives | 219106.5 | 178996.6 | 181748.1 | 184188.7 | 104900.6 | 106255.5 | 107067.4 | 107369.4 | 107766.9 | 108408.9 | 108575.7
2023 PG Study Reference Scenario | SDG&E | Com | WholeBlg | Com - Retail | Energy Efficiency | Incremental Measure Cost | 620357.3 | 516929.6 | 535373.4 | 553414 | 321488.3 | 332153.5 | 341385.2 | 349195.1 | 357497.5 | 366819.7 | 374731.6
2023 PG Study Reference Scenario | SDG&E | Ind | BROs | Ind - All Other Industrial | Energy Efficiency | Admin | 1899.862 | 2051.336 | 2199.732 | 2344.592 | 2494.209 | 2647.21 | 2785.846 | 2941.024 | 3095.935 | 3251.219 | 3406.979
2023 PG Study Reference Scenario | SDG&E | Ind | BROs | Ind - Chemicals | Energy Efficiency | Admin | 7612.507 | 8220.227 | 8827.241 | 9420.881 | 10029.14 | 10639.5 | 11236.72 | 11844.19 | 12445.27 | 13043.66 | 13640.49
2023 PG Study Reference Scenario | SDG&E | Ind | BROs | Ind - Electronics | Energy Efficiency | Admin | 4338.799 | 4737.352 | 5143.115 | 5552.389 | 5982.228 | 6425.262 | 6848.359 | 7318.701 | 7798.068 | 8287.634 | 8787.538
2023 PG Study Reference Scenario | SDG&E | Ind | BROs | Ind - Fabricated Metals | Energy Efficiency | Admin | 2353.432 | 2540.488 | 2727.226 | 2910.298 | 3096.783 | 3284.532 | 3457.246 | 3645.84 | 3832.155 | 4017.082 | 4200.206
2023 PG Study Reference Scenario | SDG&E | Ind | BROs | Ind - Food | Energy Efficiency | Admin | 5167.775 | 5527.615 | 5877.875 | 6210.374 | 6542.985 | 6870.917 | 7183.688 | 7499.467 | 7808.711 | 8111.464 | 8406.357
2023 PG Study Reference Scenario | SDG&E | Ind | BROs | Ind - Industrial Machinery | Energy Efficiency | Admin | 2115.86 | 2286.115 | 2457.334 | 2623.981 | 2790.616 | 2958.171 | 3120.864 | 3291.029 | 3460.209 | 3627.842 | 3794.477
2023 PG Study Reference Scenario | SDG&E | Ind | BROs | Ind - Lumber & Furniture | Energy Efficiency | Admin | 114.5628 | 123.7062 | 132.3485 | 140.7141 | 149.246 | 157.9285 | 165.4983 | 174.362 | 183.1522 | 191.8792 | 200.5456
2023 PG Study Reference Scenario | SDG&E | Ind | BROs | Ind - Paper | Energy Efficiency | Admin | 626.7238 | 680.6288 | 726.4843 | 763.6414 | 799.401 | 834.8187 | 858.6722 | 893.6625 | 927.636 | 960.5963 | 992.3654
2023 PG Study Reference Scenario | SDG&E | Ind | BROs | Ind - Petroleum | Energy Efficiency | Admin | 738.0192 | 790.2773 | 842.3498 | 892.8579 | 944.7199 | 997.1069 | 1049.559 | 1101.735 | 1153.082 | 1203.876 | 1254.051
2023 PG Study Reference Scenario | SDG&E | Ind | BROs | Ind - Plastics | Energy Efficiency | Admin | 1874.009 | 2019.068 | 2164.006 | 2304.617 | 2447.628 | 2591.138 | 2729.561 | 2871.743 | 3011.969 | 3150.979 | 3288.658
2023 PG Study Reference Scenario | SDG&E | Ind | BROs | Ind - Primary Metals | Energy Efficiency | Admin | 387.7253 | 416.1955 | 444.8187 | 473.5104 | 502.877 | 532.0719 | 559.0871 | 587.7817 | 615.728 | 643.333 | 670.6309
2023 PG Study Reference Scenario | SDG&E | Ind | BROs | Ind - Printing & Publishing | Energy Efficiency | Admin | 1510.774 | 1628.466 | 1746.041 | 1859.595 | 1974.257 | 2088.927 | 2200.517 | 2313.504 | 2424.761 | 2534.919 | 2643.826
2023 PG Study Reference Scenario | SDG&E | Ind | BROs | Ind - Stone-Glass-Clay | Energy Efficiency | Admin | 2351.656 | 2543.4 | 2725.773 | 2900.337 | 3080.122 | 3261.637 | 3437.804 | 3625.198 | 3813.386 | 4001.873 | 4190.391
2023 PG Study Reference Scenario | SDG&E | Ind | BROs | Ind - Textiles | Energy Efficiency | Admin | 62.9522 | 66.7086 | 70.9484 | 75.177 | 79.3859 | 83.5564 | 86.8956 | 90.859 | 94.6886 | 98.424 | 102.0474
2023 PG Study Reference Scenario | SDG&E | Ind | BROs | Ind - Transportation Equipment | Energy Efficiency | Admin | 5544.962 | 5939.022 | 6373.784 | 6804.832 | 7227.099 | 7650.997 | 8070.716 | 8507.735 | 8947.752 | 9392.498 | 9832.782
2023 PG Study Reference Scenario | SDG&E | Ind | HVAC | Ind - Electronics | Energy Efficiency | Admin | 179937.7 | 154388.6 | 126182.4 | 99122.48 | 75538.53 | 31226.14 | 22870.73 | 16594.21 | 12014.11 | 8746.654 | 6452.757
2023 PG Study Reference Scenario | SDG&E | Ind | HVAC | Ind - Electronics | Energy Efficiency | Incentives | 113728 | 97579.87 | 79752.41 | 62649.45 | 47743.43 | 19736.19 | 14455.23 | 10488.22 | 7593.407 | 5528.242 | 4078.405
2023 PG Study Reference Scenario | SDG&E | Ind | HVAC | Ind - Electronics | Energy Efficiency | Incremental Measure Cost | 375660.6 | 332262.6 | 279433.8 | 225331.6 | 175775.2 | 90635.19 | 67710.91 | 50111.28 | 37005.87 | 27480.28 | 20678.77
2023 PG Study Reference Scenario | SDG&E | Ind | Lighting | Ind - All Other Industrial | Energy Efficiency | Admin | 1503.04 | 502.2435 | 286.1495 | 295.9471 | 250.2309 | 226.6768 | 204.9892 | 184.3056 | 166.0778 | 149.7053 | 134.9543
2023 PG Study Reference Scenario | SDG&E | Ind | Lighting | Ind - All Other Industrial | Energy Efficiency | Incentives | 415.9116 | 133.8856 | 73.7266 | 73.9129 | 60.7413 | 53.6156 | 49.4556 | 45.3548 | 41.6866 | 38.3285 | 35.2429
2023 PG Study Reference Scenario | SDG&E | Ind | Lighting | Ind - All Other Industrial | Energy Efficiency | Incremental Measure Cost | 831.8232 | 267.7713 | 147.4532 | 147.8258 | 121.4825 | 107.2312 | 98.9112 | 90.7096 | 83.3732 | 76.657 | 70.4858
2023 PG Study Reference Scenario | SDG&E | Ind | Lighting | Ind - Chemicals | Energy Efficiency | Admin | 219.3436 | 77.819 | 50.5315 | 50.2575 | 43.9131 | 40.119 | 36.1663 | 32.6031 | 29.3909 | 26.4952 | 23.8848
2023 PG Study Reference Scenario | SDG&E | Ind | Lighting | Ind - Chemicals | Energy Efficiency | Incentives | 13.3326 | 4.5511 | 2.8531 | 2.748 | 2.3318 | 2.0743 | 1.9074 | 1.7538 | 1.6127 | 1.4829 | 1.3635
2023 PG Study Reference Scenario | SDG&E | Ind | Lighting | Ind - Chemicals | Energy Efficiency | Incremental Measure Cost | 26.6652 | 9.1021 | 5.7063 | 5.4961 | 4.6636 | 4.1487 | 3.8147 | 3.5077 | 3.2253 | 2.9657 | 2.727
2023 PG Study Reference Scenario | SDG&E | Ind | Lighting | Ind - Electronics | Energy Efficiency | Admin | 455.7744 | 373.4977 | 340.467 | 315.0571 | 291.4277 | 268.8452 | 242.3547 | 218.4766 | 196.9514 | 177.5469 | 160.0543
2023 PG Study Reference Scenario | SDG&E | Ind | Lighting | Ind - Electronics | Energy Efficiency | Incentives | 71.9082 | 56.7285 | 49.9501 | 44.7813 | 40.2417 | 36.1592 | 33.2482 | 30.5719 | 28.111 | 25.8482 | 23.7676
2023 PG Study Reference Scenario | SDG&E | Ind | Lighting | Ind - Electronics | Energy Efficiency | Incremental Measure Cost | 143.8163 | 113.4569 | 99.9001 | 89.5626 | 80.4835 | 72.3184 | 66.4964 | 61.1437 | 56.222 | 51.6964 | 47.5352
2023 PG Study Reference Scenario | SDG&E | Ind | Lighting | Ind - Fabricated Metals | Energy Efficiency | Admin | 257.4615 | 101.3347 | 73.5571 | 65.3672 | 60.0923 | 55.3771 | 49.931 | 45.0041 | 40.5691 | 36.5719 | 32.9687
2023 PG Study Reference Scenario | SDG&E | Ind | Lighting | Ind - Fabricated Metals | Energy Efficiency | Incentives | 36.3465 | 13.7706 | 9.6545 | 8.3115 | 7.4225 | 6.662 | 6.127 | 5.6329 | 5.1793 | 4.7624 | 4.379
2023 PG Study Reference Scenario | SDG&E | Ind | Lighting | Ind - Fabricated Metals | Energy Efficiency | Incremental Measure Cost | 72.6931 | 27.5411 | 19.309 | 16.623 | 14.8449 | 13.3241 | 12.254 | 11.2657 | 10.3586 | 9.5248 | 8.7581
2023 PG Study Reference Scenario | SDG&E | Ind | Lighting | Ind - Food | Energy Efficiency | Admin | 473.2208 | 50.0381 | 46.6318 | 43.3057 | 40.0856 | 36.9883 | 33.344 | 30.0588 | 27.0973 | 24.4276 | 22.0209
2023 PG Study Reference Scenario | SDG&E | Ind | Lighting | Ind - Food | Energy Efficiency | Incentives | 51.167 | 5.207 | 4.686 | 4.2152 | 3.7898 | 3.4056 | 3.1315 | 2.8794 | 2.6476 | 2.4345 | 2.2385
2023 PG Study Reference Scenario | SDG&E | Ind | Lighting | Ind - Food | Energy Efficiency | Incremental Measure Cost | 102.3341 | 10.4139 | 9.372 | 8.4304 | 7.5796 | 6.8112 | 6.2629 | 5.7588 | 5.2952 | 4.869 | 4.4771
2023 PG Study Reference Scenario | SDG&E | Ind | Lighting | Ind - Industrial Machinery | Energy Efficiency | Admin | 721.4599 | 301.0177 | 221.1912 | 196.4346 | 180.4122 | 166.1544 | 149.8198 | 135.0321 | 121.7244 | 109.7311 | 98.9199
2023 PG Study Reference Scenario | SDG&E | Ind | Lighting | Ind - Industrial Machinery | Energy Efficiency | Incentives | 199.6378 | 80.2438 | 56.99 | 49.0596 | 43.7934 | 39.3003 | 36.1454 | 33.2293 | 30.5536 | 28.0941 | 25.8326
2023 PG Study Reference Scenario | SDG&E | Ind | Lighting | Ind - Industrial Machinery | Energy Efficiency | Incremental Measure Cost | 399.2755 | 160.4877 | 113.9801 | 98.1192 | 87.5868 | 78.6006 | 72.2909 | 66.4587 | 61.1072 | 56.1881 | 51.6653
2023 PG Study Reference Scenario | SDG&E | Ind | Lighting | Ind - Lumber & Furniture | Energy Efficiency | Admin | 28.3372 | 14.5435 | 13.5435 | 12.5695 | 11.6285 | 10.7249 | 11.8025 | 9.0264 | 7.8667 | 7.0916 | 6.3929
2023 PG Study Reference Scenario | SDG&E | Ind | Lighting | Ind - Lumber & Furniture | Energy Efficiency | Incentives | 7.1313 | 3.5254 | 3.1727 | 2.8539 | 2.5659 | 2.3057 | 2.5882 | 2.019 | 1.7948 | 1.6503 | 1.5175
2023 PG Study Reference Scenario | SDG&E | Ind | Lighting | Ind - Lumber & Furniture | Energy Efficiency | Incremental Measure Cost | 14.2625 | 7.0507 | 6.3453 | 5.7078 | 5.1318 | 4.6115 | 5.1763 | 4.038 | 3.5895 | 3.3006 | 3.0349
2023 PG Study Reference Scenario | SDG&E | Ind | Lighting | Ind - Paper | Energy Efficiency | Admin | 6.9672 | 5.845 | 5.4482 | 5.0605 | 4.6849 | 4.3234 | 3.8975 | 3.5135 | 3.1673 | 2.8552 | 2.5739
2023 PG Study Reference Scenario | SDG&E | Ind | Lighting | Ind - Paper | Energy Efficiency | Incentives | 0.48689 | 0.39303 | 0.3537 | 0.31816 | 0.28606 | 0.25706 | 0.23636 | 0.21734 | 0.19984 | 0.18376 | 0.16897
2023 PG Study Reference Scenario | SDG&E | Ind | Lighting | Ind - Paper | Energy Efficiency | Incremental Measure Cost | 0.97378 | 0.78605 | 0.70741 | 0.63633 | 0.57211 | 0.51411 | 0.47273 | 0.43468 | 0.39969 | 0.36751 | 0.33793
2023 PG Study Reference Scenario | SDG&E | Ind | Lighting | Ind - Petroleum | Energy Efficiency | Admin | 1.0333 | 0.96711 | 0.90161 | 0.83758 | 0.77551 | 0.71576 | 0.64524 | 0.58167 | 0.52436 | 0.4727 | 0.42613
2023 PG Study Reference Scenario | SDG&E | Ind | Lighting | Ind - Petroleum | Energy Efficiency | Incentives | 0.035689 | 0.032133 | 0.028918 | 0.026013 | 0.023388 | 0.021017 | 0.019325 | 0.017769 | 0.016339 | 0.015024 | 0.013814
2023 PG Study Reference Scenario | SDG&E | Ind | Lighting | Ind - Petroleum | Energy Efficiency | Incremental Measure Cost | 0.071379 | 0.064266 | 0.057837 | 0.052025 | 0.046775 | 0.042033 | 0.03865 | 0.035539 | 0.032678 | 0.030048 | 0.027629
2023 PG Study Reference Scenario | SDG&E | Ind | Lighting | Ind - Plastics | Energy Efficiency | Admin | 558.3187 | 345.7615 | 53.3104 | 49.5017 | 45.8159 | 42.2719 | 38.1071 | 34.3526 | 30.9681 | 27.917 | 25.1665
2023 PG Study Reference Scenario | SDG&E | Ind | Lighting | Ind - Plastics | Energy Efficiency | Incentives | 76.2721 | 45.4664 | 6.7706 | 6.0903 | 5.4757 | 4.9206 | 4.5245 | 4.1603 | 3.8254 | 3.5175 | 3.2344
2023 PG Study Reference Scenario | SDG&E | Ind | Lighting | Ind - Plastics | Energy Efficiency | Incremental Measure Cost | 152.5442 | 90.9328 | 13.5412 | 12.1807 | 10.9514 | 9.8412 | 9.049 | 8.3206 | 7.6508 | 7.035 | 6.4687
2023 PG Study Reference Scenario | SDG&E | Ind | Lighting | Ind - Primary Metals | Energy Efficiency | Admin | 18.614 | 18.1542 | 1.858 | 1.7259 | 1.5979 | 1.4747 | 1.3294 | 1.1984 | 1.0803 | 0.97391 | 0.87796
2023 PG Study Reference Scenario | SDG&E | Ind | Lighting | Ind - Primary Metals | Energy Efficiency | Incentives | 0.95918 | 0.90002 | 0.088925 | 0.07999 | 0.071918 | 0.064627 | 0.059425 | 0.054641 | 0.050243 | 0.046199 | 0.04248
2023 PG Study Reference Scenario | SDG&E | Ind | Lighting | Ind - Primary Metals | Energy Efficiency | Incremental Measure Cost | 1.9184 | 1.8 | 0.17785 | 0.15998 | 0.14384 | 0.12925 | 0.11885 | 0.10928 | 0.10049 | 0.092397 | 0.08496
2023 PG Study Reference Scenario | SDG&E | Ind | Lighting | Ind - Printing & Publishing | Energy Efficiency | Admin | 693.8343 | 192.6014 | 85.2362 | 79.133 | 73.23 | 67.5567 | 60.9007 | 54.9005 | 49.4915 | 44.6154 | 40.2197
2023 PG Study Reference Scenario | SDG&E | Ind | Lighting | Ind - Printing & Publishing | Energy Efficiency | Incentives | 121.8183 | 32.5571 | 13.9187 | 12.5202 | 11.2567 | 10.1155 | 9.3013 | 8.5526 | 7.8641 | 7.2311 | 6.649
2023 PG Study Reference Scenario | SDG&E | Ind | Lighting | Ind - Printing & Publishing | Energy Efficiency | Incremental Measure Cost | 243.6365 | 65.1143 | 27.8374 | 25.0405 | 22.5134 | 20.231 | 18.6025 | 17.1051 | 15.7283 | 14.4622 | 13.2981
2023 PG Study Reference Scenario | SDG&E | Ind | Lighting | Ind - Stone-Glass-Clay | Energy Efficiency | Admin | 32.722 | 15.8153 | 14.7396 | 13.6891 | 12.6719 | 11.6932 | 13.0219 | 9.8414 | 8.6208 | 7.7383 | 6.9716
2023 PG Study Reference Scenario | SDG&E | Ind | Lighting | Ind - Stone-Glass-Clay | Energy Efficiency | Incentives | 3.106 | 1.4447 | 1.3001 | 1.1695 | 1.0515 | 0.94487 | 1.0733 | 0.82736 | 0.73924 | 0.67684 | 0.62197
2023 PG Study Reference Scenario | SDG&E | Ind | Lighting | Ind - Stone-Glass-Clay | Energy Efficiency | Incremental Measure Cost | 6.212 | 2.8893 | 2.6002 | 2.339 | 2.1029 | 1.8897 | 2.1465 | 1.6547 | 1.4785 | 1.3537 | 1.2439
2023 PG Study Reference Scenario | SDG&E | Ind | Lighting | Ind - Textiles | Energy Efficiency | Admin | 11.8152 | 127.4182 | 62.5129 | 22.8606 | 9.5513 | 8.8092 | 7.9413 | 7.1589 | 6.4536 | 5.8177 | 5.2446
2023 PG Study Reference Scenario | SDG&E | Ind | Lighting | Ind - Textiles | Energy Efficiency | Incentives | 2.9316 | 30.4519 | 14.4378 | 5.1173 | 2.0778 | 1.8671 | 1.7168 | 1.5787 | 1.4516 | 1.3347 | 1.2273
2023 PG Study Reference Scenario | SDG&E | Ind | Lighting | Ind - Textiles | Energy Efficiency | Incremental Measure Cost | 5.8632 | 60.9038 | 28.8756 | 10.2345 | 4.1556 | 3.7343 | 3.4337 | 3.1573 | 2.9032 | 2.6695 | 2.4546
2023 PG Study Reference Scenario | SDG&E | Ind | Lighting | Ind - Transportation Equipment | Energy Efficiency | Admin | 369.5394 | 644.9183 | 367.3615 | 300.132 | 277.6958 | 256.144 | 237.5852 | 209.1154 | 187.8088 | 169.2072 | 152.5225
2023 PG Study Reference Scenario | SDG&E | Ind | Lighting | Ind - Transportation Equipment | Energy Efficiency | Incentives | 81.4396 | 136.8751 | 75.3356 | 59.6465 | 53.6272 | 48.1904 | 45.5928 | 40.932 | 37.4967 | 34.4584 | 31.6819
2023 PG Study Reference Scenario | SDG&E | Ind | Lighting | Ind - Transportation Equipment | Energy Efficiency | Incremental Measure Cost | 162.8792 | 273.7502 | 150.6711 | 119.2931 | 107.2543 | 96.3808 | 91.1855 | 81.8639 | 74.9933 | 68.9169 | 63.3638
2023 PG Study Reference Scenario | SDG&E | Ind | MachDr | Ind - Food | Energy Efficiency | Admin | 17195.6 | 14988.13 | 5979.792 | 6750.703 | 5871.863 | 2453.016 | 2296.398 | 2163.349 | 2032.361 | 1890.887 | 1781.832
2023 PG Study Reference Scenario | SDG&E | Ind | MachDr | Ind - Food | Energy Efficiency | Incentives | 7767.387 | 6770.256 | 2701.119 | 3049.345 | 2652.366 | 1108.046 | 1037.301 | 977.2016 | 918.0331 | 854.1284 | 804.8672
2023 PG Study Reference Scenario | SDG&E | Ind | MachDr | Ind - Food | Energy Efficiency | Incremental Measure Cost | 42370.76 | 39213.46 | 20949.51 | 23104.58 | 21522.16 | 13957.58 | 13353.87 | 12908.72 | 12420.99 | 11763.97 | 11375.59
2023 PG Study Reference Scenario | SDG&E | Ind | MachDr | Ind - Lumber & Furniture | Energy Efficiency | Admin | 145.1481 | 156.4056 | 158.8604 | 162.9833 | 164.1493 | 154.0374 | 154.8345 | 151.606 | 147.0629 | 140.4554 | 137.2452
2023 PG Study Reference Scenario | SDG&E | Ind | MachDr | Ind - Lumber & Furniture | Energy Efficiency | Incentives | 65.5645 | 70.6496 | 71.7585 | 73.6208 | 74.1475 | 69.5799 | 69.9399 | 68.4816 | 66.4294 | 63.4448 | 61.9947
2023 PG Study Reference Scenario | SDG&E | Ind | MachDr | Ind - Lumber & Furniture | Energy Efficiency | Incremental Measure Cost | 1234.533 | 1356.888 | 1405.748 | 1471.076 | 1511.232 | 1446.5 | 1483.065 | 1481.184 | 1465.534 | 1427.682 | 1422.952
2023 PG Study Reference Scenario | SDG&E | Ind | MachDr | Ind - Paper | Energy Efficiency | Admin | 483.1889 | 508.4321 | 469.318 | 458.6029 | 444.8222 | 353.9579 | 390.9153 | 368.2987 | 344.2315 | 315.2719 | 296.0216
2023 PG Study Reference Scenario | SDG&E | Ind | MachDr | Ind - Paper | Energy Efficiency | Incentives | 218.2602 | 229.6628 | 211.9946 | 207.1545 | 200.9297 | 159.8855 | 176.5795 | 166.3634 | 155.492 | 142.4108 | 133.7152
2023 PG Study Reference Scenario | SDG&E | Ind | MachDr | Ind - Paper | Energy Efficiency | Incremental Measure Cost | 4109.684 | 4410.873 | 4152.971 | 4139.317 | 4095.233 | 3323.869 | 3744.339 | 3598.262 | 3430.389 | 3204.633 | 3069.138
2023 PG Study Reference Scenario | SDG&E | Ind | ProcHeat | Ind - All Other Industrial | Energy Efficiency | Admin | 6708.862 | 5336.775 | 13915.27 | 14468.79 | 13644.61 | 9188.438 | 12548.73 | 12837.91 | 12047.81 | 11249.28 | 10440.87
2023 PG Study Reference Scenario | SDG&E | Ind | ProcHeat | Ind - All Other Industrial | Energy Efficiency | Incentives | 702.5166 | 558.8389 | 1457.134 | 1515.095 | 1428.791 | 962.1647 | 1314.037 | 1344.318 | 1261.583 | 1177.965 | 1093.313
2023 PG Study Reference Scenario | SDG&E | Ind | ProcHeat | Ind - All Other Industrial | Energy Efficiency | Incremental Measure Cost | 1702.506 | 1381.398 | 11174.63 | 12049.51 | 12137.68 | 9348.805 | 12043.87 | 13478.17 | 13170.95 | 12747.22 | 12225.78
2023 PG Study Reference Scenario | SDG&E | Ind | ProcHeat | Ind - Chemicals | Energy Efficiency | Admin | 16512.15 | 16911.56 | 21222.01 | 21167.84 | 20416.31 | 19375.48 | 17838.66 | 16254.64 | 14500.26 | 12731.16 | 11027.09
2023 PG Study Reference Scenario | SDG&E | Ind | ProcHeat | Ind - Chemicals | Energy Efficiency | Incentives | 1729.065 | 1770.889 | 2222.257 | 2216.585 | 2137.888 | 2028.898 | 1867.971 | 1702.101 | 1518.39 | 1333.14 | 1154.698
2023 PG Study Reference Scenario | SDG&E | Ind | ProcHeat | Ind - Chemicals | Energy Efficiency | Incremental Measure Cost | 12733.18 | 13399.74 | 17723.43 | 18130.5 | 17913.12 | 17400.72 | 16384.99 | 15297.62 | 13950.14 | 12518.3 | 11080.7
2023 PG Study Reference Scenario | SDG&E | Ind | ProcHeat | Ind - Electronics | Energy Efficiency | Admin | 7642.634 | 6272.896 | 30789.76 | 30667.4 | 29925.26 | 29192.03 | 27881.65 | 28188.06 | 26679.8 | 24982.4 | 23153.42
2023 PG Study Reference Scenario | SDG&E | Ind | ProcHeat | Ind - Electronics | Energy Efficiency | Incentives | 800.2964 | 656.8646 | 3224.141 | 3211.329 | 3133.615 | 3056.835 | 2919.619 | 2951.705 | 2793.768 | 2616.025 | 2424.504
2023 PG Study Reference Scenario | SDG&E | Ind | ProcHeat | Ind - Electronics | Energy Efficiency | Incremental Measure Cost | 1939.469 | 1623.708 | 26307.41 | 27614.64 | 28168 | 28558.85 | 28189.01 | 30136.41 | 29350.59 | 28241.55 | 26876.38
2023 PG Study Reference Scenario | SDG&E | Ind | ProcHeat | Ind - Fabricated Metals | Energy Efficiency | Admin | 2745.523 | 2240.648 | 10954.06 | 11156.66 | 10859.3 | 8718.282 | 10229.58 | 9912.085 | 9316.383 | 8667.563 | 7982.234
2023 PG Study Reference Scenario | SDG&E | Ind | ProcHeat | Ind - Fabricated Metals | Energy Efficiency | Incentives | 287.4967 | 234.6289 | 1147.052 | 1168.267 | 1137.129 | 912.9325 | 1071.188 | 1037.941 | 975.5625 | 907.6215 | 835.8575
2023 PG Study Reference Scenario | SDG&E | Ind | ProcHeat | Ind - Fabricated Metals | Energy Efficiency | Incremental Measure Cost | 696.7305 | 579.9809 | 9501.039 | 10094.05 | 10269.94 | 8907.077 | 10258.05 | 10381.01 | 10055.26 | 9617.454 | 9090.657
2023 PG Study Reference Scenario | SDG&E | Ind | ProcHeat | Ind - Food | Energy Efficiency | Admin | 14850.88 | 11009.56 | 15931.1 | 14884.55 | 11507.91 | 7556.607 | 8234.329 | 7456.207 | 5738.102 | 4639.072 | 3673.407
2023 PG Study Reference Scenario | SDG&E | Ind | ProcHeat | Ind - Food | Energy Efficiency | Incentives | 1555.106 | 1152.863 | 1668.221 | 1558.631 | 1205.048 | 791.2881 | 862.2555 | 780.7747 | 600.8637 | 485.7792 | 384.6598
2023 PG Study Reference Scenario | SDG&E | Ind | ProcHeat | Ind - Food | Energy Efficiency | Incremental Measure Cost | 8532.714 | 6728.512 | 12991.9 | 12473.16 | 10204.7 | 7115.109 | 7723.131 | 7524.538 | 6073.197 | 5048.363 | 4121.189
2023 PG Study Reference Scenario | SDG&E | Ind | ProcHeat | Ind - Industrial Machinery | Energy Efficiency | Admin | 3389.714 | 2918.626 | 8516.84 | 8485.654 | 7846.44 | 7022.61 | 8247.127 | 8156.203 | 7504.963 | 7012.855 | 6520.275
2023 PG Study Reference Scenario | SDG&E | Ind | ProcHeat | Ind - Industrial Machinery | Energy Efficiency | Incentives | 354.9529 | 305.6231 | 891.8386 | 888.5729 | 821.6378 | 735.3707 | 863.5957 | 854.0746 | 785.8802 | 734.3492 | 682.7688
2023 PG Study Reference Scenario | SDG&E | Ind | ProcHeat | Ind - Industrial Machinery | Energy Efficiency | Incremental Measure Cost | 860.2066 | 755.4719 | 6867.327 | 7278.899 | 7267.57 | 7058.911 | 7878.193 | 8274.044 | 8009.344 | 7753.273 | 7431.312
2023 PG Study Reference Scenario | SDG&E | Ind | ProcHeat | Ind - Lumber & Furniture | Energy Efficiency | Admin | 19.4499 | 7.2666 | 39.5834 | 47.5067 | 47.9422 | 2.9541 | 59.764 | 59.1512 | 55.7992 | 52.2194 | 48.5029
2023 PG Study Reference Scenario | SDG&E | Ind | ProcHeat | Ind - Lumber & Furniture | Energy Efficiency | Incentives | 2.0367 | 0.76092 | 4.145 | 4.9747 | 5.0203 | 0.30934 | 6.2582 | 6.194 | 5.843 | 5.4681 | 5.079
2023 PG Study Reference Scenario | SDG&E | Ind | ProcHeat | Ind - Lumber & Furniture | Energy Efficiency | Incremental Measure Cost | 4.9358 | 1.8809 | 36.9886 | 42.5479 | 43.8858 | 2.494 | 52.6611 | 56.3512 | 55.8192 | 54.5881 | 52.7339
2023 PG Study Reference Scenario | SDG&E | Ind | ProcHeat | Ind - Paper | Energy Efficiency | Admin | 1.8384 | 0.91119 | 10.6166 | 9.7384 | 8.3011 | 0.52907 | 7.4026 | 6.525 | 5.173 | 3.6467 | 2.5125
2023 PG Study Reference Scenario | SDG&E | Ind | ProcHeat | Ind - Paper | Energy Efficiency | Incentives | 0.19251 | 0.095415 | 1.1117 | 1.0198 | 0.86925 | 0.055402 | 0.77517 | 0.68326 | 0.54168 | 0.38186 | 0.26309
2023 PG Study Reference Scenario | SDG&E | Ind | ProcHeat | Ind - Paper | Energy Efficiency | Incremental Measure Cost | 0.46653 | 0.23586 | 10.3215 | 9.6696 | 8.4186 | 0.50579 | 7.8171 | 7.1208 | 5.7826 | 4.189 | 2.9727
2023 PG Study Reference Scenario | SDG&E | Ind | ProcHeat | Ind - Petroleum | Energy Efficiency | Admin | 360.1859 | 317.5263 | 3095.628 | 3283.266 | 3174.617 | 3221.302 | 3021.061 | 2970.742 | 2764.546 | 2531.597 | 2283.258
2023 PG Study Reference Scenario | SDG&E | Ind | ProcHeat | Ind - Petroleum | Energy Efficiency | Incentives | 37.7168 | 33.2497 | 324.1579 | 343.8063 | 332.4292 | 337.3178 | 316.3496 | 311.0805 | 289.4886 | 265.0955 | 239.0907
2023 PG Study Reference Scenario | SDG&E | Ind | ProcHeat | Ind - Petroleum | Energy Efficiency | Incremental Measure Cost | 91.4043 | 82.1901 | 2811.91 | 3064.401 | 3076.426 | 3197.369 | 3096.159 | 3188.252 | 3044.131 | 2853.369 | 2635.68
2023 PG Study Reference Scenario | SDG&E | Ind | ProcHeat | Ind - Plastics | Energy Efficiency | Admin | 2073.16 | 1763.126 | 4824.216 | 4658.547 | 4431.571 | 1968.863 | 4084.813 | 4133.1 | 3900.685 | 3658.176 | 3405.499
2023 PG Study Reference Scenario | SDG&E | Ind | ProcHeat | Ind - Plastics | Energy Efficiency | Incentives | 217.0904 | 184.6253 | 505.1665 | 487.8184 | 464.0507 | 206.1689 | 427.7401 | 432.7964 | 408.4592 | 383.0649 | 356.6059
2023 PG Study Reference Scenario | SDG&E | Ind | ProcHeat | Ind - Plastics | Energy Efficiency | Incremental Measure Cost | 526.1053 | 456.3765 | 3666.389 | 3817.845 | 3876.07 | 1962.235 | 3857.192 | 4239.731 | 4167.312 | 4050.899 | 3896.026
2023 PG Study Reference Scenario | SDG&E | Ind | ProcHeat | Ind - Primary Metals | Energy Efficiency | Admin | 314.6864 | 246.7733 | 4168.407 | 4549.45 | 4326.309 | 2882.348 | 3932.807 | 3391.066 | 3032.045 | 2683.149 | 2369.418
2023 PG Study Reference Scenario | SDG&E | Ind | ProcHeat | Ind - Primary Metals | Energy Efficiency | Incentives | 32.9523 | 25.8408 | 436.4936 | 476.3944 | 453.0283 | 301.8243 | 411.8228 | 355.0946 | 317.4998 | 280.9652 | 248.113
2023 PG Study Reference Scenario | SDG&E | Ind | ProcHeat | Ind - Primary Metals | Energy Efficiency | Incremental Measure Cost | 79.8579 | 63.8761 | 3899.969 | 4321.614 | 4285.749 | 3002.287 | 4120.775 | 3699.702 | 3380.195 | 3056.787 | 2758.546
2023 PG Study Reference Scenario | SDG&E | Ind | ProcHeat | Ind - Printing & Publishing | Energy Efficiency | Admin | 70.0346 | 50.8267 | 1737.823 | 1818.419 | 1777.505 | 1596.744 | 1695.121 | 1657.332 | 1550.391 | 1423.425 | 1283.454
2023 PG Study Reference Scenario | SDG&E | Ind | ProcHeat | Ind - Printing & Publishing | Energy Efficiency | Incentives | 7.3336 | 5.3223 | 181.9757 | 190.4153 | 186.131 | 167.2026 | 177.5042 | 173.5471 | 162.3488 | 149.0536 | 134.3965
2023 PG Study Reference Scenario | SDG&E | Ind | ProcHeat | Ind - Printing & Publishing | Energy Efficiency | Incremental Measure Cost | 17.7726 | 13.1563 | 1665.34 | 1782.417 | 1786.93 | 1645.594 | 1778.149 | 1798.948 | 1721.839 | 1616.656 | 1491.367
2023 PG Study Reference Scenario | SDG&E | Ind | ProcHeat | Ind - Stone-Glass-Clay | Energy Efficiency | Admin | 852.448 | 691.3533 | 5313.889 | 6650.665 | 6630.062 | 5886.663 | 6471.824 | 6584.636 | 6270.16 | 5908.461 | 5511.566
2023 PG Study Reference Scenario | SDG&E | Ind | ProcHeat | Ind - Stone-Glass-Clay | Energy Efficiency | Incentives | 89.2639 | 72.3949 | 556.4424 | 696.4226 | 694.2651 | 616.4203 | 677.6953 | 689.5084 | 656.5781 | 618.7029 | 577.1421
2023 PG Study Reference Scenario | SDG&E | Ind | ProcHeat | Ind - Stone-Glass-Clay | Energy Efficiency | Incremental Measure Cost | 216.3255 | 178.9534 | 5209.109 | 6342.341 | 6531.429 | 6130.314 | 6691.459 | 7184.078 | 7036.759 | 6811.084 | 6520.607
2023 PG Study Reference Scenario | SDG&E | Ind | ProcHeat | Ind - Textiles | Energy Efficiency | Admin | 84.494 | 51.9062 | 583.4225 | 584.5699 | 541.1533 | 442.8274 | 471.3528 | 427.9369 | 382.3835 | 328.8429 | 278.4857
2023 PG Study Reference Scenario | SDG&E | Ind | ProcHeat | Ind - Textiles | Energy Efficiency | Incentives | 8.8478 | 5.4353 | 61.0929 | 61.2131 | 56.6667 | 46.3706 | 49.3576 | 44.8113 | 40.0412 | 34.4347 | 29.1616
2023 PG Study Reference Scenario | SDG&E | Ind | ProcHeat | Ind - Textiles | Energy Efficiency | Incremental Measure Cost | 21.442 | 13.4357 | 556.5601 | 572.4788 | 548.2165 | 458.2793 | 497.8162 | 465.4477 | 425.1119 | 373.8763 | 323.9045
2023 PG Study Reference Scenario | SDG&E | Ind | ProcHeat | Ind - Transportation Equipment | Energy Efficiency | Admin | 1512.577 | 1480.64 | 9522.469 | 9649.946 | 9089.045 | 9049.028 | 9016.079 | 9360.333 | 8995.232 | 8251.85 | 7599.278
2023 PG Study Reference Scenario | SDG&E | Ind | ProcHeat | Ind - Transportation Equipment | Energy Efficiency | Incentives | 158.3891 | 155.0448 | 997.1427 | 1010.491 | 951.7569 | 947.5665 | 944.1163 | 980.1647 | 941.9332 | 864.0902 | 795.7563
2023 PG Study Reference Scenario | SDG&E | Ind | ProcHeat | Ind - Transportation Equipment | Energy Efficiency | Incremental Measure Cost | 383.8462 | 383.2564 | 8740.906 | 9206.982 | 9103.282 | 9275.849 | 9381.245 | 10274.57 | 10122.58 | 9605.267 | 9096.106
2023 PG Study Reference Scenario | SDG&E | Ind | ProcRefrig | Ind - All Other Industrial | Energy Efficiency | Admin | 356.9362 | 406.567 | 455.0684 | 511.3958 | 566.9141 | 608.9052 | 671.6271 | 723.1446 | 770.1898 | 810.3072 | 843.5682
2023 PG Study Reference Scenario | SDG&E | Ind | ProcRefrig | Ind - All Other Industrial | Energy Efficiency | Incentives | 398.3902 | 453.7851 | 507.9193 | 570.7886 | 632.7546 | 679.6225 | 749.6288 | 807.1294 | 859.6384 | 904.4151 | 941.5388
2023 PG Study Reference Scenario | SDG&E | Ind | ProcRefrig | Ind - All Other Industrial | Energy Efficiency | Incremental Measure Cost | 2055.96 | 2388.671 | 2727.1 | 3125.948 | 3534.614 | 3872.35 | 4356.657 | 4784.653 | 5197.844 | 5577.959 | 5923.058
2023 PG Study Reference Scenario | SDG&E | Ind | ProcRefrig | Ind - Chemicals | Energy Efficiency | Admin | 233.3467 | 266.1473 | 298.0256 | 335.7322 | 372.8927 | 409.503 | 445.2003 | 474.611 | 501.2858 | 521.8301 | 539.5281
2023 PG Study Reference Scenario | SDG&E | Ind | ProcRefrig | Ind - Chemicals | Energy Efficiency | Incentives | 260.4473 | 297.0572 | 332.6378 | 374.7236 | 416.1999 | 457.0621 | 496.9052 | 529.7316 | 559.5043 | 582.4347 | 602.1881
2023 PG Study Reference Scenario | SDG&E | Ind | ProcRefrig | Ind - Chemicals | Energy Efficiency | Incremental Measure Cost | 1344.082 | 1563.674 | 1785.986 | 2052.19 | 2324.924 | 2604.246 | 2887.889 | 3140.242 | 3383.069 | 3592.153 | 3788.261
2023 PG Study Reference Scenario | SDG&E | Ind | ProcRefrig | Ind - Electronics | Energy Efficiency | Admin | 3020.753 | 3438.105 | 3870.653 | 4324.566 | 4787.903 | 5252.706 | 5683.104 | 6107.011 | 6490.386 | 6812.707 | 7074.956
2023 PG Study Reference Scenario | SDG&E | Ind | ProcRefrig | Ind - Electronics | Energy Efficiency | Incentives | 3371.578 | 3837.401 | 4320.184 | 4826.814 | 5343.963 | 5862.747 | 6343.13 | 6816.27 | 7244.169 | 7603.924 | 7896.63
2023 PG Study Reference Scenario | SDG&E | Ind | ProcRefrig | Ind - Electronics | Energy Efficiency | Incremental Measure Cost | 17399.6 | 20199.63 | 23195.76 | 26434.26 | 29851.77 | 33404.74 | 36864.7 | 40406.76 | 43802.21 | 46897.03 | 49676.33
2023 PG Study Reference Scenario | SDG&E | Ind | ProcRefrig | Ind - Fabricated Metals | Energy Efficiency | Admin | 104.1003 | 118.3664 | 133.1085 | 148.5294 | 164.2087 | 176.1923 | 193.4102 | 207.4769 | 220.0883 | 229.7875 | 237.8805
2023 PG Study Reference Scenario | SDG&E | Ind | ProcRefrig | Ind - Fabricated Metals | Energy Efficiency | Incentives | 116.1904 | 132.1133 | 148.5675 | 165.7794 | 183.2796 | 196.655 | 215.8725 | 231.5729 | 245.649 | 256.4747 | 265.5076
2023 PG Study Reference Scenario | SDG&E | Ind | ProcRefrig | Ind - Fabricated Metals | Energy Efficiency | Incremental Measure Cost | 599.62 | 695.4289 | 797.6825 | 907.8981 | 1023.814 | 1120.5 | 1254.597 | 1372.761 | 1485.328 | 1581.802 | 1670.262
2023 PG Study Reference Scenario | SDG&E | Ind | ProcRefrig | Ind - Food | Energy Efficiency | Admin | 13337.37 | 12919.34 | 10451.37 | 9981.03 | 9056.02 | 4956.35 | 5340.916 | 2835.529 | 881.0204 | 838.8028 | 797.2877
2023 PG Study Reference Scenario | SDG&E | Ind | ProcRefrig | Ind - Food | Energy Efficiency | Incentives | 11910.86 | 11769.86 | 9718.366 | 9467.299 | 8763.249 | 4905.263 | 5385.038 | 2925.565 | 939.5825 | 907.0346 | 873.7398
2023 PG Study Reference Scenario | SDG&E | Ind | ProcRefrig | Ind - Food | Energy Efficiency | Incremental Measure Cost | 24408.59 | 24217.11 | 20196.9 | 19796.22 | 18491.65 | 10856.02 | 11914.52 | 7068.721 | 3154.544 | 3116.826 | 3068.362
2023 PG Study Reference Scenario | SDG&E | Ind | ProcRefrig | Ind - Industrial Machinery | Energy Efficiency | Admin | 234.0253 | 266.0826 | 299.2016 | 333.837 | 369.0416 | 400.9827 | 435.7336 | 467.3076 | 495.5773 | 518.9918 | 537.6573
2023 PG Study Reference Scenario | SDG&E | Ind | ProcRefrig | Ind - Industrial Machinery | Energy Efficiency | Incentives | 261.2047 | 296.985 | 333.9504 | 372.6083 | 411.9015 | 447.5522 | 486.339 | 521.5799 | 553.1329 | 579.2667 | 600.0999
2023 PG Study Reference Scenario | SDG&E | Ind | ProcRefrig | Ind - Industrial Machinery | Energy Efficiency | Incremental Measure Cost | 1347.991 | 1563.294 | 1793.033 | 2040.606 | 2300.913 | 2550.061 | 2826.481 | 3091.919 | 3344.544 | 3572.614 | 3775.125
2023 PG Study Reference Scenario | SDG&E | Ind | ProcRefrig | Ind - Lumber & Furniture | Energy Efficiency | Admin | 2.1067 | 2.3713 | 2.6302 | 2.9405 | 3.2646 | 3.3734 | 3.8398 | 4.1265 | 4.369 | 4.5595 | 4.7222
2023 PG Study Reference Scenario | SDG&E | Ind | ProcRefrig | Ind - Lumber & Furniture | Energy Efficiency | Incentives | 2.3514 | 2.6467 | 2.9356 | 3.282 | 3.6438 | 3.7652 | 4.2857 | 4.6058 | 4.8765 | 5.0891 | 5.2706
2023 PG Study Reference Scenario | SDG&E | Ind | ProcRefrig | Ind - Lumber & Furniture | Energy Efficiency | Incremental Measure Cost | 12.1347 | 13.932 | 15.7619 | 17.9737 | 20.3544 | 21.4535 | 24.9075 | 27.303 | 29.4857 | 31.3868 | 33.1567
2023 PG Study Reference Scenario | SDG&E | Ind | ProcRefrig | Ind - Paper | Energy Efficiency | Admin | 8.7334 | 9.6505 | 9.8839 | 10.4922 | 11.121 | 9.4272 | 11.8235 | 12.0026 | 11.953 | 11.5778 | 11.0979
2023 PG Study Reference Scenario | SDG&E | Ind | ProcRefrig | Ind - Paper | Energy Efficiency | Incentives | 9.7477 | 10.7713 | 11.0319 | 11.7107 | 12.4126 | 10.5221 | 13.1967 | 13.3966 | 13.3412 | 12.9224 | 12.3868
2023 PG Study Reference Scenario | SDG&E | Ind | ProcRefrig | Ind - Paper | Energy Efficiency | Incremental Measure Cost | 50.3046 | 56.6987 | 59.2317 | 64.1341 | 69.3377 | 59.9528 | 76.6958 | 79.4149 | 80.6679 | 79.6985 | 77.9234
2023 PG Study Reference Scenario | SDG&E | Ind | ProcRefrig | Ind - Plastics | Energy Efficiency | Admin | 412.7568 | 469.9853 | 523.3641 | 584.2959 | 645.3058 | 704.6226 | 755.8586 | 801.7796 | 841.1191 | 868.8442 | 889.8783
2023 PG Study Reference Scenario | SDG&E | Ind | ProcRefrig | Ind - Plastics | Energy Efficiency | Incentives | 460.6937 | 524.5686 | 584.1468 | 652.1551 | 720.2506 | 786.4564 | 843.6429 | 894.897 | 938.8054 | 969.7504 | 993.2274
2023 PG Study Reference Scenario | SDG&E | Ind | ProcRefrig | Ind - Plastics | Energy Efficiency | Incremental Measure Cost | 2377.488 | 2761.268 | 3136.378 | 3571.556 | 4023.373 | 4481.068 | 4903.043 | 5304.937 | 5676.53 | 5980.914 | 6248.222
2023 PG Study Reference Scenario | SDG&E | Ind | ProcRefrig | Ind - Primary Metals | Energy Efficiency | Admin | 3.6024 | 4.1028 | 4.5459 | 5.0743 | 5.5963 | 6.0777 | 6.4942 | 6.8219 | 7.0903 | 7.2403 | 7.3435
2023 PG Study Reference Scenario | SDG&E | Ind | ProcRefrig | Ind - Primary Metals | Energy Efficiency | Incentives | 4.0208 | 4.5793 | 5.0738 | 5.6636 | 6.2462 | 6.7836 | 7.2484 | 7.6142 | 7.9138 | 8.0812 | 8.1964
2023 PG Study Reference Scenario | SDG&E | Ind | ProcRefrig | Ind - Primary Metals | Energy Efficiency | Incremental Measure Cost | 20.7498 | 24.1049 | 27.2422 | 31.0168 | 34.8918 | 38.6514 | 42.1259 | 45.1368 | 47.8511 | 49.8405 | 51.5618
2023 PG Study Reference Scenario | SDG&E | Ind | ProcRefrig | Ind - Printing & Publishing | Energy Efficiency | Admin | 822.9884 | 939.2164 | 1049.322 | 1177.333 | 1306.891 | 1422.794 | 1547.825 | 1654.239 | 1750.069 | 1824.052 | 1885.863
2023 PG Study Reference Scenario | SDG&E | Ind | ProcRefrig | Ind - Printing & Publishing | Energy Efficiency | Incentives | 918.569 | 1048.296 | 1171.189 | 1314.067 | 1458.672 | 1588.035 | 1727.587 | 1846.359 | 1953.319 | 2035.894 | 2104.884
2023 PG Study Reference Scenario | SDG&E | Ind | ProcRefrig | Ind - Printing & Publishing | Energy Efficiency | Incremental Measure Cost | 4740.431 | 5518.105 | 6288.302 | 7196.546 | 8148.247 | 9048.299 | 10040.31 | 10945.19 | 11810.83 | 12556.33 | 13241.46
2023 PG Study Reference Scenario | SDG&E | Ind | ProcRefrig | Ind - Stone-Glass-Clay | Energy Efficiency | Admin | 1.3563 | 1.5331 | 1.6875 | 1.8924 | 2.1046 | 2.2457 | 2.4861 | 2.6695 | 2.8348 | 2.973 | 3.0847
2023 PG Study Reference Scenario | SDG&E | Ind | ProcRefrig | Ind - Stone-Glass-Clay | Energy Efficiency | Incentives | 1.5139 | 1.7112 | 1.8835 | 2.1122 | 2.349 | 2.5065 | 2.7748 | 2.9795 | 3.164 | 3.3183 | 3.443
2023 PG Study Reference Scenario | SDG&E | Ind | ProcRefrig | Ind - Stone-Glass-Clay | Energy Efficiency | Incremental Measure Cost | 7.8126 | 9.0076 | 10.1129 | 11.5676 | 13.1219 | 14.2816 | 16.1265 | 17.6627 | 19.1315 | 20.4657 | 21.659
2023 PG Study Reference Scenario | SDG&E | Ind | ProcRefrig | Ind - Textiles | Energy Efficiency | Admin | 4.509 | 5.2356 | 5.8418 | 6.4622 | 7.0802 | 6.9777 | 7.9584 | 8.3078 | 8.5724 | 8.6584 | 8.6852
2023 PG Study Reference Scenario | SDG&E | Ind | ProcRefrig | Ind - Textiles | Energy Efficiency | Incentives | 5.0327 | 5.8436 | 6.5203 | 7.2127 | 7.9025 | 7.7881 | 8.8827 | 9.2727 | 9.568 | 9.6639 | 9.6939
2023 PG Study Reference Scenario | SDG&E | Ind | ProcRefrig | Ind - Textiles | Energy Efficiency | Incremental Measure Cost | 25.9719 | 30.7602 | 35.0085 | 39.5009 | 44.1438 | 44.3749 | 51.6239 | 54.9682 | 57.8535 | 59.6022 | 60.9825
2023 PG Study Reference Scenario | SDG&E | Ind | ProcRefrig | Ind - Transportation Equipment | Energy Efficiency | Admin | 646.3009 | 754.8158 | 849.4472 | 942.6064 | 1044.043 | 1136.924 | 1238.981 | 1330.833 | 1413.735 | 1483.228 | 1539.543
2023 PG Study Reference Scenario | SDG&E | Ind | ProcRefrig | Ind - Transportation Equipment | Energy Efficiency | Incentives | 721.3613 | 842.4789 | 948.1006 | 1052.079 | 1165.296 | 1268.965 | 1382.875 | 1485.394 | 1577.924 | 1655.488 | 1718.343
2023 PG Study Reference Scenario | SDG&E | Ind | ProcRefrig | Ind - Transportation Equipment | Energy Efficiency | Incremental Measure Cost | 3722.707 | 4434.71 | 5090.504 | 5761.757 | 6509.433 | 7230.301 | 8036.925 | 8805.393 | 9540.992 | 10210.18 | 10809.8
2023 PG Study Reference Scenario | SDG&E | Ind | WholeBlg | Ind - All Other Industrial | Energy Efficiency | Admin | 42201.04 | 44137.71 | 47334.04 | 52570.91 | 61389.59 | 76173.27 | 75266.47 | 74819.1 | 74356.7 | 73897.93 | 73445.83
2023 PG Study Reference Scenario | SDG&E | Ind | WholeBlg | Ind - Chemicals | Energy Efficiency | Admin | 60611.22 | 61158.22 | 62557.63 | 65223.07 | 70230.72 | 79033.21 | 78002.1 | 77083.4 | 76141.79 | 75205.56 | 74285.68
2023 PG Study Reference Scenario | SDG&E | Ind | WholeBlg | Ind - Electronics | Energy Efficiency | Admin | 98240.67 | 101282.3 | 106268.3 | 114335.6 | 127948.7 | 150734.4 | 150292.2 | 150683.3 | 151018.6 | 151329.8 | 151621.1
2023 PG Study Reference Scenario | SDG&E | Ind | WholeBlg | Ind - Fabricated Metals | Energy Efficiency | Admin | 21409.38 | 21910.19 | 22849.48 | 24466.06 | 27274.61 | 32051.08 | 31580.94 | 31277.27 | 30959.71 | 30637.33 | 30309.08
2023 PG Study Reference Scenario | SDG&E | Ind | WholeBlg | Ind - Food | Energy Efficiency | Admin | 37422.95 | 38331.18 | 40128.98 | 43280.92 | 48797.09 | 58185.57 | 56998.77 | 55919.79 | 54866.98 | 53837.2 | 52821.07
2023 PG Study Reference Scenario | SDG&E | Ind | WholeBlg | Ind - Industrial Machinery | Energy Efficiency | Admin | 44902.24 | 46161.23 | 48443.15 | 52251.38 | 58716.42 | 69675.81 | 68868.55 | 68239.3 | 67595.32 | 66930.41 | 66259.47
2023 PG Study Reference Scenario | SDG&E | Ind | WholeBlg | Ind - Lumber & Furniture | Energy Efficiency | Admin | 2308.182 | 2313.023 | 2332.864 | 2386.773 | 2506.092 | 2731.985 | 2670.87 | 2632.745 | 2594.228 | 2555.658 | 2517.199
2023 PG Study Reference Scenario | SDG&E | Ind | WholeBlg | Ind - Paper | Energy Efficiency | Admin | 4302.654 | 4295.141 | 4261.401 | 4222.064 | 4245.31 | 4375.1 | 4188.204 | 4068.452 | 3952.019 | 3838.805 | 3728.031
2023 PG Study Reference Scenario | SDG&E | Ind | WholeBlg | Ind - Petroleum | Energy Efficiency | Admin | 3155.085 | 3107.07 | 3082.158 | 3086.315 | 3148.777 | 3299.44 | 3233.355 | 3169.076 | 3104.902 | 3041.79 | 2979.622
2023 PG Study Reference Scenario | SDG&E | Ind | WholeBlg | Ind - Plastics | Energy Efficiency | Admin | 15622.24 | 15722.98 | 16041.73 | 16671.4 | 17877.19 | 20023.68 | 19698.32 | 19423.46 | 19144.38 | 18867.06 | 18591.61
2023 PG Study Reference Scenario | SDG&E | Ind | WholeBlg | Ind - Primary Metals | Energy Efficiency | Admin | 3367.508 | 3460.903 | 3640.187 | 3952.034 | 4488.469 | 5392.171 | 5310.447 | 5249.774 | 5184.669 | 5119.437 | 5054.601
2023 PG Study Reference Scenario | SDG&E | Ind | WholeBlg | Ind - Printing & Publishing | Energy Efficiency | Admin | 18291.14 | 18204.73 | 18265.28 | 18518 | 19160.58 | 20433.37 | 20059.63 | 19709.64 | 19356.11 | 19005.74 | 18658.1
2023 PG Study Reference Scenario | SDG&E | Ind | WholeBlg | Ind - Stone-Glass-Clay | Energy Efficiency | Admin | 11546.61 | 11555.35 | 11626.67 | 11834.76 | 12339.02 | 13309.87 | 13075.67 | 12891.24 | 12710.69 | 12532.76 | 12356.71
2023 PG Study Reference Scenario | SDG&E | Ind | WholeBlg | Ind - Textiles | Energy Efficiency | Admin | 1907.978 | 1880.464 | 1892.547 | 1940.428 | 2044.298 | 2240.134 | 2174.532 | 2128.712 | 2082.406 | 2036.678 | 1991.244
2023 PG Study Reference Scenario | SDG&E | Ind | WholeBlg | Ind - Transportation Equipment | Energy Efficiency | Admin | 79595.97 | 78989.41 | 79735.58 | 81648.03 | 85436.06 | 92567.47 | 91064.12 | 89787.41 | 88556.7 | 87384.23 | 86182.21
2023 PG Study Reference Scenario | SDG&E | Res | AppPlug | Res - Multi Family | Energy Efficiency | Admin | 61.8646 | 68.6406 | 70.8804 | 74.3224 | 73.7802 | 78.7836 | 70.6963 | 78.3695 | 79.7588 | 4975.905 | 5173.59
2023 PG Study Reference Scenario | SDG&E | Res | AppPlug | Res - Multi Family | Energy Efficiency | Incentives | 652.4848 | 723.9511 | 747.5738 | 783.8763 | 778.1582 | 830.9288 | 745.6321 | 826.5618 | 841.215 | 52452.32 | 54536.17
2023 PG Study Reference Scenario | SDG&E | Res | AppPlug | Res - Multi Family | Energy Efficiency | Incremental Measure Cost | 3523.917 | 3988.087 | 4200.584 | 4492.657 | 4549.082 | 4954.729 | 4535.037 | 5127.808 | 5323.087 | 117433.5 | 124526.6
2023 PG Study Reference Scenario | SDG&E | Res | AppPlug | Res - Multi Family | Energy Efficiency | Admin | 771.0167 | 818.1167 | 865.6154 | 913.7485 | 962.2446 | 1011.703 | 1060.965 | 1111.534 | 66543.67 | 69611 | 74599.75
2023 PG Study Reference Scenario | SDG&E | Res | AppPlug | Res - Multi Family | Energy Efficiency | Incentives | 8131.897 | 8628.66 | 9129.628 | 9637.287 | 10148.77 | 10670.41 | 11189.97 | 11723.33 | 701454.7 | 733788.1 | 786375.7
2023 PG Study Reference Scenario | SDG&E | Res | AppPlug | Res - Multi Family | Energy Efficiency | Incremental Measure Cost | 43918.46 | 47533.38 | 51298.97 | 55234.51 | 59329.34 | 63626.37 | 68058.96 | 72728.95 | 1542077 | 1645364 | 1809798
2023 PG Study Reference Scenario | SDG&E | Res | AppPlug | Res - Multi Family | Fuel Substitution | Admin | 0 | 845.4012 | 935.819 | 1028.846 | 1124.26 | 1222.284 | 1323.359 | 1427.61 | 1535.372 | 1646.871 | 1762.262
2023 PG Study Reference Scenario | SDG&E | Res | AppPlug | Res - Multi Family | Fuel Substitution | Incentives | 0 | 7696.151 | 8689.66 | 9744.54 | 10861.21 | 12044.35 | 13301.15 | 14635.96 | 16055.56 | 17565.95 | 19172.68
2023 PG Study Reference Scenario | SDG&E | Res | AppPlug | Res - Multi Family | Fuel Substitution | Incremental Measure Cost | 0 | 10261.54 | 11586.21 | 12992.72 | 14481.61 | 16059.14 | 17734.87 | 19514.62 | 21407.42 | 23421.27 | 25563.58
2023 PG Study Reference Scenario | SDG&E | Res | AppPlug | Res - Single Family | Energy Efficiency | Admin | 0 | 0 | 0 | 0 | 0 | 0 | 0 | 0 | 0 | 0 | 9872.039
2023 PG Study Reference Scenario | SDG&E | Res | AppPlug | Res - Single Family | Energy Efficiency | Incentives | 0 | 0 | 0 | 0 | 0 | 0 | 0 | 0 | 0 | 0 | 104066
2023 PG Study Reference Scenario | SDG&E | Res | AppPlug | Res - Single Family | Energy Efficiency | Incremental Measure Cost | 0 | 0 | 0 | 0 | 0 | 0 | 0 | 0 | 0 | 0 | 411475.5
2023 PG Study Reference Scenario | SDG&E | Res | BROs | Low Income - Multi Family LI | Energy Efficiency | Admin | 596997 | 608860.3 | 621175.7 | 634166.1 | 647056.1 | 661052.3 | 675094.9 | 689059.5 | 702739.3 | 716775.9 | 732100.9
2023 PG Study Reference Scenario | SDG&E | Res | BROs | Low Income - Single Family LI | Energy Efficiency | Admin | 597390 | 607143.6 | 617283.8 | 627997.7 | 638506.6 | 649937.7 | 661312.6 | 672506.6 | 684817.4 | 697435.1 | 711221.4
2023 PG Study Reference Scenario | SDG&E | Res | BROs | Res - Multi Family | Energy Efficiency | Admin | 1286183 | 1310261 | 1335376 | 1361884 | 1388168 | 1416542 | 1444964 | 1473194 | 1500159 | 1527910 | 1558257
2023 PG Study Reference Scenario | SDG&E | Res | BROs | Res - Single Family | Energy Efficiency | Admin | 3008917 | 3058299 | 3109706 | 3164016 | 3217346 | 3275217 | 3332821 | 3389551 | 3450428 | 3512869 | 3581121
2023 PG Study Reference Scenario | SDG&E | Res | BldgEnv | Res - Single Family | Energy Efficiency | Admin | 146.6477 | 174.104 | 176.0948 | 183.5973 | 173.121 | 187.2358 | 146.1762 | 174.2595 | 274.9958 | 0 | 0
2023 PG Study Reference Scenario | SDG&E | Res | BldgEnv | Res - Single Family | Energy Efficiency | Incentives | 0 | 0 | 0 | 0 | 0 | 0 | 0 | 0 | 2362.716 | 0 | 0
2023 PG Study Reference Scenario | SDG&E | Res | BldgEnv | Res - Single Family | Energy Efficiency | Incremental Measure Cost | -25509.6 | -29605.6 | -29242.5 | -29742.2 | -27327.4 | -28763.7 | -21825.6 | -25252.1 | 62932.4 | 0 | 0
2023 PG Study Reference Scenario | SDG&E | Res | BldgEnv | Res - Single Family | Energy Efficiency | Admin | 0 | 0 | 0 | 0 | 0 | 0 | 0 | 0 | 0 | 0 | 13094.45
2023 PG Study Reference Scenario | SDG&E | Res | BldgEnv | Res - Single Family | Energy Efficiency | Incentives | 0 | 0 | 0 | 0 | 0 | 0 | 0 | 0 | 0 | 0 | 60386.39
2023 PG Study Reference Scenario | SDG&E | Res | BldgEnv | Res - Single Family | Energy Efficiency | Incremental Measure Cost | 0 | 0 | 0 | 0 | 0 | 0 | 0 | 0 | 0 | 0 | 120772.8
2023 PG Study Reference Scenario | SDG&E | Res | HVAC | Res - Multi Family | Energy Efficiency | Admin | 257.144 | 298.1194 | 318.009 | 341.9815 | 345.4585 | 372.7026 | 335.4237 | 372.724 | 377.0424 | 388.1667 | 396.7444
2023 PG Study Reference Scenario | SDG&E | Res | HVAC | Res - Multi Family | Energy Efficiency | Incentives | 2700.996 | 3175.631 | 3435.698 | 3747.639 | 3840.377 | 4207.458 | 3841.879 | 4331.729 | 4427.551 | 4558.182 | 4658.909
2023 PG Study Reference Scenario | SDG&E | Res | HVAC | Res - Multi Family | Energy Efficiency | Incremental Measure Cost | 5760.522 | 6811.003 | 7409.734 | 8126.859 | 8373.272 | 9224.026 | 8467.974 | 9599.065 | 9906.193 | 10404.56 | 10849.65
2023 PG Study Reference Scenario | SDG&E | Res | HVAC | Res - Multi Family | Energy Efficiency | Admin | 4197.871 | 4605.891 | 5001.533 | 5380.372 | 5735.966 | 6065.016 | 6364.225 | 6638.755 | 6885.47 | 7106.24 | 7302.65
2023 PG Study Reference Scenario | SDG&E | Res | HVAC | Res - Multi Family | Energy Efficiency | Incentives | 44237.44 | 49205.43 | 54173.72 | 59092.14 | 63885.1 | 68526.15 | 72932.88 | 77170.78 | 80855.02 | 83447.49 | 85753.9
2023 PG Study Reference Scenario | SDG&E | Res | HVAC | Res - Multi Family | Energy Efficiency | Incremental Measure Cost | 94521.66 | 105766.2 | 117133.1 | 128512.8 | 139738 | 150748.7 | 161350.8 | 171681.9 | 181631.1 | 191213.8 | 200439.8
2023 PG Study Reference Scenario | SDG&E | Res | HVAC | Res - Multi Family | Fuel Substitution | Admin | 14.7608 | 17.3589 | 18.7044 | 20.2776 | 20.6546 | 0 | 0 | 0 | 0 | 0 | 0
2023 PG Study Reference Scenario | SDG&E | Res | HVAC | Res - Multi Family | Fuel Substitution | Incentives | 43.769 | 52.5022 | 57.7032 | 63.8075 | 66.2938 | 0 | 0 | 0 | 0 | 0 | 0
2023 PG Study Reference Scenario | SDG&E | Res | HVAC | Res - Multi Family | Fuel Substitution | Incremental Measure Cost | 58.3586 | 70.003 | 76.9375 | 85.0767 | 88.3917 | 0 | 0 | 0 | 0 | 0 | 0
2023 PG Study Reference Scenario | SDG&E | Res | HVAC | Res - Multi Family | Fuel Substitution | Admin | 284.012 | 5022.549 | 5435.467 | 7085.523 | 7535.603 | 0 | 0 | 0 | 0 | 0 | 0
2023 PG Study Reference Scenario | SDG&E | Res | HVAC | Res - Multi Family | Fuel Substitution | Incentives | 1230.684 | 15071.45 | 16635.54 | 22013.79 | 23879.68 | 0 | 0 | 0 | 0 | 0 | 0
2023 PG Study Reference Scenario | SDG&E | Res | HVAC | Res - Multi Family | Fuel Substitution | Incremental Measure Cost | -24057 | -8458.02 | -9246.66 | -4951.4 | -5322.22 | 0 | 0 | 0 | 0 | 0 | 0
2023 PG Study Reference Scenario | SDG&E | Res | HVAC | Res - Single Family | Energy Efficiency | Admin | 4135.126 | 4803.259 | 4746.598 | 4829.848 | 4440.91 | 4644.08 | 3530.741 | 4097.874 | 6295.684 | 5491.31 | 5392.017
2023 PG Study Reference Scenario | SDG&E | Res | HVAC | Res - Single Family | Energy Efficiency | Incentives | 29221.3 | 34265.58 | 34190.39 | 35145.52 | 32665.67 | 34790.63 | 26782.26 | 31499.77 | 64625.83 | 57245.69 | 57084.3
2023 PG Study Reference Scenario | SDG&E | Res | HVAC | Res - Single Family | Energy Efficiency | Incremental Measure Cost | -36102.9 | -46871.4 | -50853.7 | -55943.1 | -54859.6 | -60364.2 | -47871.1 | -57383.6 | 134055.5 | 118333.8 | 118614.3
2023 PG Study Reference Scenario | SDG&E | Res | HVAC | Res - Single Family | Energy Efficiency | Admin | 17230.24 | 18848.04 | 20406.12 | 21885.31 | 23216.04 | 24254.88 | 25366.61 | 26374.05 | 27094.89 | 27747.8 | 28337.29
2023 PG Study Reference Scenario | SDG&E | Res | HVAC | Res - Single Family | Energy Efficiency | Incentives | 317.1416 | 403.0237 | 436.1191 | 467.7226 | 0 | 0 | 0 | 0 | 318171.1 | 325838.1 | 332760.4
2023 PG Study Reference Scenario | SDG&E | Res | HVAC | Res - Single Family | Energy Efficiency | Incremental Measure Cost | -2509053 | -2735458 | -2951280 | -3154144 | -3341899 | -3507429 | -3655662 | -3787699 | 714041.4 | 745938.3 | 777084.4
2023 PG Study Reference Scenario | SDG&E | Res | HVAC | Res - Single Family | Fuel Substitution | Admin | 3505.748 | 4329.219 | 31088.78 | 33702.7 | 36260.24 | 0 | 0 | 0 | 0 | 0 | 0
2023 PG Study Reference Scenario | SDG&E | Res | HVAC | Res - Single Family | Fuel Substitution | Incentives | 7347.471 | 9619.115 | 96324.37 | 109012.2 | 122175.3 | 0 | 0 | 0 | 0 | 0 | 0
2023 PG Study Reference Scenario | SDG&E | Res | HVAC | Res - Single Family | Fuel Substitution | Incremental Measure Cost | -129051 | -509718 | -423229 | -431753 | -435757 | 0 | 0 | 0 | 0 | 0 | 0
2023 PG Study Reference Scenario | SDG&E | Res | Lighting | Res - Multi Family | Energy Efficiency | Admin | 199.4934 | 129.8057 | 129.2479 | 130.5058 | 124.6519 | 128.0165 | 110.4762 | 117.7977 | 115.3576 | 115.4171 | 66.0581
2023 PG Study Reference Scenario | SDG&E | Res | Lighting | Res - Multi Family | Energy Efficiency | Incentives | 5515.287 | 3588.669 | 3573.248 | 3608.024 | 3446.184 | 3539.203 | 3054.276 | 3256.689 | 3189.23 | 3190.875 | 1826.272
2023 PG Study Reference Scenario | SDG&E | Res | Lighting | Res - Multi Family | Energy Efficiency | Incremental Measure Cost | 8611.467 | 5640.451 | 5728.278 | 5899.338 | 5747.088 | 6019.977 | 5298.85 | 5762.827 | 5756.159 | 5874.159 | 3737.442
2023 PG Study Reference Scenario | SDG&E | Res | Lighting | Res - Multi Family | Energy Efficiency | Admin | 956.283 | 977.8121 | 996.0402 | 1011.783 | 1025.174 | 1037.257 | 1047.073 | 1056.48 | 1065.094 | 597.7734 | 602.437
2023 PG Study Reference Scenario | SDG&E | Res | Lighting | Res - Multi Family | Energy Efficiency | Incentives | 26437.84 | 27033.04 | 27536.99 | 27972.23 | 28342.42 | 28676.48 | 28947.85 | 29207.93 | 29446.08 | 16526.32 | 16655.25
2023 PG Study Reference Scenario | SDG&E | Res | Lighting | Res - Multi Family | Energy Efficiency | Incremental Measure Cost | 39936.63 | 41675.79 | 43326.49 | 44917.65 | 46449.3 | 47964.71 | 49414.74 | 50884.48 | 52354.15 | 32565.67 | 33501.86
2023 PG Study Reference Scenario | SDG&E | Res | Lighting | Res - Single Family | Energy Efficiency | Admin | 475.0881 | 535.2828 | 364.0989 | 363.2357 | 329.0396 | 340.6236 | 258.2019 | 293.2726 | 441.9724 | 388.9361 | 380.5826
2023 PG Study Reference Scenario | SDG&E | Res | Lighting | Res - Single Family | Energy Efficiency | Incentives | 13134.5 | 14798.67 | 10066.05 | 10042.18 | 9096.781 | 9417.037 | 7138.37 | 8107.95 | 12218.97 | 10752.71 | 10521.76
2023 PG Study Reference Scenario | SDG&E | Res | Lighting | Res - Single Family | Energy Efficiency | Incremental Measure Cost | 19966.29 | 22945.95 | 16601.51 | 16895.4 | 15612.17 | 16485.94 | 12747.2 | 14768.51 | 22702.09 | 20377.52 | 20338.62
2023 PG Study Reference Scenario | SDG&E | Res | Lighting | Res - Single Family | Energy Efficiency | Admin | 5975.389 | 4193.731 | 4256.763 | 4310.211 | 4354.227 | 4393.459 | 4423.298 | 4452.247 | 4488.251 | 4519.287 | 4548.623
2023 PG Study Reference Scenario | SDG&E | Res | Lighting | Res - Single Family | Energy Efficiency | Incentives | 165198.3 | 115941.8 | 117684.4 | 119162.1 | 120379 | 121463.6 | 122288.5 | 123088.9 | 124084.3 | 124942.3 | 125753.3
2023 PG Study Reference Scenario | SDG&E | Res | Lighting | Res - Single Family | Energy Efficiency | Incremental Measure Cost | 245804.4 | 182570.4 | 189187.5 | 195565.5 | 201686.2 | 207749.3 | 213514.8 | 219385 | 225767.2 | 232055.6 | 238412.3
2023 PG Study Reference Scenario | SDG&E | Res | WaterHeat | Res - Multi Family | Energy Efficiency | Admin | 30774.21 | 32575.28 | 32089.78 | 45992.47 | 43894.63 | 35968.23 | 31188.94 | 33132.29 | 32509.33 | 32542.46 | 32508.71
2023 PG Study Reference Scenario | SDG&E | Res | WaterHeat | Res - Multi Family | Energy Efficiency | Incentives | 69799.84 | 74456.44 | 73738.65 | 128895.3 | 123649.6 | 118626 | 102977.6 | 109656.3 | 107740.7 | 108022.6 | 108075.4
2023 PG Study Reference Scenario | SDG&E | Res | WaterHeat | Res - Multi Family | Energy Efficiency | Incremental Measure Cost | 434499.3 | 471725.5 | 474855.9 | 1000037 | 977804.9 | 1007927 | 891816.5 | 967226.1 | 968036.8 | 988448.2 | 1007075
2023 PG Study Reference Scenario | SDG&E | Res | WaterHeat | Res - Multi Family | Energy Efficiency | Admin | 199471.7 | 182516.1 | 163923.4 | 144566.8 | 125310.3 | 107065.9 | 90389.57 | 75342.89 | 62121.66 | 50747.94 | 41125.86
2023 PG Study Reference Scenario | SDG&E | Res | WaterHeat | Res - Multi Family | Energy Efficiency | Incentives | 371302.6 | 340211.3 | 307495.4 | 273925.5 | 240462.7 | 208757.5 | 179677.2 | 152735 | 128454.5 | 106778.8 | 88099.43
2023 PG Study Reference Scenario | SDG&E | Res | WaterHeat | Res - Multi Family | Energy Efficiency | Incremental Measure Cost | 795386.4 | 718733.9 | 642626.8 | 567856 | 495522.2 | 429264.1 | 370408.2 | 315858.8 | 266699.7 | 223368.2 | 185826.4
2023 PG Study Reference Scenario | SDG&E | Res | WaterHeat | Res - Multi Family | Energy Efficiency | Admin | 234199.7 | 232921.3 | 230981.4 | 229186.4 | 227535.4 | 149099.3 | 149879.4 | 150707.7 | 151506.8 | 152302 | 153092.4
2023 PG Study Reference Scenario | SDG&E | Res | WaterHeat | Res - Multi Family | Energy Efficiency | Incentives | 643575.5 | 649173.5 | 653021.3 | 656354.9 | 659274.7 | 588188.5 | 591266.2 | 594533.7 | 597686 | 600822.9 | 603941.2
2023 PG Study Reference Scenario | SDG&E | Res | WaterHeat | Res - Multi Family | Energy Efficiency | Incremental Measure Cost | 3783259 | 3897181 | 4004244 | 4109645 | 4213917 | 4172290 | 4278005 | 4387682 | 4499168 | 4613240 | 4729929
2023 PG Study Reference Scenario | SDG&E | Res | WaterHeat | Res - Multi Family | Fuel Substitution | Incremental Measure Cost | -2.0524 | -2.2781 | -2.3295 | -2.4091 | -2.3514 | 0 | 0 | 0 | 0 | 0 | 0
2023 PG Study Reference Scenario | SDG&E | Res | WaterHeat | Res - Multi Family | Fuel Substitution | Admin | 9286.92 | 9665.193 | 9945.869 | 10166.99 | 10351.91 | 0 | 0 | 0 | 0 | 0 | 0
2023 PG Study Reference Scenario | SDG&E | Res | WaterHeat | Res - Multi Family | Fuel Substitution | Incentives | 54921 | 57158.03 | 58813.23 | 60109.12 | 61189.99 | 0 | 0 | 0 | 0 | 0 | 0
2023 PG Study Reference Scenario | SDG&E | Res | WaterHeat | Res - Multi Family | Fuel Substitution | Incremental Measure Cost | 116370.8 | 120339.8 | 122958.1 | 124708.9 | 125884.9 | 0 | 0 | 0 | 0 | 0 | 0
2023 PG Study Reference Scenario | SDG&E | Res | WaterHeat | Res - Single Family | Energy Efficiency | Admin | 63811.84 | 70978.57 | 68069.87 | 100408.6 | 91220.65 | 55775.47 | 43530.18 | 48622.2 | 72086.78 | 65841.98 | 64968.37
2023 PG Study Reference Scenario | SDG&E | Res | WaterHeat | Res - Single Family | Energy Efficiency | Incentives | 40806.84 | 45841.88 | 44644.68 | 175124.6 | 161605.8 | 168303.8 | 131651.1 | 147626.3 | 219665 | 200858.3 | 198654.9
2023 PG Study Reference Scenario | SDG&E | Res | WaterHeat | Res - Single Family | Energy Efficiency | Incremental Measure Cost | -23340.1 | -19537.3 | -10597.4 | 1223175 | 1162680 | 1408204 | 1124889 | 1283767 | 2010079 | 1871737 | 1884114
2023 PG Study Reference Scenario | SDG&E | Res | WaterHeat | Res - Single Family | Energy Efficiency | Admin | 230269 | 202323 | 175606.5 | 599309.6 | 563251.4 | 524829.8 | 484893.3 | 444753.1 | 404837.6 | 365650.4 | 327868.1
2023 PG Study Reference Scenario | SDG&E | Res | WaterHeat | Res - Single Family | Energy Efficiency | Incentives | 388023.9 | 327970 | 278144.3 | 1925630 | 1873582 | 1806686 | 1705142 | 1585730 | 1461121 | 1333779 | 1207043
2023 PG Study Reference Scenario | SDG&E | Res | WaterHeat | Res - Single Family | Energy Efficiency | Incremental Measure Cost | 1095242 | 911503.4 | 764675.7 | 4025769 | 3897419 | 3745829 | 3570366 | 3380556 | 3174629 | 2954237 | 2726016
2023 PG Study Reference Scenario | SDG&E | Res | WaterHeat | Res - Single Family | Energy Efficiency | Admin | 712964.4 | 703615.8 | 692995.8 | 682470.3 | 666640.8 | 102198.9 | 102454.1 | 102748.1 | 103003.1 | 103178.9 | 103402.2
2023 PG Study Reference Scenario | SDG&E | Res | WaterHeat | Res - Single Family | Energy Efficiency | Incentives | 391257.1 | 395129.2 | 397868.8 | 400006.3 | 401638.7 | 403168.9 | 404175.8 | 405335.7 | 406341.7 | 407035.2 | 407915.9
2023 PG Study Reference Scenario | SDG&E | Res | WaterHeat | Res - Single Family | Energy Efficiency | Incremental Measure Cost | -1423709 | -1296858 | -1168067 | -1041229 | -892503 | 1631067 | 1691390 | 1753783 | 3000614 | 3065850 | 3133933
2023 PG Study Reference Scenario | SDG&E | Res | WaterHeat | Res - Single Family | Fuel Substitution | Incremental Measure Cost | -7.4412 | -8.7335 | -8.6891 | -8.8868 | -8.2131 | 0 | 0 | 0 | 0 | 0 | 0
2023 PG Study Reference Scenario | SDG&E | Res | WaterHeat | Res - Single Family | Fuel Substitution | Admin | 382.7993 | 390.8857 | 396.711 | 400.8602 | 350.9938 | 96.3045 | 118.4287 | 150.8727 | 0 | 0 | 223.7889
2023 PG Study Reference Scenario | SDG&E | Res | WaterHeat | Res - Single Family | Fuel Substitution | Incentives | 797.1525 | 743.0633 | 678.3858 | 605.0082 | 526.4908 | 569.8739 | 700.7919 | 725.9329 | 0 | 0 | 1324.252
2023 PG Study Reference Scenario | SDG&E | Res | WaterHeat | Res - Single Family | Fuel Substitution | Incremental Measure Cost | 920.5572 | 842.0095 | 749.9781 | 646.7733 | 536.5603 | 914.7155 | 946.6557 | 967.9106 | 0 | 0 | 5518.942
2023 PG Study Reference Scenario | SDG&E | Res | WholeBlg | Res - Multi Family | Energy Efficiency | Admin | 3218.51 | 3619.538 | 3966.621 | 4347.902 | 4513.443 | 4934.278 | 4655.06 | 5101.737 | 5329.729 | 5620.482 | 5903.747
2023 PG Study Reference Scenario | SDG&E | Res | WholeBlg | Res - Multi Family | Energy Efficiency | Incentives | 17858.89 | 20084.11 | 22010.01 | 24125.66 | 25044.22 | 27379.35 | 25830.03 | 28308.55 | 29573.63 | 31186.96 | 32758.74
2023 PG Study Reference Scenario | SDG&E | Res | WholeBlg | Res - Multi Family | Energy Efficiency | Incremental Measure Cost | 58939.65 | 67609.51 | 75574.59 | 84495.72 | 89466.96 | 99764.89 | 96001.7 | 107317.5 | 114355.4 | 123005.5 | 131788.6
2023 PG Study Reference Scenario | SDG&E | Res | WholeBlg | Res - Single Family | Energy Efficiency | Admin | 44422.51 | 51172.09 | 55965.64 | 61940.96 | 63467.62 | 70818.87 | 63789.47 | 72720.77 | 109875.4 | 117710.3 | 125678.1
2023 PG Study Reference Scenario | SDG&E | Res | WholeBlg | Res - Single Family | Energy Efficiency | Incentives | 176216.7 | 207049.3 | 230973.9 | 260746.2 | 272514.8 | 310158.5 | 284957.7 | 331348.3 | 510649.8 | 557999.9 | 607681.1
2023 PG Study Reference Scenario | SDG&E | Res | WholeBlg | Res - Single Family | Energy Efficiency | Incremental Measure Cost | 352433.4 | 414098.6 | 461947.7 | 521492.4 | 545029.5 | 620317 | 569915.4 | 662696.6 | 1021300 | 1116000 | 1215362
Scenario 4: Reference ZEAS Phase In | PG&E | Com | AppPlug | Com - Health | Energy Efficiency | Admin | 2982020.7709 | 3168559.656 | 3319817.2796 | 3403790.3678 | 2756276.4412 | 2690252.0053 | 5603540.3988 | 3597396.3893 | 3611246.5743 | 3592391.3128 | 3540292.0732 | 3509794.2138 | 3459121.865
Scenario 4: Reference ZEAS Phase In | PG&E | Com | AppPlug | Com - Health | Energy Efficiency | Incentives | 846.511 | 899.4641 | 942.4019 | 966.2395 | 782.4286 | 763.6862 | 1590.686 | 1021.1987 | 1025.1304 | 1019.7779 | 1004.9884 | 996.3309 | 981.9465
Scenario 4: Reference ZEAS Phase In | PG&E | Com | AppPlug | Com - Health | Energy Efficiency | Incremental Measure Cost | 1316832.0856 | 1428333.0621 | 1526858.1257 | 1595773.1483 | 1319882.1028 | 1291571.1741 | 2839834.7761 | 1823836.3647 | 1866437.5228 | 1892391.7815 | 1900392.7877 | 1921060.427 | 1930546.9733
Scenario 4: Reference ZEAS Phase In | PG&E | Com | AppPlug | Com - Lodging | Energy Efficiency | Admin | 2301079.4979 | 2456862.1469 | 2530720.5344 | 2582055.6208 | 2638530.062 | 2673990.4413 | 2699438.4865 | 2711756.0734 | 2711187.0801 | 2701296.458 | 1025893.3606 | 1533588.4586 | 7077504.3884
Scenario 4: Reference ZEAS Phase In | PG&E | Com | AppPlug | Com - Lodging | Energy Efficiency | Incentives | 653.2111 | 697.4334 | 718.3997 | 732.9723 | 749.0038 | 759.07 | 766.294 | 769.7906 | 769.629 | 766.8214 | 291.222 | 435.3422 | 2009.1026
Scenario 4: Reference ZEAS Phase In | PG&E | Com | AppPlug | Com - Lodging | Energy Efficiency | Incremental Measure Cost | 1123444.4433 | 1221532.0932 | 1283304.1457 | 1335758.3596 | 1392108.6648 | 1439128.4713 | 1481903.249 | 1518443.8489 | 1548442.6077 | 1573426.5947 | 584318.007 | 955539.8345 | 4223564.7108
Scenario 4: Reference ZEAS Phase In | PG&E | Com | AppPlug | Com - Other | Energy Efficiency | Admin | 7118.8711 | 7972.443 | 8898.8968 | 9792.7423 | 10585.3683 | 11551.3134 | 12542.1631 | 13419.3712 | 14096.3793 | 14824.0786 | 15532.4258 | 16195.2716 | 16840.5568
Scenario 4: Reference ZEAS Phase In | PG&E | Com | AppPlug | Com - Other | Energy Efficiency | Incentives | 2.0208 | 2.2632 | 2.5261 | 2.7799 | 3.0049 | 3.2791 | 3.5604 | 3.8094 | 4.0016 | 4.2081 | 4.4092 | 4.5974 | 4.7806
Scenario 4: Reference ZEAS Phase In | PG&E | Com | AppPlug | Com - Other | Energy Efficiency | Incremental Measure Cost | 2209.6166 | 2524.0468 | 2873.7059 | 3225.601 | 3556.4153 | 3958.5673 | 4384.0882 | 4784.5288 | 5126.4268 | 5498.8904 | 5876.8798 | 6250.229 | 6629.2487
Scenario 4: Reference ZEAS Phase In | PG&E | Com | BldgEnv | Com - College | Energy Efficiency | Admin | 230.4354 | 232.4246 | 253.8975 | 278.4663 | 289.5021 | 297.891 | 310.1426 | 317.0753 | 329.7944 | 338.7019 | 343.7394 | 341.5752 | 342.8455
Scenario 4: Reference ZEAS Phase In | PG&E | Com | BldgEnv | Com - College | Energy Efficiency | Incremental Measure Cost | 491.5765 | 488.6192 | 555.5857 | 634.9972 | 674.7574 | 710.6249 | 754.8733 | 788.7005 | 834.0267 | 870.7043 | 897.7925 | 907.3142 | 922.4102
Scenario 4: Reference ZEAS Phase In | PG&E | Com | BldgEnv | Com - Grocery | Energy Efficiency | Admin | 423.9714 | 434.1176 | 417.8956 | 420.5317 | 438.1543 | 460.6629 | 481.1365 | 500.9133 | 515.2853 | 529.7918 | 544.2469 | 557.2521 | 570.8468
Scenario 4: Reference ZEAS Phase In | PG&E | Com | BldgEnv | Com - Grocery | Energy Efficiency | Incremental Measure Cost | 1278.0871 | 1292.968 | 1316.523 | 1355.8207 | 1388.0018 | 1431.9756 | 1474.5145 | 1518.1659 | 1553.0753 | 1590.3557 | 1629.6449 | 1667.8642 | 1709.4373
Scenario 4: Reference ZEAS Phase In | PG&E | Com | BldgEnv | Com - Health | Energy Efficiency | Admin | 59639.1806 | 61821.3241 | 61827.219 | 59395.8469 | 54699.36 | 48498.4677 | 41022.3699 | 33056.0629 | 25182.4694 | 17844.7456 | 11324.6072 | 5839.3379 | 1853.7494
Scenario 4: Reference ZEAS Phase In | PG&E | Com | BldgEnv | Com - Health | Energy Efficiency | Incremental Measure Cost | 153191.0904 | 161867.1162 | 164890.156 | 161491.6676 | 151665.0944 | 136785.2417 | 117718.0575 | 96379.6269 | 74442.5022 | 53282.892 | 33858.9175 | 16780.6388 | 3521.6351
Scenario 4: Reference ZEAS Phase In | PG&E | Com | BldgEnv | Com - Lodging | Energy Efficiency | Admin | 78456.3764 | 74317.7951 | 67151.4897 | 57643.4842 | 46788.6207 | 35514.1066 | 24703.8816 | 14955.3262 | 6593.5869 | 2521.3419 | 2567.5187 | 2614.1746 | 2654.9644
Scenario 4: Reference ZEAS Phase In | PG&E | Com | BldgEnv | Com - Lodging | Energy Efficiency | Incremental Measure Cost | 117068.0017 | 112942.3916 | 103858.133 | 90637.6363 | 74607.3434 | 57231.1749 | 39909.3557 | 23708.9196 | 9298.0703 | 1729.345 | 1765.2378 | 1803.12 | 1839.9234
Scenario 4: Reference ZEAS Phase In | PG&E | Com | BldgEnv | Com - Office (Large) | Energy Efficiency | Admin | 3128.3432 | 3243.55 | 3377.6405 | 3471.2832 | 3644.3882 | 3717.3425 | 3799.2202 | 3833.9677 | 3770.134 | 3790.8682 | 3793.7778 | 3793.0593 | 3791.1852
Scenario 4: Reference ZEAS Phase In | PG&E | Com | BldgEnv | Com - Office (Large) | Energy Efficiency | Incremental Measure Cost | 8112.4126 | 8351.7257 | 8639.6063 | 8866.1364 | 10024.5663 | 10213.6907 | 10432.1087 | 10566.8308 | 9828.5468 | 9967.7267 | 10075.1313 | 10179.7603 | 10286.6783
Scenario 4: Reference ZEAS Phase In | PG&E | Com | BldgEnv | Com - Office (Small) | Energy Efficiency | Admin | 585.9357 | 615.4389 | 646.3695 | 84.164 | 6788.2617 | 664.1745 | 686.1704 | 705.8611 | 721.6204 | 736.9192 | 751.218 | 764.4217 | 776.9596
Scenario 4: Reference ZEAS Phase In | PG&E | Com | BldgEnv | Com - Office (Small) | Energy Efficiency | Incremental Measure Cost | 2041.2697 | 2084.0772 | 2133.2855 | 1069.0725 | 13925.5716 | 2156.3169 | 2199.7556 | 2241.6413 | 2278.3137 | 2316.6761 | 2355.5156 | 2394.4928 | 2434.4412
Scenario 4: Reference ZEAS Phase In | PG&E | Com | BldgEnv | Com - Other | Energy Efficiency | Admin | 551.0781 | 575.3596 | 602.3129 | 670.6318 | 686.006 | 709.5596 | 734.4464 | 753.5983 | 726.5429 | 740.9483 | 755.2176 | 767.3564 | 780.3877
Scenario 4: Reference ZEAS Phase In | PG&E | Com | BldgEnv | Com - Other | Energy Efficiency | Incremental Measure Cost | 2451.4221 | 2468.7228 | 2494.8531 | 3078.5401 | 3076.9029 | 3094.7239 | 3119.2866 | 3136.4129 | 2654.7548 | 2680.0057 | 2707.8808 | 2733.9422 | 2764.7044
Scenario 4: Reference ZEAS Phase In | PG&E | Com | BldgEnv | Com - Refrig. Warehouse | Energy Efficiency | Admin | 195.1327 | 205.4162 | 213.8775 | 220.3572 | 224.7519 | 227.4134 | 227.1168 | 225.6166 | 221.9068 | 218.3374 | 214.4563 | 211.2445 | 208.8004
Scenario 4: Reference ZEAS Phase In | PG&E | Com | BldgEnv | Com - Refrig. Warehouse | Energy Efficiency | Incremental Measure Cost | 362.6082 | 383.564 | 403.7016 | 422.8331 | 440.6668 | 457.557 | 470.5416 | 482.3362 | 490.148 | 498.1222 | 504.8684 | 512.2165 | 520.3693
Scenario 4: Reference ZEAS Phase In | PG&E | Com | BldgEnv | Com - Restaurant | Energy Efficiency | Admin | 206.6377 | 178.2445 | 186.0942 | 193.2822 | 199.8192 | 205.5351 | 212.1693 | 217.7073 | 222.2972 | 227.1037 | 231.2863 | 20.7386 | 2422.2082
Scenario 4: Reference ZEAS Phase In | PG&E | Com | BldgEnv | Com - Restaurant | Energy Efficiency | Incremental Measure Cost | 668.7632 | 668.6997 | 678.922 | 688.9673 | 698.7539 | 707.8935 | 719.7794 | 730.4299 | 740.0179 | 750.9029 | 761.2952 | 297.9643 | 5697.5071
Scenario 4: Reference ZEAS Phase In | PG&E | Com | BldgEnv | Com - Retail | Energy Efficiency | Admin | 21670.5611 | 21936.7211 | 1019.5478 | 18193.6329 | 26198.7678 | 15636.0552 | 13378.2062 | 10837.067 | 1380.9926 | 1400.6905 | 1422.4134 | 1440.693 | 1449.2007
Scenario 4: Reference ZEAS Phase In | PG&E | Com | BldgEnv | Com - Retail | Energy Efficiency | Incremental Measure Cost | 114036.5983 | 117526.2558 | 3010.9305 | 103910.7002 | 115749.9758 | 89322.1625 | 76795.8149 | 62432.091 | 3587.4212 | 3641.8088 | 3705.2251 | 3770.7791 | 3877.8137
Scenario 4: Reference ZEAS Phase In | PG&E | Com | BldgEnv | Com - School | Energy Efficiency | Admin | 874.1362 | 914.4474 | 951.5647 | 982.1253 | 1001.1886 | 1023.1697 | 1038.9789 | 1055.5444 | 1068.7678 | 1081.5949 | 1092.9015 | 1107.3836 | 1116.1318
Scenario 4: Reference ZEAS Phase In | PG&E | Com | BldgEnv | Com - School | Energy Efficiency | Incremental Measure Cost | 2400.6112 | 2477.9724 | 2554.0142 | 2621.9738 | 2671.5954 | 2729.886 | 2779.0624 | 2832.5878 | 2882.0324 | 2933.2589 | 2983.7975 | 3043.8331 | 3093.7348
Scenario 4: Reference ZEAS Phase In | PG&E | Com | BldgEnv | Com - Warehouse | Energy Efficiency | Admin | 207026.2795 | 203334.8924 | 191302.9992 | 171971.5562 | 147215.2618 | 119509.6871 | 90972.7284 | 63742.2386 | 39054.806 | 17815.1322 | 8336.4697 | 8427.7017 | 8522.8865
Scenario 4: Reference ZEAS Phase In | PG&E | Com | BldgEnv | Com - Warehouse | Energy Efficiency | Incremental Measure Cost | 310151.0873 | 310293.8849 | 297219.3377 | 271808.4533 | 236424.2168 | 194477.7842 | 149508.9405 | 104870.2623 | 62977.8823 | 25440.9982 | 6836.6002 | 6893.8951 | 6959.3972
Scenario 4: Reference ZEAS Phase In | PG&E | Com | ComRefrig | Com - College | Energy Efficiency | Admin | 205.3142 | 131.4519 | 76.5802 | 39.773 | 22.0872 | 13.9845 | 9.5319 | 167.8912 | 188.7382 | 189.6185 | 395.6709 | 422.7059 | 424.6219
Scenario 4: Reference ZEAS Phase In | PG&E | Com | ComRefrig | Com - College | Energy Efficiency | Incentives | 0.092897 | 0.059477 | 0.03465 | 0.017996 | 0.0099937 | 0.0063275 | 0.0043128 | 0.075965 | 0.085397 | 0.085795 | 0.17903 | 0.19126 | 0.19213
Scenario 4: Reference ZEAS Phase In | PG&E | Com | ComRefrig | Com - College | Energy Efficiency | Incremental Measure Cost | 892.6324 | 577.2656 | 339.085 | 176.6954 | 100.0199 | 66.2467 | 47.3862 | 1337.9994 | 1539.4655 | 1579.4072 | 3407.8412 | 3717.7898 | 3810.9439
Scenario 4: Reference ZEAS Phase In | PG&E | Com | ComRefrig | Com - Grocery | Energy Efficiency | Admin | 153927.4207 | 76754.2874 | 37289.6668 | 20720.3515 | 12450.0461 | 11654.9446 | 10910.6686 | 202932.0452 | 232425.1484 | 233419.7224 | 482425.8393 | 522790.4759 | 525876.9554
Scenario 4: Reference ZEAS Phase In | PG&E | Com | ComRefrig | Com - Grocery | Energy Efficiency | Incentives | 69.6466 | 34.7285 | 16.8722 | 9.3752 | 5.6332 | 5.2734 | 4.9367 | 91.8194 | 105.1639 | 105.6139 | 218.2801 | 236.5437 | 237.9402
Scenario 4: Reference ZEAS Phase In | PG&E | Com | ComRefrig | Com - Grocery | Energy Efficiency | Incremental Measure Cost | 658682.2974 | 327702.1664 | 160380.2132 | 93514.2231 | 59517.4916 | 56839.3743 | 54281.9876 | 1619043.6486 | 1898103.1469 | 1946428.0067 | 4156650.7428 | 4600195.9594 | 4721778.9729
Scenario 4: Reference ZEAS Phase In | PG&E | Com | ComRefrig | Com - Health | Energy Efficiency | Admin | 0 | 0 | 0 | 0 | 0 | 0 | 0 | 0 | 0 | 0 | 0 | 0 | 0
Scenario 4: Reference ZEAS Phase In | PG&E | Com | ComRefrig | Com - Health | Energy Efficiency | Incentives | 0 | 0 | 0 | 0 | 0 | 0 | 0 | 0 | 0 | 0 | 0 | 0 | 0
Scenario 4: Reference ZEAS Phase In | PG&E | Com | ComRefrig | Com - Health | Energy Efficiency | Incremental Measure Cost | 0 | 0 | 0 | 0 | 0 | 0 | 0 | 0 | 0 | 0 | 0 | 0 | 0
Scenario 4: Reference ZEAS Phase In | PG&E | Com | ComRefrig | Com - Refrig. Warehouse | Energy Efficiency | Admin | 442.686 | 271.6285 | 150.0444 | 71.4875 | 43.7696 | 27.1153 | 22.4756 | 440.6056 | 522.47 | 526.679 | 1080.4055 | 1189.2236 | 1199.7823
Scenario 4: Reference ZEAS Phase In | PG&E | Com | ComRefrig | Com - Refrig. Warehouse | Energy Efficiency | Incentives | 0.2003 | 0.1229 | 0.06789 | 0.032346 | 0.019804 | 0.012269 | 0.010169 | 0.19936 | 0.2364 | 0.2383 | 0.48884 | 0.53808 | 0.54286
Scenario 4: Reference ZEAS Phase In | PG&E | Com | ComRefrig | Com - Refrig. Warehouse | Energy Efficiency | Incremental Measure Cost | 1920.6963 | 1189.9561 | 662.0024 | 314.9927 | 200.2303 | 130.6024 | 111.7522 | 3518.6746 | 4272.3014 | 4397.3762 | 9313.2951 | 10469.9499 | 10778.2026
Scenario 4: Reference ZEAS Phase In | PG&E | Com | ComRefrig | Com - Restaurant | Energy Efficiency | Admin | 5436.8829 | 2785.8186 | 1352.3347 | 771.2273 | 431.9037 | 404.3204 | 378.5003 | 6890.7469 | 7675.7362 | 7686.1691 | 16046.2985 | 13764.185 | 35262.5181
Scenario 4: Reference ZEAS Phase In | PG&E | Com | ComRefrig | Com - Restaurant | Energy Efficiency | Incentives | 2.46 | 1.2605 | 0.61188 | 0.34895 | 0.19542 | 0.18294 | 0.17126 | 3.1178 | 3.473 | 3.4777 | 7.2604 | 6.2278 | 15.955
Scenario 4: Reference ZEAS Phase In | PG&E | Com | ComRefrig | Com - Restaurant | Energy Efficiency | Incremental Measure Cost | 23277.3826 | 11913.0364 | 5805.6267 | 3464.3362 | 2064.6297 | 1971.7249 | 1883.0085 | 54953.118 | 62634.2713 | 64042.8111 | 138226.9197 | 120895.4751 | 317430.1157
Scenario 4: Reference ZEAS Phase In | PG&E | Com | ComRefrig | Com - Retail | Energy Efficiency | Admin | 70961.3149 | 36384.4817 | 6228.7059 | 13295.574 | 7493.3183 | 5147.3538 | 4818.6794 | 87139.1023 | 98319.1182 | 98713.9416 | 205387.0518 | 220934.5644 | 222208.8835
Scenario 4: Reference ZEAS Phase In | PG&E | Com | ComRefrig | Com - Retail | Energy Efficiency | Incentives | 32.1074 | 16.4627 | 2.8183 | 6.0158 | 3.3905 | 2.329 | 2.1803 | 39.4273 | 44.4858 | 44.6645 | 92.9302 | 99.9649 | 100.5414
Scenario 4: Reference ZEAS Phase In | PG&E | Com | ComRefrig | Com - Retail | Energy Efficiency | Incremental Measure Cost | 304155.2297 | 156003.0886 | 28639.5919 | 58726.9822 | 34844.0475 | 25108.5524 | 23978.9864 | 694840.6895 | 802373.7939 | 822621.6883 | 1769273.3872 | 1943579.7073 | 1994713.1303
Scenario 4: Reference ZEAS Phase In | PG&E | Com | ComRefrig | Com - School | Energy Efficiency | Admin | 18.0529 | 16.2979 | 15.2579 | 14.2842 | 13.3728 | 12.5196 | 11.7209 | 324.0281 | 402.5807 | 403.9963 | 810.3914 | 911.0558 | 915.4481
Scenario 4: Reference ZEAS Phase In | PG&E | Com | ComRefrig | Com - School | Energy Efficiency | Incentives | 0.0081683 | 0.0073742 | 0.0069036 | 0.0064631 | 0.0060507 | 0.0056647 | 0.0053033 | 0.14661 | 0.18215 | 0.18279 | 0.36667 | 0.41222 | 0.41421
Scenario 4: Reference ZEAS Phase In | PG&E | Com | ComRefrig | Com - School | Energy Efficiency | Incremental Measure Cost | 79.5633 | 73.5504 | 70.2443 | 67.0871 | 64.072 | 61.1927 | 58.443 | 2601.6131 | 3307.4013 | 3387.6092 | 6998.0335 | 8034.3365 | 8236.5091
Scenario 4: Reference ZEAS Phase In | PG&E | Com | FoodServ | Com - College | Energy Efficiency | Admin | 127511.8797 | 130081.0115 | 130347.8359 | 141066.8804 | 135722.9714 | 137074.2283 | 141342.6377 | 142747.8989 | 144373.1946 | 145743.4596 | 147824.2219 | 148968.4568 | 150154.6181
Scenario 4: Reference ZEAS Phase In | PG&E | Com | FoodServ | Com - College | Energy Efficiency | Incentives | 15734.1692 | 16051.1791 | 16084.0948 | 17406.7752 | 16747.3478 | 16914.0802 | 17440.6905 | 17614.0755 | 17814.62 | 17983.6959 | 18240.4458 | 18381.6346 | 18527.9952
Scenario 4: Reference ZEAS Phase In | PG&E | Com | FoodServ | Com - College | Energy Efficiency | Incremental Measure Cost | 267120.4555 | 276929.5748 | 282723.0109 | 308983.8411 | 304560.7946 | 313391.9606 | 344670.9897 | 356853.741 | 367875.4744 | 378650.116 | 395563.2676 | 408654.3257 | 420697.3251
Scenario 4: Reference ZEAS Phase In | PG&E | Com | FoodServ | Com - College | Fuel Substitution | Admin | 307.4303 | 345.25 | 383.7323 | 422.5786 | 461.4642 | 500.5023 | 539.5421 | 591.6907 | 649.5826 | 716.0218 | 793.0043 | 878.7262 | 974.7414
Scenario 4: Reference ZEAS Phase In | PG&E | Com | FoodServ | Com - College | Fuel Substitution | Incentives | 56.0636 | 62.8132 | 69.6527 | 76.5282 | 83.3812 | 90.2316 | 97.0524 | 106.1544 | 116.2376 | 127.7961 | 141.1807 | 156.0724 | 172.7433
Scenario 4: Reference ZEAS Phase In | PG&E | Com | FoodServ | Com - College | Fuel Substitution | Incremental Measure Cost | 728.8612 | 833.2782 | 942.8419 | 1056.9711 | 1174.9656 | 1297.2117 | 1423.4114 | 1589.7908 | 1777.8879 | 1996.8278 | 2254.0541 | 2546.17 | 2879.6535
Scenario 4: Reference ZEAS Phase In | PG&E | Com | FoodServ | Com - Grocery | Energy Efficiency | Admin | 907813.4904 | 929593.4105 | 950274.55 | 968871.4625 | 983997.9547 | 999966.3119 | 1024138.8933 | 1038713.3458 | 1049461.5814 | 1060013.9169 | 1088193.166 | 1108705.5654 | 1122303.2432
Scenario 4: Reference ZEAS Phase In | PG&E | Com | FoodServ | Com - Grocery | Energy Efficiency | Incentives | 112019.0687 | 114706.5771 | 117258.4982 | 119553.2344 | 121419.7387 | 123390.1205 | 126372.5491 | 128170.8796 | 129497.1224 | 130799.1917 | 134276.3575 | 136807.4644 | 138485.3202
Scenario 4: Reference ZEAS Phase In | PG&E | Com | FoodServ | Com - Grocery | Energy Efficiency | Incremental Measure Cost | 1484416.766 | 1544156.8154 | 1604899.6449 | 1664942.0736 | 1721761.4309 | 1782447.727 | 1923706.5166 | 1998022.8937 | 2058158.251 | 2119830.5783 | 2302170.8588 | 2439931.6755 | 2531942.4998
Scenario 4: Reference ZEAS Phase In | PG&E | Com | FoodServ | Com - Grocery | Fuel Substitution | Admin | 3007.5315 | 3373.0862 | 3743.0367 | 4113.9422 | 4481.6145 | 4845.6918 | 5206.6482 | 5607.8007 | 6026.3877 | 6469.9928 | 6944.8153 | 7449.2708 | 7990.5269
Scenario 4: Reference ZEAS Phase In | PG&E | Com | FoodServ | Com - Grocery | Fuel Substitution | Incentives | 536.8342 | 601.5455 | 666.9337 | 732.3887 | 797.1686 | 861.211 | 924.5992 | 994.9717 | 1068.3139 | 1145.9635 | 1229.0117 | 1317.1785 | 1411.7243
Scenario 4: Reference ZEAS Phase In | PG&E | Com | FoodServ | Com - Grocery | Fuel Substitution | Incremental Measure Cost | 7291.4743 | 8335.4945 | 9428.1667 | 10562.2999 | 11728.0926 | 12925.1696 | 14155.3258 | 15538.7176 | 17019.072 | 18622.4839 | 20372.7234 | 22272.2434 | 24349.8853
Scenario 4: Reference ZEAS Phase In | PG&E | Com | FoodServ | Com - Health | Energy Efficiency | Admin | 378025.6715 | 386514.8368 | 398082.0033 | 404040.8079 | 411057.4167 | 414230.6761 | 440794.899 | 440322.6133 | 444691.3147 | 447598.7379 | 454295.8667 | 461602.0631 | 467267.8849
Scenario 4: Reference ZEAS Phase In | PG&E | Com | FoodServ | Com - Health | Energy Efficiency | Incentives | 46646.35 | 47693.8576 | 49121.1667 | 49856.4417 | 50722.2394 | 51113.7823 | 54391.3498 | 54333.0017 | 54872.0617 | 55230.812 | 56057.2048 | 56958.7399 | 57657.8591
Scenario 4: Reference ZEAS Phase In | PG&E | Com | FoodServ | Com - Health | Energy Efficiency | Incremental Measure Cost | 614665.6295 | 638958.1773 | 669331.7965 | 691775.198 | 716827.0512 | 735254.6562 | 865314.6737 | 888930.7242 | 915434.1211 | 939853.2879 | 996890.5917 | 1044323.846 | 1081319.5637
Scenario 4: Reference ZEAS Phase In | PG&E | Com | FoodServ | Com - Health | Fuel Substitution | Admin | 861.4741 | 979.1303 | 1098.5544 | 1219.746 | 1353.7603 | 1493.5979 | 1641.5462 | 1801.2894 | 1971.0229 | 2153.3921 | 2349.6701 | 2563.3562 | 2797.5831
Scenario 4: Reference ZEAS Phase In | PG&E | Com | FoodServ | Com - Health | Fuel Substitution | Incentives | 157.5674 | 178.5891 | 199.8347 | 221.3028 | 244.9373 | 269.505 | 295.4078 | 323.2956 | 352.8466 | 384.5264 | 418.5551 | 455.5444 | 496.0394
Scenario 4: Reference ZEAS Phase In | PG&E | Com | FoodServ | Com - Health | Fuel Substitution | Incremental Measure Cost | 2054.1966 | 2376.9009 | 2714.9089 | 3068.7193 | 3467.5878 | 3895.2079 | 4358.9851 | 4870.6903 | 5427.5326 | 6039.1047 | 6711.6331 | 7458.3775 | 8292.3664
Scenario 4: Reference ZEAS Phase In | PG&E | Com | FoodServ | Com - Lodging | Energy Efficiency | Admin | 332008.4218 | 341687.9573 | 350856.3324 | 358811.9182 | 367325.0503 | 374264.1614 | 385897.3562 | 393174.2788 | 398931.6094 | 404981.5557 | 416298.1036 | 424521.1478 | 437971.0496
Scenario 4: Reference ZEAS Phase In | PG&E | Com | FoodServ | Com - Lodging | Energy Efficiency | Incentives | 40967.516 | 42161.8916 | 43293.19 | 44274.8357 | 45325.2737 | 46181.487 | 47616.7638 | 48514.6263 | 49225.0107 | 49971.5008 | 51367.8721 | 52382.517 | 54042.1387
Scenario 4: Reference ZEAS Phase In | PG&E | Com | FoodServ | Com - Lodging | Energy Efficiency | Incremental Measure Cost | 495237.557 | 519037.8798 | 543249.259 | 566754.7 | 592164.5423 | 616184.0327 | 682385.6243 | 716794.7303 | 743202.8506 | 771067.4888 | 836678.0435 | 890209.2428 | 944112.6709
Scenario 4: Reference ZEAS Phase In | PG&E | Com | FoodServ | Com - Lodging | Fuel Substitution | Admin | 887.1064 | 1000.6693 | 1115.439 | 1230.7951 | 1353.6691 | 1479.3829 | 1612.403 | 1750.2704 | 1892.8653 | 2041.9025 | 2198.4941 | 2365.3985 | 2546.8793
Scenario 4: Reference ZEAS Phase In | PG&E | Com | FoodServ | Com - Lodging | Fuel Substitution | Incentives | 159.3283 | 179.4721 | 199.7829 | 220.1504 | 241.7948 | 263.8929 | 287.2324 | 311.3809 | 336.3167 | 362.3428 | 389.6547 | 418.7383 | 450.3625
Scenario 4: Reference ZEAS Phase In | PG&E | Com | FoodServ | Com - Lodging | Fuel Substitution | Incremental Measure Cost | 2128.0329 | 2445.8342 | 2777.9005 | 3123.1206 | 3499.8968 | 3897.3297 | 4328.3057 | 4787.609 | 5276.11 | 5799.9593 | 6363.9518 | 6978.133 | 7655.8022
Scenario 4: Reference ZEAS Phase In | PG&E | Com | FoodServ | Com - Office (Large) | Energy Efficiency | Admin | 3182.9577 | 3198.7983 | 3221.9204 | 3238.9173 | 3260.9988 | 3280.4306 | 3304.3903 | 3321.8244 | 3333.5396 | 3351.699 | 3368.5117 | 3386.2987 | 3405.3791
Scenario 4: Reference ZEAS Phase In | PG&E | Com | FoodServ | Com - Office (Large) | Energy Efficiency | Incentives | 392.6588 | 394.613 | 397.4654 | 399.5622 | 402.2862 | 404.6834 | 407.6391 | 409.7898 | 411.235 | 413.4752 | 415.5493 | 417.7436 | 420.0974
Scenario 4: Reference ZEAS Phase In | PG&E | Com | FoodServ | Com - Office (Large) | Energy Efficiency | Incremental Measure Cost | 4531.6238 | 4645.2598 | 4772.4143 | 4893.5424 | 5025.4425 | 5156.4961 | 5298.0414 | 5432.514 | 5560.7065 | 5702.8184 | 5846.0533 | 5994.461 | 6148.802
Scenario 4: Reference ZEAS Phase In | PG&E | Com | FoodServ | Com - Office (Small) | Energy Efficiency | Admin | 814.9235 | 822.7268 | 830.9566 | 600.3123 | 2026.6704 | 842.6399 | 850.4456 | 858.148 | 865.4496 | 872.9766 | 880.6302 | 888.383 | 896.3015
Scenario 4: Reference ZEAS Phase In | PG&E | Com | FoodServ | Com - Office (Small) | Energy Efficiency | Incentives | 100.5313 | 101.4939 | 102.5092 | 74.0563 | 250.0159 | 103.9505 | 104.9134 | 105.8636 | 106.7644 | 107.6929 | 108.6371 | 109.5935 | 110.5703
Scenario 4: Reference ZEAS Phase In | PG&E | Com | FoodServ | Com - Office (Small) | Energy Efficiency | Incremental Measure Cost | 1160.2186 | 1194.7548 | 1230.8401 | 906.9863 | 3123.2503 | 1324.5424 | 1363.5484 | 1403.4158 | 1443.6641 | 1485.3443 | 1528.3341 | 1572.6249 | 1618.3751
Scenario 4: Reference ZEAS Phase In | PG&E | Com | FoodServ | Com - Other | Energy Efficiency | Admin | 1050268.5009 | 1073526.8686 | 1095662.0319 | 1115200.4303 | 1131891.8535 | 1149863.1396 | 1176604.0788 | 1193219.3386 | 1205006.9819 | 1217752.0194 | 1235096.0403 | 1249476.7272 | 1262418.9219
Scenario 4: Reference ZEAS Phase In | PG&E | Com | FoodServ | Com - Other | Energy Efficiency | Incentives | 129596.292 | 132466.1751 | 135197.4532 | 137608.2996 | 139667.8408 | 141885.3002 | 145184.5926 | 147234.6799 | 148689.1045 | 150261.6627 | 152401.7194 | 154176.1162 | 155773.0113
Scenario 4: Reference ZEAS Phase In | PG&E | Com | FoodServ | Com - Other | Energy Efficiency | Incremental Measure Cost | 1725343.4402 | 1795498.6195 | 1867244.9946 | 1938051.9334 | 2007278.4856 | 2081997.2566 | 2234938.3166 | 2322929.63 | 2397256.8623 | 2476120.7004 | 2590226.1148 | 2689963.0937 | 2781404.437
Scenario 4: Reference ZEAS Phase In | PG&E | Com | FoodServ | Com - Other | Fuel Substitution | Admin | 3425.2411 | 3884.632 | 4357.9998 | 4842.2097 | 5333.1516 | 5830.1698 | 6331.5627 | 6857.4059 | 7423.6218 | 8012.2054 | 8643.5674 | 9307.5823 | 10009.874
Scenario 4: Reference ZEAS Phase In | PG&E | Com | FoodServ | Com - Other | Fuel Substitution | Incentives | 610.4956 | 691.7796 | 775.4314 | 860.8944 | 947.4393 | 1034.9506 | 1123.1267 | 1215.5071 | 1314.8958 | 1418.1171 | 1528.7652 | 1645.0517 | 1767.9615
Scenario 4: Reference ZEAS Phase In | PG&E | Com | FoodServ | Com - Other | Fuel Substitution | Incremental Measure Cost | 8092.5315 | 9354.8058 | 10697.1595 | 12115.0332 | 13600.8692 | 15155.3838 | 16776.4528 | 18521.6256 | 20441.3754 | 22492.4242 | 24740.1504 | 27163.6017 | 29787.7145
Scenario 4: Reference ZEAS Phase In | PG&E | Com | FoodServ | Com - Restaurant | Energy Efficiency | Admin | 2414452.3367 | 2463875.869 | 2511462.3107 | 2552675.1971 | 2588356.2756 | 2619255.0217 | 2669972.5581 | 2698592.2567 | 2721280.3081 | 2743589.9697 | 2802328.8781 | 2218774.044 | 6576075.7283
Scenario 4: Reference ZEAS Phase In | PG&E | Com | FoodServ | Com - Restaurant | Energy Efficiency | Incentives | 297929.5639 | 304028.1126 | 309899.956 | 314985.3257 | 319388.0893 | 323200.7302 | 329458.2438 | 332989.5665 | 335789.0302 | 338541.7998 | 345789.8087 | 273783.039 | 811443.1117
Scenario 4: Reference ZEAS Phase In | PG&E | Com | FoodServ | Com - Restaurant | Energy Efficiency | Incremental Measure Cost | 3325841.1898 | 3454461.0732 | 3586818.8639 | 3716294.2297 | 3843629.5602 | 3969386.292 | 4268975.0087 | 4421913.2168 | 4553412.2912 | 4688576.9569 | 5080309.2205 | 4142850.4504 | 13178669.1354
Scenario 4: Reference ZEAS Phase In | PG&E | Com | FoodServ | Com - Restaurant | Fuel Substitution | Admin | 8969.8292 | 10114.3217 | 11282.6428 | 12465.5059 | 13650.9166 | 14838.7418 | 16024.8876 | 17256.2883 | 18534.5425 | 19850.7506 | 21221.6679 | 20182.7242 | 20894.0589
Scenario 4: Reference ZEAS Phase In | PG&E | Com | FoodServ | Com - Restaurant | Fuel Substitution | Incentives | 1595.8357 | 1798.2034 | 2004.5593 | 2213.259 | 2422.1795 | 2631.3005 | 2839.8981 | 3056.2493 | 3280.6304 | 3511.4723 | 3751.7233 | 3565.8663 | 3689.2317
Scenario 4: Reference ZEAS Phase In | PG&E | Com | FoodServ | Com - Restaurant | Fuel Substitution | Incremental Measure Cost | 21541.1839 | 24760.2325 | 28155.6128 | 31710.3985 | 35398.9541 | 39224.9385 | 43181.3334 | 47401.205 | 51900.4019 | 56665.5091 | 61756.2679 | 59875.9952 | 63144.0686
Scenario 4: Reference ZEAS Phase In | PG&E | Com | FoodServ | Com - Retail | Energy Efficiency | Admin | 4366.6204 | 4596.0835 | 4851.8678 | 1844.3079 | 32147.1961 | 5187.5299 | 5599.0653 | 5830.4573 | 6009.126 | 6181.1925 | 6348.3542 | 6497.5032 | 6646.6004
Scenario 4: Reference ZEAS Phase In | PG&E | Com | FoodServ | Com - Retail | Energy Efficiency | Incentives | 538.7212 | 567.0327 | 598.5917 | 227.5191 | 3966.3198 | 640.0061 | 690.7818 | 719.3312 | 741.3755 | 762.6052 | 783.2297 | 801.6318 | 820.0275
Scenario 4: Reference ZEAS Phase In | PG&E | Com | FoodServ | Com - Retail | Energy Efficiency | Incremental Measure Cost | 5953.0895 | 6378.6572 | 6854.7181 | 2786.4864 | 45842.1818 | 7759.3116 | 8521.5344 | 9040.2614 | 9495.6053 | 9955.3834 | 10422.096 | 10874.337 | 11340.5713
Scenario 4: Reference ZEAS Phase In | PG&E | Com | FoodServ | Com - School | Energy Efficiency | Admin | 341223.6398 | 347318.9751 | 352930.4015 | 357348.2489 | 360504.7678 | 364114.9613 | 372116.3131 | 376818.0665 | 380172.992 | 383628.0666 | 388972.1358 | 394427.2409 | 397474.137
Scenario 4: Reference ZEAS Phase In | PG&E | Com | FoodServ | Com - School | Energy Efficiency | Incentives | 42104.1689 | 42856.2538 | 43548.6268 | 44093.7189 | 44483.1732 | 44928.6059 | 45915.731 | 46495.8169 | 46909.7515 | 47336.044 | 47995.4327 | 48668.5215 | 49044.4511
Scenario 4: Reference ZEAS Phase In | PG&E | Com | FoodServ | Com - School | Energy Efficiency | Incremental Measure Cost | 722739.0309 | 749600.541 | 776545.0842 | 802124.6067 | 826055.3226 | 851891.5266 | 917989.5645 | 956749.425 | 986053.2341 | 1016553.5846 | 1060700.0577 | 1105557.5012 | 1141852.0742
Scenario 4: Reference ZEAS Phase In | PG&E | Com | FoodServ | Com - School | Fuel Substitution | Admin | 398.3411 | 435.5675 | 472.5219 | 524.1857 | 585.2183 | 653.3322 | 726.8948 | 809.1495 | 901.0885 | 1003.1278 | 1116.1515 | 1244.7132 | 1441.8463
Scenario 4: Reference ZEAS Phase In | PG&E | Com | FoodServ | Com - School | Fuel Substitution | Incentives | 73.0115 | 79.6427 | 86.1803 | 95.2664 | 105.9602 | 117.8616 | 130.6852 | 145.0062 | 161.0012 | 178.7466 | 198.4002 | 220.7925 | 255.3398
Scenario 4: Reference ZEAS Phase In | PG&E | Com | FoodServ | Com - School | Fuel Substitution | Incremental Measure Cost | 951.7589 | 1059.2627 | 1169.6027 | 1321.0184 | 1501.9946 | 1708.0898 | 1936.2157 | 2196.4251 | 2493.2088 | 2829.6693 | 3210.4563 | 3649.57 | 4305.4455
Scenario 4: Reference ZEAS Phase In | PG&E | Com | HVAC | Com - College | Energy Efficiency | Admin | 164931.9101 | 164176.5743 | 141851.6122 | 249798.7365 | 154075.0592 | 153988.1139 | 64226.4882 | 63377.0119 | 57076.9185 | 57677.2811 | 57888.5926 | 57160.213 | 57265.3418
Scenario 4: Reference ZEAS Phase In | PG&E | Com | HVAC | Com - College | Energy Efficiency | Incentives | 44934.7708 | 44332.331 | 36576.0747 | 73643.8983 | 40657.1547 | 40754.6558 | 9694.6974 | 9495.1175 | 7079.0795 | 7149.1592 | 7184.3188 | 7136.6569 | 7159.8923
Scenario 4: Reference ZEAS Phase In | PG&E | Com | HVAC | Com - College | Energy Efficiency | Incremental Measure Cost | 852501.5663 | 891551.9036 | 740802.1521 | 1835929.9829 | 971671.0344 | 572304.112 | 131863.1535 | 136035.3687 | 115028.6335 | 118613.5761 | 121579.24 | 122880.1842 | 125707.954
Scenario 4: Reference ZEAS Phase In | PG&E | Com | HVAC | Com - College | Fuel Substitution | Admin | 37593.8103 | 42771.0789 | 45756.7062 | 48429.9194 | 0 | 0 | 0 | 0 | 0 | 0 | 0 | 0 | 0
Scenario 4: Reference ZEAS Phase In | PG&E | Com | HVAC | Com - College | Fuel Substitution | Incentives | 4325.3476 | 4919.5872 | 5262.6222 | 5569.9089 | 0 | 0 | 0 | 0 | 0 | 0 | 0 | 0 | 0
Scenario 4: Reference ZEAS Phase In | PG&E | Com | HVAC | Com - College | Fuel Substitution | Incremental Measure Cost | 152306.0115 | 187238.9819 | 204277.9018 | 220513.491 | 8.5684 | 0 | 0 | 0 | 0 | 0 | 0 | 0 | 0
Scenario 4: Reference ZEAS Phase In | PG&E | Com | HVAC | Com - Grocery | Energy Efficiency | Admin | 158279.3528 | 172367.3561 | 185846.4518 | 198286.8049 | 209270.2398 | 266970.0624 | 276799.724 | 286162.4836 | 246436.3201 | 253405.0192 | 259526.4399 | 264760.3489 | 269604.5519
Scenario 4: Reference ZEAS Phase In | PG&E | Com | HVAC | Com - Grocery | Energy Efficiency | Incentives | 54569.8586 | 59426.9615 | 64074.1363 | 68363.1849 | 72149.9336 | 92045.704 | 95434.6858 | 98662.6701 | 84963.6396 | 87366.2283 | 89476.704 | 91281.1935 | 92951.3321
Scenario 4: Reference ZEAS Phase In | PG&E | Com | HVAC | Com - Grocery | Energy Efficiency | Incremental Measure Cost | 830883.6711 | 925125.3944 | 1019418.0288 | 1111378.0768 | 1198241.1651 | 1438144.466 | 1526473.1066 | 1616064.1203 | 1535462.8598 | 1612046.6505 | 1685338.9919 | 1754883.7473 | 1823349.6617
Scenario 4: Reference ZEAS Phase In | PG&E | Com | HVAC | Com - Grocery | Fuel Substitution | Admin | 112124.969 | 122793.0891 | 133000.9049 | 142582.3195 | 3817.6111 | 4014.0858 | 4128.3757 | 4198.118 | 4230.0685 | 4249.4106 | 4253.6683 | 4247.0821 | 4232.6453
Scenario 4: Reference ZEAS Phase In | PG&E | Com | HVAC | Com - Grocery | Fuel Substitution | Incentives | 27701.9662 | 29889.8357 | 31895.6941 | 33682.3732 | 438.7274 | 461.3066 | 474.441 | 482.456 | 486.1278 | 488.3506 | 488.8399 | 488.083 | 486.4239
Scenario 4: Reference ZEAS Phase In | PG&E | Com | HVAC | Com - Grocery | Fuel Substitution | Incremental Measure Cost | 313024.3758 | 344414.3699 | 374777.7765 | 399012.1461 | 133287.2108 | 33066.8537 | 34689.5527 | 35981.7463 | 36957.7069 | 37869.3826 | 38665.5098 | 39377.6998 | 40028.6074
Scenario 4: Reference ZEAS Phase In | PG&E | Com | HVAC | Com - Health | Energy Efficiency | Admin | 538009.9626 | 562939.9932 | 588197.3599 | 601579.6871 | 614329.1729 | 605296.7094 | 532989.1988 | 538897.0933 | 542728.0669 | 543213.9009 | 540341.6784 | 541038.4127 | 540464.7868
Scenario 4: Reference ZEAS Phase In | PG&E | Com | HVAC | Com - Health | Energy Efficiency | Incentives | 185506.3497 | 194102.2412 | 202811.1368 | 207425.5151 | 211821.7189 | 208706.7624 | 183772.2566 | 185809.2656 | 187130.0788 | 187297.4357 | 186306.8879 | 186546.843 | 186348.727
Scenario 4: Reference ZEAS Phase In | PG&E | Com | HVAC | Com - Health | Energy Efficiency | Incremental Measure Cost | 2344144.4802 | 2540962.7876 | 2752324.5605 | 2917988.4733 | 3087163.2849 | 2652812.0598 | 2370444.956 | 2483447.2022 | 2589286.4164 | 2680309.2101 | 2756417.0375 | 2848437.1145 | 2936481.2079
Scenario 4: Reference ZEAS Phase In | PG&E | Com | HVAC | Com - Health | Fuel Substitution | Admin | 89353.4481 | 97005.3907 | 104077.3262 | 110465.3311 | 1737.1566 | 1841.4686 | 1911.4597 | 1959.0622 | 1991.4646 | 2013.0705 | 2026.9057 | 2035.0865 | 2039.1677
Scenario 4: Reference ZEAS Phase In | PG&E | Com | HVAC | Com - Health | Fuel Substitution | Incentives | 10575.0679 | 11468.1855 | 12291.0213 | 13031.4972 | 199.6374 | 211.6252 | 219.6687 | 225.1393 | 228.863 | 231.346 | 232.936 | 233.8761 | 234.3452
Scenario 4: Reference ZEAS Phase In | PG&E | Com | HVAC | Com - Health | Fuel Substitution | Incremental Measure Cost | 272685.004 | 301557.5068 | 329597.196 | 356407.2293 | 15234.8041 | 16456.0982 | 17423.2094 | 18214.2624 | 18885.8362 | 19472.5509 | 19998.5087 | 20480.8099 | 20932.32
Scenario 4: Reference ZEAS Phase In | PG&E | Com | HVAC | Com - Lodging | Energy Efficiency | Admin | 269371.2623 | 284493.75 | 298361.1154 | 310357.2376 | 322065.7913 | 331331.5825 | 302625.7738 | 308729.9669 | 183015.5358 | 187177.0361 | 191670.2777 | 261198.9622 | 306492.9375
Scenario 4: Reference ZEAS Phase In | PG&E | Com | HVAC | Com - Lodging | Energy Efficiency | Incentives | 92879.1669 | 98093.3498 | 102874.7602 | 107010.9515 | 111047.9695 | 114242.7069 | 104343.4484 | 106447.9894 | 63099.2206 | 64534.0031 | 66083.1337 | 90057.8137 | 105675.8534
Scenario 4: Reference ZEAS Phase In | PG&E | Com | HVAC | Com - Lodging | Energy Efficiency | Incremental Measure Cost | 1291962.5628 | 1411167.2027 | 1527975.3163 | 1637929.7866 | 1749529.7407 | 1669685.847 | 1570867.2834 | 1649061.1984 | 1290185.3246 | 1344692.8633 | 1408579.6136 | 1675727.3928 | 1884662.492
Scenario 4: Reference ZEAS Phase In | PG&E | Com | HVAC | Com - Lodging | Fuel Substitution | Admin | 55405.2248 | 60710.7536 | 65765.9122 | 70491.3045 | 1131.8609 | 1187.4514 | 1222.2058 | 1243.2928 | 888.5577 | 893.3895 | 894.99 | 893.991 | 1259.0478
Scenario 4: Reference ZEAS Phase In | PG&E | Com | HVAC | Com - Lodging | Fuel Substitution | Incentives | 9308.8566 | 10049.8006 | 10724.8031 | 11323.0563 | 130.0757 | 136.4642 | 140.4583 | 142.8816 | 102.1148 | 102.6701 | 102.854 | 102.7392 | 144.6922
Scenario 4: Reference ZEAS Phase In | PG&E | Com | HVAC | Com - Lodging | Fuel Substitution | Incremental Measure Cost | 242820.647 | 267290.6313 | 290859.3106 | 296349.1296 | 151710.2278 | 10640.6214 | 11171.9003 | 11591.7232 | 8362.3793 | 8576.0096 | 8763.2018 | 8928.6492 | 12959.028
Scenario 4: Reference ZEAS Phase In | PG&E | Com | HVAC | Com - Office (Large) | Energy Efficiency | Admin | 636823.7238 | 661173.7169 | 683285.6227 | 699202.6509 | 713222.8341 | 723566.742 | 139705.4817 | 140382.743 | 127228.1532 | 91305.2166 | 124284.6853 | 124124.6972 | 123946.6755
Scenario 4: Reference ZEAS Phase In | PG&E | Com | HVAC | Com - Office (Large) | Energy Efficiency | Incentives | 219594.5109 | 227991.0775 | 235615.8592 | 241104.4764 | 245938.9931 | 249505.8342 | 48168.7938 | 48402.2737 | 43866.9709 | 31480.7074 | 42852.1047 | 42796.9124 | 42735.5053
Scenario 4: Reference ZEAS Phase In | PG&E | Com | HVAC | Com - Office (Large) | Energy Efficiency | Incremental Measure Cost | 5678632.0352 | 6020336.2322 | 6351817.8813 | 6634888.823 | 6907747.0671 | 4216247.7748 | 1323622.6029 | 1360109.3386 | 1292530.2167 | 938608.2539 | 1316294.0466 | 1341546.6957 | 1367138.3085
Scenario 4: Reference ZEAS Phase In | PG&E | Com | HVAC | Com - Office (Large) | Fuel Substitution | Admin | 60.7589 | 892.573 | 927.7773 | 954.8381 | 0 | 0 | 0 | 0 | 0 | 0 | 0 | 0 | 0
Scenario 4: Reference ZEAS Phase In | PG&E | Com | HVAC | Com - Office (Large) | Fuel Substitution | Incentives | 6.9845 | 102.593 | 106.6394 | 109.7498 | 0 | 0 | 0 | 0 | 0 | 0 | 0 | 0 | 0
Scenario 4: Reference ZEAS Phase In | PG&E | Com | HVAC | Com - Office (Large) | Fuel Substitution | Incremental Measure Cost | 361.4656 | 7180.4354 | 7612.7508 | 7991.4615 | 0 | 0 | 0 | 0 | 0 | 0 | 0 | 0 | 0
Scenario 4: Reference ZEAS Phase In | PG&E | Com | HVAC | Com - Office (Small) | Energy Efficiency | Admin | 281453.7971 | 294554.9654 | 306125.2965 | 189125.4707 | 1206415.0727 | 322076.1033 | 48366.8767 | 49825.3018 | 47866.0435 | 47800.1602 | 48358.997 | 48879.4341 | 49349.7619
Scenario 4: Reference ZEAS Phase In | PG&E | Com | HVAC | Com - Office (Small) | Energy Efficiency | Incentives | 87151.839 | 91327.6224 | 94995.1134 | 65216.7261 | 297184.5804 | 100953.8615 | 6420.8463 | 6807.0674 | 6066.8978 | 5971.8841 | 6093.1298 | 6203.3162 | 6292.6407
Scenario 4: Reference ZEAS Phase In | PG&E | Com | HVAC | Com - Office (Small) | Energy Efficiency | Incremental Measure Cost | 1191252.4071 | 1274608.6937 | 1352886.375 | 948361.9213 | 4409843.7911 | 1529561.0413 | 167952.7141 | 182072.1649 | 165719.8015 | 166659.3309 | 173777.6568 | 180738.5741 | 187442.1411
Scenario 4: Reference ZEAS Phase In | PG&E | Com | HVAC | Com - Office (Small) | Fuel Substitution | Admin | 14603.2913 | 15727.7536 | 24869.6281 | 21280.8324 | 0 | 0 | 0 | 0 | 0 | 0 | 0 | 0 | 0
Scenario 4: Reference ZEAS Phase In | PG&E | Com | HVAC | Com - Office (Small) | Fuel Substitution | Incentives | 1678.7732 | 1808.0278 | 2858.9203 | 2446.3545 | 0 | 0 | 0 | 0 | 0 | 0 | 0 | 0 | 0
Scenario 4: Reference ZEAS Phase In | PG&E | Com | HVAC | Com - Office (Small) | Fuel Substitution | Incremental Measure Cost | 92967.799 | 102137.7608 | 174068.3935 | 151929.2043 | 0 | 0 | 0 | 0 | 0 | 0 | 0 | 0 | 0
Scenario 4: Reference ZEAS Phase In | PG&E | Com | HVAC | Com - Other | Energy Efficiency | Admin | 1561959.5317 | 1151374.3779 | 939293.1672 | 961410.3882 | 974529.7215 | 994379.9715 | 1013182.7636 | 1023719.8976 | 858623.1681 | 868363.5412 | 876308.9718 | 881587.3992 | 888205.0255
Scenario 4: Reference ZEAS Phase In | PG&E | Com | HVAC | Com - Other | Energy Efficiency | Incentives | 372248.3574 | 223841.734 | 143607.5594 | 146095.2765 | 147862.8486 | 149213.5144 | 149921.1692 | 149769.971 | 92667.7537 | 94061.6782 | 94667.1659 | 94794.767 | 94898.8087
Scenario 4: Reference ZEAS Phase In | PG&E | Com | HVAC | Com - Other | Energy Efficiency | Incremental Measure Cost | 2972075.6163 | 2522191.887 | 2340457.7992 | 2506037.9371 | 2660276.511 | 2810315.5072 | 2951066.6683 | 3076915.4263 | 2452019.4925 | 2589285.8292 | 2711464.8482 | 2820235.3372 | 2927544.1767
Scenario 4: Reference ZEAS Phase In | PG&E | Com | HVAC | Com - Other | Fuel Substitution | Admin | 468686.151 | 511003.6401 | 550692.062 | 587137.7544 | 0 | 0 | 0 | 0 | 0 | 0 | 0 | 0 | 0
Scenario 4: Reference ZEAS Phase In | PG&E | Com | HVAC | Com - Other | Fuel Substitution | Incentives | 57553.9864 | 62208.1481 | 66454.5685 | 70228.5652 | 0 | 0 | 0 | 0 | 0 | 0 | 0 | 0 | 0
Scenario 4: Reference ZEAS Phase In | PG&E | Com | HVAC | Com - Other | Fuel Substitution | Incremental Measure Cost | 1228547.2939 | 1353786.7338 | 1474609.2699 | 1589259.8625 | 58010.886 | 0 | 0 | 0 | 0 | 0 | 0 | 0 | 0
Scenario 4: Reference ZEAS Phase In | PG&E | Com | HVAC | Com - Restaurant | Energy Efficiency | Admin | 482150.5481 | 525550.2238 | 566909.9841 | 604189.3398 | 636593.1097 | 664149.1389 | 688166.6441 | 707742.3613 | 723642.9125 | 736842.1386 | 747349.6642 | 573887.0137 | 1908228.762
Scenario 4: Reference ZEAS Phase In | PG&E | Com | HVAC | Com - Restaurant | Energy Efficiency | Incentives | 158613.8261 | 173421.8251 | 187451.7617 | 200130.0988 | 211169.7979 | 220578.7982 | 228720.9477 | 235376.4391 | 240798.2728 | 245268.4048 | 248826.7093 | 197897.3471 | 559045.2805
Scenario 4: Reference ZEAS Phase In | PG&E | Com | HVAC | Com - Restaurant | Energy Efficiency | Incremental Measure Cost | 1782284.6809 | 1987919.8084 | 2191700.3467 | 2386437.3517 | 2568391.256 | 2736439.2863 | 2894102.0701 | 3037804.1536 | 3169872.5535 | 3293208.6201 | 3408052.0795 | 2771001.7316 | 7888983.5441
Scenario 4: Reference ZEAS Phase In | PG&E | Com | HVAC | Com - Restaurant | Fuel Substitution | Admin | 25282.3372 | 27305.7013 | 29146.6466 | 30780.7175 | 0 | 1.9456 | 1.9992 | 2.0319 | 2.0507 | 2.0598 | 2.0618 | 1.8562 | 1.8498
Scenario 4: Reference ZEAS Phase In | PG&E | Com | HVAC | Com - Restaurant | Fuel Substitution | Incentives | 2948.3554 | 3178.8732 | 3387.3445 | 3571.0123 | 0 | 0.2236 | 0.22976 | 0.23351 | 0.23567 | 0.23672 | 0.23695 | 0.21332 | 0.21258
Scenario 4: Reference ZEAS Phase In | PG&E | Com | HVAC | Com - Restaurant | Fuel Substitution | Incremental Measure Cost | 124859.3641 | 137318.7833 | 149251.3206 | 160488.2968 | 0 | 19.4008 | 20.3339 | 21.0793 | 21.7004 | 22.2326 | 22.699 | 20.8447 | 21.1877
Scenario 4: Reference ZEAS Phase In | PG&E | Com | HVAC | Com - Retail | Energy Efficiency | Admin | 309820.7869 | 330381.9322 | 332203.8591 | 248371.9466 | 1180208.955 | 381594.7095 | 300099.9048 | 310572.9606 | 269318.745 | 268943.5819 | 275958.3113 | 282197.5146 | 288095.8246
Scenario 4: Reference ZEAS Phase In | PG&E | Com | HVAC | Com - Retail | Energy Efficiency | Incentives | 96953.5095 | 103543.1397 | 103635.9251 | 85635.5462 | 298850.0983 | 121377.1925 | 91751.9022 | 95030.3327 | 80615.0169 | 80280.0767 | 82477.0325 | 84431.9518 | 86243.0129
Scenario 4: Reference ZEAS Phase In | PG&E | Com | HVAC | Com - Retail | Energy Efficiency | Incremental Measure Cost | 2480691.5202 | 2714934.5794 | 2898459.0676 | 2364265.1001 | 8343269.3934 | 2996919.9479 | 2696981.6009 | 2852645.6828 | 2556449.9024 | 2610306.4085 | 2737558.6819 | 2860513.9789 | 2982222.0158
Scenario 4: Reference ZEAS Phase In | PG&E | Com | HVAC | Com - Retail | Fuel Substitution | Admin | 77313.2609 | 83407.1197 | 88928.3235 | 85087.5164 | 2389.1631 | 2524.8075 | 2611.9573 | 2667.0594 | 0 | 0 | 0 | 0 | 0
Scenario 4: Reference ZEAS Phase In | PG&E | Com | HVAC | Com - Retail | Fuel Substitution | Incentives | 8897.1178 | 9598.023 | 10232.9729 | 9790.7946 | 274.5673 | 290.1558 | 300.1713 | 306.5037 | 0 | 0 | 0 | 0 | 0
Scenario 4: Reference ZEAS Phase In | PG&E | Com | HVAC | Com - Retail | Fuel Substitution | Incremental Measure Cost | 392970.3441 | 432337.2047 | 470105.1899 | 458745.9856 | 27481.2602 | 29601.8781 | 31237.4649 | 32535.2167 | 0 | 0 | 0 | 0 | 0
Scenario 4: Reference ZEAS Phase In | PG&E | Com | HVAC | Com - School | Energy Efficiency | Admin | 412501.6132 | 431840.1479 | 443707.639 | 462847.5044 | 472622.1364 | 478881.8749 | 234779.14 | 236331.1766 | 212889.0997 | 205643.2459 | 206061.9306 | 218043.7683 | 222128.2572
Scenario 4: Reference ZEAS Phase In | PG&E | Com | HVAC | Com - School | Energy Efficiency | Incentives | 109013.3229 | 115018.0001 | 118672.8296 | 125127.1434 | 128769.4668 | 131044.9233 | 47147.3999 | 47868.1768 | 40018.5953 | 37699.3659 | 38009.5387 | 42149.5743 | 43693.7821
Scenario 4: Reference ZEAS Phase In | PG&E | Com | HVAC | Com - School | Energy Efficiency | Incremental Measure Cost | 2588586.3263 | 2728002.4239 | 2893694.7221 | 3287639.1255 | 3539325.2639 | 2997009.9448 | 1855800.2329 | 1944851.5939 | 1381970.9488 | 1211653.5855 | 1256911.4017 | 1664021.5805 | 1842945.309
Scenario 4: Reference ZEAS Phase In | PG&E | Com | HVAC | Com - School | Fuel Substitution | Admin | 58610.166 | 62254.1463 | 65335.0275 | 70615.1299 | 0 | 0 | 0 | 0 | 0 | 0 | 0 | 0 | 0
Scenario 4: Reference ZEAS Phase In | PG&E | Com | HVAC | Com - School | Fuel Substitution | Incentives | 6743.3358 | 7162.3347 | 7516.5179 | 8123.4025 | 0 | 0 | 0 | 0 | 0 | 0 | 0 | 0 | 0
Scenario 4: Reference ZEAS Phase In | PG&E | Com | HVAC | Com - School | Fuel Substitution | Incremental Measure Cost | 229608.7427 | 248703.0191 | 266188.9243 | 309280.8606 | 0 | 0 | 0 | 0 | 0 | 0 | 0 | 0 | 0
Scenario 4: Reference ZEAS Phase In | PG&E | Com | HVAC | Com - Warehouse | Energy Efficiency | Admin | 22788.6057 | 24808.9712 | 26760.4879 | 28614.5109 | 30323.038 | 32021.4297 | 33407.3229 | 34702.6041 | 23244.5283 | 17837.4869 | 18302.8793 | 18726.8464 | 19118.7211
Scenario 4: Reference ZEAS Phase In | PG&E | Com | HVAC | Com - Warehouse | Energy Efficiency | Incentives | 7856.814 | 8553.3728 | 9226.195 | 9865.4047 | 10454.4518 | 11040.0058 | 11517.8181 | 11964.3907 | 8014.039 | 6149.7571 | 6310.2086 | 6456.3779 | 6591.483
Scenario 4: Reference ZEAS Phase In | PG&E | Com | HVAC | Com - Warehouse | Energy Efficiency | Incremental Measure Cost | 337151.4265 | 375309.1058 | 413712.6233 | 451893.8262 | 489073.9577 | 527154.025 | 561554.294 | 595452.9446 | 368918.8101 | 288838.9469 | 302520.7176 | 315949.4006 | 329252.988
Scenario 4: Reference ZEAS Phase In | PG&E | Com | HVAC | Com - Warehouse | Fuel Substitution | Admin | 32395.9728 | 35623.7883 | 38711.1969 | 41618.8402 | 0 | 0 | 0 | 0 | 0 | 0 | 0 | 0 | 0
Scenario 4: Reference ZEAS Phase In | PG&E | Com | HVAC | Com - Warehouse | Fuel Substitution | Incentives | 4464.3677 | 4839.3464 | 5184.691 | 5495.0303 | 0 | 0 | 0 | 0 | 0 | 0 | 0 | 0 | 0
Scenario 4: Reference ZEAS Phase In | PG&E | Com | HVAC | Com - Warehouse | Fuel Substitution | Incremental Measure Cost | 81107.381 | 89631.4234 | 96424.016 | 104219.7234 | 4.9263 | 0 | 0 | 0 | 0 | 0 | 0 | 0 | 0
Scenario 4: Reference ZEAS Phase In | PG&E | Com | Lighting | Com - College | Energy Efficiency | Admin | 0 | 0 | 0 | 0 | 0 | 0 | 0 | 0 | 0 | 0 | 0 | 0 | 0
Scenario 4: Reference ZEAS Phase In | PG&E | Com | Lighting | Com - College | Energy Efficiency | Incentives | 0 | 0 | 0 | 0 | 0 | 0 | 0 | 0 | 0 | 0 | 0 | 0 | 0
Scenario 4: Reference ZEAS Phase In | PG&E | Com | Lighting | Com - College | Energy Efficiency | Incremental Measure Cost | 0 | 0 | 0 | 0 | 0 | 0 | 0 | 0 | 0 | 0 | 0 | 0 | 0
Scenario 4: Reference ZEAS Phase In | PG&E | Com | Lighting | Com - Grocery | Energy Efficiency | Admin | 14512.918 | 15031.0117 | 15513.7222 | 15946.6621 | 16308.8071 | 16671.8899 | 16968.8949 | 17219.1728 | 17430.3637 | 17638.2153 | 17843.5368 | 18039.1587 | 18238.5131
Scenario 4: Reference ZEAS Phase In | PG&E | Com | Lighting | Com - Grocery | Energy Efficiency | Incentives | 46243.8103 | 47894.6587 | 49432.7624 | 50812.2774 | 51966.2127 | 53123.1358 | 54069.5095 | 54866.9924 | 55539.9289 | 56202.225 | 56856.4593 | 57479.7867 | 58115.0075
Scenario 4: Reference ZEAS Phase In | PG&E | Com | Lighting | Com - Grocery | Energy Efficiency | Incremental Measure Cost | 70205.728 | 73973.2195 | 77691.5427 | 81284.4467 | 84636.6772 | 88100.163 | 91247.2906 | 94158.5023 | 96950.3781 | 99811.8183 | 102749.3288 | 105723.5611 | 108812.0601
Scenario 4: Reference ZEAS Phase In | PG&E | Com | Lighting | Com - Health | Energy Efficiency | Admin | 36941.0796 | 38287.143 | 39856.1718 | 40846.5522 | 41911.4242 | 42885.4745 | 43683.8217 | 44340.3293 | 44879.4995 | 45262.0828 | 45496.7924 | 46021.9661 | 46547.3961
Scenario 4: Reference ZEAS Phase In | PG&E | Com | Lighting | Com - Health | Energy Efficiency | Incentives | 117708.6702 | 121997.7526 | 126997.2895 | 130153.0272 | 133546.1242 | 136649.828 | 139193.6732 | 141285.5622 | 143003.5684 | 144222.6278 | 144970.504 | 146643.9119 | 148318.1369
Scenario 4: Reference ZEAS Phase In | PG&E | Com | Lighting | Com - Health | Energy Efficiency | Incremental Measure Cost | 198545.5754 | 209418.3032 | 221859.5218 | 231520.2376 | 241911.8418 | 252119.7741 | 261407.6953 | 269914.84 | 277979.1708 | 285329.324 | 291973.2671 | 300663.4131 | 309621.3364
Scenario 4: Reference ZEAS Phase In | PG&E | Com | Lighting | Com - Lodging | Energy Efficiency | Admin | 0 | 0 | 0 | 0 | 0 | 0 | 0 | 0 | 0 | 0 | 0 | 0 | 0
Scenario 4: Reference ZEAS Phase In | PG&E | Com | Lighting | Com - Lodging | Energy Efficiency | Incentives | 0 | 0 | 0 | 0 | 0 | 0 | 0 | 0 | 0 | 0 | 0 | 0 | 0
Scenario 4: Reference ZEAS Phase In | PG&E | Com | Lighting | Com - Lodging | Energy Efficiency | Incremental Measure Cost | 0 | 0 | 0 | 0 | 0 | 0 | 0 | 0 | 0 | 0 | 0 | 0 | 0
Scenario 4: Reference ZEAS Phase In | PG&E | Com | Lighting | Com - Office (Large) | Energy Efficiency | Admin | 30780.8253 | 32755.7089 | 34683.9452 | 36344.5575 | 37938.436 | 39334.4247 | 40679.6577 | 41960.3002 | 43205.5209 | 44473.3178 | 45610.4136 | 46674.6561 | 47681.9338
Scenario 4: Reference ZEAS Phase In | PG&E | Com | Lighting | Com - Office (Large) | Energy Efficiency | Incentives | 98079.7004 | 104372.4487 | 110516.5606 | 115807.9184 | 120886.6363 | 125334.8001 | 129621.2363 | 133701.8622 | 137669.6205 | 141709.3154 | 145332.5453 | 148723.6368 | 151933.2157
Scenario 4: Reference ZEAS Phase In | PG&E | Com | Lighting | Com - Office (Large) | Energy Efficiency | Incremental Measure Cost | 269200.9541 | 292202.2184 | 315591.4064 | 337315.4513 | 359150.4746 | 379813.1491 | 400658.7709 | 421537.41 | 442727.9635 | 464833.4899 | 486252.7402 | 507550.6059 | 528874.0466
Scenario 4: Reference ZEAS Phase In | PG&E | Com | Lighting | Com - Office (Small) | Energy Efficiency | Admin | 0 | 0 | 0 | 0 | 0 | 0 | 0 | 0 | 0 | 0 | 0 | 0 | 0
Scenario 4: Reference ZEAS Phase In | PG&E | Com | Lighting | Com - Office (Small) | Energy Efficiency | Incentives | 0 | 0 | 0 | 0 | 0 | 0 | 0 | 0 | 0 | 0 | 0 | 0 | 0
Scenario 4: Reference ZEAS Phase In | PG&E | Com | Lighting | Com - Office (Small) | Energy Efficiency | Incremental Measure Cost | 0 | 0 | 0 | 0 | 0 | 0 | 0 | 0 | 0 | 0 | 0 | 0 | 0
Scenario 4: Reference ZEAS Phase In | PG&E | Com | Lighting | Com - Other | Energy Efficiency | Admin | 0 | 0 | 0 | 0 | 0 | 0 | 0 | 0 | 0 | 0 | 0 | 0 | 0
Scenario 4: Reference ZEAS Phase In | PG&E | Com | Lighting | Com - Other | Energy Efficiency | Incentives | 0 | 0 | 0 | 0 | 0 | 0 | 0 | 0 | 0 | 0 | 0 | 0 | 0
Scenario 4: Reference ZEAS Phase In | PG&E | Com | Lighting | Com - Other | Energy Efficiency | Incremental Measure Cost | 0 | 0 | 0 | 0 | 0 | 0 | 0 | 0 | 0 | 0 | 0 | 0 | 0
Scenario 4: Reference ZEAS Phase In | PG&E | Com | Lighting | Com - Refrig. Warehouse | Energy Efficiency | Admin | 316.5976 | 329.1148 | 340.5892 | 351.2229 | 361.1403 | 370.5455 | 378.1142 | 385.0979 | 391.1808 | 397.1954 | 402.8082 | 408.3538 | 413.8594
Scenario 4: Reference ZEAS Phase In | PG&E | Com | Lighting | Com - Refrig. Warehouse | Energy Efficiency | Incentives | 995.059 | 1041.7939 | 1085.2499 | 1119.1329 | 1150.7335 | 1180.7025 | 1204.819 | 1227.072 | 1246.4543 | 1265.6193 | 1283.5039 | 1301.1744 | 1318.7171
Scenario 4: Reference ZEAS Phase In | PG&E | Com | Lighting | Com - Refrig. Warehouse | Energy Efficiency | Incremental Measure Cost | 1200.7922 | 1269.8644 | 1337.2412 | 1403.5804 | 1469.2741 | 1535.0577 | 1593.3721 | 1650.2863 | 1705.2311 | 1761.669 | 1818.1666 | 1876.1774 | 1935.8525
Scenario 4: Reference ZEAS Phase In | PG&E | Com | Lighting | Com - Restaurant | Energy Efficiency | Admin | 3110.2606 | 3306.9366 | 3493.7447 | 3661.7529 | 3812.324 | 9395.5691 | 10141.5885 | 10253.3897 | 10351.4486 | 5228.9665 | 4753.2354 | 3677.7583 | 13347.4197
Scenario 4: Reference ZEAS Phase In | PG&E | Com | Lighting | Com - Restaurant | Energy Efficiency | Incentives | 9910.5018 | 10537.1883 | 11132.4317 | 11667.7712 | 12147.5493 | 29937.9432 | 32315.0516 | 32671.2939 | 32983.7478 | 16661.5243 | 15145.6595 | 11718.7708 | 42530.0787
Scenario 4: Reference ZEAS Phase In | PG&E | Com | Lighting | Com - Restaurant | Energy Efficiency | Incremental Measure Cost | 18071.9663 | 19599.0343 | 21120.303 | 22578.6609 | 23977.2361 | 69643.7302 | 76931.9746 | 79109.1651 | 81244.9838 | 37472.0177 | 33666.6318 | 26570.1319 | 98357.6193
Scenario 4: Reference ZEAS Phase In | PG&E | Com | Lighting | Com - Retail | Energy Efficiency | Admin | 73813.8666 | 76429.6234 | 78867.2221 | 63418.6015 | 179247.8407 | 83648.2943 | 85697.5007 | 86978.0772 | 88070.4355 | 89137.6314 | 90193.9385 | 91200.3615 | 92220.2281
Scenario 4: Reference ZEAS Phase In | PG&E | Com | Lighting | Com - Retail | Energy Efficiency | Incentives | 235199.7336 | 243534.5537 | 251301.6927 | 202076.3694 | 571153.4471 | 266536.0511 | 273065.621 | 277146.0367 | 280626.7156 | 284027.2174 | 287393.0234 | 290599.8792 | 293849.5715
Scenario 4: Reference ZEAS Phase In | PG&E | Com | Lighting | Com - Retail | Energy Efficiency | Incremental Measure Cost | 476982.3739 | 502461.3092 | 527614.0085 | 433948.311 | 1221230.1576 | 589236.7367 | 614093.6662 | 633883.6797 | 652940.9093 | 672413.8079 | 692418.8958 | 712670.0848 | 733654.4408
Scenario 4: Reference ZEAS Phase In | PG&E | Com | Lighting | Com - School | Energy Efficiency | Admin | 0 | 0 | 0 | 0 | 0 | 0 | 0 | 0 | 0 | 0 | 0 | 0 | 0
Scenario 4: Reference ZEAS Phase In | PG&E | Com | Lighting | Com - School | Energy Efficiency | Incentives | 0 | 0 | 0 | 0 | 0 | 0 | 0 | 0 | 0 | 0 | 0 | 0 | 0
Scenario 4: Reference ZEAS Phase In | PG&E | Com | Lighting | Com - School | Energy Efficiency | Incremental Measure Cost | 0 | 0 | 0 | 0 | 0 | 0 | 0 | 0 | 0 | 0 | 0 | 0 | 0
Scenario 4: Reference ZEAS Phase In | PG&E | Com | Lighting | Com - Warehouse | Energy Efficiency | Admin | 556.0925 | 592.7196 | 627.7167 | 660.9031 | 691.6252 | 721.5262 | 755.5021 | 789.3377 | 170.5651 | 0 | 0 | 0 | 0
Scenario 4: Reference ZEAS Phase In | PG&E | Com | Lighting | Com - Warehouse | Energy Efficiency | Incentives | 1771.9272 | 1888.6354 | 2000.1501 | 2105.8947 | 2203.7873 | 2299.0636 | 2407.324 | 2515.1373 | 543.4867 | 0 | 0 | 0 | 0
Scenario 4: Reference ZEAS Phase In | PG&E | Com | Lighting | Com - Warehouse | Energy Efficiency | Incremental Measure Cost | 5819.4276 | 6326.7797 | 6834.3517 | 7339.5862 | 7834.3825 | 8336.5478 | 8903.6888 | 9488.4944 | 2091.3403 | 0 | 0 | 0 | 0
Scenario 4: Reference ZEAS Phase In | PG&E | Com | WaterHeat | Com - College | Energy Efficiency | Admin | 301105.3347 | 484709.6377 | 417977.2093 | 629861.7957 | 635012.3705 | 749915.9047 | 777860.2957 | 886668.3291 | 967611.603 | 1010994.577 | 1000476.5054 | 933504.7227 | 819442.6067
Scenario 4: Reference ZEAS Phase In | PG&E | Com | WaterHeat | Com - College | Energy Efficiency | Incentives | 0.087993 | 0.14165 | 0.12215 | 0.18407 | 0.18557 | 0.21915 | 0.22732 | 0.25911 | 0.28277 | 0.29545 | 0.29237 | 0.2728 | 0.23947
Scenario 4: Reference ZEAS Phase In | PG&E | Com | WaterHeat | Com - College | Energy Efficiency | Incremental Measure Cost | 274611.466 | 366504.9853 | 308823.9114 | 610073.1427 | 467643.6549 | 418953.7904 | 389674.2931 | 452512.1687 | 495239.7601 | 528026.0981 | 533262.0127 | 507828.36 | 454997.9792
Scenario 4: Reference ZEAS Phase In | PG&E | Com | WaterHeat | Com - College | Fuel Substitution | Admin | 86635.0563 | 108352.1243 | 140152.9167 | 141664.8812 | 130118.3019 | 159503.3103 | 57930.4348 | 75037.91 | 94201.8659 | 117308.6976 | 141762.9386 | 167647.2282 | 195407.255
Scenario 4: Reference ZEAS Phase In | PG&E | Com | WaterHeat | Com - College | Fuel Substitution | Incentives | 14495.4295 | 17882.6903 | 24667.1544 | 24932.4345 | 23021.9274 | 28067.3833 | 22245.3337 | 28242.2796 | 34751.954 | 42418.6142 | 50245.941 | 58243.5077 | 66543.2521
Scenario 4: Reference ZEAS Phase In | PG&E | Com | WaterHeat | Com - College | Fuel Substitution | Incremental Measure Cost | 265512.6693 | 333976.5888 | 428831.2175 | 469586.6388 | 491841.9705 | 377351.909 | 159748.4106 | 190559.8114 | 188403.7317 | 234617.3953 | 283525.8772 | 335294.4565 | 390814.51
Scenario 4: Reference ZEAS Phase In | PG&E | Com | WaterHeat | Com - Grocery | Energy Efficiency | Admin | 199600.1206 | 235037.9531 | 276162.603 | 323131.0485 | 375595.6248 | 432675.0637 | 476173.762 | 535047.1881 | 588738.7944 | 632732.0401 | 660832.6845 | 668369.825 | 652643.4715
Scenario 4: Reference ZEAS Phase In | PG&E | Com | WaterHeat | Com - Grocery | Energy Efficiency | Incentives | 0.05833 | 0.068686 | 0.080704 | 0.09443 | 0.10976 | 0.12644 | 0.13915 | 0.15636 | 0.17205 | 0.18491 | 0.19312 | 0.19532 | 0.19072
Scenario 4: Reference ZEAS Phase In | PG&E | Com | WaterHeat | Com - Grocery | Energy Efficiency | Incremental Measure Cost | 95475.5953 | 113345.7408 | 134449.3511 | 159030.1675 | 187090.5769 | 207963.2225 | 230624.0906 | 264744.0488 | 297501.1707 | 326447.5721 | 347995.8161 | 359131.8063 | 357694.948
Scenario 4: Reference ZEAS Phase In | PG&E | Com | WaterHeat | Com - Grocery | Fuel Substitution | Admin | 5398.0904 | 6706.5255 | 8326.5772 | 10326.3045 | 12773.8137 | 15792.8778 | 0 | 0 | 0 | 0 | 0 | 0 | 0
Scenario 4: Reference ZEAS Phase In | PG&E | Com | WaterHeat | Com - Grocery | Fuel Substitution | Incentives | 774.2306 | 943.035 | 1147.8827 | 1395.652 | 1692.5985 | 2051.6167 | 0 | 0 | 0 | 0 | 0 | 0 | 0
Scenario 4: Reference ZEAS Phase In | PG&E | Com | WaterHeat | Com - Grocery | Fuel Substitution | Incremental Measure Cost | 10796.1807 | 13413.051 | 16653.1545 | 20652.609 | 25547.6273 | 31585.7557 | 0 | 0 | 0 | 0 | 0 | 0 | 0
Scenario 4: Reference ZEAS Phase In | PG&E | Com | WaterHeat | Com - Health | Energy Efficiency | Admin | 681414.679 | 785603.1629 | 871776.0757 | 1002981.6357 | 1087704.7421 | 1204702.1743 | 1104749.3462 | 1202867.0701 | 1254180.1626 | 1246025.7422 | 1173864.5771 | 1047618.6124 | 886989.962
Scenario 4: Reference ZEAS Phase In | PG&E | Com | WaterHeat | Com - Health | Energy Efficiency | Incentives | 0.19913 | 0.22958 | 0.25476 | 0.29311 | 0.31786 | 0.35205 | 0.32285 | 0.35152 | 0.36651 | 0.36413 | 0.34304 | 0.30615 | 0.25921
Scenario 4: Reference ZEAS Phase In | PG&E | Com | WaterHeat | Com - Health | Energy Efficiency | Incremental Measure Cost | 465049.3617 | 525649.7086 | 581761.1915 | 658250.1974 | 716761.3851 | 598800.345 | 542582.0297 | 602907.196 | 641441.5846 | 650320.4388 | 625187.3513 | 569312.5374 | 491736.2527
Scenario 4: Reference ZEAS Phase In | PG&E | Com | WaterHeat | Com - Health | Fuel Substitution | Admin | 137343.9294 | 173113.9506 | 227068.9852 | 241335.0011 | 240553.2722 | 300148.2944 | 80330.0956 | 104947.0757 | 132403.6034 | 165453.2162 | 200862.3649 | 238523.1027 | 279074.7398
Scenario 4: Reference ZEAS Phase In | PG&E | Com | WaterHeat | Com - Health | Fuel Substitution | Incentives | 39488.8893 | 49001.5166 | 68424.297 | 71246.2871 | 68911.4015 | 84409.1058 | 60059.3049 | 76908.107 | 95104.4611 | 116485.4354 | 138608.1637 | 161327.9883 | 185005.3162
Scenario 4: Reference ZEAS Phase In | PG&E | Com | WaterHeat | Com - Health | Fuel Substitution | Incremental Measure Cost | 393991.2093 | 497881.2096 | 644440.5285 | 718729.4478 | 771076.7631 | 705628.9276 | 298291.9655 | 385787.2937 | 264807.2067 | 330906.4325 | 401724.7299 | 477046.2054 | 558149.4796
Scenario 4: Reference ZEAS Phase In | PG&E | Com | WaterHeat | Com - Lodging | Energy Efficiency | Admin | 2323671.0994 | 2478368.9137 | 2601988.5902 | 2751897.6406 | 2897413.0732 | 3012297.7282 | 1204827.2803 | 1207310.4968 | 925102.1606 | 847855.6573 | 60044.1798 | 627491.1611 | 490066.2829
Scenario 4: Reference ZEAS Phase In | PG&E | Com | WaterHeat | Com - Lodging | Energy Efficiency | Incentives | 0.67905 | 0.72426 | 0.76039 | 0.8042 | 0.84672 | 0.88029 | 0.35209 | 0.35282 | 0.27035 | 0.24777 | 0.017547 | 0.18337 | 0.14321
Scenario 4: Reference ZEAS Phase In | PG&E | Com | WaterHeat | Com - Lodging | Energy Efficiency | Incremental Measure Cost | 2046872.1595 | 2210078.2435 | 2368504.4133 | 2540742.5882 | 2721568.1441 | 1980414.2711 | 1193192.807 | 1277709.4506 | 473845.6379 | 477308.1318 | 42395.4625 | 387438.7202 | 312619.0875
Scenario 4: Reference ZEAS Phase In | PG&E | Com | WaterHeat | Com - Lodging | Fuel Substitution | Admin | 115786.9185 | 145564.1094 | 189620.6284 | 203199.6649 | 206023.531 | 256938.7845 | 62685.9339 | 81730.4046 | 103260.2716 | 129556.9725 | 157228.5413 | 186515.7299 | 217895.9034
Scenario 4: Reference ZEAS Phase In | PG&E | Com | WaterHeat | Com - Lodging | Fuel Substitution | Incentives | 39322.8609 | 48564.4672 | 67059.3499 | 69989.3292 | 68285.0696 | 83482.6725 | 56533.6114 | 72250.7322 | 89477.483 | 110042.438 | 130902.7968 | 152210.7958 | 174297.0765
Scenario 4: Reference ZEAS Phase In | PG&E | Com | WaterHeat | Com - Lodging | Fuel Substitution | Incremental Measure Cost | 460525.5257 | 578957.4714 | 739103.9977 | 854118.1593 | 966342.7886 | 596566.4843 | 232910.47 | 300446.0021 | 206520.5432 | 259113.9449 | 314457.0825 | 373031.4597 | 435791.8068
Scenario 4: Reference ZEAS Phase In | PG&E | Com | WaterHeat | Com - Office (Large) | Energy Efficiency | Admin | 2076936.4124 | 2195134.904 | 2182659.5061 | 2038054.9898 | 1760291.0456 | 1393859.313 | 750598.5771 | 396510.1004 | 115212.8852 | 74545.3695 | 67870.0406 | 61837.7022 | 56397.8662
Scenario 4: Reference ZEAS Phase In | PG&E | Com | WaterHeat | Com - Office (Large) | Energy Efficiency | Incentives | 0.60695 | 0.64149 | 0.63785 | 0.59559 | 0.51442 | 0.40733 | 0.21935 | 0.11587 | 0.033669 | 0.021785 | 0.019834 | 0.018071 | 0.016481
Scenario 4: Reference ZEAS Phase In | PG&E | Com | WaterHeat | Com - Office (Large) | Energy Efficiency | Incremental Measure Cost | 1361193.9534 | 1444029.9445 | 1464835.6073 | 1427096.3409 | 1326024.8761 | 859232.1887 | 373134.8567 | 202300.5965 | 59985.7497 | 38910.4891 | 36102.904 | 33511.4238 | 31123.0193
Scenario 4: Reference ZEAS Phase In | PG&E | Com | WaterHeat | Com - Office (Large) | Fuel Substitution | Admin | 42833.5003 | 53503.479 | 72546.3036 | 66021.993 | 48877.4726 | 59967.7941 | 42421.3447 | 54844.9696 | 69905.5377 | 87275.7187 | 105271.6648 | 124082.3326 | 143964.4648
Scenario 4: Reference ZEAS Phase In | PG&E | Com | WaterHeat | Com - Office (Large) | Fuel Substitution | Incentives | 7997.7667 | 9842.1169 | 14246.5113 | 13761.4417 | 11776.297 | 14256.8202 | 14858.534 | 18829.0053 | 23523.9314 | 28787.9245 | 34037.0048 | 39325.4413 | 44724.179
Scenario 4: Reference ZEAS Phase In | PG&E | Com | WaterHeat | Com - Office (Large) | Fuel Substitution | Incremental Measure Cost | 153791.9462 | 193022.9594 | 252502.2402 | 264951.616 | 260924.5386 | 156787.443 | 117134.2684 | 150409.4084 | 139811.0754 | 174551.4375 | 210543.3297 | 248164.6652 | 287928.9296
Scenario 4: Reference ZEAS Phase In | PG&E | Com | WaterHeat | Com - Office (Small) | Energy Efficiency | Admin | 459878.4188 | 574650.8874 | 19387.3596 | 596889.9004 | 713036.009 | 825623.0332 | 919766.7327 | 977190.8879 | 981388.003 | 925207.527 | 813971.4137 | 666453.701 | 507421.3757
Scenario 4: Reference ZEAS Phase In | PG&E | Com | WaterHeat | Com - Office (Small) | Energy Efficiency | Incentives | 0.13439 | 0.16793 | 0.0056656 | 0.17443 | 0.20837 | 0.24128 | 0.26879 | 0.28557 | 0.2868 | 0.27038 | 0.23787 | 0.19476 | 0.14829
Scenario 4: Reference ZEAS Phase In | PG&E | Com | WaterHeat | Com - Office (Small) | Energy Efficiency | Incremental Measure Cost | 202015.0001 | 257326.4454 | 8828.4069 | 276735.5009 | 337170.7367 | 398250.8795 | 452626.4529 | 490668.2981 | 502862.4099 | 483856.5441 | 434516.4938 | 363189.0842 | 282314.6945
Scenario 4: Reference ZEAS Phase In | PG&E | Com | WaterHeat | Com - Office (Small) | Fuel Substitution | Admin | 12042.1886 | 15077.3843 | 20134.8228 | 15408.6033 | 12301.4751 | 15188.3627 | 11187.5963 | 14770.4267 | 19175.8777 | 24021.5413 | 29077.0387 | 34412.1552 | 40111.5205
Scenario 4: Reference ZEAS Phase In | PG&E | Com | WaterHeat | Com - Office (Small) | Fuel Substitution | Incentives | 2112.3201 | 2605.1894 | 3690.8781 | 3009.4052 | 2678.9599 | 3284.5478 | 3552.5931 | 4597.2584 | 5850.2374 | 7183.6168 | 8523.5653 | 9888.1017 | 11297.9522
Scenario 4: Reference ZEAS Phase In | PG&E | Com | WaterHeat | Com - Office (Small) | Fuel Substitution | Incremental Measure Cost | 25159.0834 | 31624.7816 | 42237.1609 | 33020.2148 | 28121.1702 | 35003.3693 | 22375.1925 | 29540.8533 | 38351.7553 | 48043.0826 | 58154.0774 | 68824.3103 | 80223.041
Scenario 4: Reference ZEAS Phase In | PG&E | Com | WaterHeat | Com - Other | Energy Efficiency | Admin | 1385404.3376 | 1655369.0526 | 1830366.5087 | 2176466.0248 | 2566984.576 | 2989832.8989 | 3239779.7282 | 3628086.9404 | 3885620.8669 | 4040541.7711 | 4000648.5828 | 3757281.9084 | 3339775.0365
Scenario 4: Reference ZEAS Phase In | PG&E | Com | WaterHeat | Com - Other | Energy Efficiency | Incentives | 0.40486 | 0.48376 | 0.5349 | 0.63604 | 0.75016 | 0.87373 | 0.94677 | 1.0602 | 1.1355 | 1.1808 | 1.1691 | 1.098 | 0.97599
Scenario 4: Reference ZEAS Phase In | PG&E | Com | WaterHeat | Com - Other | Energy Efficiency | Incremental Measure Cost | 904803.0553 | 1064647.8723 | 1161658.3487 | 1364859.8468 | 1596133.7871 | 1564124.3761 | 1655636.2937 | 1884660.8558 | 1978053.497 | 2099188.4751 | 2120669.5852 | 2031583.808 | 1841273.8522
Scenario 4: Reference ZEAS Phase In | PG&E | Com | WaterHeat | Com - Other | Fuel Substitution | Admin | 714302.5254 | 893637.0939 | 1155213.9514 | 1203014.4871 | 1165954.0276 | 1445140.9784 | 424362.1326 | 549028.4769 | 687993.5996 | 854889.5193 | 1031402.8345 | 1217739.1844 | 1417036.257
Scenario 4: Reference ZEAS Phase In | PG&E | Com | WaterHeat | Com - Other | Fuel Substitution | Incentives | 143928.5613 | 176865.9287 | 241702.2098 | 246717.4808 | 232338.1282 | 282614.1658 | 209417.4044 | 265567.973 | 326196.2021 | 397302.4816 | 469851.0563 | 543758.9723 | 620229.0225
Scenario 4: Reference ZEAS Phase In | PG&E | Com | WaterHeat | Com - Other | Fuel Substitution | Incremental Measure Cost | 2524096.1352 | 3159397.2009 | 3373070.3633 | 3712455.5315 | 3922569.473 | 3456545.8372 | 1582001.7425 | 2027864.1252 | 1375987.1992 | 1709779.0386 | 2062805.669 | 2435478.3688 | 2834072.514
Scenario 4: Reference ZEAS Phase In | PG&E | Com | WaterHeat | Com - Refrig. Warehouse | Energy Efficiency | Admin | 44643.2684 | 56367.9481 | 70420.1275 | 89606.3771 | 111034.0771 | 134082.9059 | 157393.3337 | 183783.2168 | 208745.9753 | 230492.8251 | 244654.0075 | 248759.0386 | 241125.2844
Scenario 4: Reference ZEAS Phase In | PG&E | Com | WaterHeat | Com - Refrig. Warehouse | Energy Efficiency | Incentives | 0.013046 | 0.016473 | 0.020579 | 0.026186 | 0.032448 | 0.039184 | 0.045996 | 0.053708 | 0.061003 | 0.067358 | 0.071496 | 0.072696 | 0.070465
Scenario 4: Reference ZEAS Phase In | PG&E | Com | WaterHeat | Com - Refrig. Warehouse | Energy Efficiency | Incremental Measure Cost | 19720.3784 | 25208.1606 | 32102.0694 | 41650.3295 | 52648.1437 | 64803.5871 | 77434.4387 | 92217.8276 | 106828.8371 | 120353.3334 | 130340.4501 | 135234.2622 | 133775.0878
Scenario 4: Reference ZEAS Phase In | PG&E | Com | WaterHeat | Com - Refrig. Warehouse | Fuel Substitution | Admin | 1319.5525 | 1661.0366 | 2160.531 | 2333.8871 | 2394.5645 | 2991.337 | 690.5114 | 901.6536 | 1140.4094 | 1431.2267 | 1737.8124 | 2062.5613 | 2410.5837
Scenario 4: Reference ZEAS Phase In | PG&E | Com | WaterHeat | Com - Refrig. Warehouse | Fuel Substitution | Incentives | 388.5592 | 480.2642 | 660.86 | 693.1238 | 681.3829 | 834.497 | 549.2452 | 703.0001 | 871.5512 | 1072.1398 | 1276.0098 | 1484.4348 | 1700.4942
Scenario 4: Reference ZEAS Phase In | PG&E | Com | WaterHeat | Com - Refrig. Warehouse | Fuel Substitution | Incremental Measure Cost | 2639.1049 | 3322.0732 | 4321.062 | 4667.7743 | 4789.129 | 5982.674 | 1381.0227 | 1803.3072 | 2280.8188 | 2862.4534 | 3475.6247 | 4125.1225 | 4821.1674
Scenario 4: Reference ZEAS Phase In | PG&E | Com | WaterHeat | Com - Restaurant | Energy Efficiency | Admin | 316602.9738 | 366194.8681 | 337689.909 | 389267.9741 | 441792.077 | 490217.8553 | 498284.1311 | 517395.4895 | 511617.1965 | 479646.4064 | 101678.699 | 371942.1398 | 358458.3202
Scenario 4: Reference ZEAS Phase In | PG&E | Com | WaterHeat | Com - Restaurant | Energy Efficiency | Incentives | 0.092522 | 0.10701 | 0.098684 | 0.11376 | 0.12911 | 0.14326 | 0.14562 | 0.1512 | 0.14951 | 0.14017 | 0.029714 | 0.10869 | 0.10475
Scenario 4: Reference ZEAS Phase In | PG&E | Com | WaterHeat | Com - Restaurant | Energy Efficiency | Incremental Measure Cost | 169616.7863 | 199008.8524 | 162164.207 | 189448.8737 | 218183.8314 | 245990.2247 | 233644.992 | 247945.9149 | 250002.1063 | 238363.357 | 41354.0285 | 191087.3325 | 179894.0354
Scenario 4: Reference ZEAS Phase In | PG&E | Com | WaterHeat | Com - Restaurant | Fuel Substitution | Admin | 327937.6066 | 409553.0103 | 540587.7451 | 484667.7813 | 341736.0849 | 420093.3156 | 330836.1535 | 426412.7055 | 532948.08 | 660991.0663 | 795841.2827 | 846168.0337 | 1017343.6253
Scenario 4: Reference ZEAS Phase In | PG&E | Com | WaterHeat | Com - Restaurant | Fuel Substitution | Incentives | 66235.0557 | 81425.8835 | 114188.5058 | 109985.157 | 92946.1426 | 112797.1361 | 121074.694 | 152951.8845 | 187373.1439 | 227783.0364 | 268820.0129 | 280157.643 | 330154.8321
Scenario 4: Reference ZEAS Phase In | PG&E | Com | WaterHeat | Com - Restaurant | Fuel Substitution | Incremental Measure Cost | 662271.651 | 829888.7735 | 1098028.2466 | 994458.9622 | 719700.7562 | 891225.2789 | 661672.307 | 852825.4111 | 1065896.16 | 1321982.1325 | 1591682.5654 | 1692336.0675 | 2034687.2506
Scenario 4: Reference ZEAS Phase In | PG&E | Com | WaterHeat | Com - Retail | Energy Efficiency | Admin | 855207.8628 | 1073657.0365 | 1025540.1052 | 1457237.6521 | 1754429.6749 | 2066423.1321 | 2369217.8211 | 2628877.0771 | 2787583.063 | 2844873.869 | 2759583.81 | 2534033.1347 | 2197946.3645
Scenario 4: Reference ZEAS Phase In | PG&E | Com | WaterHeat | Com - Retail | Energy Efficiency | Incentives | 0.24992 | 0.31376 | 0.2997 | 0.42585 | 0.5127 | 0.60388 | 0.69237 | 0.76825 | 0.81463 | 0.83137 | 0.80644 | 0.74053 | 0.64231
Scenario 4: Reference ZEAS Phase In | PG&E | Com | WaterHeat | Com - Retail | Energy Efficiency | Incremental Measure Cost | 405851.8779 | 514383.3027 | 474668.1227 | 711074.2376 | 875011.8561 | 1033125.5919 | 1203742.229 | 1358580.6549 | 1427404.7444 | 1486484.0289 | 1471529.7584 | 1379157.3226 | 1221052.3243
Scenario 4: Reference ZEAS Phase In | PG&E | Com | WaterHeat | Com - Retail | Fuel Substitution | Admin | 15471.2501 | 19392.7813 | 25939.7075 | 20206.993 | 12224.6235 | 15191.4005 | 17620.735 | 22877.4313 | 29183.5239 | 36441.8322 | 44009.0059 | 51996.0387 | 60535.4785
Scenario 4: Reference ZEAS Phase In | PG&E | Com | WaterHeat | Com - Retail | Fuel Substitution | Incentives | 3437.0311 | 4227.5466 | 5984.0653 | 5210.6866 | 4298.6261 | 5250.8021 | 6469.6789 | 8233.2172 | 10294.6735 | 12600.807 | 14916.5062 | 17275.2263 | 19714.7215
Scenario 4: Reference ZEAS Phase In | PG&E | Com | WaterHeat | Com - Retail | Fuel Substitution | Incremental Measure Cost | 47688.2212 | 51827.3979 | 60392.9277 | 40630.1775 | 24794.4999 | 54704.6221 | 66134.2086 | 84964.0281 | 58367.0478 | 72883.6645 | 88018.0118 | 103992.0774 | 121070.957
Scenario 4: Reference ZEAS Phase In | PG&E | Com | WaterHeat | Com - School | Energy Efficiency | Admin | 1091270.4198 | 1223986.1504 | 1282279.115 | 1314937.2179 | 1270440.5352 | 1146854.5561 | 834564.2629 | 617654.9785 | 405653.9673 | 225222.0954 | 86730.4917 | 64747.2225 | 61099.8736
Scenario 4: Reference ZEAS Phase In | PG&E | Com | WaterHeat | Com - School | Energy Efficiency | Incentives | 0.31891 | 0.35769 | 0.37473 | 0.38427 | 0.37127 | 0.33515 | 0.24389 | 0.1805 | 0.11855 | 0.065817 | 0.025345 | 0.018921 | 0.017855
Scenario 4: Reference ZEAS Phase In | PG&E | Com | WaterHeat | Com - School | Energy Efficiency | Incremental Measure Cost | 630194.8252 | 706368.4536 | 726271.9679 | 757316.8985 | 752180.1302 | 708660.5845 | 409022.2337 | 308334.3574 | 205623.2956 | 115310.1034 | 43586.514 | 31841.7909 | 30411.0453
Scenario 4: Reference ZEAS Phase In | PG&E | Com | WaterHeat | Com - School | Fuel Substitution | Admin | 171654.3552 | 214517.7873 | 289904.7414 | 259801.6208 | 184592.4264 | 226386.8427 | 176090.3561 | 226743.6974 | 287643.9833 | 358151.1422 | 431299.2903 | 507938.1674 | 589074.5825
Scenario 4: Reference ZEAS Phase In | PG&E | Com | WaterHeat | Com - School | Fuel Substitution | Incentives | 24653.121 | 30323.3907 | 43225.8643 | 41494.2712 | 35062.4703 | 42405.3059 | 43123.9948 | 54424.7839 | 67672.8592 | 82591.9644 | 97492.4344 | 112545.3131 | 127941.834
Scenario 4: Reference ZEAS Phase In | PG&E | Com | WaterHeat | Com - School | Fuel Substitution | Incremental Measure Cost | 380732.7702 | 477421.8169 | 642145.8132 | 599629.5169 | 471514.1054 | 820390.5326 | 657062.0472 | 837571.6653 | 575287.9666 | 716302.2844 | 862598.5807 | 1015876.3348 | 1178149.165
Scenario 4: Reference ZEAS Phase In | PG&E | Com | WaterHeat | Com - Warehouse | Energy Efficiency | Admin | 609705.5448 | 759491.4515 | 937755.2778 | 1145473.8303 | 1384097.6065 | 1636252.4921 | 1880278.7208 | 2116139.0301 | 2277991.3593 | 2393752.7915 | 2400170.6908 | 2294376.5396 | 2086586.4179
Scenario 4: Reference ZEAS Phase In | PG&E | Com | WaterHeat | Com - Warehouse | Energy Efficiency | Incentives | 0.17818 | 0.22195 | 0.27404 | 0.33475 | 0.40448 | 0.47817 | 0.54948 | 0.61841 | 0.66571 | 0.69954 | 0.70141 | 0.6705 | 0.60977
Scenario 4: Reference ZEAS Phase In | PG&E | Com | WaterHeat | Com - Warehouse | Energy Efficiency | Incremental Measure Cost | 293128.6536 | 367361.5291 | 457384.4611 | 564712.2213 | 701422.3402 | 828178.0744 | 961297.9329 | 1101781.9152 | 1166450.6347 | 1250877.2349 | 1279839.7223 | 1248549.6606 | 1158896.4688
Scenario 4: Reference ZEAS Phase In | PG&E | Com | WaterHeat | Com - Warehouse | Fuel Substitution | Admin | 2709.611 | 3404.4544 | 4430.7139 | 4785.4445 | 4906.2481 | 6013.7429 | 1311.6183 | 1708.294 | 2157.1394 | 2703.6407 | 3278.991 | 3889.2399 | 4544.5075
Scenario 4: Reference ZEAS Phase In | PG&E | Com | WaterHeat | Com - Warehouse | Fuel Substitution | Incentives | 389.0247 | 484.7362 | 671.9107 | 706.9044 | 698.0371 | 853.8528 | 519.5773 | 663.2987 | 820.9935 | 1008.6248 | 1199.0703 | 1394.0982 | 1596.7576
Scenario 4: Reference ZEAS Phase In | PG&E | Com | WaterHeat | Com - Warehouse | Fuel Substitution | Incremental Measure Cost | 5442.917 | 6876.3638 | 8992.2018 | 9851.6454 | 10325.6009 | 14575.6079 | 4853.4886 | 6264.8516 | 4314.2789 | 5407.2814 | 6557.9821 | 7778.4798 | 9089.015
Scenario 4: Reference ZEAS Phase In | PG&E | Com | WholeBlg | Com - College | Energy Efficiency | Admin | 213007.3188 | 215433.2238 | 217333.3735 | 219692.4108 | 222381.1007 | 225188.3193 | 229187.3305 | 233575.6923 | 237087.8529 | 244537.4766 | 247578.7029 | 249326.5746 | 255679.5555
Scenario 4: Reference ZEAS Phase In | PG&E | Com | WholeBlg | Com - College | Energy Efficiency | Incentives | 1800.8055 | 1961.807 | 2111.7675 | 2315.5026 | 2497.1684 | 2676.7839 | 2902.2155 | 3093.5145 | 3364.8102 | 3635.2913 | 3874.2239 | 4047.4275 | 4281.0903
Scenario 4: Reference ZEAS Phase In | PG&E | Com | WholeBlg | Com - College | Energy Efficiency | Incremental Measure Cost | 11115.7617 | 12109.5694 | 13035.2248 | 14292.8129 | 15414.1742 | 16522.8796 | 17914.3926 | 19095.2165 | 20769.8327 | 22439.4207 | 23914.2706 | 24983.3979 | 26425.7191
Scenario 4: Reference ZEAS Phase In | PG&E | Com | WholeBlg | Com - Office (Large) | Energy Efficiency | Admin | 2268818.578 | 2323612.8644 | 2373687.4078 | 2429756.0589 | 2493237.6576 | 2560802.4869 | 2641416.8023 | 2661213.0798 | 2740549.4007 | 2868442.8366 | 2944742.554 | 3005526.6283 | 3071086.6288
Scenario 4: Reference ZEAS Phase In | PG&E | Com | WholeBlg | Com - Office (Large) | Energy Efficiency | Incentives | 0 | 0 | 0 | 0 | 0 | 0 | 0 | 0 | 0 | 0 | 0 | 0 | 0
Scenario 4: Reference ZEAS Phase In | PG&E | Com | WholeBlg | Com - Office (Large) | Energy Efficiency | Incremental Measure Cost | 0 | 0 | 0 | 0 | 0 | 0 | 0 | 0 | 0 | 0 | 0 | 0 | 0
Scenario 4: Reference ZEAS Phase In | PG&E | Com | WholeBlg | Com - Other | Energy Efficiency | Admin | 1833408.4542 | 1955834.7484 | 2070202.0993 | 2175588.2441 | 2301890.9494 | 2458002.4117 | 2603252.7463 | 2665778.2205 | 2780300.0643 | 2938486.6772 | 3053305.1525 | 3153976.3192 | 3219447.5362
Scenario 4: Reference ZEAS Phase In | PG&E | Com | WholeBlg | Com - Other | Energy Efficiency | Incentives | 0 | 0 | 0 | 0 | 0 | 0 | 0 | 0 | 0 | 0 | 0 | 0 | 0
Scenario 4: Reference ZEAS Phase In | PG&E | Com | WholeBlg | Com - Other | Energy Efficiency | Incremental Measure Cost | 0 | 0 | 0 | 0 | 0 | 0 | 0 | 0 | 0 | 0 | 0 | 0 | 0
Scenario 4: Reference ZEAS Phase In | PG&E | Com | WholeBlg | Com - Restaurant | Energy Efficiency | Admin | 617510.1032 | 631161.6338 | 643931.0973 | 658385.3371 | 674686.8056 | 690914.7967 | 708867.9034 | 731770.7052 | 751022.8845 | 783854.7358 | 802093.9514 | 814266.8963 | 848939.4944
Scenario 4: Reference ZEAS Phase In | PG&E | Com | WholeBlg | Com - Restaurant | Energy Efficiency | Incentives | 539.0954 | 594.3042 | 662.7943 | 735.0545 | 809.7052 | 886.683 | 973.3242 | 1060.7904 | 1148.2814 | 1243.8941 | 1341.3507 | 0 | 16671.2944
Scenario 4: Reference ZEAS Phase In | PG&E | Com | WholeBlg | Com - Restaurant | Energy Efficiency | Incremental Measure Cost | 3327.6534 | 3668.4382 | 4091.2045 | 4537.2424 | 4998.0356 | 5473.1933 | 6008.0006 | 6547.8996 | 7087.9515 | 7678.1364 | 8279.703 | 0 | 102906.2486
Scenario 4: Reference ZEAS Phase In | PG&E | Com | WholeBlg | Com - Retail | Energy Efficiency | Admin | 806352.2734 | 820373.2769 | 833033.3003 | 837272.7867 | 957125.561 | 882498.7182 | 905708.1596 | 942017.021 | 963960.8609 | 1002274.0294 | 1021764.9819 | 1035715.9268 | 1062525.2655
Scenario 4: Reference ZEAS Phase In | PG&E | Com | WholeBlg | Com - Retail | Energy Efficiency | Incentives | 2604.0809 | 2950.9705 | 3356.2435 | 0 | 38440.1927 | 4434.5667 | 4938.5444 | 5473.6312 | 5979.932 | 6528.0815 | 7115.8556 | 7726.2893 | 8385.4716
Scenario 4: Reference ZEAS Phase In | PG&E | Com | WholeBlg | Com - Retail | Energy Efficiency | Incremental Measure Cost | 16074.1084 | 18215.3405 | 20716.9536 | 0 | 237278.2779 | 27373.0769 | 30483.9605 | 33786.87 | 36912.0931 | 40295.6342 | 43923.7644 | 47691.7645 | 51760.6737
Scenario 4: Reference ZEAS Phase In | PG&E | Com | WholeBlg | Com - Warehouse | Energy Efficiency | Admin | 887979.6274 | 918963.584 | 949582.7562 | 983257.0204 | 1017704.6143 | 1056856.197 | 1099353.4375 | 1218893.6967 | 1266729.1628 | 1334785.6332 | 1382080.4229 | 1422485.1176 | 1442051.1101
Scenario 4: Reference ZEAS Phase In | PG&E | Com | WholeBlg | Com - Warehouse | Energy Efficiency | Incentives | 2021.7171 | 2221.3073 | 2457.8 | 2729.8988 | 0 | 0 | 0 | 0 | 0 | 0 | 0 | 0 | 0
Scenario 4: Reference ZEAS Phase In | PG&E | Com | WholeBlg | Com - Warehouse | Energy Efficiency | Incremental Measure Cost | 12479.3746 | 13711.377 | 15171.1659 | 16850.7398 | 0 | 0 | 0 | 0 | 0 | 0 | 0 | 0 | 0
Scenario 4: Reference ZEAS Phase In | PG&E | Res | AppPlug | Res - Multi Family | Energy Efficiency | Admin | 0 | 0 | 41470.635 | 46691.4537 | 46988.7587 | 47220.352 | 47421.5155 | 47013.9782 | 47126.4435 | 47239.9088 | 47369.5934 | 47537.2383 | 47376.9226
Scenario 4: Reference ZEAS Phase In | PG&E | Res | AppPlug | Res - Multi Family | Energy Efficiency | Incentives | 0 | 0 | 489.3568 | 550.9629 | 554.4711 | 557.204 | 559.5777 | 554.7687 | 556.0958 | 557.4347 | 558.965 | 560.9433 | 559.0515
Scenario 4: Reference ZEAS Phase In | PG&E | Res | AppPlug | Res - Multi Family | Energy Efficiency | Incremental Measure Cost | 0 | 0 | 185693.5431 | 213252.2809 | 218902.3551 | 224380.8832 | 229843.5038 | 232425.6092 | 237641.2422 | 242977.6741 | 248517.5989 | 254385.0658 | 258597.7148
Scenario 4: Reference ZEAS Phase In | PG&E | Res | AppPlug | Res - Multi Family | Fuel Substitution | Admin | 1.7435 | 1.9449 | 2.1581 | 2.3823 | 2.617 | 2.8622 | 0 | 0 | 0 | 0 | 0 | 0 | 0
Scenario 4: Reference ZEAS Phase In | PG&E | Res | AppPlug | Res - Multi Family | Fuel Substitution | Incentives | 99.5252 | 108.8455 | 118.4091 | 128.1471 | 138.0116 | 147.9795 | 0 | 0 | 0 | 0 | 0 | 0 | 0
Scenario 4: Reference ZEAS Phase In | PG&E | Res | AppPlug | Res - Multi Family | Fuel Substitution | Incremental Measure Cost | 3.487 | 3.8898 | 4.3163 | 4.7646 | 5.2341 | 5.7243 | 0 | 0 | 0 | 0 | 0 | 0 | 0
Scenario 4: Reference ZEAS Phase In | PG&E | Res | AppPlug | Res - Single Family | Energy Efficiency | Admin | 0 | 0 | 0 | 0 | 0 | 0 | 0 | 0 | 0 | 0 | 0 | 94852.7674 | 100789.1882
Scenario 4: Reference ZEAS Phase In | PG&E | Res | AppPlug | Res - Single Family | Energy Efficiency | Incentives | 0 | 0 | 0 | 0 | 0 | 0 | 0 | 0 | 0 | 0 | 0 | 1119.2703 | 1189.3206
Scenario 4: Reference ZEAS Phase In | PG&E | Res | AppPlug | Res - Single Family | Energy Efficiency | Incremental Measure Cost | 0 | 0 | 0 | 0 | 0 | 0 | 0 | 0 | 0 | 0 | 0 | 1315487.7647 | 1425774.771
Scenario 4: Reference ZEAS Phase In | PG&E | Res | AppPlug | Res - Single Family | Fuel Substitution | Admin | 16.5215 | 18.3393 | 20.2406 | 22.2277 | 24.3029 | 26.4682 | 0 | 0 | 0 | 0 | 0 | 0 | 0
Scenario 4: Reference ZEAS Phase In | PG&E | Res | AppPlug | Res - Single Family | Fuel Substitution | Incentives | 575.2301 | 626 | 677.3507 | 729.2652 | 781.7149 | 834.6709 | 0 | 0 | 0 | 0 | 0 | 0 | 0
Scenario 4: Reference ZEAS Phase In | PG&E | Res | AppPlug | Res - Single Family | Fuel Substitution | Incremental Measure Cost | 33.043 | 36.6786 | 40.4811 | 44.4554 | 48.6057 | 52.9364 | 0 | 0 | 0 | 0 | 0 | 0 | 0
Scenario 4: Reference ZEAS Phase In | PG&E | Res | BldgEnv | Res - Single Family | Energy Efficiency | Admin | 94739.8762 | 112689.1816 | 119498.5853 | 119407.5659 | 116067.9413 | 111347.2433 | 105910.5381 | 100001.2276 | 94238.9358 | 0 | 0 | 0 | 0
Scenario 4: Reference ZEAS Phase In | PG&E | Res | BldgEnv | Res - Single Family | Energy Efficiency | Incremental Measure Cost | 694117.3373 | 853739.8761 | 928193.4167 | 947471.8248 | 939187.0554 | 918159.1048 | 889490.8714 | 855043.7373 | 820203.8436 | 0 | 0 | 0 | 0
Scenario 4: Reference ZEAS Phase In | PG&E | Res | HVAC | Res - Multi Family | Energy Efficiency | Admin | 65711.4377 | 72392.8417 | 372378.872 | 83516.1201 | 87930.8698 | 91989.5849 | 95792.5933 | 92939.5204 | 96050.9595 | 99078.2649 | 102033.6919 | 166758.6869 | 151263.9594
Scenario 4: Reference ZEAS Phase In | PG&E | Res | HVAC | Res - Multi Family | Energy Efficiency | Incentives | 56464.6515 | 62205.8612 | 67463.4821 | 71763.8946 | 75557.4095 | 79044.9902 | 82312.8451 | 79861.2511 | 82534.8545 | 85136.1634 | 87675.7084 | 131909.5648 | 122185.1101
Scenario 4: Reference ZEAS Phase In | PG&E | Res | HVAC | Res - Multi Family | Energy Efficiency | Incremental Measure Cost | 223923.5257 | 251458.0216 | 278185.3732 | 301888.113 | 324215.5438 | 345973.2641 | 367507.5669 | 364779.2396 | 384509.7613 | 404544.9638 | 424934.6302 | 496265.6175 | 495339.2422
Scenario 4: Reference ZEAS Phase In | PG&E | Res | HVAC | Res - Multi Family | Fuel Substitution | Admin | 99.9089 | 170.9575 | 183.4015 | 195.7382 | 60.1627 | 64.4432 | 68.4287 | 71.8941 | 76.1307 | 80.3756 | 83.6171 | 86.1602 | 88.2188
Scenario 4: Reference ZEAS Phase In | PG&E | Res | HVAC | Res - Multi Family | Fuel Substitution | Incentives | 0.029953 | 0.042355 | 0.044866 | 0.047304 | 0.010007 | 0.010718 | 0.011381 | 0.011958 | 0.012662 | 0.013368 | 0.013907 | 0.01433 | 0.014673
Scenario 4: Reference ZEAS Phase In | PG&E | Res | HVAC | Res - Multi Family | Fuel Substitution | Incremental Measure Cost | 202.9958 | 377.7577 | 409.4689 | 441.4593 | 327.0203 | 356.5061 | 385.3788 | 412.3415 | 443.9075 | 477.3953 | 505.9845 | 531.2433 | 554.306
Scenario 4: Reference ZEAS Phase In | PG&E | Res | HVAC | Res - Single Family | Energy Efficiency | Admin | 645190.6784 | 746589.5109 | 2351829.5131 | 869201.4644 | 441237.348 | 460656.5064 | 478479.9791 | 494893.4546 | 200862.1608 | 158652.1452 | 163079.3974 | 565519.0589 | 557498.0424
Scenario 4: Reference ZEAS Phase In | PG&E | Res | HVAC | Res - Single Family | Energy Efficiency | Incentives | 554437.7182 | 641574.3051 | 702639.3732 | 746939.8374 | 379147.2829 | 395833.815 | 411149.2031 | 425253.0062 | 172597.2265 | 136326.9226 | 140131.1804 | 403542.7647 | 404188.3056
Scenario 4: Reference ZEAS Phase In | PG&E | Res | HVAC | Res - Single Family | Energy Efficiency | Incremental Measure Cost | 11063074.9937 | 13006324.206 | 14517409.2871 | 15725790.5084 | 9895909.5442 | 7767479.8686 | 8231173.7631 | 8685389.6555 | 2027060.1504 | 999089.4176 | 1047500.0337 | 1409128.2942 | 1454812.8598
Scenario 4: Reference ZEAS Phase In | PG&E | Res | HVAC | Res - Single Family | Fuel Substitution | Admin | 6549.9857 | 7075.4404 | 8444.4289 | 9007.2286 | 730.2959 | 784.391 | 835.7248 | 893.1092 | 58.3852 | 62.3118 | 65.5886 | 68.1518 | 70.3846
Scenario 4: Reference ZEAS Phase In | PG&E | Res | HVAC | Res - Single Family | Fuel Substitution | Incentives | 1.4674 | 1.5727 | 1.8154 | 1.9221 | 0.12146 | 0.13045 | 0.13899 | 0.14854 | 0.0097102 | 0.010363 | 0.010908 | 0.011334 | 0.011706
Scenario 4: Reference ZEAS Phase In | PG&E | Res | HVAC | Res - Single Family | Fuel Substitution | Incremental Measure Cost | 17107.604 | 18712.7349 | 23141.4358 | 25005.2428 | 9075.9364 | 7796.084 | 8461.5499 | 9182.6406 | 241.2204 | 262.4215 | 281.8909 | 298.5756 | 314.5099
Scenario 4: Reference ZEAS Phase In | PG&E | Res | WaterHeat | Res - Multi Family | Energy Efficiency | Admin | 888937.8708 | 1005005.9929 | 702354.2017 | 701093.0034 | 689756.371 | 679029.0128 | 669126.1107 | 627153.3754 | 617488.5262 | 609405.0546 | 604041.7044 | 603000.1158 | 584190.7074
Scenario 4: Reference ZEAS Phase In | PG&E | Res | WaterHeat | Res - Multi Family | Energy Efficiency | Incentives | 128.0719 | 144.8026 | 101.2051 | 101.0248 | 99.3928 | 97.8486 | 96.4232 | 90.3767 | 88.9855 | 87.8221 | 87.0506 | 86.9017 | 84.1926
Scenario 4: Reference ZEAS Phase In | PG&E | Res | WaterHeat | Res - Multi Family | Energy Efficiency | Incremental Measure Cost | 733163.2015 | 953101.0419 | 601681.3408 | 633220.0911 | 660190.4472 | 687703.9527 | 716192.0518 | 716840.4105 | 745204.4575 | 775373.0026 | 807992.6635 | 844425.4293 | 863206.1757
Scenario 4: Reference ZEAS Phase In | PG&E | Res | WaterHeat | Res - Multi Family | Fuel Substitution | Admin | 734266.7086 | 819702.5023 | 929772.3408 | 1025920.6048 | 1125163.1649 | 1234064.0072 | 28263.5082 | 32418.375 | 36227.0227 | 40002.6303 | 43421.7631 | 46213.2717 | 48563.9672
Scenario 4: Reference ZEAS Phase In | PG&E | Res | WaterHeat | Res - Multi Family | Fuel Substitution | Incentives | 544211.2773 | 595781.3908 | 667829.9614 | 716510.7368 | 763236.0145 | 820685.911 | 12667.2462 | 14488.2219 | 16190.2874 | 17877.6513 | 19405.7024 | 20653.2609 | 21703.8146
Scenario 4: Reference ZEAS Phase In | PG&E | Res | WaterHeat | Res - Multi Family | Fuel Substitution | Incremental Measure Cost | 1468533.4173 | 1639405.0047 | 1859544.6816 | 2051841.2096 | 2251136.5825 | 2469738.5499 | 59330.1706 | 69196.4899 | 78873.1227 | 88836.2289 | 98357.3719 | 106773.8088 | 114448.8103
Scenario 4: Reference ZEAS Phase In | PG&E | Res | WaterHeat | Res - Single Family | Energy Efficiency | Admin | 4563570.8185 | 4951927.2071 | 2689425.3347 | 2688449.1692 | 2637873.4741 | 2588045.9757 | 2534121.5079 | 2478977.4827 | 2414623.7706 | 2374731.6827 | 2345151.2967 | 2324465.7075 | 2309270.8533
Scenario 4: Reference ZEAS Phase In | PG&E | Res | WaterHeat | Res - Single Family | Energy Efficiency | Incentives | 657.5054 | 713.4587 | 387.5258 | 387.3895 | 380.1075 | 372.933 | 365.1683 | 357.2277 | 347.9588 | 342.2153 | 337.9576 | 334.9812 | 332.7959
Scenario 4: Reference ZEAS Phase In | PG&E | Res | WaterHeat | Res - Single Family | Energy Efficiency | Incremental Measure Cost | 6457231.4005 | 7199441.1419 | 5119567.777 | 5420864.7157 | 5680798.1518 | 2694838.2978 | 2781908.9581 | 2869308.319 | 2912651.2285 | 3006680.7194 | 3113367.4254 | 3228845.7347 | 3350890.0732
Scenario 4: Reference ZEAS Phase In | PG&E | Res | WaterHeat | Res - Single Family | Fuel Substitution | Admin | 19941.4431 | 28888.414 | 167283.5238 | 168722.7655 | 156583.8694 | 176312.4842 | 197796.7843 | 225020.8102 | 251920.7272 | 278719.568 | 302828.8071 | 322598.7758 | 339420.6996
Scenario 4: Reference ZEAS Phase In | PG&E | Res | WaterHeat | Res - Single Family | Fuel Substitution | Incentives | 27353.7041 | 38776.064 | 186621.6172 | 140352.5482 | 70551.1033 | 79058.0675 | 88411.8772 | 100564.4768 | 112586.3698 | 124563.0905 | 135337.7962 | 144173.2304 | 151691.1483
Scenario 4: Reference ZEAS Phase In | PG&E | Res | WaterHeat | Res - Single Family | Fuel Substitution | Incremental Measure Cost | 39882.8862 | 57776.8279 | 334567.0477 | 337445.531 | 321211.3161 | 367150.0499 | 418881.3418 | 485996.14 | 554973.921 | 626289.6383 | 694073.1453 | 754173.0129 | 809369.3982
Scenario 4: Reference ZEAS Phase In | PG&E | Res | WholeBlg | Res - Multi Family | Energy Efficiency | Admin | 0 | 0 | 4019.2342 | 4148.6064 | 4091.3595 | 4037.1739 | 978041.8871 | 935493.1864 | 873695.7612 | 819449.3861 | 757392.6877 | 1182477.5323 | 1099131.4927
Scenario 4: Reference ZEAS Phase In | PG&E | Res | WholeBlg | Res - Multi Family | Energy Efficiency | Incentives | 0 | 0 | 3075.1555 | 3174.1394 | 3130.3393 | 3088.8814 | 748308.3498 | 715753.969 | 668472.2218 | 626967.8487 | 579487.7293 | 904723.2386 | 840954.5015
Scenario 4: Reference ZEAS Phase In | PG&E | Res | WholeBlg | Res - Multi Family | Energy Efficiency | Incremental Measure Cost | 0 | 0 | 13860.0483 | 14592.3029 | 14678.7617 | 14774.0446 | 4352557.6315 | 4246464.5694 | 4045259.7827 | 3869978.4342 | 3648436.9758 | 6008563.1967 | 5696772.343
Scenario 4: Reference ZEAS Phase In | PG&E | Res | WholeBlg | Res - Single Family | Energy Efficiency | Admin | 0 | 0 | 14590.8902 | 15127.1495 | 14782.2773 | 14462.0996 | 13715.6968 | 12851.1865 | 11813.0842 | 10979.4317 | 10032.4458 | 9245.6639 | 1455834.3265
Scenario 4: Reference ZEAS Phase In | PG&E | Res | WholeBlg | Res - Single Family | Energy Efficiency | Incentives | 0 | 0 | 11163.6557 | 11573.9539 | 11310.0882 | 11065.1166 | 10494.0354 | 9832.5887 | 9038.3249 | 8400.4878 | 7675.9382 | 7073.9624 | 1113874.8267
Scenario 4: Reference ZEAS Phase In | PG&E | Res | WholeBlg | Res - Single Family | Energy Efficiency | Incremental Measure Cost | 0 | 0 | 55848.7325 | 59059.3693 | 58867.1787 | 58743.9841 | 56826.3938 | 54309.4765 | 50920.8758 | 48273.9232 | 44992.4589 | 42293.2616 | 9209910.5324
Scenario 4: Reference ZEAS Phase In | SCE | Com | BldgEnv | Com - College | Energy Efficiency | Admin | 240.012 | 254.1819 | 260.5716 | 257.8502 | 245.4688 | 225.0512 | 198.1739 | 167.2269 | 11.5596 | 0 | 0 | 0 | 0
Scenario 4: Reference ZEAS Phase In | SCE | Com | BldgEnv | Com - College | Energy Efficiency | Incremental Measure Cost | 8019.2988 | 8658.9656 | 9040.8248 | 9105.0748 | 8822.2875 | 8214.6062 | 7333.8809 | 6262.5112 | 153.7648 | 0 | 0 | 0 | 0
Scenario 4: Reference ZEAS Phase In | SCE | Com | BldgEnv | Com - Grocery | Energy Efficiency | Admin | 21.6319 | 22.7065 | 23.4539 | 22.4861 | 23.7881 | 24.9238 | 25.8436 | 26.9238 | 27.8406 | 0 | 0 | 0 | 0
Scenario 4: Reference ZEAS Phase In | SCE | Com | BldgEnv | Com - Grocery | Energy Efficiency | Incremental Measure Cost | 310.2804 | 321.9053 | 331.5599 | 342.7295 | 356.4404 | 369.1774 | 380.3364 | 393.7977 | 406.1587 | 0 | 0 | 0 | 0
Scenario 4: Reference ZEAS Phase In | SCE | Com | BldgEnv | Com - Health | Energy Efficiency | Admin | 615.2577 | 546.5129 | 78.959 | 68.5139 | 58.4659 | 48.7003 | 40.3551 | 33.2463 | 33.7164 | 0 | 0 | 0 | 0
Scenario 4: Reference ZEAS Phase In | SCE | Com | BldgEnv | Com - Health | Energy Efficiency | Incremental Measure Cost | 14061.7945 | 12686.4721 | 950.2335 | 824.7067 | 696.2739 | 569.2306 | 456.8736 | 382.7664 | 387.6342 | 0 | 0 | 0 | 0
Scenario 4: Reference ZEAS Phase In | SCE | Com | BldgEnv | Com - Lodging | Energy Efficiency | Admin | 37.1369 | 45.0294 | 54.4863 | 65.7827 | 79.244 | 95.2103 | 114.0504 | 136.1406 | 1.3783 | 0 | 0 | 0 | 0
Scenario 4: Reference ZEAS Phase In | SCE | Com | BldgEnv | Com - Lodging | Energy Efficiency | Incremental Measure Cost | 639.3525 | 790.9848 | 976.5607 | 1203.0722 | 1478.7335 | 1812.8209 | 2215.7218 | 2698.6541 | 13.0708 | 0 | 0 | 0 | 0
Scenario 4: Reference ZEAS Phase In | SCE | Com | BldgEnv | Com - Office (Large) | Energy Efficiency | Admin | 529.375 | 546.4037 | 559.3851 | 571.9901 | 587.8175 | 601.6478 | 609.6739 | 617.3618 | 618.1449 | 0 | 0 | 0 | 0
Scenario 4: Reference ZEAS Phase In | SCE | Com | BldgEnv | Com - Office (Large) | Energy Efficiency | Incremental Measure Cost | 7968.9637 | 8150.6812 | 8303.7863 | 8463.5979 | 8667.6311 | 8861.9609 | 9003.808 | 9150.2965 | 9226.6649 | 0 | 0 | 0 | 0
Scenario 4: Reference ZEAS Phase In | SCE | Com | BldgEnv | Com - Office (Small) | Energy Efficiency | Admin | 21.8476 | 22.8171 | 23.6253 | 22.9645 | 1.74 | 265.4114 | 23.1309 | 23.7765 | 24.333 | 0 | 0 | 0 | 0
Scenario 4: Reference ZEAS Phase In | SCE | Com | BldgEnv | Com - Office (Small) | Energy Efficiency | Incremental Measure Cost | 286.7461 | 298.0231 | 308.7533 | 319.1287 | 107.8848 | 2802.7932 | 326.2863 | 335.3597 | 343.917 | 0 | 0 | 0 | 0
Scenario 4: Reference ZEAS Phase In | SCE | Com | BldgEnv | Com - Other | Energy Efficiency | Admin | 999.9044 | 911.5662 | 794.5672 | 661.6315 | 526.2787 | 399.1251 | 288.1742 | 236.9094 | 235.1786 | 0 | 0 | 0 | 0
Scenario 4: Reference ZEAS Phase In | SCE | Com | BldgEnv | Com - Other | Energy Efficiency | Incremental Measure Cost | 30686.0815 | 27945.2963 | 24074.4096 | 19481.6539 | 14617.042 | 9871.1988 | 5538.4414 | 3506.3455 | 3431.6876 | 0 | 0 | 0 | 0
Scenario 4: Reference ZEAS Phase In | SCE | Com | BldgEnv | Com - Refrig. Warehouse | Energy Efficiency | Admin | 5.3473 | 0.53722 | 0.55968 | 0.56881 | 0.58716 | 0.6113 | 0.63899 | 0.66167 | 0.68835 | 0 | 0 | 0 | 0
Scenario 4: Reference ZEAS Phase In | SCE | Com | BldgEnv | Com - Refrig. Warehouse | Energy Efficiency | Incremental Measure Cost | 14.3261 | 1.5549 | 1.648 | 1.7075 | 1.7963 | 1.906 | 2.031 | 2.1459 | 2.2781 | 0 | 0 | 0 | 0
Scenario 4: Reference ZEAS Phase In | SCE | Com | BldgEnv | Com - Restaurant | Energy Efficiency | Admin | 0 | 0 | 0 | 0 | 0 | 0 | 0 | 0 | 0 | 0 | 0 | 0 | 0
Scenario 4: Reference ZEAS Phase In | SCE | Com | BldgEnv | Com - Restaurant | Energy Efficiency | Incremental Measure Cost | 0 | 0 | 0 | 0 | 0 | 0 | 0 | 0 | 0 | 0 | 0 | 0 | 0
Scenario 4: Reference ZEAS Phase In | SCE | Com | BldgEnv | Com - Retail | Energy Efficiency | Admin | 58.7052 | 61.0594 | 62.695 | 64.4522 | 66.2939 | 67.0475 | 63.4457 | 64.2959 | 64.2991 | 0 | 0 | 0 | 0
Scenario 4: Reference ZEAS Phase In | SCE | Com | BldgEnv | Com - Retail | Energy Efficiency | Incremental Measure Cost | 841.8156 | 872.2565 | 896.0667 | 921.6297 | 949.0266 | 968.3754 | 980.861 | 995.8248 | 1001.9796 | 0 | 0 | 0 | 0
Scenario 4: Reference ZEAS Phase In | SCE | Com | BldgEnv | Com - School | Energy Efficiency | Admin | 29.4715 | 30.6508 | 31.8036 | 32.763 | 33.4612 | 34.1967 | 34.6126 | 35.0805 | 35.5235 | 0 | 0 | 0 | 0
Scenario 4: Reference ZEAS Phase In | SCE | Com | BldgEnv | Com - School | Energy Efficiency | Incremental Measure Cost | 443.4068 | 454.6934 | 466.4632 | 477.0647 | 485.7116 | 495.3028 | 502.141 | 509.9861 | 518.0396 | 0 | 0 | 0 | 0
Scenario 4: Reference ZEAS Phase In | SCE | Com | BldgEnv | Com - Warehouse | Energy Efficiency | Admin | 350.3152 | 398.9845 | 446.2448 | 490.8159 | 529.865 | 558.1611 | 573.4614 | 574.7107 | 68.6279 | 0 | 0 | 0 | 0
Scenario 4: Reference ZEAS Phase In | SCE | Com | BldgEnv | Com - Warehouse | Energy Efficiency | Incremental Measure Cost | 3336.6742 | 3855.2548 | 4380.853 | 4899.9108 | 5383.0223 | 5775.5676 | 6047.8047 | 6180.1288 | 837.2341 | 0 | 0 | 0 | 0
Scenario 4: Reference ZEAS Phase In | SCE | Com | ComRefrig | Com - College | Energy Efficiency | Admin | 554.3559 | 384.8094 | 249.1991 | 149.5239 | 80.3884 | 51.6921 | 8876.9584 | 10189.8547 | 10289.6148 | 10368.5763 | 10450.9601 | 10605.4137 | 10686.8781
Scenario 4: Reference ZEAS Phase In | SCE | Com | ComRefrig | Com - College | Energy Efficiency | Incentives | 0.013176 | 0.0091463 | 0.005923 | 0.0035539 | 0.0019107 | 0.0012286 | 0.21099 | 0.2422 | 0.24457 | 0.24644 | 0.2484 | 0.25207 | 0.25401
Scenario 4: Reference ZEAS Phase In | SCE | Com | ComRefrig | Com - College | Energy Efficiency | Incremental Measure Cost | 741.2646 | 520.6902 | 340.8083 | 206.1663 | 110.9632 | 73.5795 | 17735.7936 | 20774.2119 | 21398.102 | 21994.441 | 22613.4309 | 23407.4713 | 24059.7888
Scenario 4: Reference ZEAS Phase In | SCE | Com | ComRefrig | Com - Grocery | Energy Efficiency | Admin | 804060.2383 | 481726.1794 | 245206.3225 | 133929.9623 | 79217.3171 | 51643.6496 | 48344.777 | 45256.8269 | 42366.3004 | 39660.5635 | 37127.7913 | 34756.9166 | 32537.5807
Scenario 4: Reference ZEAS Phase In | SCE | Com | ComRefrig | Com - Grocery | Energy Efficiency | Incentives | 19.1112 | 11.4498 | 5.8281 | 3.1833 | 1.8829 | 1.2275 | 1.1491 | 1.0757 | 1.007 | 0.94266 | 0.88247 | 0.82611 | 0.77336
Scenario 4: Reference ZEAS Phase In | SCE | Com | ComRefrig | Com - Grocery | Energy Efficiency | Incremental Measure Cost | 1064589.6071 | 641213.2691 | 324712.9047 | 180227.1543 | 112147.3041 | 77268.0674 | 73791.4444 | 70471.5387 | 67301.2723 | 64273.8876 | 61382.9328 | 58622.2479 | 55985.9517
Scenario 4: Reference ZEAS Phase In | SCE | Com | ComRefrig | Com - Health | Energy Efficiency | Admin | 0 | 0 | 0 | 0 | 0 | 0 | 60107.6556 | 70179.5001 | 70885.9562 | 71336.2973 | 71696.0373 | 72431.7065 | 73279.3229
Scenario 4: Reference ZEAS Phase In | SCE | Com | ComRefrig | Com - Health | Energy Efficiency | Incentives | 0 | 0 | 0 | 0 | 0 | 0 | 1.4287 | 1.668 | 1.6848 | 1.6955 | 1.7041 | 1.7216 | 1.7417
Scenario 4: Reference ZEAS Phase In | SCE | Com | ComRefrig | Com - Health | Energy Efficiency | Incremental Measure Cost | 0 | 0 | 0 | 0 | 0 | 0 | 120212.6472 | 143163.0075 | 147496.2289 | 151401.9436 | 155208.7535 | 159937.3689 | 165045.1817
Scenario 4: Reference ZEAS Phase In | SCE | Com | ComRefrig | Com - Refrig. Warehouse | Energy Efficiency | Admin | 1296.4839 | 961.227 | 660.3034 | 421.5671 | 247.8624 | 128.7253 | 85.2691 | 56.8784 | 46.0908 | 43.1469 | 40.3913 | 37.8118 | 35.3972
Scenario 4: Reference ZEAS Phase In | SCE | Com | ComRefrig | Com - Refrig. Warehouse | Energy Efficiency | Incentives | 0.030815 | 0.022847 | 0.015694 | 0.01002 | 0.0058913 | 0.0030596 | 0.0020267 | 0.0013519 | 0.0010955 | 0.0010255 | 0.00096003 | 0.00089872 | 0.00084133
Scenario 4: Reference ZEAS Phase In | SCE | Com | ComRefrig | Com - Refrig. Warehouse | Energy Efficiency | Incremental Measure Cost | 1745.7056 | 1311.0367 | 911.3706 | 588.0664 | 348.4637 | 180.8707 | 124.417 | 87.1853 | 73.2017 | 69.9086 | 66.7638 | 63.7608 | 60.8931
Scenario 4: Reference ZEAS Phase In | SCE | Com | ComRefrig | Com - Restaurant | Energy Efficiency | Admin | 32635.6919 | 19578.409 | 10053.0123 | 5479.0339 | 3325.5689 | 2283.129 | 2137.3343 | 2000.8583 | 1873.1049 | 1753.5161 | 1641.5695 | 1536.7764 | 1438.6792
Scenario 4: Reference ZEAS Phase In | SCE | Com | ComRefrig | Com - Restaurant | Energy Efficiency | Incentives | 0.7757 | 0.46535 | 0.23894 | 0.13023 | 0.079043 | 0.054266 | 0.050801 | 0.047557 | 0.044521 | 0.041678 | 0.039017 | 0.036527 | 0.034195
Scenario 4: Reference ZEAS Phase In | SCE | Com | ComRefrig | Com - Restaurant | Energy Efficiency | Incremental Measure Cost | 43297.6418 | 26139.5221 | 13381.1313 | 7408.047 | 4731.5549 | 3418.7939 | 3265.0334 | 3118.201 | 2977.9838 | 2844.0834 | 2716.2145 | 2594.1051 | 2477.4951
Scenario 4: Reference ZEAS Phase In | SCE | Com | ComRefrig | Com - Retail | Energy Efficiency | Admin | 388277.6642 | 236921.1323 | 125441.0822 | 65234.3193 | 39571.5827 | 24118.0901 | 22577.4147 | 21135.2511 | 19785.2945 | 18521.6437 | 17338.7757 | 16231.5213 | 15195.0424
Scenario 4: Reference ZEAS Phase In | SCE | Com | ComRefrig | Com - Retail | Energy Efficiency | Incentives | 9.2287 | 5.6312 | 2.9815 | 1.5505 | 0.94055 | 0.57325 | 0.53663 | 0.50235 | 0.47026 | 0.44023 | 0.41211 | 0.3858 | 0.36116
Scenario 4: Reference ZEAS Phase In | SCE | Com | ComRefrig | Com - Retail | Energy Efficiency | Incremental Measure Cost | 514761.424 | 316198.4602 | 167234.3748 | 87585.865 | 55715.872 | 36080.6705 | 34457.1465 | 32906.8113 | 31426.3595 | 30012.6348 | 28662.6239 | 27373.4501 | 26142.3664
Scenario 4: Reference ZEAS Phase In | SCE | Com | ComRefrig | Com - School | Energy Efficiency | Admin | 157.3295 | 68.3709 | 51.5377 | 48.249 | 45.1703 | 42.2882 | 39.5902 | 37.0645 | 34.7 | 32.4866 | 30.4144 | 28.4746 | 26.6585
Scenario 4: Reference ZEAS Phase In | SCE | Com | ComRefrig | Com - School | Energy Efficiency | Incentives | 0.0037395 | 0.0016251 | 0.001225 | 0.0011468 | 0.0010736 | 0.0010051 | 0.00094099 | 0.00088096 | 0.00082476 | 0.00077215 | 0.0007229 | 0.00067679 | 0.00063363
Scenario 4: Reference ZEAS Phase In | SCE | Com | ComRefrig | Com - School | Energy Efficiency | Incremental Measure Cost | 198.1051 | 92.5878 | 72.856 | 69.5824 | 66.4562 | 63.4706 | 60.6195 | 57.8966 | 55.2963 | 52.8129 | 50.4413 | 48.1764 | 46.0133
Scenario 4: Reference ZEAS Phase In | SCE | Com | FoodServ | Com - College | Energy Efficiency | Admin | 6741.2921 | 14636.5099 | 16418.7388 | 17354.9218 | 19221.9628 | 20214.7344 | 20910.2119 | 21315.8811 | 26794.6672 | 27730.732 | 27997.3522 | 28886.9741 | 29094.1202
Scenario 4: Reference ZEAS Phase In | SCE | Com | FoodServ | Com - College | Energy Efficiency | Incentives | 4093.6233 | 8724.1116 | 10018.3425 | 10842.5494 | 12374.6043 | 13309.0677 | 13944.0873 | 14390.6484 | 18632.1828 | 19496.4248 | 19864.9794 | 20703.4552 | 21047.0515
Scenario 4: Reference ZEAS Phase In | SCE | Com | FoodServ | Com - College | Energy Efficiency | Incremental Measure Cost | 6531.2071 | 13918.9602 | 15983.8523 | 17298.8403 | 19743.1708 | 21236.72 | 22436.7665 | 23348.9137 | 33820.792 | 36163.4253 | 37253.2897 | 39147.8553 | 40227.6002
Scenario 4: Reference ZEAS Phase In | SCE | Com | FoodServ | Com - College | Fuel Substitution | Admin | 300.6887 | 350.6844 | 401.409 | 452.9389 | 505.3123 | 559.0666 | 616.1213 | 675.8566 | 737.6466 | 801.9007 | 869.045 | 938.4296 | 1011.4099
Scenario 4: Reference ZEAS Phase In | SCE | Com | FoodServ | Com - College | Fuel Substitution | Incentives | 32934.2429 | 38409.3837 | 43963.2714 | 49603.5946 | 55334.0229 | 61211.9823 | 67444.0469 | 73963.0799 | 80701.2824 | 87704.0487 | 95018.6278 | 102572.8713 | 110538.2475
Scenario 4: Reference ZEAS Phase In | SCE | Com | FoodServ | Com - Grocery | Energy Efficiency | Admin | 29986.7461 | 94152.3728 | 108497.2521 | 113612.3648 | 129784.4561 | 135783.4902 | 138959.5429 | 142106.6561 | 186517.7524 | 196177.0462 | 198608.9361 | 200577.3563 | 202418.4698
Scenario 4: Reference ZEAS Phase In | SCE | Com | FoodServ | Com - Grocery | Energy Efficiency | Incentives | 18209.3344 | 55405.5081 | 65453.2729 | 70251.987 | 83019.4252 | 88917.0433 | 91987.5089 | 95061.1252 | 128979.1609 | 137036.5122 | 139737.6977 | 142136.5237 | 144475.9903
Scenario 4: Reference ZEAS Phase In | SCE | Com | FoodServ | Com - Grocery | Energy Efficiency | Incremental Measure Cost | 29052.242 | 88397.2028 | 104427.9973 | 112084.1476 | 132454.0687 | 141885.7271 | 148350.5102 | 154933.6057 | 239164.2148 | 260984.9052 | 269561.6886 | 277730.1732 | 285912.0794
Scenario 4: Reference ZEAS Phase In | SCE | Com | FoodServ | Com - Grocery | Fuel Substitution | Admin | 3107.3426 | 3584.9689 | 4064.0447 | 4544.839 | 5027.8564 | 5519.9443 | 6020.8382 | 6527.0687 | 7059.1952 | 7610.5432 | 8174.2946 | 8754.0139 | 9387.2329
Scenario 4: Reference ZEAS Phase In | SCE | Com | FoodServ | Com - Grocery | Fuel Substitution | Incentives | 340758.9717 | 393103.755 | 445600.6755 | 498275.9878 | 551181.0869 | 605051.3157 | 659855.5464 | 715216.0593 | 773407.8097 | 833693.0591 | 895318.3223 | 958700.9922 | 1028168.4515
Scenario 4: Reference ZEAS Phase In | SCE | Com | FoodServ | Com - Health | Energy Efficiency | Admin | 20665.7256 | 40138.0849 | 45400.2001 | 46868.8144 | 51072.3678 | 52696.3164 | 54209.6063 | 54902.6152 | 62660.0039 | 63644.4197 | 63324.1389 | 64227.5294 | 65441.3894
Scenario 4: Reference ZEAS Phase In | SCE | Com | FoodServ | Com - Health | Energy Efficiency | Incentives | 12549.1811 | 24014.0813 | 27780.735 | 29338.0658 | 32854.5559 | 34652.2576 | 36116.2229 | 37036.1568 | 43242.1365 | 44424.9389 | 44632.1786 | 45741.7793 | 47110.055
Scenario 4: Reference ZEAS Phase In | SCE | Com | FoodServ | Com - Health | Energy Efficiency | Incremental Measure Cost | 20021.7009 | 38313.4763 | 44323.0168 | 46807.6739 | 52418.0888 | 55292.807 | 58091.7484 | 60055.3794 | 75383.2597 | 78920.8584 | 80183.0611 | 82957.2058 | 86191.2743
Scenario 4: Reference ZEAS Phase In | SCE | Com | FoodServ | Com - Health | Fuel Substitution | Admin | 876.098 | 1020.6035 | 1167.0518 | 1315.5637 | 1467.132 | 1623.4392 | 1784.1952 | 1948.6057 | 2119.2032 | 2297.6018 | 2480.6376 | 2669.6484 | 2879.6052
Scenario 4: Reference ZEAS Phase In | SCE | Com | FoodServ | Com - Health | Fuel Substitution | Incentives | 97116.9446 | 113143.7085 | 129382.707 | 145845.4194 | 162636.6739 | 179936.194 | 197710.6596 | 215872.9979 | 234702.5503 | 254377.9523 | 274549.1597 | 295387.9956 | 318699.5414
Scenario 4: Reference ZEAS Phase In | SCE | Com | FoodServ | Com - Lodging | Energy Efficiency | Admin | 17490.6043 | 102517.9428 | 122181.7653 | 126533.6352 | 135590.4778 | 140215.7736 | 143351.1515 | 146075.7504 | 151587.7398 | 154094.186 | 155859.4915 | 157452.5331 | 158938.2281
Scenario 4: Reference ZEAS Phase In | SCE | Com | FoodServ | Com - Lodging | Energy Efficiency | Incentives | 10621.1012 | 51524.4673 | 63088.389 | 67193.3694 | 74727.024 | 79316.9046 | 82050.4112 | 84516.9117 | 89120.2585 | 91524.563 | 93396.1449 | 95169.844 | 96891.3473
Scenario 4: Reference ZEAS Phase In | SCE | Com | FoodServ | Com - Lodging | Energy Efficiency | Incremental Measure Cost | 16945.5288 | 82205.1623 | 100654.9224 | 107204.2494 | 119223.8845 | 126567.786 | 132405.1951 | 137925.5779 | 149195.4285 | 155406.3169 | 160409.1776 | 165325.4042 | 170228.5116
Scenario 4: Reference ZEAS Phase In | SCE | Com | FoodServ | Com - Lodging | Fuel Substitution | Admin | 835.7315 | 968.5726 | 1102.6788 | 1238.1304 | 1376.1947 | 1517.0459 | 1660.4194 | 1805.8649 | 1957.3166 | 2114.2583 | 2274.6211 | 2442.797 | 2625.5336
Scenario 4: Reference ZEAS Phase In | SCE | Com | FoodServ | Com - Lodging | Fuel Substitution | Incentives | 91499.8056 | 106043.3901 | 120723.3918 | 135547.4492 | 150651.0391 | 166051.9197 | 181720.6692 | 197607.7568 | 214148.6311 | 231286.4944 | 248792.7832 | 267186.2409 | 287274.2477
Scenario 4: Reference ZEAS Phase In | SCE | Com | FoodServ | Com - Office (Large) | Energy Efficiency | Admin | 0 | 9141.2052 | 11469.1107 | 11491.6645 | 11539.6732 | 11590.0254 | 11626.7963 | 11671.6502 | 11698.282 | 11718.8318 | 11752.8733 | 11779.622 | 11814.0986
Scenario 4: Reference ZEAS Phase In | SCE | Com | FoodServ | Com - Office (Large) | Energy Efficiency | Incentives | 0 | 2568.4895 | 3287.0344 | 3359.3682 | 3440.8707 | 3525.0023 | 3606.9095 | 3693.2408 | 3775.7012 | 3857.9804 | 3946.5711 | 4034.6643 | 4127.4024
Scenario 4: Reference ZEAS Phase In | SCE | Com | FoodServ | Com - Office (Large) | Energy Efficiency | Incremental Measure Cost | 0 | 4097.919 | 5244.3277 | 5359.7334 | 5489.7673 | 5623.9958 | 5754.6754 | 5892.4133 | 6023.9755 | 6155.2487 | 6296.5914 | 6437.1404 | 6585.1002
Scenario 4: Reference ZEAS Phase In | SCE | Com | FoodServ | Com - Office (Small) | Energy Efficiency | Admin | 0 | 2574.4046 | 3005.3188 | 3027.7583 | 2201.7929 | 7401.892 | 3056.2947 | 3079.3126 | 3101.9305 | 3123.72 | 3146.1851 | 3168.3768 | 3190.9028
Scenario 4: Reference ZEAS Phase In | SCE | Com | FoodServ | Com - Office (Small) | Energy Efficiency | Incentives | 0 | 723.3544 | 861.321 | 885.1072 | 656.5251 | 2251.2191 | 948.1355 | 974.3817 | 1001.1695 | 1028.3662 | 1056.4772 | 1085.2077 | 1114.7816
Scenario 4: Reference ZEAS Phase In | SCE | Com | FoodServ | Com - Office (Small) | Energy Efficiency | Incremental Measure Cost | 0 | 1154.0821 | 1374.2022 | 1412.1521 | 1047.4587 | 3591.7272 | 1512.7111 | 1554.5859 | 1597.3246 | 1640.7159 | 1685.5659 | 1731.4041 | 1778.5881
Scenario 4: Reference ZEAS Phase In | SCE | Com | FoodServ | Com - Other | Energy Efficiency | Admin | 29321.7239 | 241123.1073 | 294581.0505 | 313263.0291 | 373894.5123 | 396035.2103 | 408847.2502 | 419215.5337 | 468486.1003 | 484104.2181 | 491638.2807 | 498310.3955 | 504798.8595
Scenario 4: Reference ZEAS Phase In | SCE | Com | FoodServ | Com - Other | Energy Efficiency | Incentives | 17805.5023 | 164003.9495 | 204735.7237 | 222113.2409 | 269783.194 | 291342.7939 | 302076.0586 | 311085.1642 | 349192.573 | 362259.6299 | 369366.3657 | 375898.1227 | 382364.3454
Scenario 4: Reference ZEAS Phase In | SCE | Com | FoodServ | Com - Other | Energy Efficiency | Incremental Measure Cost | 28407.9446 | 261661.5368 | 326647.4025 | 354372.5144 | 430427.9584 | 464932.171 | 489599.5146 | 512087.83 | 609279.6386 | 646421.8894 | 669590.8427 | 692241.4851 | 715251.5881
Scenario 4: Reference ZEAS Phase In | SCE | Com | FoodServ | Com - Other | Fuel Substitution | Admin | 3523.8241 | 4102.0647 | 4686.3186 | 5278.0985 | 5864.6373 | 6492.5341 | 7120.8718 | 7759.6892 | 8411.5725 | 9077.9423 | 9754.0437 | 10450.3085 | 11171.7429
Scenario 4: Reference ZEAS Phase In | SCE | Com | FoodServ | Com - Other | Fuel Substitution | Incentives | 371301.2429 | 432236.2334 | 493808.039 | 556176.7776 | 618040.1422 | 684207.2169 | 750467.3226 | 817843.3961 | 886628.9226 | 956987.9323 | 1028402.5244 | 1102195.6991 | 1178929.8898
Scenario 4: Reference ZEAS Phase In | SCE | Com | FoodServ | Com - Restaurant | Energy Efficiency | Admin | 153434.6394 | 706261.8466 | 833527.5818 | 872731.6282 | 1043788.1376 | 1097122.1901 | 1120269.0655 | 1141593.0401 | 1245401.091 | 1276886.298 | 1291853.5466 | 1304473.8135 | 1316697.5479
Scenario 4: Reference ZEAS Phase In | SCE | Com | FoodServ | Com - Restaurant | Energy Efficiency | Incentives | 93172.5855 | 412985.4111 | 500315.4967 | 537079.8154 | 668374.9104 | 719692.0602 | 741935.1451 | 762977.7946 | 845852.5063 | 875094.9622 | 892236.2464 | 907893.1718 | 923474.6493
Scenario 4: Reference ZEAS Phase In | SCE | Com | FoodServ | Com - Restaurant | Energy Efficiency | Incremental Measure Cost | 148653.0172 | 658901.1892 | 798232.7389 | 856888.6929 | 1066364.6015 | 1148437.8096 | 1197909.1638 | 1246456.4177 | 1452577.8746 | 1530989.8379 | 1580467.1328 | 1628199.3145 | 1676550.5029
Scenario 4: Reference ZEAS Phase In | SCE | Com | FoodServ | Com - Restaurant | Fuel Substitution | Admin | 14049.5923 | 16252.6185 | 18471.2348 | 20706.693 | 22968.9454 | 25265.0274 | 27590.2301 | 29935.9324 | 32357.3732 | 34856.2969 | 37395.2908 | 40022.7609 | 42831.855
Scenario 4: Reference ZEAS Phase In | SCE | Com | FoodServ | Com - Restaurant | Fuel Substitution | Incentives | 1515150.5177 | 1752542.4831 | 1991589.9998 | 2232416.4747 | 2476083.9711 | 2723345.7171 | 2973690.1871 | 3226181.3609 | 3486944.557 | 3756189.9925 | 4029795.839 | 4313394.3014 | 4617767.0197
Scenario 4: Reference ZEAS Phase In | SCE | Com | FoodServ | Com - Retail | Energy Efficiency | Admin | 9461.3164 | 19945.5931 | 21863.5715 | 22384.7679 | 22945.2516 | 23370.2021 | 23675.6169 | 24029.6431 | 24276.8588 | 24457.9916 | 24650.4761 | 24775.1273 | 24901.958
Scenario 4: Reference ZEAS Phase In | SCE | Com | FoodServ | Com - Retail | Energy Efficiency | Incentives | 5745.3474 | 9003.1477 | 9875.2453 | 10373.1442 | 10908.3934 | 11373.4399 | 11774.1221 | 12216.0945 | 12598.1765 | 12944.4486 | 13306.3193 | 13628.6349 | 13959.4215
Scenario 4: Reference ZEAS Phase In | SCE | Com | FoodServ | Com - Retail | Energy Efficiency | Incremental Measure Cost | 9166.4649 | 14364.1508 | 15755.5466 | 16549.9238 | 17403.8917 | 18145.8542 | 18785.1262 | 19490.2749 | 20099.871 | 20652.3338 | 21229.6836 | 21743.9249 | 22271.6812
Scenario 4: Reference ZEAS Phase In | SCE | Com | FoodServ | Com - School | Energy Efficiency | Admin | 26629.891 | 95011.8095 | 114246.2041 | 118403.1748 | 125242.3946 | 128698.948 | 130388.8759 | 131794.803 | 138468.3462 | 140556.3526 | 141141.501 | 141855.5052 | 142202.6731
Scenario 4: Reference ZEAS Phase In | SCE | Com | FoodServ | Com - School | Energy Efficiency | Incentives | 16170.8973 | 55837.3504 | 68845.3104 | 73122.1947 | 79451.3117 | 83524.2738 | 85358.4917 | 86981.4503 | 92542.4403 | 94694.0623 | 95741.6206 | 96886.7678 | 97774.2316
Scenario 4: Reference ZEAS Phase In | SCE | Com | FoodServ | Com - School | Energy Efficiency | Incremental Measure Cost | 25799.9997 | 89086.1894 | 109839.8532 | 116663.4457 | 126761.2907 | 133284.5843 | 137960.577 | 142398.5231 | 156959.9298 | 163458.9811 | 167477.1722 | 171725.2681 | 175605.6848
Scenario 4: Reference ZEAS Phase In | SCE | Com | FoodServ | Com - School | Fuel Substitution | Admin | 499.0671 | 580.1382 | 661.8999 | 744.5213 | 829.3137 | 918.9865 | 1012.1876 | 1109.1042 | 1211.0053 | 1316.8153 | 1426.3778 | 1540.7908 | 1665.3529
Scenario 4: Reference ZEAS Phase In | SCE | Com | FoodServ | Com - School | Fuel Substitution | Incentives | 54912.6778 | 63822.7296 | 72806.4936 | 81881.3545 | 91187.8505 | 101017.1832 | 111222.8511 | 121825.6083 | 132965.2884 | 144522.5689 | 156480.3325 | 168967.3997 | 182647.5488
Scenario 4: Reference ZEAS Phase In | SCE | Com | HVAC | Com - College | Energy Efficiency | Admin | 31240.3459 | 32494.9015 | 34168.3204 | 35945.6814 | 37091.8993 | 38865.5202 | 40529.8298 | 41750.3879 | 42839.7271 | 43665.8805 | 44567.3002 | 46615.1176 | 47412.38
Scenario 4: Reference ZEAS Phase In | SCE | Com | HVAC | Com - College | Energy Efficiency | Incentives | 8993.2229 | 9443.712 | 9933.0083 | 10433.0386 | 10877.3472 | 11381.5579 | 11881.5115 | 12347.4008 | 12807.0914 | 13248.9656 | 13704.0757 | 14272.9143 | 14740.7024
Scenario 4: Reference ZEAS Phase In | SCE | Com | HVAC | Com - College | Energy Efficiency | Incremental Measure Cost | 21598.9476 | 22680.8835 | 23856.0224 | 25056.941 | 26124.0333 | 27334.9919 | 28535.7262 | 29654.6486 | 30758.6837 | 31819.9292 | 32912.9633 | 34279.1381 | 35402.6209
Scenario 4: Reference ZEAS Phase In | SCE | Com | HVAC | Com - College | Fuel Substitution | Admin | 1453.2326 | 1494.8753 | 1522.5146 | 1539.5323 | 0 | 0 | 0 | 0 | 0 | 0 | 0 | 0 | 0
Scenario 4: Reference ZEAS Phase In | SCE | Com | HVAC | Com - College | Fuel Substitution | Incentives | 174.3373 | 179.3399 | 182.6623 | 184.7043 | 0 | 0 | 0 | 0 | 0 | 0 | 0 | 0 | 0
Scenario 4: Reference ZEAS Phase In | SCE | Com | HVAC | Com - Grocery | Energy Efficiency | Admin | 87368.5863 | 132760.6797 | 149814.4606 | 163765.646 | 178318.7267 | 192929.4624 | 207487.384 | 222574.0466 | 236234.0596 | 250758.4361 | 265913.9931 | 281021.9677 | 296252.5647
Scenario 4: Reference ZEAS Phase In | SCE | Com | HVAC | Com - Grocery | Energy Efficiency | Incentives | 39260.2848 | 61223.7021 | 70536.0798 | 78601.8976 | 87254.8973 | 96250.4993 | 105543.6953 | 115444.0253 | 124488.7151 | 134622.522 | 145569.1957 | 156872.2912 | 168638.1444
Scenario 4: Reference ZEAS Phase In | SCE | Com | HVAC | Com - Grocery | Energy Efficiency | Incremental Measure Cost | 94291.0956 | 147040.4499 | 169405.9091 | 188777.5159 | 209559.3523 | 231164.0141 | 253483.4045 | 277260.9438 | 298983.4991 | 323321.7778 | 349612.3119 | 376758.8613 | 405016.8119
Scenario 4: Reference ZEAS Phase In | SCE | Com | HVAC | Com - Grocery | Fuel Substitution | Admin | 149627.2376 | 152957.3063 | 154772.8692 | 155577.3607 | 0.21241 | 0.21537 | 0.21648 | 0.21639 | 0.21556 | 0.21428 | 0.21273 | 0.21104 | 0.20926
Scenario 4: Reference ZEAS Phase In | SCE | Com | HVAC | Com - Grocery | Fuel Substitution | Incentives | 11488.8126 | 11736.1897 | 11868.5602 | 11922.1181 | 325.5535 | 328.7965 | 329.7473 | 329.2094 | 327.7428 | 325.7025 | 323.3134 | 320.7208 | 318.014
Scenario 4: Reference ZEAS Phase In | SCE | Com | HVAC | Com - Health | Energy Efficiency | Admin | 79105.3681 | 81893.1207 | 147011.0787 | 167961.432 | 194300.7009 | 208556.2814 | 221209.8537 | 232585.617 | 118344.9081 | 96260.077 | 97227.6171 | 98728.2873 | 100352.9463
Scenario 4: Reference ZEAS Phase In | SCE | Com | HVAC | Com - Health | Energy Efficiency | Incentives | 18701.8188 | 19774.126 | 56892.8 | 69674.493 | 86915.7324 | 96942.4334 | 106450.0805 | 115424.7496 | 41301.1993 | 26712.6848 | 27520.8136 | 28504.5069 | 29553.0537
Scenario 4: Reference ZEAS Phase In | SCE | Com | HVAC | Com - Health | Energy Efficiency | Incremental Measure Cost | 44916.0007 | 47491.3519 | 136638.9589 | 167336.6432 | 208744.7828 | 232825.8263 | 255660.2623 | 277214.6496 | 99192.7428 | 64155.6302 | 66096.5062 | 68459.0343 | 70977.3203
Scenario 4: Reference ZEAS Phase In | SCE | Com | HVAC | Com - Health | Fuel Substitution | Admin | 33482.8882 | 34387.0747 | 34962.5282 | 35302.3684 | 0 | 0 | 0 | 0 | 0 | 0 | 0 | 0 | 0
Scenario 4: Reference ZEAS Phase In | SCE | Com | HVAC | Com - Health | Fuel Substitution | Incentives | 3033.8108 | 3117.8933 | 3172.3084 | 3205.0848 | 266.4941 | 271.7776 | 274.9855 | 276.6873 | 277.3922 | 277.4589 | 277.126 | 276.5483 | 275.6962
Scenario 4: Reference ZEAS Phase In | SCE | Com | HVAC | Com - Lodging | Energy Efficiency | Admin | 106256.1965 | 116041.5291 | 125908.7179 | 169165.0784 | 199275.8457 | 237269.0421 | 253467.1805 | 269719.6211 | 93365.2593 | 48601.7864 | 49390.5081 | 50134.2967 | 50843.8811
Scenario 4: Reference ZEAS Phase In | SCE | Com | HVAC | Com - Lodging | Energy Efficiency | Incentives | 56566.2905 | 64057.074 | 71931.8388 | 113892.8829 | 143926.2451 | 166101.2707 | 183821.9579 | 202462.0622 | 56706.9412 | 15047.1653 | 15600.2256 | 16154.9178 | 16714.6222
Scenario 4: Reference ZEAS Phase In | SCE | Com | HVAC | Com - Lodging | Energy Efficiency | Incremental Measure Cost | 135854.7838 | 153845.3355 | 172758.0917 | 273535.5782 | 345666.4514 | 398924.0237 | 441483.6489 | 486251.4305 | 136192.5833 | 36138.6501 | 37466.9304 | 38799.1302 | 40143.3674
Scenario 4: Reference ZEAS Phase In | SCE | Com | HVAC | Com - Lodging | Fuel Substitution | Admin | 24417.8059 | 24956.897 | 25253.4654 | 25378.7856 | 0.0095516 | 0.0096729 | 0.0097224 | 0.0097236 | 0.0096941 | 0.0096454 | 0.009585 | 0.0095177 | 0.0094464
Scenario 4: Reference ZEAS Phase In | SCE | Com | HVAC | Com - Lodging | Fuel Substitution | Incentives | 1967.9999 | 2012.4415 | 2037.3786 | 2048.368 | 114.7384 | 116.1343 | 116.6954 | 116.6948 | 116.1455 | 115.5637 | 114.8439 | 114.0415 | 113.1916
Scenario 4: Reference ZEAS Phase In | SCE | Com | HVAC | Com - Office (Large) | Energy Efficiency | Admin | 22911.4348 | 23423.6737 | 23865.8741 | 24285.0333 | 24726.2487 | 25131.298 | 25459.7114 | 25774.6248 | 26005.7094 | 26190.732 | 26388.3492 | 26542.2336 | 26698.0722
Scenario 4: Reference ZEAS Phase In | SCE | Com | HVAC | Com - Office (Large) | Energy Efficiency | Incentives | 11902.5899 | 12412.072 | 12899.3175 | 13388.3859 | 13904.2606 | 14414.6715 | 14895.1019 | 15380.9279 | 15829.2042 | 16260.6615 | 16711.0214 | 17144.6428 | 17590.2122
Scenario 4: Reference ZEAS Phase In | SCE | Com | HVAC | Com - Office (Large) | Energy Efficiency | Incremental Measure Cost | 28586.35 | 29809.9689 | 30980.1823 | 32154.7738 | 33393.7457 | 34619.5951 | 35773.4409 | 36940.245 | 38016.8664 | 39053.0939 | 40134.7194 | 41176.1443 | 42246.2646
Scenario 4: Reference ZEAS Phase In | SCE | Com | HVAC | Com - Office (Large) | Fuel Substitution | Admin | 102.0369 | 101.6584 | 100.2694 | 98.2298 | 0 | 0 | 0 | 0 | 0 | 0 | 0 | 0 | 0
Scenario 4: Reference ZEAS Phase In | SCE | Com | HVAC | Com - Office (Large) | Fuel Substitution | Incentives | 7.0451 | 7.021 | 6.9272 | 6.7881 | 0 | 0 | 0 | 0 | 0 | 0 | 0 | 0 | 0
Scenario 4: Reference ZEAS Phase In | SCE | Com | HVAC | Com - Office (Small) | Energy Efficiency | Admin | 24516.4623 | 25739.88 | 26914.8943 | 28042.3983 | 9466.2846 | 224467.9084 | 29164.7174 | 30108.2539 | 30958.9127 | 31697.9879 | 32401.2467 | 33025.6376 | 33606.2203
Scenario 4: Reference ZEAS Phase In | SCE | Com | HVAC | Com - Office (Small) | Energy Efficiency | Incentives | 6804.5484 | 7149.3971 | 7489.0959 | 7824.3668 | 5598.1187 | 24030.0243 | 8583.2409 | 8908.5175 | 9231.4882 | 9550.9784 | 9873.5443 | 10196.0152 | 10521.5226
Scenario 4: Reference ZEAS Phase In | SCE | Com | HVAC | Com - Office (Small) | Energy Efficiency | Incremental Measure Cost | 16342.4266 | 17170.6469 | 17986.4987 | 18791.716 | 13444.9546 | 57712.7071 | 20614.2973 | 21395.5114 | 22171.1875 | 22938.5044 | 23713.2083 | 24487.6839 | 25269.4523
Scenario 4: Reference ZEAS Phase In | SCE | Com | HVAC | Com - Office (Small) | Fuel Substitution | Admin | 479.4115 | 490.332 | 496.5415 | 499.2448 | 0 | 0 | 0 | 0 | 0 | 0 | 0 | 0 | 0
Scenario 4: Reference ZEAS Phase In | SCE | Com | HVAC | Com - Office (Small) | Fuel Substitution | Incentives | 54.4951 | 55.756 | 56.4825 | 56.8081 | 0 | 0 | 0 | 0 | 0 | 0 | 0 | 0 | 0
Scenario 4: Reference ZEAS Phase In | SCE | Com | HVAC | Com - Other | Energy Efficiency | Admin | 372290.8416 | 400956.1048 | 429696.6639 | 456288.6963 | 481714.593 | 505404.4034 | 529975.1567 | 550453.4983 | 520909.9477 | 543234.5957 | 565709.5034 | 586272.3557 | 607210.4485
Scenario 4: Reference ZEAS Phase In | SCE | Com | HVAC | Com - Other | Energy Efficiency | Incentives | 29356.9044 | 30836.523 | 32874.9228 | 33999.4093 | 34695.9054 | 34872.9886 | 34646.0959 | 34100.1432 | 13153.8049 | 12690.3074 | 13165.916 | 13643.1747 | 14132.7305
Scenario 4: Reference ZEAS Phase In | SCE | Com | HVAC | Com - Other | Energy Efficiency | Incremental Measure Cost | 70506.2302 | 74059.8177 | 78955.4253 | 81656.095 | 83328.8639 | 83754.1632 | 83209.2368 | 81898.0268 | 31591.3824 | 30478.2044 | 31620.4696 | 32766.6978 | 33942.4599
Scenario 4: Reference ZEAS Phase In | SCE | Com | HVAC | Com - Other | Fuel Substitution | Admin | 138485.8947 | 152039.9737 | 154069.0989 | 155045.7423 | 0 | 0 | 0 | 0 | 0 | 0 | 0 | 0 | 0
Scenario 4: Reference ZEAS Phase In | SCE | Com | HVAC | Com - Other | Fuel Substitution | Incentives | 11029.3859 | 12632.4681 | 12807.4115 | 12894.1493 | 1.3892 | 1.4019 | 1.4058 | 1.4045 | 1.4001 | 1.3937 | 1.3862 | 1.3779 | 1.3692
Scenario 4: Reference ZEAS Phase In | SCE | Com | HVAC | Com - Restaurant | Energy Efficiency | Admin | 15330.8935 | 16274.6184 | 17221.4759 | 18182.0988 | 19180.1488 | 19952.6542 | 20615.3213 | 21310.5478 | 21929.9517 | 22449.6034 | 22949.9168 | 23352.268 | 23733.6453
Scenario 4: Reference ZEAS Phase In | SCE | Com | HVAC | Com - Restaurant | Energy Efficiency | Incentives | 3220.627 | 3397.0372 | 3573.7917 | 3751.6772 | 3932.5846 | 4102.6167 | 4268.1552 | 4437.1825 | 4604.2386 | 4768.2309 | 4933.6856 | 5096.5837 | 5261.1569
Scenario 4: Reference ZEAS Phase In | SCE | Com | HVAC | Com - Restaurant | Energy Efficiency | Incremental Measure Cost | 7734.9527 | 8158.6357 | 8583.1453 | 9010.3715 | 9444.8554 | 9853.22 | 10250.7923 | 10656.744 | 11057.961 | 11451.82 | 11849.1911 | 12240.4221 | 12635.6763
Scenario 4: Reference ZEAS Phase In | SCE | Com | HVAC | Com - Restaurant | Fuel Substitution | Admin | 1723.1456 | 1768.207 | 1793.9256 | 1807.0017 | 0 | 0 | 0 | 0 | 0 | 0 | 0 | 0 | 0
Scenario 4: Reference ZEAS Phase In | SCE | Com | HVAC | Com - Restaurant | Fuel Substitution | Incentives | 218.4013 | 223.809 | 227.085 | 228.7502 | 0.21157 | 0.21323 | 0.21352 | 0.21298 | 0.21193 | 0.21057 | 0.20903 | 0.20739 | 0.20568
Scenario 4: Reference ZEAS Phase In | SCE | Com | HVAC | Com - Retail | Energy Efficiency | Admin | 238817.9148 | 264224.7272 | 366761.3321 | 437057.4002 | 482888.597 | 524293.4362 | 565612.2067 | 615341.1353 | 179304.5685 | 65107.3384 | 66386.2203 | 67273.4369 | 68043.2383
Scenario 4: Reference ZEAS Phase In | SCE | Com | HVAC | Com - Retail | Energy Efficiency | Incentives | 176312.6147 | 201051.0858 | 324872.6993 | 410721.0421 | 467537.047 | 521266.7316 | 577365.9521 | 640002.3545 | 141491.386 | 10167.0567 | 10497.8494 | 10820.7256 | 11145.132
Scenario 4: Reference ZEAS Phase In | SCE | Com | HVAC | Com - Retail | Energy Efficiency | Incremental Measure Cost | 423448.5227 | 482862.7004 | 780244.0271 | 986425.2695 | 1122879.7902 | 1251921.9213 | 1386654.9469 | 1537088.2673 | 339818.6707 | 24418.1344 | 25212.5965 | 25988.0457 | 26767.1697
Scenario 4: Reference ZEAS Phase In | SCE | Com | HVAC | Com - Retail | Fuel Substitution | Admin | 3929.2485 | 4028.6873 | 4089.7661 | 4121.956 | 0 | 0 | 0 | 0 | 0 | 0 | 0 | 0 | 0
Scenario 4: Reference ZEAS Phase In | SCE | Com | HVAC | Com - Retail | Fuel Substitution | Incentives | 564.8475 | 579.194 | 588.0267 | 592.6771 | 353.6818 | 360.4738 | 364.0976 | 365.3231 | 19.5787 | 19.4997 | 19.3886 | 19.2583 | 0.52894
Scenario 4: Reference ZEAS Phase In | SCE | Com | HVAC | Com - School | Energy Efficiency | Admin | 29585.2787 | 31024.3945 | 32477.9365 | 33779.8972 | 34852.7101 | 35976.0718 | 43337.8613 | 42187.58 | 38527.1774 | 39329.7023 | 39946.7086 | 40681.4437 | 41145.9851
Scenario 4: Reference ZEAS Phase In | SCE | Com | HVAC | Com - School | Energy Efficiency | Incentives | 4392.213 | 4598.1269 | 4804.1212 | 5004.1435 | 5195.8725 | 5390.2447 | 7608.8419 | 7194.5184 | 5952.01 | 6141.8916 | 6327.9484 | 6521.3797 | 6708.626
Scenario 4: Reference ZEAS Phase In | SCE | Com | HVAC | Com - School | Energy Efficiency | Incremental Measure Cost | 10548.7409 | 11043.2826 | 11538.0176 | 12018.4093 | 12478.8833 | 12945.7054 | 18274.0915 | 17279.0142 | 14294.8922 | 14750.9294 | 15197.7805 | 15662.3428 | 16112.0505
Scenario 4: Reference ZEAS Phase In | SCE | Com | HVAC | Com - School | Fuel Substitution | Admin | 1263.4358 | 1274.1943 | 1272.3356 | 1261.4678 | 0 | 0 | 0 | 0 | 0 | 0 | 0 | 0 | 0
Scenario 4: Reference ZEAS Phase In | SCE | Com | HVAC | Com - School | Fuel Substitution | Incentives | 115.2622 | 116.2436 | 116.074 | 115.0779 | 0 | 0 | 0 | 0 | 0 | 0 | 0 | 0 | 0
Scenario 4: Reference ZEAS Phase In | SCE | Com | HVAC | Com - Warehouse | Energy Efficiency | Admin | 2618.9919 | 2713.607 | 2800.1761 | 2887.6015 | 3025.9588 | 3110.5535 | 3188.4491 | 3265.2017 | 3023.2141 | 3072.6469 | 3120.1013 | 3162.2436 | 3204.5692
Scenario 4: Reference ZEAS Phase In | SCE | Com | HVAC | Com - Warehouse | Energy Efficiency | Incentives | 2250.116 | 2384.8876 | 2517.5031 | 2655.3244 | 2854.7839 | 3001.4542 | 3146.7329 | 3295.5225 | 2880.5293 | 2986.0789 | 3092.7286 | 3197.0724 | 3304.5331
Scenario 4: Reference ZEAS Phase In | SCE | Com | HVAC | Com - Warehouse | Energy Efficiency | Incremental Measure Cost | 5404.0846 | 5727.7644 | 6046.266 | 6377.2702 | 6856.3104 | 7208.5672 | 7557.482 | 7914.8287 | 6918.143 | 7171.6405 | 7427.7803 | 7678.3818 | 7936.4694
Scenario 4: Reference ZEAS Phase In | SCE | Com | HVAC | Com - Warehouse | Fuel Substitution | Admin | 27592.3129 | 28321.7834 | 28779.6235 | 29044.002 | 0 | 0 | 0 | 0 | 0 | 0 | 0 | 0 | 0
Scenario 4: Reference ZEAS Phase In | SCE | Com | HVAC | Com - Warehouse | Fuel Substitution | Incentives | 2181.4268 | 2239.7841 | 2276.7126 | 2298.2505 | 0.14023 | 0.14223 | 0.14325 | 0.14366 | 0 | 0 | 0 | 0 | 0
Scenario 4: Reference ZEAS Phase In | SCE | Com | Lighting | Com - College | Energy Efficiency | Admin | 0 | 9061.7117 | 11874.2029 | 12816.9768 | 13642.9215 | 14548.2274 | 15419.0273 | 16197.2532 | 16929.9999 | 17593.6516 | 18244.3816 | 19071.0715 | 19857.9337
Scenario 4: Reference ZEAS Phase In | SCE | Com | Lighting | Com - College | Energy Efficiency | Incentives | 0 | 0.20661 | 0.27073 | 0.29223 | 0.31106 | 0.3317 | 0.35155 | 0.3693 | 0.386 | 0.40113 | 0.41597 | 0.43482 | 0.45276
Scenario 4: Reference ZEAS Phase In | SCE | Com | Lighting | Com - College | Energy Efficiency | Incremental Measure Cost | 0 | 22535.5537 | 30120.5313 | 33162.2459 | 36005.2547 | 39162.3515 | 42336.5853 | 45362.8564 | 48363.3249 | 51264.3381 | 54223.6422 | 57814.2378 | 61403.6145
Scenario 4: Reference ZEAS Phase In | SCE | Com | Lighting | Com - Grocery | Energy Efficiency | Admin | 69521.5576 | 73242.9725 | 76641.4577 | 79965.929 | 83274.8985 | 86339.3645 | 89132.2294 | 91917.0221 | 94488.497 | 96828.1258 | 99098.5351 | 101068.6878 | 102806.8356
Scenario 4: Reference ZEAS Phase In | SCE | Com | Lighting | Com - Grocery | Energy Efficiency | Incentives | 1.5851 | 1.6699 | 1.7474 | 1.8232 | 1.8987 | 1.9685 | 2.0322 | 2.0957 | 2.1543 | 2.2077 | 2.2594 | 2.3044 | 2.344
Scenario 4: Reference ZEAS Phase In | SCE | Com | Lighting | Com - Grocery | Energy Efficiency | Incremental Measure Cost | 101579.1895 | 108852.5789 | 115886.4945 | 123036.6903 | 130393.7163 | 137607.6989 | 144622.7326 | 151846.9322 | 158949.8526 | 165888.2476 | 172923.6813 | 179558.1985 | 185844.285
Scenario 4: Reference ZEAS Phase In | SCE | Com | Lighting | Com - Health | Energy Efficiency | Admin | 76205.4461 | 80514.1579 | 84849.7431 | 88461.1765 | 92207.3287 | 95584.9516 | 99053.2166 | 101993.4616 | 104731.6905 | 106946.6988 | 108902.7025 | 111307.9965 | 113687.3275
Scenario 4: Reference ZEAS Phase In | SCE | Com | Lighting | Com - Health | Energy Efficiency | Incentives | 1.7375 | 1.8357 | 1.9346 | 2.0169 | 2.1023 | 2.1793 | 2.2584 | 2.3254 | 2.3879 | 2.4384 | 2.483 | 2.5378 | 2.5921
Scenario 4: Reference ZEAS Phase In | SCE | Com | Lighting | Com - Health | Energy Efficiency | Incremental Measure Cost | 118864.25 | 127742.5659 | 136953.8092 | 145307.217 | 154150.3044 | 162668.7653 | 171613.644 | 179938.7723 | 188173.8142 | 195735.1949 | 203058.1043 | 211294.1495 | 219564.1538
Scenario 4: Reference ZEAS Phase In | SCE | Com | Lighting | Com - Lodging | Energy Efficiency | Admin | 0 | 0 | 0 | 0 | 0 | 0 | 0 | 0 | 0 | 0 | 0 | 0 | 0
Scenario 4: Reference ZEAS Phase In | SCE | Com | Lighting | Com - Lodging | Energy Efficiency | Incentives | 0 | 0 | 0 | 0 | 0 | 0 | 0 | 0 | 0 | 0 | 0 | 0 | 0
Scenario 4: Reference ZEAS Phase In | SCE | Com | Lighting | Com - Lodging | Energy Efficiency | Incremental Measure Cost | 0 | 0 | 0 | 0 | 0 | 0 | 0 | 0 | 0 | 0 | 0 | 0 | 0
Scenario 4: Reference ZEAS Phase In | SCE | Com | Lighting | Com - Office (Large) | Energy Efficiency | Admin | 0 | 31908.3058 | 50828.917 | 54173.1843 | 57548.9449 | 60782.2389 | 63729.1489 | 66567.9106 | 69057.7375 | 71304.8381 | 73506.3045 | 75464.769 | 77342.8799
Scenario 4: Reference ZEAS Phase In | SCE | Com | Lighting | Com - Office (Large) | Energy Efficiency | Incentives | 0 | 0.72751 | 1.1589 | 1.2351 | 1.3121 | 1.3858 | 1.453 | 1.5177 | 1.5745 | 1.6257 | 1.6759 | 1.7206 | 1.7634
Scenario 4: Reference ZEAS Phase In | SCE | Com | Lighting | Com - Office (Large) | Energy Efficiency | Incremental Measure Cost | 0 | 82237.9841 | 133622.5451 | 145262.4681 | 157400.6754 | 169568.8563 | 181345.8781 | 193212.2543 | 204447.714 | 215322.3364 | 226409.6045 | 237090.7855 | 247851.1507
Scenario 4: Reference ZEAS Phase In | SCE | Com | Lighting | Com - Office (Small) | Energy Efficiency | Admin | 0 | 0 | 0 | 0 | 0 | 0 | 0 | 0 | 0 | 0 | 0 | 0 | 0
Scenario 4: Reference ZEAS Phase In | SCE | Com | Lighting | Com - Office (Small) | Energy Efficiency | Incentives | 0 | 0 | 0 | 0 | 0 | 0 | 0 | 0 | 0 | 0 | 0 | 0 | 0
Scenario 4: Reference ZEAS Phase In | SCE | Com | Lighting | Com - Office (Small) | Energy Efficiency | Incremental Measure Cost | 0 | 0 | 0 | 0 | 0 | 0 | 0 | 0 | 0 | 0 | 0 | 0 | 0
Scenario 4: Reference ZEAS Phase In | SCE | Com | Lighting | Com - Other | Energy Efficiency | Admin | 0 | 0 | 0 | 0 | 0 | 0 | 0 | 0 | 0 | 0 | 0 | 0 | 0
Scenario 4: Reference ZEAS Phase In | SCE | Com | Lighting | Com - Other | Energy Efficiency | Incentives | 0 | 0 | 0 | 0 | 0 | 0 | 0 | 0 | 0 | 0 | 0 | 0 | 0
Scenario 4: Reference ZEAS Phase In | SCE | Com | Lighting | Com - Other | Energy Efficiency | Incremental Measure Cost | 0 | 0 | 0 | 0 | 0 | 0 | 0 | 0 | 0 | 0 | 0 | 0 | 0
Scenario 4: Reference ZEAS Phase In | SCE | Com | Lighting | Com - Refrig. Warehouse | Energy Efficiency | Admin | 3895.9157 | 1589.5578 | 1663.0226 | 1725.9736 | 1789.6953 | 1852.8752 | 1914.7515 | 1971.3948 | 2027.3842 | 2080.2033 | 2128.9354 | 2175.0845 | 2216.678
Scenario 4: Reference ZEAS Phase In | SCE | Com | Lighting | Com - Refrig. Warehouse | Energy Efficiency | Incentives | 0.088827 | 0.036242 | 0.037917 | 0.039352 | 0.040805 | 0.042246 | 0.043656 | 0.044948 | 0.046224 | 0.047429 | 0.04854 | 0.049592 | 0.05054
Scenario 4: Reference ZEAS Phase In | SCE | Com | Lighting | Com - Refrig. Warehouse | Energy Efficiency | Incremental Measure Cost | 4319.4428 | 1816.9845 | 1934.4167 | 2043.4897 | 2156.9703 | 2273.4396 | 2392.0447 | 2507.937 | 2626.6635 | 2745.0496 | 2861.7788 | 2976.1799 | 3086.1251
Scenario 4: Reference ZEAS Phase In | SCE | Com | Lighting | Com - Restaurant | Energy Efficiency | Admin | 44310.6264 | 46847.7449 | 49297.5542 | 51673.6821 | 54002.3739 | 56080.8037 | 57995.7028 | 59865.5728 | 61617.9549 | 63236.8754 | 64787.6711 | 66219.6854 | 67533.9197
Scenario 4: Reference ZEAS Phase In | SCE | Com | Lighting | Com - Restaurant | Energy Efficiency | Incentives | 1.0103 | 1.0681 | 1.124 | 1.1782 | 1.2313 | 1.2786 | 1.3223 | 1.3649 | 1.4049 | 1.4418 | 1.4772 | 1.5098 | 1.5398
Scenario 4: Reference ZEAS Phase In | SCE | Com | Lighting | Com - Restaurant | Energy Efficiency | Incremental Measure Cost | 84358.6106 | 90726.6516 | 97135.3355 | 103609.2662 | 110199.8733 | 116496.9351 | 122659.1886 | 128923.9562 | 135136.798 | 141255.0283 | 147413.4474 | 153494.4668 | 159416.3012
Scenario 4: Reference ZEAS Phase In | SCE | Com | Lighting | Com - Retail | Energy Efficiency | Admin | 279933.3643 | 295173.6458 | 309145.3324 | 322762.7662 | 336161.5856 | 348505.3342 | 359818.0452 | 370917.1953 | 381026.9875 | 390328.7747 | 399234.3978 | 406800.5585 | 413545.3361
Scenario 4: Reference ZEAS Phase In | SCE | Com | Lighting | Com - Retail | Energy Efficiency | Incentives | 6.3825 | 6.73 | 7.0485 | 7.359 | 7.6645 | 7.9459 | 8.2038 | 8.4569 | 8.6874 | 8.8995 | 9.1025 | 9.275 | 9.4288
Scenario 4: Reference ZEAS Phase In | SCE | Com | Lighting | Com - Retail | Energy Efficiency | Incremental Measure Cost | 527144.1532 | 565380.8179 | 602451.2655 | 640036.9477 | 678406.3941 | 715898.7307 | 752488.1111 | 789794.9548 | 826190.3984 | 861985.5202 | 898020.0846 | 931552.2754 | 963582.5855
Scenario 4: Reference ZEAS Phase In | SCE | Com | Lighting | Com - School | Energy Efficiency | Admin | 0 | 0 | 0 | 0 | 0 | 0 | 0 | 0 | 0 | 0 | 0 | 0 | 0
Scenario 4: Reference ZEAS Phase In | SCE | Com | Lighting | Com - School | Energy Efficiency | Incentives | 0 | 0 | 0 | 0 | 0 | 0 | 0 | 0 | 0 | 0 | 0 | 0 | 0
Scenario 4: Reference ZEAS Phase In | SCE | Com | Lighting | Com - School | Energy Efficiency | Incremental Measure Cost | 0 | 0 | 0 | 0 | 0 | 0 | 0 | 0 | 0 | 0 | 0 | 0 | 0
Scenario 4: Reference ZEAS Phase In | SCE | Com | Lighting | Com - Warehouse | Energy Efficiency | Admin | 4554.8618 | 5001.1224 | 5429.7801 | 5865.3179 | 6314.4382 | 17779.6409 | 19791.0773 | 20441.4797 | 2982.2756 | 0 | 0 | 0 | 0
Scenario 4: Reference ZEAS Phase In | SCE | Com | Lighting | Com - Warehouse | Energy Efficiency | Incentives | 0.10385 | 0.11403 | 0.1238 | 0.13373 | 0.14397 | 0.40538 | 0.45124 | 0.46607 | 0.067996 | 0 | 0 | 0 | 0
Scenario 4: Reference ZEAS Phase In | SCE | Com | Lighting | Com - Warehouse | Energy Efficiency | Incremental Measure Cost | 13635.1965 | 15270.5208 | 16910.9802 | 18632.8061 | 20460.7525 | 68445.7464 | 78037.6784 | 82068.8891 | 11858.1424 | 0 | 0 | 0 | 0
Scenario 4: Reference ZEAS Phase In | SCE | Com | WaterHeat | Com - College | Energy Efficiency | Admin | 304.1046 | 367.9641 | 445.4177 | 538.3353 | 646.5936 | 778.9195 | 936.7022 | 1122.4811 | 1343.2322 | 1604.1302 | 1915.6915 | 2301.4262 | 2745.9344
Scenario 4: Reference ZEAS Phase In | SCE | Com | WaterHeat | Com - College | Energy Efficiency | Incentives | 15.9629 | 19.7012 | 24.3252 | 29.9875 | 36.7383 | 45.142 | 55.3719 | 67.6811 | 82.6112 | 100.63 | 122.5783 | 150.2052 | 182.8008
Scenario 4: Reference ZEAS Phase In | SCE | Com | WaterHeat | Com - College | Energy Efficiency | Incremental Measure Cost | 21.7333 | 26.8231 | 33.1185 | 40.8278 | 50.019 | 61.4605 | 75.3884 | 92.1472 | 112.4746 | 137.007 | 166.8894 | 204.5032 | 248.8818
Scenario 4: Reference ZEAS Phase In | SCE | Com | WaterHeat | Com - College | Fuel Substitution | Admin | 194605.0799 | 197933.171 | 177131.8022 | 142143.0721 | 48264.8491 | 48657.2422 | 0 | 0 | 0 | 0 | 0 | 0 | 0
Scenario 4: Reference ZEAS Phase In | SCE | Com | WaterHeat | Com - College | Fuel Substitution | Incentives | 73904.0903 | 74018.0197 | 68596.8529 | 63567.5242 | 51710.364 | 55987.9874 | 44704.6881 | 46674.4523 | 48410.6454 | 49595.7934 | 50331.9116 | 50775.131 | 51015.8569
Scenario 4: Reference ZEAS Phase In | SCE | Com | WaterHeat | Com - Grocery | Energy Efficiency | Admin | 1213.301 | 1470.049 | 1773.7223 | 2137.7991 | 2575.8761 | 3096.8654 | 3715.105 | 4457.9079 | 5341.5238 | 6390.6618 | 7644.5774 | 9134.8218 | 10910.9176
Scenario 4: Reference ZEAS Phase In | SCE | Com | WaterHeat | Com - Grocery | Energy Efficiency | Incentives | 38.3426 | 47.3855 | 58.3175 | 71.6936 | 88.1127 | 108.0528 | 132.2162 | 161.8247 | 197.7784 | 241.3568 | 294.4877 | 358.9333 | 437.2954
Scenario 4: Reference ZEAS Phase In | SCE | Com | WaterHeat | Com - Grocery | Energy Efficiency | Incremental Measure Cost | 52.2032 | 64.5149 | 79.3989 | 97.6103 | 119.9648 | 147.113 | 180.0113 | 220.323 | 269.2737 | 328.6054 | 400.9427 | 488.6849 | 595.3743
Scenario 4: Reference ZEAS Phase In | SCE | Com | WaterHeat | Com - Grocery | Fuel Substitution | Admin | 12447.3772 | 12539.8885 | 12618.2856 | 12709.8006 | 12816.0747 | 12935.0365 | 0 | 0 | 0 | 0 | 0 | 0 | 0
Scenario 4: Reference ZEAS Phase In | SCE | Com | WaterHeat | Com - Grocery | Fuel Substitution | Incentives | 3617.447 | 3644.3327 | 3667.1165 | 3693.7128 | 3724.5988 | 3759.1722 | 0 | 0 | 0 | 0 | 0 | 0 | 0
Scenario 4: Reference ZEAS Phase In | SCE | Com | WaterHeat | Com - Health | Energy Efficiency | Admin | 1910.3151 | 2324.7815 | 2826.1595 | 3410.5746 | 4119.4648 | 4959.7985 | 5976.1185 | 7172.2639 | 8596.9768 | 10268.3983 | 12245.8836 | 14667.8849 | 17584.0499
Scenario 4: Reference ZEAS Phase In | SCE | Com | WaterHeat | Com - Health | Energy Efficiency | Incentives | 51.6171 | 64.0724 | 79.4485 | 97.795 | 120.4841 | 147.963 | 181.8479 | 222.6104 | 272.1667 | 331.5827 | 403.3475 | 492.7842 | 602.571
Scenario 4: Reference ZEAS Phase In | SCE | Com | WaterHeat | Com - Health | Energy Efficiency | Incremental Measure Cost | 70.2763 | 87.2341 | 108.1685 | 133.1471 | 164.0382 | 201.4505 | 247.5845 | 303.0823 | 370.5528 | 451.4473 | 549.1545 | 670.9219 | 820.3957
Scenario 4: Reference ZEAS Phase In | SCE | Com | WaterHeat | Com - Health | Fuel Substitution | Admin | 343497.7772 | 349376.2406 | 319922.9313 | 289929.7122 | 159401.6761 | 161432.2682 | 0 | 0 | 0 | 0 | 0 | 0 | 0
Scenario 4: Reference ZEAS Phase In | SCE | Com | WaterHeat | Com - Health | Fuel Substitution | Incentives | 190083.5069 | 190865.4233 | 175858.6272 | 166001.9573 | 140111.7743 | 151618.7559 | 112115.0464 | 117570.4629 | 122468.374 | 125852.4905 | 128054.2487 | 129482.6222 | 130375.7237
Scenario 4: Reference ZEAS Phase In | SCE | Com | WaterHeat | Com - Lodging | Energy Efficiency | Admin | 387.873 | 472.6318 | 574.3959 | 695.5003 | 841.6989 | 1016.7666 | 1226.24 | 1477.0279 | 1775.7415 | 2131.8052 | 2557.9547 | 3066.543 | 3673.4916
Scenario 4: Reference ZEAS Phase In | SCE | Com | WaterHeat | Com - Lodging | Energy Efficiency | Incentives | 8.7008 | 10.8141 | 13.4054 | 16.5564 | 20.4374 | 25.182 | 30.9773 | 38.059 | 46.6711 | 57.15 | 69.9457 | 85.5298 | 104.5075
Scenario 4: Reference ZEAS Phase In | SCE | Com | WaterHeat | Com - Lodging | Energy Efficiency | Incremental Measure Cost | 11.846 | 14.7233 | 18.2513 | 22.5414 | 27.8253 | 34.285 | 42.1754 | 51.817 | 63.5423 | 77.8092 | 95.2306 | 116.4482 | 142.2862
Scenario 4: Reference ZEAS Phase In | SCE | Com | WaterHeat | Com - Lodging | Fuel Substitution | Admin | 299431.0484 | 307109.7134 | 294459.9433 | 273922.434 | 169889.382 | 175571.4793 | 0 | 0 | 0 | 0 | 0 | 0 | 0
Scenario 4: Reference ZEAS Phase In | SCE | Com | WaterHeat | Com - Lodging | Fuel Substitution | Incentives | 188407.7839 | 188925.552 | 181503.3529 | 172473.24 | 147186.9264 | 158954.8898 | 112167.6697 | 117891.4835 | 123126.5291 | 126589.5203 | 128807.8455 | 130148.0892 | 130867.4446
Scenario 4: Reference ZEAS Phase In | SCE | Com | WaterHeat | Com - Office (Large) | Energy Efficiency | Admin | 1095.7754 | 1331.1371 | 1609.0841 | 1940.2759 | 2338.7459 | 2813.4696 | 3374.2634 | 4043.7061 | 4831.5741 | 5763.1407 | 6875.7435 | 8190.039 | 9754.02
Scenario 4: Reference ZEAS Phase In | SCE | Com | WaterHeat | Com - Office (Large) | Energy Efficiency | Incentives | 63.8546 | 79.1213 | 97.5549 | 119.9869 | 147.5208 | 181.014 | 221.4364 | 270.6758 | 329.8818 | 401.3551 | 488.4151 | 593.4105 | 720.8631
Scenario 4: Reference ZEAS Phase In | SCE | Com | WaterHeat | Com - Office (Large) | Energy Efficiency | Incremental Measure Cost | 86.9375 | 107.723 | 132.8202 | 163.3612 | 200.8484 | 246.4492 | 301.4839 | 368.523 | 449.1315 | 546.4419 | 664.9734 | 807.9239 | 981.4496
Scenario 4: Reference ZEAS Phase In | SCE | Com | WaterHeat | Com - Office (Large) | Fuel Substitution | Admin | 127677.792 | 129386.2783 | 119304.3061 | 87963.7152 | 13054.7124 | 13169.5103 | 0 | 0 | 0 | 0 | 0 | 0 | 0
Scenario 4: Reference ZEAS Phase In | SCE | Com | WaterHeat | Com - Office (Large) | Fuel Substitution | Incentives | 46480.2257 | 46257.3698 | 44695.4081 | 40928.1927 | 31838.0267 | 34911.1318 | 33116.8003 | 34948.6786 | 36294.9778 | 37077.2804 | 37459.9553 | 37558.4052 | 37461.9308
Scenario 4: Reference ZEAS Phase In | SCE | Com | WaterHeat | Com - Office (Small) | Energy Efficiency | Admin | 242.6587 | 294.0288 | 355.1587 | 427.8985 | 366.8845 | 1557.5026 | 743.3013 | 902.1684 | 1088.8707 | 1308.6785 | 1568.7007 | 1876.1429 | 2240.3549
Scenario 4: Reference ZEAS Phase In | SCE | Com | WaterHeat | Com - Office (Small) | Energy Efficiency | Incentives | 15.5558 | 19.2259 | 23.6875 | 29.1097 | 25.4581 | 110.2367 | 53.6614 | 66.4332 | 81.785 | 100.2605 | 122.5849 | 149.5419 | 182.1435
Scenario 4: Reference ZEAS Phase In | SCE | Com | WaterHeat | Com - Office (Small) | Energy Efficiency | Incremental Measure Cost | 21.1792 | 26.176 | 32.2504 | 39.6327 | 34.6611 | 150.0865 | 73.0596 | 90.4482 | 111.3496 | 136.504 | 166.8984 | 203.6001 | 247.987
Scenario 4: Reference ZEAS Phase In | SCE | Com | WaterHeat | Com - Office (Small) | Fuel Substitution | Admin | 34851.1261 | 35406.5769 | 29829.1672 | 21229.6455 | 2632.12 | 3037.2609 | 0 | 0 | 0 | 0 | 0 | 0 | 0
Scenario 4: Reference ZEAS Phase In | SCE | Com | WaterHeat | Com - Office (Small) | Fuel Substitution | Incentives | 11752.1051 | 11723.0688 | 10571.9691 | 9597.0343 | 6494.8752 | 7721.1729 | 7469.232 | 7961.8871 | 8284.0278 | 8485.3774 | 8603.8787 | 8665.7274 | 8689.4191
Scenario 4: Reference ZEAS Phase In | SCE | Com | WaterHeat | Com - Other | Energy Efficiency | Admin | 15349.7682 | 18652.1771 | 22601.7297 | 27313.9743 | 32945.3667 | 39674.582 | 47755.9599 | 57373.2275 | 68791.8201 | 82489.4106 | 98861.1973 | 118381.7312 | 141731.5211
Scenario 4: Reference ZEAS Phase In | SCE | Com | WaterHeat | Com - Other | Energy Efficiency | Incentives | 632.4785 | 783.9231 | 968.9148 | 1194.3422 | 1469.3936 | 1804.9121 | 2216.0072 | 2715.5185 | 3321.0864 | 4062.0143 | 4965.5687 | 6064.9564 | 7406.4368
Scenario 4: Reference ZEAS Phase In | SCE | Com | WaterHeat | Com - Other | Energy Efficiency | Incremental Measure Cost | 861.1147 | 1067.3053 | 1319.1701 | 1626.0877 | 2000.5681 | 2457.374 | 3017.0768 | 3697.1576 | 4521.6336 | 5530.4013 | 6760.5836 | 8257.3916 | 10083.8068
Scenario 4: Reference ZEAS Phase In | SCE | Com | WaterHeat | Com - Other | Fuel Substitution | Admin | 2111602.8297 | 2145874.4128 | 1930767.7238 | 1695564.4008 | 708582.7824 | 726068.806 | 0 | 0 | 0 | 0 | 0 | 0 | 0
Scenario 4: Reference ZEAS Phase In | SCE | Com | WaterHeat | Com - Other | Fuel Substitution | Incentives | 931403.5975 | 932897.732 | 858347.9933 | 799983.7929 | 654112.6698 | 713254.0348 | 540187.696 | 566415.5158 | 590251.9666 | 605685.6007 | 615281.2514 | 620813.2014 | 623556.8459
Scenario 4: Reference ZEAS Phase In | SCE | Com | WaterHeat | Com - Refrig. Warehouse | Energy Efficiency | Admin | 181.5885 | 100.1634 | 122.194 | 147.7626 | 178.3047 | 214.7686 | 258.2952 | 309.8222 | 371.4392 | 444.7389 | 531.7232 | 635.8951 | 759.6945
Scenario 4: Reference ZEAS Phase In | SCE | Com | WaterHeat | Com - Refrig. Warehouse | Energy Efficiency | Incentives | 4.6159 | 2.597 | 3.2316 | 3.9859 | 4.906 | 6.0275 | 7.394 | 9.0464 | 11.0625 | 13.5104 | 16.4759 | 20.0979 | 24.4908
Scenario 4: Reference ZEAS Phase In | SCE | Com | WaterHeat | Com - Refrig. Warehouse | Energy Efficiency | Incremental Measure Cost | 6.2844 | 3.5358 | 4.3998 | 5.4268 | 6.6795 | 8.2063 | 10.0669 | 12.3166 | 15.0615 | 18.3944 | 22.4319 | 27.3631 | 33.3441
Scenario 4: Reference ZEAS Phase In | SCE | Com | WaterHeat | Com - Refrig. Warehouse | Fuel Substitution | Admin | 2044.8006 | 2098.0886 | 1817.6319 | 1825.7069 | 1134.1935 | 1146.7021 | 0 | 0 | 0 | 0 | 0 | 0 | 0
Scenario 4: Reference ZEAS Phase In | SCE | Com | WaterHeat | Com - Refrig. Warehouse | Fuel Substitution | Incentives | 1111.163 | 1115.3727 | 976.4242 | 1004.7009 | 864.6309 | 933.3962 | 643.807 | 679.7507 | 708.0844 | 727.7246 | 740.2687 | 748.0554 | 752.64
Scenario 4: Reference ZEAS Phase In | SCE | Com | WaterHeat | Com - Restaurant | Energy Efficiency | Admin | 4659.3202 | 5667.8489 | 6873.9039 | 8318.1073 | 10051.8559 | 12099.4062 | 14531.7282 | 17444.6285 | 20911.5906 | 25029.7488 | 29939.6827 | 35766.2454 | 42702.2027
Scenario 4: Reference ZEAS Phase In | SCE | Com | WaterHeat | Com - Restaurant | Energy Efficiency | Incentives | 256.6728 | 318.4904 | 394.0065 | 486.3485 | 599.5068 | 736.1007 | 901.8116 | 1104.2993 | 1350.331 | 1648.6895 | 2011.6851 | 2451.4226 | 2985.5792
Scenario 4: Reference ZEAS Phase In | SCE | Com | WaterHeat | Com - Restaurant | Energy Efficiency | Incremental Measure Cost | 349.458 | 433.6222 | 536.4368 | 662.1598 | 816.2239 | 1002.1955 | 1227.8096 | 1503.4951 | 1838.4653 | 2244.6781 | 2738.8938 | 3337.593 | 4064.8431
Scenario 4: Reference ZEAS Phase In | SCE | Com | WaterHeat | Com - Restaurant | Fuel Substitution | Admin | 1700158.1481 | 1731763.6729 | 1574119.8486 | 1158668.8791 | 127626.3906 | 129190.0083 | 0 | 0 | 0 | 0 | 0 | 0 | 0
Scenario 4: Reference ZEAS Phase In | SCE | Com | WaterHeat | Com - Restaurant | Fuel Substitution | Incentives | 649997.4266 | 649898.7425 | 620957.0132 | 569012.5579 | 442400.2467 | 488342.89 | 481441.42 | 506240.7148 | 528019.8544 | 542380.1073 | 551540.8448 | 557007.9863 | 559865.6229
Scenario 4: Reference ZEAS Phase In | SCE | Com | WaterHeat | Com - Retail | Energy Efficiency | Admin | 941.8136 | 1141.2387 | 1377.047 | 1659.1965 | 2077.68 | 2477.8174 | 2950.6502 | 3515.1255 | 4113.5875 | 4910.3209 | 5857.9913 | 6978.6303 | 8308.2406
Scenario 4: Reference ZEAS Phase In | SCE | Com | WaterHeat | Com - Retail | Energy Efficiency | Incentives | 52.0591 | 64.3471 | 79.1992 | 97.34 | 164.7947 | 192.1461 | 224.3201 | 262.7702 | 266.5293 | 324.5372 | 394.9439 | 479.9446 | 582.8625
Scenario 4: Reference ZEAS Phase In | SCE | Com | WaterHeat | Com - Retail | Energy Efficiency | Incremental Measure Cost | 70.8781 | 87.608 | 107.8292 | 132.5277 | 224.3667 | 261.6055 | 305.4101 | 357.7596 | 362.8776 | 441.8549 | 537.7131 | 653.4409 | 793.5628
Scenario 4: Reference ZEAS Phase In | SCE | Com | WaterHeat | Com - Retail | Fuel Substitution | Admin | 65844.0486 | 67033.0511 | 56482.3584 | 40685.7382 | 889.6836 | 914.0012 | 0 | 0 | 0 | 0 | 0 | 0 | 0
Scenario 4: Reference ZEAS Phase In | SCE | Com | WaterHeat | Com - Retail | Fuel Substitution | Incentives | 25698.9493 | 25655.7099 | 22778.6181 | 20568.8019 | 15414.6978 | 17232.7177 | 18130.2691 | 19023.36 | 19806.4366 | 20308.7646 | 20616.0122 | 20786.4195 | 20861.6716
Scenario 4: Reference ZEAS Phase In | SCE | Com | WaterHeat | Com - School | Energy Efficiency | Admin | 1051.4159 | 1277.7128 | 1547.0759 | 1866.1202 | 2243.1484 | 2693.0514 | 3224.0552 | 3857.5391 | 4611.7817 | 5509.2387 | 6572.7239 | 7843.243 | 9345.0194
Scenario 4: Reference ZEAS Phase In | SCE | Com | WaterHeat | Com - School | Energy Efficiency | Incentives | 87.0901 | 107.9512 | 133.3232 | 164.034 | 201.1185 | 246.2854 | 300.7436 | 367.0322 | 447.5716 | 545.3625 | 663.6499 | 807.7728 | 981.6884
Scenario 4: Reference ZEAS Phase In | SCE | Com | WaterHeat | Com - School | Energy Efficiency | Incremental Measure Cost | 118.5725 | 146.9747 | 181.5185 | 223.331 | 273.8213 | 335.3157 | 409.4601 | 499.7116 | 609.3653 | 742.5069 | 903.5542 | 1099.7764 | 1336.5612
Scenario 4: Reference ZEAS Phase In | SCE | Com | WaterHeat | Com - School | Fuel Substitution | Admin | 434766.523 | 439433.1773 | 373180.7447 | 244307.749 | 37410.4924 | 37699.4172 | 0 | 0 | 0 | 0 | 0 | 0 | 0
Scenario 4: Reference ZEAS Phase In | SCE | Com | WaterHeat | Com - School | Fuel Substitution | Incentives | 123202.5658 | 123063.3389 | 118543.5558 | 107796.2859 | 82785.9946 | 90568.9599 | 84777.8031 | 89096.9909 | 92482.1897 | 94521.8675 | 95618.0152 | 96054.764 | 96029.7389
Scenario 4: Reference ZEAS Phase In | SCE | Com | WaterHeat | Com - Warehouse | Energy Efficiency | Admin | 191.8675 | 232.084 | 279.6064 | 336.6047 | 405.2714 | 486.363 | 582.4004 | 697.0877 | 832.6487 | 993.6982 | 1185.2268 | 1411.6008 | 1681.2238
Scenario 4: Reference ZEAS Phase In | SCE | Com | WaterHeat | Com - Warehouse | Energy Efficiency | Incentives | 9.8541 | 12.1582 | 14.941 | 18.3469 | 22.5321 | 27.5822 | 33.6903 | 41.1326 | 50.1161 | 61.0081 | 74.2257 | 90.1749 | 109.5523
Scenario 4: Reference ZEAS Phase In | SCE | Com | WaterHeat | Com - Warehouse | Energy Efficiency | Incremental Measure Cost | 13.4163 | 16.5533 | 20.3421 | 24.9792 | 30.6772 | 37.553 | 45.8691 | 56.0017 | 68.2327 | 83.0621 | 101.0577 | 122.7724 | 149.1547
Scenario 4: Reference ZEAS Phase In | SCE | Com | WaterHeat | Com - Warehouse | Fuel Substitution | Admin | 7821.8174 | 7946.1929 | 7128.0016 | 6059.4167 | 3059.3137 | 3087.0958 | 0 | 0 | 0 | 0 | 0 | 0 | 0
Scenario 4: Reference ZEAS Phase In | SCE | Com | WaterHeat | Com - Warehouse | Fuel Substitution | Incentives | 2887.9247 | 2896.3256 | 2650.8409 | 2481.6119 | 2095.2123 | 2239.092 | 1447.7178 | 1513.2074 | 1571.6183 | 1611.7726 | 1636.9873 | 1652.097 | 1660.5106
Scenario 4: Reference ZEAS Phase In | SCE | Com | WholeBlg | Com - College | Energy Efficiency | Admin | 325351.0975 | 332617.8426 | 340581.3632 | 350229.8928 | 361216.9325 | 372569.0627 | 385653.9415 | 397686.1076 | 409874.5882 | 422795.8011 | 434432.0779 | 444620.3166 | 454070.4501
Scenario 4: Reference ZEAS Phase In | SCE | Com | WholeBlg | Com - College | Energy Efficiency | Incentives | 0 | 0 | 0 | 0 | 0 | 0 | 0 | 0 | 0 | 0 | 0 | 0 | 0
Scenario 4: Reference ZEAS Phase In | SCE | Com | WholeBlg | Com - College | Energy Efficiency | Incremental Measure Cost | 0 | 0 | 0 | 0 | 0 | 0 | 0 | 0 | 0 | 0 | 0 | 0 | 0
Scenario 4: Reference ZEAS Phase In | SCE | Com | WholeBlg | Com - Office (Large) | Energy Efficiency | Admin | 2116939.0111 | 2149832.2914 | 2186037.7562 | 2229593.0267 | 2281595.1986 | 2333373.2906 | 2394312.5885 | 2447317.9797 | 2500115.1025 | 2554177.7349 | 2602281.5976 | 2639354.9447 | 2704530.784
Scenario 4: Reference ZEAS Phase In | SCE | Com | WholeBlg | Com - Office (Large) | Energy Efficiency | Incentives | 0 | 0 | 0 | 0 | 0 | 0 | 0 | 0 | 0 | 0 | 0 | 0 | 0
Scenario 4: Reference ZEAS Phase In | SCE | Com | WholeBlg | Com - Office (Large) | Energy Efficiency | Incremental Measure Cost | 0 | 0 | 0 | 0 | 0 | 0 | 0 | 0 | 0 | 0 | 0 | 0 | 0
Scenario 4: Reference ZEAS Phase In | SCE | Com | WholeBlg | Com - Other | Energy Efficiency | Admin | 1616983.2907 | 1648641.2375 | 1682328.1977 | 1724834.5927 | 1774033.1711 | 1823497.2777 | 1881481.3488 | 1933813.9789 | 1986540.2378 | 2040930.3214 | 2091323.0342 | 2132704.1686 | 2192943.6276
Scenario 4: Reference ZEAS Phase In | SCE | Com | WholeBlg | Com - Other | Energy Efficiency | Incentives | 0 | 0 | 0 | 0 | 0 | 0 | 0 | 0 | 0 | 0 | 0 | 0 | 0
Scenario 4: Reference ZEAS Phase In | SCE | Com | WholeBlg | Com - Other | Energy Efficiency | Incremental Measure Cost | 0 | 0 | 0 | 0 | 0 | 0 | 0 | 0 | 0 | 0 | 0 | 0 | 0
Scenario 4: Reference ZEAS Phase In | SCE | Com | WholeBlg | Com - Restaurant | Energy Efficiency | Admin | 977446.1036 | 1012486.4641 | 1050959.614 | 1096435.4197 | 1148206.8997 | 1200255.4246 | 1254586.1814 | 1309972.3926 | 1367712.3342 | 1425980.297 | 1485573.7108 | 1541062.0406 | 1565738.211
Scenario 4: Reference ZEAS Phase In | SCE | Com | WholeBlg | Com - Restaurant | Energy Efficiency | Incentives | 9815.6908 | 11663.6372 | 13803.6449 | 16265.1549 | 19112.1831 | 22029.4833 | 25153.2442 | 28757.1228 | 32716.1937 | 36983.3704 | 41762.3904 | 46937.5424 | 52707.2019
Scenario 4: Reference ZEAS Phase In | SCE | Com | WholeBlg | Com - Restaurant | Energy Efficiency | Incremental Measure Cost | 60588.9319 | 71995.6785 | 85205.2207 | 100399.2874 | 117973.0269 | 135980.5321 | 155262.4493 | 177507.9701 | 201945.973 | 228285.808 | 257785.0782 | 289729.5372 | 325343.6891
Scenario 4: Reference ZEAS Phase In | SCE | Com | WholeBlg | Com - Retail | Energy Efficiency | Admin | 1482015.0621 | 1535671.7918 | 1593953.6928 | 1662184.8922 | 1742333.6052 | 1825621.2519 | 1918144.3287 | 2014110.9704 | 2112893.4565 | 2216108.4067 | 2322674.5561 | 2426590.6421 | 2547582.9902
Scenario 4: Reference ZEAS Phase In | SCE | Com | WholeBlg | Com - Retail | Energy Efficiency | Incentives | 29805.4527 | 35380.6345 | 41439.8718 | 48623.3498 | 57166.6706 | 66528.6925 | 76713.8646 | 88675.2818 | 101641.9643 | 115791.6343 | 131822.9622 | 149227.3201 | 168680.8836
Scenario 4: Reference ZEAS Phase In | SCE | Com | WholeBlg | Com - Retail | Energy Efficiency | Incremental Measure Cost | 183978.9553 | 218392.6624 | 255794.2803 | 300135.4551 | 352870.4778 | 410659.0656 | 473528.6799 | 547362.4534 | 627401.3889 | 714742.5047 | 813698.4569 | 921129.6584 | 1041209.9113
Scenario 4: Reference ZEAS Phase In | SCE | Com | WholeBlg | Com - Warehouse | Energy Efficiency | Admin | 695535.2835 | 717765.9237 | 741629.1256 | 771469.6687 | 806887.7998 | 842783.1007 | 881775.4029 | 921037.3679 | 961138.9761 | 1003702.9688 | 1046421.0493 | 1086276.8895 | 1131781.2802
Scenario 4: Reference ZEAS Phase In | SCE | Com | WholeBlg | Com - Warehouse | Energy Efficiency | Incentives | 12033.6139 | 14585.0592 | 17424.4138 | 20992.2979 | 25493.7959 | 30252.5281 | 35382.1553 | 41389.9934 | 47763.3994 | 54843.3855 | 62797.0485 | 71315.4504 | 81144.5839
Scenario 4: Reference ZEAS Phase In | SCE | Com | WholeBlg | Com - Warehouse | Energy Efficiency | Incremental Measure Cost | 74279.4194 | 90028.6259 | 107554.9997 | 129578.3387 | 157364.5598 | 186738.5999 | 218402.0498 | 255486.3982 | 294827.2724 | 338529.6263 | 387624.8921 | 440206.0989 | 500878.0081
Scenario 4: Reference ZEAS Phase In | SCE | Res | AppPlug | Res - Multi Family | Energy Efficiency | Admin | 0 | 0 | 0 | 0 | 0 | 0 | 0 | 0 | 0 | 0 | 0 | 0 | 0
Scenario 4: Reference ZEAS Phase In | SCE | Res | AppPlug | Res - Multi Family | Energy Efficiency | Incentives | 0 | 0 | 0 | 0 | 0 | 0 | 0 | 0 | 0 | 0 | 0 | 0 | 0
Scenario 4: Reference ZEAS Phase In | SCE | Res | AppPlug | Res - Multi Family | Energy Efficiency | Incremental Measure Cost | 0 | 0 | 0 | 0 | 0 | 0 | 0 | 0 | 0 | 0 | 0 | 0 | 0
Scenario 4: Reference ZEAS Phase In | SCE | Res | AppPlug | Res - Multi Family | Fuel Substitution | Admin | 3461.1315 | 3783.8247 | 4113.3361 | 4449.8509 | 4793.0782 | 5142.0004 | 0 | 0 | 0 | 0 | 0 | 0 | 0
Scenario 4: Reference ZEAS Phase In | SCE | Res | AppPlug | Res - Multi Family | Fuel Substitution | Incentives | 58488.8264 | 63941.941 | 69510.2753 | 75196.9584 | 80997.0734 | 86893.4253 | 0 | 0 | 0 | 0 | 0 | 0 | 0
Scenario 4: Reference ZEAS Phase In | SCE | Res | AppPlug | Res - Single Family | Energy Efficiency | Admin | 0 | 0 | 0 | 0 | 0 | 0 | 0 | 0 | 0 | 0 | 0 | 0 | 0
Scenario 4: Reference ZEAS Phase In | SCE | Res | AppPlug | Res - Single Family | Energy Efficiency | Incentives | 0 | 0 | 0 | 0 | 0 | 0 | 0 | 0 | 0 | 0 | 0 | 0 | 0
Scenario 4: Reference ZEAS Phase In | SCE | Res | AppPlug | Res - Single Family | Energy Efficiency | Incremental Measure Cost | 0 | 0 | 0 | 0 | 0 | 0 | 0 | 0 | 0 | 0 | 0 | 0 | 0
Scenario 4: Reference ZEAS Phase In | SCE | Res | AppPlug | Res - Single Family | Fuel Substitution | Admin | 23460.3084 | 25582.1613 | 27723.4294 | 29893.3209 | 32093.5768 | 34324.4437 | 0 | 0 | 0 | 0 | 0 | 0 | 0
Scenario 4: Reference ZEAS Phase In | SCE | Res | AppPlug | Res - Single Family | Fuel Substitution | Incentives | 396181.2056 | 432013.5663 | 468173.7966 | 504817.3998 | 541973.7755 | 579647.0877 | 0 | 0 | 0 | 0 | 0 | 0 | 0
Scenario 4: Reference ZEAS Phase In | SCE | Res | BldgEnv | Res - Single Family | Energy Efficiency | Admin | 148792.0705 | 146671.3461 | 143723.782 | 140113.9644 | 136811.3008 | 133159.1452 | 129416.0753 | 125720.1673 | 8493.1627 | 0 | 0 | 0 | 0
Scenario 4: Reference ZEAS Phase In | SCE | Res | BldgEnv | Res - Single Family | Energy Efficiency | Incremental Measure Cost | 3609489.963 | 3855158.0433 | 3970710.5762 | 3975804.1226 | 4013202.819 | 3983727.7332 | 3922666.1983 | 3849789.036 | 1563338.4642 | 0 | 0 | 0 | 0
Scenario 4: Reference ZEAS Phase In | SCE | Res | HVAC | Res - Multi Family | Energy Efficiency | Admin | 518499.0495 | 447778.0665 | 375628.4146 | 309775.7009 | 253405.9142 | 204908.1064 | 166417.2524 | 135417.8441 | 110731.9776 | 91230.2683 | 75924.5491 | 63971.0882 | 54636.2984
Scenario 4: Reference ZEAS Phase In | SCE | Res | HVAC | Res - Multi Family | Energy Efficiency | Incentives | 20126.2808 | 38256.5404 | 44561.4486 | 47262.2103 | 49784.9919 | 49589.3491 | 51465.2652 | 53106.241 | 54551.3369 | 55822.7643 | 56961.2801 | 57992.4274 | 58874.6537
Scenario 4: Reference ZEAS Phase In | SCE | Res | HVAC | Res - Multi Family | Energy Efficiency | Incremental Measure Cost | 47708.0126 | 127431.4766 | 155688.3259 | 168554.5629 | 181194.7702 | 184145.3978 | 194968.804 | 205230.6381 | 215044.3892 | 224465.1114 | 233628.8304 | 242618.7783 | 251238.7042
Scenario 4: Reference ZEAS Phase In | SCE | Res | HVAC | Res - Multi Family | Fuel Substitution | Admin | 13.3363 | 13.7318 | 13.9644 | 14.6626 | 0 | 0 | 0 | 0 | 0 | 0 | 0 | 0 | 0
Scenario 4: Reference ZEAS Phase In | SCE | Res | HVAC | Res - Multi Family | Fuel Substitution | Incentives | 212.0761 | 218.3609 | 222.0519 | 232.5251 | 1.476 | 1.5753 | 1.6643 | 1.7269 | 1.7686 | 1.7957 | 1.8132 | 1.8245 | 1.8321
Scenario 4: Reference ZEAS Phase In | SCE | Res | HVAC | Res - Single Family | Energy Efficiency | Admin | 3312636.7546 | 2872112.0887 | 2458746.6719 | 2086983.8608 | 1770053.1541 | 1503584.5276 | 1284772.7629 | 1108229.783 | 592653.5067 | 414130.3353 | 319274.8176 | 244485.8925 | 185640.362
Scenario 4: Reference ZEAS Phase In | SCE | Res | HVAC | Res - Single Family | Energy Efficiency | Incentives | 461763.7861 | 514782.9055 | 560166.3723 | 594942.5028 | 629674.2495 | 657236.0804 | 679970.6821 | 699333.3926 | 99090.7714 | 2680.1287 | 2731.4987 | 2777.2219 | 2816.4788
Scenario 4: Reference ZEAS Phase In | SCE | Res | HVAC | Res - Single Family | Energy Efficiency | Incremental Measure Cost | 7505155.7963 | 8528935.3366 | 9452211.9516 | 10240383.735 | 11055215.5039 | 11770066.4369 | 12420795.4894 | 13029965.7943 | 1853853.8979 | 13371.1773 | 13900.0121 | 14415.3413 | 14911.4885
Scenario 4: Reference ZEAS Phase In | SCE | Res | HVAC | Res - Single Family | Fuel Substitution | Admin | 326.6423 | 341.1275 | 348.9041 | 378.349 | 0 | 0 | 0 | 0 | 0 | 0 | 0 | 0 | 0
Scenario 4: Reference ZEAS Phase In | SCE | Res | HVAC | Res - Single Family | Fuel Substitution | Incentives | 4512.386 | 4712.498 | 4819.5316 | 5249.6094 | 39.0949 | 37.9034 | 40.0299 | 39.9169 | 18.9004 | 19.2145 | 19.4216 | 19.561 | 19.6587
Scenario 4: Reference ZEAS Phase In | SCE | Res | WaterHeat | Res - Multi Family | Energy Efficiency | Admin | 59438.0726 | 62324.3303 | 65694.8672 | 68771.5632 | 71861.2332 | 74498.8467 | 77297.5071 | 80031.8783 | 82720.9307 | 85383.4563 | 88057.3901 | 91920.8407 | 96374.98
Scenario 4: Reference ZEAS Phase In | SCE | Res | WaterHeat | Res - Multi Family | Energy Efficiency | Incentives | 38276.3473 | 40135.0112 | 42305.5365 | 44286.837 | 46276.4925 | 47975.0369 | 49777.2908 | 51538.1444 | 53269.8139 | 54984.4011 | 56706.3348 | 59194.2818 | 62062.6148
Scenario 4: Reference ZEAS Phase In | SCE | Res | WaterHeat | Res - Multi Family | Energy Efficiency | Incremental Measure Cost | 215191.0043 | 230469.0229 | 248070.5224 | 265138.8974 | 282823.8576 | 299309.2989 | 316961.0569 | 334917.8587 | 353260.9466 | 372076.9208 | 391543.2592 | 417113.1586 | 446321.6396
Scenario 4: Reference ZEAS Phase In | SCE | Res | WaterHeat | Res - Multi Family | Fuel Substitution | Admin | 5493002.1671 | 5534274.5155 | 5525690.884 | 5510338.9067 | 5477040.5555 | 5521731.3265 | 0 | 0 | 0 | 0 | 0 | 0 | 0
Scenario 4: Reference ZEAS Phase In | SCE | Res | WaterHeat | Res - Multi Family | Fuel Substitution | Incentives | 14352148.5077 | 14452958.9337 | 14424870.3994 | 14385993.8911 | 14295115.7525 | 14432759.7263 | 273646.5738 | 284306.1315 | 293785.2198 | 301223.1539 | 306198.6477 | 309576.6271 | 311933.0666
Scenario 4: Reference ZEAS Phase In | SCE | Res | WaterHeat | Res - Single Family | Energy Efficiency | Admin | 43100.2821 | 47921.9766 | 51948.7402 | 55294.8583 | 58915.008 | 62183.577 | 65257.7083 | 68229.3653 | 65468.2633 | 67730.2452 | 70586.4784 | 73810.8071 | 77069.117
Scenario 4: Reference ZEAS Phase In | SCE | Res | WaterHeat | Res - Single Family | Energy Efficiency | Incentives | 27755.2971 | 30860.3247 | 33453.4404 | 35608.2407 | 37939.5093 | 40044.3703 | 42024.0192 | 43937.6778 | 42159.6104 | 43616.2593 | 45455.5883 | 47531.9599 | 49630.2144
Scenario 4: Reference ZEAS Phase In | SCE | Res | WaterHeat | Res - Single Family | Energy Efficiency | Incremental Measure Cost | 160600.6219 | 182491.4601 | 201857.1962 | 219070.8751 | 238148.7649 | 256468.7189 | 274619.6226 | 292958.8593 | 277508.4674 | 292116.784 | 310563.0875 | 331170.1432 | 352690.0434
Scenario 4: Reference ZEAS Phase In | SCE | Res | WaterHeat | Res - Single Family | Fuel Substitution | Admin | 1473477.848 | 1447801.1322 | 1073709.5928 | 614796.3752 | 0 | 0 | 0 | 0 | 0 | 0 | 0 | 0 | 0
Scenario 4: Reference ZEAS Phase In | SCE | Res | WaterHeat | Res - Single Family | Fuel Substitution | Incentives | 5595174.6867 | 5497528.9882 | 4499354.1993 | 3301566.8572 | 1662020.2605 | 1822254.6591 | 1932710.1839 | 2007426.5112 | 2073811.4096 | 2126075.318 | 2161533.0082 | 2186085.2051 | 2203659.3517
Scenario 4: Reference ZEAS Phase In | SCE | Res | WholeBlg | Res - Multi Family | Energy Efficiency | Admin | 0 | 0 | 0 | 0 | 23340.2642 | 21598.5554 | 20026.172 | 18445.6062 | 16902.326 | 15414.4904 | 14160.5227 | 13156.9226 | 12212.6141
Scenario 4: Reference ZEAS Phase In | SCE | Res | WholeBlg | Res - Multi Family | Energy Efficiency | Incentives | 0 | 0 | 0 | 0 | 287.1019 | 265.6776 | 246.3362 | 226.8941 | 207.9106 | 189.6092 | 174.1845 | 161.8395 | 150.2238
Scenario 4: Reference ZEAS Phase In | SCE | Res | WholeBlg | Res - Multi Family | Energy Efficiency | Incremental Measure Cost | 0 | 0 | 0 | 0 | 189568.7733 | 178931.1314 | 169222.971 | 158984.3881 | 148596.3667 | 138226.4203 | 129521.3453 | 122748.6016 | 116217.3692
Scenario 4: Reference ZEAS Phase In | SCE | Res | WholeBlg | Res - Single Family | Energy Efficiency | Admin | 0 | 0 | 79784.5123 | 80016.761 | 77576.7472 | 72527.7664 | 66533.6708 | 60382.7079 | 54755.9429 | 49551.067 | 45008.6795 | 41252.3955 | 37792.1165
Scenario 4: Reference ZEAS Phase In | SCE | Res | WholeBlg | Res - Single Family | Energy Efficiency | Incentives | 0 | 0 | 942.0975 | 944.8399 | 916.0282 | 856.4097 | 785.6312 | 713.0005 | 646.5595 | 585.1002 | 531.4636 | 487.1093 | 446.2503
Scenario 4: Reference ZEAS Phase In | SCE | Res | WholeBlg | Res - Single Family | Energy Efficiency | Incremental Measure Cost | 0 | 0 | 663644.4117 | 678887.7718 | 671349.6333 | 640208.8384 | 599044.4089 | 554536.6973 | 512919.4169 | 473446.6637 | 438646.3225 | 410079.0344 | 383194.9519
Scenario 4: Reference ZEAS Phase In | SCG | Com | AppPlug | Com - College | Energy Efficiency | Admin | 0 | 0 | 0 | 0 | 0 | 0 | 0 | 0 | 0 | 0 | 0 | 0 | 5219.9344
Scenario 4: Reference ZEAS Phase In | SCG | Com | AppPlug | Com - College | Energy Efficiency | Incentives | 0 | 0 | 0 | 0 | 0 | 0 | 0 | 0 | 0 | 0 | 0 | 0 | 1330.8575
Scenario 4: Reference ZEAS Phase In | SCG | Com | AppPlug | Com - College | Energy Efficiency | Incremental Measure Cost | 0 | 0 | 0 | 0 | 0 | 0 | 0 | 0 | 0 | 0 | 0 | 0 | 42708.4016
Scenario 4: Reference ZEAS Phase In | SCG | Com | AppPlug | Com - Health | Energy Efficiency | Admin | 1506951.0088 | 1670323.3028 | 1825331.6032 | 1932659.0386 | 2034669.3674 | 2114661.9239 | 2179551.8152 | 2208822.3977 | 2208010.3703 | 2169856.1362 | 2100813.958 | 2022776.1988 | 1925530.3399
Scenario 4: Reference ZEAS Phase In | SCG | Com | AppPlug | Com - Health | Energy Efficiency | Incentives | 384207.3278 | 425860.1965 | 465380.6086 | 492744.4625 | 518752.6841 | 539147.3262 | 555691.4418 | 563154.1743 | 562947.1424 | 553219.463 | 535616.6938 | 515720.4405 | 490926.9527
Scenario 4: Reference ZEAS Phase In | SCG | Com | AppPlug | Com - Health | Energy Efficiency | Incremental Measure Cost | 1735272.2202 | 1964044.1187 | 2190488.9697 | 2362791.6713 | 2534750.8959 | 2683744.862 | 2818359.256 | 2908816.4105 | 2960807.1196 | 2961511.5679 | 2917775.8446 | 2860758.0184 | 2773515.2035
Scenario 4: Reference ZEAS Phase In | SCG | Com | AppPlug | Com - Lodging | Energy Efficiency | Admin | 1059277.5697 | 1166903.2739 | 1292397.774 | 1350303.702 | 1404179.8155 | 1449301.597 | 1482463.2893 | 1501127.2251 | 1502029.0943 | 1485545.8248 | 1453750.2716 | 1406067.2502 | 1345187.3564
Scenario 4: Reference ZEAS Phase In | SCG | Com | AppPlug | Com - Lodging | Energy Efficiency | Incentives | 270069.9638 | 297509.8633 | 329505.5329 | 344269.04 | 358005.1187 | 369509.2213 | 377964.0185 | 382722.5149 | 382952.4525 | 378749.9317 | 370643.4409 | 358486.3328 | 342964.5932
Scenario 4: Reference ZEAS Phase In | SCG | Com | AppPlug | Com - Lodging | Energy Efficiency | Incremental Measure Cost | 1371969.9578 | 1539928.4121 | 1728368.4822 | 1843871.4251 | 1957618.1942 | 2062668.7942 | 2153655.4598 | 2225787.4767 | 2272932.3717 | 2293969.5952 | 2290385.7108 | 2259861.2228 | 2204944.4946
Scenario 4: Reference ZEAS Phase In | SCG | Com | AppPlug | Com - Other | Energy Efficiency | Admin | 4203.2063 | 4870.436 | 5578.6265 | 65895.9083 | 56117.5278 | 65649.1881 | 52829.5238 | 46759.1415 | 40561.118 | 34718.3934 | 29453.7524 | 24858.1866 | 21021.4411
Scenario 4: Reference ZEAS Phase In | SCG | Com | AppPlug | Com - Other | Energy Efficiency | Incentives | 1071.6358 | 1241.7505 | 1422.3085 | 16800.6064 | 14307.5424 | 16737.7035 | 13469.2436 | 11921.5586 | 10341.3307 | 8851.6887 | 7509.4329 | 6337.7624 | 5359.5582
Scenario 4: Reference ZEAS Phase In | SCG | Com | AppPlug | Com - Other | Energy Efficiency | Incremental Measure Cost | 4156.6013 | 4912.7614 | 5739.6484 | 69153.8915 | 60069.8957 | 71678.3301 | 58834.9498 | 53116.0036 | 46996.8718 | 41031.6354 | 35505.8578 | 30565.3232 | 26364.6619
Scenario 4: Reference ZEAS Phase In | SCG | Com | BldgEnv | Com - College | Energy Efficiency | Admin | 7027.2925 | 6979.7366 | 6692.8607 | 6158.6651 | 5435.9443 | 4602.3469 | 3725.5478 | 2866.2418 | 2075.4031 | 1379.8624 | 793.9764 | 324.9064 | 260.3699
Scenario 4: Reference ZEAS Phase In | SCG | Com | BldgEnv | Com - College | Energy Efficiency | Incentives | 89.0299 | 88.4309 | 84.8114 | 78.0521 | 68.9039 | 58.3535 | 47.2558 | 36.3781 | 26.367 | 17.5615 | 10.1447 | 4.2098 | 3.3934
Scenario 4: Reference ZEAS Phase In | SCG | Com | BldgEnv | Com - College | Energy Efficiency | Incremental Measure Cost | 23236.2492 | 23532.5771 | 23095.6803 | 21696.7761 | 19567.5134 | 16944.5773 | 14049.9505 | 11098.1152 | 8284.0133 | 5723.7596 | 3492.5233 | 1634.678 | 1352.8443
Scenario 4: Reference ZEAS Phase In | SCG | Com | BldgEnv | Com - Grocery | Energy Efficiency | Admin | 5353.1216 | 3418.442 | 1536.6698 | 328.2634 | 339.5131 | 346.0569 | 357.6005 | 370.451 | 380.8291 | 389.0857 | 397.8013 | 404.6881 | 411.375
Scenario 4: Reference ZEAS Phase In | SCG | Com | BldgEnv | Com - Grocery | Energy Efficiency | Incentives | 68.0973 | 43.5505 | 19.6754 | 4.3428 | 4.489 | 4.5676 | 4.7205 | 4.8907 | 5.0281 | 5.1376 | 5.253 | 5.3443 | 5.433
Scenario 4: Reference ZEAS Phase In | SCG | Com | BldgEnv | Com - Grocery | Energy Efficiency | Incremental Measure Cost | 22252.8166 | 14902.2229 | 7477.0704 | 2400.2421 | 2465.8725 | 2534.596 | 2596.5449 | 2668.759 | 2732.4931 | 2788.9029 | 2851.0553 | 2906.8367 | 2964.6675
Scenario 4: Reference ZEAS Phase In | SCG | Com | BldgEnv | Com - Health | Energy Efficiency | Admin | 6856.7885 | 6091.8079 | 5108.0159 | 3999.0283 | 2886.0969 | 1841.1566 | 928.8407 | 433.8866 | 427.8129 | 417.9578 | 413.4089 | 427.1553 | 443.3718
Scenario 4: Reference ZEAS Phase In | SCG | Com | BldgEnv | Com - Health | Energy Efficiency | Incentives | 88.0501 | 78.2616 | 65.6716 | 51.4709 | 37.2236 | 23.8444 | 12.1683 | 5.8314 | 5.743 | 5.6064 | 5.5457 | 5.7308 | 5.9489
Scenario 4: Reference ZEAS Phase In | SCG | Com | BldgEnv | Com - Health | Energy Efficiency | Incremental Measure Cost | 33121.3349 | 30087.9947 | 25864.1012 | 20853.2991 | 15611.5656 | 10504.6803 | 5872.11 | 3163.2868 | 3209.1591 | 3216.5961 | 3209.1791 | 3290.4112 | 3385.907
Scenario 4: Reference ZEAS Phase In | SCG | Com | BldgEnv | Com - Lodging | Energy Efficiency | Admin | 113.4977 | 137.5052 | 166.2243 | 347.7206 | 418.3739 | 501.895 | 600.0278 | 714.4642 | 846.6626 | 997.6254 | 1167.5456 | 1355.3676 | 1558.2628
Scenario 4: Reference ZEAS Phase In | SCG | Com | BldgEnv | Com - Lodging | Energy Efficiency | Incentives | 1.5023 | 1.8199 | 2.1999 | 4.6052 | 5.5408 | 6.6467 | 7.9461 | 9.4613 | 11.2117 | 13.2105 | 15.4604 | 17.9472 | 20.6337
Scenario 4: Reference ZEAS Phase In | SCG | Com | BldgEnv | Com - Lodging | Energy Efficiency | Incremental Measure Cost | 914.3324 | 1129.0843 | 1391.4168 | 3125.2117 | 3834.6435 | 4691.4051 | 5720.1371 | 6946.621 | 8396.0163 | 10090.4444 | 12044.9616 | 14262.2234 | 16725.4909
Scenario 4: Reference ZEAS Phase In | SCG | Com | BldgEnv | Com - Office (Large) | Energy Efficiency | Admin | 1181.1297 | 1214.9435 | 1238.9187 | 1261.83 | 1288.0125 | 1312.3686 | 1326.7875 | 1338.5476 | 1337.2525 | 1330.4327 | 1326.4834 | 1316.1546 | 1306.6317
Scenario 4: Reference ZEAS Phase In | SCG | Com | BldgEnv | Com - Office (Large) | Energy Efficiency | Incentives | 16.0971 | 16.5595 | 16.8876 | 17.2012 | 17.5593 | 17.8924 | 18.0899 | 18.251 | 18.234 | 18.1415 | 18.0882 | 17.9479 | 17.8185
Scenario 4: Reference ZEAS Phase In | SCG | Com | BldgEnv | Com - Office (Large) | Energy Efficiency | Incremental Measure Cost | 13444.8657 | 13686.8995 | 13875.2845 | 14070.2152 | 14304.0532 | 14539.6419 | 14713.1093 | 14878.2289 | 14949.2557 | 14982.5169 | 15046.4161 | 15062.5587 | 15090.8457
Scenario 4: Reference ZEAS Phase In | SCG | Com | BldgEnv | Com - Office (Small) | Energy Efficiency | Admin | 1358.4794 | 893.4869 | 451.6049 | 196.2436 | 27.798 | 1779.6298 | 199.3521 | 203.9219 | 207.7944 | 210.9095 | 213.8415 | 216.1556 | 218.3024
Scenario 4: Reference ZEAS Phase In | SCG | Com | BldgEnv | Com - Office (Small) | Energy Efficiency | Incentives | 17.6854 | 11.6839 | 5.981 | 2.6744 | 0.3795 | 24.2852 | 2.7174 | 2.7799 | 2.8329 | 2.8755 | 2.9157 | 2.9474 | 2.9768
Scenario 4: Reference ZEAS Phase In | SCG | Com | BldgEnv | Com - Office (Small) | Energy Efficiency | Incremental Measure Cost | 12099.5316 | 8231.8116 | 4413.3312 | 2203.5518 | 898.376 | 14386.4475 | 2248.2295 | 2294.4478 | 2337.7464 | 2377.3362 | 2417.7594 | 2455.2065 | 2493.3562
Scenario 4: Reference ZEAS Phase In | SCG | Com | BldgEnv | Com - Other | Energy Efficiency | Admin | 16003.3051 | 14208.8846 | 11916.6701 | 16625.2995 | 11080.3148 | 8178.8153 | 3350.6422 | 1082.388 | 1077.6649 | 1109.3258 | 1140.5634 | 1167.5684 | 1195.7341
Scenario 4: Reference ZEAS Phase In | SCG | Com | BldgEnv | Com - Other | Energy Efficiency | Incentives | 203.3467 | 180.5867 | 151.5251 | 215.0375 | 143.3511 | 105.982 | 43.5296 | 14.0649 | 13.9969 | 14.4086 | 14.8148 | 15.166 | 15.5323
Scenario 4: Reference ZEAS Phase In | SCG | Com | BldgEnv | Com - Other | Energy Efficiency | Incremental Measure Cost | 63636.6036 | 57615.8904 | 49430.1853 | 154638.885 | 110192.5518 | 73805.9839 | 32429.7348 | 5948.7391 | 4945.7674 | 5095.7001 | 5251.0997 | 5397.7979 | 5555.4213
Scenario 4: Reference ZEAS Phase In | SCG | Com | BldgEnv | Com - Refrig. Warehouse | Energy Efficiency | Admin | 420.1359 | 33.7901 | 131.8723 | 584.1788 | 349.4091 | 397.6389 | 447.4496 | 496.3285 | 542.3236 | 582.0068 | 612.08 | 630.1718 | 633.4516
Scenario 4: Reference ZEAS Phase In | SCG | Com | BldgEnv | Com - Refrig. Warehouse | Energy Efficiency | Incentives | 5.5311 | 0.44836 | 1.7029 | 7.6562 | 4.5247 | 5.148 | 5.7918 | 6.4235 | 7.018 | 7.531 | 7.9198 | 8.154 | 8.1969
Scenario 4: Reference ZEAS Phase In | SCG | Com | BldgEnv | Com - Refrig. Warehouse | Energy Efficiency | Incremental Measure Cost | 2378.5266 | 176.8768 | 1111.4832 | 3985.1498 | 3065.8039 | 3571.183 | 4109.8112 | 4661.0396 | 5202.979 | 5701.7381 | 6120.62 | 6426.546 | 6584.6539
Scenario 4: Reference ZEAS Phase In | SCG | Com | BldgEnv | Com - Restaurant | Energy Efficiency | Admin | 404.6256 | 426.1926 | 447.5354 | 469.0912 | 491.578 | 509.3865 | 524.4277 | 540.2179 | 554.5358 | 566.6049 | 578.5467 | 588.5241 | 598.46
Scenario 4: Reference ZEAS Phase In | SCG | Com | BldgEnv | Com - Restaurant | Energy Efficiency | Incentives | 5.2771 | 5.559 | 5.838 | 6.1198 | 6.4136 | 6.6464 | 6.8431 | 7.0495 | 7.2366 | 7.3944 | 7.5506 | 7.681 | 7.8109
Scenario 4: Reference ZEAS Phase In | SCG | Com | BldgEnv | Com - Restaurant | Energy Efficiency | Incremental Measure Cost | 2870.2552 | 2920.5408 | 2976.7118 | 3039.922 | 3112.4818 | 3173.4695 | 3228.9106 | 3291.5442 | 3352.8321 | 3409.1211 | 3468.5214 | 3523.0919 | 3580.8482
Scenario 4: Reference ZEAS Phase In | SCG | Com | BldgEnv | Com - Retail | Energy Efficiency | Admin | 52954.153 | 44564.1232 | 34732.8146 | 2132.5236 | 16806.4291 | 11750.5768 | 2397.9804 | 2473.7567 | 2498.366 | 2557.3313 | 2617.1867 | 2665.6498 | 2713.5412
Scenario 4: Reference ZEAS Phase In | SCG | Com | BldgEnv | Com - Retail | Energy Efficiency | Incentives | 668.106 | 562.3772 | 438.5021 | 27.5405 | 211.9793 | 149.5429 | 30.9696 | 31.9445 | 32.24 | 33.0026 | 33.7766 | 34.4033 | 35.0225
Scenario 4: Reference ZEAS Phase In | SCG | Com | BldgEnv | Com - Retail | Energy Efficiency | Incremental Measure Cost | 113924.5912 | 98327.3314 | 79217.9976 | 8024.8437 | 40913.2382 | 31688.4326 | 8971.1879 | 9291.178 | 9575.5524 | 9843.6553 | 10120.4819 | 10361.0366 | 10603.5796
Scenario 4: Reference ZEAS Phase In | SCG | Com | BldgEnv | Com - School | Energy Efficiency | Admin | 261.4386 | 270.6089 | 279.7607 | 287.5326 | 290.9085 | 296.7604 | 299.4868 | 301.6813 | 304.2359 | 307.185 | 308.6599 | 311.4162 | 312.1586
Scenario 4: Reference ZEAS Phase In | SCG | Com | BldgEnv | Com - School | Energy Efficiency | Incentives | 3.5623 | 3.6877 | 3.8129 | 3.9191 | 3.9654 | 4.0455 | 4.0829 | 4.113 | 4.148 | 4.1884 | 4.2087 | 4.2464 | 4.2567
Scenario 4: Reference ZEAS Phase In | SCG | Com | BldgEnv | Com - School | Energy Efficiency | Incremental Measure Cost | 3121.8193 | 3182.8868 | 3248.2807 | 3307.8948 | 3338.5256 | 3391.0497 | 3422.8544 | 3453.2552 | 3489.2836 | 3531.4345 | 3564.1253 | 3610.4603 | 3642.0764
Scenario 4: Reference ZEAS Phase In | SCG | Com | BldgEnv | Com - Warehouse | Energy Efficiency | Admin | 7221.1492 | 8256.2714 | 9265.9087 | 17475.5918 | 18852.474 | 19858.2698 | 20385.7282 | 20367.3594 | 19771.0591 | 18635.2341 | 17049.6329 | 15138.63 | 13056.5669
Scenario 4: Reference ZEAS Phase In | SCG | Com | BldgEnv | Com - Warehouse | Energy Efficiency | Incentives | 93.9326 | 107.3776 | 120.4879 | 226.9984 | 244.8853 | 257.958 | 264.8249 | 264.6157 | 256.908 | 242.2037 | 221.6674 | 196.9077 | 169.9321
Scenario 4: Reference ZEAS Phase In | SCG | Com | BldgEnv | Com - Warehouse | Energy Efficiency | Incremental Measure Cost | 58644.4668 | 68214.2306 | 77943.8456 | 157404.9704 | 173076.5352 | 185859.0344 | 194541.4629 | 198195.1794 | 196202.7022 | 188598.3463 | 175969.2468 | 159340.0746 | 140125.8909
Scenario 4: Reference ZEAS Phase In | SCG | Com | FoodServ | Com - College | Energy Efficiency | Admin | 49684.2462 | 51900.124 | 54153.7535 | 56362.8519 | 58279.2863 | 60294.7408 | 64976.6364 | 67433.7397 | 69154.2143 | 70671.3055 | 72119.3862 | 73884.5515 | 75100.9034
Scenario 4: Reference ZEAS Phase In | SCG | Com | FoodServ | Com - College | Energy Efficiency | Incentives | 49009.3742 | 51442.163 | 53946.5296 | 56306.6593 | 58273.7429 | 60359.7873 | 65062.1211 | 67570.4215 | 69356.8178 | 70936.6063 | 72454.7686 | 74324.575 | 75613.7816
Scenario 4: Reference ZEAS Phase In | SCG | Com | FoodServ | Com - College | Energy Efficiency | Incremental Measure Cost | 167216.5063 | 178178.2722 | 189686.4955 | 201431.6146 | 212380.9953 | 224143.1257 | 278002.6326 | 303212.8682 | 319206.4506 | 334859.6122 | 350987.728 | 369746.492 | 386459.8189
Scenario 4: Reference ZEAS Phase In | SCG | Com | FoodServ | Com - College | Fuel Substitution | Incremental Measure Cost | 1743.9886 | 2074.4667 | 2421.8948 | 2787.4205 | 3172.0183 | 3579.9879 | 4025.2267 | 4505.2974 | 5017.4445 | 5566.2026 | 6156.5307 | 6785.2414 | 7462.543
Scenario 4: Reference ZEAS Phase In | SCG | Com | FoodServ | Com - Grocery | Energy Efficiency | Admin | 418444.4433 | 439977.2604 | 460198.6264 | 480236.6414 | 499978.9519 | 518931.8192 | 601626.9151 | 645933.8949 | 669224.8301 | 691108.0132 | 712757.586 | 733156.3711 | 751232.2177
Scenario 4: Reference ZEAS Phase In | SCG | Com | FoodServ | Com - Grocery | Energy Efficiency | Incentives | 412503.242 | 435041.83 | 456386.4479 | 477051.5357 | 497008.046 | 516210.9932 | 597897.6941 | 641990.9611 | 665472.772 | 687567.7915 | 709461.5382 | 730123.7207 | 748492.5451
Scenario 4: Reference ZEAS Phase In | SCG | Com | FoodServ | Com - Grocery | Energy Efficiency | Incremental Measure Cost | 1259308.6247 | 1350931.7907 | 1441106.4719 | 1533684.919 | 1628354.5986 | 1722953.2223 | 2786471.6375 | 3309209.7962 | 3551042.9676 | 3798016.3796 | 4056043.7719 | 4320277.9412 | 4598090.1467
Scenario 4: Reference ZEAS Phase In | SCG | Com | FoodServ | Com - Grocery | Fuel Substitution | Incremental Measure Cost | 18772.4619 | 22081.2625 | 25523.1618 | 29104.1223 | 32831.8856 | 36756.3297 | 40883.2882 | 45196.566 | 49854.3962 | 54822.8089 | 60063.316 | 65612.6106 | 71763.0571
Scenario 4: Reference ZEAS Phase In | SCG | Com | FoodServ | Com - Health | Energy Efficiency | Admin | 136693.0549 | 143973.7762 | 151295.5578 | 157559.8869 | 164095.1 | 170022.7506 | 190241.3799 | 200796.9691 | 207332.8953 | 212783.2104 | 217723.9136 | 224093.1034 | 229803.9487
Scenario 4: Reference ZEAS Phase In | SCG | Com | FoodServ | Com - Health | Energy Efficiency | Incentives | 134414.0617 | 142432.3711 | 150598.3204 | 157277.6598 | 163933.9154 | 169975.9917 | 190084.8044 | 200667.4567 | 207306.9858 | 212826.7617 | 217827.0799 | 224371.9239 | 230293.4232
Scenario 4: Reference ZEAS Phase In | SCG | Com | FoodServ | Com - Health | Energy Efficiency | Incremental Measure Cost | 402554.8043 | 432873.2359 | 464401.7437 | 493238.5657 | 524061.1644 | 553565.9008 | 793486.8437 | 905978.8912 | 965402.331 | 1022175.8483 | 1078684.1231 | 1147037.1975 | 1219683.7095
Scenario 4: Reference ZEAS Phase In | SCG | Com | FoodServ | Com - Health | Fuel Substitution | Incremental Measure Cost | 5142.713 | 6107.3274 | 7120.1736 | 8183.9281 | 9306.9936 | 10502.9109 | 11772.8986 | 13114.6928 | 14549.9905 | 16095.273 | 17731.5454 | 19470.1928 | 21417.783
Scenario 4: Reference ZEAS Phase In | SCG | Com | FoodServ | Com - Lodging | Energy Efficiency | Admin | 117041.3694 | 123402.604 | 129676.361 | 135621.0353 | 141545.2417 | 147318.2127 | 169455.3975 | 182009.9363 | 188796.9952 | 195197.2203 | 201496.2793 | 207342.5109 | 212491.4215
Scenario 4: Reference ZEAS Phase In | SCG | Com | FoodServ | Com - Lodging | Energy Efficiency | Incentives | 116233.6256 | 123093.9746 | 129921.4138 | 136202.2178 | 142300.8943 | 148264.212 | 170278.2053 | 182902.6796 | 189863.4699 | 196439.7084 | 202927.3446 | 208972.0926 | 214321.7556
Scenario 4: Reference ZEAS Phase In | SCG | Com | FoodServ | Com - Lodging | Energy Efficiency | Incremental Measure Cost | 342022.7725 | 368304.4443 | 395225.4224 | 421975.3641 | 449546.012 | 477483.5418 | 752724.0373 | 895488.0696 | 960924.9858 | 1027889.504 | 1097609.9203 | 1169436.5945 | 1244150.6588
Scenario 4: Reference ZEAS Phase In | SCG | Com | FoodServ | Com - Lodging | Fuel Substitution | Incremental Measure Cost | 4950.2885 | 5849.1428 | 6789.5819 | 7773.6295 | 8811.0478 | 9905.1028 | 11056.2782 | 12263.6939 | 13558.5508 | 14941.0234 | 16399.2283 | 17967.0211 | 19696.377
Scenario 4: Reference ZEAS Phase In | SCG | Com | FoodServ | Com - Other | Energy Efficiency | Admin | 529934.3286 | 559643.1103 | 588631.381 | 616634.7487 | 539030.0083 | 770117.0131 | 715558.8711 | 748582.7036 | 773921.9571 | 799031.8473 | 823715.7461 | 846809.6824 | 868966.7155
Scenario 4: Reference ZEAS Phase In | SCG | Com | FoodServ | Com - Other | Energy Efficiency | Incentives | 532214.0618 | 563964.4443 | 595129.5469 | 624827.3798 | 544621.051 | 785101.22 | 727459.938 | 761800.3789 | 788605.1255 | 815275.1497 | 841597.1834 | 866398.2705 | 890240.2494
Scenario 4: Reference ZEAS Phase In | SCG | Com | FoodServ | Com - Other | Energy Efficiency | Incremental Measure Cost | 1711470.6362 | 1849268.6116 | 1989203.3713 | 2130386.8666 | 1859086.8938 | 2825601.2346 | 2863777.44 | 3146538.379 | 3340760.7531 | 3543470.8199 | 3753236.8078 | 3967019.3855 | 4190264.4261
Scenario 4: Reference ZEAS Phase In | SCG | Com | FoodServ | Com - Other | Fuel Substitution | Incremental Measure Cost | 19976.7629 | 23722.1065 | 27644.425 | 31759.63 | 35999.396 | 40655.1514 | 45489.6631 | 50572.6497 | 55933.7301 | 61595.5719 | 67534.9443 | 73826.8434 | 80527.0825
Scenario 4: Reference ZEAS Phase In | SCG | Com | FoodServ | Com - Restaurant | Energy Efficiency | Admin | 1812426.5362 | 1916623.5912 | 2018802.4174 | 2120444.236 | 2221831.6838 | 2317269.5262 | 2665485.975 | 2867303.6184 | 2983812.8028 | 3094897.8589 | 3204658.9203 | 3308649.5935 | 3405400.18
Scenario 4: Reference ZEAS Phase In | SCG | Com | FoodServ | Com - Restaurant | Energy Efficiency | Incentives | 1802945.8919 | 1912815.794 | 2021133.4997 | 2127428.9136 | 2232282.3628 | 2331332.984 | 2678307.3164 | 2882074.734 | 3002388.8194 | 3117407.4319 | 3231339.2506 | 3339732.7223 | 3440859.7526
Scenario 4: Reference ZEAS Phase In | SCG | Com | FoodServ | Com - Restaurant | Energy Efficiency | Incremental Measure Cost | 5243270.9134 | 5665083.5485 | 6095641.8796 | 6540025.6734 | 6998998.4963 | 7452114.458 | 11739956.7868 | 13976769.4221 | 15041946.5917 | 16139050.9205 | 17284204.8084 | 18467613.2479 | 19715440.1639
Scenario 4: Reference ZEAS Phase In | SCG | Com | FoodServ | Com - Restaurant | Fuel Substitution | Incremental Measure Cost | 82929.3514 | 97823.1907 | 113371.3255 | 129603.8564 | 146608.6034 | 164460.4738 | 183160.1103 | 202679.3352 | 223455.6434 | 245558.572 | 268760.7457 | 293456.0765 | 320401.633
Scenario 4: Reference ZEAS Phase In | SCG | Com | FoodServ | Com - Retail | Energy Efficiency | Admin | 377.2862 | 418.4718 | 457.3584 | 500.0885 | 0 | 1253.6682 | 637.8515 | 687.466 | 733.6364 | 778.6286 | 825.2988 | 869.3103 | 914.0316
Scenario 4: Reference ZEAS Phase In | SCG | Com | FoodServ | Com - Retail | Energy Efficiency | Incentives | 939.71 | 1042.2916 | 1139.1467 | 1245.5749 | 0 | 3122.5228 | 1588.7025 | 1712.2778 | 1827.2749 | 1939.3373 | 2055.5793 | 2165.199 | 2276.5868
Scenario 4: Reference ZEAS Phase In | SCG | Com | FoodServ | Com - Retail | Energy Efficiency | Incremental Measure Cost | 4391.7984 | 4968.6447 | 5538.9639 | 6177.5875 | 0 | 16112.2061 | 8361.6531 | 9192.2953 | 10005.8456 | 10831.8701 | 11710.7438 | 12581.9583 | 13493.8171
Scenario 4: Reference ZEAS Phase In | SCG | Com | FoodServ | Com - School | Energy Efficiency | Admin | 119959.3296 | 125153.6998 | 130214.818 | 134987.3022 | 139038.4168 | 143086.9614 | 152499.2791 | 158445.6938 | 162159.9307 | 165787.9074 | 169095.0217 | 172389.6199 | 174953.8898
Scenario 4: Reference ZEAS Phase In | SCG | Com | FoodServ | Com - School | Energy Efficiency | Incentives | 122081.0505 | 127892.7716 | 133627.3217 | 138853.4264 | 143142.6499 | 147468.7972 | 157021.6709 | 163176.4483 | 167153.984 | 171058.6717 | 174633.6942 | 178220.0985 | 181054.3229
Scenario 4: Reference ZEAS Phase In | SCG | Com | FoodServ | Com - School | Energy Efficiency | Incremental Measure Cost | 455834.2497 | 486922.838 | 518658.8758 | 550332.0384 | 579839.6573 | 610450.5493 | 727838.8821 | 799716.9149 | 841806.9227 | 885214.8408 | 928484.0194 | 973940.9946 | 1018748.37
Scenario 4: Reference ZEAS Phase In | SCG | Com | FoodServ | Com - School | Fuel Substitution | Incremental Measure Cost | 2913.7078 | 3455.039 | 4021.0266 | 4613.6466 | 5242.3914 | 5926.6678 | 6660.0739 | 7446.2782 | 8297.0099 | 9207.2284 | 10178.4492 | 11221.149 | 12371.9928
Scenario 4: Reference ZEAS Phase In | SCG | Com | HVAC | Com - College | Energy Efficiency | Admin | 41065.2838 | 41343.2133 | 41853.702 | 42427.4452 | 46234.5584 | 47554.1154 | 10601.2101 | 10704.6735 | 10788.9281 | 10113.6585 | 10815.8235 | 11265.1352 | 11291.7392
Scenario 4: Reference ZEAS Phase In | SCG | Com | HVAC | Com - College | Energy Efficiency | Incentives | 3391.8455 | 3416.9599 | 3451.3144 | 3487.9002 | 3846.9342 | 3954.1357 | 425.879 | 430.0892 | 433.5384 | 370.3086 | 434.807 | 452.9709 | 454.2091
Scenario 4: Reference ZEAS Phase In | SCG | Com | HVAC | Com - College | Energy Efficiency | Incremental Measure Cost | 833933.7047 | 856948.0431 | 882908.4878 | 910143.8843 | 1029847.1336 | 600841.6628 | 125993.6652 | 129812.0505 | 133496.18 | 115405.7825 | 139340.3819 | 148097.1044 | 151491.8898
Scenario 4: Reference ZEAS Phase In | SCG | Com | HVAC | Com - College | Fuel Substitution | Incremental Measure Cost | 42007.1626 | 44082.3315 | 45802.5539 | 47244.9928 | 26.9716 | 0 | 0 | 0 | 0 | 0 | 0 | 0 | 0
Scenario 4: Reference ZEAS Phase In | SCG | Com | HVAC | Com - Grocery | Energy Efficiency | Admin | 8513.6933 | 8719.6158 | 8819.2803 | 8957.4587 | 9118.1678 | 9280.0972 | 9383.2049 | 9534.7611 | 9627.9272 | 9677.3684 | 9755.215 | 9800.0714 | 9855.8015
Scenario 4: Reference ZEAS Phase In | SCG | Com | HVAC | Com - Grocery | Energy Efficiency | Incentives | 808.9569 | 828.5233 | 837.9933 | 851.1228 | 866.3931 | 881.7793 | 891.5765 | 905.9771 | 914.8296 | 919.5274 | 926.9242 | 931.1864 | 936.4818
Scenario 4: Reference ZEAS Phase In | SCG | Com | HVAC | Com - Grocery | Energy Efficiency | Incremental Measure Cost | 109309.6222 | 114195.9112 | 117827.2536 | 122121.8515 | 126890.5548 | 131848.4993 | 136117.7937 | 141246.2174 | 145646.0361 | 149488.1414 | 153870.6407 | 157824.8415 | 162040.3635
Scenario 4: Reference ZEAS Phase In | SCG | Com | HVAC | Com - Grocery | Fuel Substitution | Incremental Measure Cost | 723333.8859 | 754255.0369 | 778610.0577 | 798237.9537 | 109306.5403 | 111669.6013 | 114217.8306 | 116303.549 | 118096.6256 | 119706.6352 | 121204.4679 | 122637.1981 | 124034.508
Scenario 4: Reference ZEAS Phase In | SCG | Com | HVAC | Com - Health | Energy Efficiency | Admin | 288967.0483 | 295639.6646 | 297619.0489 | 292902.2033 | 283954.1701 | 270086.3316 | 213417.3521 | 193295.7845 | 172011.1193 | 150097.125 | 128937.0968 | 110883.9634 | 94987.1563
Scenario 4: Reference ZEAS Phase In | SCG | Com | HVAC | Com - Health | Energy Efficiency | Incentives | 27457.1668 | 28091.1877 | 28279.2655 | 27831.0787 | 26980.8515 | 25663.1526 | 20278.5607 | 18366.6429 | 16344.2096 | 14261.9784 | 12251.3878 | 10536.0092 | 9025.5211
Scenario 4: Reference ZEAS Phase In | SCG | Com | HVAC | Com - Health | Energy Efficiency | Incremental Measure Cost | 2426192.4238 | 2526212.7 | 2599760.5277 | 2625727.6743 | 2626573.272 | 2079311.7051 | 1480709.1539 | 1367932.2594 | 1241655.0101 | 1105144.4327 | 968337.5137 | 849414.1376 | 742193.5778
Scenario 4: Reference ZEAS Phase In | SCG | Com | HVAC | Com - Health | Fuel Substitution | Incremental Measure Cost | 674698.4059 | 707293.9003 | 734057.3982 | 756488.8508 | 97987.3911 | 101879.4286 | 105144.4927 | 107911.65 | 110350.6294 | 112584.8192 | 114698.7854 | 116748.8716 | 118708.6173
Scenario 4: Reference ZEAS Phase In | SCG | Com | HVAC | Com - Lodging | Energy Efficiency | Admin | 141891.8109 | 143968.2847 | 143271.2388 | 139563.6267 | 133318.0491 | 124864.7419 | 98131.3913 | 86931.044 | 15606.8462 | 15578.33 | 15585.1462 | 15572.4034 | 15559.7025
Scenario 4: Reference ZEAS Phase In | SCG | Com | HVAC | Com - Lodging | Energy Efficiency | Incentives | 13482.3231 | 13679.6262 | 13613.3941 | 13261.103 | 12667.6586 | 11864.4394 | 9324.2811 | 8260.0428 | 1482.9365 | 1480.2269 | 1480.8746 | 1479.6638 | 1478.457
Scenario 4: Reference ZEAS Phase In | SCG | Com | HVAC | Com - Lodging | Energy Efficiency | Incremental Measure Cost | 1626709.593 | 1682823.5406 | 1711679.2162 | 1708611.5564 | 1677682.8261 | 1407940.324 | 1103837.2648 | 997443.4537 | 182046.8135 | 185460.5208 | 189359.1405 | 193084.7774 | 196870.9883
Scenario 4: Reference ZEAS Phase In | SCG | Com | HVAC | Com - Lodging | Fuel Substitution | Incremental Measure Cost | 501184.8977 | 356522.3596 | 364094.2367 | 373440.1945 | 84299.0051 | 45407.5278 | 46540.1733 | 47471.1006 | 48161.9536 | 48879.1891 | 49546.2172 | 50183.9975 | 50806.1657
Scenario 4: Reference ZEAS Phase In | SCG | Com | HVAC | Com - Office (Large) | Energy Efficiency | Admin | 271834.2367 | 271648.5938 | 270801.3569 | 270211.6107 | 270258.7967 | 270536.5345 | 117.137 | 115.5369 | 113.1012 | 110.5292 | 108.5366 | 106.2602 | 104.3041
Scenario 4: Reference ZEAS Phase In | SCG | Com | HVAC | Com - Office (Large) | Energy Efficiency | Incentives | 25829.2356 | 25811.5962 | 25731.0931 | 25675.0564 | 25679.5399 | 25705.9301 | 11.1302 | 10.9781 | 10.7467 | 10.5023 | 10.313 | 10.0967 | 9.9108
Scenario 4: Reference ZEAS Phase In | SCG | Com | HVAC | Com - Office (Large) | Energy Efficiency | Incremental Measure Cost | 6354829.1943 | 6477528.7623 | 6586500.4565 | 6703624.2117 | 6838911.956 | 3493168.3724 | 2699.2107 | 2715.5852 | 2711.5041 | 2702.84 | 2707.1961 | 2703.4239 | 2706.7294
Scenario 4: Reference ZEAS Phase In | SCG | Com | HVAC | Com - Office (Large) | Fuel Substitution | Incremental Measure Cost | 1658.0653 | 1684.9806 | 1695.2236 | 1693.9754 | 0 | 0 | 0 | 0 | 0 | 0 | 0 | 0 | 0
Scenario 4: Reference ZEAS Phase In | SCG | Com | HVAC | Com - Office (Small) | Energy Efficiency | Admin | 118491.6808 | 119513.6019 | 120301.9615 | 121046.9424 | 78770.9585 | 388106.0959 | 4629.661 | 4637.0749 | 4638.5792 | 4632.2607 | 4631.2016 | 4624.3762 | 4621.4826
Scenario 4: Reference ZEAS Phase In | SCG | Com | HVAC | Com - Office (Small) | Energy Efficiency | Incentives | 10788.537 | 10884.565 | 10959.3168 | 11029.2109 | 7484.9505 | 32428.8266 | 1.0842 | 1.0119 | 0.94449 | 0.88152 | 0.82275 | 0.7679 | 0.71671
Scenario 4: Reference ZEAS Phase In | SCG | Com | HVAC | Com - Office (Small) | Energy Efficiency | Incremental Measure Cost | 1329693.7169 | 1368367.6342 | 1403388.8388 | 1439989.5328 | 996772.797 | 4405163.2443 | 78.0503 | 74.3039 | 70.7373 | 67.3419 | 64.1095 | 61.0323 | 58.1027
Scenario 4: Reference ZEAS Phase In | SCG | Com | HVAC | Com - Office (Small) | Fuel Substitution | Incremental Measure Cost | 14917.5881 | 15572.665 | 16096.0303 | 16517.018 | 0 | 0 | 0 | 0 | 0 | 0 | 0 | 0 | 0
Scenario 4: Reference ZEAS Phase In | SCG | Com | HVAC | Com - Other | Energy Efficiency | Admin | 157115.6596 | 160054.1011 | 163153.2433 | 165928.3303 | 11640.0717 | 327907.4308 | 174567.3254 | 177039.3527 | 175461.8867 | 177731.7589 | 180196.0846 | 182204.2151 | 184647.5253
Scenario 4: Reference ZEAS Phase In | SCG | Com | HVAC | Com - Other | Energy Efficiency | Incentives | 1704.5405 | 1683.5252 | 1662.6359 | 1639.4332 | 625.2404 | 2583.1956 | 1576.7239 | 1556.5854 | 1162.9588 | 1169.6882 | 1178.6611 | 1185.7604 | 1196.6648
Scenario 4: Reference ZEAS Phase In | SCG | Com | HVAC | Com - Other | Energy Efficiency | Incremental Measure Cost | 274754.381 | 282059.5405 | 289522.8305 | 296564.306 | 62353.7803 | 556714.7734 | 319519.0081 | 327146.6032 | 294019.635 | 303572.0983 | 313785.8183 | 323534.7954 | 334413.7231
Scenario 4: Reference ZEAS Phase In | SCG | Com | HVAC | Com - Other | Fuel Substitution | Incremental Measure Cost | 2727844.7159 | 3404546.5512 | 3520895.4592 | 3615741.7337 | 5032.9568 | 634.5256 | 649.0149 | 661.3856 | 672.4894 | 682.8266 | 692.7104 | 702.3493 | 711.876
Scenario 4: Reference ZEAS Phase In | SCG | Com | HVAC | Com - Restaurant | Energy Efficiency | Admin | 736495.0689 | 762326.3675 | 781709.4672 | 797175.0434 | 810741.5195 | 821278.4931 | 830332.0076 | 839708.4046 | 848782.2219 | 857412.5656 | 866418.1897 | 875220.4198 | 884441.9188
Scenario 4: Reference ZEAS Phase In | SCG | Com | HVAC | Com - Restaurant | Energy Efficiency | Incentives | 69053.9556 | 71490.7355 | 73314.0507 | 74763.1627 | 76028.3526 | 77015.5178 | 77866.1956 | 78743.9494 | 79594.4237 | 80405.8293 | 81251.505 | 82080.3177 | 82947.5914
Scenario 4: Reference ZEAS Phase In | SCG | Com | HVAC | Com - Restaurant | Energy Efficiency | Incremental Measure Cost | 5419718.7095 | 5724660.2886 | 5989499.1533 | 6231463.2176 | 6465163.7931 | 6680883.2937 | 6890176.3779 | 7107746.8501 | 7328575.6221 | 7551450.9691 | 7783633.1107 | 8020205.1955 | 8267018.6114
Scenario 4: Reference ZEAS Phase In | SCG | Com | HVAC | Com - Restaurant | Fuel Substitution | Incremental Measure Cost | 50687.2555 | 52990.2995 | 54850.5879 | 56364.9358 | 81.9283 | 84.2241 | 86.0244 | 87.5214 | 88.833 | 90.0307 | 91.1595 | 92.2493 | 93.3187
Scenario 4: Reference ZEAS Phase In | SCG | Com | HVAC | Com - Retail | Energy Efficiency | Admin | 56715.5868 | 57450.5089 | 57949.1715 | 58530.8641 | 38357.8365 | 82642.8625 | 9156.8065 | 9297.6597 | 9383.004 | 9450.6015 | 9537.9 | 9596.0939 | 9666.3365
Scenario 4: Reference ZEAS Phase In | SCG | Com | HVAC | Com - Retail | Energy Efficiency | Incentives | 4592.2007 | 4649.4824 | 4691.2546 | 4736.0245 | 3645.512 | 6050.2662 | 8.3032 | 8.1841 | 8.0461 | 7.9103 | 7.7978 | 7.6796 | 7.579
Scenario 4: Reference ZEAS Phase In | SCG | Com | HVAC | Com - Retail | Energy Efficiency | Incremental Measure Cost | 1128578.2991 | 1165580.764 | 1199642.1122 | 1235376.4202 | 970160.6766 | 822104.6364 | 1136.6899 | 1163.0858 | 1184.7407 | 1205.5553 | 1229.7205 | 1251.7157 | 1276.277
Scenario 4: Reference ZEAS Phase In | SCG | Com | HVAC | Com - Retail | Fuel Substitution | Incremental Measure Cost | 137516.2986 | 143849.2165 | 148984.2126 | 153181.1764 | 168079.9828 | 174651.7772 | 179941.453 | 184161.4937 | 8924.4473 | 9066.1903 | 9194.8578 | 9315.7111 | 251.9509
Scenario 4: Reference ZEAS Phase In | SCG | Com | HVAC | Com - School | Energy Efficiency | Admin | 156778.3464 | 156453.8184 | 156436.834 | 156245.4309 | 154992.9339 | 154817.2197 | 48377.4041 | 47663.8957 | 47160.2777 | 46845.9327 | 46396.8539 | 46250.4494 | 45867.1848
Scenario 4: Reference ZEAS Phase In | SCG | Com | HVAC | Com - School | Energy Efficiency | Incentives | 13253.5062 | 13243.404 | 13254.4056 | 13250.606 | 13166.0989 | 13162.2899 | 3073.8456 | 3028.8578 | 2997.193 | 2977.5676 | 2949.4247 | 2940.5299 | 2916.6459
Scenario 4: Reference ZEAS Phase In | SCG | Com | HVAC | Com - School | Energy Efficiency | Incremental Measure Cost | 2230789.7381 | 1969705.635 | 2010432.5298 | 2049671.5603 | 1928700.3296 | 1906514.3328 | 544876.4963 | 547665.3827 | 552804.8863 | 560195.5564 | 566023.0427 | 575628.0725 | 582394.3113
Scenario 4: Reference ZEAS Phase In | SCG | Com | HVAC | Com - School | Fuel Substitution | Incremental Measure Cost | 22237.6349 | 22884.6454 | 23317.7881 | 23588.0498 | 0 | 0 | 0 | 0 | 0 | 0 | 0 | 0 | 0
Scenario 4: Reference ZEAS Phase In | SCG | Com | HVAC | Com - Warehouse | Energy Efficiency | Admin | 3.712 | 3.9248 | 4.0622 | 4.2488 | 4.4928 | 4.6993 | 4.8615 | 5.0364 | 5.1622 | 5.2827 | 5.4084 | 5.5004 | 5.6191
Scenario 4: Reference ZEAS Phase In | SCG | Com | HVAC | Com - Warehouse | Energy Efficiency | Incentives | 0.35271 | 0.37293 | 0.38599 | 0.40372 | 0.4269 | 0.44652 | 0.46193 | 0.47855 | 0.4905 | 0.50195 | 0.5139 | 0.52263 | 0.53392
Scenario 4: Reference ZEAS Phase In | SCG | Com | HVAC | Com - Warehouse | Energy Efficiency | Incremental Measure Cost | 83.6304 | 90.1932 | 95.2174 | 101.583 | 109.5649 | 116.8931 | 123.3452 | 130.3393 | 136.2662 | 142.2355 | 148.5329 | 154.0794 | 160.5538
Scenario 4: Reference ZEAS Phase In | SCG | Com | HVAC | Com - Warehouse | Fuel Substitution | Incremental Measure Cost | 374926.9174 | 392873.5326 | 407569.4024 | 419862.2007 | 98.7288 | 72.7117 | 74.6973 | 76.4099 | 0 | 0 | 0 | 0 | 0
Scenario 4: Reference ZEAS Phase In | SCG | Com | WaterHeat | Com - College | Energy Efficiency | Admin | 93045.8299 | 86459.3615 | 62725.8347 | 64001.5148 | 60508.7324 | 57849.4808 | 16561.3109 | 14856.2363 | 12352.2243 | 11267.5111 | 10284.3517 | 9394.2694 | 8586.3792
Scenario 4: Reference ZEAS Phase In | SCG | Com | WaterHeat | Com - College | Energy Efficiency | Incentives | 0.06609 | 0.061408 | 0.044591 | 0.045497 | 0.043014 | 0.041124 | 0.011773 | 0.010561 | 0.008781 | 0.0080099 | 0.0073109 | 0.0066782 | 0.0061039
Scenario 4: Reference ZEAS Phase In | SCG | Com | WaterHeat | Com - College | Energy Efficiency | Incremental Measure Cost | 342492.5422 | 336115.4952 | 293744.3825 | 318745.9478 | 309942.4228 | 150460.1128 | 34322.8775 | 29948.4748 | 18446.8595 | 17135.079 | 15923.3245 | 14805.1022 | 13771.5962
Scenario 4: Reference ZEAS Phase In | SCG | Com | WaterHeat | Com - College | Fuel Substitution | Incremental Measure Cost | 1207374.7011 | 1233874.4569 | 1184614.0683 | 1121658.2079 | 986392.4636 | 552959.6037 | 250450.2701 | 271315.3822 | 239315.7122 | 250090.7085 | 258886.547 | 266394.6344 | 273014.0494
Scenario 4: Reference ZEAS Phase In | SCG | Com | WaterHeat | Com - Grocery | Energy Efficiency | Admin | 159485.3759 | 87803.0187 | 46845.4254 | 43603.8416 | 41740.0923 | 40071.7381 | 29833.6632 | 28417.9583 | 27138.0447 | 25984.4851 | 24950.7026 | 24019.903 | 23186.4963
Scenario 4: Reference ZEAS Phase In | SCG | Com | WaterHeat | Com - Grocery | Energy Efficiency | Incentives | 0.11338 | 0.062417 | 0.033302 | 0.030997 | 0.029672 | 0.028486 | 0.021208 | 0.020202 | 0.019292 | 0.018472 | 0.017737 | 0.017075 | 0.016483
Scenario 4: Reference ZEAS Phase In | SCG | Com | WaterHeat | Com - Grocery | Energy Efficiency | Incremental Measure Cost | 216690.2743 | 125899.876 | 72787.9714 | 69783.9117 | 68642.7833 | 52896.4849 | 36469.5784 | 35027.1827 | 33716.9091 | 32545.2768 | 31499.6624 | 30565.97 | 29740.8316
Scenario 4: Reference ZEAS Phase In | SCG | Com | WaterHeat | Com - Grocery | Fuel Substitution | Incremental Measure Cost | 46127.9709 | 47400.2172 | 48650.4865 | 49983.3873 | 51409.3414 | 52924.2468 | 0 | 0 | 0 | 0 | 0 | 0 | 0
Scenario 4: Reference ZEAS Phase In | SCG | Com | WaterHeat | Com - Health | Energy Efficiency | Admin | 500360.1921 | 1489866.3044 | 1041399.9447 | 737746.3122 | 532019.7483 | 391910.4585 | 181218.5328 | 115090.6311 | 17657.7346 | 16232.4307 | 15035.7574 | 13864.5748 | 12805.3529
Scenario 4: Reference ZEAS Phase In | SCG | Com | WaterHeat | Com - Health | Energy Efficiency | Incentives | 0.35556 | 1.059 | 0.74031 | 0.52445 | 0.3782 | 0.2786 | 0.12882 | 0.081816 | 0.012553 | 0.011539 | 0.010689 | 0.0098561 | 0.0091031
Scenario 4: Reference ZEAS Phase In | SCG | Com | WaterHeat | Com - Health | Energy Efficiency | Incremental Measure Cost | 3097764.5466 | 13464141.016 | 9627392.6191 | 6664737.8634 | 4617669.5569 | 2970655.2439 | 1806887.9766 | 1110562.3123 | 25690.6367 | 23988.9254 | 23409.1879 | 21920.7739 | 20550.0822
Scenario 4: Reference ZEAS Phase In | SCG | Com | WaterHeat | Com - Health | Fuel Substitution | Incremental Measure Cost | 1682194.7103 | 1722943.3578 | 1654047.1838 | 1583848.4116 | 1420642.3802 | 988949.3753 | 478938.8209 | 537813.3731 | 312767.8295 | 327851.7408 | 340268.462 | 350952.6507 | 360446.8443
Scenario 4: Reference ZEAS Phase In | SCG | Com | WaterHeat | Com - Lodging | Energy Efficiency | Admin | 1205371.475 | 1119355.9211 | 987533.9525 | 928705.4053 | 890552.5082 | 867630.7553 | 31657.8476 | 28333.6836 | 15508.9712 | 13903.6918 | 12551.8776 | 11398.7006 | 10417.895
Scenario 4: Reference ZEAS Phase In | SCG | Com | WaterHeat | Com - Lodging | Energy Efficiency | Incentives | 0.85672 | 0.79557 | 0.70202 | 0.6602 | 0.63308 | 0.61678 | 0.022505 | 0.020142 | 0.011025 | 0.0098839 | 0.0089229 | 0.0081031 | 0.0074059
Scenario 4: Reference ZEAS Phase In | SCG | Com | WaterHeat | Com - Lodging | Energy Efficiency | Incremental Measure Cost | 5176592.8147 | 4391504.5609 | 3597259.3966 | 3045602.1077 | 2676331.3979 | 1372108.1809 | 171250.479 | 158045.2707 | 26992.6971 | 23682.01 | 21047.7665 | 18916.8562 | 17326.3393
Scenario 4: Reference ZEAS Phase In | SCG | Com | WaterHeat | Com - Lodging | Fuel Substitution | Incremental Measure Cost | 1856610.5469 | 1904482.4201 | 1888299.0708 | 1851310.2631 | 1742481.3691 | 890749.8183 | 396421.9878 | 446497.3929 | 260767.6499 | 273473.195 | 283837.629 | 292532.4364 | 300037.0666
Scenario 4: Reference ZEAS Phase In | SCG | Com | WaterHeat | Com - Office (Large) | Energy Efficiency | Admin | 221550.0387 | 213812.5977 | 183808.0256 | 177682.3413 | 172419.2299 | 167766.4779 | 42707.8726 | 38773.1658 | 34829.9843 | 31647.7221 | 28757.0279 | 26131.0711 | 23745.5064
Scenario 4: Reference ZEAS Phase In | SCG | Com | WaterHeat | Com - Office (Large) | Energy Efficiency | Incentives | 0.15744 | 0.15194 | 0.13067 | 0.12631 | 0.12257 | 0.11926 | 0.03036 | 0.027563 | 0.02476 | 0.022498 | 0.020443 | 0.018576 | 0.01688
Scenario 4: Reference ZEAS Phase In | SCG | Com | WaterHeat | Com - Office (Large) | Energy Efficiency | Incremental Measure Cost | 897680.1136 | 901876.5731 | 856134.5542 | 861706.198 | 870242.5396 | 450585.0763 | 65464.2311 | 60446.8422 | 52994.081 | 49117.4686 | 45525.6198 | 42197.4692 | 39113.5277
Scenario 4: Reference ZEAS Phase In | SCG | Com | WaterHeat | Com - Office (Large) | Fuel Substitution | Incremental Measure Cost | 802930.4081 | 815117.4434 | 796137.9437 | 745831.2881 | 634549.6884 | 319983.9798 | 251581.0229 | 279723.927 | 199066.592 | 207435.8098 | 213775.5441 | 218628.9349 | 222432.0214
Scenario 4: Reference ZEAS Phase In | SCG | Com | WaterHeat | Com - Office (Small) | Energy Efficiency | Admin | 31606.2674 | 29118.6404 | 22553.5418 | 20489.8776 | 18616.5453 | 16914.2813 | 15368.1761 | 13963.8324 | 12687.7622 | 11529.0382 | 10476.4085 | 9520.1204 | 8651.3229
Scenario 4: Reference ZEAS Phase In | SCG | Com | WaterHeat | Com - Office (Small) | Energy Efficiency | Incentives | 0.022458 | 0.020689 | 0.016033 | 0.014566 | 0.013234 | 0.012024 | 0.010925 | 0.0099266 | 0.0090195 | 0.0081958 | 0.0074475 | 0.0067677 | 0.0061501
Scenario 4: Reference ZEAS Phase In | SCG | Com | WaterHeat | Com - Office (Small) | Energy Efficiency | Incremental Measure Cost | 45026.1795 | 42648.3272 | 30471.9483 | 28239.0431 | 26174.7916 | 24258.1068 | 22482.4613 | 20837.3908 | 19310.8706 | 17898.957 | 16590.6693 | 15378.3526 | 14254.9238
Scenario 4: Reference ZEAS Phase In | SCG | Com | WaterHeat | Com - Office (Small) | Fuel Substitution | Incremental Measure Cost | 121298.0503 | 123573.7848 | 108706.3058 | 92137.6757 | 52803.6076 | 63448.9921 | 43261.5739 | 47044.2433 | 49931.0523 | 52170.2865 | 53958.4955 | 55434.3287 | 56698.253
Scenario 4: Reference ZEAS Phase In | SCG | Com | WaterHeat | Com - Other | Energy Efficiency | Admin | 584347.941 | 543548.9709 | 264684.3905 | 251978.987 | 215389.1127 | 257099.5322 | 119464.0273 | 112407.2883 | 104680.5261 | 99343.0157 | 94556.5896 | 90258.4939 | 86418.0721
Scenario 4: Reference ZEAS Phase In | SCG | Com | WaterHeat | Com - Other | Energy Efficiency | Incentives | 0.41469 | 0.38568 | 0.18816 | 0.17913 | 0.15312 | 0.18277 | 0.084925 | 0.079908 | 0.074415 | 0.070621 | 0.067218 | 0.064163 | 0.061433
Scenario 4: Reference ZEAS Phase In | SCG | Com | WaterHeat | Com - Other | Energy Efficiency | Incremental Measure Cost | 1605226.3039 | 1556429.2097 | 1114659.0223 | 1105958.1313 | 876036.9589 | 455452.108 | 167314.7808 | 155854.4681 | 135113.4372 | 129322.8906 | 124106.4322 | 119412.9881 | 115221.9834
Scenario 4: Reference ZEAS Phase In | SCG | Com | WaterHeat | Com - Other | Fuel Substitution | Incremental Measure Cost | 12140583.8138 | 12410822.5473 | 11899327.4884 | 11328334.1568 | 9990481.952 | 6864197.2076 | 3530165.6158 | 3958699.2177 | 2296337.7288 | 2403613.2769 | 2490593.3517 | 2563290.8771 | 2626142.9993
Scenario 4: Reference ZEAS Phase In | SCG | Com | WaterHeat | Com - Refrig. Warehouse | Energy Efficiency | Admin | 16763.5896 | 4741.2113 | 4472.5734 | 4471.7703 | 3451.6267 | 3181.8715 | 2445.4726 | 2220.4723 | 2016.3101 | 1831.0368 | 1662.8884 | 1510.3463 | 1371.8019
Scenario 4: Reference ZEAS Phase In | SCG | Com | WaterHeat | Com - Refrig. Warehouse | Energy Efficiency | Incentives | 0.011914 | 0.0033696 | 0.0031795 | 0.0031789 | 0.0024537 | 0.0022619 | 0.0017384 | 0.0015785 | 0.0014334 | 0.0013016 | 0.0011821 | 0.0010737 | 0.00097519
Scenario 4: Reference ZEAS Phase In | SCG | Com | WaterHeat | Com - Refrig. Warehouse | Energy Efficiency | Incremental Measure Cost | 21591.3086 | 6192.0149 | 6053.1698 | 6126.1231 | 4833.6492 | 4544.0922 | 3573.4442 | 3309.9063 | 3065.9938 | 2840.2217 | 2631.2202 | 2438.5891 | 2259.3935
Scenario 4: Reference ZEAS Phase In | SCG | Com | WaterHeat | Com - Refrig. Warehouse | Fuel Substitution | Incremental Measure Cost | 6390.4458 | 6556.9825 | 5728.9916 | 5829.7092 | 4923.5367 | 5211.4784 | 1486.7199 | 1601.2084 | 1701.3768 | 1783.5895 | 1850.6579 | 1907.5591 | 1957.6629
Scenario 4: Reference ZEAS Phase In | SCG | Com | WaterHeat | Com - Restaurant | Energy Efficiency | Admin | 365001.0541 | 366976.1747 | 108895.1756 | 108659.2281 | 108612.8122 | 108582.6904 | 80779.0453 | 80658.3032 | 80625.496 | 80662.7437 | 80786.9347 | 80970.8812 | 81228.8055
Scenario 4: Reference ZEAS Phase In | SCG | Com | WaterHeat | Com - Restaurant | Energy Efficiency | Incentives | 0.25882 | 0.26022 | 0.077411 | 0.077244 | 0.077211 | 0.077189 | 0.057424 | 0.057338 | 0.057315 | 0.057342 | 0.05743 | 0.057561 | 0.057744
Scenario 4: Reference ZEAS Phase In | SCG | Com | WaterHeat | Com - Restaurant | Energy Efficiency | Incremental Measure Cost | 669617.8549 | 687707.9616 | 154331.5608 | 157257.0359 | 160527.8929 | 163809.9873 | 79497.7603 | 80494.13 | 81627.6295 | 82884.2531 | 84283.5986 | 85802.1405 | 87457.4151
Scenario 4: Reference ZEAS Phase In | SCG | Com | WaterHeat | Com - Restaurant | Fuel Substitution | Incremental Measure Cost | 5731280.5799 | 5850898.0686 | 5379340.2181 | 4526396.7078 | 2841009.477 | 3131933.9185 | 2399825.0094 | 2574260.0831 | 2738958.697 | 2869876.0743 | 2976814.5234 | 3066513.4756 | 3143933.893
Scenario 4: Reference ZEAS Phase In | SCG | Com | WaterHeat | Com - Retail | Energy Efficiency | Admin | 194450.6407 | 119670.7484 | 97900.1356 | 83802.7567 | 78460.8811 | 70006.4265 | 62756.8271 | 56979.5329 | 50896.6268 | 46267.1664 | 42058.9224 | 38233.5515 | 34756.2033
Scenario 4: Reference ZEAS Phase In | SCG | Com | WaterHeat | Com - Retail | Energy Efficiency | Incentives | 0.13821 | 0.085047 | 0.069595 | 0.059574 | 0.055776 | 0.049766 | 0.044613 | 0.040506 | 0.036181 | 0.03289 | 0.029899 | 0.027179 | 0.024708
Scenario 4: Reference ZEAS Phase In | SCG | Com | WaterHeat | Com - Retail | Energy Efficiency | Incremental Measure Cost | 352890.8138 | 242258.7351 | 193552.8783 | 145799.1613 | 146949.9499 | 113328.2703 | 98651.9064 | 90961.7327 | 77518.7888 | 71877.5294 | 66646.9872 | 61797.2359 | 57300.5329
Scenario 4: Reference ZEAS Phase In | SCG | Com | WaterHeat | Com - Retail | Fuel Substitution | Incremental Measure Cost | 263109.2951 | 267957.5291 | 214491.5485 | 180122.6326 | 114253.5054 | 144320.5205 | 158610.2274 | 177765.8682 | 102924.9508 | 107651.4358 | 111469.0625 | 114640.4415 | 117358.0297
Scenario 4: Reference ZEAS Phase In | SCG | Com | WaterHeat | Com - School | Energy Efficiency | Admin | 150129.6557 | 146630.2765 | 85725.9307 | 83418.8507 | 81139.7582 | 79272.6679 | 26658.0526 | 25049.8638 | 23559.5802 | 22235.1267 | 21035.6928 | 19956.9843 | 18979.5402
Scenario 4: Reference ZEAS Phase In | SCG | Com | WaterHeat | Com - School | Energy Efficiency | Incentives | 0.10659 | 0.1041 | 0.060941 | 0.059301 | 0.057681 | 0.056353 | 0.018951 | 0.017807 | 0.016748 | 0.015807 | 0.014954 | 0.014187 | 0.013492
Scenario 4: Reference ZEAS Phase In | SCG | Com | WaterHeat | Com - School | Energy Efficiency | Incremental Measure Cost | 415374.9279 | 418050.4703 | 258539.3679 | 260819.2623 | 262562.1374 | 265454.2085 | 34368.6411 | 32759.7533 | 30968.0548 | 29508.9921 | 28177.2467 | 26971.167 | 25873.6023
Scenario 4: Reference ZEAS Phase In | SCG | Com | WaterHeat | Com - School | Fuel Substitution | Incremental Measure Cost | 1654967.803 | 1688198.2108 | 1582513.3686 | 1355200.2627 | 904237.5642 | 1208352.1525 | 916161.2864 | 1014600.7442 | 720067.5479 | 750717.4516 | 774642.5647 | 793763.6334 | 809440.164
Scenario 4: Reference ZEAS Phase In | SCG | Com | WaterHeat | Com - Warehouse | Energy Efficiency | Admin | 282853.6682 | 146440.9284 | 115433.0491 | 102829.3371 | 92075.4685 | 82791.1861 | 68620.5927 | 61755.1273 | 54647.379 | 49624.4434 | 45065.9944 | 40928.6835 | 37173.2636
Scenario 4: Reference ZEAS Phase In | SCG | Com | WaterHeat | Com - Warehouse | Energy Efficiency | Incentives | 0.20107 | 0.1041 | 0.082059 | 0.073099 | 0.065455 | 0.058855 | 0.048781 | 0.043901 | 0.038848 | 0.035277 | 0.032037 | 0.029095 | 0.026426
Scenario 4: Reference ZEAS Phase In | SCG | Com | WaterHeat | Com - Warehouse | Energy Efficiency | Incremental Measure Cost | 502976.7733 | 305906.2868 | 244022.7107 | 211758.5676 | 186339.3292 | 148036.9197 | 113891.8659 | 101396.9811 | 83096.1201 | 76974.9555 | 71308.7484 | 66063.1812 | 61206.5868
Scenario 4: Reference ZEAS Phase In | SCG | Com | WaterHeat | Com - Warehouse | Fuel Substitution | Incremental Measure Cost | 32607.6213 | 33410.4607 | 31271.3631 | 29203.9563 | 24897.7503 | 30264.7571 | 11779.0686 | 13169.2222 | 7613.015 | 7964.033 | 8250.6151 | 8493.4452 | 8707.525
Scenario 4: Reference ZEAS Phase In | SCG | Com | WholeBlg | Com - College | Energy Efficiency | Admin | 93862.8656 | 93833.7827 | 93553.8514 | 93506.5038 | 93496.6768 | 93625.8707 | 93846.3565 | 93865.1214 | 93870.0496 | 93992.0272 | 93792.2374 | 93364.3103 | 93295.0751
Scenario 4: Reference ZEAS Phase In | SCG | Com | WholeBlg | Com - College | Energy Efficiency | Incentives | 0 | 0 | 0 | 0 | 0 | 0 | 0 | 0 | 0 | 0 | 0 | 0 | 0
Scenario 4: Reference ZEAS Phase In | SCG | Com | WholeBlg | Com - College | Energy Efficiency | Incremental Measure Cost | 0 | 0 | 0 | 0 | 0 | 0 | 0 | 0 | 0 | 0 | 0 | 0 | 0
Scenario 4: Reference ZEAS Phase In | SCG | Com | WholeBlg | Com - Lodging | Energy Efficiency | Incentives | 0 | 0 | 0 | 0 | 0 | 0 | 0 | 0 | 0 | 0 | 0 | 0 | 0
Scenario 4: Reference ZEAS Phase In | SCG | Com | WholeBlg | Com - Lodging | Energy Efficiency | Incremental Measure Cost | 0 | 0 | 0 | 0 | 0 | 0 | 0 | 0 | 0 | 0 | 0 | 0 | 0
Scenario 4: Reference ZEAS Phase In | SCG | Com | WholeBlg | Com - Office (Large) | Energy Efficiency | Admin | 203111.3185 | 204126.9051 | 204531.4287 | 205375.9674 | 206359.383 | 207268.6432 | 208502.9035 | 209330.8881 | 210097.7378 | 211704.6808 | 211920.4635 | 211549.0281 | 211285.3666
Scenario 4: Reference ZEAS Phase In | SCG | Com | WholeBlg | Com - Office (Large) | Energy Efficiency | Incentives | 0 | 0 | 0 | 0 | 0 | 0 | 0 | 0 | 0 | 0 | 0 | 0 | 0
Scenario 4: Reference ZEAS Phase In | SCG | Com | WholeBlg | Com - Office (Large) | Energy Efficiency | Incremental Measure Cost | 0 | 0 | 0 | 0 | 0 | 0 | 0 | 0 | 0 | 0 | 0 | 0 | 0
Scenario 4: Reference ZEAS Phase In | SCG | Com | WholeBlg | Com - Office (Small) | Energy Efficiency | Admin | 24185.4852 | 24444.1335 | 24648.3909 | 24916.9634 | 25204.1135 | 25382.77 | 25562.1846 | 25731.3173 | 25907.8696 | 26069.2998 | 26165.3811 | 26192.8426 | 26252.1731
Scenario 4: Reference ZEAS Phase In | SCG | Com | WholeBlg | Com - Office (Small) | Energy Efficiency | Incentives | 0 | 0 | 0 | 0 | 0 | 0 | 0 | 0 | 0 | 0 | 0 | 0 | 0
Scenario 4: Reference ZEAS Phase In | SCG | Com | WholeBlg | Com - Office (Small) | Energy Efficiency | Incremental Measure Cost | 0 | 0 | 0 | 0 | 0 | 0 | 0 | 0 | 0 | 0 | 0 | 0 | 0
Scenario 4: Reference ZEAS Phase In | SCG | Com | WholeBlg | Com - Other | Energy Efficiency | Admin | 422496.5961 | 428503.7024 | 433625.3649 | 439933.333 | 446621.1227 | 451763.7151 | 457184.2916 | 462295.1791 | 467540.6243 | 471735.366 | 475626.2063 | 478214.2881 | 479145.0248
Scenario 4: Reference ZEAS Phase In | SCG | Com | WholeBlg | Com - Other | Energy Efficiency | Incentives | 0 | 0 | 0 | 0 | 0 | 0 | 0 | 0 | 0 | 0 | 0 | 0 | 0
Scenario 4: Reference ZEAS Phase In | SCG | Com | WholeBlg | Com - Other | Energy Efficiency | Incremental Measure Cost | 0 | 0 | 0 | 0 | 0 | 0 | 0 | 0 | 0 | 0 | 0 | 0 | 0
Scenario 4: Reference ZEAS Phase In | SCG | Com | WholeBlg | Com - Restaurant | Energy Efficiency | Admin | 179686.9989 | 183044.2158 | 186034.5768 | 189532.5818 | 193215.2847 | 195985.0684 | 198760.4168 | 201497.9233 | 204315.5216 | 206449.1176 | 208609.7113 | 210194.746 | 210799.2365
Scenario 4: Reference ZEAS Phase In | SCG | Com | WholeBlg | Com - Restaurant | Energy Efficiency | Incentives | 0 | 0 | 0 | 0 | 0 | 0 | 0 | 0 | 0 | 0 | 0 | 0 | 0
Scenario 4: Reference ZEAS Phase In | SCG | Com | WholeBlg | Com - Restaurant | Energy Efficiency | Incremental Measure Cost | 0 | 0 | 0 | 0 | 0 | 0 | 0 | 0 | 0 | 0 | 0 | 0 | 0
Scenario 4: Reference ZEAS Phase In | SCG | Com | WholeBlg | Com - Retail | Energy Efficiency | Admin | 48687.4356 | 49396.5958 | 49998.0749 | 50733.5027 | 51514.3482 | 52078.1713 | 52648.6896 | 53204.2101 | 53777.0991 | 54219.4549 | 54622.2114 | 54876.0832 | 63561.9088
Scenario 4: Reference ZEAS Phase In | SCG | Com | WholeBlg | Com - Retail | Energy Efficiency | Incentives | 0 | 0 | 0 | 0 | 0 | 0 | 0 | 0 | 0 | 0 | 0 | 0 | 59485.4509
Scenario 4: Reference ZEAS Phase In | SCG | Com | WholeBlg | Com - Retail | Energy Efficiency | Incremental Measure Cost | 0 | 0 | 0 | 0 | 0 | 0 | 0 | 0 | 0 | 0 | 0 | 0 | 367183.5227
Scenario 4: Reference ZEAS Phase In | SCG | Com | WholeBlg | Com - School | Energy Efficiency | Admin | 78078.9787 | 78385.3512 | 78501.5019 | 78812.3893 | 79156.6005 | 79387.8563 | 79610.869 | 79739.4543 | 79867.9741 | 79988.669 | 79902.9753 | 79601.9311 | 79723.7495
Scenario 4: Reference ZEAS Phase In | SCG | Com | WholeBlg | Com - School | Energy Efficiency | Incentives | 0 | 0 | 0 | 0 | 0 | 0 | 0 | 0 | 0 | 0 | 0 | 0 | 0
Scenario 4: Reference ZEAS Phase In | SCG | Com | WholeBlg | Com - School | Energy Efficiency | Incremental Measure Cost | 0 | 0 | 0 | 0 | 0 | 0 | 0 | 0 | 0 | 0 | 0 | 0 | 0
Scenario 4: Reference ZEAS Phase In | SCG | Com | WholeBlg | Com - Warehouse | Energy Efficiency | Admin | 159878.3947 | 162238.5853 | 164267.0239 | 166758.6706 | 169414.9194 | 171243.9397 | 173088.7392 | 174909.5396 | 176805.3401 | 178128.1681 | 179457.9406 | 180297.6896 | 180837.9328
Scenario 4: Reference ZEAS Phase In | SCG | Com | WholeBlg | Com - Warehouse | Energy Efficiency | Incentives | 0 | 0 | 0 | 0 | 0 | 0 | 0 | 0 | 0 | 0 | 0 | 0 | 0
Scenario 4: Reference ZEAS Phase In | SCG | Com | WholeBlg | Com - Warehouse | Energy Efficiency | Incremental Measure Cost | 0 | 0 | 0 | 0 | 0 | 0 | 0 | 0 | 0 | 0 | 0 | 0 | 0
Scenario 4: Reference ZEAS Phase In | SCG | Res | AppPlug | Res - Multi Family | Energy Efficiency | Admin | 0 | 0 | 0 | 0 | 0 | 0 | 0 | 0 | 0 | 0 | 0 | 0 | 0
Scenario 4: Reference ZEAS Phase In | SCG | Res | AppPlug | Res - Multi Family | Energy Efficiency | Incentives | 0 | 0 | 0 | 0 | 0 | 0 | 0 | 0 | 0 | 0 | 0 | 0 | 0
Scenario 4: Reference ZEAS Phase In | SCG | Res | AppPlug | Res - Multi Family | Energy Efficiency | Incremental Measure Cost | 0 | 0 | 0 | 0 | 0 | 0 | 0 | 0 | 0 | 0 | 0 | 0 | 0
Scenario 4: Reference ZEAS Phase In | SCG | Res | AppPlug | Res - Multi Family | Fuel Substitution | Incremental Measure Cost | 31015.2871 | 34585.0881 | 38348.8417 | 42315.9104 | 46491.4309 | 50873.3896 | 0 | 0 | 0 | 0 | 0 | 0 | 0
Scenario 4: Reference ZEAS Phase In | SCG | Res | AppPlug | Res - Single Family | Energy Efficiency | Admin | 0 | 0 | 0 | 0 | 0 | 0 | 0 | 0 | 0 | 0 | 0 | 0 | 0
Scenario 4: Reference ZEAS Phase In | SCG | Res | AppPlug | Res - Single Family | Energy Efficiency | Incentives | 0 | 0 | 0 | 0 | 0 | 0 | 0 | 0 | 0 | 0 | 0 | 0 | 0
Scenario 4: Reference ZEAS Phase In | SCG | Res | AppPlug | Res - Single Family | Energy Efficiency | Incremental Measure Cost | 0 | 0 | 0 | 0 | 0 | 0 | 0 | 0 | 0 | 0 | 0 | 0 | 0
Scenario 4: Reference ZEAS Phase In | SCG | Res | AppPlug | Res - Single Family | Fuel Substitution | Incremental Measure Cost | 343166.9805 | 381688.5928 | 421909.2727 | 464030.423 | 508148.4252 | 554339.9025 | 0 | 0 | 0 | 0 | 0 | 0 | 0
Scenario 4: Reference ZEAS Phase In | SCG | Res | BldgEnv | Res - Multi Family | Energy Efficiency | Admin | 0 | 0 | 0 | 0 | 0 | 0 | 0 | 0 | 601.8978 | 587.9786 | 574.4523 | 561.3018 | 548.5102
Scenario 4: Reference ZEAS Phase In | SCG | Res | BldgEnv | Res - Multi Family | Energy Efficiency | Incentives | 0 | 0 | 0 | 0 | 0 | 0 | 0 | 0 | 3668.6358 | 3583.7969 | 3501.3529 | 3421.1987 | 3343.2323
Scenario 4: Reference ZEAS Phase In | SCG | Res | BldgEnv | Res - Multi Family | Energy Efficiency | Incremental Measure Cost | 0 | 0 | 0 | 0 | 0 | 0 | 0 | 0 | 5138.3859 | 5119.9495 | 5102.2103 | 5085.1169 | 5068.6156
Scenario 4: Reference ZEAS Phase In | SCG | Res | BldgEnv | Res - Single Family | Energy Efficiency | Admin | 16479.7879 | 19170.3444 | 20307.036 | 20445.3679 | 20460.4541 | 19909.7604 | 22764.0537 | 21684.758 | 17122.6764 | 0 | 0 | 0 | 0
Scenario 4: Reference ZEAS Phase In | SCG | Res | BldgEnv | Res - Single Family | Energy Efficiency | Incentives | 77736.9345 | 93123.2159 | 99925.1877 | 101163.5527 | 101701.8561 | 99087.7379 | 117961.4708 | 112322.3512 | 84877.9224 | 0 | 0 | 0 | 0
Scenario 4: Reference ZEAS Phase In | SCG | Res | BldgEnv | Res - Single Family | Energy Efficiency | Incremental Measure Cost | 1535550.7702 | 1811533.2422 | 1959195.0137 | 2011524.0468 | 2053019.4858 | 2036202.1323 | 2037299.2359 | 1969738.5651 | 1851110.4544 | 0 | 0 | 0 | 0
Scenario 4: Reference ZEAS Phase In | SCG | Res | HVAC | Res - Multi Family | Energy Efficiency | Admin | 31.7473 | 32.4233 | 32.7241 | 32.8427 | 32.9122 | 32.892 | 0 | 0 | 0 | 0 | 0 | 0 | 83.4112
Scenario 4: Reference ZEAS Phase In | SCG | Res | HVAC | Res - Multi Family | Energy Efficiency | Incentives | 209.3431 | 213.8003 | 215.784 | 216.5661 | 217.0241 | 216.8913 | 0 | 0 | 0 | 0 | 0 | 0 | 841.505
Scenario 4: Reference ZEAS Phase In | SCG | Res | HVAC | Res - Multi Family | Energy Efficiency | Incremental Measure Cost | 410.7181 | 427.8521 | 440.4583 | 450.8957 | 460.8863 | 469.8164 | 0 | 0 | 0 | 0 | 0 | 0 | 1274.7705
Scenario 4: Reference ZEAS Phase In | SCG | Res | HVAC | Res - Multi Family | Fuel Substitution | Incremental Measure Cost | 365.122 | 384.0012 | 398.6418 | 438.5823 | 6.4155 | 6.977 | 7.5097 | 7.9393 | 8.2855 | 8.5735 | 8.8236 | 9.0508 | 9.2647
Scenario 4: Reference ZEAS Phase In | SCG | Res | HVAC | Res - Single Family | Energy Efficiency | Admin | 15166.2363 | 16776.8727 | 17627.4113 | 18008.5788 | 0 | 0 | 0 | 0 | 0 | 0 | 0 | 0 | 1469.2479
Scenario 4: Reference ZEAS Phase In | SCG | Res | HVAC | Res - Single Family | Energy Efficiency | Incentives | 126820.8377 | 139139.2374 | 146229.6747 | 149401.2429 | 0 | 0 | 0 | 0 | 0 | 0 | 0 | 0 | 15719.0704
Scenario 4: Reference ZEAS Phase In | SCG | Res | HVAC | Res - Single Family | Energy Efficiency | Incremental Measure Cost | 5919653.69 | 6654080.7022 | 7124225.2021 | 7424771.274 | 3143058.9316 | 0 | 0 | 0 | 0 | 0 | 0 | 0 | 22454.4553
Scenario 4: Reference ZEAS Phase In | SCG | Res | HVAC | Res - Single Family | Fuel Substitution | Incremental Measure Cost | 11863.2257 | 12743.7951 | 13303.4633 | 15424.2832 | 1458.5257 | 268.2033 | 288.723 | 292.6608 | 100.3101 | 103.8736 | 106.9786 | 109.8059 | 112.4787
Scenario 4: Reference ZEAS Phase In | SCG | Res | WaterHeat | Res - Multi Family | Energy Efficiency | Admin | 504602.6639 | 447546.4535 | 175234.9002 | 145705.7813 | 124120.2851 | 106972.9088 | 99089.3991 | 92493.8222 | 86137.0677 | 80120.6844 | 74690.418 | 70046.9052 | 65731.8655
Scenario 4: Reference ZEAS Phase In | SCG | Res | WaterHeat | Res - Multi Family | Energy Efficiency | Incentives | 278634.7603 | 247065.0865 | 96924.8161 | 80591.8573 | 68652.6246 | 59168.1766 | 54807.6998 | 51159.5961 | 47643.5884 | 44315.8446 | 41312.2901 | 38743.8998 | 36357.1924
Scenario 4: Reference ZEAS Phase In | SCG | Res | WaterHeat | Res - Multi Family | Energy Efficiency | Incremental Measure Cost | 3713151.9928 | 3601013.2865 | 786846.9242 | 681452.961 | 603919.8261 | 540151.4644 | 514354.6554 | 492479.3913 | 470161.0205 | 448119.9856 | 428012.5642 | 411330.245 | 395426.775
Scenario 4: Reference ZEAS Phase In | SCG | Res | WaterHeat | Res - Multi Family | Fuel Substitution | Incremental Measure Cost | 55604784.7901 | 57155187.3509 | 58645363.1366 | 60220959.6578 | 61807494.4619 | 63685319.8554 | 1684626.1106 | 1785258.0422 | 1881679.1637 | 1967904.3339 | 2040415.7817 | 2104181.7316 | 2162599.7165
Scenario 4: Reference ZEAS Phase In | SCG | Res | WaterHeat | Res - Single Family | Energy Efficiency | Admin | 2853044.6238 | 2751415.515 | 707028.3062 | 594767.4084 | 518459.8161 | 455595.8881 | 402456.1221 | 357853.3976 | 327504.281 | 302936.2864 | 281017.7665 | 261490.1426 | 243542.8618
Scenario 4: Reference ZEAS Phase In | SCG | Res | WaterHeat | Res - Single Family | Energy Efficiency | Incentives | 1574793.2499 | 1518364.4942 | 391067.0107 | 328973.9752 | 286767.204 | 251996.3069 | 222603.9768 | 197933.6008 | 181147.09 | 167558.1966 | 155434.764 | 144633.7686 | 134706.8825
Scenario 4: Reference ZEAS Phase In | SCG | Res | WaterHeat | Res - Single Family | Energy Efficiency | Incremental Measure Cost | 40414255.2279 | 42402123.4704 | 24294576.0659 | 24507294.1427 | 24838684.7711 | 2416510.0813 | 2189625.9868 | 1994544.646 | 1864929.7798 | 1761069.7254 | 1667886.2498 | 1584611.5075 | 1506865.9714
Scenario 4: Reference ZEAS Phase In | SCG | Res | WaterHeat | Res - Single Family | Fuel Substitution | Incremental Measure Cost | 10637594.6652 | 10660925.3482 | 10438247.6028 | 10256209.9821 | 9722002.8855 | 10872806.75 | 11762683.2695 | 12461862.9597 | 13131507.8152 | 13731742.5397 | 14240002.0321 | 14689809.585 | 15104080.2259
Scenario 4: Reference ZEAS Phase In | SCG | Res | WholeBlg | Res - Multi Family | Energy Efficiency | Admin | 0 | 0 | 0 | 0 | 0 | 0 | 0 | 0 | 0 | 0 | 0 | 0 | 0
Scenario 4: Reference ZEAS Phase In | SCG | Res | WholeBlg | Res - Multi Family | Energy Efficiency | Incentives | 0 | 0 | 0 | 0 | 0 | 0 | 0 | 0 | 0 | 0 | 0 | 0 | 0
Scenario 4: Reference ZEAS Phase In | SCG | Res | WholeBlg | Res - Multi Family | Energy Efficiency | Incremental Measure Cost | 0 | 0 | 0 | 0 | 0 | 0 | 0 | 0 | 0 | 0 | 0 | 0 | 0
Scenario 4: Reference ZEAS Phase In | SCG | Res | WholeBlg | Res - Single Family | Energy Efficiency | Admin | 0 | 0 | 0 | 0 | 0 | 0 | 0 | 0 | 0 | 0 | 0 | 0 | 0
Scenario 4: Reference ZEAS Phase In | SCG | Res | WholeBlg | Res - Single Family | Energy Efficiency | Incentives | 0 | 0 | 0 | 0 | 0 | 0 | 0 | 0 | 0 | 0 | 0 | 0 | 0
Scenario 4: Reference ZEAS Phase In | SCG | Res | WholeBlg | Res - Single Family | Energy Efficiency | Incremental Measure Cost | 0 | 0 | 0 | 0 | 0 | 0 | 0 | 0 | 0 | 0 | 0 | 0 | 0
Scenario 4: Reference ZEAS Phase In | SDG&E | Com | AppPlug | Com - Health | Energy Efficiency | Admin | 256915.4003 | 286318.6825 | 666824.1889 | 741427.8614 | 811035.4753 | 879229.7284 | 919518.2971 | 991532.9756 | 1074467.1345 | 1163257.8695 | 1246109.0367 | 1248000.94 | 1262822.1952
Scenario 4: Reference ZEAS Phase In | SDG&E | Com | AppPlug | Com - Health | Energy Efficiency | Incentives | 42.9326 | 47.8462 | 111.4317 | 123.8986 | 135.5306 | 146.9264 | 153.6589 | 165.6932 | 179.5521 | 194.3898 | 208.2349 | 208.551 | 211.0278
Scenario 4: Reference ZEAS Phase In | SDG&E | Com | AppPlug | Com - Health | Energy Efficiency | Incremental Measure Cost | 83158.3238 | 94875.5788 | 243731.8858 | 276869.3291 | 309138.1804 | 341940.101 | 364112.7844 | 400648.9948 | 443280.1608 | 490091.6799 | 535932.5659 | 545798.1147 | 562104.1387
Scenario 4: Reference ZEAS Phase In | SDG&E | Com | AppPlug | Com - Lodging | Energy Efficiency | Admin | 133435.5163 | 145420.1464 | 549723.6746 | 600630.7059 | 644400.8861 | 695823.5258 | 744707.1533 | 793484.2938 | 844501.6773 | 892669.7355 | 929339.8695 | 948694.4986 | 967921.9237
Scenario 4: Reference ZEAS Phase In | SDG&E | Com | AppPlug | Com - Lodging | Energy Efficiency | Incentives | 22.2982 | 24.3009 | 91.8633 | 100.3702 | 107.6846 | 116.2777 | 124.4466 | 132.5976 | 141.123 | 149.1723 | 155.3002 | 158.5345 | 161.7476
Scenario 4: Reference ZEAS Phase In | SDG&E | Com | AppPlug | Com - Lodging | Energy Efficiency | Incremental Measure Cost | 49888.3007 | 55457.266 | 225095.8028 | 250607.5923 | 274177.4366 | 301755.406 | 329252.7066 | 357664.7073 | 388028.2638 | 418137.5732 | 443979.665 | 462535.4629 | 481481.8366
Scenario 4: Reference ZEAS Phase In | SDG&E | Com | AppPlug | Com - Other | Energy Efficiency | Admin | 1256.5335 | 1462.5141 | 1688.4222 | 1935.6037 | 2176.3602 | 2459.7306 | 2758.9051 | 3065.1627 | 3377.4331 | 3705.193 | 4029.9763 | 4364.2673 | 4711.2336
Scenario 4: Reference ZEAS Phase In | SDG&E | Com | AppPlug | Com - Other | Energy Efficiency | Incentives | 0.20998 | 0.2444 | 0.28215 | 0.32346 | 0.36369 | 0.41104 | 0.46104 | 0.51221 | 0.5644 | 0.61917 | 0.67344 | 0.7293 | 0.78729
Scenario 4: Reference ZEAS Phase In | SDG&E | Com | AppPlug | Com - Other | Energy Efficiency | Incremental Measure Cost | 392.5436 | 466.0302 | 548.7762 | 641.6982 | 735.9449 | 848.4031 | 970.6254 | 1099.9389 | 1236.2376 | 1383.3313 | 1534.6808 | 1695.2239 | 1866.5969
Scenario 4: Reference ZEAS Phase In | SDG&E | Com | BldgEnv | Com - College | Energy Efficiency | Admin | 6.778 | 6.738 | 6.6968 | 6.6632 | 6.6189 | 6.5852 | 6.5529 | 6.5175 | 6.4837 | 6.4529 | 6.419 | 6.4166 | 6.3884
Scenario 4: Reference ZEAS Phase In | SDG&E | Com | BldgEnv | Com - College | Energy Efficiency | Incentives | 0.58847 | 0.585 | 0.58142 | 0.5785 | 0.57466 | 0.57174 | 0.56892 | 0.56586 | 0.56292 | 0.56024 | 0.5573 | 0.55709 | 0.55464
Scenario 4: Reference ZEAS Phase In | SDG&E | Com | BldgEnv | Com - College | Energy Efficiency | Incremental Measure Cost | 8.3775 | 8.4772 | 8.5764 | 8.6833 | 8.7814 | 8.8909 | 9.0031 | 9.1141 | 9.2282 | 9.347 | 9.4643 | 9.6174 | 9.7449
Scenario 4: Reference ZEAS Phase In | SDG&E | Com | BldgEnv | Com - Grocery | Energy Efficiency | Admin | 63.0587 | 60.0364 | 57.1656 | 54.4783 | 51.9238 | 49.5443 | 47.309 | 45.195 | 43.1825 | 41.2899 | 39.4811 | 37.7619 | 36.1306
Scenario 4: Reference ZEAS Phase In | SDG&E | Com | BldgEnv | Com - Grocery | Energy Efficiency | Incentives | 5.4748 | 5.2124 | 4.9631 | 4.7298 | 4.508 | 4.3015 | 4.1074 | 3.9238 | 3.7491 | 3.5848 | 3.4278 | 3.2785 | 3.1369
Scenario 4: Reference ZEAS Phase In | SDG&E | Com | BldgEnv | Com - Grocery | Energy Efficiency | Incremental Measure Cost | 364.5017 | 352.8236 | 341.5347 | 331.11 | 321.4026 | 312.3525 | 304.0549 | 296.28 | 288.971 | 281.9756 | 275.0149 | 268.0514 | 260.9963
Scenario 4: Reference ZEAS Phase In | SDG&E | Com | BldgEnv | Com - Health | Energy Efficiency | Admin | 99.3343 | 93.9771 | 88.7313 | 83.6947 | 78.6162 | 73.5846 | 68.9153 | 65.6718 | 62.7222 | 60.1362 | 57.8422 | 54.8225 | 52.1193
Scenario 4: Reference ZEAS Phase In | SDG&E | Com | BldgEnv | Com - Health | Energy Efficiency | Incentives | 8.5193 | 8.0674 | 7.6244 | 7.1983 | 6.769 | 6.3435 | 5.95 | 5.6781 | 5.4311 | 5.2154 | 5.0219 | 4.7597 | 4.525
Scenario 4: Reference ZEAS Phase In | SDG&E | Com | BldgEnv | Com - Health | Energy Efficiency | Incremental Measure Cost | 327.7742 | 317.1294 | 306.6688 | 296.5129 | 286.4558 | 276.5216 | 267.1326 | 259.1824 | 251.5992 | 244.4226 | 237.5803 | 230.25 | 223.2478
Scenario 4: Reference ZEAS Phase In | SDG&E | Com | BldgEnv | Com - Lodging | Energy Efficiency | Admin | 3.1293 | 3.0929 | 3.0569 | 3.0328 | 2.9919 | 2.9641 | 2.931 | 2.8985 | 0.50652 | 2.8384 | 4.6198 | 4.5611 | 4.5074
Scenario 4: Reference ZEAS Phase In | SDG&E | Com | BldgEnv | Com - Lodging | Energy Efficiency | Incentives | 0.27169 | 0.26853 | 0.2654 | 0.26331 | 0.25976 | 0.25734 | 0.25447 | 0.25165 | 0.043976 | 0.24643 | 0.40109 | 0.39599 | 0.39133
Scenario 4: Reference ZEAS Phase In | SDG&E | Com | BldgEnv | Com - Lodging | Energy Efficiency | Incremental Measure Cost | 7.7691 | 7.8051 | 7.8411 | 7.8938 | 7.9233 | 7.9716 | 8.0128 | 8.0549 | 1.144 | 8.1415 | 14.0429 | 14.1158 | 14.1957
Scenario 4: Reference ZEAS Phase In | SDG&E | Com | BldgEnv | Com - Office (Large) | Energy Efficiency | Admin | 75.4932 | 71.9943 | 68.6643 | 65.5041 | 62.4662 | 59.6509 | 57.0023 | 54.4509 | 40.9728 | 49.6028 | 47.3628 | 45.2469 | 43.2474
Scenario 4: Reference ZEAS Phase In | SDG&E | Com | BldgEnv | Com - Office (Large) | Energy Efficiency | Incentives | 6.5543 | 6.2505 | 5.9614 | 5.6871 | 5.4233 | 5.1789 | 4.9489 | 4.7274 | 3.5573 | 4.3065 | 4.112 | 3.9283 | 3.7547
Scenario 4: Reference ZEAS Phase In | SDG&E | Com | BldgEnv | Com - Office (Large) | Energy Efficiency | Incremental Measure Cost | 843.7441 | 818.1963 | 793.4812 | 769.4015 | 745.892 | 723.1919 | 701.1742 | 679.7436 | 584.4381 | 638.382 | 618.691 | 599.7085 | 581.4511
Scenario 4: Reference ZEAS Phase In | SDG&E | Com | BldgEnv | Com - Office (Small) | Energy Efficiency | Admin | 28.1105 | 26.7825 | 25.5236 | 24.3283 | 29.9122 | 28.5037 | 27.1658 | 25.8932 | 19.2359 | 23.5342 | 22.4441 | 21.4111 | 20.4329
Scenario 4: Reference ZEAS Phase In | SDG&E | Com | BldgEnv | Com - Office (Small) | Energy Efficiency | Incentives | 2.4406 | 2.3253 | 2.216 | 2.1122 | 2.597 | 2.4747 | 2.3585 | 2.248 | 1.6701 | 2.0432 | 1.9486 | 1.8589 | 1.774
Scenario 4: Reference ZEAS Phase In | SDG&E | Com | BldgEnv | Com - Office (Small) | Energy Efficiency | Incremental Measure Cost | 368.3135 | 357.0342 | 346.1577 | 335.5645 | 367.0999 | 355.9427 | 345.051 | 334.443 | 287.2533 | 314.0179 | 304.2702 | 294.8568 | 285.7928
Scenario 4: Reference ZEAS Phase In | SDG&E | Com | BldgEnv | Com - Other | Energy Efficiency | Admin | 19.9256 | 19.1473 | 18.3902 | 17.6528 | 16.9199 | 16.2167 | 15.5282 | 14.8507 | 10.1375 | 13.5272 | 13.2853 | 12.5996 | 11.9249
Scenario 4: Reference ZEAS Phase In | SDG&E | Com | BldgEnv | Com - Other | Energy Efficiency | Incentives | 1.7299 | 1.6624 | 1.5966 | 1.5326 | 1.469 | 1.4079 | 1.3482 | 1.2893 | 0.88013 | 1.1744 | 1.1534 | 1.0939 | 1.0353
Scenario 4: Reference ZEAS Phase In | SDG&E | Com | BldgEnv | Com - Other | Energy Efficiency | Incremental Measure Cost | 183.826 | 178.5861 | 173.4885 | 168.4911 | 163.5653 | 158.766 | 154.0568 | 149.4369 | 122.3599 | 140.4112 | 141.2557 | 136.5632 | 131.9222
Scenario 4: Reference ZEAS Phase In | SDG&E | Com | BldgEnv | Com - Refrig. Warehouse | Energy Efficiency | Admin | 0.1867 | 0.18005 | 0.17375 | 0.16721 | 0.16129 | 0.15575 | 0.1507 | 0.24772 | 0.14169 | 0.23642 | 0.27033 | 0.26614 | 0.26211
Scenario 4: Reference ZEAS Phase In | SDG&E | Com | BldgEnv | Com - Refrig. Warehouse | Energy Efficiency | Incentives | 0.016209 | 0.015632 | 0.015085 | 0.014518 | 0.014004 | 0.013522 | 0.013084 | 0.021507 | 0.012302 | 0.020526 | 0.02347 | 0.023106 | 0.022757
Scenario 4: Reference ZEAS Phase In | SDG&E | Com | BldgEnv | Com - Refrig. Warehouse | Energy Efficiency | Incremental Measure Cost | 1.9064 | 1.8498 | 1.7954 | 1.7415 | 1.6897 | 1.6398 | 1.5919 | 2.0037 | 1.502 | 1.9139 | 2.1047 | 2.0679 | 2.0326
Scenario 4: Reference ZEAS Phase In | SDG&E | Com | BldgEnv | Com - Restaurant | Energy Efficiency | Admin | 9.2768 | 8.8072 | 8.3631 | 7.9376 | 7.8653 | 7.5117 | 7.179 | 8.7958 | 6.567 | 8.0231 | 7.6677 | 7.3316 | 7.0135
Scenario 4: Reference ZEAS Phase In | SDG&E | Com | BldgEnv | Com - Restaurant | Energy Efficiency | Incentives | 0.80541 | 0.76464 | 0.72609 | 0.68914 | 0.68286 | 0.65216 | 0.62328 | 0.76365 | 0.57015 | 0.69656 | 0.66571 | 0.63653 | 0.60891
Scenario 4: Reference ZEAS Phase In | SDG&E | Com | BldgEnv | Com - Restaurant | Energy Efficiency | Incremental Measure Cost | 124.0311 | 120.1637 | 116.4365 | 112.7939 | 109.8862 | 106.5285 | 103.2699 | 112.9033 | 97.0934 | 106.1323 | 102.8955 | 99.7659 | 96.7493
Scenario 4: Reference ZEAS Phase In | SDG&E | Com | BldgEnv | Com - Retail | Energy Efficiency | Admin | 104.504 | 97.3999 | 90.4432 | 83.3379 | 76.1718 | 70.3843 | 66.5745 | 62.9708 | 59.5844 | 56.4194 | 53.4524 | 50.6825 | 48.0848
Scenario 4: Reference ZEAS Phase In | SDG&E | Com | BldgEnv | Com - Retail | Energy Efficiency | Incentives | 9.0731 | 8.4563 | 7.8523 | 7.2354 | 6.6133 | 6.1108 | 5.78 | 5.4672 | 5.1731 | 4.8984 | 4.6408 | 4.4003 | 4.1747
Scenario 4: Reference ZEAS Phase In | SDG&E | Com | BldgEnv | Com - Retail | Energy Efficiency | Incremental Measure Cost | 628.6223 | 604.6112 | 583.8123 | 559.3086 | 532.3292 | 506.7128 | 484.1783 | 462.7678 | 442.8357 | 424.5837 | 408.0161 | 392.9122 | 379.051
Scenario 4: Reference ZEAS Phase In | SDG&E | Com | BldgEnv | Com - School | Energy Efficiency | Admin | 7.6988 | 7.4096 | 7.1367 | 8.5911 | 8.2678 | 7.9565 | 7.6614 | 7.3846 | 5.8084 | 6.8818 | 6.6531 | 6.4382 | 6.235
Scenario 4: Reference ZEAS Phase In | SDG&E | Com | BldgEnv | Com - School | Energy Efficiency | Incentives | 0.66841 | 0.6433 | 0.61961 | 0.74588 | 0.71781 | 0.69079 | 0.66517 | 0.64113 | 0.50428 | 0.59747 | 0.57763 | 0.55896 | 0.54133
Scenario 4: Reference ZEAS Phase In | SDG&E | Com | BldgEnv | Com - School | Energy Efficiency | Incremental Measure Cost | 91.1095 | 88.4705 | 85.9326 | 93.9337 | 91.2634 | 88.6513 | 86.1045 | 83.6378 | 72.3168 | 78.9265 | 76.6949 | 74.5497 | 72.4913
Scenario 4: Reference ZEAS Phase In | SDG&E | Com | BldgEnv | Com - Warehouse | Energy Efficiency | Admin | 36.7256 | 35.4109 | 34.155 | 32.9691 | 31.8057 | 30.7107 | 29.6483 | 28.6306 | 18.8008 | 26.7102 | 27.4788 | 26.6262 | 25.8149
Scenario 4: Reference ZEAS Phase In | SDG&E | Com | BldgEnv | Com - Warehouse | Energy Efficiency | Incentives | 3.1885 | 3.0744 | 2.9653 | 2.8624 | 2.7614 | 2.6663 | 2.5741 | 2.4857 | 1.6323 | 2.319 | 2.3857 | 2.3117 | 2.2412
Scenario 4: Reference ZEAS Phase In | SDG&E | Com | BldgEnv | Com - Warehouse | Energy Efficiency | Incremental Measure Cost | 338.8797 | 329.475 | 320.4049 | 311.5803 | 302.9202 | 294.532 | 286.3336 | 278.3782 | 224.1075 | 263.1007 | 271.34 | 264.4301 | 257.7725
Scenario 4: Reference ZEAS Phase In | SDG&E | Com | ComRefrig | Com - College | Energy Efficiency | Admin | 130.3355 | 91.4165 | 57.5901 | 32.7123 | 16.3427 | 9.4748 | 5.7935 | 4.0343 | 3.7765 | 3.5352 | 3.3093 | 3.0979 | 2.8999
Scenario 4: Reference ZEAS Phase In | SDG&E | Com | ComRefrig | Com - College | Energy Efficiency | Incentives | 9.0231 | 6.3287 | 3.9869 | 2.2647 | 1.1314 | 0.65594 | 0.40108 | 0.27929 | 0.26145 | 0.24474 | 0.2291 | 0.21446 | 0.20076
Scenario 4: Reference ZEAS Phase In | SDG&E | Com | ComRefrig | Com - College | Energy Efficiency | Incremental Measure Cost | 418.6587 | 296.0895 | 187.7594 | 107.1154 | 53.3767 | 31.8694 | 20.5072 | 15.0117 | 14.3359 | 13.6906 | 13.0744 | 12.486 | 11.9241
Scenario 4: Reference ZEAS Phase In | SDG&E | Com | ComRefrig | Com - Grocery | Energy Efficiency | Admin | 125748.8463 | 71062.5534 | 32648.9825 | 17501.1798 | 9100.4894 | 6235.1619 | 5836.8017 | 5463.9165 | 5114.8756 | 4788.1528 | 4482.3198 | 4196.0395 | 3928.0608
Scenario 4: Reference ZEAS Phase In | SDG&E | Com | ComRefrig | Com - Grocery | Energy Efficiency | Incentives | 8705.5437 | 4919.6329 | 2260.2764 | 1211.5999 | 630.0233 | 431.6578 | 404.0795 | 378.2648 | 354.1008 | 331.482 | 310.3093 | 290.4902 | 271.9381
Scenario 4: Reference ZEAS Phase In | SDG&E | Com | ComRefrig | Com - Grocery | Energy Efficiency | Incremental Measure Cost | 397327.4418 | 224449.4567 | 101670.5964 | 56047.6173 | 30933.3909 | 22314.8933 | 21310.6643 | 20351.712 | 19435.9912 | 18561.5492 | 17726.5217 | 16929.1286 | 16167.6707
Scenario 4: Reference ZEAS Phase In | SDG&E | Com | ComRefrig | Com - Refrig. Warehouse | Energy Efficiency | Admin | 40.2235 | 27.0898 | 16.306 | 8.7432 | 4.2008 | 2.5531 | 1.5253 | 1.3123 | 1.2285 | 1.15 | 1.0765 | 1.0077 | 0.94335
Scenario 4: Reference ZEAS Phase In | SDG&E | Com | ComRefrig | Com - Refrig. Warehouse | Energy Efficiency | Incentives | 2.7847 | 1.8754 | 1.1289 | 0.60529 | 0.29082 | 0.17675 | 0.10559 | 0.090852 | 0.085046 | 0.079612 | 0.074526 | 0.069764 | 0.065308
Scenario 4: Reference ZEAS Phase In | SDG&E | Com | ComRefrig | Com - Refrig. Warehouse | Energy Efficiency | Incremental Measure Cost | 128.8924 | 87.4998 | 52.9929 | 28.4945 | 13.6749 | 8.6947 | 5.5127 | 4.8843 | 4.6645 | 4.4545 | 4.2541 | 4.0626 | 3.8798
Scenario 4: Reference ZEAS Phase In | SDG&E | Com | ComRefrig | Com - Restaurant | Energy Efficiency | Admin | 4830.9155 | 2777.5493 | 1321.0385 | 705.0885 | 378.0724 | 237.3984 | 222.2307 | 208.0331 | 194.7434 | 182.3034 | 170.6588 | 159.7588 | 149.5556
Scenario 4: Reference ZEAS Phase In | SDG&E | Com | ComRefrig | Com - Restaurant | Energy Efficiency | Incentives | 334.4424 | 192.2887 | 91.455 | 48.813 | 26.1738 | 16.435 | 15.3849 | 14.4021 | 13.482 | 12.6208 | 11.8146 | 11.06 | 10.3537
Scenario 4: Reference ZEAS Phase In | SDG&E | Com | ComRefrig | Com - Restaurant | Energy Efficiency | Incremental Measure Cost | 15269.0239 | 8778.3045 | 4124.9738 | 2251.7115 | 1275.6396 | 849.5584 | 811.3246 | 774.8147 | 739.9508 | 706.6586 | 674.867 | 644.5083 | 615.5178
Scenario 4: Reference ZEAS Phase In | SDG&E | Com | ComRefrig | Com - Retail | Energy Efficiency | Admin | 54141.2212 | 31184.8851 | 14937.6877 | 7610.8678 | 4078.4828 | 2579.3982 | 2414.5942 | 2260.33 | 2115.9308 | 1980.7651 | 1854.2419 | 1735.8081 | 1624.946
Scenario 4: Reference ZEAS Phase In | SDG&E | Com | ComRefrig | Com - Retail | Energy Efficiency | Incentives | 3748.1757 | 2158.9175 | 1034.1303 | 526.8974 | 282.3518 | 178.5707 | 167.1614 | 156.4818 | 146.4851 | 137.1276 | 128.3684 | 120.1693 | 112.4944
Scenario 4: Reference ZEAS Phase In | SDG&E | Com | ComRefrig | Com - Retail | Energy Efficiency | Incremental Measure Cost | 171336.609 | 98797.5095 | 46899.7203 | 24312.5268 | 13768.5244 | 9230.1704 | 8814.7614 | 8418.0828 | 8039.2884 | 7677.5705 | 7332.1576 | 7002.3135 | 6687.3351
Scenario 4: Reference ZEAS Phase In | SDG&E | Com | ComRefrig | Com - School | Energy Efficiency | Admin | 12.9934 | 6.6523 | 6.2276 | 5.8301 | 5.4579 | 5.1096 | 4.7835 | 4.4782 | 4.1924 | 3.9249 | 3.6744 | 3.44 | 3.2205
Scenario 4: Reference ZEAS Phase In | SDG&E | Com | ComRefrig | Com - School | Energy Efficiency | Incentives | 0.89952 | 0.46054 | 0.43114 | 0.40362 | 0.37785 | 0.35373 | 0.33116 | 0.31002 | 0.29024 | 0.27172 | 0.25438 | 0.23815 | 0.22295
Scenario 4: Reference ZEAS Phase In | SDG&E | Com | ComRefrig | Com - School | Energy Efficiency | Incremental Measure Cost | 39.946 | 22.0395 | 21.0487 | 20.1025 | 19.1989 | 18.336 | 17.512 | 16.725 | 15.9735 | 15.2558 | 14.5705 | 13.9159 | 13.2909
Scenario 4: Reference ZEAS Phase In | SDG&E | Com | FoodServ | Com - College | Energy Efficiency | Admin | 35785.2782 | 37378.8403 | 38818.8114 | 40418.8607 | 41880.8985 | 43431.6234 | 44947.4416 | 46360.7455 | 47765.1754 | 49188.1816 | 50514.2901 | 52326.7345 | 53619.1904
Scenario 4: Reference ZEAS Phase In | SDG&E | Com | FoodServ | Com - College | Energy Efficiency | Incentives | 3174.6518 | 3316.022 | 3443.7673 | 3585.7137 | 3715.4157 | 3852.9861 | 3987.4599 | 4112.8393 | 4237.4315 | 4363.6716 | 4481.3155 | 4642.1039 | 4756.7623
Scenario 4: Reference ZEAS Phase In | SDG&E | Com | FoodServ | Com - College | Energy Efficiency | Incremental Measure Cost | 59338.7934 | 63277.611 | 66873.5561 | 70861.8828 | 75083.1554 | 79325.3839 | 83587.1103 | 87796.2452 | 92123.606 | 96625.5104 | 101082.3218 | 106671.177 | 111390.423
Scenario 4: Reference ZEAS Phase In | SDG&E | Com | FoodServ | Com - College | Fuel Substitution | Admin | 498.2603 | 597.7606 | 703.5252 | 816.3244 | 936.5346 | 1062.2681 | 1190.8254 | 1317.4224 | 1446.1415 | 1574.7576 | 1706.8395 | 1851.638 | 2004.3854
Scenario 4: Reference ZEAS Phase In | SDG&E | Com | FoodServ | Com - College | Fuel Substitution | Incentives | 104.3514 | 122.8706 | 141.8903 | 161.5069 | 181.7309 | 202.5571 | 224.035 | 246.1464 | 268.8688 | 292.1974 | 316.0539 | 342.0737 | 369.4076
Scenario 4: Reference ZEAS Phase In | SDG&E | Com | FoodServ | Com - College | Fuel Substitution | Incremental Measure Cost | 999.6834 | 1199.4599 | 1411.8415 | 1638.3729 | 1879.8092 | 2136.7608 | 2410.4537 | 2701.4325 | 3010.1996 | 3337.4647 | 3683.0948 | 4068.2202 | 4484.0782
Scenario 4: Reference ZEAS Phase In | SDG&E | Com | FoodServ | Com - Grocery | Energy Efficiency | Admin | 278171.6111 | 292218.8839 | 304911.1443 | 317859.0192 | 330852.8091 | 343905.5111 | 356726.4751 | 369266.8867 | 381127.9653 | 393293.3365 | 405072.8492 | 416758.1655 | 428317.2429
Scenario 4: Reference ZEAS Phase In | SDG&E | Com | FoodServ | Com - Grocery | Energy Efficiency | Incentives | 24677.7134 | 25923.8965 | 27049.877 | 28198.534 | 29351.2575 | 30509.2124 | 31646.6101 | 32759.1188 | 33811.3613 | 34890.5986 | 35935.6049 | 36972.2546 | 37997.7048
Scenario 4: Reference ZEAS Phase In | SDG&E | Com | FoodServ | Com - Grocery | Energy Efficiency | Incremental Measure Cost | 364014.7811 | 390896.3285 | 414882.5458 | 439989.592 | 468731.5805 | 496335.9952 | 523982.1472 | 552089.057 | 580050.7839 | 609391.2163 | 639068.595 | 669554.4605 | 700799.5042
Scenario 4: Reference ZEAS Phase In | SDG&E | Com | FoodServ | Com - Grocery | Fuel Substitution | Admin | 5510.4486 | 6503.2742 | 7545.6888 | 8645.5731 | 9804.8788 | 10977.6499 | 12097.0412 | 13215.6171 | 14342.1836 | 15461.5454 | 16593.8315 | 17743.7997 | 18939.1857
Scenario 4: Reference ZEAS Phase In | SDG&E | Com | FoodServ | Com - Grocery | Fuel Substitution | Incentives | 1106.0855 | 1280.9166 | 1458.1387 | 1638.88 | 1823.0712 | 2010.6117 | 2201.8721 | 2396.4995 | 2594.1875 | 2794.7329 | 2997.2134 | 3202.4553 | 3415.3632
Scenario 4: Reference ZEAS Phase In | SDG&E | Com | FoodServ | Com - Grocery | Fuel Substitution | Incremental Measure Cost | 11041.4113 | 13032.0449 | 15122.3245 | 17328.0368 | 19653.0951 | 22101.1099 | 24681.0736 | 27394.1535 | 30241.9318 | 33227.0513 | 36343.3967 | 39605.8515 | 43082.0104
Scenario 4: Reference ZEAS Phase In | SDG&E | Com | FoodServ | Com - Health | Energy Efficiency | Admin | 108934.5678 | 114004.9193 | 118725.5616 | 124164.2631 | 128700.4933 | 132603.7886 | 133637.4469 | 137582.0108 | 142384.3853 | 148667.6682 | 156028.3893 | 157183.7621 | 159315.0597
Scenario 4: Reference ZEAS Phase In | SDG&E | Com | FoodServ | Com - Health | Energy Efficiency | Incentives | 9664.027 | 10113.8364 | 10532.6235 | 11015.1122 | 11417.538 | 11763.8147 | 11855.5157 | 12205.4536 | 12631.491 | 13188.9052 | 13841.9028 | 13944.4014 | 14133.4777
Scenario 4: Reference ZEAS Phase In | SDG&E | Com | FoodServ | Com - Health | Energy Efficiency | Incremental Measure Cost | 141023.3056 | 150787.6597 | 159797.2356 | 170095.4624 | 180026.9085 | 188918.0112 | 193730.7064 | 203060.6393 | 214005.8208 | 227624.955 | 243419.0851 | 249662.5601 | 257689.138
Scenario 4: Reference ZEAS Phase In | SDG&E | Com | FoodServ | Com - Health | Fuel Substitution | Admin | 1640.4571 | 1956.4727 | 2292.9514 | 2652.3984 | 3036.0239 | 3433.148 | 3828.2564 | 4225.1396 | 4628.696 | 5033.1356 | 5446.199 | 5870.5174 | 6319.6858
Scenario 4: Reference ZEAS Phase In | SDG&E | Com | FoodServ | Com - Health | Fuel Substitution | Incentives | 342.6692 | 401.3618 | 461.7798 | 524.2334 | 588.7503 | 655.3271 | 724.1937 | 794.8723 | 867.1612 | 940.949 | 1015.9377 | 1092.5895 | 1173.2877
Scenario 4: Reference ZEAS Phase In | SDG&E | Com | FoodServ | Com - Health | Fuel Substitution | Incremental Measure Cost | 3287.9902 | 3921.788 | 4596.6965 | 5317.7381 | 6087.3388 | 6907.6611 | 7783.5228 | 8712.0737 | 9693.2907 | 10728.0477 | 11815.0217 | 12962.0028 | 14201.8577
Scenario 4: Reference ZEAS Phase In | SDG&E | Com | FoodServ | Com - Lodging | Energy Efficiency | Admin | 115001.1059 | 119459.6148 | 123562.0231 | 128248.5658 | 131940.211 | 136135.3974 | 139896.3192 | 143549.9916 | 147348.584 | 150930.8732 | 154128.0176 | 157232.583 | 160433.5351
Scenario 4: Reference ZEAS Phase In | SDG&E | Com | FoodServ | Com - Lodging | Energy Efficiency | Incentives | 10202.1627 | 10597.6914 | 10961.6307 | 11377.3904 | 11704.8887 | 12077.0583 | 12410.7029 | 12734.833 | 13071.8193 | 13389.6167 | 13673.2464 | 13948.6631 | 14232.6305
Scenario 4: Reference ZEAS Phase In | SDG&E | Com | FoodServ | Com - Lodging | Energy Efficiency | Incremental Measure Cost | 137889.834 | 146527.0311 | 154418.8331 | 163343.7037 | 171557.6119 | 180469.5677 | 189023.8606 | 197710.9862 | 206901.02 | 216079.4456 | 224983.9965 | 234045.076 | 243562.9597
Scenario 4: Reference ZEAS Phase In | SDG&E | Com | FoodServ | Com - Lodging | Fuel Substitution | Admin | 2154.1271 | 2550.6031 | 2968.3975 | 3409.9393 | 3875.9843 | 4350.3374 | 4809.8357 | 5271.7982 | 5733.8657 | 6186.7486 | 6643.8428 | 7103.7816 | 7565.9385
Scenario 4: Reference ZEAS Phase In | SDG&E | Com | FoodServ | Com - Lodging | Fuel Substitution | Incentives | 439.5402 | 510.7717 | 583.2616 | 657.3102 | 732.872 | 809.8066 | 888.2044 | 967.8447 | 1048.5016 | 1130.0727 | 1212.165 | 1294.5242 | 1377.0283
Scenario 4: Reference ZEAS Phase In | SDG&E | Com | FoodServ | Com - Lodging | Fuel Substitution | Incremental Measure Cost | 4311.0663 | 5104.692 | 5941.0187 | 6824.907 | 7757.8698 | 8740.3687 | 9775.387 | 10862.5245 | 12001.1874 | 13192.0822 | 14432.4037 | 15720.7175 | 17057.0664
Scenario 4: Reference ZEAS Phase In | SDG&E | Com | FoodServ | Com - Office (Large) | Energy Efficiency | Admin | 996.1302 | 1021.3994 | 1045.2128 | 1068.4301 | 1088.8667 | 1112.4511 | 1136.7448 | 1158.4309 | 1175.4239 | 1193.249 | 1209.804 | 1226.2197 | 1242.4132
Scenario 4: Reference ZEAS Phase In | SDG&E | Com | FoodServ | Com - Office (Large) | Energy Efficiency | Incentives | 88.364 | 90.6055 | 92.7179 | 94.7775 | 96.5904 | 98.6825 | 100.8375 | 102.7612 | 104.2686 | 105.8498 | 107.3184 | 108.7746 | 110.2111
Scenario 4: Reference ZEAS Phase In | SDG&E | Com | FoodServ | Com - Office (Large) | Energy Efficiency | Incremental Measure Cost | 1048.7262 | 1096.8362 | 1144.8565 | 1193.693 | 1240.8561 | 1293.0872 | 1347.7521 | 1400.933 | 1449.9129 | 1501.3386 | 1552.6113 | 1605.1521 | 1658.8768
Scenario 4: Reference ZEAS Phase In | SDG&E | Com | FoodServ | Com - Office (Small) | Energy Efficiency | Admin | 409.3579 | 420.8125 | 431.7795 | 442.3085 | 452.3222 | 462.0794 | 471.4892 | 480.4325 | 489.023 | 497.2148 | 505.1029 | 512.7096 | 520.0522
Scenario 4: Reference ZEAS Phase In | SDG&E | Com | FoodServ | Com - Office (Small) | Energy Efficiency | Incentives | 36.313 | 37.3291 | 38.302 | 39.236 | 40.1243 | 40.9898 | 41.8245 | 42.6178 | 43.3799 | 44.1066 | 44.8063 | 45.4811 | 46.1324
Scenario 4: Reference ZEAS Phase In | SDG&E | Com | FoodServ | Com - Office (Small) | Energy Efficiency | Incremental Measure Cost | 430.9721 | 451.8922 | 472.9426 | 494.1648 | 515.4596 | 537.1103 | 559.009 | 581.0046 | 603.2213 | 625.5926 | 648.2278 | 671.1496 | 694.3765
Scenario 4: Reference ZEAS Phase In | SDG&E | Com | FoodServ | Com - Other | Energy Efficiency | Admin | 275484.4457 | 290995.1573 | 305258.3768 | 319465.8944 | 333551.5845 | 347740.4214 | 361700.3978 | 375410.479 | 388917.4202 | 402491.0851 | 415730.0314 | 428836.6294 | 442075.9014
Scenario 4: Reference ZEAS Phase In | SDG&E | Com | FoodServ | Com - Other | Energy Efficiency | Incentives | 24439.2632 | 25815.2673 | 27080.6089 | 28341.0088 | 29590.5962 | 30849.3375 | 32087.7764 | 33304.0462 | 34502.2945 | 35706.462 | 36880.9352 | 38043.667 | 39218.1686
Scenario 4: Reference ZEAS Phase In | SDG&E | Com | FoodServ | Com - Other | Energy Efficiency | Incremental Measure Cost | 359146.9592 | 389386.1201 | 416590.1041 | 444678.1688 | 475528.0439 | 506151.6084 | 537132.3302 | 568821.1131 | 601310.295 | 635062.9784 | 669457.7054 | 704845.5826 | 741726.3203
Scenario 4: Reference ZEAS Phase In | SDG&E | Com | FoodServ | Com - Other | Fuel Substitution | Admin | 4485.2062 | 5368.8495 | 6305.7252 | 7302.3272 | 8360.3584 | 9470.8887 | 10620.8937 | 11803.0006 | 12971.2301 | 14071.433 | 15200.2773 | 16373.0312 | 17569.8736
Scenario 4: Reference ZEAS Phase In | SDG&E | Com | FoodServ | Com - Other | Fuel Substitution | Incentives | 925.6625 | 1087.0114 | 1252.3179 | 1422.4099 | 1597.1225 | 1776.425 | 1960.5783 | 2149.2624 | 2342.1502 | 2539.0948 | 2740.8351 | 2950.0626 | 3163.2437
Scenario 4: Reference ZEAS Phase In | SDG&E | Com | FoodServ | Com - Other | Fuel Substitution | Incremental Measure Cost | 9018.0078 | 10796.9789 | 12683.5731 | 14690.8469 | 16822.2387 | 19082.6388 | 21480.303 | 24017.391 | 26695.8982 | 29519.7852 | 32504.0941 | 35688.9762 | 39038.5097
Scenario 4: Reference ZEAS Phase In | SDG&E | Com | FoodServ | Com - Restaurant | Energy Efficiency | Admin | 740564.223 | 762647.337 | 783776.8939 | 801849.8365 | 909544.7252 | 944026.6542 | 978823.8531 | 1013180.8394 | 1046232.0823 | 1079068.7006 | 1111797.3683 | 1144210.9885 | 1175863.2572
Scenario 4: Reference ZEAS Phase In | SDG&E | Com | FoodServ | Com - Restaurant | Energy Efficiency | Incentives | 65698.3554 | 67657.43 | 69531.9158 | 71135.2378 | 80689.2444 | 83748.2669 | 86835.2592 | 89883.1986 | 92815.3004 | 95728.3619 | 98631.8465 | 101507.3817 | 104315.3742
Scenario 4: Reference ZEAS Phase In | SDG&E | Com | FoodServ | Com - Restaurant | Energy Efficiency | Incremental Measure Cost | 808631.5845 | 850097.3304 | 889925.098 | 927343.1421 | 1081458.9393 | 1144992.494 | 1210484.2939 | 1277627.9272 | 1345307.7247 | 1415014.7877 | 1486979.0966 | 1560986.8502 | 1636374.7517
Scenario 4: Reference ZEAS Phase In | SDG&E | Com | FoodServ | Com - Restaurant | Fuel Substitution | Admin | 16925.104 | 19993.2672 | 23203.1347 | 26563.2727 | 30032.5246 | 33567.2018 | 36992.9926 | 40467.534 | 43905.3847 | 47203.7522 | 50522.5914 | 53853.2849 | 57220.4488
Scenario 4: Reference ZEAS Phase In | SDG&E | Com | FoodServ | Com - Restaurant | Fuel Substitution | Incentives | 3416.3774 | 3959.4843 | 4507.7137 | 5061.7189 | 5613.0289 | 6174.4082 | 6744.5469 | 7322.159 | 7906.0605 | 8495.5895 | 9087.9155 | 9681.4723 | 10280.5938
Scenario 4: Reference ZEAS Phase In | SDG&E | Com | FoodServ | Com - Restaurant | Fuel Substitution | Incremental Measure Cost | 33916.6618 | 40068.8864 | 46505.8887 | 53244.8444 | 60203.5595 | 67529.7094 | 75222.8163 | 83282.1029 | 91707.3042 | 100503.5755 | 109649.6098 | 119137.3706 | 129032.4884
Scenario 4: Reference ZEAS Phase In | SDG&E | Com | FoodServ | Com - Retail | Energy Efficiency | Admin | 1009.0061 | 1014.2908 | 1019.2518 | 1016.8038 | 1000.0869 | 997.0715 | 986.7475 | 975.5948 | 966.9763 | 964.2786 | 961.6213 | 965.7666 | 973.4021
Scenario 4: Reference ZEAS Phase In | SDG&E | Com | FoodServ | Com - Retail | Energy Efficiency | Incentives | 89.5068 | 89.9755 | 90.4156 | 90.1984 | 88.7155 | 88.4479 | 87.5321 | 86.5427 | 85.7782 | 85.5388 | 85.3031 | 85.6708 | 86.3481
Scenario 4: Reference ZEAS Phase In | SDG&E | Com | FoodServ | Com - Retail | Energy Efficiency | Incremental Measure Cost | 1183.3448 | 1208.8989 | 1234.9712 | 1250.6747 | 1244.5676 | 1260.1525 | 1264.3257 | 1267.2114 | 1274.4634 | 1292.2366 | 1310.66 | 1342.0396 | 1380.959
Scenario 4: Reference ZEAS Phase In | SDG&E | Com | FoodServ | Com - School | Energy Efficiency | Admin | 86033.9449 | 90652.3273 | 94199.485 | 97654.0072 | 101233.058 | 104557.1029 | 107786.8898 | 111017.0644 | 114270.6044 | 117381.7314 | 120455.5033 | 123481.7255 | 126413.8854
Scenario 4: Reference ZEAS Phase In | SDG&E | Com | FoodServ | Com - School | Energy Efficiency | Incentives | 7632.3708 | 8042.0764 | 8356.7558 | 8663.2171 | 8980.725 | 9275.6108 | 9562.1349 | 9848.6933 | 10137.3245 | 10413.3216 | 10686.0047 | 10954.4694 | 11214.5896
Scenario 4: Reference ZEAS Phase In | SDG&E | Com | FoodServ | Com - School | Energy Efficiency | Incremental Measure Cost | 142843.1386 | 155376.881 | 164788.3236 | 174379.2264 | 184875.6448 | 195069.6384 | 205351.4072 | 215984.2915 | 227026.5944 | 238184.1391 | 249653.3066 | 261418.2324 | 273430.4513
Scenario 4: Reference ZEAS Phase In | SDG&E | Com | FoodServ | Com - School | Fuel Substitution | Admin | 741.2563 | 881.2117 | 1028.8773 | 1185.7083 | 1352.206 | 1525.7572 | 1702.44 | 1874.6527 | 2050.8956 | 2238.1222 | 2437.431 | 2646.1292 | 2864.0876
Scenario 4: Reference ZEAS Phase In | SDG&E | Com | FoodServ | Com - School | Fuel Substitution | Incentives | 155.5051 | 181.4502 | 207.8799 | 235.0146 | 262.8713 | 291.506 | 321.0221 | 351.4029 | 382.7238 | 416.6169 | 452.52 | 489.9494 | 528.8767
Scenario 4: Reference ZEAS Phase In | SDG&E | Com | FoodServ | Com - School | Fuel Substitution | Incremental Measure Cost | 1493.3827 | 1775.8074 | 2073.8777 | 2390.5176 | 2726.7355 | 3083.9897 | 3464.3341 | 3868.6086 | 4298.7577 | 4775.4179 | 5294.1233 | 5850.892 | 6447.1189
Scenario 4: Reference ZEAS Phase In | SDG&E | Com | HVAC | Com - College | Energy Efficiency | Admin | 6495.3524 | 13558.1748 | 16425.37 | 13246.0833 | 14178.6318 | 15302.4322 | 9264.8441 | 9677.498 | 4636.0453 | 4904.9531 | 5132.967 | 5650.4803 | 5906.0608
Scenario 4: Reference ZEAS Phase In | SDG&E | Com | HVAC | Com - College | Energy Efficiency | Incentives | 2705.7666 | 10670.1855 | 13952.3901 | 12392.7779 | 13606.8275 | 14977.6248 | 4189.4718 | 4422.3862 | 636.4627 | 678.6426 | 720.9458 | 772.0006 | 817.7995
Scenario 4: Reference ZEAS Phase In | SDG&E | Com | HVAC | Com - College | Energy Efficiency | Incremental Measure Cost | 27366.734 | 48809.6628 | 59165.1592 | 58211.4673 | 63880.5317 | 35971.6354 | 10061.8191 | 10621.2077 | 1528.587 | 1629.8902 | 1731.4896 | 1854.1073 | 1964.1021
Scenario 4: Reference ZEAS Phase In | SDG&E | Com | HVAC | Com - College | Fuel Substitution | Admin | 0.27595 | 0.3048 | 0.33466 | 0.45474 | 0 | 0 | 0 | 0 | 0 | 0 | 0 | 0 | 0
Scenario 4: Reference ZEAS Phase In | SDG&E | Com | HVAC | Com - College | Fuel Substitution | Incentives | 0.76245 | 0.84217 | 0.92468 | 1.2565 | 0 | 0 | 0 | 0 | 0 | 0 | 0 | 0 | 0
Scenario 4: Reference ZEAS Phase In | SDG&E | Com | HVAC | Com - College | Fuel Substitution | Incremental Measure Cost | 1.0653 | 1.2002 | 1.3442 | 2.07 | 0 | 0 | 0 | 0 | 0 | 0 | 0 | 0 | 0
Scenario 4: Reference ZEAS Phase In | SDG&E | Com | HVAC | Com - Grocery | Energy Efficiency | Admin | 9832.1441 | 10860.7214 | 11921.7096 | 13073.3984 | 14209.3047 | 15491.7148 | 16840.949 | 18236.479 | 8937.9342 | 6946.9519 | 7380.6917 | 7831.5311 | 5717.1953
Scenario 4: Reference ZEAS Phase In | SDG&E | Com | HVAC | Com - Grocery | Energy Efficiency | Incentives | 10745.1539 | 12111.3767 | 13566.1056 | 15178.5198 | 16834.6975 | 18724.9934 | 20766.943 | 22942.6373 | 11329.6885 | 8907.8691 | 9657.8731 | 10456.8596 | 7552.773
Scenario 4: Reference ZEAS Phase In | SDG&E | Com | HVAC | Com - Grocery | Energy Efficiency | Incremental Measure Cost | 25806.5457 | 29087.7914 | 32581.6017 | 36454.1233 | 40431.7514 | 44971.6591 | 49875.7921 | 55101.1389 | 27210.4176 | 21393.9543 | 23195.2326 | 25114.1518 | 18139.4314
Scenario 4: Reference ZEAS Phase In | SDG&E | Com | HVAC | Com - Grocery | Fuel Substitution | Admin | 28.5562 | 31.9751 | 35.5909 | 39.437 | 0 | 0 | 0 | 0 | 0 | 0 | 0 | 0 | 0
Scenario 4: Reference ZEAS Phase In | SDG&E | Com | HVAC | Com - Grocery | Fuel Substitution | Incentives | 136.5876 | 150.8594 | 165.6035 | 180.9645 | 0 | 0 | 0 | 0 | 0 | 0 | 0 | 0 | 0
Scenario 4: Reference ZEAS Phase In | SDG&E | Com | HVAC | Com - Grocery | Fuel Substitution | Incremental Measure Cost | 62.5332 | 70.3812 | 78.738 | 87.675 | 0 | 0 | 0 | 0 | 0 | 0 | 0 | 0 | 0
Scenario 4: Reference ZEAS Phase In | SDG&E | Com | HVAC | Com - Health | Energy Efficiency | Admin | 27923.065 | 50206.9625 | 52097.2748 | 66096.5779 | 76588.8276 | 79443.5005 | 61662.6792 | 63708.7263 | 36909.2449 | 41685.0858 | 45845.8489 | 45180.5838 | 70170.7214
Scenario 4: Reference ZEAS Phase In | SDG&E | Com | HVAC | Com - Health | Energy Efficiency | Incentives | 21922.1971 | 37558.2926 | 40134.0618 | 57256.9144 | 69264.1105 | 73964.0927 | 53103.7782 | 56423.9217 | 37030.6683 | 41562.9559 | 46791.287 | 47796.0975 | 70020.3999
Scenario 4: Reference ZEAS Phase In | SDG&E | Com | HVAC | Com - Health | Energy Efficiency | Incremental Measure Cost | 85031.7196 | 126171.8378 | 136197.3904 | 181752.584 | 214841.0028 | 177638.9389 | 127538.897 | 135512.8578 | 88936.2442 | 99821.4012 | 112378.2401 | 114791.4851 | 168167.4051
Scenario 4: Reference ZEAS Phase In | SDG&E | Com | HVAC | Com - Health | Fuel Substitution | Admin | 3.8336 | 4.2586 | 4.7022 | 5.1653 | 0 | 0 | 0 | 0 | 0 | 0 | 0 | 0 | 0
Scenario 4: Reference ZEAS Phase In | SDG&E | Com | HVAC | Com - Health | Fuel Substitution | Incentives | 10.634 | 11.803 | 13.0215 | 14.2917 | 0 | 0 | 0 | 0 | 0 | 0 | 0 | 0 | 0
Scenario 4: Reference ZEAS Phase In | SDG&E | Com | HVAC | Com - Health | Fuel Substitution | Incremental Measure Cost | 14.1361 | 16.0186 | 18.0403 | 20.2111 | 0 | 0 | 0 | 0 | 0 | 0 | 0 | 0 | 0
Scenario 4: Reference ZEAS Phase In | SDG&E | Com | HVAC | Com - Lodging | Energy Efficiency | Admin | 31088.7364 | 32859.2304 | 34691.8462 | 36817.0571 | 38602.6525 | 40682.2209 | 33584.9354 | 35025.5836 | 11932.3984 | 11207.6 | 11657.4954 | 12124.3118 | 12667.8372
Scenario 4: Reference ZEAS Phase In | SDG&E | Com | HVAC | Com - Lodging | Energy Efficiency | Incentives | 35285.2521 | 38712.1603 | 42393.5993 | 46634.4561 | 50638.8761 | 55235.2489 | 48220.5852 | 52190.1795 | 20368.5885 | 17838.4229 | 19097.3801 | 20430.9828 | 21915.7617
Scenario 4: Reference ZEAS Phase In | SDG&E | Com | HVAC | Com - Lodging | Energy Efficiency | Incremental Measure Cost | 100999.4605 | 110846.0764 | 121404.9516 | 133551.9007 | 145016.0406 | 132658.0324 | 115810.9734 | 125344.7148 | 48919.0676 | 42842.39 | 45866.0171 | 49068.9195 | 52634.9004
Scenario 4: Reference ZEAS Phase In | SDG&E | Com | HVAC | Com - Lodging | Fuel Substitution | Admin | 12.0818 | 13.3776 | 14.7272 | 16.1359 | 0 | 0 | 0 | 0 | 0 | 0 | 0 | 0 | 0
Scenario 4: Reference ZEAS Phase In | SDG&E | Com | HVAC | Com - Lodging | Fuel Substitution | Incentives | 34.1926 | 37.8155 | 41.5812 | 45.5041 | 0 | 0 | 0 | 0 | 0 | 0 | 0 | 0 | 0
Scenario 4: Reference ZEAS Phase In | SDG&E | Com | HVAC | Com - Lodging | Fuel Substitution | Incremental Measure Cost | 43.1768 | 48.6848 | 53.9605 | 60.2058 | 7.0581 | 0 | 0 | 0 | 0 | 0 | 0 | 0 | 0
Scenario 4: Reference ZEAS Phase In | SDG&E | Com | HVAC | Com - Office (Large) | Energy Efficiency | Admin | 42353.8528 | 45861.4484 | 49432.451 | 53121.8195 | 56746.3653 | 60780.6255 | 146.1912 | 152.5779 | 158.1759 | 163.9094 | 169.3932 | 174.8134 | 180.1407
Scenario 4: Reference ZEAS Phase In | SDG&E | Com | HVAC | Com - Office (Large) | Energy Efficiency | Incentives | 48479.8934 | 53544.3698 | 58867.5075 | 64525.8892 | 70306.7168 | 76810.679 | 211.6302 | 225.2933 | 238.2303 | 251.803 | 265.4318 | 279.4035 | 293.6765
Scenario 4: Reference ZEAS Phase In | SDG&E | Com | HVAC | Com - Office (Large) | Energy Efficiency | Incremental Measure Cost | 231334.807 | 255449.3319 | 280806.333 | 307766.238 | 335310.2199 | 184475.5613 | 508.2705 | 541.085 | 572.1557 | 604.753 | 637.4853 | 671.0411 | 705.3203
Scenario 4: Reference ZEAS Phase In | SDG&E | Com | HVAC | Com - Office (Small) | Energy Efficiency | Admin | 2029.3954 | 2185.1617 | 2342.0117 | 2500.4078 | 2654.8572 | 2815.0226 | 2975.2975 | 3128.1732 | 3277.798 | 3420.379 | 3559.493 | 3695.1558 | 3827.0885
Scenario 4: Reference ZEAS Phase In | SDG&E | Com | HVAC | Com - Office (Small) | Energy Efficiency | Incentives | 341.8089 | 370.8938 | 400.9111 | 431.8407 | 463.5213 | 496.237 | 529.7999 | 563.9662 | 598.8308 | 634.2395 | 670.2817 | 706.9237 | 744.1283
Scenario 4: Reference ZEAS Phase In | SDG&E | Com | HVAC | Com - Office (Small) | Energy Efficiency | Incremental Measure Cost | 106542.5907 | 118054.4586 | 130249.7731 | 28636.0676 | 1113.2351 | 1191.8083 | 1272.4159 | 1354.4728 | 1438.2069 | 1523.2477 | 1609.8098 | 1697.8128 | 1787.1666
Scenario 4: Reference ZEAS Phase In | SDG&E | Com | HVAC | Com - Other | Energy Efficiency | Admin | 50597.0255 | 55756.3477 | 61060.4915 | 66554.3839 | 71405.5015 | 77178.2677 | 83015.8012 | 88697.2547 | 90001.0324 | 94245.3822 | 103654.9157 | 110205.7454 | 115928.3836
Scenario 4: Reference ZEAS Phase In | SDG&E | Com | HVAC | Com - Other | Energy Efficiency | Incentives | 12466.7712 | 14720.2629 | 16809.7604 | 18817.3952 | 20881.469 | 23216.5119 | 25724.9627 | 28388.7636 | 15370.217 | 12476.9209 | 30243.5885 | 37333.914 | 40690.7933
Scenario 4: Reference ZEAS Phase In | SDG&E | Com | HVAC | Com - Other | Energy Efficiency | Incremental Measure Cost | 29941.3394 | 35353.5315 | 40371.8599 | 45193.5796 | 50150.8484 | 55758.9012 | 61783.4264 | 68181.0545 | 36914.5208 | 29965.7159 | 72635.7719 | 89664.5469 | 97726.7357
Scenario 4: Reference ZEAS Phase In | SDG&E | Com | HVAC | Com - Other | Fuel Substitution | Admin | 31.0432 | 34.4638 | 38.0184 | 42.6664 | 0 | 0 | 0 | 0 | 0 | 0 | 0 | 0 | 0
Scenario 4: Reference ZEAS Phase In | SDG&E | Com | HVAC | Com - Other | Fuel Substitution | Incentives | 85.7823 | 95.2227 | 105.044 | 117.8864 | 0 | 0 | 0 | 0 | 0 | 0 | 0 | 0 | 0
Scenario 4: Reference ZEAS Phase In | SDG&E | Com | HVAC | Com - Other | Fuel Substitution | Incremental Measure Cost | 135.4174 | 153.4125 | 172.7091 | 200.1189 | 0 | 0 | 0 | 0 | 0 | 0 | 0 | 0 | 0
Scenario 4: Reference ZEAS Phase In | SDG&E | Com | HVAC | Com - Restaurant | Energy Efficiency | Admin | 23898.8808 | 26560.2658 | 29428.6304 | 32383.1229 | 40127.542 | 44598.424 | 49465.6949 | 54695.3772 | 60244.9873 | 66199.005 | 72582.8812 | 79396.055 | 86633.5175
Scenario 4: Reference ZEAS Phase In | SDG&E | Com | HVAC | Com - Restaurant | Energy Efficiency | Incentives | 22064.6909 | 25051.0595 | 28345.2349 | 31853.9453 | 39633.257 | 44966.186 | 50904.956 | 57450.4519 | 64592.4382 | 72446.5724 | 81076.1572 | 90520.3908 | 100814.4553
Scenario 4: Reference ZEAS Phase In | SDG&E | Com | HVAC | Com - Restaurant | Energy Efficiency | Incremental Measure Cost | 52992.5824 | 60164.9187 | 68076.5119 | 76503.3523 | 95186.8596 | 107994.9103 | 122258.0043 | 137978.2666 | 155131.1151 | 173994.3231 | 194719.9243 | 217402.0607 | 242125.2288
Scenario 4: Reference ZEAS Phase In | SDG&E | Com | HVAC | Com - Restaurant | Fuel Substitution | Admin | 0.046712 | 0.051411 | 0.27961 | 0.30475 | 0 | 0 | 0 | 0 | 0 | 0 | 0 | 0 | 0
Scenario 4: Reference ZEAS Phase In | SDG&E | Com | HVAC | Com - Restaurant | Fuel Substitution | Incentives | 0.12907 | 0.14205 | 0.77258 | 0.84204 | 0 | 0 | 0 | 0 | 0 | 0 | 0 | 0 | 0
Scenario 4: Reference ZEAS Phase In | SDG&E | Com | HVAC | Com - Restaurant | Fuel Substitution | Incremental Measure Cost | 0.16889 | 0.1896 | 1.3237 | 1.4717 | 0 | 0 | 0 | 0 | 0 | 0 | 0 | 0 | 0
Scenario 4: Reference ZEAS Phase In | SDG&E | Com | HVAC | Com - Retail | Energy Efficiency | Admin | 18499.8576 | 19950.7476 | 21449.9108 | 22903.9153 | 24226.497 | 25713.8139 | 15909.235 | 16768.2385 | 460.2544 | 158.7343 | 102.4535 | 72.9166 | 56.7521
Scenario 4: Reference ZEAS Phase In | SDG&E | Com | HVAC | Com - Retail | Energy Efficiency | Incentives | 32768.5696 | 36839.6649 | 41176.4432 | 45642.0767 | 50101.7132 | 55004.2334 | 45533.8485 | 49703.4165 | 811.7432 | 58.207 | 60.8076 | 63.392 | 65.9566
Scenario 4: Reference ZEAS Phase In | SDG&E | Com | HVAC | Com - Retail | Energy Efficiency | Incremental Measure Cost | 99991.2473 | 111765.0313 | 124279.1686 | 137138.2269 | 149932.6558 | 132103.2045 | 109358.2606 | 119372.2771 | 1949.5568 | 139.7953 | 146.0411 | 152.2481 | 158.4073
Scenario 4: Reference ZEAS Phase In | SDG&E | Com | HVAC | Com - Retail | Fuel Substitution | Admin | 1.8138 | 1.9977 | 2.1871 | 2.3822 | 0 | 0 | 0 | 0 | 0 | 0 | 0 | 0 | 0
Scenario 4: Reference ZEAS Phase In | SDG&E | Com | HVAC | Com - Retail | Fuel Substitution | Incentives | 5.0115 | 5.5198 | 6.0432 | 6.5822 | 0 | 0 | 0 | 0 | 0 | 0 | 0 | 0 | 0
Scenario 4: Reference ZEAS Phase In | SDG&E | Com | HVAC | Com - Retail | Fuel Substitution | Incremental Measure Cost | 9.7489 | 10.9547 | 12.2354 | 13.5949 | 0 | 0 | 0 | 0 | 0 | 0 | 0 | 0 | 0
Scenario 4: Reference ZEAS Phase In | SDG&E | Com | HVAC | Com - School | Energy Efficiency | Admin | 26961.9801 | 27510.6283 | 27911.8125 | 28197.801 | 28504.446 | 52704.7445 | 28802.6868 | 29011.8912 | 29409.9186 | 30502.455 | 31611.2353 | 32698.835 | 33736.4388
Scenario 4: Reference ZEAS Phase In | SDG&E | Com | HVAC | Com - School | Energy Efficiency | Incentives | 26759.4539 | 27941.7606 | 29045.6529 | 30092.7915 | 31222.8648 | 62604.6879 | 33248.7354 | 34370.9632 | 35709.5737 | 37665.0043 | 39715.246 | 41816.3867 | 43932.5579
Scenario 4: Reference ZEAS Phase In | SDG&E | Com | HVAC | Com - School | Energy Efficiency | Incremental Measure Cost | 127862.9218 | 137848.4401 | 148130.5236 | 158775.8824 | 170257.4115 | 150357.152 | 79853.2078 | 82548.453 | 85763.3826 | 90459.7238 | 95383.7721 | 100430.064 | 105512.4545
Scenario 4: Reference ZEAS Phase In | SDG&E | Com | HVAC | Com - School | Fuel Substitution | Admin | 0.44008 | 0.47722 | 0.51429 | 0.5513 | 0 | 0 | 0 | 0 | 0 | 0 | 0 | 0 | 0
Scenario 4: Reference ZEAS Phase In | SDG&E | Com | HVAC | Com - School | Fuel Substitution | Incentives | 1.2159 | 1.3186 | 1.421 | 1.5233 | 0 | 0 | 0 | 0 | 0 | 0 | 0 | 0 | 0
Scenario 4: Reference ZEAS Phase In | SDG&E | Com | HVAC | Com - School | Fuel Substitution | Incremental Measure Cost | 1.906 | 2.1082 | 2.3174 | 2.5339 | 0 | 0 | 0 | 0 | 0 | 0 | 0 | 0 | 0
Scenario 4: Reference ZEAS Phase In | SDG&E | Com | HVAC | Com - Warehouse | Energy Efficiency | Admin | 11.3653 | 12.1562 | 12.9548 | 13.7872 | 14.582 | 15.4113 | 16.2217 | 17.0322 | 17.8392 | 18.6472 | 19.4317 | 20.2097 | 3.1557
Scenario 4: Reference ZEAS Phase In | SDG&E | Com | HVAC | Com - Warehouse | Energy Efficiency | Incentives | 22.7717 | 24.8437 | 27.0052 | 29.3152 | 31.6254 | 34.0922 | 36.6028 | 39.2001 | 41.8788 | 44.651 | 47.4601 | 50.3475 | 8.0189
Scenario 4: Reference ZEAS Phase In | SDG&E | Com | HVAC | Com - Warehouse | Energy Efficiency | Incremental Measure Cost | 54.6906 | 59.6668 | 64.8581 | 70.406 | 75.9543 | 81.879 | 87.9088 | 94.1466 | 100.5799 | 107.238 | 113.9844 | 120.9193 | 19.2589
Scenario 4: Reference ZEAS Phase In | SDG&E | Com | HVAC | Com - Warehouse | Fuel Substitution | Admin | 5.3237 | 5.9266 | 6.6569 | 7.3303 | 0 | 0 | 0 | 0 | 0 | 0 | 0 | 0 | 0
Scenario 4: Reference ZEAS Phase In | SDG&E | Com | HVAC | Com - Warehouse | Fuel Substitution | Incentives | 14.9159 | 16.5822 | 18.5967 | 20.4499 | 0 | 0 | 0 | 0 | 0 | 0 | 0 | 0 | 0
Scenario 4: Reference ZEAS Phase In | SDG&E | Com | HVAC | Com - Warehouse | Fuel Substitution | Incremental Measure Cost | 15.9561 | 18.0921 | 21.0922 | 23.6516 | 0 | 0 | 0 | 0 | 0 | 0 | 0 | 0 | 0
Scenario 4: Reference ZEAS Phase In | SDG&E | Com | Lighting | Com - College | Energy Efficiency | Admin | 0 | 5093.4216 | 6621.9018 | 6809.8653 | 6938.4163 | 7104.7186 | 7266.394 | 7408.3677 | 1454.5399 | 0 | 0 | 0 | 0
Scenario 4: Reference ZEAS Phase In | SDG&E | Com | Lighting | Com - College | Energy Efficiency | Incentives | 0 | 28131.5751 | 37305.0246 | 39131.2106 | 40667.2956 | 42474.8632 | 44310.2526 | 46079.5236 | 9228.078 | 0 | 0 | 0 | 0
Scenario 4: Reference ZEAS Phase In | SDG&E | Com | Lighting | Com - College | Energy Efficiency | Incremental Measure Cost | 0 | 29812.4458 | 39534.0118 | 41469.3131 | 43097.1796 | 45012.7499 | 46957.8044 | 48832.79 | 9779.4586 | 0 | 0 | 0 | 0
Scenario 4: Reference ZEAS Phase In | SDG&E | Com | Lighting | Com - Grocery | Energy Efficiency | Admin | 12240.6607 | 12340.3388 | 12434.828 | 12553.7134 | 12640.707 | 12773.7263 | 12911.5261 | 13044.9663 | 13159.3716 | 8020.5661 | 7096.2883 | 7228.3961 | 7361.9355
Scenario 4: Reference ZEAS Phase In | SDG&E | Com | Lighting | Com - Grocery | Energy Efficiency | Incentives | 39811.1328 | 40863.7165 | 41930.1937 | 43109.3009 | 44213.6787 | 45509.6677 | 46860.448 | 48234.6126 | 49577.6175 | 28246.4064 | 24613.969 | 25573.6382 | 26567.0144
Scenario 4: Reference ZEAS Phase In | SDG&E | Com | Lighting | Com - Grocery | Energy Efficiency | Incremental Measure Cost | 42189.8608 | 43305.3368 | 44435.5363 | 45685.0955 | 46855.4602 | 48228.885 | 49660.3749 | 51116.6462 | 52539.8961 | 29934.1383 | 26084.6616 | 27101.6713 | 28154.402
Scenario 4: Reference ZEAS Phase In | SDG&E | Com | Lighting | Com - Health | Energy Efficiency | Admin | 30024.0558 | 30188.5401 | 30379.0945 | 30793.4375 | 30942.8581 | 31008.5629 | 30434.884 | 30603.4145 | 30991.7126 | 31720.4714 | 32680.9998 | 32327.0574 | 32244.9649
Scenario 4: Reference ZEAS Phase In | SDG&E | Com | Lighting | Com - Health | Energy Efficiency | Incentives | 102983.2118 | 105459.0654 | 108093.6099 | 111594.9404 | 114242.7508 | 116650.9376 | 116709.0942 | 119581.8367 | 123390.9804 | 128672.1521 | 135066.5045 | 136204.2637 | 138492.2569
Scenario 4: Reference ZEAS Phase In | SDG&E | Com | Lighting | Com - Health | Energy Efficiency | Incremental Measure Cost | 109136.4919 | 111760.2785 | 114552.2379 | 118262.7741 | 121068.7919 | 123620.8687 | 123682.5001 | 126726.89 | 130763.6312 | 136360.3547 | 143136.7717 | 144342.5124 | 146767.2138
Scenario 4: Reference ZEAS Phase In | SDG&E | Com | Lighting | Com - Office (Large) | Energy Efficiency | Admin | 27608.8166 | 27896.3004 | 28155.2543 | 28419.7515 | 28599.7792 | 28930.1626 | 29303.8319 | 29591.97 | 29723.3338 | 29909.1175 | 30068.9743 | 30243.8139 | 30428.8206
Scenario 4: Reference ZEAS Phase In | SDG&E | Com | Lighting | Com - Office (Large) | Energy Efficiency | Incentives | 158262.2554 | 163108.4055 | 167914.9471 | 172882.2282 | 177456.9149 | 183097.0269 | 189171.1939 | 194851.8979 | 199631.216 | 204896.5776 | 210111.5324 | 215559.916 | 221216.1043
Scenario 4: Reference ZEAS Phase In | SDG&E | Com | Lighting | Com - Office (Large) | Energy Efficiency | Incremental Measure Cost | 167718.4762 | 172854.1853 | 177947.9193 | 183211.997 | 188060.0228 | 194037.1333 | 200474.2336 | 206494.3616 | 211559.2454 | 217139.2141 | 222665.7642 | 228439.6904 | 234433.8378
Scenario 4: Reference ZEAS Phase In | SDG&E | Com | Lighting | Com - Refrig. Warehouse | Energy Efficiency | Admin | 47.7958 | 48.1745 | 48.5775 | 48.6901 | 48.9894 | 49.3505 | 49.8296 | 50.3155 | 50.9069 | 51.447 | 52.0914 | 52.7856 | 53.4732
Scenario 4: Reference ZEAS Phase In | SDG&E | Com | Lighting | Com - Refrig. Warehouse | Energy Efficiency | Incentives | 112.0404 | 114.9452 | 117.9939 | 120.4332 | 123.3948 | 126.5939 | 130.185 | 133.8979 | 137.9983 | 142.0798 | 146.5675 | 151.3271 | 156.2077
Scenario 4: Reference ZEAS Phase In | SDG&E | Com | Lighting | Com - Refrig. Warehouse | Energy Efficiency | Incremental Measure Cost | 118.7348 | 121.8132 | 125.044 | 127.6291 | 130.7677 | 134.1579 | 137.9636 | 141.8983 | 146.2437 | 150.5691 | 155.3249 | 160.3689 | 165.5412
Scenario 4: Reference ZEAS Phase In | SDG&E | Com | Lighting | Com - Restaurant | Energy Efficiency | Admin | 8506.8348 | 8394.4656 | 8307.4037 | 8204.8646 | 9123.8729 | 9198.2817 | 9284.0273 | 9370.2205 | 9448.2327 | 9529.3665 | 9614.7489 | 9702.3114 | 9790.2817
Scenario 4: Reference ZEAS Phase In | SDG&E | Com | Lighting | Com - Restaurant | Energy Efficiency | Incentives | 35032.4631 | 35211.3503 | 35493.3075 | 35711.1082 | 40347.5016 | 41431.3502 | 42596.9854 | 43798.0709 | 44994.9869 | 46240.1279 | 47540.581 | 48888.0239 | 50274.8999
Scenario 4: Reference ZEAS Phase In | SDG&E | Com | Lighting | Com - Restaurant | Energy Efficiency | Incremental Measure Cost | 37125.664 | 37315.2399 | 37614.0441 | 37844.8584 | 42758.2779 | 43906.8867 | 45142.169 | 46415.0197 | 47683.4519 | 49002.9904 | 50381.146 | 51809.0991 | 53278.8414
Scenario 4: Reference ZEAS Phase In | SDG&E | Com | Lighting | Com - Retail | Energy Efficiency | Admin | 56604.0081 | 55985.0608 | 55437.7398 | 54820.4048 | 54020.9069 | 53500.3468 | 52907.4933 | 52340.7845 | 51842.9635 | 51453.0641 | 51086.353 | 50825.8034 | 50624.5567
Scenario 4: Reference ZEAS Phase In | SDG&E | Com | Lighting | Com - Retail | Energy Efficiency | Incentives | 228701.783 | 230378.3597 | 232353.6462 | 234053.1939 | 234981.892 | 237086.1363 | 238884.9642 | 240800.7441 | 243034.7525 | 245786.8862 | 248681.2876 | 252128.0131 | 255924.4811
Scenario 4: Reference ZEAS Phase In | SDG&E | Com | Lighting | Com - Retail | Energy Efficiency | Incremental Measure Cost | 242366.7882 | 244143.5409 | 246236.8514 | 248037.9476 | 249022.1357 | 251252.1093 | 253158.4178 | 255188.6661 | 257556.1572 | 260472.7318 | 263540.0746 | 267192.7431 | 271216.0513
Scenario 4: Reference ZEAS Phase In | SDG&E | Com | Lighting | Com - Warehouse | Energy Efficiency | Admin | 806.8932 | 827.5147 | 848.0262 | 870.7847 | 889.8226 | 911.2401 | 930.9706 | 950.6247 | 176.1807 | 0 | 0 | 0 | 0
Scenario 4: Reference ZEAS Phase In | SDG&E | Com | Lighting | Com - Warehouse | Energy Efficiency | Incentives | 5459.9037 | 5711.4293 | 5970.0576 | 6252.8819 | 6517.3797 | 6807.7346 | 7094.2407 | 7388.8899 | 1396.7824 | 0 | 0 | 0 | 0
Scenario 4: Reference ZEAS Phase In | SDG&E | Com | Lighting | Com - Warehouse | Energy Efficiency | Incremental Measure Cost | 5786.1347 | 6052.689 | 6326.7705 | 6626.4936 | 6906.7952 | 7214.4989 | 7518.1239 | 7830.3784 | 1480.2406 | 0 | 0 | 0 | 0
Scenario 4: Reference ZEAS Phase In | SDG&E | Com | WaterHeat | Com - College | Energy Efficiency | Admin | 63060.3113 | 64280.997 | 61790.9634 | 62942.004 | 63908.5378 | 65049.678 | 45718.5457 | 46297.6808 | 11639.766 | 12353.939 | 47963.9411 | 48727.5736 | 49389.1038
Scenario 4: Reference ZEAS Phase In | SDG&E | Com | WaterHeat | Com - College | Energy Efficiency | Incentives | 0.015205 | 0.015499 | 0.014899 | 0.015177 | 0.01541 | 0.015685 | 0.011024 | 0.011163 | 0.0028063 | 0.0029785 | 0.011565 | 0.011749 | 0.011908
Scenario 4: Reference ZEAS Phase In | SDG&E | Com | WaterHeat | Com - College | Energy Efficiency | Incremental Measure Cost | 45627.5272 | 47600.1187 | 47371.6185 | 49488.3806 | 51401.5662 | 33909.2348 | 17467.7797 | 17905.495 | 2305.8548 | 2494.1962 | 19227.7175 | 19746.6688 | 20252.5889
Scenario 4: Reference ZEAS Phase In | SDG&E | Com | WaterHeat | Com - College | Fuel Substitution | Admin | 91416.8673 | 103086.005 | 134541.9376 | 119336.3914 | 92243.4095 | 102322.1984 | 44812.5799 | 51860.7842 | 58802.9136 | 65710.9007 | 71477.1444 | 76409.916 | 80724.1255
Scenario 4: Reference ZEAS Phase In | SDG&E | Com | WaterHeat | Com - College | Fuel Substitution | Incentives | 16883.4651 | 18735.5713 | 26921.3771 | 24295.9059 | 19587.8114 | 21572.4655 | 18263.2536 | 20718.2703 | 23028.7336 | 25227.7711 | 26902.2764 | 28194.076 | 29201.2385
Scenario 4: Reference ZEAS Phase In | SDG&E | Com | WaterHeat | Com - College | Fuel Substitution | Incremental Measure Cost | 288531.6318 | 326263.7695 | 404173.2304 | 389421.824 | 351556.7084 | 233978.9531 | 108626.5957 | 125584.1038 | 117605.8271 | 131421.8015 | 142954.2889 | 152819.832 | 161448.251
Scenario 4: Reference ZEAS Phase In | SDG&E | Com | WaterHeat | Com - Grocery | Energy Efficiency | Admin | 60634.0772 | 62714.5354 | 64799.842 | 66968.9058 | 69087.4697 | 71359.8511 | 69479.5508 | 71726.1589 | 48901.8879 | 51483.2046 | 78464.6354 | 80872.2091 | 83358.6227
Scenario 4: Reference ZEAS Phase In | SDG&E | Com | WaterHeat | Com - Grocery | Energy Efficiency | Incentives | 0.01462 | 0.015121 | 0.015624 | 0.016147 | 0.016658 | 0.017206 | 0.016752 | 0.017294 | 0.01179 | 0.012413 | 0.018919 | 0.019499 | 0.020098
Scenario 4: Reference ZEAS Phase In | SDG&E | Com | WaterHeat | Com - Grocery | Energy Efficiency | Incremental Measure Cost | 18117.5984 | 18737.4047 | 19365.6589 | 20024.5092 | 20680.6564 | 19263.7049 | 17668.9498 | 18214.9659 | 7364.1666 | 7838.2439 | 19884.4269 | 20508.769 | 21159.3619
Scenario 4: Reference ZEAS Phase In | SDG&E | Com | WaterHeat | Com - Grocery | Fuel Substitution | Admin | 6001.9659 | 6680.075 | 7384.6191 | 8127.9024 | 8910.7776 | 9739.1683 | 0 | 0 | 0 | 0 | 0 | 0 | 0
Scenario 4: Reference ZEAS Phase In | SDG&E | Com | WaterHeat | Com - Grocery | Fuel Substitution | Incentives | 905.0118 | 987.5109 | 1070.258 | 1154.8849 | 1241.2969 | 1330.0922 | 0 | 0 | 0 | 0 | 0 | 0 | 0
Scenario 4: Reference ZEAS Phase In | SDG&E | Com | WaterHeat | Com - Grocery | Fuel Substitution | Incremental Measure Cost | 12003.9319 | 13360.15 | 14769.2381 | 16255.8048 | 17821.5552 | 19478.3365 | 0 | 0 | 0 | 0 | 0 | 0 | 0
Scenario 4: Reference ZEAS Phase In | SDG&E | Com | WaterHeat | Com - Health | Energy Efficiency | Admin | 156789.0928 | 163048.1911 | 159796.8878 | 166498.4899 | 172208.529 | 177581.5693 | 115488.8415 | 119923.5178 | 78328.8574 | 84089.594 | 136750.1142 | 140321.1083 | 144473.5439
Scenario 4: Reference ZEAS Phase In | SDG&E | Com | WaterHeat | Com - Health | Energy Efficiency | Incentives | 0.037804 | 0.039313 | 0.038529 | 0.040145 | 0.041522 | 0.042817 | 0.027845 | 0.028915 | 0.018885 | 0.020274 | 0.032971 | 0.033832 | 0.034833
Scenario 4: Reference ZEAS Phase In | SDG&E | Com | WaterHeat | Com - Health | Energy Efficiency | Incremental Measure Cost | 74206.3104 | 77689.6586 | 77863.534 | 81807.3684 | 85223.947 | 55328.4349 | 27267.3708 | 28266.9944 | 8165.901 | 8924.0131 | 31668.6226 | 32700.5154 | 33818.4814
Scenario 4: Reference ZEAS Phase In | SDG&E | Com | WaterHeat | Com - Health | Fuel Substitution | Admin | 145689.9682 | 164739.5614 | 212295.3497 | 194440.2097 | 159557.0395 | 177305.0304 | 64265.9192 | 74774.248 | 84956.4218 | 95331.9868 | 104145.9793 | 111631.9031 | 118178.083
Scenario 4: Reference ZEAS Phase In | SDG&E | Com | WaterHeat | Com - Health | Fuel Substitution | Incentives | 47108.7339 | 52393.7455 | 74883.8705 | 69255.2252 | 58163.8076 | 64227.185 | 50681.5652 | 57805.9849 | 64384.627 | 70826.9508 | 75854.8301 | 79710.2581 | 82727.6441
Scenario 4: Reference ZEAS Phase In | SDG&E | Com | WaterHeat | Com - Health | Fuel Substitution | Incremental Measure Cost | 437938.6421 | 496390.3717 | 612834.7379 | 599522.7556 | 553208.3651 | 449238.1147 | 240914.3283 | 279605.2021 | 169912.8436 | 190663.9736 | 208291.9585 | 223263.8063 | 236356.166
Scenario 4: Reference ZEAS Phase In | SDG&E | Com | WaterHeat | Com - Lodging | Energy Efficiency | Admin | 568314.0759 | 575400.5266 | 571706.8222 | 582501.7466 | 588173.6795 | 597520.206 | 92299.3956 | 92421.0445 | 18142.841 | 19056.5953 | 65958.0239 | 66449.4784 | 66947.5792
Scenario 4: Reference ZEAS Phase In | SDG&E | Com | WaterHeat | Com - Lodging | Energy Efficiency | Incentives | 0.13703 | 0.13874 | 0.13785 | 0.14045 | 0.14182 | 0.14408 | 0.022255 | 0.022284 | 0.0043742 | 0.0045945 | 0.015904 | 0.016022 | 0.016142
Scenario 4: Reference ZEAS Phase In | SDG&E | Com | WaterHeat | Com - Lodging | Energy Efficiency | Incremental Measure Cost | 429854.4154 | 442193.9352 | 451829.6566 | 467696.7884 | 480279.6323 | 301437.6335 | 112180.5966 | 113372.1271 | 1832.7853 | 1948.7589 | 23873.1976 | 24237.1044 | 24598.3098
Scenario 4: Reference ZEAS Phase In | SDG&E | Com | WaterHeat | Com - Lodging | Fuel Substitution | Admin | 166592.9439 | 187075.0227 | 236841.7319 | 217817.3952 | 181263.0889 | 199883.8315 | 66098.384 | 76445.4401 | 86146.0473 | 96040.0723 | 104201.082 | 111076.3397 | 117042.7457
Scenario 4: Reference ZEAS Phase In | SDG&E | Com | WaterHeat | Com - Lodging | Fuel Substitution | Incentives | 63039.8916 | 69678.8613 | 97791.4719 | 90340.8626 | 76143.5619 | 83500.563 | 62909.2617 | 71323.9641 | 78793.5466 | 86116.4589 | 91598.8417 | 95725.3243 | 98887.0676
Scenario 4: Reference ZEAS Phase In | SDG&E | Com | WaterHeat | Com - Lodging | Fuel Substitution | Incremental Measure Cost | 663469.4633 | 745115.4272 | 886782.2727 | 892740.865 | 865385 | 497586.196 | 247691.344 | 285855.0833 | 172292.0946 | 192080.1446 | 208402.164 | 222152.6793 | 234085.4915
Scenario 4: Reference ZEAS Phase In | SDG&E | Com | WaterHeat | Com - Office (Large) | Energy Efficiency | Admin | 143951.6622 | 143017.4185 | 139104.2508 | 138128.8824 | 137051.8112 | 136460.4745 | 86806.1024 | 85507.8795 | 33748.564 | 35559.438 | 81704.3292 | 80691.7428 | 79774.9969
Scenario 4: Reference ZEAS Phase In | SDG&E | Com | WaterHeat | Com - Office (Large) | Energy Efficiency | Incentives | 0.03471 | 0.034484 | 0.033541 | 0.033305 | 0.033046 | 0.032903 | 0.02093 | 0.020617 | 0.0081367 | 0.0085733 | 0.0197 | 0.019456 | 0.019235
Scenario 4: Reference ZEAS Phase In | SDG&E | Com | WaterHeat | Com - Office (Large) | Energy Efficiency | Incremental Measure Cost | 113604.0105 | 116384.8332 | 117177.1792 | 119921.3868 | 122481.5412 | 77352.0257 | 31038.6774 | 30641.861 | 7264.6054 | 7807.4964 | 29382.5924 | 29013.6961 | 28658.4407
Scenario 4: Reference ZEAS Phase In | SDG&E | Com | WaterHeat | Com - Office (Large) | Fuel Substitution | Admin | 47349.5078 | 53131.8596 | 74124.2954 | 60331.2401 | 38585.429 | 42822.1072 | 31120.7356 | 35891.6294 | 40885.4861 | 45447.013 | 49118.8723 | 52108.7258 | 54598.6652
Scenario 4: Reference ZEAS Phase In | SDG&E | Com | WaterHeat | Com - Office (Large) | Fuel Substitution | Incentives | 9420.8166 | 10376.9504 | 15692.8633 | 13652.9331 | 10356.7162 | 11343.8295 | 11472.5486 | 12970.0989 | 14483.6498 | 15782.8959 | 16722.9042 | 17392.472 | 17865.8482
Scenario 4: Reference ZEAS Phase In | SDG&E | Com | WaterHeat | Com - Office (Large) | Fuel Substitution | Incremental Measure Cost | 169674.4989 | 190580.0205 | 242202.3136 | 224583.0819 | 191393.817 | 113443.92 | 94692.2266 | 108796.386 | 81770.9722 | 90894.026 | 98237.7447 | 104217.4517 | 109197.3304
Scenario 4: Reference ZEAS Phase In | SDG&E | Com | WaterHeat | Com - Office (Small) | Energy Efficiency | Admin | 68022.9793 | 68292.9575 | 67990.9018 | 68100.4643 | 68183.2351 | 68249.1056 | 68296.358 | 68322.3376 | 12169.446 | 12851.0055 | 67956.5518 | 67926.4281 | 67877.0888
Scenario 4: Reference ZEAS Phase In | SDG&E | Com | WaterHeat | Com - Office (Small) | Energy Efficiency | Incentives | 0.016402 | 0.016467 | 0.016394 | 0.01642 | 0.01644 | 0.016456 | 0.016468 | 0.016474 | 0.002934 | 0.0030984 | 0.016386 | 0.016378 | 0.016366
Scenario 4: Reference ZEAS Phase In | SDG&E | Com | WaterHeat | Com - Office (Small) | Energy Efficiency | Incremental Measure Cost | 25415.7047 | 25927.8311 | 25886.1842 | 26321.8866 | 26752.309 | 27179.8959 | 27604.0717 | 28023.9922 | 2870.5964 | 3091.9937 | 29112.5705 | 29518.2622 | 29917.4165
Scenario 4: Reference ZEAS Phase In | SDG&E | Com | WaterHeat | Com - Office (Small) | Fuel Substitution | Admin | 22398.4401 | 25206.887 | 34345.6721 | 28053.9762 | 17821.1204 | 19696.8748 | 14467.5917 | 16638.2747 | 18761.2381 | 20842.7687 | 22546.0167 | 23968.0753 | 25189.6541
Scenario 4: Reference ZEAS Phase In | SDG&E | Com | WaterHeat | Com - Office (Small) | Fuel Substitution | Incentives | 4104.2264 | 4537.4959 | 6673.5925 | 5830.4374 | 4426.3788 | 4871.2659 | 4863.5191 | 5482.7802 | 6060.5578 | 6600.523 | 6999.6219 | 7295.0047 | 7516.3261
Scenario 4: Reference ZEAS Phase In | SDG&E | Com | WaterHeat | Com - Office (Small) | Fuel Substitution | Incremental Measure Cost | 44796.8801 | 50413.774 | 68691.3442 | 56186.2897 | 35988.6143 | 40049.5084 | 28935.1834 | 33276.5493 | 37522.4762 | 41685.5375 | 45092.0334 | 47936.1507 | 50379.3082
Scenario 4: Reference ZEAS Phase In | SDG&E | Com | WaterHeat | Com - Other | Energy Efficiency | Admin | 409029.5395 | 432405.4314 | 423138.355 | 445560.2097 | 467796.6104 | 491278.5302 | 475406.5981 | 498637.2705 | 402810.4526 | 427788.0302 | 567973.4406 | 593263.8328 | 619280.6165
Scenario 4: Reference ZEAS Phase In | SDG&E | Com | WaterHeat | Com - Other | Energy Efficiency | Incentives | 0.098621 | 0.10426 | 0.10202 | 0.10743 | 0.11279 | 0.11845 | 0.11462 | 0.12022 | 0.097117 | 0.10314 | 0.13694 | 0.14304 | 0.14931
Scenario 4: Reference ZEAS Phase In | SDG&E | Com | WaterHeat | Com - Other | Energy Efficiency | Incremental Measure Cost | 147224.7009 | 156198.735 | 149018.0045 | 157391.8111 | 165832.9731 | 128156.2059 | 107648.2846 | 113122.4513 | 64527.5024 | 69742.403 | 129626.4983 | 136127.0126 | 142941.4701
Scenario 4: Reference ZEAS Phase In | SDG&E | Com | WaterHeat | Com - Other | Fuel Substitution | Admin | 697336.5069 | 785588.3516 | 1013076.5072 | 914278.6482 | 733768.9692 | 813413.9231 | 313649.9997 | 363370.1512 | 413541.9295 | 462613.5018 | 503492.3947 | 538140.3982 | 568257.637
Scenario 4: Reference ZEAS Phase In | SDG&E | Com | WaterHeat | Com - Other | Fuel Substitution | Incentives | 155846.9495 | 172744.972 | 246076.0412 | 224020.807 | 183985.9142 | 202428.5605 | 163447.7855 | 185621.6397 | 207091.0312 | 227108.7317 | 242320.828 | 253910.5806 | 262857.7944
Scenario 4: Reference ZEAS Phase In | SDG&E | Com | WaterHeat | Com - Other | Fuel Substitution | Incremental Measure Cost | 2133638.6448 | 2409963.842 | 2969116.492 | 2880360.9804 | 2632934.8339 | 2093359.0028 | 1177769.6824 | 1360764.9859 | 827083.8589 | 925227.0035 | 1006984.7895 | 1076280.7963 | 1136515.274
Scenario 4: Reference ZEAS Phase In | SDG&E | Com | WaterHeat | Com - Refrig. Warehouse | Energy Efficiency | Admin | 280.5276 | 304.4679 | 321.2983 | 343.8689 | 367.7434 | 392.3014 | 378.3477 | 1517.7047 | 429.7345 | 456.131 | 1590.6124 | 1615.9896 | 1641.4793
Scenario 4: Reference ZEAS Phase In | SDG&E | Com | WaterHeat | Com - Refrig. Warehouse | Energy Efficiency | Incentives | 6.7636e-05 | 7.3408e-05 | 7.7465e-05 | 8.2907e-05 | 8.8663e-05 | 9.4584e-05 | 9.1219e-05 | 0.00036594 | 0.00010361 | 0.00010997 | 0.00038352 | 0.00038964 | 0.00039578
Scenario 4: Reference ZEAS Phase In | SDG&E | Com | WaterHeat | Com - Refrig. Warehouse | Energy Efficiency | Incremental Measure Cost | 34.4546 | 37.5457 | 38.2093 | 41.1458 | 44.3473 | 47.7349 | 34.1835 | 534.7929 | 40.3948 | 43.7336 | 571.8671 | 584.6017 | 597.4717
Scenario 4: Reference ZEAS Phase In | SDG&E | Com | WaterHeat | Com - Refrig. Warehouse | Fuel Substitution | Admin | 154.362 | 172.3575 | 214.2979 | 197.315 | 165.0778 | 181.4085 | 57.4344 | 66.2918 | 74.428 | 82.7062 | 89.6761 | 95.5776 | 100.7253
Scenario 4: Reference ZEAS Phase In | SDG&E | Com | WaterHeat | Com - Refrig. Warehouse | Fuel Substitution | Incentives | 50.9607 | 56.0601 | 77.0048 | 71.1193 | 60.0605 | 65.7228 | 48.3881 | 54.751 | 60.2621 | 65.6488 | 69.7832 | 72.9153 | 75.334
Scenario 4: Reference ZEAS Phase In | SDG&E | Com | WaterHeat | Com - Refrig. Warehouse | Fuel Substitution | Incremental Measure Cost | 308.7241 | 344.715 | 428.5958 | 394.63 | 330.1557 | 362.817 | 114.8689 | 132.5836 | 148.8561 | 165.4125 | 179.3521 | 191.1552 | 201.4506
Scenario 4: Reference ZEAS Phase In | SDG&E | Com | WaterHeat | Com - Restaurant | Energy Efficiency | Admin | 102044.2416 | 106236.0742 | 89921.5318 | 93221.9217 | 106675.7981 | 112223.387 | 109847.4539 | 133322.0952 | 121110.7005 | 126859.9613 | 150104.4241 | 155912.3881 | 161802.6184
Scenario 4: Reference ZEAS Phase In | SDG&E | Com | WaterHeat | Com - Restaurant | Energy Efficiency | Incentives | 0.024604 | 0.025615 | 0.021681 | 0.022476 | 0.02572 | 0.027058 | 0.026485 | 0.032145 | 0.0292 | 0.030586 | 0.036191 | 0.037591 | 0.039012
Scenario 4: Reference ZEAS Phase In | SDG&E | Com | WaterHeat | Com - Restaurant | Energy Efficiency | Incremental Measure Cost | 32949.149 | 34692.7524 | 23262.5564 | 24363.7018 | 28165.9963 | 29958.8641 | 24108.6399 | 33705.2398 | 27416.0242 | 29178.8868 | 39260.1398 | 41275.278 | 43371.2772
Scenario 4: Reference ZEAS Phase In | SDG&E | Com | WaterHeat | Com - Restaurant | Fuel Substitution | Admin | 469114.9588 | 526439.116 | 712418.5044 | 570778.6814 | 346796.9642 | 387036.594 | 312925.605 | 360172.9405 | 406810.2141 | 452798.6804 | 490784.4817 | 522744.6069 | 550321.8382
Scenario 4: Reference ZEAS Phase In | SDG&E | Com | WaterHeat | Com - Restaurant | Fuel Substitution | Incentives | 101866.8371 | 112277.9846 | 163420.7922 | 142649.4235 | 108341.3441 | 119309.932 | 122372.2487 | 138066.2956 | 152870.6345 | 166804.0382 | 177244.1089 | 185078.6265 | 191017.3173
Scenario 4: Reference ZEAS Phase In | SDG&E | Com | WaterHeat | Com - Restaurant | Fuel Substitution | Incremental Measure Cost | 938229.9175 | 1052878.2321 | 1424837.0088 | 1141557.3629 | 693593.9283 | 774073.188 | 625851.2101 | 720345.8809 | 813620.4283 | 905597.3608 | 981568.9635 | 1045489.2137 | 1100643.6764
Scenario 4: Reference ZEAS Phase In | SDG&E | Com | WaterHeat | Com - Retail | Energy Efficiency | Admin | 125408.9737 | 125942.9386 | 125372.3738 | 125660.0554 | 125827.2251 | 125985.2529 | 126056.0953 | 126069.5042 | 19617.6086 | 20414.5596 | 125702.8837 | 125580.7754 | 125420.4607
Scenario 4: Reference ZEAS Phase In | SDG&E | Com | WaterHeat | Com - Retail | Energy Efficiency | Incentives | 0.030239 | 0.030367 | 0.03023 | 0.030299 | 0.030339 | 0.030377 | 0.030395 | 0.030398 | 0.0047298 | 0.0049219 | 0.030309 | 0.03028 | 0.030241
Scenario 4: Reference ZEAS Phase In | SDG&E | Com | WaterHeat | Com - Retail | Energy Efficiency | Incremental Measure Cost | 47080.8121 | 48032.7087 | 48337.505 | 49218.6583 | 50078.7069 | 50228.0564 | 51052.7333 | 51871.1062 | 3985.7284 | 4230.5969 | 54008.5545 | 54815.8454 | 55614.5923
Scenario 4: Reference ZEAS Phase In | SDG&E | Com | WaterHeat | Com - Retail | Fuel Substitution | Admin | 19307.0006 | 21719.7458 | 30107.9237 | 23217.2924 | 12384.4646 | 13898.4238 | 14462.9265 | 16547.3545 | 18391.2556 | 20181.566 | 21700.2105 | 22962.5323 | 24053.5956
Scenario 4: Reference ZEAS Phase In | SDG&E | Com | WaterHeat | Com - Retail | Fuel Substitution | Incentives | 4575.6358 | 5048.4924 | 7421.3268 | 6413.6887 | 4753.1424 | 5240.018 | 5645.5702 | 6331.7206 | 6898.6811 | 7421.3521 | 7823.0207 | 8115.5528 | 8334.3014
Scenario 4: Reference ZEAS Phase In | SDG&E | Com | WaterHeat | Com - Retail | Fuel Substitution | Incremental Measure Cost | 48744.053 | 54810.9346 | 68021.0272 | 55039.9888 | 34192.268 | 49519.7024 | 54362.1549 | 62143.4616 | 36782.5112 | 40363.1321 | 43400.4209 | 45925.0645 | 48107.1912
Scenario 4: Reference ZEAS Phase In | SDG&E | Com | WaterHeat | Com - School | Energy Efficiency | Admin | 92113.3308 | 93557.7429 | 86111.9747 | 87087.1535 | 88159.8477 | 89218.2704 | 65804.56 | 66436.4229 | 37311.6487 | 39291.6237 | 68570.1453 | 69434.8243 | 70339.9669
Scenario 4: Reference ZEAS Phase In | SDG&E | Com | WaterHeat | Com - School | Energy Efficiency | Incentives | 0.02221 | 0.022558 | 0.020763 | 0.020998 | 0.021257 | 0.021512 | 0.015866 | 0.016019 | 0.0089959 | 0.0094733 | 0.016533 | 0.016741 | 0.01696
Scenario 4: Reference ZEAS Phase In | SDG&E | Com | WaterHeat | Com - School | Energy Efficiency | Incremental Measure Cost | 54416.8823 | 56570.7332 | 51109.3085 | 52778.4361 | 54552.4312 | 56336.7187 | 23971.1002 | 24456.3322 | 11393.7927 | 12240.8832 | 26047.8058 | 26660.9025 | 27303.2955
Scenario 4: Reference ZEAS Phase In | SDG&E | Com | WaterHeat | Com - School | Fuel Substitution | Admin | 185493.9665 | 208127.5676 | 290812.2133 | 234680.0375 | 145910.7602 | 161435.5982 | 125767.4676 | 145270.9027 | 165908.5705 | 184864.0583 | 200393.1319 | 213265.0357 | 224143.6419
Scenario 4: Reference ZEAS Phase In | SDG&E | Com | WaterHeat | Com - School | Fuel Substitution | Incentives | 27395.108 | 30281.8046 | 45470.6735 | 39447.98 | 29658.8735 | 32546.5185 | 32536.1917 | 36838.2023 | 41241.5738 | 45048.9063 | 47873.226 | 49947.6514 | 51464.9598
Scenario 4: Reference ZEAS Phase In | SDG&E | Com | WaterHeat | Com - School | Fuel Substitution | Incremental Measure Cost | 388138.4288 | 436932.0656 | 606214.0725 | 498296.4374 | 325569.1477 | 551033.2691 | 383155.5683 | 440894.5274 | 331817.1411 | 369728.1167 | 400786.2638 | 426530.0714 | 448287.2837
Scenario 4: Reference ZEAS Phase In | SDG&E | Com | WaterHeat | Com - Warehouse | Energy Efficiency | Admin | 91658.5365 | 92105.8277 | 92443.0234 | 92826.5792 | 93175.73 | 93519.3397 | 92074.1295 | 92333.246 | 3854.3121 | 4097.8084 | 91499.0988 | 91709.0927 | 91898.41
Scenario 4: Reference ZEAS Phase In | SDG&E | Com | WaterHeat | Com - Warehouse | Energy Efficiency | Incentives | 0.022101 | 0.022209 | 0.02229 | 0.022383 | 0.022467 | 0.02255 | 0.022201 | 0.022264 | 0.00092927 | 0.00098797 | 0.022062 | 0.022113 | 0.022159
Scenario 4: Reference ZEAS Phase In | SDG&E | Com | WaterHeat | Com - Warehouse | Energy Efficiency | Incremental Measure Cost | 37106.5264 | 38017.0042 | 38893.3858 | 39826.3329 | 40761.2479 | 40246.0571 | 39651.7202 | 40492.0221 | 729.2254 | 790.8 | 42160.4939 | 43034.4041 | 43913.6271
Scenario 4: Reference ZEAS Phase In | SDG&E | Com | WaterHeat | Com - Warehouse | Fuel Substitution | Admin | 2373.7914 | 2663.9104 | 3308.2975 | 3110.4679 | 2699.4561 | 2977.5594 | 822.0241 | 950.8553 | 1075.7058 | 1201.1722 | 1305.6486 | 1394.5145 | 1472.3455
Scenario 4: Reference ZEAS Phase In | SDG&E | Com | WaterHeat | Com - Warehouse | Fuel Substitution | Incentives | 386.3541 | 426.9904 | 584.3789 | 540.4788 | 457.6468 | 501.4889 | 345.1745 | 391.3941 | 434.0669 | 475.1635 | 506.3459 | 530.1909 | 548.795
Scenario 4: Reference ZEAS Phase In | SDG&E | Com | WaterHeat | Com - Warehouse | Fuel Substitution | Incremental Measure Cost | 4747.5827 | 5327.8208 | 6616.595 | 6220.9358 | 5398.9123 | 7178.4529 | 3087.5579 | 3564.3028 | 2151.4115 | 2402.3444 | 2611.2972 | 2789.029 | 2944.6911
Scenario 4: Reference ZEAS Phase In | SDG&E | Com | WholeBlg | Com - Restaurant | Energy Efficiency | Admin | 283208.2468 | 301589.846 | 321758.5301 | 226615.4729 | 234259.8733 | 241955.1437 | 250183.8275 | 258448.0179 | 267085.7387 | 275700.5169 | 284200.2449 | 291607.9127 | 292365.5628
Scenario 4: Reference ZEAS Phase In | SDG&E | Com | WholeBlg | Com - Restaurant | Energy Efficiency | Incentives | 40513.0219 | 48637.7068 | 57903.1574 | 0 | 0 | 0 | 0 | 0 | 0 | 0 | 0 | 0 | 0
Scenario 4: Reference ZEAS Phase In | SDG&E | Com | WholeBlg | Com - Restaurant | Energy Efficiency | Incremental Measure Cost | 250073.1502 | 300224.0758 | 357416.561 | 0 | 0 | 0 | 0 | 0 | 0 | 0 | 0 | 0 | 0
Scenario 4: Reference ZEAS Phase In | SDG&E | Com | WholeBlg | Com - Retail | Energy Efficiency | Admin | 676149.7029 | 758112.2163 | 845370.6493 | 934624.9439 | 1010058.8356 | 1090083.413 | 1163620.3583 | 1224442.2828 | 1274568.3059 | 1318690.8425 | 1352775.7627 | 1383089.7236 | 1418286.9267
Scenario 4: Reference ZEAS Phase In | SDG&E | Com | WholeBlg | Com - Retail | Energy Efficiency | Incentives | 139078.2234 | 170227.8615 | 204470.1556 | 240243.5055 | 271624.224 | 306054.6926 | 338342.7151 | 366850.0377 | 391844.9336 | 415005.8787 | 435028.1819 | 454719.165 | 474915.8001
Scenario 4: Reference ZEAS Phase In | SDG&E | Com | WholeBlg | Com - Retail | Energy Efficiency | Incremental Measure Cost | 858482.7253 | 1050758.8814 | 1262124.9545 | 1482941.7158 | 1676644.2531 | 1889171.8636 | 2088474.8812 | 2264440.9189 | 2418725.9382 | 2561690.6007 | 2685281.4908 | 2806827.2543 | 2931494.2358
Scenario 4: Reference ZEAS Phase In | SDG&E | Com | WholeBlg | Com - Warehouse | Energy Efficiency | Admin | 119555.0961 | 122734.8324 | 126087.8926 | 130164.0382 | 134586.33 | 138929.6008 | 143815.4969 | 148512.9299 | 153363.5323 | 158329.3419 | 163063.6237 | 167157.1684 | 171726.1622
Scenario 4: Reference ZEAS Phase In | SDG&E | Com | WholeBlg | Com - Warehouse | Energy Efficiency | Incentives | 0 | 0 | 0 | 0 | 0 | 0 | 0 | 0 | 0 | 0 | 0 | 0 | 0
Scenario 4: Reference ZEAS Phase In | SDG&E | Com | WholeBlg | Com - Warehouse | Energy Efficiency | Incremental Measure Cost | 0 | 0 | 0 | 0 | 0 | 0 | 0 | 0 | 0 | 0 | 0 | 0 | 0
Scenario 4: Reference ZEAS Phase In | SDG&E | Res | AppPlug | Res - Multi Family | Energy Efficiency | Admin | 31.0517 | 31.5199 | 31.9255 | 1606.486 | 1821.06 | 1836.7591 | 1850.5048 | 1861.0217 | 1869.2116 | 1876.2271 | 1882.9089 | 1890.5067 | 1897.9177
Scenario 4: Reference ZEAS Phase In | SDG&E | Res | AppPlug | Res - Multi Family | Energy Efficiency | Incentives | 2.7803 | 2.8222 | 2.8585 | 143.8348 | 163.0465 | 164.4521 | 165.6828 | 166.6244 | 167.3577 | 167.9858 | 168.584 | 169.2643 | 169.9278
Scenario 4: Reference ZEAS Phase In | SDG&E | Res | AppPlug | Res - Multi Family | Energy Efficiency | Incremental Measure Cost | 1003.992 | 1039.5107 | 1073.9474 | 20279.5389 | 23354.9072 | 24027.4781 | 24691.5355 | 25328.5937 | 25948.9455 | 26567.3425 | 27195.2674 | 27851.1708 | 28519.6186
Scenario 4: Reference ZEAS Phase In | SDG&E | Res | AppPlug | Res - Multi Family | Fuel Substitution | Admin | 0.84729 | 0.9285 | 1.011 | 1.0949 | 1.1795 | 1.2649 | 0 | 0 | 0 | 0 | 0 | 0 | 0
Scenario 4: Reference ZEAS Phase In | SDG&E | Res | AppPlug | Res - Multi Family | Fuel Substitution | Incentives | 109.9984 | 120.5402 | 131.2476 | 142.1441 | 153.1228 | 164.2184 | 0 | 0 | 0 | 0 | 0 | 0 | 0
Scenario 4: Reference ZEAS Phase In | SDG&E | Res | AppPlug | Res - Multi Family | Fuel Substitution | Incremental Measure Cost | 3.7577 | 4.2002 | 4.6648 | 5.1531 | 5.6621 | 6.1938 | 0 | 0 | 0 | 0 | 0 | 0 | 0
Scenario 4: Reference ZEAS Phase In | SDG&E | Res | AppPlug | Res - Single Family | Energy Efficiency | Admin | 0.0030637 | 0.0046299 | 0.0052152 | 0.0057234 | 0.0060816 | 12.2711 | 13.2396 | 13.2973 | 13.3466 | 13.3911 | 13.4343 | 13.4803 | 13.5255
Scenario 4: Reference ZEAS Phase In | SDG&E | Res | AppPlug | Res - Single Family | Energy Efficiency | Incentives | 0.00027431 | 0.00041454 | 0.00046693 | 0.00051244 | 0.00054451 | 1.0987 | 1.1854 | 1.1906 | 1.195 | 1.199 | 1.2029 | 1.207 | 1.211
Scenario 4: Reference ZEAS Phase In | SDG&E | Res | AppPlug | Res - Single Family | Energy Efficiency | Incremental Measure Cost | 0.030241 | 0.046614 | 0.053556 | 0.059951 | 0.064977 | 1536.8662 | 1692.1501 | 1733.5144 | 1774.7355 | 1816.2612 | 1858.5622 | 1902.2362 | 1946.7837
Scenario 4: Reference ZEAS Phase In | SDG&E | Res | AppPlug | Res - Single Family | Fuel Substitution | Admin | 0.78658 | 0.85485 | 0.92362 | 0.9929 | 1.0626 | 1.1327 | 0 | 0 | 0 | 0 | 0 | 0 | 0
Scenario 4: Reference ZEAS Phase In | SDG&E | Res | AppPlug | Res - Single Family | Fuel Substitution | Incentives | 102.1163 | 110.9788 | 119.9073 | 128.901 | 137.9497 | 147.052 | 0 | 0 | 0 | 0 | 0 | 0 | 0
Scenario 4: Reference ZEAS Phase In | SDG&E | Res | AppPlug | Res - Single Family | Fuel Substitution | Incremental Measure Cost | 5.7058 | 6.325 | 6.9705 | 7.6432 | 8.3434 | 9.0718 | 0 | 0 | 0 | 0 | 0 | 0 | 0
Scenario 4: Reference ZEAS Phase In | SDG&E | Res | BldgEnv | Res - Multi Family | Energy Efficiency | Admin | 0 | 0 | 0 | 423.1129 | 413.8974 | 1983.923 | 1941.7579 | 1901.0072 | 1861.6184 | 1823.539 | 1786.7171 | 1751.1025 | 1716.646
Scenario 4: Reference ZEAS Phase In | SDG&E | Res | BldgEnv | Res - Multi Family | Energy Efficiency | Incremental Measure Cost | 0 | 0 | 0 | 6537.7702 | 6523.2833 | 34225.3135 | 34167.8672 | 34119.8202 | 34081.1161 | 34051.6655 | 34031.3584 | 34020.0715 | 34017.6715
Scenario 4: Reference ZEAS Phase In | SDG&E | Res | BldgEnv | Res - Single Family | Energy Efficiency | Admin | 21609.7034 | 21292.3179 | 20934.8399 | 20512.5072 | 19985.1735 | 19503.4497 | 19020.5137 | 18542.8347 | 4110.2689 | 3113.7284 | 3037.7648 | 2964.5266 | 2893.9204
Scenario 4: Reference ZEAS Phase In | SDG&E | Res | BldgEnv | Res - Single Family | Energy Efficiency | Incremental Measure Cost | 718802.1634 | 744370.2649 | 762328.8766 | 770245.9922 | 762317.7102 | 759495.4987 | 754765.5513 | 748815.3885 | 212748.6363 | 68914.0125 | 68577.4186 | 68262.5508 | 67969.4739
Scenario 4: Reference ZEAS Phase In | SDG&E | Res | HVAC | Res - Multi Family | Energy Efficiency | Admin | 1906.5554 | 1525.2443 | 1220.1955 | 976.1564 | 780.9251 | 2389.2286 | 2193.9745 | 2005.4858 | 1827.8844 | 1667.9383 | 1529.5083 | 1419.8083 | 1325.5957
Scenario 4: Reference ZEAS Phase In | SDG&E | Res | HVAC | Res - Multi Family | Energy Efficiency | Incentives | 0 | 0 | 0 | 0 | 0 | 17516.5613 | 17154.986 | 16583.7148 | 15886.8178 | 15173.2697 | 14520.4158 | 14042.1399 | 13622.1544
Scenario 4: Reference ZEAS Phase In | SDG&E | Res | HVAC | Res - Multi Family | Energy Efficiency | Incremental Measure Cost | 0 | 0 | 0 | 0 | 0 | 21067.4335 | 20632.5614 | 19945.4849 | 19107.3163 | 18249.1212 | 17463.924 | 16888.6943 | 16383.5714
Scenario 4: Reference ZEAS Phase In | SDG&E | Res | HVAC | Res - Multi Family | Fuel Substitution | Admin | 649.0721 | 671.015 | 769.3095 | 780.7743 | 0 | 0 | 0 | 0 | 0 | 0 | 0 | 0 | 0
Scenario 4: Reference ZEAS Phase In | SDG&E | Res | HVAC | Res - Multi Family | Fuel Substitution | Incentives | 5639.5606 | 5830.215 | 6684.2613 | 6783.8752 | 0 | 0 | 0 | 0 | 0 | 0 | 0 | 0 | 0
Scenario 4: Reference ZEAS Phase In | SDG&E | Res | HVAC | Res - Multi Family | Fuel Substitution | Incremental Measure Cost | 10160.7898 | 10745.4771 | 13997.7317 | 14518.4227 | 0 | 0 | 0 | 0 | 0 | 0 | 0 | 0 | 0
Scenario 4: Reference ZEAS Phase In | SDG&E | Res | HVAC | Res - Single Family | Energy Efficiency | Admin | 28981.746 | 29396.6772 | 29721.7187 | 29549.2806 | 13893.0085 | 16943.2424 | 16280.8359 | 15673.8909 | 5214.4204 | 3569.6058 | 3196.1134 | 2895.0452 | 2639.6339
Scenario 4: Reference ZEAS Phase In | SDG&E | Res | HVAC | Res - Single Family | Energy Efficiency | Incentives | 458267.0161 | 504166.1774 | 534586.5862 | 549773.982 | 233633.7729 | 270323.7395 | 269247.4137 | 267407.1941 | 55383.9159 | 28307.8299 | 26828.1362 | 25669.8763 | 24634.4058
Scenario 4: Reference ZEAS Phase In | SDG&E | Res | HVAC | Res - Single Family | Energy Efficiency | Incremental Measure Cost | 5555911.2456 | 6216501.5214 | 6708408.0422 | 7025496.7062 | 3625680.6996 | 2990738.6422 | 3055284.3758 | 3113119.3957 | 374416.7915 | 34046.2556 | 32266.6055 | 30873.5489 | 29628.1729
Scenario 4: Reference ZEAS Phase In | SDG&E | Res | HVAC | Res - Single Family | Fuel Substitution | Admin | 21089.323 | 21819.6361 | 22348.1748 | 22790.8352 | 1.3686 | 1.4912 | 1.5531 | 1.5689 | 0 | 0 | 0 | 0 | 0
Scenario 4: Reference ZEAS Phase In | SDG&E | Res | HVAC | Res - Single Family | Fuel Substitution | Incentives | 183237.7198 | 189583.1539 | 194175.4407 | 198021.5617 | 11.8917 | 12.9566 | 13.494 | 13.6316 | 0 | 0 | 0 | 0 | 0
Scenario 4: Reference ZEAS Phase In | SDG&E | Res | HVAC | Res - Single Family | Fuel Substitution | Incremental Measure Cost | 533643.053 | 563320.7938 | 589046.3355 | 614035.4164 | 47356.2246 | 947.6457 | 1035.6648 | 1086.8626 | 0 | 0 | 0 | 0 | 0
Scenario 4: Reference ZEAS Phase In | SDG&E | Res | WaterHeat | Res - Multi Family | Energy Efficiency | Admin | 368007.7204 | 356535.2302 | 287784.5577 | 275038.9999 | 259255.3441 | 245989.0287 | 233608.5865 | 222000.3193 | 211580.1092 | 202189.3513 | 193971.4783 | 187135.0969 | 181252.2342
Scenario 4: Reference ZEAS Phase In | SDG&E | Res | WaterHeat | Res - Multi Family | Energy Efficiency | Incentives | 1146335.986 | 1117511.0574 | 903606.8146 | 868180.441 | 821775.7138 | 782423.1989 | 745100.5932 | 709376.9157 | 676433.7729 | 646718.7213 | 620703.7267 | 599068.2889 | 580446.7623
Scenario 4: Reference ZEAS Phase In | SDG&E | Res | WaterHeat | Res - Multi Family | Energy Efficiency | Incremental Measure Cost | 4088068.9402 | 4121591.4216 | 3494360.3885 | 3493745.8841 | 3452019.0225 | 3429302.5651 | 3407557.7117 | 3384194.7016 | 3362788.3746 | 3346580.9758 | 3338068.8558 | 3340976.0239 | 3351042.5267
Scenario 4: Reference ZEAS Phase In | SDG&E | Res | WaterHeat | Res - Multi Family | Fuel Substitution | Admin | 8949.8905 | 9276.5578 | 9473.6713 | 9619.058 | 9709.6904 | 9882.3869 | 118.6447 | 123.4592 | 127.9689 | 131.3095 | 133.5903 | 135.1653 | 136.2758
Scenario 4: Reference ZEAS Phase In | SDG&E | Res | WaterHeat | Res - Multi Family | Fuel Substitution | Incentives | 319238.7252 | 330890.809 | 337921.7627 | 343107.6453 | 346340.4593 | 352500.4881 | 4232.3121 | 4404.0549 | 4564.9253 | 4684.0951 | 4765.4555 | 4821.6365 | 4861.2519
Scenario 4: Reference ZEAS Phase In | SDG&E | Res | WaterHeat | Res - Multi Family | Fuel Substitution | Incremental Measure Cost | 103777.0805 | 109712.1585 | 114847.4762 | 119680.7807 | 124205.1119 | 128986.1539 | 2257.6495 | 2396.2462 | 2533.4509 | 2651.5796 | 2751.5895 | 2839.7101 | 2920.3037
Scenario 4: Reference ZEAS Phase In | SDG&E | Res | WaterHeat | Res - Single Family | Energy Efficiency | Admin | 755498.7682 | 753094.9893 | 443123.5096 | 408414.398 | 366619.0972 | 330666.5493 | 297288.1468 | 267108.685 | 240577.299 | 217702.9852 | 198247.3975 | 182087.6557 | 168490.4472
Scenario 4: Reference ZEAS Phase In | SDG&E | Res | WaterHeat | Res - Single Family | Energy Efficiency | Incentives | 2425444.3365 | 2417727.3881 | 1422604.109 | 1311174.7894 | 1176996.0277 | 1061574.7455 | 954417.4308 | 857529.9137 | 772354.0923 | 698918.851 | 636459.0107 | 584580.0832 | 540927.8559
Scenario 4: Reference ZEAS Phase In | SDG&E | Res | WaterHeat | Res - Single Family | Energy Efficiency | Incremental Measure Cost | 8714575.7159 | 9127816.015 | 6547963.0307 | 6548971.8195 | 6418350.2212 | 2913409.8555 | 2783493.9102 | 2663738.33 | 2558208.0808 | 2468391.6401 | 2394230.5111 | 2336719.3237 | 2291887.3672
Scenario 4: Reference ZEAS Phase In | SDG&E | Res | WaterHeat | Res - Single Family | Fuel Substitution | Admin | 1683.0166 | 1734.7279 | 1447.6243 | 1058.6781 | 520.5617 | 566.5048 | 598.1267 | 619.5337 | 638.2811 | 653.642 | 664.2207 | 671.7055 | 677.2024
Scenario 4: Reference ZEAS Phase In | SDG&E | Res | WaterHeat | Res - Single Family | Fuel Substitution | Incentives | 60033.8034 | 61878.3665 | 51637.526 | 37763.9914 | 18569.5615 | 20208.4505 | 21336.471 | 22100.1051 | 22768.8652 | 23316.822 | 23694.1879 | 23961.1842 | 24157.2727
Scenario 4: Reference ZEAS Phase In | SDG&E | Res | WaterHeat | Res - Single Family | Fuel Substitution | Incremental Measure Cost | 9887.4313 | 10395.5734 | 10361.9218 | 10111.1716 | 9245.9887 | 10263.2653 | 11052.889 | 11677.451 | 12271.4386 | 12818.1037 | 13286.0699 | 13704.5011 | 14092.9882
Scenario 5: High TRC ZEAS Phase In | PG&E | Com | AppPlug | Com - Health | Energy Efficiency | Admin | 2982020.6047 | 3168559.527 | 3319817.179 | 3403790.2878 | 2756276.4256 | 2690251.9542 | 5603540.3568 | 3597396.3553 | 3611246.5479 | 3592391.2939 | 3540292.0619 | 3509794.21 | 3459121.8686
Scenario 5: High TRC ZEAS Phase In | PG&E | Com | AppPlug | Com - Health | Energy Efficiency | Incentives | 846.511 | 899.4641 | 942.4019 | 966.2394 | 782.4286 | 763.6862 | 1590.686 | 1021.1987 | 1025.1304 | 1019.7779 | 1004.9884 | 996.3309 | 981.9465
Scenario 5: High TRC ZEAS Phase In | PG&E | Com | AppPlug | Com - Health | Energy Efficiency | Incremental Measure Cost | 1316832.0279 | 1428333.0164 | 1526858.0893 | 1595773.1188 | 1319882.0969 | 1291571.1545 | 2839834.7596 | 1823836.3511 | 1866437.512 | 1892391.7737 | 1900392.7829 | 1921060.4254 | 1930546.975
Scenario 5: High TRC ZEAS Phase In | PG&E | Com | AppPlug | Com - Lodging | Energy Efficiency | Admin | 2068206.3298 | 2456861.9359 | 2530720.3696 | 2582055.4986 | 2638529.9727 | 2673990.376 | 2699438.4385 | 2711756.0385 | 2711187.0556 | 2701296.4422 | 1025893.3547 | 1533588.4539 | 7077504.3841
Scenario 5: High TRC ZEAS Phase In | PG&E | Com | AppPlug | Com - Lodging | Energy Efficiency | Incentives | 587.1051 | 697.4334 | 718.3997 | 732.9723 | 749.0038 | 759.07 | 766.2939 | 769.7906 | 769.629 | 766.8214 | 291.222 | 435.3422 | 2009.1026
Scenario 5: High TRC ZEAS Phase In | PG&E | Com | AppPlug | Com - Lodging | Energy Efficiency | Incremental Measure Cost | 960038.7634 | 1221531.9448 | 1283304.0273 | 1335758.2699 | 1392108.598 | 1439128.4216 | 1481903.2118 | 1518443.8214 | 1548442.5881 | 1573426.582 | 584318.0024 | 955539.8304 | 4223564.71
Scenario 5: High TRC ZEAS Phase In | PG&E | Com | AppPlug | Com - Other | Energy Efficiency | Admin | 7118.9337 | 7972.5036 | 8898.9523 | 9792.7897 | 10585.4055 | 11551.34 | 12542.1788 | 13419.376 | 14096.3739 | 14824.0641 | 15532.4036 | 16195.2431 | 16840.5233
Scenario 5: High TRC ZEAS Phase In | PG&E | Com | AppPlug | Com - Other | Energy Efficiency | Incentives | 2.0209 | 2.2632 | 2.5262 | 2.7799 | 3.0049 | 3.2791 | 3.5604 | 3.8094 | 4.0016 | 4.2081 | 4.4092 | 4.5974 | 4.7805
Scenario 5: High TRC ZEAS Phase In | PG&E | Com | AppPlug | Com - Other | Energy Efficiency | Incremental Measure Cost | 2209.6361 | 2524.066 | 2873.7238 | 3225.6166 | 3556.4278 | 3958.5764 | 4384.0936 | 4784.5305 | 5126.4248 | 5498.885 | 5876.8714 | 6250.218 | 6629.2355
Scenario 5: High TRC ZEAS Phase In | PG&E | Com | BldgEnv | Com - College | Energy Efficiency | Admin | 232.2978 | 234.5527 | 256.3048 | 269.4749 | 279.2369 | 286.4937 | 297.826 | 304.1911 | 333.6103 | 342.8233 | 348.153 | 341.5839 | 342.8545
Scenario 5: High TRC ZEAS Phase In | PG&E | Com | BldgEnv | Com - College | Energy Efficiency | Incremental Measure Cost | 494.456 | 492.004 | 559.4863 | 598.4237 | 632.5794 | 663.0392 | 702.466 | 732.5917 | 841.2509 | 878.6933 | 906.5492 | 907.3332 | 922.4301
Scenario 5: High TRC ZEAS Phase In | PG&E | Com | BldgEnv | Com - Grocery | Energy Efficiency | Admin | 423.9714 | 434.1176 | 417.8956 | 420.5317 | 438.1543 | 460.6629 | 481.1365 | 500.9133 | 515.2853 | 529.7918 | 544.2469 | 557.2521 | 570.8468
Scenario 5: High TRC ZEAS Phase In | PG&E | Com | BldgEnv | Com - Grocery | Energy Efficiency | Incremental Measure Cost | 1278.0871 | 1292.968 | 1316.523 | 1355.8207 | 1388.0018 | 1431.9756 | 1474.5145 | 1518.1659 | 1553.0753 | 1590.3557 | 1629.6449 | 1667.8642 | 1709.4373
Scenario 5: High TRC ZEAS Phase In | PG&E | Com | BldgEnv | Com - Health | Energy Efficiency | Admin | 34329.7778 | 35579.1797 | 48802.2414 | 46846.1257 | 43091.2912 | 48498.4677 | 41022.3699 | 33056.0629 | 25182.4694 | 17844.7456 | 11324.6072 | 5839.3379 | 1853.7494
Scenario 5: High TRC ZEAS Phase In | PG&E | Com | BldgEnv | Com - Health | Energy Efficiency | Incremental Measure Cost | 85533.7454 | 90345.9106 | 125649.7235 | 122927.0724 | 115268.747 | 136785.2417 | 117718.0575 | 96379.6269 | 74442.5022 | 53282.892 | 33858.9175 | 16780.6388 | 3521.6351
Scenario 5: High TRC ZEAS Phase In | PG&E | Com | BldgEnv | Com - Lodging | Energy Efficiency | Admin | 78456.3764 | 74317.7951 | 67151.4897 | 57643.4842 | 46788.6207 | 35514.1066 | 24703.8816 | 14955.3262 | 6593.5869 | 2521.3419 | 2567.5187 | 2614.1746 | 2654.9644
Scenario 5: High TRC ZEAS Phase In | PG&E | Com | BldgEnv | Com - Lodging | Energy Efficiency | Incremental Measure Cost | 117068.0017 | 112942.3916 | 103858.133 | 90637.6363 | 74607.3434 | 57231.1749 | 39909.3557 | 23708.9196 | 9298.0703 | 1729.345 | 1765.2378 | 1803.12 | 1839.9234
Scenario 5: High TRC ZEAS Phase In | PG&E | Com | BldgEnv | Com - Office (Large) | Energy Efficiency | Admin | 3128.3914 | 3243.5959 | 3377.6832 | 3471.3218 | 3574.7407 | 3651.1777 | 3736.364 | 3774.2554 | 3770.1518 | 3790.8827 | 3793.7893 | 3793.0683 | 3791.192
Scenario 5: High TRC ZEAS Phase In | PG&E | Com | BldgEnv | Com - Office (Large) | Energy Efficiency | Incremental Measure Cost | 8112.4736 | 8351.785 | 8639.6628 | 8866.1884 | 9123.3132 | 9340.3725 | 9585.8596 | 9746.8112 | 9828.5731 | 9967.7485 | 10075.1489 | 10179.7742 | 10286.6891
Scenario 5: High TRC ZEAS Phase In | PG&E | Com | BldgEnv | Com - Office (Small) | Energy Efficiency | Admin | 585.7681 | 615.4389 | 646.3695 | 84.164 | 6788.2617 | 664.1745 | 686.1704 | 705.8611 | 721.6204 | 736.9192 | 751.218 | 764.4217 | 776.9596
Scenario 5: High TRC ZEAS Phase In | PG&E | Com | BldgEnv | Com - Office (Small) | Energy Efficiency | Incremental Measure Cost | 2040.1121 | 2084.0772 | 2133.2855 | 1069.0725 | 13925.5716 | 2156.3169 | 2199.7556 | 2241.6413 | 2278.3137 | 2316.6761 | 2355.5156 | 2394.4928 | 2434.4412
Scenario 5: High TRC ZEAS Phase In | PG&E | Com | BldgEnv | Com - Other | Energy Efficiency | Admin | 551.0831 | 575.3642 | 602.3171 | 625.5866 | 643.2142 | 668.9087 | 695.8293 | 716.9139 | 726.5442 | 740.9493 | 755.2182 | 767.3568 | 780.3879
Scenario 5: High TRC ZEAS Phase In | PG&E | Com | BldgEnv | Com - Other | Energy Efficiency | Incremental Measure Cost | 2451.4284 | 2468.7288 | 2494.8587 | 2517.9398 | 2533.6808 | 2568.3412 | 2609.2213 | 2642.1591 | 2654.7567 | 2680.0071 | 2707.8818 | 2733.9427 | 2764.7046
Scenario 5: High TRC ZEAS Phase In | PG&E | Com | BldgEnv | Com - Refrig. Warehouse | Energy Efficiency | Admin | 195.1327 | 205.4162 | 213.8775 | 220.3572 | 224.7519 | 227.4134 | 227.1168 | 225.6166 | 221.9068 | 218.3374 | 214.4563 | 211.2445 | 208.8004
Scenario 5: High TRC ZEAS Phase In | PG&E | Com | BldgEnv | Com - Refrig. Warehouse | Energy Efficiency | Incremental Measure Cost | 362.6082 | 383.564 | 403.7016 | 422.8331 | 440.6668 | 457.557 | 470.5416 | 482.3362 | 490.148 | 498.1222 | 504.8684 | 512.2165 | 520.3693
Scenario 5: High TRC ZEAS Phase In | PG&E | Com | BldgEnv | Com - Restaurant | Energy Efficiency | Admin | 204.8159 | 178.1843 | 186.0371 | 193.2279 | 199.7676 | 205.5351 | 212.1693 | 217.7073 | 222.2972 | 227.1037 | 231.2863 | 20.7386 | 2422.2082
Scenario 5: High TRC ZEAS Phase In | PG&E | Com | BldgEnv | Com - Restaurant | Energy Efficiency | Incremental Measure Cost | 662.6008 | 668.2903 | 678.5253 | 688.5828 | 698.3813 | 707.8935 | 719.7794 | 730.4299 | 740.0179 | 750.9029 | 761.2952 | 297.9643 | 5697.5071
Scenario 5: High TRC ZEAS Phase In | PG&E | Com | BldgEnv | Com - Retail | Energy Efficiency | Admin | 1021.5112 | 1084.2074 | 980.6811 | 236.2109 | 9677.4843 | 1132.4122 | 1283.5767 | 10800.9475 | 1380.9926 | 1400.6905 | 1422.4134 | 1440.693 | 1449.2007
Scenario 5: High TRC ZEAS Phase In | PG&E | Com | BldgEnv | Com - Retail | Energy Efficiency | Incremental Measure Cost | 2612.8387 | 2765.6665 | 2589.2082 | 1210.7505 | 19350.364 | 2963.6675 | 3286.0771 | 62293.7864 | 3587.4212 | 3641.8088 | 3705.2251 | 3770.7791 | 3877.8137
Scenario 5: High TRC ZEAS Phase In | PG&E | Com | BldgEnv | Com - School | Energy Efficiency | Admin | 874.1362 | 914.4474 | 951.5647 | 982.1253 | 1001.1886 | 1023.1697 | 1038.9789 | 1055.5444 | 1068.7678 | 1081.5949 | 1092.9015 | 1107.3836 | 1116.1318
Scenario 5: High TRC ZEAS Phase In | PG&E | Com | BldgEnv | Com - School | Energy Efficiency | Incremental Measure Cost | 2400.6112 | 2477.9724 | 2554.0142 | 2621.9738 | 2671.5954 | 2729.886 | 2779.0624 | 2832.5878 | 2882.0324 | 2933.2589 | 2983.7975 | 3043.8331 | 3093.7348
Scenario 5: High TRC ZEAS Phase In | PG&E | Com | BldgEnv | Com - Warehouse | Energy Efficiency | Admin | 207026.2795 | 203390.1395 | 191365.0066 | 172041.1953 | 147293.2978 | 119509.7085 | 90972.7614 | 63742.2797 | 39054.8519 | 17815.1807 | 8336.5189 | 8427.7503 | 8522.9337
Scenario 5: High TRC ZEAS Phase In | PG&E | Com | BldgEnv | Com - Warehouse | Energy Efficiency | Incremental Measure Cost | 310151.0873 | 310315.6492 | 297244.3804 | 271837.2814 | 236457.3308 | 194477.793 | 149508.9543 | 104870.2799 | 62977.9023 | 25441.0199 | 6836.6227 | 6893.9178 | 6959.4197
Scenario 5: High TRC ZEAS Phase In | PG&E | Com | ComRefrig | Com - College | Energy Efficiency | Admin | 205.3142 | 131.4519 | 76.5802 | 39.773 | 22.0872 | 13.9845 | 9.5319 | 8.923 | 8.3531 | 7.8196 | 7.3202 | 6.8528 | 6.4152
Scenario 5: High TRC ZEAS Phase In | PG&E | Com | ComRefrig | Com - College | Energy Efficiency | Incentives | 0.092897 | 0.059477 | 0.03465 | 0.017996 | 0.0099937 | 0.0063275 | 0.0043128 | 0.0040374 | 0.0037795 | 0.0035381 | 0.0033121 | 0.0031006 | 0.0029026
Scenario 5: High TRC ZEAS Phase In | PG&E | Com | ComRefrig | Com - College | Energy Efficiency | Incremental Measure Cost | 892.6324 | 577.2656 | 339.085 | 176.6954 | 100.0199 | 66.2467 | 47.3862 | 45.2534 | 43.2167 | 41.2719 | 39.4148 | 37.6414 | 35.9479
Scenario 5: High TRC ZEAS Phase In | PG&E | Com | ComRefrig | Com - Grocery | Energy Efficiency | Admin | 153927.4207 | 76754.2874 | 37289.6668 | 20720.3515 | 12450.0461 | 11654.9446 | 10910.6686 | 10213.966 | 9561.793 | 8951.3008 | 8379.823 | 7844.8641 | 7344.088
Scenario 5: High TRC ZEAS Phase In | PG&E | Com | ComRefrig | Com - Grocery | Energy Efficiency | Incentives | 69.6466 | 34.7285 | 16.8722 | 9.3752 | 5.6332 | 5.2734 | 4.9367 | 4.6214 | 4.3264 | 4.0501 | 3.7916 | 3.5495 | 3.3229
Scenario 5: High TRC ZEAS Phase In | PG&E | Com | ComRefrig | Com - Grocery | Energy Efficiency | Incremental Measure Cost | 658682.2974 | 327702.1664 | 160380.2132 | 93514.2231 | 59517.4916 | 56839.3743 | 54281.9876 | 51839.8783 | 49507.8405 | 47280.9034 | 45154.3213 | 43123.5632 | 41184.303
Scenario 5: High TRC ZEAS Phase In | PG&E | Com | ComRefrig | Com - Refrig. Warehouse | Energy Efficiency | Admin | 442.686 | 271.6285 | 150.0444 | 71.4875 | 43.7696 | 27.1153 | 22.4756 | 21.04 | 19.6962 | 18.4384 | 17.2609 | 16.1587 | 15.127
Scenario 5: High TRC ZEAS Phase In | PG&E | Com | ComRefrig | Com - Refrig. Warehouse | Energy Efficiency | Incentives | 0.2003 | 0.1229 | 0.06789 | 0.032346 | 0.019804 | 0.012269 | 0.010169 | 0.0095198 | 0.0089118 | 0.0083427 | 0.0078099 | 0.0073112 | 0.0068444
Scenario 5: High TRC ZEAS Phase In | PG&E | Com | ComRefrig | Com - Refrig. Warehouse | Energy Efficiency | Incremental Measure Cost | 1920.6963 | 1189.9561 | 662.0024 | 314.9927 | 200.2303 | 130.6024 | 111.7522 | 106.7228 | 101.9201 | 97.334 | 92.9547 | 88.7727 | 84.7793
Scenario 5: High TRC ZEAS Phase In | PG&E | Com | ComRefrig | Com - Restaurant | Energy Efficiency | Admin | 5436.8829 | 2785.8186 | 1352.3347 | 771.2273 | 431.9037 | 404.3204 | 378.5003 | 354.3307 | 331.7059 | 310.527 | 290.7017 | 272.1433 | 254.7707
Scenario 5: High TRC ZEAS Phase In | PG&E | Com | ComRefrig | Com - Restaurant | Energy Efficiency | Incentives | 2.46 | 1.2605 | 0.61188 | 0.34895 | 0.19542 | 0.18294 | 0.17126 | 0.16032 | 0.15008 | 0.1405 | 0.13153 | 0.12313 | 0.11527
Scenario 5: High TRC ZEAS Phase In | PG&E | Com | ComRefrig | Com - Restaurant | Energy Efficiency | Incremental Measure Cost | 23277.3826 | 11913.0364 | 5805.6267 | 3464.3362 | 2064.6297 | 1971.7249 | 1883.0085 | 1798.2912 | 1717.3923 | 1640.1396 | 1566.3682 | 1495.9211 | 1428.6481
Scenario 5: High TRC ZEAS Phase In | PG&E | Com | ComRefrig | Com - Retail | Energy Efficiency | Admin | 70961.3149 | 36384.4817 | 6228.7059 | 13295.574 | 7493.3183 | 5147.3538 | 4818.6794 | 4511.0115 | 4223.0061 | 3953.4056 | 3701.0327 | 3464.7854 | 3243.6323
Scenario 5: High TRC ZEAS Phase In | PG&E | Com | ComRefrig | Com - Retail | Energy Efficiency | Incentives | 32.1074 | 16.4627 | 2.8183 | 6.0158 | 3.3905 | 2.329 | 2.1803 | 2.0411 | 1.9108 | 1.7888 | 1.6746 | 1.5677 | 1.4676
Scenario 5: High TRC ZEAS Phase In | PG&E | Com | ComRefrig | Com - Retail | Energy Efficiency | Incremental Measure Cost | 304155.2297 | 156003.0886 | 28639.5919 | 58726.9822 | 34844.0475 | 25108.5524 | 23978.9864 | 22900.3301 | 21870.2847 | 20886.6552 | 19947.3462 | 19050.3568 | 18193.7767
Scenario 5: High TRC ZEAS Phase In | PG&E | Com | ComRefrig | Com - School | Energy Efficiency | Admin | 18.0529 | 16.2979 | 15.2579 | 14.2842 | 13.3728 | 12.5196 | 11.7209 | 10.9731 | 10.2732 | 9.6179 | 9.0044 | 8.4301 | 7.8925
Scenario 5: High TRC ZEAS Phase In | PG&E | Com | ComRefrig | Com - School | Energy Efficiency | Incentives | 0.0081683 | 0.0073742 | 0.0069036 | 0.0064631 | 0.0060507 | 0.0056647 | 0.0053033 | 0.0049649 | 0.0046482 | 0.0043517 | 0.0040742 | 0.0038143 | 0.0035711
Scenario 5: High TRC ZEAS Phase In | PG&E | Com | ComRefrig | Com - School | Energy Efficiency | Incremental Measure Cost | 79.5633 | 73.5504 | 70.2443 | 67.0871 | 64.072 | 61.1927 | 58.443 | 55.8171 | 53.3094 | 50.9145 | 48.6275 | 46.4433 | 44.3574
Scenario 5: High TRC ZEAS Phase In | PG&E | Com | FoodServ | Com - College | Energy Efficiency | Admin | 127001.371 | 129564.1913 | 130379.5106 | 141186.9151 | 135858.0429 | 137223.0573 | 138924.9386 | 140000.2719 | 141614.1346 | 142978.2117 | 144101.2212 | 144605.7273 | 145632.2362
Scenario 5: High TRC ZEAS Phase In | PG&E | Com | FoodServ | Com - College | Energy Efficiency | Incentives | 15671.1937 | 15987.4255 | 16088.0054 | 17421.5865 | 16764.0145 | 16932.4445 | 17142.4409 | 17275.1255 | 17474.26 | 17642.573 | 17781.1403 | 17843.39 | 17970.0507
Scenario 5: High TRC ZEAS Phase In | PG&E | Com | FoodServ | Com - College | Energy Efficiency | Incremental Measure Cost | 264220.4944 | 273885.9517 | 282544.317 | 309233.0283 | 304846.4791 | 313712.8006 | 323612.3426 | 332492.5679 | 342843.2702 | 352961.2563 | 362830.1569 | 371528.8526 | 381681.0881
Scenario 5: High TRC ZEAS Phase In | PG&E | Com | FoodServ | Com - College | Fuel Substitution | Admin | 306.1065 | 343.7843 | 383.7971 | 422.6611 | 461.5563 | 500.5966 | 539.6315 | 591.8416 | 649.7597 | 716.2987 | 793.4091 | 879.251 | 975.3842
Scenario 5: High TRC ZEAS Phase In | PG&E | Com | FoodServ | Com - College | Fuel Substitution | Incentives | 55.8332 | 62.5579 | 69.6674 | 76.5461 | 83.4007 | 90.2515 | 97.0713 | 106.1839 | 116.2715 | 127.8473 | 141.2541 | 156.1667 | 172.858
Scenario 5: High TRC ZEAS Phase In | PG&E | Com | FoodServ | Com - College | Fuel Substitution | Incremental Measure Cost | 722.4301 | 825.928 | 942.9619 | 1057.1323 | 1175.1481 | 1297.3958 | 1423.5766 | 1590.1192 | 1778.2859 | 1997.5085 | 2255.116 | 2547.6029 | 2881.4637
Scenario 5: High TRC ZEAS Phase In | PG&E | Com | FoodServ | Com - Grocery | Energy Efficiency | Admin | 904195.5082 | 925877.8357 | 949788.9893 | 968840.1424 | 983974.4035 | 999947.7416 | 1014381.399 | 1027452.587 | 1038126.6529 | 1048605.1602 | 1058920.9472 | 1068959.5537 | 1079457.5749
Scenario 5: High TRC ZEAS Phase In | PG&E | Com | FoodServ | Com - Grocery | Energy Efficiency | Incentives | 111572.7412 | 114248.2112 | 117198.5967 | 119549.3697 | 121416.8326 | 123387.829 | 125168.8361 | 126781.7198 | 128098.8128 | 129391.7746 | 130664.6576 | 131903.3397 | 133198.712
Scenario 5: High TRC ZEAS Phase In | PG&E | Com | FoodServ | Com - Grocery | Energy Efficiency | Incremental Measure Cost | 1465982.4264 | 1524729.3666 | 1602448.489 | 1664896.445 | 1721728.0029 | 1782422.1551 | 1842808.6079 | 1902734.2259 | 1960319.6347 | 2019365.6424 | 2079880.7585 | 2141661.2873 | 2206132.1592
Scenario 5: High TRC ZEAS Phase In | PG&E | Com | FoodServ | Com - Grocery | Fuel Substitution | Admin | 2999.0957 | 3364.1855 | 3742.9075 | 4114.1325 | 4482.0747 | 4846.3901 | 5207.4234 | 5608.4839 | 6027.2355 | 6470.8476 | 6947.0044 | 7452.8804 | 7995.3582
Scenario 5: High TRC ZEAS Phase In | PG&E | Com | FoodServ | Com - Grocery | Fuel Substitution | Incentives | 535.3606 | 599.9907 | 666.926 | 732.4377 | 797.2652 | 861.3495 | 924.7508 | 995.1064 | 1068.4767 | 1146.1263 | 1229.4083 | 1317.8238 | 1412.5829
Scenario 5: High TRC ZEAS Phase In | PG&E | Com | FoodServ | Com - Grocery | Fuel Substitution | Incremental Measure Cost | 7252.9724 | 8292.7209 | 9427.6001 | 10562.5185 | 11728.9924 | 12926.687 | 14157.0432 | 15540.1708 | 17020.9671 | 18624.3805 | 20378.5933 | 22282.5046 | 24364.0885
Scenario 5: High TRC ZEAS Phase In | PG&E | Com | FoodServ | Com - Health | Energy Efficiency | Admin | 377149.9942 | 385617.6284 | 397960.9615 | 404029.7785 | 411053.2137 | 414227.5924 | 430759.8286 | 428882.9129 | 433165.7364 | 436017.4724 | 437490.5071 | 442177.7155 | 446969.3822
Scenario 5: High TRC ZEAS Phase In | PG&E | Com | FoodServ | Com - Health | Energy Efficiency | Incentives | 46538.3229 | 47583.1746 | 49106.2341 | 49855.0807 | 50721.7208 | 51113.4018 | 53153.3946 | 52921.7673 | 53450.2331 | 53802.1137 | 53983.8735 | 54562.2382 | 55153.493
Scenario 5: High TRC ZEAS Phase In | PG&E | Com | FoodServ | Com - Health | Energy Efficiency | Incremental Measure Cost | 610250.6278 | 634302.3501 | 668747.2793 | 691761.7183 | 716825.9176 | 735254.8843 | 782026.8235 | 792085.5375 | 815919.995 | 837858.7739 | 857806.2294 | 884409.8667 | 911950.5116
Scenario 5: High TRC ZEAS Phase In | PG&E | Com | FoodServ | Com - Health | Fuel Substitution | Admin | 858.864 | 976.3352 | 1098.9282 | 1220.1875 | 1354.1599 | 1494.0949 | 1642.0407 | 1801.8741 | 1971.6668 | 2154.1247 | 2350.789 | 2564.8896 | 2799.4991
Scenario 5: High TRC ZEAS Phase In | PG&E | Com | FoodServ | Com - Health | Fuel Substitution | Incentives | 157.1218 | 178.1118 | 199.9167 | 221.3972 | 245.0244 | 269.6091 | 295.5111 | 323.4142 | 352.9746 | 384.6687 | 418.7641 | 455.8246 | 496.3848
Scenario 5: High TRC ZEAS Phase In | PG&E | Com | FoodServ | Com - Health | Fuel Substitution | Incremental Measure Cost | 2041.3999 | 2362.4517 | 2715.6526 | 3069.6199 | 3468.3618 | 3896.2141 | 4359.9576 | 4871.878 | 5428.8513 | 6040.6391 | 6714.2808 | 7462.2629 | 8297.4329
Scenario 5: High TRC ZEAS Phase In | PG&E | Com | FoodServ | Com - Lodging | Energy Efficiency | Admin | 331616.8863 | 341289.2611 | 350780.4358 | 358803.4399 | 367320.9836 | 374261.0742 | 380868.2246 | 387117.6082 | 392815.7471 | 398801.7945 | 404466.8129 | 408643.4263 | 420983.4187
Scenario 5: High TRC ZEAS Phase In | PG&E | Com | FoodServ | Com - Lodging | Energy Efficiency | Incentives | 40919.2142 | 42112.7067 | 43283.8267 | 44273.7895 | 45324.7719 | 46181.1061 | 46996.3555 | 47767.4579 | 48470.5402 | 49209.1477 | 49908.143 | 50423.4754 | 51946.1405
Scenario 5: High TRC ZEAS Phase In | PG&E | Com | FoodServ | Com - Lodging | Energy Efficiency | Incremental Measure Cost | 493310.1423 | 517003.449 | 542895.9828 | 566745.8274 | 592162.9847 | 616183.3595 | 640659.889 | 665532.6672 | 690403.287 | 716648.7668 | 743179.4926 | 767112.2699 | 810732.7793
Scenario 5: High TRC ZEAS Phase In | PG&E | Com | FoodServ | Com - Lodging | Fuel Substitution | Admin | 886.2583 | 999.8758 | 1115.643 | 1231.0751 | 1353.9233 | 1479.7145 | 1612.7187 | 1750.6527 | 1893.3142 | 2042.4183 | 2199.3177 | 2366.5468 | 2548.2538
Scenario 5: High TRC ZEAS Phase In | PG&E | Com | FoodServ | Com - Lodging | Fuel Substitution | Incentives | 159.186 | 179.3398 | 199.8268 | 220.2079 | 241.8477 | 263.9594 | 287.2959 | 311.4557 | 336.4028 | 362.4401 | 389.8055 | 418.9455 | 450.6077
Scenario 5: High TRC ZEAS Phase In | PG&E | Com | FoodServ | Com - Lodging | Fuel Substitution | Incremental Measure Cost | 2124.065 | 2441.6584 | 2778.3063 | 3123.7135 | 3500.4172 | 3898.0455 | 4328.9696 | 4788.444 | 5277.1201 | 5801.1499 | 6366.0511 | 6981.2265 | 7659.7034
Scenario 5: High TRC ZEAS Phase In | PG&E | Com | FoodServ | Com - Office (Large) | Energy Efficiency | Admin | 3183.2917 | 3199.133 | 3222.2556 | 3239.2527 | 3261.3345 | 3280.7664 | 3304.7262 | 3322.1604 | 3333.8756 | 3352.035 | 3368.8478 | 3386.6348 | 3405.7152
Scenario 5: High TRC ZEAS Phase In | PG&E | Com | FoodServ | Com - Office (Large) | Energy Efficiency | Incentives | 392.7 | 394.6543 | 397.5067 | 399.6035 | 402.3276 | 404.7248 | 407.6805 | 409.8313 | 411.2765 | 413.5167 | 415.5908 | 417.785 | 420.1388
Scenario 5: High TRC ZEAS Phase In | PG&E | Com | FoodServ | Com - Office (Large) | Energy Efficiency | Incremental Measure Cost | 4532.0994 | 4645.7459 | 4772.9107 | 4894.0492 | 5025.9598 | 5157.024 | 5298.58 | 5433.0635 | 5561.267 | 5703.3901 | 5846.6365 | 5995.0559 | 6149.4088
Scenario 5: High TRC ZEAS Phase In | PG&E | Com | FoodServ | Com - Office (Small) | Energy Efficiency | Admin | 814.9235 | 822.7268 | 830.9566 | 600.3123 | 2026.6704 | 842.6399 | 850.4456 | 858.148 | 865.4496 | 872.9766 | 880.6302 | 888.383 | 896.3015
Scenario 5: High TRC ZEAS Phase In | PG&E | Com | FoodServ | Com - Office (Small) | Energy Efficiency | Incentives | 100.5313 | 101.4939 | 102.5092 | 74.0563 | 250.0159 | 103.9505 | 104.9134 | 105.8636 | 106.7644 | 107.6929 | 108.6371 | 109.5935 | 110.5703
Scenario 5: High TRC ZEAS Phase In | PG&E | Com | FoodServ | Com - Office (Small) | Energy Efficiency | Incremental Measure Cost | 1160.2186 | 1194.7548 | 1230.8401 | 906.9863 | 3123.2503 | 1324.5424 | 1363.5484 | 1403.4158 | 1443.6641 | 1485.3443 | 1528.3341 | 1572.6249 | 1618.3751
Scenario 5: High TRC ZEAS Phase In | PG&E | Com | FoodServ | Com - Other | Energy Efficiency | Admin | 1047125.3544 | 1070293.7929 | 1095303.5383 | 1115191.6635 | 1131890.1079 | 1149866.505 | 1167509.4296 | 1182939.7022 | 1194679.2128 | 1207369.2932 | 1219648.9814 | 1231493.689 | 1243617.1752
Scenario 5: High TRC ZEAS Phase In | PG&E | Com | FoodServ | Com - Other | Energy Efficiency | Incentives | 129208.5429 | 132067.3326 | 135153.2278 | 137607.2178 | 139667.6254 | 141885.7154 | 144062.6506 | 145966.5549 | 147415.0417 | 148980.8203 | 150495.9591 | 151957.4273 | 153453.2988
Scenario 5: High TRC ZEAS Phase In | PG&E | Com | FoodServ | Com - Other | Energy Efficiency | Incremental Measure Cost | 1709216.4166 | 1778508.7459 | 1865386.029 | 1938046.6652 | 2007286.0859 | 2082014.0122 | 2159412.5959 | 2235795.1559 | 2307954.6337 | 2384523.3162 | 2462743.5579 | 2542529.2575 | 2625231.8834
Scenario 5: High TRC ZEAS Phase In | PG&E | Com | FoodServ | Com - Other | Fuel Substitution | Admin | 3404.1017 | 3861.0605 | 4359.1833 | 4843.7285 | 5334.9879 | 5832.3144 | 6334.0121 | 6859.7372 | 7426.2226 | 8014.9167 | 8646.9077 | 9311.5847 | 10014.4952
Scenario 5: High TRC ZEAS Phase In | PG&E | Com | FoodServ | Com - Other | Fuel Substitution | Incentives | 606.7818 | 687.6378 | 775.655 | 861.1774 | 947.7783 | 1035.3439 | 1123.5733 | 1215.9323 | 1315.3676 | 1418.6072 | 1529.3648 | 1645.7662 | 1768.7832
Scenario 5: High TRC ZEAS Phase In | PG&E | Com | FoodServ | Com - Other | Fuel Substitution | Incremental Measure Cost | 7989.24 | 9236.437 | 10699.8245 | 12118.5751 | 13605.2706 | 15160.6467 | 16782.5933 | 18527.5041 | 20448.0635 | 22499.4901 | 24749.1468 | 27174.6993 | 29800.8531
Scenario 5: High TRC ZEAS Phase In | PG&E | Com | FoodServ | Com - Restaurant | Energy Efficiency | Admin | 2409833.7575 | 2459181.2805 | 2510878.3009 | 2552593.7979 | 2588293.3944 | 2619204.665 | 2649510.051 | 2675622.9412 | 2698226.3232 | 2720450.3222 | 2740960.1628 | 2163557.6933 | 6287924.0783
Scenario 5: High TRC ZEAS Phase In | PG&E | Com | FoodServ | Com - Restaurant | Energy Efficiency | Incentives | 297359.7958 | 303448.9698 | 309827.9073 | 314975.2814 | 319380.33 | 323194.5164 | 326933.9287 | 330156.0049 | 332945.0236 | 335687.2258 | 338217.9116 | 266970.1691 | 775887.88
Scenario 5: High TRC ZEAS Phase In | PG&E | Com | FoodServ | Com - Restaurant | Energy Efficiency | Incremental Measure Cost | 3302713.5014 | 3430221.5844 | 3584116.8436 | 3716192.3581 | 3843552.2177 | 3969325.2089 | 4099423.5585 | 4227636.6812 | 4354497.4973 | 4484888.0428 | 4616274.0344 | 3722395.9098 | 11058697.3508
Scenario 5: High TRC ZEAS Phase In | PG&E | Com | FoodServ | Com - Restaurant | Fuel Substitution | Admin | 8945.655 | 10088.4934 | 11282.8689 | 12466.558 | 13652.6847 | 14841.1573 | 16027.9101 | 17259.2455 | 18538.0182 | 19854.5032 | 21228.8841 | 20192.3178 | 20906.8848
Scenario 5: High TRC ZEAS Phase In | PG&E | Com | FoodServ | Com - Restaurant | Fuel Substitution | Incentives | 1591.6007 | 1793.6782 | 2004.6292 | 2213.4751 | 2422.522 | 2631.7567 | 2840.4605 | 3056.7989 | 3281.2696 | 3512.158 | 3753.0167 | 3567.5744 | 3691.5031
Scenario 5: High TRC ZEAS Phase In | PG&E | Com | FoodServ | Com - Restaurant | Fuel Substitution | Incremental Measure Cost | 21428.7499 | 24634.3926 | 28155.6087 | 31712.4575 | 35402.859 | 39230.566 | 43188.6285 | 47408.3659 | 51909.0519 | 56675.0018 | 61776.1829 | 59903.5312 | 63182.4201
Scenario 5: High TRC ZEAS Phase In | PG&E | Com | FoodServ | Com - Retail | Energy Efficiency | Admin | 4366.6204 | 4596.0835 | 4851.8678 | 1844.3079 | 32147.1961 | 5187.5299 | 5599.0653 | 5830.4573 | 6009.126 | 6181.1925 | 6348.3542 | 6497.5032 | 6646.6004
Scenario 5: High TRC ZEAS Phase In | PG&E | Com | FoodServ | Com - Retail | Energy Efficiency | Incentives | 538.7212 | 567.0327 | 598.5917 | 227.5191 | 3966.3198 | 640.0061 | 690.7818 | 719.3312 | 741.3755 | 762.6052 | 783.2297 | 801.6318 | 820.0275
Scenario 5: High TRC ZEAS Phase In | PG&E | Com | FoodServ | Com - Retail | Energy Efficiency | Incremental Measure Cost | 5953.0895 | 6378.6572 | 6854.7181 | 2786.4864 | 45842.1818 | 7759.3116 | 8521.5344 | 9040.2614 | 9495.6053 | 9955.3834 | 10422.096 | 10874.337 | 11340.5713
Scenario 5: High TRC ZEAS Phase In | PG&E | Com | FoodServ | Com - School | Energy Efficiency | Admin | 340566.4059 | 346645.5558 | 352782.575 | 357347.0796 | 360505.327 | 364115.8895 | 367257.1535 | 370705.5033 | 374030.7004 | 377453.166 | 380866.1604 | 384645.0327 | 387154.6202
Scenario 5: High TRC ZEAS Phase In | PG&E | Com | FoodServ | Com - School | Energy Efficiency | Incentives | 42023.09 | 42773.1785 | 43530.3903 | 44093.5747 | 44483.2423 | 44928.7204 | 45316.2911 | 45741.7535 | 46152.0206 | 46574.2904 | 46995.3927 | 47461.6419 | 47771.2707
Scenario 5: High TRC ZEAS Phase In | PG&E | Com | FoodServ | Com - School | Energy Efficiency | Incremental Measure Cost | 719399.0256 | 746087.1791 | 775768.6407 | 802124.4694 | 826058.7617 | 851895.7074 | 877652.3301 | 905011.3186 | 933021.9527 | 962178.7691 | 992230.6812 | 1024176.8503 | 1055027.837
Scenario 5: High TRC ZEAS Phase In | PG&E | Com | FoodServ | Com - School | Fuel Substitution | Admin | 394.1529 | 430.9529 | 472.7875 | 524.4088 | 585.3624 | 653.5156 | 727.118 | 809.3218 | 901.2871 | 1003.3049 | 1116.3755 | 1244.8921 | 1442.0604
Scenario 5: High TRC ZEAS Phase In | PG&E | Com | FoodServ | Com - School | Fuel Substitution | Incentives | 72.2825 | 78.8389 | 86.2374 | 95.3161 | 105.996 | 117.9043 | 130.7346 | 145.0462 | 161.0452 | 178.786 | 198.4469 | 220.8282 | 255.3781
Scenario 5: High TRC ZEAS Phase In | PG&E | Com | FoodServ | Com - School | Fuel Substitution | Incremental Measure Cost | 930.9537 | 1035.672 | 1170.1423 | 1321.442 | 1502.2001 | 1708.3785 | 1936.5892 | 2196.6331 | 2493.4588 | 2829.8224 | 3210.7077 | 3649.7819 | 4306.0395
Scenario 5: High TRC ZEAS Phase In | PG&E | Com | HVAC | Com - College | Energy Efficiency | Admin | 129725.2754 | 134540.5287 | 118438.2007 | 232599.3626 | 142246.5778 | 143329.1575 | 56963.6635 | 56718.7061 | 57765.3573 | 58405.609 | 58654.3848 | 57172.8628 | 57278.0041
Scenario 5: High TRC ZEAS Phase In | PG&E | Com | HVAC | Com - College | Energy Efficiency | Incentives | 32682.1265 | 33988.9324 | 28366.4955 | 67569.3644 | 36429.412 | 36922.7929 | 7026.6071 | 7027.0847 | 7137.2619 | 7211.1001 | 7249.8258 | 7140.8945 | 7164.1364
Scenario 5: High TRC ZEAS Phase In | PG&E | Com | HVAC | Com - College | Energy Efficiency | Incremental Measure Cost | 777649.7316 | 827442.1596 | 688614.6618 | 1797627.5456 | 944965.9972 | 542783.5821 | 109768.7988 | 111835.3752 | 116117.8041 | 119797.3828 | 122857.0474 | 122929.5784 | 125758.4691
Scenario 5: High TRC ZEAS Phase In | PG&E | Com | HVAC | Com - College | Fuel Substitution | Admin | 34040.2884 | 38926.1871 | 41649.3791 | 44085.4079 | 0 | 0 | 0 | 0 | 0 | 0 | 0 | 0 | 0
Scenario 5: High TRC ZEAS Phase In | PG&E | Com | HVAC | Com - College | Fuel Substitution | Incentives | 3916.8926 | 4477.6414 | 4790.5112 | 5070.5351 | 0 | 0 | 0 | 0 | 0 | 0 | 0 | 0 | 0
Scenario 5: High TRC ZEAS Phase In | PG&E | Com | HVAC | Com - College | Fuel Substitution | Incremental Measure Cost | 124389.446 | 153052.4239 | 167016.8849 | 180310.0819 | 0 | 0 | 0 | 0 | 0 | 0 | 0 | 0 | 0
Scenario 5: High TRC ZEAS Phase In | PG&E | Com | HVAC | Com - Grocery | Energy Efficiency | Admin | 158279.3528 | 172367.3561 | 185846.4518 | 198286.8049 | 209165.3704 | 219539.4374 | 229056.525 | 238502.9882 | 246436.3201 | 253405.0192 | 259526.4399 | 264760.3489 | 269512.2527
Scenario 5: High TRC ZEAS Phase In | PG&E | Com | HVAC | Com - Grocery | Energy Efficiency | Incentives | 54569.8586 | 59426.9615 | 64074.1363 | 68363.1849 | 72113.7719 | 75690.4324 | 78971.6308 | 82228.4782 | 84963.6396 | 87366.2283 | 89476.704 | 91281.1935 | 92919.505
Scenario 5: High TRC ZEAS Phase In | PG&E | Com | HVAC | Com - Grocery | Energy Efficiency | Incremental Measure Cost | 830883.6711 | 925125.3944 | 1019418.0288 | 1111378.0768 | 1197932.4741 | 1284195.5702 | 1368410.3961 | 1455122.8112 | 1535462.8598 | 1612046.6505 | 1685338.9919 | 1754883.7473 | 1823031.3342
Scenario 5: High TRC ZEAS Phase In | PG&E | Com | HVAC | Com - Grocery | Fuel Substitution | Admin | 112121.8048 | 122790.0949 | 132998.1018 | 142579.74 | 3811.0831 | 3999.4955 | 4113.3171 | 4182.7709 | 4222.7705 | 4242.073 | 4246.3183 | 4239.7385 | 4225.3231
Scenario 5: High TRC ZEAS Phase In | PG&E | Com | HVAC | Com - Grocery | Fuel Substitution | Incentives | 27701.3077 | 29889.2247 | 31895.1333 | 33681.8673 | 437.9771 | 459.6299 | 472.7105 | 480.6922 | 485.2891 | 487.5073 | 487.9952 | 487.2391 | 485.5824
Scenario 5: High TRC ZEAS Phase In | PG&E | Com | HVAC | Com - Grocery | Fuel Substitution | Incremental Measure Cost | 309437.589 | 340479.3641 | 370505.8987 | 399006.987 | 133223.6642 | 32914.3535 | 34529.0022 | 35814.8402 | 36880.8047 | 37790.5169 | 38584.9313 | 39295.5818 | 39945.0915
Scenario 5: High TRC ZEAS Phase In | PG&E | Com | HVAC | Com - Health | Energy Efficiency | Admin | 532033.6692 | 562719.6285 | 588031.9935 | 601456.715 | 614237.3822 | 605232.8131 | 532949.5168 | 538870.483 | 323609.6702 | 328858.9217 | 449990.116 | 538827.4143 | 538454.3841
Scenario 5: High TRC ZEAS Phase In | PG&E | Com | HVAC | Com - Health | Energy Efficiency | Incentives | 183445.5049 | 194026.2526 | 202754.1134 | 207383.1106 | 211790.0668 | 208684.7291 | 183758.5732 | 185800.0896 | 111572.7575 | 113382.461 | 155151.4681 | 185784.5604 | 185655.6066
Scenario 5: High TRC ZEAS Phase In | PG&E | Com | HVAC | Com - Health | Energy Efficiency | Incremental Measure Cost | 2153698.1186 | 2367340.9931 | 2567074.9021 | 2724242.9271 | 2659411.8823 | 2652648.5515 | 2370361.6202 | 2483390.2097 | 2114528.1189 | 2204868.3466 | 2545219.3889 | 2844477.8504 | 2932838.5008
Scenario 5: High TRC ZEAS Phase In | PG&E | Com | HVAC | Com - Health | Fuel Substitution | Admin | 89350.4843 | 97002.8543 | 104075.1211 | 110463.4073 | 5.1018 | 5.2514 | 5.4303 | 5.5519 | 0 | 5.6919 | 5.7289 | 5.7512 | 5.7628
Scenario 5: High TRC ZEAS Phase In | PG&E | Com | HVAC | Com - Health | Fuel Substitution | Incentives | 10574.7564 | 11467.9212 | 12290.7935 | 13031.3003 | 0.58631 | 0.60351 | 0.62406 | 0.63804 | 0 | 0.65412 | 0.65837 | 0.66094 | 0.66227
Scenario 5: High TRC ZEAS Phase In | PG&E | Com | HVAC | Com - Health | Fuel Substitution | Incremental Measure Cost | 272670.2379 | 301543.8533 | 329584.3304 | 356394.9847 | 57.3935 | 44.145 | 46.5614 | 48.5565 | 0 | 51.7917 | 53.1707 | 54.4459 | 55.6464
Scenario 5: High TRC ZEAS Phase In | PG&E | Com | HVAC | Com - Lodging | Energy Efficiency | Admin | 262285.5498 | 278705.7476 | 291222.6683 | 305262.2214 | 318638.8473 | 329191.5274 | 301049.1114 | 307243.3326 | 173383.4178 | 174573.5396 | 178806.1065 | 182694.3144 | 186108.0189
Scenario 5: High TRC ZEAS Phase In | PG&E | Com | HVAC | Com - Lodging | Energy Efficiency | Incentives | 90436.255 | 96097.8441 | 100413.6672 | 105254.3637 | 109866.4762 | 113504.889 | 103799.8689 | 105935.4486 | 59778.395 | 60188.7387 | 61648.0059 | 62988.55 | 64165.4977
Scenario 5: High TRC ZEAS Phase In | PG&E | Com | HVAC | Com - Lodging | Energy Efficiency | Incremental Measure Cost | 1268909.963 | 1390284.3343 | 1505237.4383 | 1618732.7743 | 1733348.5276 | 1655985.8619 | 1558436.36 | 1637053.5406 | 1218535.3655 | 1250667.0081 | 1309936.8283 | 1368055.2423 | 1424515.7297
Scenario 5: High TRC ZEAS Phase In | PG&E | Com | HVAC | Com - Lodging | Fuel Substitution | Admin | 55405.2248 | 60710.7536 | 65765.9122 | 70491.3045 | 797.8837 | 838.6501 | 863.7168 | 879.2938 | 2.4795 | 2.492 | 2.4961 | 2.2562 | 2.25
Scenario 5: High TRC ZEAS Phase In | PG&E | Com | HVAC | Com - Lodging | Fuel Substitution | Incentives | 9308.8566 | 10049.8006 | 10724.8031 | 11323.0563 | 91.6944 | 96.3793 | 99.26 | 101.0502 | 0.28495 | 0.28638 | 0.28685 | 0.25928 | 0.25858
Scenario 5: High TRC ZEAS Phase In | PG&E | Com | HVAC | Com - Lodging | Fuel Substitution | Incremental Measure Cost | 229717.7438 | 252897.2472 | 265113.777 | 285474.4792 | 137108.3836 | 7437.4511 | 7812.9501 | 8112.935 | 21.7543 | 22.301 | 22.7841 | 21.0062 | 21.3682
Scenario 5: High TRC ZEAS Phase In | PG&E | Com | HVAC | Com - Office (Large) | Energy Efficiency | Admin | 517461.8099 | 560995.3681 | 590076.1777 | 605187.5182 | 618142.2982 | 628066.2832 | 90059.706 | 90854.7734 | 59918.2555 | 3393.0937 | 3397.4768 | 3397.3635 | 3377.362
Scenario 5: High TRC ZEAS Phase In | PG&E | Com | HVAC | Com - Office (Large) | Energy Efficiency | Incentives | 178439.7127 | 193450.065 | 203477.4199 | 208688.2371 | 213155.4037 | 216577.4579 | 31051.3495 | 31325.4521 | 20659.5677 | 1169.8296 | 1171.3406 | 1171.3015 | 1164.4056
Scenario 5: High TRC ZEAS Phase In | PG&E | Com | HVAC | Com - Office (Large) | Energy Efficiency | Incremental Measure Cost | 4686350.8227 | 5186839.3325 | 5567377.7119 | 5824880.9391 | 6069102.0366 | 3353914.2666 | 870182.2775 | 896267.9968 | 579791.1091 | 17940.9325 | 18335.6738 | 18712.8981 | 18992.6756
Scenario 5: High TRC ZEAS Phase In | PG&E | Com | HVAC | Com - Office (Large) | Fuel Substitution | Admin | 13.4355 | 63.9939 | 66.6158 | 68.5789 | 0 | 0 | 0 | 0 | 0 | 0 | 0 | 0 | 0
Scenario 5: High TRC ZEAS Phase In | PG&E | Com | HVAC | Com - Office (Large) | Fuel Substitution | Incentives | 1.5444 | 7.3564 | 7.6578 | 7.8835 | 0 | 0 | 0 | 0 | 0 | 0 | 0 | 0 | 0
Scenario 5: High TRC ZEAS Phase In | PG&E | Com | HVAC | Com - Office (Large) | Fuel Substitution | Incremental Measure Cost | 61.7969 | 388.3823 | 412.4189 | 433.0709 | 0 | 0 | 0 | 0 | 0 | 0 | 0 | 0 | 0
Scenario 5: High TRC ZEAS Phase In | PG&E | Com | HVAC | Com - Office (Small) | Energy Efficiency | Admin | 32913.6126 | 34171.7609 | 35242.3739 | 110136.5262 | 930225.683 | 310428.7996 | 34174.516 | 34553.5233 | 34751.5015 | 34989.1369 | 35256.7436 | 35487.8653 | 35693.7374
Scenario 5: High TRC ZEAS Phase In | PG&E | Com | HVAC | Com - Office (Small) | Energy Efficiency | Incentives | 1446.6239 | 1538.5456 | 1585.3919 | 37978.9256 | 201946.6042 | 96938.2496 | 1527.8041 | 1541.8787 | 1545.4512 | 1555.0804 | 1575.9199 | 1586.3598 | 1584.509
Scenario 5: High TRC ZEAS Phase In | PG&E | Com | HVAC | Com - Office (Small) | Energy Efficiency | Incremental Measure Cost | 19335.1208 | 20814.4083 | 21829.9751 | 510799.808 | 2811493.5604 | 1412055.8917 | 23373.5238 | 24075.9612 | 24334.7786 | 24905.9652 | 26076.4564 | 26866.1165 | 27387.133
Scenario 5: High TRC ZEAS Phase In | PG&E | Com | HVAC | Com - Office (Small) | Fuel Substitution | Admin | 1955.6757 | 2101.6112 | 3486.7604 | 2989.5916 | 0 | 0 | 0 | 0 | 0 | 0 | 0 | 0 | 0
Scenario 5: High TRC ZEAS Phase In | PG&E | Com | HVAC | Com - Office (Small) | Fuel Substitution | Incentives | 224.9047 | 241.6757 | 400.8811 | 343.7092 | 0 | 0 | 0 | 0 | 0 | 0 | 0 | 0 | 0
Scenario 5: High TRC ZEAS Phase In | PG&E | Com | HVAC | Com - Office (Small) | Fuel Substitution | Incremental Measure Cost | 7619.5779 | 8351.2313 | 18205.3036 | 15938.6058 | 0 | 0 | 0 | 0 | 0 | 0 | 0 | 0 | 0
Scenario 5: High TRC ZEAS Phase In | PG&E | Com | HVAC | Com - Other | Energy Efficiency | Admin | 1422172.3261 | 1005300.9214 | 787304.7155 | 800046.4414 | 808627.0553 | 831544.0896 | 850997.2134 | 951533.9897 | 849668.4672 | 852898.5665 | 859320.6472 | 864444.9349 | 870668.944
Scenario 5: High TRC ZEAS Phase In | PG&E | Com | HVAC | Com - Other | Energy Efficiency | Incentives | 324038.6075 | 173466.5073 | 91194.5317 | 90451.0759 | 90654.7423 | 93063.3562 | 93995.7085 | 124878.739 | 89580.187 | 88729.7112 | 88810.071 | 88884.5878 | 88852.946
Scenario 5: High TRC ZEAS Phase In | PG&E | Com | HVAC | Com - Other | Energy Efficiency | Incremental Measure Cost | 2462420.0706 | 1979268.3454 | 1762005.3078 | 1858947.4147 | 1975062.5713 | 2141268.2088 | 2272037.2749 | 2723544.496 | 2377521.4392 | 2458995.4549 | 2564912.2781 | 2667544.4914 | 2768227.9331
Scenario 5: High TRC ZEAS Phase In | PG&E | Com | HVAC | Com - Other | Fuel Substitution | Admin | 468671.6193 | 510990.1591 | 550679.6722 | 587126.5416 | 0 | 0 | 0 | 0 | 0 | 0 | 0 | 0 | 0
Scenario 5: High TRC ZEAS Phase In | PG&E | Com | HVAC | Com - Other | Fuel Substitution | Incentives | 57552.4119 | 62206.7071 | 66453.2644 | 70227.4058 | 0 | 0 | 0 | 0 | 0 | 0 | 0 | 0 | 0
Scenario 5: High TRC ZEAS Phase In | PG&E | Com | HVAC | Com - Other | Fuel Substitution | Incremental Measure Cost | 1228496.3446 | 1353737.9088 | 1474562.4327 | 1589215.0841 | 1216.0129 | 0 | 0 | 0 | 0 | 0 | 0 | 0 | 0
Scenario 5: High TRC ZEAS Phase In | PG&E | Com | HVAC | Com - Restaurant | Energy Efficiency | Admin | 481811.7745 | 525282.2159 | 566689.9186 | 603894.6898 | 636325.3199 | 663903.9045 | 687940.9389 | 707533.991 | 723449.862 | 736662.5415 | 747314.2902 | 573867.2151 | 1908182.0142
Scenario 5: High TRC ZEAS Phase In | PG&E | Com | HVAC | Com - Restaurant | Energy Efficiency | Incentives | 158497.0043 | 173329.406 | 187375.875 | 200028.4939 | 211077.4554 | 220494.2337 | 228643.1175 | 235304.5867 | 240731.7034 | 245206.4746 | 248814.511 | 197890.5198 | 559029.1601
Scenario 5: High TRC ZEAS Phase In | PG&E | Com | HVAC | Com - Restaurant | Energy Efficiency | Incremental Measure Cost | 1780942.1559 | 1986841.1699 | 2190808.7933 | 2385470.5582 | 2567529.6657 | 2735667.3251 | 2893408.6129 | 3037180.8634 | 3169311.1352 | 3292700.6997 | 3407884.8797 | 2770906.5028 | 7888753.7555
Scenario 5: High TRC ZEAS Phase In | PG&E | Com | HVAC | Com - Restaurant | Fuel Substitution | Admin | 14785.1542 | 25572.3541 | 27303.7149 | 28840.0741 | 0 | 0 | 0 | 0 | 0 | 0 | 0 | 0 | 0
Scenario 5: High TRC ZEAS Phase In | PG&E | Com | HVAC | Com - Restaurant | Fuel Substitution | Incentives | 1741.7091 | 2979.6488 | 3175.5214 | 3347.9553 | 0 | 0 | 0 | 0 | 0 | 0 | 0 | 0 | 0
Scenario 5: High TRC ZEAS Phase In | PG&E | Com | HVAC | Com - Restaurant | Fuel Substitution | Incremental Measure Cost | 63276.4647 | 123301.7009 | 134044.5568 | 144150.8036 | 0 | 0 | 0 | 0 | 0 | 0 | 0 | 0 | 0
Scenario 5: High TRC ZEAS Phase In | PG&E | Com | HVAC | Com - Retail | Energy Efficiency | Admin | 302962.2526 | 323320.9425 | 325177.2182 | 235382.1669 | 1145338.635 | 364672.1478 | 282526.3838 | 292605.8541 | 252960.1446 | 234657.4554 | 240678.9121 | 256347.1392 | 269618.1631
Scenario 5: High TRC ZEAS Phase In | PG&E | Com | HVAC | Com - Retail | Energy Efficiency | Incentives | 94588.9101 | 101108.7403 | 101213.3781 | 81157.1029 | 286827.9906 | 115542.8595 | 85693.1407 | 88835.8762 | 74975.1286 | 68458.6964 | 70313.187 | 75519.3104 | 79872.5454
Scenario 5: High TRC ZEAS Phase In | PG&E | Com | HVAC | Com - Retail | Energy Efficiency | Incremental Measure Cost | 2396117.2814 | 2626142.6172 | 2806720.6888 | 2198755.3677 | 7889190.4454 | 2772587.5533 | 2459395.9084 | 2604941.4682 | 2409443.3307 | 2311566.1568 | 2424043.0408 | 2629557.0223 | 2819916.1909
Scenario 5: High TRC ZEAS Phase In | PG&E | Com | HVAC | Com - Retail | Fuel Substitution | Admin | 68954.9206 | 78464.9249 | 83668.0111 | 80058.3058 | 5.2412 | 5.5111 | 5.6761 | 5.7783 | 0 | 0 | 0 | 0 | 0
Scenario 5: High TRC ZEAS Phase In | PG&E | Com | HVAC | Com - Retail | Fuel Substitution | Incentives | 7936.3953 | 9029.9516 | 9628.3362 | 9212.7215 | 0.60233 | 0.63334 | 0.65231 | 0.66405 | 0 | 0 | 0 | 0 | 0
Scenario 5: High TRC ZEAS Phase In | PG&E | Com | HVAC | Com - Retail | Fuel Substitution | Incremental Measure Cost | 319998.0076 | 387546.3353 | 421471.2657 | 411315.0393 | 74.4264 | 57.6925 | 60.6084 | 62.9336 | 0 | 0 | 0 | 0 | 0
Scenario 5: High TRC ZEAS Phase In | PG&E | Com | HVAC | Com - School | Energy Efficiency | Admin | 188746.2118 | 289061.9453 | 403885.2658 | 441472.8863 | 446263.3095 | 451268.9908 | 206137.0809 | 206664.8987 | 194175.4843 | 190454.0794 | 190444.3345 | 203224.3123 | 207394.0791
Scenario 5: High TRC ZEAS Phase In | PG&E | Com | HVAC | Com - School | Energy Efficiency | Incentives | 31854.8235 | 65783.6096 | 104941.3822 | 117757.8877 | 119681.8314 | 121524.9356 | 37272.5952 | 37640.2564 | 33566.7792 | 32462.6589 | 32625.1229 | 37040.3301 | 38613.9389
Scenario 5: High TRC ZEAS Phase In | PG&E | Com | HVAC | Com - School | Energy Efficiency | Incremental Measure Cost | 709364.9469 | 1230946.1184 | 1831494.4758 | 2082941.8326 | 2176526.3965 | 2269533.447 | 1083614.6687 | 1129041.1005 | 925030.0869 | 872495.4514 | 901492.3988 | 1213065.1716 | 1346943.544
Scenario 5: High TRC ZEAS Phase In | PG&E | Com | HVAC | Com - School | Fuel Substitution | Admin | 53407.6855 | 56742.4459 | 59559.6562 | 61825.3765 | 0 | 0 | 0 | 0 | 0 | 0 | 0 | 0 | 0
Scenario 5: High TRC ZEAS Phase In | PG&E | Com | HVAC | Com - School | Fuel Substitution | Incentives | 6145.3299 | 6528.7852 | 6852.6605 | 7113.0555 | 0 | 0 | 0 | 0 | 0 | 0 | 0 | 0 | 0
Scenario 5: High TRC ZEAS Phase In | PG&E | Com | HVAC | Com - School | Fuel Substitution | Incremental Measure Cost | 187931.547 | 203659.9238 | 218043.0605 | 230855.7445 | 0 | 0 | 0 | 0 | 0 | 0 | 0 | 0 | 0
Scenario 5: High TRC ZEAS Phase In | PG&E | Com | HVAC | Com - Warehouse | Energy Efficiency | Admin | 14956.0738 | 16877.2936 | 18156.7909 | 19363.1861 | 20473.2604 | 25497.6292 | 27526.1898 | 30331.8114 | 17103.972 | 12472.0104 | 12769.7921 | 13039.8476 | 18090.4089
Scenario 5: High TRC ZEAS Phase In | PG&E | Com | HVAC | Com - Warehouse | Energy Efficiency | Incentives | 5156.3439 | 5818.7152 | 6259.8422 | 6675.7661 | 7058.4819 | 8790.7128 | 9490.0913 | 10457.4411 | 5896.9345 | 4299.9239 | 4402.5889 | 4495.6948 | 6236.956
Scenario 5: High TRC ZEAS Phase In | PG&E | Com | HVAC | Com - Warehouse | Energy Efficiency | Incremental Measure Cost | 215577.1299 | 252808.4278 | 278066.3085 | 303072.4013 | 327402.7778 | 440220.8754 | 490123.7502 | 539095.4904 | 265598.0248 | 185983.8285 | 194331.6244 | 202527.384 | 308313.1681
Scenario 5: High TRC ZEAS Phase In | PG&E | Com | HVAC | Com - Warehouse | Fuel Substitution | Admin | 32394.2046 | 35622.1233 | 38709.6443 | 41617.4142 | 0 | 0 | 0 | 0 | 0 | 0 | 0 | 0 | 0
Scenario 5: High TRC ZEAS Phase In | PG&E | Com | HVAC | Com - Warehouse | Fuel Substitution | Incentives | 4464.1344 | 4839.1307 | 5184.4943 | 5494.8539 | 0 | 0 | 0 | 0 | 0 | 0 | 0 | 0 | 0
Scenario 5: High TRC ZEAS Phase In | PG&E | Com | HVAC | Com - Warehouse | Fuel Substitution | Incremental Measure Cost | 79867.106 | 88264.0289 | 96419.305 | 104215.2462 | 4.9263 | 0 | 0 | 0 | 0 | 0 | 0 | 0 | 0
Scenario 5: High TRC ZEAS Phase In | PG&E | Com | Lighting | Com - College | Energy Efficiency | Admin | 0 | 0 | 0 | 0 | 0 | 0 | 0 | 0 | 0 | 0 | 0 | 0 | 0
Scenario 5: High TRC ZEAS Phase In | PG&E | Com | Lighting | Com - College | Energy Efficiency | Incentives | 0 | 0 | 0 | 0 | 0 | 0 | 0 | 0 | 0 | 0 | 0 | 0 | 0
Scenario 5: High TRC ZEAS Phase In | PG&E | Com | Lighting | Com - College | Energy Efficiency | Incremental Measure Cost | 0 | 0 | 0 | 0 | 0 | 0 | 0 | 0 | 0 | 0 | 0 | 0 | 0
Scenario 5: High TRC ZEAS Phase In | PG&E | Com | Lighting | Com - Grocery | Energy Efficiency | Admin | 5099.2961 | 5456.5061 | 14364.5388 | 15928.3604 | 16297.64 | 16665.7131 | 16966.6016 | 17219.7089 | 17432.3628 | 9130.8168 | 8143.2374 | 8410.3138 | 8666.2728
Scenario 5: High TRC ZEAS Phase In | PG&E | Com | Lighting | Com - Grocery | Energy Efficiency | Incentives | 16248.3439 | 17386.554 | 45771.0164 | 50753.9614 | 51930.6298 | 53103.4542 | 54062.2022 | 54868.7004 | 55546.2986 | 29094.3394 | 25947.5267 | 26798.536 | 27614.1212
Scenario 5: High TRC ZEAS Phase In | PG&E | Com | Lighting | Com - Grocery | Energy Efficiency | Incremental Measure Cost | 21047.6532 | 22972.5001 | 71440.6409 | 81174.2608 | 84564.5336 | 88055.4703 | 91226.2188 | 94156.5255 | 96958.9317 | 46705.3925 | 40972.481 | 43162.5938 | 45365.726
Scenario 5: High TRC ZEAS Phase In | PG&E | Com | Lighting | Com - Health | Energy Efficiency | Admin | 13613.2954 | 14501.5347 | 15499.8657 | 38046.7034 | 41867.7934 | 42859.3536 | 43668.3866 | 44336.7463 | 22664.7044 | 20477.1981 | 20991.0708 | 21637.6271 | 22256.5997
Scenario 5: High TRC ZEAS Phase In | PG&E | Com | Lighting | Com - Health | Energy Efficiency | Incentives | 43377.2623 | 46207.5388 | 49388.6101 | 121231.6183 | 133407.0994 | 136566.5965 | 139144.4909 | 141274.1453 | 72218.5773 | 65248.3301 | 66885.7289 | 68945.9089 | 70918.1967
Scenario 5: High TRC ZEAS Phase In | PG&E | Com | Lighting | Com - Health | Energy Efficiency | Incremental Measure Cost | 62792.1932 | 68227.0388 | 74382.4813 | 214207.4807 | 241611.3422 | 251925.0215 | 261275.4177 | 269870.071 | 126467.3499 | 112879.34 | 118026.2736 | 124094.8918 | 130197.684
Scenario 5: High TRC ZEAS Phase In | PG&E | Com | Lighting | Com - Lodging | Energy Efficiency | Admin | 0 | 0 | 0 | 0 | 0 | 0 | 0 | 0 | 0 | 0 | 0 | 0 | 0
Scenario 5: High TRC ZEAS Phase In | PG&E | Com | Lighting | Com - Lodging | Energy Efficiency | Incentives | 0 | 0 | 0 | 0 | 0 | 0 | 0 | 0 | 0 | 0 | 0 | 0 | 0
Scenario 5: High TRC ZEAS Phase In | PG&E | Com | Lighting | Com - Lodging | Energy Efficiency | Incremental Measure Cost | 0 | 0 | 0 | 0 | 0 | 0 | 0 | 0 | 0 | 0 | 0 | 0 | 0
Scenario 5: High TRC ZEAS Phase In | PG&E | Com | Lighting | Com - Office (Large) | Energy Efficiency | Admin | 0 | 0 | 0 | 0 | 0 | 0 | 0 | 0 | 0 | 0 | 0 | 0 | 0
Scenario 5: High TRC ZEAS Phase In | PG&E | Com | Lighting | Com - Office (Large) | Energy Efficiency | Incentives | 0 | 0 | 0 | 0 | 0 | 0 | 0 | 0 | 0 | 0 | 0 | 0 | 0
Scenario 5: High TRC ZEAS Phase In | PG&E | Com | Lighting | Com - Office (Large) | Energy Efficiency | Incremental Measure Cost | 0 | 0 | 0 | 0 | 0 | 0 | 0 | 0 | 0 | 0 | 0 | 0 | 0
Scenario 5: High TRC ZEAS Phase In | PG&E | Com | Lighting | Com - Office (Small) | Energy Efficiency | Admin | 0 | 0 | 0 | 0 | 0 | 0 | 0 | 0 | 0 | 0 | 0 | 0 | 0
Scenario 5: High TRC ZEAS Phase In | PG&E | Com | Lighting | Com - Office (Small) | Energy Efficiency | Incentives | 0 | 0 | 0 | 0 | 0 | 0 | 0 | 0 | 0 | 0 | 0 | 0 | 0
Scenario 5: High TRC ZEAS Phase In | PG&E | Com | Lighting | Com - Office (Small) | Energy Efficiency | Incremental Measure Cost | 0 | 0 | 0 | 0 | 0 | 0 | 0 | 0 | 0 | 0 | 0 | 0 | 0
Scenario 5: High TRC ZEAS Phase In | PG&E | Com | Lighting | Com - Other | Energy Efficiency | Admin | 0 | 0 | 0 | 0 | 0 | 0 | 0 | 0 | 0 | 0 | 0 | 0 | 0
Scenario 5: High TRC ZEAS Phase In | PG&E | Com | Lighting | Com - Other | Energy Efficiency | Incentives | 0 | 0 | 0 | 0 | 0 | 0 | 0 | 0 | 0 | 0 | 0 | 0 | 0
Scenario 5: High TRC ZEAS Phase In | PG&E | Com | Lighting | Com - Other | Energy Efficiency | Incremental Measure Cost | 0 | 0 | 0 | 0 | 0 | 0 | 0 | 0 | 0 | 0 | 0 | 0 | 0
Scenario 5: High TRC ZEAS Phase In | PG&E | Com | Lighting | Com - Refrig. Warehouse | Energy Efficiency | Admin | 316.5976 | 329.1148 | 340.5892 | 351.2229 | 361.1403 | 370.5455 | 378.1142 | 385.0979 | 391.1808 | 397.1954 | 402.8082 | 408.3538 | 413.8594
Scenario 5: High TRC ZEAS Phase In | PG&E | Com | Lighting | Com - Refrig. Warehouse | Energy Efficiency | Incentives | 995.059 | 1041.7939 | 1085.2499 | 1119.1329 | 1150.7335 | 1180.7025 | 1204.819 | 1227.072 | 1246.4543 | 1265.6193 | 1283.5039 | 1301.1744 | 1318.7171
Scenario 5: High TRC ZEAS Phase In | PG&E | Com | Lighting | Com - Refrig. Warehouse | Energy Efficiency | Incremental Measure Cost | 1200.7922 | 1269.8644 | 1337.2412 | 1403.5804 | 1469.2741 | 1535.0577 | 1593.3721 | 1650.2863 | 1705.2311 | 1761.669 | 1818.1666 | 1876.1774 | 1935.8525
Scenario 5: High TRC ZEAS Phase In | PG&E | Com | Lighting | Com - Restaurant | Energy Efficiency | Admin | 0 | 0 | 2882.3397 | 3648.3507 | 3802.606 | 3939.118 | 4116.9329 | 4294.9738 | 4459.6532 | 4616.0172 | 4761.4432 | 3681.4534 | 13358.418
Scenario 5: High TRC ZEAS Phase In | PG&E | Com | Lighting | Com - Restaurant | Energy Efficiency | Incentives | 0 | 0 | 9184.2572 | 11625.0666 | 12116.5841 | 12551.5644 | 13118.1521 | 13685.4598 | 14210.1924 | 14708.4291 | 15171.813 | 11730.5448 | 42565.1236
Scenario 5: High TRC ZEAS Phase In | PG&E | Com | Lighting | Com - Restaurant | Energy Efficiency | Incremental Measure Cost | 0 | 0 | 17424.2519 | 22496.022 | 23916.1159 | 25270.1884 | 26939.123 | 28666.2152 | 30360.652 | 32053.6579 | 33724.7671 | 26596.8272 | 98438.6663
Scenario 5: High TRC ZEAS Phase In | PG&E | Com | Lighting | Com - Retail | Energy Efficiency | Admin | 73813.8666 | 76429.6234 | 78867.2221 | 63418.6015 | 179247.8407 | 83648.2943 | 85697.5007 | 86978.0772 | 88070.4355 | 89137.6314 | 90193.9385 | 91200.3615 | 92220.2281
Scenario 5: High TRC ZEAS Phase In | PG&E | Com | Lighting | Com - Retail | Energy Efficiency | Incentives | 235199.7336 | 243534.5537 | 251301.6927 | 202076.3694 | 571153.4471 | 266536.0511 | 273065.621 | 277146.0367 | 280626.7156 | 284027.2174 | 287393.0234 | 290599.8792 | 293849.5715
Scenario 5: High TRC ZEAS Phase In | PG&E | Com | Lighting | Com - Retail | Energy Efficiency | Incremental Measure Cost | 476982.3739 | 502461.3092 | 527614.0085 | 433948.311 | 1221230.1576 | 589236.7367 | 614093.6662 | 633883.6797 | 652940.9093 | 672413.8079 | 692418.8958 | 712670.0848 | 733654.4408
Scenario 5: High TRC ZEAS Phase In | PG&E | Com | Lighting | Com - School | Energy Efficiency | Admin | 0 | 0 | 0 | 0 | 0 | 0 | 0 | 0 | 0 | 0 | 0 | 0 | 0
Scenario 5: High TRC ZEAS Phase In | PG&E | Com | Lighting | Com - School | Energy Efficiency | Incentives | 0 | 0 | 0 | 0 | 0 | 0 | 0 | 0 | 0 | 0 | 0 | 0 | 0
Scenario 5: High TRC ZEAS Phase In | PG&E | Com | Lighting | Com - School | Energy Efficiency | Incremental Measure Cost | 0 | 0 | 0 | 0 | 0 | 0 | 0 | 0 | 0 | 0 | 0 | 0 | 0
Scenario 5: High TRC ZEAS Phase In | PG&E | Com | Lighting | Com - Warehouse | Energy Efficiency | Admin | 0 | 0 | 0 | 0 | 0 | 0 | 0 | 0 | 0 | 0 | 0 | 0 | 0
Scenario 5: High TRC ZEAS Phase In | PG&E | Com | Lighting | Com - Warehouse | Energy Efficiency | Incentives | 0 | 0 | 0 | 0 | 0 | 0 | 0 | 0 | 0 | 0 | 0 | 0 | 0
Scenario 5: High TRC ZEAS Phase In | PG&E | Com | Lighting | Com - Warehouse | Energy Efficiency | Incremental Measure Cost | 0 | 0 | 0 | 0 | 0 | 0 | 0 | 0 | 0 | 0 | 0 | 0 | 0
Scenario 5: High TRC ZEAS Phase In | PG&E | Com | WaterHeat | Com - College | Energy Efficiency | Admin | 301230.977 | 484856.405 | 418000.2083 | 630039.8048 | 633732.083 | 748520.2282 | 775077.4452 | 883743.7925 | 612128.9488 | 1010353.1323 | 999927.2519 | 933033.5285 | 819444.2673
Scenario 5: High TRC ZEAS Phase In | PG&E | Com | WaterHeat | Com - College | Energy Efficiency | Incentives | 0.08803 | 0.14169 | 0.12215 | 0.18412 | 0.1852 | 0.21874 | 0.2265 | 0.25826 | 0.17888 | 0.29526 | 0.29221 | 0.27266 | 0.23947
Scenario 5: High TRC ZEAS Phase In | PG&E | Com | WaterHeat | Com - College | Energy Efficiency | Incremental Measure Cost | 274842.7027 | 366780.5019 | 308893.5294 | 610460.2727 | 463874.4924 | 414558.1017 | 381095.8614 | 443316.6058 | 287478.5653 | 527676.7452 | 532956.7711 | 507561.3405 | 454998.5818
Scenario 5: High TRC ZEAS Phase In | PG&E | Com | WaterHeat | Com - College | Fuel Substitution | Admin | 86644.9751 | 108373.3445 | 140206.7754 | 141723.9528 | 130176.9811 | 159588.5714 | 57980.4275 | 75109.5205 | 94305.9387 | 117462.9062 | 141963.3872 | 167886.4 | 195688.1665
Scenario 5: High TRC ZEAS Phase In | PG&E | Com | WaterHeat | Com - College | Fuel Substitution | Incentives | 14497.7887 | 17886.9034 | 24678.4746 | 24944.5641 | 23033.8354 | 28083.5968 | 22264.3978 | 28269.0632 | 34790.1354 | 42474.1064 | 50316.6631 | 58326.2259 | 66638.4855
Scenario 5: High TRC ZEAS Phase In | PG&E | Com | WaterHeat | Com - College | Fuel Substitution | Incremental Measure Cost | 265552.7811 | 334051.7286 | 428989.4816 | 469780.6064 | 492069.7126 | 356515.8577 | 132595.7379 | 162102.7192 | 188611.8774 | 234925.8123 | 283926.7745 | 335772.8001 | 391376.333
Scenario 5: High TRC ZEAS Phase In | PG&E | Com | WaterHeat | Com - Grocery | Energy Efficiency | Admin | 199600.1174 | 235037.9495 | 276162.5989 | 323131.044 | 375595.6197 | 432675.0583 | 476173.7564 | 535047.1827 | 382799.2002 | 632461.0439 | 660600.403 | 668170.7282 | 652643.4726
Scenario 5: High TRC ZEAS Phase In | PG&E | Com | WaterHeat | Com - Grocery | Energy Efficiency | Incentives | 0.05833 | 0.068686 | 0.080704 | 0.09443 | 0.10976 | 0.12644 | 0.13915 | 0.15636 | 0.11187 | 0.18483 | 0.19305 | 0.19526 | 0.19072
Scenario 5: High TRC ZEAS Phase In | PG&E | Com | WaterHeat | Com - Grocery | Energy Efficiency | Incremental Measure Cost | 95475.5939 | 113345.7392 | 134449.3492 | 159030.1654 | 187090.5746 | 207963.2199 | 230624.0879 | 264744.0461 | 177141.8546 | 326300.1422 | 347866.9208 | 359019.1159 | 357694.9486
Scenario 5: High TRC ZEAS Phase In | PG&E | Com | WaterHeat | Com - Grocery | Fuel Substitution | Admin | 5394.7831 | 6702.4973 | 8321.6215 | 10320.1837 | 12766.2571 | 15783.5465 | 0 | 0 | 0 | 0 | 0 | 0 | 0
Scenario 5: High TRC ZEAS Phase In | PG&E | Com | WaterHeat | Com - Grocery | Fuel Substitution | Incentives | 773.7586 | 942.4714 | 1147.2029 | 1394.8289 | 1691.6023 | 2050.4106 | 0 | 0 | 0 | 0 | 0 | 0 | 0
Scenario 5: High TRC ZEAS Phase In | PG&E | Com | WaterHeat | Com - Grocery | Fuel Substitution | Incremental Measure Cost | 10789.5662 | 13404.9947 | 16643.2431 | 20640.3674 | 25532.5142 | 31567.093 | 0 | 0 | 0 | 0 | 0 | 0 | 0
Scenario 5: High TRC ZEAS Phase In | PG&E | Com | WaterHeat | Com - Health | Energy Efficiency | Admin | 681414.6766 | 785603.1601 | 871776.0731 | 1002981.6328 | 1087704.7405 | 1204702.1714 | 1104749.3437 | 1202867.0683 | 792835.7886 | 1245127.1215 | 1173094.3327 | 1046958.4048 | 886989.9656
Scenario 5: High TRC ZEAS Phase In | PG&E | Com | WaterHeat | Com - Health | Energy Efficiency | Incentives | 0.19913 | 0.22958 | 0.25476 | 0.29311 | 0.31786 | 0.35205 | 0.32285 | 0.35152 | 0.23169 | 0.36387 | 0.34282 | 0.30596 | 0.25921
Scenario 5: High TRC ZEAS Phase In | PG&E | Com | WaterHeat | Com - Health | Energy Efficiency | Incremental Measure Cost | 465049.3606 | 525649.7073 | 581761.1902 | 658250.196 | 716761.3843 | 598800.3435 | 542582.0284 | 602907.195 | 371813.0002 | 649831.5716 | 624759.9427 | 568938.8613 | 491736.2549
Scenario 5: High TRC ZEAS Phase In | PG&E | Com | WaterHeat | Com - Health | Fuel Substitution | Admin | 137343.928 | 173113.9494 | 227068.985 | 241335.0017 | 240553.2734 | 300148.2961 | 80330.0978 | 104947.0787 | 132403.6074 | 165453.2214 | 200862.3714 | 238523.1106 | 279074.7492
Scenario 5: High TRC ZEAS Phase In | PG&E | Com | WaterHeat | Com - Health | Fuel Substitution | Incentives | 39488.8884 | 49001.5158 | 68424.2965 | 71246.2869 | 68911.4015 | 84409.106 | 60059.3053 | 76908.1077 | 95104.4621 | 116485.4368 | 138608.1655 | 161327.9905 | 185005.3189
Scenario 5: High TRC ZEAS Phase In | PG&E | Com | WaterHeat | Com - Health | Fuel Substitution | Incremental Measure Cost | 393817.1448 | 497881.2072 | 644440.5281 | 718729.449 | 771076.7656 | 705628.9309 | 298291.9699 | 385787.2997 | 264807.2147 | 330906.4428 | 401724.7428 | 477046.2211 | 558149.4985
Scenario 5: High TRC ZEAS Phase In | PG&E | Com | WaterHeat | Com - Lodging | Energy Efficiency | Admin | 2318972.0154 | 2473677.7741 | 2597437.2612 | 2747617.9937 | 2893539.1166 | 3008915.9224 | 1201993.2072 | 1205041.7273 | 579717.5464 | 813478.8967 | 49054.3432 | 585567.2945 | 454281.6465
Scenario 5: High TRC ZEAS Phase In | PG&E | Com | WaterHeat | Com - Lodging | Energy Efficiency | Incentives | 0.67768 | 0.72289 | 0.75906 | 0.80295 | 0.84559 | 0.87931 | 0.35126 | 0.35215 | 0.16941 | 0.23773 | 0.014335 | 0.17112 | 0.13276
Scenario 5: High TRC ZEAS Phase In | PG&E | Com | WaterHeat | Com - Lodging | Energy Efficiency | Incremental Measure Cost | 2034168.0067 | 2197138.8672 | 2355699.3519 | 2528463.4913 | 2710227.8526 | 1970316.2519 | 1184560.6251 | 1270660.4578 | 271962.8721 | 425198.3728 | 25477.7396 | 318617.1911 | 251937.8936
Scenario 5: High TRC ZEAS Phase In | PG&E | Com | WaterHeat | Com - Lodging | Fuel Substitution | Admin | 115786.9185 | 145564.1094 | 189620.6284 | 203199.6649 | 206023.531 | 256938.7845 | 62685.9339 | 81730.4046 | 103260.2716 | 129556.9725 | 157228.5413 | 186515.7299 | 217895.9034
Scenario 5: High TRC ZEAS Phase In | PG&E | Com | WaterHeat | Com - Lodging | Fuel Substitution | Incentives | 39322.8609 | 48564.4672 | 67059.3499 | 69989.3292 | 68285.0696 | 83482.6725 | 56533.6114 | 72250.7322 | 89477.483 | 110042.438 | 130902.7968 | 152210.7958 | 174297.0765
Scenario 5: High TRC ZEAS Phase In | PG&E | Com | WaterHeat | Com - Lodging | Fuel Substitution | Incremental Measure Cost | 460525.5257 | 578957.4714 | 739103.9977 | 854118.1593 | 966342.7886 | 596566.4843 | 232910.47 | 300446.0021 | 206520.5432 | 259113.9449 | 314457.0825 | 373031.4597 | 435791.8068
Scenario 5: High TRC ZEAS Phase In | PG&E | Com | WaterHeat | Com - Office (Large) | Energy Efficiency | Admin | 2065731.7487 | 2186445.0694 | 2176681.6274 | 2034757.247 | 1758855.47 | 1392645.4779 | 749529.8194 | 395601.6036 | 63536.9586 | 74071.1849 | 67463.6478 | 61489.4288 | 56398.1205
Scenario 5: High TRC ZEAS Phase In | PG&E | Com | WaterHeat | Com - Office (Large) | Energy Efficiency | Incentives | 0.60368 | 0.63895 | 0.6361 | 0.59463 | 0.514 | 0.40698 | 0.21904 | 0.11561 | 0.018568 | 0.021646 | 0.019715 | 0.017969 | 0.016481
Scenario 5: High TRC ZEAS Phase In | PG&E | Com | WaterHeat | Com - Office (Large) | Energy Efficiency | Incremental Measure Cost | 1335452.4207 | 1423660.8601 | 1450543.4823 | 1419048.8412 | 1322453.4999 | 856094.9924 | 370370.0326 | 199903.29 | 29800.3314 | 38652.4892 | 35877.353 | 33314.2463 | 31123.0952
Scenario 5: High TRC ZEAS Phase In | PG&E | Com | WaterHeat | Com - Office (Large) | Fuel Substitution | Admin | 42850.1191 | 53524.6916 | 72575.072 | 66046.307 | 48891.38 | 59985.0766 | 42442.498 | 54872.2521 | 69939.1579 | 87317.5152 | 105322.0161 | 124141.7822 | 144033.7427
Scenario 5: High TRC ZEAS Phase In | PG&E | Com | WaterHeat | Com - Office (Large) | Fuel Substitution | Incentives | 8001.4016 | 9846.6535 | 14252.9956 | 13767.6043 | 11781.2962 | 14262.923 | 14865.899 | 18838.3159 | 23535.1775 | 28801.6287 | 34053.1873 | 39344.1699 | 44745.5719
Scenario 5: High TRC ZEAS Phase In | PG&E | Com | WaterHeat | Com - Office (Large) | Fuel Substitution | Incremental Measure Cost | 153858.4141 | 193107.6331 | 252612.6659 | 265065.6469 | 261032.4143 | 156769.0995 | 117108.6796 | 150378.6048 | 139878.3159 | 174635.0303 | 210644.0323 | 248283.5644 | 288067.4854
Scenario 5: High TRC ZEAS Phase In | PG&E | Com | WaterHeat | Com - Office (Small) | Energy Efficiency | Admin | 459878.3908 | 574650.8555 | 19387.3594 | 596889.8937 | 713036.0021 | 825623.0268 | 919766.7275 | 977190.8851 | 617266.5049 | 924907.8873 | 813714.5832 | 666233.5634 | 507421.3836
Scenario 5: High TRC ZEAS Phase In | PG&E | Com | WaterHeat | Com - Office (Small) | Energy Efficiency | Incentives | 0.13439 | 0.16793 | 0.0056656 | 0.17443 | 0.20837 | 0.24128 | 0.26879 | 0.28557 | 0.18039 | 0.27029 | 0.2378 | 0.1947 | 0.14829
Scenario 5: High TRC ZEAS Phase In | PG&E | Com | WaterHeat | Com - Office (Small) | Energy Efficiency | Incremental Measure Cost | 202014.9784 | 257326.4202 | 8828.4068 | 276735.4978 | 337170.7335 | 398250.8764 | 452626.4504 | 490668.2967 | 290037.1624 | 483693.5328 | 434373.9772 | 363064.4857 | 282314.6989
Scenario 5: High TRC ZEAS Phase In | PG&E | Com | WaterHeat | Com - Office (Small) | Fuel Substitution | Admin | 12041.0841 | 15076.1891 | 20133.5064 | 15407.3913 | 12299.8616 | 15186.4231 | 11187.4656 | 14770.2629 | 19175.6722 | 24021.2895 | 29076.7378 | 34411.8017 | 40111.1105
Scenario 5: High TRC ZEAS Phase In | PG&E | Com | WaterHeat | Com - Office (Small) | Fuel Substitution | Incentives | 2112.1929 | 2605.0551 | 3690.7334 | 3009.2775 | 2678.7998 | 3284.3566 | 3552.5561 | 4597.2131 | 5850.1818 | 7183.55 | 8523.4871 | 9888.0119 | 11297.8501
Scenario 5: High TRC ZEAS Phase In | PG&E | Com | WaterHeat | Com - Office (Small) | Fuel Substitution | Incremental Measure Cost | 25142.4822 | 31604.296 | 42233.9821 | 33017.195 | 28117.0019 | 34998.2607 | 22374.9312 | 29540.5258 | 38351.3444 | 48042.5789 | 58153.4755 | 68823.6035 | 80222.2211
Scenario 5: High TRC ZEAS Phase In | PG&E | Com | WaterHeat | Com - Other | Energy Efficiency | Admin | 1363275.9073 | 1630799.3461 | 1803328.8699 | 2147105.0562 | 2535516.393 | 2956639.5754 | 3205387.7603 | 3593154.9532 | 2481941.4653 | 4034782.4855 | 3995712.6961 | 3753051.82 | 3339779.3076
Scenario 5: High TRC ZEAS Phase In | PG&E | Com | WaterHeat | Com - Other | Energy Efficiency | Incentives | 0.3984 | 0.47658 | 0.52699 | 0.62746 | 0.74096 | 0.86403 | 0.93672 | 1.05 | 0.72531 | 1.1791 | 1.1677 | 1.0968 | 0.97599
Scenario 5: High TRC ZEAS Phase In | PG&E | Com | WaterHeat | Com - Other | Energy Efficiency | Incremental Measure Cost | 853975.21 | 1007085.7388 | 1097072.86 | 1293312.7724 | 1517918.6897 | 1479951.5082 | 1566690.8055 | 1792507.2699 | 1157864.1239 | 2096054.4407 | 2117929.7601 | 2029188.6448 | 1841275.3758
Scenario 5: High TRC ZEAS Phase In | PG&E | Com | WaterHeat | Com - Other | Fuel Substitution | Admin | 714234.5096 | 893555.108 | 1155116.7007 | 1202870.0942 | 1165741.2793 | 1444877.7896 | 424406.2086 | 549085.4199 | 688064.522 | 854976.7459 | 1031507.9581 | 1217863.3446 | 1417180.987
Scenario 5: High TRC ZEAS Phase In | PG&E | Com | WaterHeat | Com - Other | Fuel Substitution | Incentives | 143928.1094 | 176865.7665 | 241704.616 | 246715.4166 | 232328.4316 | 282602.5053 | 209439.4583 | 265595.8997 | 326230.2955 | 397343.5822 | 469899.6091 | 543815.182 | 620293.2471
Scenario 5: High TRC ZEAS Phase In | PG&E | Com | WaterHeat | Com - Other | Fuel Substitution | Incremental Measure Cost | 2108995.6372 | 2642111.1406 | 3371734.7793 | 3710748.9174 | 3922313.0222 | 3456078.5093 | 1582166.5424 | 2028075.3492 | 1376129.0441 | 1709953.4919 | 2063015.9162 | 2435726.6892 | 2834361.9741
Scenario 5: High TRC ZEAS Phase In | PG&E | Com | WaterHeat | Com - Refrig. Warehouse | Energy Efficiency | Admin | 2144.0488 | 2228.911 | 1951.2962 | 56439.1996 | 69581.568 | 131826.5265 | 155638.0297 | 182501.6307 | 132113.4364 | 229947.5323 | 244363.0263 | 248573.7329 | 241125.285
Scenario 5: High TRC ZEAS Phase In | PG&E | Com | WaterHeat | Com - Refrig. Warehouse | Energy Efficiency | Incentives | 0.00062656 | 0.00065136 | 0.00057023 | 0.016493 | 0.020334 | 0.038524 | 0.045483 | 0.053333 | 0.038608 | 0.067198 | 0.071411 | 0.072642 | 0.070465
Scenario 5: High TRC ZEAS Phase In | PG&E | Com | WaterHeat | Com - Refrig. Warehouse | Energy Efficiency | Incremental Measure Cost | 1027.5275 | 1086.6715 | 989.2876 | 24198.5059 | 30392.0396 | 63669.5028 | 76534.5255 | 91547.5741 | 62067.4191 | 120056.6143 | 130178.9263 | 135129.3762 | 133775.0881
Scenario 5: High TRC ZEAS Phase In | PG&E | Com | WaterHeat | Com - Refrig. Warehouse | Fuel Substitution | Admin | 1318.9002 | 1660.2409 | 2159.554 | 2332.6818 | 2393.074 | 2989.4788 | 690.5081 | 901.6508 | 1140.4072 | 1431.2252 | 1737.8118 | 2062.5618 | 2410.5856
Scenario 5: High TRC ZEAS Phase In | PG&E | Com | WaterHeat | Com - Refrig. Warehouse | Fuel Substitution | Incentives | 388.4354 | 480.1181 | 660.6863 | 692.9167 | 681.1345 | 834.1942 | 549.2383 | 702.9925 | 871.5428 | 1072.1304 | 1275.9994 | 1484.4235 | 1700.4821
Scenario 5: High TRC ZEAS Phase In | PG&E | Com | WaterHeat | Com - Refrig. Warehouse | Fuel Substitution | Incremental Measure Cost | 2637.8005 | 3320.4817 | 4319.108 | 4665.3637 | 4786.1479 | 5978.9576 | 1381.0162 | 1803.3016 | 2280.8143 | 2862.4503 | 3475.6235 | 4125.1236 | 4821.1712
Scenario 5: High TRC ZEAS Phase In | PG&E | Com | WaterHeat | Com - Restaurant | Energy Efficiency | Admin | 172085.9438 | 182843.5025 | 109099.218 | 286486.1354 | 320065.1922 | 489756.0154 | 498061.9215 | 517205.1858 | 351830.7911 | 479506.4769 | 101558.7579 | 371839.3366 | 358458.3243
Scenario 5: High TRC ZEAS Phase In | PG&E | Com | WaterHeat | Com - Restaurant | Energy Efficiency | Incentives | 0.050289 | 0.053433 | 0.031882 | 0.083721 | 0.093534 | 0.14312 | 0.14555 | 0.15114 | 0.10282 | 0.14013 | 0.029679 | 0.10866 | 0.10475
Scenario 5: High TRC ZEAS Phase In | PG&E | Com | WaterHeat | Com - Restaurant | Energy Efficiency | Incremental Measure Cost | 106491.4431 | 117325.2735 | 58293.9193 | 135094.5164 | 152491.1626 | 245758.0511 | 233531.0769 | 247846.3991 | 156608.97 | 238287.2317 | 41287.4725 | 191029.1455 | 179894.0377
Scenario 5: High TRC ZEAS Phase In | PG&E | Com | WaterHeat | Com - Restaurant | Fuel Substitution | Admin | 327908.1787 | 409521.1482 | 540552.8313 | 484629.0465 | 341692.1606 | 420040.19 | 330834.4222 | 426410.7413 | 532945.8335 | 660988.4737 | 795838.3425 | 846165.0629 | 1017340.2236
Scenario 5: High TRC ZEAS Phase In | PG&E | Com | WaterHeat | Com - Restaurant | Fuel Substitution | Incentives | 66231.5166 | 81422.1735 | 114184.5844 | 109981.0438 | 92941.7077 | 112791.8464 | 121073.8482 | 152950.9225 | 187372.0463 | 227781.7752 | 268818.5897 | 280156.2139 | 330153.2057
Scenario 5: High TRC ZEAS Phase In | PG&E | Com | WaterHeat | Com - Restaurant | Fuel Substitution | Incremental Measure Cost | 662210.1539 | 829821.0794 | 1097952.5584 | 994372.9699 | 719600.7233 | 891101.8861 | 661668.8445 | 852821.4825 | 1065891.667 | 1321976.9473 | 1591676.685 | 1692330.1258 | 2034680.4471
Scenario 5: High TRC ZEAS Phase In | PG&E | Com | WaterHeat | Com - Retail | Energy Efficiency | Admin | 842197.9427 | 1059405.5136 | 1023770.5592 | 1443024.6428 | 1739224.2858 | 2060044.8908 | 2362599.5896 | 2622130.449 | 1761843.0871 | 2844753.5799 | 2759480.706 | 2533944.7614 | 2197946.365
Scenario 5: High TRC ZEAS Phase In | PG&E | Com | WaterHeat | Com - Retail | Energy Efficiency | Incentives | 0.24612 | 0.30959 | 0.29918 | 0.4217 | 0.50826 | 0.60201 | 0.69043 | 0.76628 | 0.51487 | 0.83133 | 0.80641 | 0.7405 | 0.64231
Scenario 5: High TRC ZEAS Phase In | PG&E | Com | WaterHeat | Com - Retail | Energy Efficiency | Incremental Measure Cost | 375980.6816 | 481007.4383 | 470440.0325 | 676443.7019 | 837222.1252 | 1015992.7682 | 1185609.2099 | 1339726.1508 | 827839.0741 | 1486418.5874 | 1471472.5444 | 1379107.3022 | 1221052.3246
Scenario 5: High TRC ZEAS Phase In | PG&E | Com | WaterHeat | Com - Retail | Fuel Substitution | Admin | 15470.5412 | 19392.0463 | 25939.0234 | 20206.4633 | 12224.1686 | 15190.8675 | 17620.6141 | 22877.2991 | 29183.376 | 36441.6687 | 44008.8276 | 51995.8466 | 60535.2738
Scenario 5: High TRC ZEAS Phase In | PG&E | Com | WaterHeat | Com - Retail | Fuel Substitution | Incentives | 3436.89 | 4227.4058 | 5983.9336 | 5210.5848 | 4298.5407 | 5250.7058 | 6469.6127 | 8233.1419 | 10294.5864 | 12600.7073 | 14916.394 | 17275.1017 | 19714.5844
Scenario 5: High TRC ZEAS Phase In | PG&E | Com | WaterHeat | Com - Retail | Fuel Substitution | Incremental Measure Cost | 30998.2493 | 38883.3945 | 52035.8057 | 40629.0588 | 24793.4958 | 54703.4234 | 66133.9668 | 84963.7637 | 58366.752 | 72883.3374 | 88017.6551 | 103991.6932 | 121070.5476
Scenario 5: High TRC ZEAS Phase In | PG&E | Com | WaterHeat | Com - School | Energy Efficiency | Admin | 1090593.7601 | 1223618.9832 | 1282086.3925 | 1314773.3953 | 1270301.2809 | 1146736.1868 | 834521.0293 | 617618.4478 | 255285.8548 | 224791.2948 | 86361.2332 | 64430.7082 | 61099.8737
Scenario 5: High TRC ZEAS Phase In | PG&E | Com | WaterHeat | Com - School | Energy Efficiency | Incentives | 0.31871 | 0.35758 | 0.37467 | 0.38422 | 0.37123 | 0.33512 | 0.24388 | 0.18049 | 0.074603 | 0.065692 | 0.025238 | 0.018829 | 0.017855
Scenario 5: High TRC ZEAS Phase In | PG&E | Com | WaterHeat | Com - School | Energy Efficiency | Incremental Measure Cost | 628216.4934 | 705307.3014 | 725729.7161 | 756846.7361 | 751772.4729 | 708307.1222 | 408880.5521 | 308212.6104 | 117747.9601 | 115075.74 | 43381.613 | 31662.645 | 30411.0454
Scenario 5: High TRC ZEAS Phase In | PG&E | Com | WaterHeat | Com - School | Fuel Substitution | Admin | 171641.7203 | 214505.1992 | 289891.6314 | 259787.6867 | 184577.07 | 226368.4214 | 176089.2322 | 226742.3427 | 287642.3315 | 358149.1492 | 431296.9374 | 507935.433 | 589071.4409
Scenario 5: High TRC ZEAS Phase In | PG&E | Com | WaterHeat | Com - School | Fuel Substitution | Incentives | 24651.8355 | 30322.1205 | 43224.5483 | 41492.9032 | 35060.9931 | 42403.5469 | 43123.7323 | 54424.4745 | 67672.4901 | 82591.5287 | 97491.9308 | 112544.7402 | 127941.1894
Scenario 5: High TRC ZEAS Phase In | PG&E | Com | WaterHeat | Com - School | Fuel Substitution | Incremental Measure Cost | 380696.1159 | 477384.6374 | 642105.9511 | 599585.2679 | 471463.0769 | 687896.9715 | 486603.0084 | 622666.0126 | 575284.6631 | 716298.2983 | 862593.8749 | 1015870.866 | 1178142.8819
Scenario 5: High TRC ZEAS Phase In | PG&E | Com | WaterHeat | Com - Warehouse | Energy Efficiency | Admin | 604938.3876 | 754178.6119 | 931800.7397 | 1138806.9243 | 1371744.4429 | 1622544.3787 | 1865214.8989 | 2099777.5397 | 1434699.6615 | 2381296.437 | 2391355.9095 | 2288513.152 | 2086586.485
Scenario 5: High TRC ZEAS Phase In | PG&E | Com | WaterHeat | Com - Warehouse | Energy Efficiency | Incentives | 0.17678 | 0.2204 | 0.2723 | 0.3328 | 0.40087 | 0.47416 | 0.54508 | 0.61363 | 0.41927 | 0.6959 | 0.69884 | 0.66878 | 0.60977
Scenario 5: High TRC ZEAS Phase In | PG&E | Com | WaterHeat | Com - Warehouse | Energy Efficiency | Incremental Measure Cost | 282616.1867 | 355406.0328 | 443718.1397 | 549105.0047 | 670717.302 | 793428.5548 | 922353.5767 | 1058629.9694 | 674141.6014 | 1244099.928 | 1274947.6189 | 1245230.2936 | 1158896.4866
Scenario 5: High TRC ZEAS Phase In | PG&E | Com | WaterHeat | Com - Warehouse | Fuel Substitution | Admin | 2709.1461 | 3404.2408 | 4431.1812 | 4786.3895 | 4907.8123 | 6015.5925 | 1312.2121 | 1709.0971 | 2158.2233 | 2705.0266 | 3280.6792 | 3891.2489 | 4546.8637
Scenario 5: High TRC ZEAS Phase In | PG&E | Com | WaterHeat | Com - Warehouse | Fuel Substitution | Incentives | 388.9783 | 484.7173 | 672.0092 | 707.0515 | 698.2423 | 854.1062 | 519.8102 | 663.6074 | 821.4018 | 1009.1366 | 1199.6814 | 1394.8111 | 1597.5772
Scenario 5: High TRC ZEAS Phase In | PG&E | Com | WaterHeat | Com - Warehouse | Fuel Substitution | Incremental Measure Cost | 5441.9817 | 6875.9307 | 8993.1477 | 9853.5987 | 10328.918 | 14580.3373 | 4855.6902 | 6267.7942 | 4316.4467 | 5410.0532 | 6561.3584 | 7782.4979 | 9093.7275
Scenario 5: High TRC ZEAS Phase In | PG&E | Com | WholeBlg | Com - College | Energy Efficiency | Admin | 211404.8839 | 213721.7523 | 215527.2005 | 217750.8172 | 220328.234 | 223030.9423 | 226894.129 | 231179.2635 | 234532.3712 | 241830.7072 | 247577.2723 | 249324.9933 | 255677.8143
Scenario 5: High TRC ZEAS Phase In | PG&E | Com | WholeBlg | Com - College | Energy Efficiency | Incentives | 0 | 0 | 0 | 0 | 0 | 0 | 0 | 0 | 0 | 0 | 3872.2641 | 4045.218 | 4278.6088
Scenario 5: High TRC ZEAS Phase In | PG&E | Com | WholeBlg | Com - College | Energy Efficiency | Incremental Measure Cost | 0 | 0 | 0 | 0 | 0 | 0 | 0 | 0 | 0 | 0 | 23902.1734 | 24969.7591 | 26410.4014
Scenario 5: High TRC ZEAS Phase In | PG&E | Com | WholeBlg | Com - Office (Large) | Energy Efficiency | Admin | 2268818.578 | 2323612.8644 | 2373687.4078 | 2429756.0589 | 2493237.6576 | 2560802.4869 | 2641416.8023 | 2661213.0798 | 2740549.4007 | 2868442.8366 | 2944742.554 | 3005526.6283 | 3071086.6288
Scenario 5: High TRC ZEAS Phase In | PG&E | Com | WholeBlg | Com - Office (Large) | Energy Efficiency | Incentives | 0 | 0 | 0 | 0 | 0 | 0 | 0 | 0 | 0 | 0 | 0 | 0 | 0
Scenario 5: High TRC ZEAS Phase In | PG&E | Com | WholeBlg | Com - Office (Large) | Energy Efficiency | Incremental Measure Cost | 0 | 0 | 0 | 0 | 0 | 0 | 0 | 0 | 0 | 0 | 0 | 0 | 0
Scenario 5: High TRC ZEAS Phase In | PG&E | Com | WholeBlg | Com - Restaurant | Energy Efficiency | Admin | 617510.1032 | 631161.6338 | 643931.0973 | 658385.3371 | 674686.8056 | 690914.7967 | 708867.9034 | 731770.7052 | 751022.8845 | 783854.7358 | 802093.9514 | 814266.8963 | 848939.4944
Scenario 5: High TRC ZEAS Phase In | PG&E | Com | WholeBlg | Com - Restaurant | Energy Efficiency | Incentives | 539.0954 | 594.3042 | 662.7943 | 735.0545 | 809.7052 | 886.683 | 973.3242 | 1060.7904 | 1148.2814 | 1243.8941 | 1341.3507 | 0 | 16671.2944
Scenario 5: High TRC ZEAS Phase In | PG&E | Com | WholeBlg | Com - Restaurant | Energy Efficiency | Incremental Measure Cost | 3327.6534 | 3668.4382 | 4091.2045 | 4537.2424 | 4998.0356 | 5473.1933 | 6008.0006 | 6547.8996 | 7087.9515 | 7678.1364 | 8279.703 | 0 | 102906.2486
Scenario 5: High TRC ZEAS Phase In | PG&E | Com | WholeBlg | Com - Retail | Energy Efficiency | Admin | 806352.2734 | 820373.2769 | 833033.3003 | 837272.7867 | 957125.561 | 882498.7182 | 905708.1596 | 942017.021 | 963960.8609 | 1002274.0294 | 1021764.9819 | 1035715.9268 | 1062525.2655
Scenario 5: High TRC ZEAS Phase In | PG&E | Com | WholeBlg | Com - Retail | Energy Efficiency | Incentives | 2604.0809 | 2950.9705 | 3356.2435 | 0 | 38440.1927 | 4434.5667 | 4938.5444 | 5473.6312 | 5979.932 | 6528.0815 | 7115.8556 | 7726.2893 | 8385.4716
Scenario 5: High TRC ZEAS Phase In | PG&E | Com | WholeBlg | Com - Retail | Energy Efficiency | Incremental Measure Cost | 16074.1084 | 18215.3405 | 20716.9536 | 0 | 237278.2779 | 27373.0769 | 30483.9605 | 33786.87 | 36912.0931 | 40295.6342 | 43923.7644 | 47691.7645 | 51760.6737
Scenario 5: High TRC ZEAS Phase In | PG&E | Com | WholeBlg | Com - Warehouse | Energy Efficiency | Admin | 885689.5765 | 916496.7881 | 946906.8498 | 980343.1464 | 1017704.6143 | 1056856.197 | 1099353.4375 | 1218893.6967 | 1266729.1628 | 1334785.6332 | 1382080.4229 | 1422485.1176 | 1442051.1101
Scenario 5: High TRC ZEAS Phase In | PG&E | Com | WholeBlg | Com - Warehouse | Energy Efficiency | Incentives | 0 | 0 | 0 | 0 | 0 | 0 | 0 | 0 | 0 | 0 | 0 | 0 | 0
Scenario 5: High TRC ZEAS Phase In | PG&E | Com | WholeBlg | Com - Warehouse | Energy Efficiency | Incremental Measure Cost | 0 | 0 | 0 | 0 | 0 | 0 | 0 | 0 | 0 | 0 | 0 | 0 | 0
Scenario 5: High TRC ZEAS Phase In | PG&E | Res | AppPlug | Res - Multi Family | Energy Efficiency | Admin | 0 | 0 | 0 | 0 | 0 | 0 | 43244.748 | 47591.7497 | 47726.7155 | 47851.1178 | 47993.1657 | 48165.872 | 48336.8394
Scenario 5: High TRC ZEAS Phase In | PG&E | Res | AppPlug | Res - Multi Family | Energy Efficiency | Incentives | 0 | 0 | 0 | 0 | 0 | 0 | 510.2915 | 561.5865 | 563.1791 | 564.6471 | 566.3232 | 568.3612 | 570.3786
Scenario 5: High TRC ZEAS Phase In | PG&E | Res | AppPlug | Res - Multi Family | Energy Efficiency | Incremental Measure Cost | 0 | 0 | 0 | 0 | 0 | 0 | 209599.468 | 235281.9702 | 240668.1925 | 246121.4172 | 251789.0793 | 257749.0602 | 263837.2337
Scenario 5: High TRC ZEAS Phase In | PG&E | Res | AppPlug | Res - Multi Family | Fuel Substitution | Admin | 1.7435 | 1.9449 | 2.1581 | 2.3823 | 2.617 | 2.8622 | 0 | 0 | 0 | 0 | 0 | 0 | 0
Scenario 5: High TRC ZEAS Phase In | PG&E | Res | AppPlug | Res - Multi Family | Fuel Substitution | Incentives | 99.5252 | 108.8455 | 118.4091 | 128.1476 | 138.0127 | 147.9814 | 0 | 0 | 0 | 0 | 0 | 0 | 0
Scenario 5: High TRC ZEAS Phase In | PG&E | Res | AppPlug | Res - Multi Family | Fuel Substitution | Incremental Measure Cost | 3.487 | 3.8898 | 4.3163 | 4.7647 | 5.2341 | 5.7244 | 0 | 0 | 0 | 0 | 0 | 0 | 0
Scenario 5: High TRC ZEAS Phase In | PG&E | Res | AppPlug | Res - Single Family | Fuel Substitution | Admin | 16.5215 | 18.3393 | 20.2406 | 22.2277 | 24.3029 | 26.4683 | 0 | 0 | 0 | 0 | 0 | 0 | 0
Scenario 5: High TRC ZEAS Phase In | PG&E | Res | AppPlug | Res - Single Family | Fuel Substitution | Incentives | 575.2301 | 626 | 677.3507 | 729.2655 | 781.7158 | 834.6726 | 0 | 0 | 0 | 0 | 0 | 0 | 0
Scenario 5: High TRC ZEAS Phase In | PG&E | Res | AppPlug | Res - Single Family | Fuel Substitution | Incremental Measure Cost | 33.043 | 36.6786 | 40.4811 | 44.4554 | 48.6058 | 52.9365 | 0 | 0 | 0 | 0 | 0 | 0 | 0
Scenario 5: High TRC ZEAS Phase In | PG&E | Res | BldgEnv | Res - Single Family | Energy Efficiency | Admin | 94739.8762 | 112689.1816 | 119498.5853 | 119542.9552 | 116210.8694 | 111489.4092 | 106057.1098 | 100001.3541 | 94239.1048 | 0 | 0 | 0 | 0
Scenario 5: High TRC ZEAS Phase In | PG&E | Res | BldgEnv | Res - Single Family | Energy Efficiency | Incremental Measure Cost | 694117.3373 | 853739.8761 | 928193.4167 | 948487.3096 | 940280.6445 | 919268.7415 | 890645.6171 | 855044.7446 | 820205.2094 | 0 | 0 | 0 | 0
Scenario 5: High TRC ZEAS Phase In | PG&E | Res | HVAC | Res - Multi Family | Energy Efficiency | Admin | 6394.4294 | 7223.4954 | 59238.1511 | 75566.2367 | 86309.2514 | 91916.8241 | 95787.1816 | 99382.6138 | 102565.4681 | 105705.8036 | 108790.7526 | 111888.4607 | 114864.9798
Scenario 5: High TRC ZEAS Phase In | PG&E | Res | HVAC | Res - Multi Family | Energy Efficiency | Incentives | 5494.6176 | 6207.0191 | 50902.2732 | 64932.7023 | 74163.9807 | 78982.4666 | 82308.1949 | 85397.6849 | 88132.6541 | 90831.0876 | 93481.9286 | 96143.7332 | 98701.4023
Scenario 5: High TRC ZEAS Phase In | PG&E | Res | HVAC | Res - Multi Family | Energy Efficiency | Incremental Measure Cost | 13419.7543 | 15462.8786 | 204718.7253 | 268837.6224 | 317277.1214 | 345568.1297 | 367351.9834 | 388785.2114 | 409341.5547 | 430319.9096 | 451740.0421 | 473895.5926 | 496232.6046
Scenario 5: High TRC ZEAS Phase In | PG&E | Res | HVAC | Res - Multi Family | Fuel Substitution | Admin | 82.0114 | 89.385 | 96.227 | 103.2487 | 14.4183 | 15.7229 | 16.9545 | 18.0529 | 19.643 | 20.9708 | 22.0272 | 22.8862 | 23.6055
Scenario 5: High TRC ZEAS Phase In | PG&E | Res | HVAC | Res - Multi Family | Fuel Substitution | Incentives | 0.026966 | 0.028781 | 0.030362 | 0.031917 | 0.0023987 | 0.0026157 | 0.0028205 | 0.0030032 | 0.0032677 | 0.0034885 | 0.0036642 | 0.003807 | 0.0039265
Scenario 5: High TRC ZEAS Phase In | PG&E | Res | HVAC | Res - Multi Family | Fuel Substitution | Incremental Measure Cost | 164.0229 | 178.7711 | 192.4581 | 206.5516 | 47.9579 | 53.3452 | 58.6754 | 63.7264 | 70.7213 | 77.0096 | 82.5042 | 87.4333 | 91.9814
Scenario 5: High TRC ZEAS Phase In | PG&E | Res | HVAC | Res - Single Family | Energy Efficiency | Admin | 581489.1936 | 669546.4666 | 731749.8129 | 777589.2978 | 410860.5873 | 375583.8542 | 379446.8251 | 392123.285 | 63836.763 | 13167.5962 | 13536.5669 | 13899.1436 | 14245.7435
Scenario 5: High TRC ZEAS Phase In | PG&E | Res | HVAC | Res - Single Family | Energy Efficiency | Incentives | 499696.8426 | 575368.5011 | 628822.5652 | 668214.1665 | 353045.0812 | 322732.4216 | 326051.8028 | 336944.4558 | 54853.7773 | 11314.6776 | 11631.7275 | 11943.283 | 12241.11
Scenario 5: High TRC ZEAS Phase In | PG&E | Res | HVAC | Res - Single Family | Energy Efficiency | Incremental Measure Cost | 9194746.8107 | 10752744.574 | 11976456.6923 | 12972153.8594 | 8374473.6436 | 5612034.623 | 5603120.6229 | 5909183.5157 | 863130.8735 | 58161.4837 | 60987.058 | 63873.0067 | 66775.1098
Scenario 5: High TRC ZEAS Phase In | PG&E | Res | HVAC | Res - Single Family | Fuel Substitution | Admin | 3328.4995 | 3629.6484 | 4493.3467 | 6100.2437 | 287.4589 | 283.2657 | 301.775 | 324.136 | 57.9252 | 61.8954 | 65.0842 | 67.7081 | 69.9313
Scenario 5: High TRC ZEAS Phase In | PG&E | Res | HVAC | Res - Single Family | Fuel Substitution | Incentives | 0.93425 | 1.0021 | 1.1603 | 1.4402 | 0.047808 | 0.047111 | 0.050189 | 0.053908 | 0.0096337 | 0.010294 | 0.010824 | 0.011261 | 0.01163
Scenario 5: High TRC ZEAS Phase In | PG&E | Res | HVAC | Res - Single Family | Fuel Substitution | Incremental Measure Cost | 8293.7086 | 8052.7691 | 10285.4849 | 14443.2065 | 2968.0867 | 2312.4563 | 2503.0351 | 2713.7534 | 238.0532 | 259.4569 | 278.2802 | 295.2888 | 311.0843
Scenario 5: High TRC ZEAS Phase In | PG&E | Res | WaterHeat | Res - Multi Family | Energy Efficiency | Admin | 538184.9517 | 817960.8897 | 488937.44 | 474697.0237 | 451193.199 | 428622.8062 | 407008.2847 | 391556.2714 | 496280.0793 | 495338.9184 | 483755.4917 | 618651.102 | 631357.7818
Scenario 5: High TRC ZEAS Phase In | PG&E | Res | WaterHeat | Res - Multi Family | Energy Efficiency | Incentives | 77.5323 | 117.8372 | 70.4379 | 68.3864 | 65.0003 | 61.7488 | 58.6349 | 56.4094 | 71.5092 | 71.3756 | 69.7074 | 89.1561 | 90.9893
Scenario 5: High TRC ZEAS Phase In | PG&E | Res | WaterHeat | Res - Multi Family | Energy Efficiency | Incremental Measure Cost | 471274.6402 | 604754.2552 | 195517.8124 | 193640.7028 | 187757.0901 | 181940.1523 | 176224.7867 | 182228.0756 | 438694.221 | 479460.2987 | 494018.2436 | 845429.5198 | 915662.4107
Scenario 5: High TRC ZEAS Phase In | PG&E | Res | WaterHeat | Res - Multi Family | Fuel Substitution | Admin | 720146.705 | 809802.4679 | 923116.8525 | 1021570.1803 | 1122361.8732 | 1232262.8614 | 28262.782 | 32451.0091 | 36320.1385 | 40205.9128 | 43688.632 | 46531.461 | 48937.846
Scenario 5: High TRC ZEAS Phase In | PG&E | Res | WaterHeat | Res - Multi Family | Fuel Substitution | Incentives | 533860.9963 | 588673.0686 | 663148.0373 | 713511.8612 | 761343.7993 | 819493.3733 | 12666.9218 | 14502.807 | 16231.9019 | 17968.5007 | 19524.9693 | 20795.4634 | 21870.9055
Scenario 5: High TRC ZEAS Phase In | PG&E | Res | WaterHeat | Res - Multi Family | Fuel Substitution | Incremental Measure Cost | 1440293.4101 | 1619604.9357 | 1846233.705 | 2043140.3605 | 2245533.9273 | 2466136.1401 | 59328.6198 | 69266.0284 | 79075.5532 | 89287.0523 | 98961.0654 | 107508.0012 | 115328.7675
Scenario 5: High TRC ZEAS Phase In | PG&E | Res | WaterHeat | Res - Single Family | Energy Efficiency | Admin | 2820051.7767 | 3945885.2189 | 2689418.6656 | 2688881.0512 | 2638344.1649 | 2588529.697 | 2534619.2394 | 2479021.7236 | 1503178.8352 | 1705084.4791 | 1689022.3213 | 1647903.0886 | 2258424.3365
Scenario 5: High TRC ZEAS Phase In | PG&E | Res | WaterHeat | Res - Single Family | Energy Efficiency | Incentives | 406.3317 | 568.527 | 387.5248 | 387.4517 | 380.1753 | 373.0027 | 365.24 | 357.2341 | 216.5603 | 245.6756 | 243.3666 | 237.4445 | 325.4656
Scenario 5: High TRC ZEAS Phase In | PG&E | Res | WaterHeat | Res - Single Family | Energy Efficiency | Incremental Measure Cost | 5720024.8449 | 5815605.561 | 3892546.9488 | 4111264.0395 | 4294787.2386 | 2695450.9378 | 2782576.4291 | 2869423.2518 | 908340.0481 | 1473786.1769 | 1576787.2331 | 1612723.499 | 3227000.2664
Scenario 5: High TRC ZEAS Phase In | PG&E | Res | WaterHeat | Res - Single Family | Fuel Substitution | Admin | 19941.3744 | 28888.3487 | 167283.4825 | 168722.9158 | 156584.3069 | 176313.4646 | 197800.045 | 225027.1543 | 251679.7235 | 278456.0383 | 302543.7633 | 322296.06 | 339102.9011
Scenario 5: High TRC ZEAS Phase In | PG&E | Res | WaterHeat | Res - Single Family | Fuel Substitution | Incentives | 27353.6155 | 38775.9814 | 186621.5746 | 140352.671 | 70551.3002 | 79058.5068 | 88413.3347 | 100567.3121 | 112478.6623 | 124445.3159 | 135210.4068 | 144037.9431 | 151549.1203
Scenario 5: High TRC ZEAS Phase In | PG&E | Res | WaterHeat | Res - Single Family | Fuel Substitution | Incremental Measure Cost | 39882.7488 | 57776.6973 | 334566.965 | 337445.8315 | 321212.2909 | 367152.2878 | 418888.5924 | 486010.9247 | 554202.4113 | 625427.6993 | 693122.1562 | 753142.8371 | 808266.2388
Scenario 5: High TRC ZEAS Phase In | PG&E | Res | WholeBlg | Res - Multi Family | Energy Efficiency | Admin | 0 | 0 | 0 | 0 | 0 | 0 | 0 | 3734.192 | 3497.3963 | 3279.2322 | 3039.7796 | 2857.2967 | 2674.0589
Scenario 5: High TRC ZEAS Phase In | PG&E | Res | WholeBlg | Res - Multi Family | Energy Efficiency | Incentives | 0 | 0 | 0 | 0 | 0 | 0 | 0 | 2857.0669 | 2675.8922 | 2508.9727 | 2325.7651 | 2186.1457 | 2045.9487
Scenario 5: High TRC ZEAS Phase In | PG&E | Res | WholeBlg | Res - Multi Family | Energy Efficiency | Incremental Measure Cost | 0 | 0 | 0 | 0 | 0 | 0 | 0 | 14217.3591 | 13582.1122 | 12989.5709 | 12281.8813 | 11775.4719 | 11240.7199
Scenario 5: High TRC ZEAS Phase In | PG&E | Res | WholeBlg | Res - Single Family | Energy Efficiency | Admin | 0 | 0 | 0 | 0 | 0 | 0 | 13704.7424 | 12837.1974 | 11798.2354 | 10964.7586 | 10018.8826 | 9233.4335 | 8529.0996
Scenario 5: High TRC ZEAS Phase In | PG&E | Res | WholeBlg | Res - Single Family | Energy Efficiency | Incentives | 0 | 0 | 0 | 0 | 0 | 0 | 10485.654 | 9821.8855 | 9026.9638 | 8389.2613 | 7665.5608 | 7064.6048 | 6525.7109
Scenario 5: High TRC ZEAS Phase In | PG&E | Res | WholeBlg | Res - Single Family | Energy Efficiency | Incremental Measure Cost | 0 | 0 | 0 | 0 | 0 | 0 | 56781.0077 | 54250.3582 | 50856.869 | 48209.4094 | 44931.6319 | 42237.3151 | 39795.7262
Scenario 5: High TRC ZEAS Phase In | SCE | Com | BldgEnv | Com - College | Energy Efficiency | Admin | 240.012 | 254.1819 | 260.5716 | 257.8502 | 245.4688 | 225.0512 | 198.1739 | 167.2269 | 11.5596 | 0 | 0 | 0 | 0
Scenario 5: High TRC ZEAS Phase In | SCE | Com | BldgEnv | Com - College | Energy Efficiency | Incremental Measure Cost | 8019.2988 | 8658.9656 | 9040.8248 | 9105.0748 | 8822.2875 | 8214.6062 | 7333.8809 | 6262.5112 | 153.7648 | 0 | 0 | 0 | 0
Scenario 5: High TRC ZEAS Phase In | SCE | Com | BldgEnv | Com - Grocery | Energy Efficiency | Admin | 21.6319 | 22.7065 | 23.4539 | 22.4861 | 23.7881 | 24.9238 | 25.8436 | 26.9238 | 27.8406 | 0 | 0 | 0 | 0
Scenario 5: High TRC ZEAS Phase In | SCE | Com | BldgEnv | Com - Grocery | Energy Efficiency | Incremental Measure Cost | 310.2804 | 321.9053 | 331.5599 | 342.7295 | 356.4404 | 369.1774 | 380.3364 | 393.7977 | 406.1587 | 0 | 0 | 0 | 0
Scenario 5: High TRC ZEAS Phase In | SCE | Com | BldgEnv | Com - Health | Energy Efficiency | Admin | 29.3729 | 30.6056 | 32.145 | 32.7055 | 33.7607 | 34.3814 | 35.1704 | 33.2463 | 33.7164 | 0 | 0 | 0 | 0
Scenario 5: High TRC ZEAS Phase In | SCE | Com | BldgEnv | Com - Health | Energy Efficiency | Incremental Measure Cost | 323.7844 | 333.2468 | 345.2495 | 350.7982 | 360.2405 | 367.1762 | 377.4193 | 382.7664 | 387.6342 | 0 | 0 | 0 | 0
Scenario 5: High TRC ZEAS Phase In | SCE | Com | BldgEnv | Com - Lodging | Energy Efficiency | Admin | 37.1369 | 45.0294 | 54.4863 | 65.7827 | 79.244 | 95.2103 | 114.0504 | 136.1406 | 1.3783 | 0 | 0 | 0 | 0
Scenario 5: High TRC ZEAS Phase In | SCE | Com | BldgEnv | Com - Lodging | Energy Efficiency | Incremental Measure Cost | 639.3525 | 790.9848 | 976.5607 | 1203.0722 | 1478.7335 | 1812.8209 | 2215.7218 | 2698.6541 | 13.0708 | 0 | 0 | 0 | 0
Scenario 5: High TRC ZEAS Phase In | SCE | Com | BldgEnv | Com - Office (Large) | Energy Efficiency | Admin | 529.3781 | 546.4062 | 559.3871 | 571.9915 | 587.8185 | 601.6484 | 609.6742 | 617.3618 | 618.1447 | 0 | 0 | 0 | 0
Scenario 5: High TRC ZEAS Phase In | SCE | Com | BldgEnv | Com - Office (Large) | Energy Efficiency | Incremental Measure Cost | 7968.9864 | 8150.6998 | 8303.8009 | 8463.6089 | 8667.6388 | 8861.9657 | 9003.8102 | 9150.2965 | 9226.6631 | 0 | 0 | 0 | 0
Scenario 5: High TRC ZEAS Phase In | SCE | Com | BldgEnv | Com - Office (Small) | Energy Efficiency | Admin | 21.8476 | 22.8171 | 23.6253 | 22.9645 | 0.19224 | 29.38 | 2.5602 | 2.6317 | 2.6933 | 0 | 0 | 0 | 0
Scenario 5: High TRC ZEAS Phase In | SCE | Com | BldgEnv | Com - Office (Small) | Energy Efficiency | Incremental Measure Cost | 286.7461 | 298.0231 | 308.7533 | 319.1287 | 6.245 | 162.7075 | 18.9262 | 19.4535 | 19.9508 | 0 | 0 | 0 | 0
Scenario 5: High TRC ZEAS Phase In | SCE | Com | BldgEnv | Com - Other | Energy Efficiency | Admin | 999.9061 | 911.5676 | 794.5683 | 661.6323 | 526.2793 | 399.1253 | 288.1742 | 236.9092 | 235.1783 | 0 | 0 | 0 | 0
Scenario 5: High TRC ZEAS Phase In | SCE | Com | BldgEnv | Com - Other | Energy Efficiency | Incremental Measure Cost | 30686.0931 | 27945.3063 | 24074.4178 | 19481.66 | 14617.0461 | 9871.2009 | 5538.4416 | 3506.3441 | 3431.6847 | 0 | 0 | 0 | 0
Scenario 5: High TRC ZEAS Phase In | SCE | Com | BldgEnv | Com - Refrig. Warehouse | Energy Efficiency | Admin | 5.3473 | 0.53722 | 0.55968 | 0.56881 | 0.58716 | 0.6113 | 0.63899 | 0.66167 | 0.68835 | 0 | 0 | 0 | 0
Scenario 5: High TRC ZEAS Phase In | SCE | Com | BldgEnv | Com - Refrig. Warehouse | Energy Efficiency | Incremental Measure Cost | 14.3261 | 1.5549 | 1.648 | 1.7075 | 1.7963 | 1.906 | 2.031 | 2.1459 | 2.2781 | 0 | 0 | 0 | 0
Scenario 5: High TRC ZEAS Phase In | SCE | Com | BldgEnv | Com - Restaurant | Energy Efficiency | Admin | 0 | 0 | 0 | 0 | 0 | 0 | 0 | 0 | 0 | 0 | 0 | 0 | 0
Scenario 5: High TRC ZEAS Phase In | SCE | Com | BldgEnv | Com - Restaurant | Energy Efficiency | Incremental Measure Cost | 0 | 0 | 0 | 0 | 0 | 0 | 0 | 0 | 0 | 0 | 0 | 0 | 0
Scenario 5: High TRC ZEAS Phase In | SCE | Com | BldgEnv | Com - Retail | Energy Efficiency | Admin | 58.7052 | 61.0594 | 62.695 | 64.4522 | 66.2939 | 67.0475 | 63.4457 | 64.2959 | 64.2991 | 0 | 0 | 0 | 0
Scenario 5: High TRC ZEAS Phase In | SCE | Com | BldgEnv | Com - Retail | Energy Efficiency | Incremental Measure Cost | 841.8156 | 872.2565 | 896.0667 | 921.6297 | 949.0266 | 968.3754 | 980.861 | 995.8248 | 1001.9796 | 0 | 0 | 0 | 0
Scenario 5: High TRC ZEAS Phase In | SCE | Com | BldgEnv | Com - School | Energy Efficiency | Admin | 29.4715 | 30.6508 | 31.8036 | 32.763 | 33.4612 | 34.1967 | 34.6126 | 35.0805 | 35.5235 | 0 | 0 | 0 | 0
Scenario 5: High TRC ZEAS Phase In | SCE | Com | BldgEnv | Com - School | Energy Efficiency | Incremental Measure Cost | 443.4068 | 454.6934 | 466.4632 | 477.0647 | 485.7116 | 495.3028 | 502.141 | 509.9861 | 518.0396 | 0 | 0 | 0 | 0
Scenario 5: High TRC ZEAS Phase In | SCE | Com | BldgEnv | Com - Warehouse | Energy Efficiency | Admin | 361.1394 | 411.6193 | 460.6733 | 507.3297 | 548.9664 | 580.0169 | 598.0439 | 602.2014 | 68.7127 | 0 | 0 | 0 | 0
Scenario 5: High TRC ZEAS Phase In | SCE | Com | BldgEnv | Com - Warehouse | Energy Efficiency | Incremental Measure Cost | 3383.4323 | 3913.4404 | 4451.3629 | 4984.827 | 5486.1178 | 5900.3292 | 6195.6578 | 6353.395 | 838.0891 | 0 | 0 | 0 | 0
Scenario 5: High TRC ZEAS Phase In | SCE | Com | ComRefrig | Com - College | Energy Efficiency | Admin | 0 | 0 | 123.1226 | 149.5239 | 80.3884 | 51.6921 | 34.8459 | 26.1328 | 24.4635 | 22.9009 | 21.4383 | 20.0691 | 18.7875
Scenario 5: High TRC ZEAS Phase In | SCE | Com | ComRefrig | Com - College | Energy Efficiency | Incentives | 0 | 0 | 0.0029264 | 0.0035539 | 0.0019107 | 0.0012286 | 0.00082823 | 0.00062113 | 0.00058146 | 0.00054432 | 0.00050955 | 0.00047701 | 0.00044655
Scenario 5: High TRC ZEAS Phase In | SCE | Com | ComRefrig | Com - College | Energy Efficiency | Incremental Measure Cost | 0 | 0 | 183.4033 | 206.1663 | 110.9632 | 73.5795 | 51.9603 | 40.6787 | 38.8484 | 37.1006 | 35.4316 | 33.8378 | 32.3158
Scenario 5: High TRC ZEAS Phase In | SCE | Com | ComRefrig | Com - Grocery | Energy Efficiency | Admin | 0 | 0 | 77042.2856 | 133929.9623 | 79217.3171 | 51643.6496 | 48344.777 | 45256.8269 | 42366.3004 | 39660.5635 | 37127.7913 | 34756.9166 | 32537.5807
Scenario 5: High TRC ZEAS Phase In | SCE | Com | ComRefrig | Com - Grocery | Energy Efficiency | Incentives | 0 | 0 | 1.8312 | 3.1833 | 1.8829 | 1.2275 | 1.1491 | 1.0757 | 1.007 | 0.94266 | 0.88247 | 0.82611 | 0.77336
Scenario 5: High TRC ZEAS Phase In | SCE | Com | ComRefrig | Com - Grocery | Energy Efficiency | Incremental Measure Cost | 0 | 0 | 114762.084 | 180227.1543 | 112147.3041 | 77268.0674 | 73791.4444 | 70471.5387 | 67301.2723 | 64273.8876 | 61382.9328 | 58622.2479 | 55985.9517
Scenario 5: High TRC ZEAS Phase In | SCE | Com | ComRefrig | Com - Health | Energy Efficiency | Admin | 0 | 0 | 0 | 0 | 0 | 0 | 0 | 0 | 0 | 0 | 0 | 0 | 0
Scenario 5: High TRC ZEAS Phase In | SCE | Com | ComRefrig | Com - Health | Energy Efficiency | Incentives | 0 | 0 | 0 | 0 | 0 | 0 | 0 | 0 | 0 | 0 | 0 | 0 | 0
Scenario 5: High TRC ZEAS Phase In | SCE | Com | ComRefrig | Com - Health | Energy Efficiency | Incremental Measure Cost | 0 | 0 | 0 | 0 | 0 | 0 | 0 | 0 | 0 | 0 | 0 | 0 | 0
Scenario 5: High TRC ZEAS Phase In | SCE | Com | ComRefrig | Com - Refrig. Warehouse | Energy Efficiency | Admin | 0 | 0 | 360.7876 | 421.5671 | 247.8624 | 128.7253 | 85.2691 | 56.8784 | 46.0908 | 43.1469 | 40.3913 | 37.8118 | 35.3972
Scenario 5: High TRC ZEAS Phase In | SCE | Com | ComRefrig | Com - Refrig. Warehouse | Energy Efficiency | Incentives | 0 | 0 | 0.0085753 | 0.01002 | 0.0058913 | 0.0030596 | 0.0020267 | 0.0013519 | 0.0010955 | 0.0010255 | 0.00096003 | 0.00089872 | 0.00084133
Scenario 5: High TRC ZEAS Phase In | SCE | Com | ComRefrig | Com - Refrig. Warehouse | Energy Efficiency | Incremental Measure Cost | 0 | 0 | 537.4287 | 588.0664 | 348.4637 | 180.8707 | 124.417 | 87.1853 | 73.2017 | 69.9086 | 66.7638 | 63.7608 | 60.8931
Scenario 5: High TRC ZEAS Phase In | SCE | Com | ComRefrig | Com - Restaurant | Energy Efficiency | Admin | 0 | 0 | 3442.6707 | 5479.0339 | 3325.5689 | 2283.129 | 2137.3343 | 2000.8583 | 1873.1049 | 1753.5161 | 1641.5695 | 1536.7764 | 1438.6792
Scenario 5: High TRC ZEAS Phase In | SCE | Com | ComRefrig | Com - Restaurant | Energy Efficiency | Incentives | 0 | 0 | 0.081827 | 0.13023 | 0.079043 | 0.054266 | 0.050801 | 0.047557 | 0.044521 | 0.041678 | 0.039017 | 0.036527 | 0.034195
Scenario 5: High TRC ZEAS Phase In | SCE | Com | ComRefrig | Com - Restaurant | Energy Efficiency | Incremental Measure Cost | 0 | 0 | 5128.1976 | 7408.047 | 4731.5549 | 3418.7939 | 3265.0334 | 3118.201 | 2977.9838 | 2844.0834 | 2716.2145 | 2594.1051 | 2477.4951
Scenario 5: High TRC ZEAS Phase In | SCE | Com | ComRefrig | Com - Retail | Energy Efficiency | Admin | 0 | 0 | 44057.2431 | 65234.3193 | 39571.5827 | 24118.0901 | 22577.4147 | 21135.2511 | 19785.2945 | 18521.6437 | 17338.7757 | 16231.5213 | 15195.0424
Scenario 5: High TRC ZEAS Phase In | SCE | Com | ComRefrig | Com - Retail | Energy Efficiency | Incentives | 0 | 0 | 1.0472 | 1.5505 | 0.94055 | 0.57325 | 0.53663 | 0.50235 | 0.47026 | 0.44023 | 0.41211 | 0.3858 | 0.36116
Scenario 5: High TRC ZEAS Phase In | SCE | Com | ComRefrig | Com - Retail | Energy Efficiency | Incremental Measure Cost | 0 | 0 | 65627.6095 | 87585.865 | 55715.872 | 36080.6705 | 34457.1465 | 32906.8113 | 31426.3595 | 30012.6347 | 28662.6239 | 27373.45 | 26142.3664
Scenario 5: High TRC ZEAS Phase In | SCE | Com | ComRefrig | Com - School | Energy Efficiency | Admin | 0 | 0 | 35.3024 | 48.249 | 45.1703 | 42.2882 | 39.5902 | 37.0645 | 34.7 | 32.4866 | 30.4144 | 28.4746 | 26.6585
Scenario 5: High TRC ZEAS Phase In | SCE | Com | ComRefrig | Com - School | Energy Efficiency | Incentives | 0 | 0 | 0.00083908 | 0.0011468 | 0.0010736 | 0.0010051 | 0.00094099 | 0.00088096 | 0.00082476 | 0.00077215 | 0.0007229 | 0.00067679 | 0.00063363
Scenario 5: High TRC ZEAS Phase In | SCE | Com | ComRefrig | Com - School | Energy Efficiency | Incremental Measure Cost | 0 | 0 | 52.5864 | 69.5824 | 66.4562 | 63.4706 | 60.6195 | 57.8966 | 55.2963 | 52.8129 | 50.4413 | 48.1764 | 46.0133
Scenario 5: High TRC ZEAS Phase In | SCE | Com | FoodServ | Com - College | Energy Efficiency | Admin | 0 | 0 | 7454.0405 | 7957.4874 | 10307.5439 | 17689.2236 | 19249.1677 | 19663.5407 | 19978.2825 | 20139.7506 | 20335.835 | 21104.0665 | 21245.8883
Scenario 5: High TRC ZEAS Phase In | SCE | Com | FoodServ | Com - College | Energy Efficiency | Incentives | 0 | 0 | 4709.3051 | 5127.9196 | 5989.2485 | 11463.3694 | 12720.0008 | 13149.1011 | 13514.3886 | 13775.4991 | 14065.1931 | 14785.2087 | 15051.8188
Scenario 5: High TRC ZEAS Phase In | SCE | Com | FoodServ | Com - College | Energy Efficiency | Incremental Measure Cost | 0 | 0 | 7513.502 | 8181.3842 | 9555.5989 | 18291.6539 | 20482.2025 | 21365.9633 | 22158.9447 | 22794.0096 | 23483.2146 | 24875.6401 | 25545.1993
Scenario 5: High TRC ZEAS Phase In | SCE | Com | FoodServ | Com - College | Fuel Substitution | Admin | 293.5186 | 343.9987 | 394.9684 | 446.5627 | 498.8743 | 554.1304 | 611.3799 | 671.2128 | 733.0577 | 797.418 | 864.5762 | 933.9572 | 1007.0768
Scenario 5: High TRC ZEAS Phase In | SCE | Com | FoodServ | Com - College | Fuel Substitution | Incentives | 32180.7396 | 37713.0775 | 43298.3025 | 48950.3972 | 54678.9254 | 60688.5795 | 66939.1641 | 73466.4646 | 80208.876 | 87222.1417 | 94537.4872 | 102090.8961 | 110073.125
Scenario 5: High TRC ZEAS Phase In | SCE | Com | FoodServ | Com - Grocery | Energy Efficiency | Admin | 0 | 0 | 33327.5071 | 34875.3001 | 54712.3876 | 112825.8392 | 124887.409 | 128130.9034 | 130676.1522 | 132554.6441 | 134336.7725 | 135726.9233 | 137015.2985
Scenario 5: High TRC ZEAS Phase In | SCE | Com | FoodServ | Com - Grocery | Energy Efficiency | Incentives | 0 | 0 | 21055.6137 | 22474.146 | 29463.4093 | 72114.6091 | 81616.693 | 84560.72 | 87045.5367 | 89085.2672 | 91080.1393 | 92818.8717 | 94509.4141
Scenario 5: High TRC ZEAS Phase In | SCE | Com | FoodServ | Com - Grocery | Energy Efficiency | Incremental Measure Cost | 0 | 0 | 33593.3631 | 35856.573 | 47007.6543 | 115074.7652 | 131788.189 | 138159.0299 | 143895.0237 | 148997.5989 | 154102.5343 | 158859.9811 | 163605.5502
Scenario 5: High TRC ZEAS Phase In | SCE | Com | FoodServ | Com - Grocery | Fuel Substitution | Admin | 3029.0492 | 3512.9217 | 3995.5752 | 4477.979 | 4961.6279 | 5463.7007 | 5965.7058 | 6472.7598 | 7007.3 | 7558.7303 | 8122.5824 | 8703.7098 | 9338.2458
Scenario 5: High TRC ZEAS Phase In | SCE | Com | FoodServ | Com - Grocery | Fuel Substitution | Incentives | 332366.2756 | 385427.4867 | 438349.5283 | 491234.8398 | 544242.3284 | 598995.0741 | 653901.5578 | 709334.6595 | 767779.6192 | 828064.5749 | 889695.0304 | 953232.9982 | 1022849.5129
Scenario 5: High TRC ZEAS Phase In | SCE | Com | FoodServ | Com - Health | Energy Efficiency | Admin | 0 | 0 | 23250.4292 | 23679.3038 | 29877.8945 | 47184.9161 | 51140.0595 | 51880.8047 | 52415.7411 | 52242.9956 | 51858.4218 | 52637.8142 | 53712.0217
Scenario 5: High TRC ZEAS Phase In | SCE | Com | FoodServ | Com - Health | Energy Efficiency | Incentives | 0 | 0 | 14689.1291 | 15259.2847 | 17714.0645 | 30611.8568 | 33854.7148 | 34766.7562 | 35541.3556 | 35815.5513 | 35928.246 | 36896.4607 | 38109.4257
Scenario 5: High TRC ZEAS Phase In | SCE | Com | FoodServ | Com - Health | Energy Efficiency | Incremental Measure Cost | 0 | 0 | 23435.8996 | 24345.5593 | 28262.0592 | 48845.5814 | 54478.6838 | 56428.0667 | 58186.7719 | 59165.1777 | 59901.601 | 62035.5942 | 64587.5568
Scenario 5: High TRC ZEAS Phase In | SCE | Com | FoodServ | Com - Health | Fuel Substitution | Admin | 854.2906 | 1000.3552 | 1147.6459 | 1296.4612 | 1448.1131 | 1607.4608 | 1768.4917 | 1933.0791 | 2104.31 | 2282.5858 | 2465.4481 | 2654.7308 | 2865.1566
Scenario 5: High TRC ZEAS Phase In | SCE | Com | FoodServ | Com - Health | Fuel Substitution | Incentives | 94777.1214 | 110984.54 | 127326.1186 | 143832.63 | 160643.4968 | 178210.1123 | 196008.2525 | 214184.0786 | 233079.1264 | 252737.7844 | 272887.7488 | 293758.083 | 317125.5813
Scenario 5: High TRC ZEAS Phase In | SCE | Com | FoodServ | Com - Lodging | Energy Efficiency | Admin | 0 | 0 | 19129.666 | 19711.5762 | 65600.7761 | 123898.5779 | 136657.4355 | 139525.5263 | 141800.5909 | 143648.2311 | 145362.3724 | 146885.603 | 148289.9106
Scenario 5: High TRC ZEAS Phase In | SCE | Com | FoodServ | Com - Lodging | Energy Efficiency | Incentives | 0 | 0 | 12085.7181 | 12702.4238 | 26881.9418 | 67314.2346 | 77129.3314 | 79605.9491 | 81696.9228 | 83509.8813 | 85240.6396 | 86856.4816 | 88407.9604
Scenario 5: High TRC ZEAS Phase In | SCE | Com | FoodServ | Com - Lodging | Energy Efficiency | Incremental Measure Cost | 0 | 0 | 19282.2647 | 20266.1932 | 42889.0294 | 107414.4342 | 124539.2546 | 130070.8018 | 135081.0839 | 139725.1815 | 144311.5261 | 148780.9704 | 153213.7558
Scenario 5: High TRC ZEAS Phase In | SCE | Com | FoodServ | Com - Lodging | Fuel Substitution | Admin | 817.0417 | 951.7972 | 1087.1101 | 1223.2993 | 1361.7009 | 1503.6757 | 1647.1927 | 1792.7165 | 1944.6765 | 2101.709 | 2262.2008 | 2430.8907 | 2614.0322
Scenario 5: High TRC ZEAS Phase In | SCE | Com | FoodServ | Com - Lodging | Fuel Substitution | Incentives | 89480.3928 | 104233.7679 | 119047.09 | 133953.7431 | 149096.6465 | 164600.0471 | 180282.4088 | 196176.297 | 212772.1002 | 229919.1595 | 247439.2407 | 265891.3059 | 286025.1941
Scenario 5: High TRC ZEAS Phase In | SCE | Com | FoodServ | Com - Office (Large) | Energy Efficiency | Admin | 0 | 0 | 0 | 0 | 9322.6353 | 11579.5869 | 11620.1524 | 11667.745 | 11696.1768 | 11717.8385 | 11752.5393 | 11779.6708 | 11814.3647
Scenario 5: High TRC ZEAS Phase In | SCE | Com | FoodServ | Com - Office (Large) | Energy Efficiency | Incentives | 0 | 0 | 0 | 0 | 2779.7999 | 3521.8275 | 3604.8485 | 3692.0051 | 3775.0217 | 3857.6535 | 3946.4589 | 4034.681 | 4127.4953
Scenario 5: High TRC ZEAS Phase In | SCE | Com | FoodServ | Com - Office (Large) | Energy Efficiency | Incremental Measure Cost | 0 | 0 | 0 | 0 | 4435.0561 | 5618.9305 | 5751.387 | 5890.4418 | 6022.8914 | 6154.727 | 6296.4124 | 6437.1671 | 6585.2485
Scenario 5: High TRC ZEAS Phase In | SCE | Com | FoodServ | Com - Office (Small) | Energy Efficiency | Admin | 0 | 0 | 0 | 0 | 2198.7325 | 7392.6947 | 3054.2771 | 3078.0634 | 3101.1842 | 3123.2853 | 3145.9366 | 3168.2368 | 3190.8248
Scenario 5: High TRC ZEAS Phase In | SCE | Com | FoodServ | Com - Office (Small) | Energy Efficiency | Incentives | 0 | 0 | 0 | 0 | 655.6125 | 2248.4218 | 947.5096 | 973.9865 | 1000.9286 | 1028.2231 | 1056.3938 | 1085.1598 | 1114.7543
Scenario 5: High TRC ZEAS Phase In | SCE | Com | FoodServ | Com - Office (Small) | Energy Efficiency | Incremental Measure Cost | 0 | 0 | 0 | 0 | 1046.0028 | 3587.2642 | 1511.7125 | 1553.9552 | 1596.9403 | 1640.4876 | 1685.4327 | 1731.3276 | 1778.5446
Scenario 5: High TRC ZEAS Phase In | SCE | Com | FoodServ | Com - Other | Energy Efficiency | Admin | 0 | 0 | 33069.2053 | 34660.7715 | 36070.621 | 295408.5258 | 352167.1725 | 362924.8058 | 371259.0504 | 378730.0568 | 385248.247 | 390867.8306 | 396224.2633
Scenario 5: High TRC ZEAS Phase In | SCE | Com | FoodServ | Com - Other | Energy Efficiency | Incentives | 0 | 0 | 20892.424 | 22335.9007 | 23709.3166 | 217515.1788 | 260267.6823 | 268773.3098 | 275521.4384 | 281649.7375 | 287100.5478 | 291913.2225 | 296561.574
Scenario 5: High TRC ZEAS Phase In | SCE | Com | FoodServ | Com - Other | Energy Efficiency | Incremental Measure Cost | 0 | 0 | 33333.0008 | 35636.0083 | 37827.2367 | 347126.5749 | 422820.4186 | 444479.7617 | 463823.233 | 482628.3742 | 500751.2464 | 518217.64 | 535814.0559
Scenario 5: High TRC ZEAS Phase In | SCE | Com | FoodServ | Com - Other | Fuel Substitution | Admin | 3428.373 | 4011.2383 | 4596.9704 | 5188.224 | 5772.6285 | 6428.6589 | 7059.6421 | 7700.5298 | 8354.4852 | 9021.7161 | 9698.3512 | 10395.5946 | 11117.4009
Scenario 5: High TRC ZEAS Phase In | SCE | Com | FoodServ | Com - Other | Fuel Substitution | Incentives | 361678.3232 | 423188.7845 | 485005.3925 | 547408.3498 | 609132.881 | 677735.4054 | 744229.6512 | 811783.1643 | 880760.091 | 951189.5629 | 1022649.2341 | 1096550.1875 | 1173322.4266
Scenario 5: High TRC ZEAS Phase In | SCE | Com | FoodServ | Com - Restaurant | Energy Efficiency | Admin | 0 | 0 | 165833.5331 | 172084.7343 | 336421.2849 | 843397.1206 | 950633.7121 | 972105.1351 | 989728.182 | 1003691.6932 | 1016255.3338 | 1026516.2119 | 1036283.2632
Scenario 5: High TRC ZEAS Phase In | SCE | Com | FoodServ | Com - Restaurant | Energy Efficiency | Incentives | 0 | 0 | 104770.1166 | 110893.8831 | 164475.1044 | 534304.2226 | 616904.0729 | 635606.529 | 651658.2284 | 665197.8076 | 677813.5877 | 688882.2257 | 699697.2957
Scenario 5: High TRC ZEAS Phase In | SCE | Com | FoodServ | Com - Restaurant | Energy Efficiency | Incremental Measure Cost | 0 | 0 | 167156.3997 | 176926.6165 | 262413.2451 | 852627.1409 | 998284.447 | 1043049.7417 | 1084467.2901 | 1122594.7658 | 1159923.7548 | 1195367.7061 | 1231036.968
Scenario 5: High TRC ZEAS Phase In | SCE | Com | FoodServ | Com - Restaurant | Fuel Substitution | Admin | 13710.9732 | 15943.4253 | 18178.7191 | 20421.4715 | 22685.1391 | 25028.9168 | 27359.2512 | 29708.7068 | 32139.1258 | 34640.629 | 37182.3259 | 39816.7104 | 42631.9069
Scenario 5: High TRC ZEAS Phase In | SCE | Com | FoodServ | Com - Restaurant | Fuel Substitution | Incentives | 1479464.3773 | 1720168.6586 | 1961161.8192 | 2202926.8212 | 2446901.6621 | 2698344.675 | 2949155.0213 | 3201972.7152 | 3463664.6629 | 3733153.3159 | 4007033.1622 | 4291392.019 | 4596449.683
Scenario 5: High TRC ZEAS Phase In | SCE | Com | FoodServ | Com - Retail | Energy Efficiency | Admin | 0 | 0 | 10423.4599 | 10852.2517 | 21442.4905 | 23345.0456 | 23659.5218 | 24019.7111 | 24270.9002 | 24454.4797 | 24648.4241 | 24773.9366 | 24901.2673
Scenario 5: High TRC ZEAS Phase In | SCE | Com | FoodServ | Com - Retail | Energy Efficiency | Incentives | 0 | 0 | 6585.3214 | 6993.3474 | 10454.3934 | 11361.9087 | 11766.6754 | 12211.4199 | 12595.312 | 12942.7176 | 13305.2778 | 13628.0105 | 13959.0457
Scenario 5: High TRC ZEAS Phase In | SCE | Com | FoodServ | Com - Retail | Energy Efficiency | Incremental Measure Cost | 0 | 0 | 10506.6086 | 11157.5974 | 16679.5534 | 18127.4567 | 18773.2453 | 19482.8168 | 20095.3007 | 20649.5722 | 21228.0219 | 21742.9286 | 22271.0816
Scenario 5: High TRC ZEAS Phase In | SCE | Com | FoodServ | Com - School | Energy Efficiency | Admin | 0 | 0 | 28325.1642 | 28885.674 | 48399.9399 | 110733.4007 | 125066.9704 | 126699.3177 | 127970.9452 | 128948.8304 | 129540.4549 | 130228.1294 | 130547.8413
Scenario 5: High TRC ZEAS Phase In | SCE | Com | FoodServ | Com - School | Energy Efficiency | Incentives | 0 | 0 | 17895.2393 | 18614.3447 | 24891.9229 | 70244.4852 | 81437.6897 | 83158.1724 | 84618.1867 | 85868.6944 | 86846.5738 | 87895.5563 | 88684.3378
Scenario 5: High TRC ZEAS Phase In | SCE | Com | FoodServ | Com - School | Energy Efficiency | Incremental Measure Cost | 0 | 0 | 28551.1161 | 29698.4191 | 39714.0363 | 112092.5735 | 131688.2716 | 136276.2614 | 140535.5523 | 144531.1887 | 148147.0176 | 151941.9079 | 155365.7811
Scenario 5: High TRC ZEAS Phase In | SCE | Com | FoodServ | Com - School | Fuel Substitution | Admin | 484.5124 | 566.0118 | 647.8193 | 730.2003 | 814.6334 | 909.4363 | 1003.185 | 1100.6928 | 1202.9516 | 1309.0166 | 1418.7732 | 1533.4862 | 1658.2552
Scenario 5: High TRC ZEAS Phase In | SCE | Com | FoodServ | Com - School | Fuel Substitution | Incentives | 53420.6341 | 62396.5443 | 71404.1803 | 80471.3133 | 89756.6798 | 100031.9174 | 110287.3215 | 120945.6391 | 132117.4329 | 143697.8184 | 155673.7613 | 168192.9498 | 181896.5046
Scenario 5: High TRC ZEAS Phase In | SCE | Com | HVAC | Com - College | Energy Efficiency | Admin | 31240.3459 | 32494.9015 | 34168.3204 | 35945.6814 | 37091.8993 | 38865.5202 | 40529.8298 | 41750.3879 | 42839.7271 | 43665.8805 | 44567.3002 | 46615.1176 | 47412.38
Scenario 5: High TRC ZEAS Phase In | SCE | Com | HVAC | Com - College | Energy Efficiency | Incentives | 8993.2229 | 9443.712 | 9933.0083 | 10433.0386 | 10877.3472 | 11381.5579 | 11881.5115 | 12347.4008 | 12807.0914 | 13248.9656 | 13704.0757 | 14272.9143 | 14740.7024
Scenario 5: High TRC ZEAS Phase In | SCE | Com | HVAC | Com - College | Energy Efficiency | Incremental Measure Cost | 21598.9476 | 22680.8835 | 23856.0224 | 25056.941 | 26124.0333 | 27334.9919 | 28535.7262 | 29654.6486 | 30758.6837 | 31819.9292 | 32912.9633 | 34279.1381 | 35402.6209
Scenario 5: High TRC ZEAS Phase In | SCE | Com | HVAC | Com - College | Fuel Substitution | Admin | 1352.7414 | 1391.5034 | 1417.2266 | 1539.4671 | 0 | 0 | 0 | 0 | 0 | 0 | 0 | 0 | 0
Scenario 5: High TRC ZEAS Phase In | SCE | Com | HVAC | Com - College | Fuel Substitution | Incentives | 160.52 | 165.1267 | 168.1858 | 184.6946 | 0 | 0 | 0 | 0 | 0 | 0 | 0 | 0 | 0
Scenario 5: High TRC ZEAS Phase In | SCE | Com | HVAC | Com - Grocery | Energy Efficiency | Admin | 7060.0575 | 7380.7303 | 7724.2776 | 8039.2841 | 8356.8494 | 8662.9065 | 141955.6938 | 181806.6967 | 39643.0759 | 7077.7249 | 7181.4956 | 7276.2613 | 7367.6326
Scenario 5: High TRC ZEAS Phase In | SCE | Com | HVAC | Com - Grocery | Energy Efficiency | Incentives | 3881.3685 | 4132.8002 | 4416.0336 | 4683.2396 | 4958.3047 | 5235.037 | 71137.5489 | 92646.3643 | 21415.3717 | 4779.2236 | 4946.2923 | 5111.806 | 5279.5291
Scenario 5: High TRC ZEAS Phase In | SCE | Com | HVAC | Com - Grocery | Energy Efficiency | Incremental Measure Cost | 9321.85 | 9925.7115 | 10605.9506 | 11247.6971 | 11908.3188 | 12572.9442 | 170850.4524 | 222507.9934 | 51433.1179 | 11478.221 | 11879.4686 | 12276.9813 | 12679.8006
Scenario 5: High TRC ZEAS Phase In | SCE | Com | HVAC | Com - Grocery | Fuel Substitution | Admin | 149625.3487 | 152956.0461 | 154772.0555 | 155576.8514 | 0.21241 | 0.21537 | 0.21648 | 0.21639 | 0.21556 | 0.21428 | 0.21273 | 0.070618 | 0.070029
Scenario 5: High TRC ZEAS Phase In | SCE | Com | HVAC | Com - Grocery | Fuel Substitution | Incentives | 11488.6817 | 11736.1025 | 11868.5039 | 11922.0828 | 313.5989 | 316.7908 | 317.7532 | 317.2623 | 315.8636 | 313.9042 | 311.6045 | 235.7007 | 233.7065
Scenario 5: High TRC ZEAS Phase In | SCE | Com | HVAC | Com - Health | Energy Efficiency | Admin | 78231.9801 | 80922.112 | 83655.2515 | 86713.747 | 89243.2213 | 91293.6096 | 93469.0891 | 95223.7918 | 95402.9381 | 96260.077 | 97227.6171 | 98728.2873 | 100352.9463
Scenario 5: High TRC ZEAS Phase In | SCE | Com | HVAC | Com - Health | Energy Efficiency | Incentives | 18165.7431 | 19166.2119 | 20209.8241 | 21764.4282 | 22956.4181 | 23987.1706 | 25085.2345 | 26103.8717 | 26076.3854 | 26712.6848 | 27520.8136 | 28504.5069 | 29553.0537
Scenario 5: High TRC ZEAS Phase In | SCE | Com | HVAC | Com - Health | Energy Efficiency | Incremental Measure Cost | 43628.5122 | 46031.3298 | 48537.7644 | 52271.4439 | 55134.2362 | 57609.7857 | 60246.9965 | 62693.4489 | 62627.4353 | 64155.6302 | 66096.5062 | 68459.0343 | 70977.3203
Scenario 5: High TRC ZEAS Phase In | SCE | Com | HVAC | Com - Health | Fuel Substitution | Admin | 27779.8827 | 30703.8964 | 31223.0386 | 34947.0331 | 0 | 0 | 0 | 0 | 0 | 0 | 0 | 0 | 0
Scenario 5: High TRC ZEAS Phase In | SCE | Com | HVAC | Com - Health | Fuel Substitution | Incentives | 2428.2194 | 2828.8101 | 2878.6559 | 3148.9437 | 254.9319 | 271.6712 | 274.8776 | 276.5786 | 265.4511 | 265.5186 | 265.2012 | 196.1538 | 195.6339
Scenario 5: High TRC ZEAS Phase In | SCE | Com | HVAC | Com - Lodging | Energy Efficiency | Admin | 70670.6566 | 75496.9094 | 80447.4046 | 92073.7512 | 107226.493 | 115733.2599 | 122752.6569 | 129766.9958 | 65166.8351 | 48338.658 | 49108.9007 | 49834.4462 | 50524.6145
Scenario 5: High TRC ZEAS Phase In | SCE | Com | HVAC | Com - Lodging | Energy Efficiency | Incentives | 29922.1491 | 33105.7935 | 36504.0539 | 43791.0222 | 55009.3577 | 61745.351 | 67494.8768 | 73474.7478 | 27234.8421 | 14910.8107 | 15451.3765 | 15993.2562 | 16539.0499
Scenario 5: High TRC ZEAS Phase In | SCE | Com | HVAC | Com - Lodging | Energy Efficiency | Incremental Measure Cost | 71863.7736 | 79509.9057 | 87671.4791 | 105172.5294 | 132115.5112 | 148293.2898 | 162101.8775 | 176463.6834 | 65409.6909 | 35811.1684 | 37109.4408 | 38410.8687 | 39721.697
Scenario 5: High TRC ZEAS Phase In | SCE | Com | HVAC | Com - Lodging | Fuel Substitution | Admin | 24417.6802 | 24956.8127 | 25253.4109 | 25378.7516 | 0.0095516 | 0.0096729 | 0.0097224 | 0.0097236 | 0 | 0 | 0 | 0 | 0
Scenario 5: High TRC ZEAS Phase In | SCE | Com | HVAC | Com - Lodging | Fuel Substitution | Incentives | 1967.9915 | 2012.4358 | 2037.375 | 2048.3657 | 114.5498 | 115.9435 | 116.5038 | 116.5032 | 69.4313 | 69.0957 | 68.6703 | 68.1917 | 67.6829
Scenario 5: High TRC ZEAS Phase In | SCE | Com | HVAC | Com - Office (Large) | Energy Efficiency | Admin | 22914.1348 | 23426.4469 | 23868.7148 | 24287.9358 | 24729.2072 | 25134.3076 | 25462.7677 | 25777.7233 | 26008.8466 | 26193.9041 | 26391.5528 | 26545.4657 | 26701.3301
Scenario 5: High TRC ZEAS Phase In | SCE | Com | HVAC | Com - Office (Large) | Energy Efficiency | Incentives | 11904.0271 | 12413.5776 | 12900.8907 | 13390.0254 | 13905.9652 | 14416.4401 | 14896.9339 | 15382.8224 | 15831.1606 | 16262.6794 | 16713.1 | 17146.7819 | 17592.4115
Scenario 5: High TRC ZEAS Phase In | SCE | Com | HVAC | Com - Office (Large) | Energy Efficiency | Incremental Measure Cost | 28589.8016 | 29813.5848 | 30983.9605 | 32158.7113 | 33397.8395 | 34623.8429 | 35777.8408 | 36944.7951 | 38021.5652 | 39057.9402 | 40139.7116 | 41181.2818 | 42251.5466
Scenario 5: High TRC ZEAS Phase In | SCE | Com | HVAC | Com - Office (Large) | Fuel Substitution | Admin | 17.3985 | 17.4117 | 17.2524 | 98.2195 | 0 | 0 | 0 | 0 | 0 | 0 | 0 | 0 | 0
Scenario 5: High TRC ZEAS Phase In | SCE | Com | HVAC | Com - Office (Large) | Fuel Substitution | Incentives | 1.5891 | 1.5903 | 1.5757 | 6.7875 | 0 | 0 | 0 | 0 | 0 | 0 | 0 | 0 | 0
Scenario 5: High TRC ZEAS Phase In | SCE | Com | HVAC | Com - Office (Small) | Energy Efficiency | Admin | 24516.4337 | 25739.8607 | 26914.8807 | 28042.3882 | 9466.2788 | 224467.8918 | 29164.7114 | 30108.2483 | 30958.9074 | 31697.9827 | 32401.2416 | 33025.6326 | 33606.2153
Scenario 5: High TRC ZEAS Phase In | SCE | Com | HVAC | Com - Office (Small) | Energy Efficiency | Incentives | 6804.5303 | 7149.3846 | 7489.087 | 7824.36 | 5598.1147 | 24030.0127 | 8583.2366 | 8908.5134 | 9231.4842 | 9550.9744 | 9873.5404 | 10196.0112 | 10521.5186
Scenario 5: High TRC ZEAS Phase In | SCE | Com | HVAC | Com - Office (Small) | Energy Efficiency | Incremental Measure Cost | 16342.3831 | 17170.6169 | 17986.4772 | 18791.6996 | 13444.945 | 57712.6792 | 20614.2871 | 21395.5016 | 22171.1779 | 22938.4949 | 23713.1988 | 24487.6743 | 25269.4427
Scenario 5: High TRC ZEAS Phase In | SCE | Com | HVAC | Com - Office (Small) | Fuel Substitution | Admin | 95.2789 | 97.1252 | 98.0173 | 105.1253 | 0 | 0 | 0 | 0 | 0 | 0 | 0 | 0 | 0
Scenario 5: High TRC ZEAS Phase In | SCE | Com | HVAC | Com - Office (Small) | Fuel Substitution | Incentives | 6.5486 | 6.6769 | 6.7396 | 7.3605 | 0 | 0 | 0 | 0 | 0 | 0 | 0 | 0 | 0
Scenario 5: High TRC ZEAS Phase In | SCE | Com | HVAC | Com - Other | Energy Efficiency | Admin | 372318.0289 | 400980.2923 | 429195.7256 | 455575.6382 | 480626.0458 | 504112.4366 | 528551.502 | 548896.3189 | 520557.0996 | 543221.9561 | 565694.3474 | 586255.256 | 607191.8799
Scenario 5: High TRC ZEAS Phase In | SCE | Com | HVAC | Com - Other | Energy Efficiency | Incentives | 29363.3272 | 30843.5349 | 31982.5371 | 32723.2207 | 33044.069 | 32949.2834 | 32487.122 | 31693.3429 | 12618.8666 | 12692.1883 | 13167.8523 | 13645.1662 | 14134.7771
Scenario 5: High TRC ZEAS Phase In | SCE | Com | HVAC | Com - Other | Energy Efficiency | Incremental Measure Cost | 70521.6558 | 74076.6581 | 76812.1901 | 78591.0837 | 79361.6624 | 79134.0165 | 78024.0475 | 76117.6348 | 30306.6256 | 30482.7217 | 31625.1201 | 32771.4809 | 33947.3751
Scenario 5: High TRC ZEAS Phase In | SCE | Com | HVAC | Com - Other | Fuel Substitution | Admin | 43063.1871 | 44149.4498 | 55313.577 | 55768.3988 | 0 | 0 | 0 | 0 | 0 | 0 | 0 | 0 | 0
Scenario 5: High TRC ZEAS Phase In | SCE | Com | HVAC | Com - Other | Fuel Substitution | Incentives | 3916.4702 | 4015.1036 | 5386.2132 | 5430.6011 | 0 | 0 | 1.4058 | 0 | 0 | 0 | 0 | 0 | 0
Scenario 5: High TRC ZEAS Phase In | SCE | Com | HVAC | Com - Restaurant | Energy Efficiency | Admin | 15330.8935 | 16274.6184 | 17221.4759 | 18182.0988 | 19180.1488 | 19952.6542 | 20615.3213 | 21310.5478 | 21929.9517 | 22449.6034 | 22949.9168 | 23352.268 | 23733.6453
Scenario 5: High TRC ZEAS Phase In | SCE | Com | HVAC | Com - Restaurant | Energy Efficiency | Incentives | 3220.627 | 3397.0372 | 3573.7917 | 3751.6772 | 3932.5846 | 4102.6167 | 4268.1552 | 4437.1825 | 4604.2386 | 4768.2309 | 4933.6856 | 5096.5837 | 5261.1569
Scenario 5: High TRC ZEAS Phase In | SCE | Com | HVAC | Com - Restaurant | Energy Efficiency | Incremental Measure Cost | 7734.9527 | 8158.6357 | 8583.1453 | 9010.3715 | 9444.8554 | 9853.22 | 10250.7923 | 10656.744 | 11057.961 | 11451.82 | 11849.1911 | 12240.4221 | 12635.6763
Scenario 5: High TRC ZEAS Phase In | SCE | Com | HVAC | Com - Restaurant | Fuel Substitution | Admin | 1609.212 | 1651.4526 | 1675.457 | 1687.6606 | 0 | 0 | 0 | 0 | 0 | 0 | 0 | 0 | 0
Scenario 5: High TRC ZEAS Phase In | SCE | Com | HVAC | Com - Restaurant | Fuel Substitution | Incentives | 202.215 | 207.2224 | 210.2551 | 211.7967 | 0.21158 | 0.21324 | 0.21353 | 0.21298 | 0.21194 | 0.21058 | 0.20904 | 0.20739 | 0.20568
Scenario 5: High TRC ZEAS Phase In | SCE | Com | HVAC | Com - Retail | Energy Efficiency | Admin | 153393.8642 | 166513.81 | 179226.2659 | 192352.0831 | 206041.3679 | 222786.996 | 236642.2194 | 250047.1851 | 96809.4623 | 65107.3384 | 66386.2203 | 67273.4369 | 68043.2383
Scenario 5: High TRC ZEAS Phase In | SCE | Com | HVAC | Com - Retail | Energy Efficiency | Incentives | 90165.5513 | 100511.964 | 111185.7446 | 122439.5897 | 134362.5707 | 150068.4737 | 163917.7617 | 177683.5407 | 40204.9256 | 10167.0567 | 10497.8494 | 10820.7256 | 11145.132
Scenario 5: High TRC ZEAS Phase In | SCE | Com | HVAC | Com - Retail | Energy Efficiency | Incremental Measure Cost | 216549.8456 | 241398.7378 | 267033.8669 | 294062.1318 | 322697.455 | 360418.1901 | 393679.9084 | 426741.0639 | 96559.8313 | 24418.1344 | 25212.5965 | 25988.0457 | 26767.1697
Scenario 5: High TRC ZEAS Phase In | SCE | Com | HVAC | Com - Retail | Fuel Substitution | Admin | 3929.2554 | 4028.6955 | 4089.7752 | 4121.9654 | 0 | 0 | 0 | 0 | 0 | 0 | 0 | 0 | 0
Scenario 5: High TRC ZEAS Phase In | SCE | Com | HVAC | Com - Retail | Fuel Substitution | Incentives | 564.8491 | 579.1957 | 588.0284 | 592.6788 | 321.0127 | 327.1687 | 330.4526 | 331.5626 | 0 | 0 | 0 | 0 | 0
Scenario 5: High TRC ZEAS Phase In | SCE | Com | HVAC | Com - School | Energy Efficiency | Admin | 29585.2787 | 31024.3945 | 32477.9365 | 33779.8972 | 34852.7101 | 35976.0718 | 36798.6 | 37675.0917 | 38527.1774 | 39329.7023 | 39946.7086 | 40681.4437 | 41145.9851
Scenario 5: High TRC ZEAS Phase In | SCE | Com | HVAC | Com - School | Energy Efficiency | Incentives | 4392.213 | 4598.1269 | 4804.1212 | 5004.1435 | 5195.8725 | 5390.2447 | 5574.8153 | 5762.8441 | 5952.01 | 6141.8916 | 6327.9484 | 6521.3797 | 6708.626
Scenario 5: High TRC ZEAS Phase In | SCE | Com | HVAC | Com - School | Energy Efficiency | Incremental Measure Cost | 10548.7409 | 11043.2826 | 11538.0176 | 12018.4093 | 12478.8833 | 12945.7054 | 13388.9869 | 13840.5742 | 14294.8922 | 14750.9294 | 15197.7805 | 15662.3428 | 16112.0505
Scenario 5: High TRC ZEAS Phase In | SCE | Com | HVAC | Com - School | Fuel Substitution | Admin | 1263.4 | 1274.1661 | 1272.3122 | 1261.4474 | 0 | 0 | 0 | 0 | 0 | 0 | 0 | 0 | 0
Scenario 5: High TRC ZEAS Phase In | SCE | Com | HVAC | Com - School | Fuel Substitution | Incentives | 115.2589 | 116.241 | 116.0718 | 115.076 | 0 | 0 | 0 | 0 | 0 | 0 | 0 | 0 | 0
Scenario 5: High TRC ZEAS Phase In | SCE | Com | HVAC | Com - Warehouse | Energy Efficiency | Admin | 2489.9873 | 2574.5779 | 2651.1673 | 2728.8915 | 2810.1135 | 2882.7494 | 2948.9999 | 3014.6145 | 3009.5273 | 3058.9984 | 3106.5082 | 3148.722 | 3191.1324
Scenario 5: High TRC ZEAS Phase In | SCE | Com | HVAC | Com - Warehouse | Energy Efficiency | Incentives | 2025.8046 | 2136.5203 | 2244.0806 | 2356.0688 | 2474.7197 | 2589.4615 | 2701.9527 | 2817.3136 | 2864.3125 | 2969.5589 | 3075.9197 | 3179.9888 | 3287.1868
Scenario 5: High TRC ZEAS Phase In | SCE | Com | HVAC | Com - Warehouse | Energy Efficiency | Incremental Measure Cost | 4865.3578 | 5131.2627 | 5389.5894 | 5658.5505 | 5943.5134 | 6219.0879 | 6489.257 | 6766.3185 | 6879.1953 | 7131.9645 | 7387.4104 | 7637.3524 | 7894.8089
Scenario 5: High TRC ZEAS Phase In | SCE | Com | HVAC | Com - Warehouse | Fuel Substitution | Admin | 25759.6183 | 26434.1245 | 28482.4235 | 28743.1882 | 0 | 0 | 0 | 0 | 0 | 0 | 0 | 0 | 0
Scenario 5: High TRC ZEAS Phase In | SCE | Com | HVAC | Com - Warehouse | Fuel Substitution | Incentives | 1980.7344 | 2033.0668 | 2246.0036 | 2267.167 | 0 | 0.14224 | 0.14326 | 0.14367 | 0 | 0 | 0 | 0 | 0
Scenario 5: High TRC ZEAS Phase In | SCE | Com | Lighting | Com - College | Energy Efficiency | Admin | 0 | 0 | 0 | 0 | 0 | 0 | 0 | 13130.1994 | 3210.5086 | 0 | 0 | 0 | 0
Scenario 5: High TRC ZEAS Phase In | SCE | Com | Lighting | Com - College | Energy Efficiency | Incentives | 0 | 0 | 0 | 0 | 0 | 0 | 0 | 0.29937 | 0.0732 | 0 | 0 | 0 | 0
Scenario 5: High TRC ZEAS Phase In | SCE | Com | Lighting | Com - College | Energy Efficiency | Incremental Measure Cost | 0 | 0 | 0 | 0 | 0 | 0 | 0 | 36773.1087 | 9171.345 | 0 | 0 | 0 | 0
Scenario 5: High TRC ZEAS Phase In | SCE | Com | Lighting | Com - Grocery | Energy Efficiency | Admin | 69521.5576 | 73242.9725 | 76641.4577 | 79965.929 | 83274.8985 | 86339.3645 | 89132.2294 | 91917.0221 | 94488.497 | 96828.1258 | 99098.5351 | 101068.6878 | 102806.8356
Scenario 5: High TRC ZEAS Phase In | SCE | Com | Lighting | Com - Grocery | Energy Efficiency | Incentives | 1.5851 | 1.6699 | 1.7474 | 1.8232 | 1.8987 | 1.9685 | 2.0322 | 2.0957 | 2.1543 | 2.2077 | 2.2594 | 2.3044 | 2.344
Scenario 5: High TRC ZEAS Phase In | SCE | Com | Lighting | Com - Grocery | Energy Efficiency | Incremental Measure Cost | 101579.1895 | 108852.5789 | 115886.4945 | 123036.6903 | 130393.7163 | 137607.6989 | 144622.7326 | 151846.9322 | 158949.8526 | 165888.2476 | 172923.6813 | 179558.1985 | 185844.285
Scenario 5: High TRC ZEAS Phase In | SCE | Com | Lighting | Com - Health | Energy Efficiency | Admin | 76205.4461 | 80514.1579 | 84849.7431 | 88461.1765 | 92207.3287 | 95584.9516 | 99053.2166 | 101993.4616 | 104731.6905 | 106946.6988 | 108902.7025 | 111307.9965 | 113687.3275
Scenario 5: High TRC ZEAS Phase In | SCE | Com | Lighting | Com - Health | Energy Efficiency | Incentives | 1.7375 | 1.8357 | 1.9346 | 2.0169 | 2.1023 | 2.1793 | 2.2584 | 2.3254 | 2.3879 | 2.4384 | 2.483 | 2.5378 | 2.5921
Scenario 5: High TRC ZEAS Phase In | SCE | Com | Lighting | Com - Health | Energy Efficiency | Incremental Measure Cost | 118864.25 | 127742.5659 | 136953.8092 | 145307.217 | 154150.3044 | 162668.7653 | 171613.644 | 179938.7723 | 188173.8142 | 195735.1949 | 203058.1043 | 211294.1495 | 219564.1538
Scenario 5: High TRC ZEAS Phase In | SCE | Com | Lighting | Com - Lodging | Energy Efficiency | Admin | 0 | 0 | 0 | 0 | 0 | 0 | 0 | 0 | 0 | 0 | 0 | 0 | 0
Scenario 5: High TRC ZEAS Phase In | SCE | Com | Lighting | Com - Lodging | Energy Efficiency | Incentives | 0 | 0 | 0 | 0 | 0 | 0 | 0 | 0 | 0 | 0 | 0 | 0 | 0
Scenario 5: High TRC ZEAS Phase In | SCE | Com | Lighting | Com - Lodging | Energy Efficiency | Incremental Measure Cost | 0 | 0 | 0 | 0 | 0 | 0 | 0 | 0 | 0 | 0 | 0 | 0 | 0
Scenario 5: High TRC ZEAS Phase In | SCE | Com | Lighting | Com - Office (Large) | Energy Efficiency | Admin | 0 | 0 | 0 | 0 | 0 | 0 | 0 | 46800.0901 | 20109.5585 | 0 | 0 | 0 | 0
Scenario 5: High TRC ZEAS Phase In | SCE | Com | Lighting | Com - Office (Large) | Energy Efficiency | Incentives | 0 | 0 | 0 | 0 | 0 | 0 | 0 | 1.067 | 0.4585 | 0 | 0 | 0 | 0
Scenario 5: High TRC ZEAS Phase In | SCE | Com | Lighting | Com - Office (Large) | Energy Efficiency | Incremental Measure Cost | 0 | 0 | 0 | 0 | 0 | 0 | 0 | 135836.4838 | 59535.0126 | 0 | 0 | 0 | 0
Scenario 5: High TRC ZEAS Phase In | SCE | Com | Lighting | Com - Office (Small) | Energy Efficiency | Admin | 0 | 0 | 0 | 0 | 0 | 0 | 0 | 0 | 0 | 0 | 0 | 0 | 0
Scenario 5: High TRC ZEAS Phase In | SCE | Com | Lighting | Com - Office (Small) | Energy Efficiency | Incentives | 0 | 0 | 0 | 0 | 0 | 0 | 0 | 0 | 0 | 0 | 0 | 0 | 0
Scenario 5: High TRC ZEAS Phase In | SCE | Com | Lighting | Com - Office (Small) | Energy Efficiency | Incremental Measure Cost | 0 | 0 | 0 | 0 | 0 | 0 | 0 | 0 | 0 | 0 | 0 | 0 | 0
Scenario 5: High TRC ZEAS Phase In | SCE | Com | Lighting | Com - Other | Energy Efficiency | Admin | 0 | 0 | 0 | 0 | 0 | 0 | 0 | 0 | 0 | 0 | 0 | 0 | 0
Scenario 5: High TRC ZEAS Phase In | SCE | Com | Lighting | Com - Other | Energy Efficiency | Incentives | 0 | 0 | 0 | 0 | 0 | 0 | 0 | 0 | 0 | 0 | 0 | 0 | 0
Scenario 5: High TRC ZEAS Phase In | SCE | Com | Lighting | Com - Other | Energy Efficiency | Incremental Measure Cost | 0 | 0 | 0 | 0 | 0 | 0 | 0 | 0 | 0 | 0 | 0 | 0 | 0
Scenario 5: High TRC ZEAS Phase In | SCE | Com | Lighting | Com - Refrig. Warehouse | Energy Efficiency | Admin | 3895.9157 | 1589.5578 | 1663.0226 | 1725.9736 | 1789.6953 | 1852.8752 | 1914.7515 | 1971.3948 | 2027.3842 | 2080.2033 | 2128.9354 | 2175.0845 | 2216.678
Scenario 5: High TRC ZEAS Phase In | SCE | Com | Lighting | Com - Refrig. Warehouse | Energy Efficiency | Incentives | 0.088827 | 0.036242 | 0.037917 | 0.039352 | 0.040805 | 0.042246 | 0.043656 | 0.044948 | 0.046224 | 0.047429 | 0.04854 | 0.049592 | 0.05054
Scenario 5: High TRC ZEAS Phase In | SCE | Com | Lighting | Com - Refrig. Warehouse | Energy Efficiency | Incremental Measure Cost | 4319.4428 | 1816.9845 | 1934.4167 | 2043.4897 | 2156.9703 | 2273.4396 | 2392.0447 | 2507.937 | 2626.6635 | 2745.0496 | 2861.7788 | 2976.1799 | 3086.1251
Scenario 5: High TRC ZEAS Phase In | SCE | Com | Lighting | Com - Restaurant | Energy Efficiency | Admin | 11529.3297 | 16167.4722 | 17560.1967 | 18941.3966 | 48845.5118 | 56080.8022 | 57995.7018 | 59865.5723 | 61617.9546 | 63236.8753 | 64787.6711 | 66219.6854 | 67533.9202
Scenario 5: High TRC ZEAS Phase In | SCE | Com | Lighting | Com - Restaurant | Energy Efficiency | Incentives | 0.26287 | 0.36862 | 0.40037 | 0.43186 | 1.1137 | 1.2786 | 1.3223 | 1.3649 | 1.4049 | 1.4418 | 1.4772 | 1.5098 | 1.5398
Scenario 5: High TRC ZEAS Phase In | SCE | Com | Lighting | Com - Restaurant | Energy Efficiency | Incremental Measure Cost | 18639.9471 | 26661.3976 | 29537.269 | 32497.7377 | 98772.4218 | 116496.9313 | 122659.186 | 128923.9546 | 135136.7969 | 141255.0277 | 147413.447 | 153494.4665 | 159416.3023
Scenario 5: High TRC ZEAS Phase In | SCE | Com | Lighting | Com - Retail | Energy Efficiency | Admin | 279933.3643 | 295173.6458 | 309145.3324 | 322762.7662 | 336161.5856 | 348505.3342 | 359818.0452 | 370917.1953 | 381026.9875 | 390328.7747 | 399234.3978 | 406800.5585 | 413545.3361
Scenario 5: High TRC ZEAS Phase In | SCE | Com | Lighting | Com - Retail | Energy Efficiency | Incentives | 6.3825 | 6.73 | 7.0485 | 7.359 | 7.6645 | 7.9459 | 8.2038 | 8.4569 | 8.6874 | 8.8995 | 9.1025 | 9.275 | 9.4288
Scenario 5: High TRC ZEAS Phase In | SCE | Com | Lighting | Com - Retail | Energy Efficiency | Incremental Measure Cost | 527144.1532 | 565380.8179 | 602451.2655 | 640036.9477 | 678406.3941 | 715898.7307 | 752488.1111 | 789794.9548 | 826190.3984 | 861985.5202 | 898020.0846 | 931552.2754 | 963582.5855
Scenario 5: High TRC ZEAS Phase In | SCE | Com | Lighting | Com - School | Energy Efficiency | Admin | 0 | 0 | 0 | 0 | 0 | 0 | 0 | 0 | 0 | 0 | 0 | 0 | 0
Scenario 5: High TRC ZEAS Phase In | SCE | Com | Lighting | Com - School | Energy Efficiency | Incentives | 0 | 0 | 0 | 0 | 0 | 0 | 0 | 0 | 0 | 0 | 0 | 0 | 0
Scenario 5: High TRC ZEAS Phase In | SCE | Com | Lighting | Com - School | Energy Efficiency | Incremental Measure Cost | 0 | 0 | 0 | 0 | 0 | 0 | 0 | 0 | 0 | 0 | 0 | 0 | 0
Scenario 5: High TRC ZEAS Phase In | SCE | Com | Lighting | Com - Warehouse | Energy Efficiency | Admin | 0 | 0 | 0 | 0 | 0 | 5548.8288 | 7191.0936 | 7597.0334 | 1479.948 | 0 | 0 | 0 | 0
Scenario 5: High TRC ZEAS Phase In | SCE | Com | Lighting | Com - Warehouse | Energy Efficiency | Incentives | 0 | 0 | 0 | 0 | 0 | 0.12651 | 0.16396 | 0.17321 | 0.033743 | 0 | 0 | 0 | 0
Scenario 5: High TRC ZEAS Phase In | SCE | Com | Lighting | Com - Warehouse | Energy Efficiency | Incremental Measure Cost | 0 | 0 | 0 | 0 | 0 | 18339.5376 | 24242.766 | 26123.5042 | 5190.7968 | 0 | 0 | 0 | 0
Scenario 5: High TRC ZEAS Phase In | SCE | Com | WaterHeat | Com - College | Energy Efficiency | Admin | 304.1046 | 367.9641 | 445.4177 | 538.3353 | 646.5936 | 778.9195 | 936.7022 | 1122.4811 | 1343.2322 | 1604.1302 | 1915.6915 | 2301.4262 | 2745.9344
Scenario 5: High TRC ZEAS Phase In | SCE | Com | WaterHeat | Com - College | Energy Efficiency | Incentives | 15.9629 | 19.7012 | 24.3252 | 29.9875 | 36.7383 | 45.142 | 55.3719 | 67.6811 | 82.6112 | 100.63 | 122.5783 | 150.2052 | 182.8008
Scenario 5: High TRC ZEAS Phase In | SCE | Com | WaterHeat | Com - College | Energy Efficiency | Incremental Measure Cost | 21.7333 | 26.8231 | 33.1185 | 40.8278 | 50.019 | 61.4605 | 75.3884 | 92.1472 | 112.4746 | 137.007 | 166.8894 | 204.5032 | 248.8818
Scenario 5: High TRC ZEAS Phase In | SCE | Com | WaterHeat | Com - College | Fuel Substitution | Admin | 194574.2173 | 197905.8536 | 177120.1892 | 142137.1078 | 48264.1895 | 48656.8881 | 0 | 0 | 0 | 0 | 0 | 0 | 0
Scenario 5: High TRC ZEAS Phase In | SCE | Com | WaterHeat | Com - College | Fuel Substitution | Incentives | 73892.3076 | 74007.4851 | 68592.2314 | 63564.6624 | 51708.7525 | 55986.6066 | 44703.5025 | 46673.3604 | 48409.63 | 49594.812 | 50330.9568 | 50774.1985 | 51014.944
Scenario 5: High TRC ZEAS Phase In | SCE | Com | WaterHeat | Com - Grocery | Energy Efficiency | Admin | 1213.301 | 1470.049 | 1773.7223 | 2137.7991 | 2575.8761 | 3096.8654 | 3715.105 | 4457.9079 | 5341.5238 | 6390.6618 | 7644.5774 | 9134.8218 | 10910.9176
Scenario 5: High TRC ZEAS Phase In | SCE | Com | WaterHeat | Com - Grocery | Energy Efficiency | Incentives | 38.3426 | 47.3855 | 58.3175 | 71.6936 | 88.1127 | 108.0528 | 132.2162 | 161.8247 | 197.7784 | 241.3568 | 294.4877 | 358.9333 | 437.2954
Scenario 5: High TRC ZEAS Phase In | SCE | Com | WaterHeat | Com - Grocery | Energy Efficiency | Incremental Measure Cost | 52.2032 | 64.5149 | 79.3989 | 97.6103 | 119.9648 | 147.113 | 180.0113 | 220.323 | 269.2737 | 328.6054 | 400.9427 | 488.6849 | 595.3743
Scenario 5: High TRC ZEAS Phase In | SCE | Com | WaterHeat | Com - Grocery | Fuel Substitution | Admin | 12445.2425 | 12538.7125 | 12617.6456 | 12709.4552 | 12815.8895 | 12934.9377 | 0 | 0 | 0 | 0 | 0 | 0 | 0
Scenario 5: High TRC ZEAS Phase In | SCE | Com | WaterHeat | Com - Grocery | Fuel Substitution | Incentives | 3616.8271 | 3643.9913 | 3666.9306 | 3693.6126 | 3724.545 | 3759.1435 | 0 | 0 | 0 | 0 | 0 | 0 | 0
Scenario 5: High TRC ZEAS Phase In | SCE | Com | WaterHeat | Com - Health | Energy Efficiency | Admin | 1910.3151 | 2324.7815 | 2826.1595 | 3410.5746 | 4119.4648 | 4959.7985 | 5976.1185 | 7172.2639 | 8596.9768 | 10268.3983 | 12245.8836 | 14667.8849 | 17584.0499
Scenario 5: High TRC ZEAS Phase In | SCE | Com | WaterHeat | Com - Health | Energy Efficiency | Incentives | 51.6171 | 64.0724 | 79.4485 | 97.795 | 120.4841 | 147.963 | 181.8479 | 222.6104 | 272.1667 | 331.5827 | 403.3475 | 492.7842 | 602.571
Scenario 5: High TRC ZEAS Phase In | SCE | Com | WaterHeat | Com - Health | Energy Efficiency | Incremental Measure Cost | 70.2763 | 87.2341 | 108.1685 | 133.1471 | 164.0382 | 201.4505 | 247.5845 | 303.0823 | 370.5528 | 451.4473 | 549.1545 | 670.9219 | 820.3957
Scenario 5: High TRC ZEAS Phase In | SCE | Com | WaterHeat | Com - Health | Fuel Substitution | Admin | 343404.8835 | 349292.4892 | 319891.2583 | 289914.5944 | 159400.0858 | 161431.428 | 0 | 0 | 0 | 0 | 0 | 0 | 0
Scenario 5: High TRC ZEAS Phase In | SCE | Com | WaterHeat | Com - Health | Fuel Substitution | Incentives | 190018.3615 | 190804.31 | 175832.6708 | 165985.7932 | 140102.7613 | 151610.8941 | 112108.0355 | 117564.0611 | 122462.465 | 125846.7978 | 128048.7231 | 129477.2354 | 130370.4582
Scenario 5: High TRC ZEAS Phase In | SCE | Com | WaterHeat | Com - Lodging | Energy Efficiency | Admin | 387.873 | 472.6318 | 574.3959 | 695.5003 | 841.6989 | 1016.7666 | 1226.24 | 1477.0279 | 1775.7415 | 2131.8052 | 2557.9547 | 3066.543 | 3673.4916
Scenario 5: High TRC ZEAS Phase In | SCE | Com | WaterHeat | Com - Lodging | Energy Efficiency | Incentives | 8.7008 | 10.8141 | 13.4054 | 16.5564 | 20.4374 | 25.182 | 30.9773 | 38.059 | 46.6711 | 57.15 | 69.9457 | 85.5298 | 104.5075
Scenario 5: High TRC ZEAS Phase In | SCE | Com | WaterHeat | Com - Lodging | Energy Efficiency | Incremental Measure Cost | 11.846 | 14.7233 | 18.2513 | 22.5414 | 27.8253 | 34.285 | 42.1754 | 51.817 | 63.5423 | 77.8092 | 95.2306 | 116.4482 | 142.2862
Scenario 5: High TRC ZEAS Phase In | SCE | Com | WaterHeat | Com - Lodging | Fuel Substitution | Admin | 299431.0484 | 307109.7134 | 294459.9433 | 273922.434 | 169889.382 | 175571.4793 | 0 | 0 | 0 | 0 | 0 | 0 | 0
Scenario 5: High TRC ZEAS Phase In | SCE | Com | WaterHeat | Com - Lodging | Fuel Substitution | Incentives | 188407.7839 | 188925.552 | 181503.3529 | 172473.24 | 147186.9264 | 158954.8898 | 112167.6697 | 117891.4835 | 123126.5291 | 126589.5203 | 128807.8455 | 130148.0892 | 130867.4446
Scenario 5: High TRC ZEAS Phase In | SCE | Com | WaterHeat | Com - Office (Large) | Energy Efficiency | Admin | 1095.9706 | 1331.371 | 1609.3632 | 1940.608 | 2339.1401 | 2813.9367 | 3374.8159 | 4044.3587 | 4832.3439 | 5764.0478 | 6876.8116 | 8191.2957 | 9755.4977
Scenario 5: High TRC ZEAS Phase In | SCE | Com | WaterHeat | Com - Office (Large) | Energy Efficiency | Incentives | 63.8655 | 79.1346 | 97.5712 | 120.0066 | 147.5447 | 181.043 | 221.4713 | 270.7178 | 329.9324 | 401.4159 | 488.4881 | 593.4982 | 720.9682
Scenario 5: High TRC ZEAS Phase In | SCE | Com | WaterHeat | Com - Office (Large) | Energy Efficiency | Incremental Measure Cost | 86.9524 | 107.7412 | 132.8424 | 163.3881 | 200.881 | 246.4886 | 301.5314 | 368.5802 | 449.2004 | 546.5246 | 665.0728 | 808.0432 | 981.5927
Scenario 5: High TRC ZEAS Phase In | SCE | Com | WaterHeat | Com - Office (Large) | Fuel Substitution | Admin | 127652.3985 | 129370.2845 | 119295.405 | 87958.9434 | 13054.6161 | 13169.4589 | 0 | 0 | 0 | 0 | 0 | 0 | 0
Scenario 5: High TRC ZEAS Phase In | SCE | Com | WaterHeat | Com - Office (Large) | Fuel Substitution | Incentives | 46470.6157 | 46251.3549 | 44691.7846 | 40925.9802 | 31836.8249 | 34910.087 | 33115.8933 | 34947.8674 | 36294.221 | 37076.5662 | 37459.2766 | 37557.7575 | 37461.3112
Scenario 5: High TRC ZEAS Phase In | SCE | Com | WaterHeat | Com - Office (Small) | Energy Efficiency | Admin | 242.6587 | 294.0288 | 355.1587 | 427.8985 | 366.8845 | 1557.5026 | 743.3013 | 902.1684 | 1088.8707 | 1308.6785 | 1568.7007 | 1876.1429 | 2240.3549
Scenario 5: High TRC ZEAS Phase In | SCE | Com | WaterHeat | Com - Office (Small) | Energy Efficiency | Incentives | 15.5558 | 19.2259 | 23.6875 | 29.1097 | 25.4581 | 110.2367 | 53.6614 | 66.4332 | 81.785 | 100.2605 | 122.5849 | 149.5419 | 182.1435
Scenario 5: High TRC ZEAS Phase In | SCE | Com | WaterHeat | Com - Office (Small) | Energy Efficiency | Incremental Measure Cost | 21.1792 | 26.176 | 32.2504 | 39.6327 | 34.6611 | 150.0865 | 73.0596 | 90.4482 | 111.3496 | 136.504 | 166.8984 | 203.6001 | 247.987
Scenario 5: High TRC ZEAS Phase In | SCE | Com | WaterHeat | Com - Office (Small) | Fuel Substitution | Admin | 34846.2915 | 35402.0893 | 29827.2535 | 21228.7878 | 2632.0762 | 3037.2336 | 0 | 0 | 0 | 0 | 0 | 0 | 0
Scenario 5: High TRC ZEAS Phase In | SCE | Com | WaterHeat | Com - Office (Small) | Fuel Substitution | Incentives | 11750.5326 | 11721.6298 | 10571.333 | 9596.6394 | 6494.6831 | 7721.0037 | 7469.0899 | 7961.7543 | 8283.9013 | 8485.2556 | 8603.7606 | 8665.6125 | 8689.307
Scenario 5: High TRC ZEAS Phase In | SCE | Com | WaterHeat | Com - Other | Energy Efficiency | Admin | 15353.4524 | 18656.6082 | 22607.0359 | 27320.3065 | 32952.9035 | 39683.5344 | 47766.5784 | 57385.8033 | 68806.6943 | 82506.9903 | 98881.9588 | 118406.2318 | 141760.4182
Scenario 5: High TRC ZEAS Phase In | SCE | Com | WaterHeat | Com - Other | Energy Efficiency | Incentives | 632.6229 | 784.1002 | 969.1311 | 1194.6054 | 1469.7132 | 1805.2994 | 2216.4758 | 2716.0845 | 3321.7692 | 4062.8375 | 4966.5602 | 6066.15 | 7407.8726
Scenario 5: High TRC ZEAS Phase In | SCE | Com | WaterHeat | Com - Other | Energy Efficiency | Incremental Measure Cost | 861.3112 | 1067.5464 | 1319.4646 | 1626.4461 | 2001.0033 | 2457.9012 | 3017.7147 | 3697.9282 | 4522.5632 | 5531.522 | 6761.9336 | 8259.0166 | 10085.7617
Scenario 5: High TRC ZEAS Phase In | SCE | Com | WaterHeat | Com - Other | Fuel Substitution | Admin | 2110994.4339 | 2145284.7745 | 1930498.4418 | 1695388.5101 | 708579.9078 | 726067.2625 | 0 | 0 | 0 | 0 | 0 | 0 | 0
Scenario 5: High TRC ZEAS Phase In | SCE | Com | WaterHeat | Com - Other | Fuel Substitution | Incentives | 931120.4234 | 932626.0064 | 858231.4554 | 799908.5173 | 654068.1095 | 713213.8156 | 540150.5465 | 566381.8847 | 590219.7097 | 605654.3611 | 615250.8225 | 620783.4628 | 623527.7228
Scenario 5: High TRC ZEAS Phase In | SCE | Com | WaterHeat | Com - Refrig. Warehouse | Energy Efficiency | Admin | 181.5885 | 100.1634 | 122.194 | 147.7626 | 178.3047 | 214.7686 | 258.2952 | 309.8222 | 371.4392 | 444.7389 | 531.7232 | 635.8951 | 759.6945
Scenario 5: High TRC ZEAS Phase In | SCE | Com | WaterHeat | Com - Refrig. Warehouse | Energy Efficiency | Incentives | 4.6159 | 2.597 | 3.2316 | 3.9859 | 4.906 | 6.0275 | 7.394 | 9.0464 | 11.0625 | 13.5104 | 16.4759 | 20.0979 | 24.4908
Scenario 5: High TRC ZEAS Phase In | SCE | Com | WaterHeat | Com - Refrig. Warehouse | Energy Efficiency | Incremental Measure Cost | 6.2844 | 3.5358 | 4.3998 | 5.4268 | 6.6795 | 8.2063 | 10.0669 | 12.3166 | 15.0615 | 18.3944 | 22.4319 | 27.3631 | 33.3441
Scenario 5: High TRC ZEAS Phase In | SCE | Com | WaterHeat | Com - Refrig. Warehouse | Fuel Substitution | Admin | 2044.474 | 2097.821 | 1817.5311 | 1825.6551 | 1134.182 | 1146.6959 | 0 | 0 | 0 | 0 | 0 | 0 | 0
Scenario 5: High TRC ZEAS Phase In | SCE | Com | WaterHeat | Com - Refrig. Warehouse | Fuel Substitution | Incentives | 1110.9527 | 1115.1862 | 976.3493 | 1004.6541 | 864.605 | 933.3744 | 643.7892 | 679.734 | 708.0691 | 727.7099 | 740.2544 | 748.0415 | 752.6265
Scenario 5: High TRC ZEAS Phase In | SCE | Com | WaterHeat | Com - Restaurant | Energy Efficiency | Admin | 4659.3202 | 5667.8489 | 6873.9039 | 8318.1073 | 10051.8559 | 12099.4062 | 14531.7282 | 17444.6285 | 20911.5906 | 25029.7488 | 29939.6827 | 35766.2454 | 42702.2027
Scenario 5: High TRC ZEAS Phase In | SCE | Com | WaterHeat | Com - Restaurant | Energy Efficiency | Incentives | 256.6728 | 318.4904 | 394.0065 | 486.3485 | 599.5068 | 736.1007 | 901.8116 | 1104.2993 | 1350.331 | 1648.6895 | 2011.6851 | 2451.4226 | 2985.5792
Scenario 5: High TRC ZEAS Phase In | SCE | Com | WaterHeat | Com - Restaurant | Energy Efficiency | Incremental Measure Cost | 349.458 | 433.6222 | 536.4368 | 662.1598 | 816.2239 | 1002.1955 | 1227.8096 | 1503.4951 | 1838.4653 | 2244.6781 | 2738.8938 | 3337.593 | 4064.8431
Scenario 5: High TRC ZEAS Phase In | SCE | Com | WaterHeat | Com - Restaurant | Fuel Substitution | Admin | 1699904.7504 | 1731528.3746 | 1574019.6161 | 1158619.846 | 127623.8328 | 129188.6135 | 0 | 0 | 0 | 0 | 0 | 0 | 0
Scenario 5: High TRC ZEAS Phase In | SCE | Com | WaterHeat | Com - Restaurant | Fuel Substitution | Incentives | 649901.6887 | 649810.6655 | 620917.9731 | 568988.4433 | 442386.7714 | 488331.149 | 481430.9908 | 506231.4308 | 528011.0185 | 542371.5976 | 551532.5914 | 556999.9487 | 559857.7762
Scenario 5: High TRC ZEAS Phase In | SCE | Com | WaterHeat | Com - Retail | Energy Efficiency | Admin | 941.8136 | 1141.2387 | 1377.047 | 1659.1965 | 1997.3707 | 2398.2423 | 2873.2124 | 3441.2454 | 4113.5875 | 4910.3209 | 5857.9913 | 6978.6303 | 8308.2406
Scenario 5: High TRC ZEAS Phase In | SCE | Com | WaterHeat | Com - Retail | Energy Efficiency | Incentives | 52.0591 | 64.3471 | 79.1992 | 97.34 | 119.5297 | 146.398 | 178.9104 | 218.5801 | 266.5293 | 324.5372 | 394.9439 | 479.9446 | 582.8625
Scenario 5: High TRC ZEAS Phase In | SCE | Com | WaterHeat | Com - Retail | Energy Efficiency | Incremental Measure Cost | 70.8781 | 87.608 | 107.8292 | 132.5277 | 162.7388 | 199.3197 | 243.5851 | 297.5951 | 362.8776 | 441.8549 | 537.7131 | 653.4409 | 793.5628
Scenario 5: High TRC ZEAS Phase In | SCE | Com | WaterHeat | Com - Retail | Fuel Substitution | Admin | 65829.9951 | 67019.3635 | 56476.3765 | 40682.9253 | 889.6733 | 913.9955 | 0 | 0 | 0 | 0 | 0 | 0 | 0
Scenario 5: High TRC ZEAS Phase In | SCE | Com | WaterHeat | Com - Retail | Fuel Substitution | Incentives | 25693.6539 | 25650.6533 | 22776.4131 | 20567.4108 | 15413.9068 | 17232.0077 | 18129.6131 | 19022.7716 | 19805.875 | 20308.2226 | 20615.4858 | 20785.9062 | 20861.1701
Scenario 5: High TRC ZEAS Phase In | SCE | Com | WaterHeat | Com - School | Energy Efficiency | Admin | 1051.4159 | 1277.7128 | 1547.0759 | 1866.1202 | 2243.1484 | 2693.0514 | 3224.0552 | 3857.5391 | 4611.7817 | 5509.2387 | 6572.7239 | 7843.243 | 9345.0194
Scenario 5: High TRC ZEAS Phase In | SCE | Com | WaterHeat | Com - School | Energy Efficiency | Incentives | 87.0901 | 107.9512 | 133.3232 | 164.034 | 201.1185 | 246.2854 | 300.7436 | 367.0322 | 447.5716 | 545.3625 | 663.6499 | 807.7728 | 981.6884
Scenario 5: High TRC ZEAS Phase In | SCE | Com | WaterHeat | Com - School | Energy Efficiency | Incremental Measure Cost | 118.5725 | 146.9747 | 181.5185 | 223.331 | 273.8213 | 335.3157 | 409.4601 | 499.7116 | 609.3653 | 742.5069 | 903.5542 | 1099.7764 | 1336.5612
Scenario 5: High TRC ZEAS Phase In | SCE | Com | WaterHeat | Com - School | Fuel Substitution | Admin | 434685.8051 | 439380.4334 | 373152.49 | 244295.0886 | 37408.3314 | 37698.2263 | 0 | 0 | 0 | 0 | 0 | 0 | 0
Scenario 5: High TRC ZEAS Phase In | SCE | Com | WaterHeat | Com - School | Fuel Substitution | Incentives | 123179.5589 | 123048.4648 | 118534.6761 | 107791.0251 | 82783.155 | 90566.6797 | 84776.0482 | 89095.4508 | 92480.7415 | 94520.4881 | 95616.691 | 96053.4872 | 96028.5043
Scenario 5: High TRC ZEAS Phase In | SCE | Com | WaterHeat | Com - Warehouse | Energy Efficiency | Admin | 192.7317 | 233.3774 | 281.4833 | 339.2895 | 409.1105 | 491.829 | 590.0354 | 707.6233 | 837.7661 | 999.9546 | 1192.7974 | 1420.6958 | 1692.0978
Scenario 5: High TRC ZEAS Phase In | SCE | Com | WaterHeat | Com - Warehouse | Energy Efficiency | Incentives | 9.8975 | 12.2245 | 15.0392 | 18.4903 | 22.7412 | 27.886 | 34.1232 | 41.7421 | 50.4179 | 61.3845 | 74.6902 | 90.7442 | 110.2466
Scenario 5: High TRC ZEAS Phase In | SCE | Com | WaterHeat | Com - Warehouse | Energy Efficiency | Incremental Measure Cost | 13.4754 | 16.6436 | 20.4758 | 25.1743 | 30.9619 | 37.9666 | 46.4585 | 56.8315 | 68.6436 | 83.5745 | 101.6902 | 123.5475 | 150.0999
Scenario 5: High TRC ZEAS Phase In | SCE | Com | WaterHeat | Com - Warehouse | Fuel Substitution | Admin | 7820.8265 | 7945.3641 | 7127.6196 | 6059.2242 | 3059.2831 | 3087.0793 | 0 | 0 | 0 | 0 | 0 | 0 | 0
Scenario 5: High TRC ZEAS Phase In | SCE | Com | WaterHeat | Com - Warehouse | Fuel Substitution | Incentives | 2887.5481 | 2896.003 | 2650.6853 | 2481.5225 | 2095.1627 | 2239.0506 | 1447.6839 | 1513.1762 | 1571.5893 | 1611.7446 | 1636.96 | 1652.0703 | 1660.4845
Scenario 5: High TRC ZEAS Phase In | SCE | Com | WholeBlg | Com - Restaurant | Energy Efficiency | Admin | 977446.1036 | 1012486.4641 | 1050959.614 | 1096435.4197 | 1148206.8997 | 1200255.4246 | 1254586.1814 | 1309972.3926 | 1367712.3342 | 1425980.297 | 1485573.7108 | 1541062.0406 | 1565738.211
Scenario 5: High TRC ZEAS Phase In | SCE | Com | WholeBlg | Com - Restaurant | Energy Efficiency | Incentives | 9815.6908 | 11663.6372 | 13803.6449 | 16265.1549 | 19112.1831 | 22029.4833 | 25153.2442 | 28757.1228 | 32716.1937 | 36983.3704 | 41762.3904 | 46937.5424 | 52707.2019
Scenario 5: High TRC ZEAS Phase In | SCE | Com | WholeBlg | Com - Restaurant | Energy Efficiency | Incremental Measure Cost | 60588.9319 | 71995.6785 | 85205.2207 | 100399.2874 | 117973.0269 | 135980.5321 | 155262.4493 | 177507.9701 | 201945.973 | 228285.808 | 257785.0782 | 289729.5372 | 325343.6891
Scenario 5: High TRC ZEAS Phase In | SCE | Com | WholeBlg | Com - Retail | Energy Efficiency | Admin | 1482015.0621 | 1535671.7918 | 1593953.6928 | 1662184.8922 | 1742333.6052 | 1825621.2519 | 1918144.3287 | 2014110.9704 | 2112893.4565 | 2216108.4067 | 2322674.5561 | 2426590.6421 | 2547582.9902
Scenario 5: High TRC ZEAS Phase In | SCE | Com | WholeBlg | Com - Retail | Energy Efficiency | Incentives | 29805.4527 | 35380.6345 | 41439.8718 | 48623.3498 | 57166.6706 | 66528.6925 | 76713.8646 | 88675.2818 | 101641.9643 | 115791.6343 | 131822.9622 | 149227.3201 | 168680.8836
Scenario 5: High TRC ZEAS Phase In | SCE | Com | WholeBlg | Com - Retail | Energy Efficiency | Incremental Measure Cost | 183978.9553 | 218392.6624 | 255794.2803 | 300135.4551 | 352870.4778 | 410659.0656 | 473528.6799 | 547362.4534 | 627401.3889 | 714742.5047 | 813698.4569 | 921129.6584 | 1041209.9113
Scenario 5: High TRC ZEAS Phase In | SCE | Com | WholeBlg | Com - Warehouse | Energy Efficiency | Admin | 651316.6729 | 665222.6604 | 680087.7993 | 698780.7039 | 720342.6297 | 742096.9283 | 766325.8457 | 920429.4539 | 960336.3951 | 1002698.2682 | 1045204.416 | 1084845.4633 | 1130118.4459
Scenario 5: High TRC ZEAS Phase In | SCE | Com | WholeBlg | Com - Warehouse | Energy Efficiency | Incentives | 0 | 0 | 0 | 0 | 0 | 0 | 0 | 41199.9581 | 47507.4929 | 54516.6252 | 62393.4473 | 70831.0976 | 80570.6763
Scenario 5: High TRC ZEAS Phase In | SCE | Com | WholeBlg | Com - Warehouse | Energy Efficiency | Incremental Measure Cost | 0 | 0 | 0 | 0 | 0 | 0 | 0 | 254313.3745 | 293247.6486 | 336512.6462 | 385133.5989 | 437216.3532 | 497335.4708
Scenario 5: High TRC ZEAS Phase In | SCE | Res | AppPlug | Res - Multi Family | Energy Efficiency | Admin | 0 | 0 | 0 | 0 | 0 | 0 | 0 | 0 | 0 | 0 | 0 | 0 | 0
Scenario 5: High TRC ZEAS Phase In | SCE | Res | AppPlug | Res - Multi Family | Energy Efficiency | Incentives | 0 | 0 | 0 | 0 | 0 | 0 | 0 | 0 | 0 | 0 | 0 | 0 | 0
Scenario 5: High TRC ZEAS Phase In | SCE | Res | AppPlug | Res - Multi Family | Energy Efficiency | Incremental Measure Cost | 0 | 0 | 0 | 0 | 0 | 0 | 0 | 0 | 0 | 0 | 0 | 0 | 0
Scenario 5: High TRC ZEAS Phase In | SCE | Res | AppPlug | Res - Multi Family | Fuel Substitution | Admin | 3457.2933 | 3781.1019 | 4111.2606 | 4448.1278 | 4791.5255 | 5140.5088 | 0 | 0 | 0 | 0 | 0 | 0 | 0
Scenario 5: High TRC ZEAS Phase In | SCE | Res | AppPlug | Res - Multi Family | Fuel Substitution | Incentives | 58423.9653 | 63895.9299 | 69475.2017 | 75167.8389 | 80970.8344 | 86868.2192 | 0 | 0 | 0 | 0 | 0 | 0 | 0
Scenario 5: High TRC ZEAS Phase In | SCE | Res | AppPlug | Res - Single Family | Energy Efficiency | Admin | 0 | 0 | 0 | 0 | 0 | 0 | 0 | 0 | 0 | 0 | 0 | 0 | 0
Scenario 5: High TRC ZEAS Phase In | SCE | Res | AppPlug | Res - Single Family | Energy Efficiency | Incentives | 0 | 0 | 0 | 0 | 0 | 0 | 0 | 0 | 0 | 0 | 0 | 0 | 0
Scenario 5: High TRC ZEAS Phase In | SCE | Res | AppPlug | Res - Single Family | Energy Efficiency | Incremental Measure Cost | 0 | 0 | 0 | 0 | 0 | 0 | 0 | 0 | 0 | 0 | 0 | 0 | 0
Scenario 5: High TRC ZEAS Phase In | SCE | Res | AppPlug | Res - Single Family | Fuel Substitution | Admin | 23131.9018 | 25330.1781 | 27522.2779 | 29723.3725 | 31941.9413 | 34182.9821 | 0 | 0 | 0 | 0 | 0 | 0 | 0
Scenario 5: High TRC ZEAS Phase In | SCE | Res | AppPlug | Res - Single Family | Fuel Substitution | Incentives | 390635.3041 | 427758.25 | 464776.8912 | 501947.4317 | 539413.0617 | 577258.1841 | 0 | 0 | 0 | 0 | 0 | 0 | 0
Scenario 5: High TRC ZEAS Phase In | SCE | Res | BldgEnv | Res - Single Family | Energy Efficiency | Admin | 148792.0705 | 146671.3461 | 143723.782 | 140249.2304 | 136949.3393 | 133295.2703 | 129545.4829 | 125470.5934 | 8091.3332 | 0 | 0 | 0 | 0
Scenario 5: High TRC ZEAS Phase In | SCE | Res | BldgEnv | Res - Single Family | Energy Efficiency | Incremental Measure Cost | 3609489.963 | 3855158.0433 | 3970710.5762 | 3999531.6026 | 4037928.6875 | 4008625.9724 | 3946834.9647 | 3811182.4423 | 1502797.2847 | 0 | 0 | 0 | 0
Scenario 5: High TRC ZEAS Phase In | SCE | Res | HVAC | Res - Multi Family | Energy Efficiency | Admin | 12229.6304 | 437629.7557 | 362593.9904 | 295922.8276 | 15639.29 | 191062.6247 | 165402.6026 | 136670.7903 | 112026.6755 | 92544.1047 | 77238.5881 | 65283.343 | 55950.9907
Scenario 5: High TRC ZEAS Phase In | SCE | Res | HVAC | Res - Multi Family | Energy Efficiency | Incentives | 20126.2808 | 21555.4834 | 23110.7202 | 24464.5616 | 25737.5514 | 26803.8647 | 49795.4579 | 55168.2124 | 56682.0189 | 57984.9426 | 59123.7918 | 60152.0028 | 61038.2404
Scenario 5: High TRC ZEAS Phase In | SCE | Res | HVAC | Res - Multi Family | Energy Efficiency | Incremental Measure Cost | 47708.0126 | 52117.7594 | 56995.6382 | 61541.1702 | 66038.2738 | 70149.7413 | 183779.1 | 212764.1094 | 223108.339 | 232895.1327 | 242279.5996 | 251461.4597 | 260293.9614
Scenario 5: High TRC ZEAS Phase In | SCE | Res | HVAC | Res - Multi Family | Fuel Substitution | Admin | 10.0578 | 10.8883 | 11.0935 | 13.9808 | 0 | 0 | 0 | 0 | 0 | 0 | 0 | 0 | 0
Scenario 5: High TRC ZEAS Phase In | SCE | Res | HVAC | Res - Multi Family | Fuel Substitution | Incentives | 159.2299 | 171.708 | 174.9417 | 222.2526 | 0.90885 | 0.97131 | 1.0281 | 1.0686 | 1.0961 | 1.1144 | 1.1266 | 1.1349 | 1.1406
Scenario 5: High TRC ZEAS Phase In | SCE | Res | HVAC | Res - Single Family | Energy Efficiency | Admin | 280588.5458 | 2872112.2749 | 2457771.9796 | 2086815.8836 | 382486.1571 | 1503464.7758 | 1268400.5163 | 1088239.7118 | 590631.9062 | 414150.5583 | 319295.1825 | 244506.4257 | 185661.0803
Scenario 5: High TRC ZEAS Phase In | SCE | Res | HVAC | Res - Single Family | Energy Efficiency | Incentives | 461764.0656 | 514783.212 | 558562.323 | 594666.0631 | 629456.7814 | 657039.0051 | 653026.9053 | 666435.7683 | 95763.8271 | 2713.4097 | 2765.0133 | 2811.0135 | 2850.5749
Scenario 5: High TRC ZEAS Phase In | SCE | Res | HVAC | Res - Single Family | Energy Efficiency | Incremental Measure Cost | 7505156.9635 | 8528936.6415 | 9439459.2758 | 10250687.2165 | 11067547.416 | 11783702.7263 | 11472151.1513 | 11845393.2331 | 1704594.5487 | 13537.2166 | 14070.5604 | 14590.7385 | 15092.0062
Scenario 5: High TRC ZEAS Phase In | SCE | Res | HVAC | Res - Single Family | Fuel Substitution | Admin | 268.3007 | 280.3497 | 286.3587 | 294.9736 | 0 | 0 | 0 | 0 | 0 | 0 | 0 | 0 | 0
Scenario 5: High TRC ZEAS Phase In | SCE | Res | HVAC | Res - Single Family | Fuel Substitution | Incentives | 3665.0527 | 3828.2539 | 3910.0408 | 4029.4746 | 21.887 | 23.0639 | 24.3481 | 25.2396 | 4.9916 | 5.1184 | 5.2081 | 5.2736 | 5.3237
Scenario 5: High TRC ZEAS Phase In | SCE | Res | WaterHeat | Res - Multi Family | Energy Efficiency | Admin | 1390.3547 | 2448.8822 | 2592.8618 | 2608.2332 | 15739.666 | 67128.087 | 77360.3802 | 80148.7619 | 82875.4905 | 85562.7034 | 88252.1947 | 92174.9628 | 96637.6157
Scenario 5: High TRC ZEAS Phase In | SCE | Res | WaterHeat | Res - Multi Family | Energy Efficiency | Incentives | 895.347 | 1577.0072 | 1669.7257 | 1679.6245 | 10135.8758 | 43228.4874 | 49817.7792 | 51613.4139 | 53369.3459 | 55099.8309 | 56831.7832 | 59357.9289 | 62231.7444
Scenario 5: High TRC ZEAS Phase In | SCE | Res | WaterHeat | Res - Multi Family | Energy Efficiency | Incremental Measure Cost | 2072.1281 | 5814.6038 | 6556.3144 | 6882.1995 | 57581.2538 | 269065.87 | 317184.0724 | 335372.4146 | 353886.1443 | 372822.4783 | 392372.9175 | 418231.8627 | 447501.1296
Scenario 5: High TRC ZEAS Phase In | SCE | Res | WaterHeat | Res - Multi Family | Fuel Substitution | Admin | 1453111.842 | 1470296.5699 | 5370218.8402 | 5406167.8891 | 5411523.8806 | 5482159.518 | 0 | 0 | 0 | 0 | 0 | 0 | 0
Scenario 5: High TRC ZEAS Phase In | SCE | Res | WaterHeat | Res - Multi Family | Fuel Substitution | Incentives | 4138521.8379 | 4180377.3183 | 14029777.9656 | 14121469.3977 | 14128795.3489 | 14332303.4439 | 273581.5203 | 284243.961 | 293725.6215 | 301164.7413 | 306141.1946 | 309519.9987 | 311877.1793
Scenario 5: High TRC ZEAS Phase In | SCE | Res | WaterHeat | Res - Single Family | Energy Efficiency | Admin | 43100.2821 | 47921.9766 | 51948.7402 | 55564.0576 | 59217.568 | 62511.6194 | 65601.2963 | 68583.2283 | 65770.3622 | 67779.803 | 70641.3008 | 73834.1404 | 77097.1157
Scenario 5: High TRC ZEAS Phase In | SCE | Res | WaterHeat | Res - Single Family | Energy Efficiency | Incentives | 27755.2971 | 30860.3247 | 33453.4404 | 35781.597 | 38134.3489 | 40255.6198 | 42245.2797 | 44165.555 | 42354.153 | 43648.173 | 45490.8923 | 47546.9859 | 49648.2447
Scenario 5: High TRC ZEAS Phase In | SCE | Res | WaterHeat | Res - Single Family | Energy Efficiency | Incremental Measure Cost | 160600.6219 | 182491.4601 | 201857.1962 | 220309.9735 | 239572.5869 | 258046.9192 | 276309.4456 | 294737.8991 | 279009.343 | 292326.9547 | 310800.1306 | 331336.7715 | 352878.3504
Scenario 5: High TRC ZEAS Phase In | SCE | Res | WaterHeat | Res - Single Family | Fuel Substitution | Admin | 1473438.21 | 1447762.5246 | 1073692.635 | 614788.3794 | 0 | 0 | 0 | 0 | 0 | 0 | 0 | 0 | 0
Scenario 5: High TRC ZEAS Phase In | SCE | Res | WaterHeat | Res - Single Family | Fuel Substitution | Incentives | 5595046.7636 | 5497404.3828 | 4499295.7333 | 3301533.8068 | 1662013.786 | 1822248.6546 | 1932704.473 | 2007421.0748 | 2073806.2253 | 2126070.2393 | 2161528.0123 | 2186080.2787 | 2203654.4867
Scenario 5: High TRC ZEAS Phase In | SCE | Res | WholeBlg | Res - Multi Family | Energy Efficiency | Admin | 0 | 0 | 0 | 0 | 0 | 0 | 0 | 0 | 0 | 0 | 0 | 0 | 0
Scenario 5: High TRC ZEAS Phase In | SCE | Res | WholeBlg | Res - Multi Family | Energy Efficiency | Incentives | 0 | 0 | 0 | 0 | 0 | 0 | 0 | 0 | 0 | 0 | 0 | 0 | 0
Scenario 5: High TRC ZEAS Phase In | SCE | Res | WholeBlg | Res - Multi Family | Energy Efficiency | Incremental Measure Cost | 0 | 0 | 0 | 0 | 0 | 0 | 0 | 0 | 0 | 0 | 0 | 0 | 0
Scenario 5: High TRC ZEAS Phase In | SCE | Res | WholeBlg | Res - Single Family | Energy Efficiency | Admin | 0 | 0 | 0 | 0 | 0 | 0 | 0 | 0 | 54755.9429 | 49551.067 | 45008.6795 | 41252.3955 | 37792.1165
Scenario 5: High TRC ZEAS Phase In | SCE | Res | WholeBlg | Res - Single Family | Energy Efficiency | Incentives | 0 | 0 | 0 | 0 | 0 | 0 | 0 | 0 | 646.5595 | 585.1002 | 531.4636 | 487.1093 | 446.2503
Scenario 5: High TRC ZEAS Phase In | SCE | Res | WholeBlg | Res - Single Family | Energy Efficiency | Incremental Measure Cost | 0 | 0 | 0 | 0 | 0 | 0 | 0 | 0 | 512919.4169 | 473446.6637 | 438646.3225 | 410079.0344 | 383194.9519
Scenario 5: High TRC ZEAS Phase In | SCG | Com | AppPlug | Com - Health | Energy Efficiency | Admin | 1506917.1345 | 1670289.8423 | 1825298.9439 | 1932627.8103 | 2034640.3854 | 2114636.1215 | 2179530.1651 | 2208805.8237 | 2207999.6559 | 2169851.8382 | 2100816.3382 | 2022785.1831 | 1925545.5147
Scenario 5: High TRC ZEAS Phase In | SCG | Com | AppPlug | Com - Health | Energy Efficiency | Incentives | 384198.6913 | 425851.6656 | 465372.2819 | 492736.5006 | 518745.295 | 539140.7477 | 555685.9219 | 563149.9486 | 562944.4107 | 553218.3672 | 535617.3006 | 515722.7312 | 490930.8216
Scenario 5: High TRC ZEAS Phase In | SCG | Com | AppPlug | Com - Health | Energy Efficiency | Incremental Measure Cost | 1735243.8758 | 1964015.5606 | 2190460.5379 | 2362763.9415 | 2534724.6461 | 2683721.0247 | 2818338.8547 | 2908800.4802 | 2960796.6153 | 2961507.2699 | 2917778.2723 | 2860767.3656 | 2773531.3071
Scenario 5: High TRC ZEAS Phase In | SCG | Com | AppPlug | Com - Lodging | Energy Efficiency | Admin | 1059265.4532 | 1166892.4462 | 1270837.6811 | 1330503.2742 | 1386667.8592 | 1434398.159 | 1482451.6041 | 1501127.9267 | 1502036.7053 | 1485556.4464 | 1453761.7871 | 1406078.7355 | 1345191.1273
Scenario 5: High TRC ZEAS Phase In | SCG | Com | AppPlug | Com - Lodging | Energy Efficiency | Incentives | 270066.8747 | 297507.1027 | 324008.6418 | 339220.7873 | 353540.3272 | 365709.4892 | 377961.0393 | 382722.6938 | 382954.393 | 378752.6398 | 370646.3769 | 358489.2611 | 342965.5546
Scenario 5: High TRC ZEAS Phase In | SCG | Com | AppPlug | Com - Lodging | Energy Efficiency | Incremental Measure Cost | 1371950.2795 | 1539910.5669 | 1709096.2669 | 1825818.3989 | 1941332.4377 | 2048531.7689 | 2153639.9253 | 2225785.1084 | 2272938.2882 | 2293980.1847 | 2290398.9431 | 2259876.1485 | 2204952.6759
Scenario 5: High TRC ZEAS Phase In | SCG | Com | AppPlug | Com - Other | Energy Efficiency | Admin | 4202.5816 | 4869.8207 | 5578.0048 | 6301.2718 | 297.7139 | 15072.9126 | 8522.3409 | 46739.2734 | 40566.2984 | 34737.4611 | 29478.0444 | 24882.5819 | 21043.4733
Scenario 5: High TRC ZEAS Phase In | SCG | Com | AppPlug | Com - Other | Energy Efficiency | Incentives | 1071.4765 | 1241.5936 | 1422.15 | 1606.5518 | 75.9042 | 3842.9408 | 2172.8283 | 11916.4931 | 10342.6515 | 8856.5501 | 7515.6263 | 6343.9821 | 5365.1755
Scenario 5: High TRC ZEAS Phase In | SCG | Com | AppPlug | Com - Other | Energy Efficiency | Incremental Measure Cost | 4155.9835 | 4912.1408 | 5739.0088 | 6612.8152 | 318.682 | 16457.1907 | 9491.1229 | 53093.4344 | 47002.8742 | 41054.1704 | 35535.1413 | 30595.3194 | 26392.2942
Scenario 5: High TRC ZEAS Phase In | SCG | Com | BldgEnv | Com - College | Energy Efficiency | Admin | 7027.2578 | 6979.7441 | 6679.3244 | 6146.2814 | 5425.091 | 4593.2593 | 3725.6662 | 2866.3556 | 2075.5064 | 1379.9521 | 794.0515 | 324.9662 | 260.3702
Scenario 5: High TRC ZEAS Phase In | SCG | Com | BldgEnv | Com - College | Energy Efficiency | Incentives | 89.0294 | 88.431 | 84.6317 | 77.8876 | 68.7598 | 58.2328 | 47.2573 | 36.3796 | 26.3683 | 17.5627 | 10.1456 | 4.2105 | 3.3934
Scenario 5: High TRC ZEAS Phase In | SCG | Com | BldgEnv | Com - College | Energy Efficiency | Incremental Measure Cost | 23236.1228 | 23532.592 | 22975.5985 | 21584.4823 | 19466.8828 | 16858.3835 | 14050.3671 | 11098.5296 | 8284.4002 | 5724.1035 | 3492.8178 | 1634.9228 | 1352.845
Scenario 5: High TRC ZEAS Phase In | SCG | Com | BldgEnv | Com - Grocery | Energy Efficiency | Admin | 5353.4879 | 3418.8816 | 1534.0017 | 328.2644 | 339.514 | 346.0577 | 357.6013 | 370.4517 | 380.8298 | 389.0864 | 397.802 | 404.6888 | 411.3756
Scenario 5: High TRC ZEAS Phase In | SCG | Com | BldgEnv | Com - Grocery | Energy Efficiency | Incentives | 68.102 | 43.5561 | 19.6398 | 4.3429 | 4.489 | 4.5676 | 4.7205 | 4.8907 | 5.0282 | 5.1376 | 5.2531 | 5.3443 | 5.433
Scenario 5: High TRC ZEAS Phase In | SCG | Com | BldgEnv | Com - Grocery | Energy Efficiency | Incremental Measure Cost | 22254.192 | 14903.9502 | 7449.8684 | 2400.2462 | 2465.8757 | 2534.5987 | 2596.5471 | 2668.7608 | 2732.4945 | 2788.9042 | 2851.0564 | 2906.8377 | 2964.6685
Scenario 5: High TRC ZEAS Phase In | SCG | Com | BldgEnv | Com - Health | Energy Efficiency | Admin | 6856.801 | 6091.9557 | 5108.2497 | 3999.3021 | 2886.3744 | 1841.4136 | 929.0635 | 433.8872 | 427.8135 | 417.9583 | 413.4094 | 427.1558 | 443.3723
Scenario 5: High TRC ZEAS Phase In | SCG | Com | BldgEnv | Com - Health | Energy Efficiency | Incentives | 88.0503 | 78.2635 | 65.6746 | 51.4744 | 37.2272 | 23.8477 | 12.1711 | 5.8314 | 5.743 | 5.6064 | 5.5457 | 5.7308 | 5.9489
Scenario 5: High TRC ZEAS Phase In | SCG | Com | BldgEnv | Com - Health | Energy Efficiency | Incremental Measure Cost | 33121.3063 | 30088.6463 | 25865.2048 | 20854.6344 | 15612.953 | 10505.9944 | 5873.278 | 3163.2885 | 3209.1606 | 3216.5975 | 3209.1804 | 3290.4124 | 3385.9082
Scenario 5: High TRC ZEAS Phase In | SCG | Com | BldgEnv | Com - Lodging | Energy Efficiency | Admin | 113.4973 | 137.5047 | 166.2237 | 200.4662 | 241.1531 | 289.2544 | 345.7746 | 411.686 | 846.5239 | 997.4774 | 1167.3906 | 1355.2063 | 1558.0964
Scenario 5: High TRC ZEAS Phase In | SCG | Com | BldgEnv | Com - Lodging | Energy Efficiency | Incentives | 1.5023 | 1.8199 | 2.1998 | 2.6528 | 3.1911 | 3.8274 | 4.5751 | 5.447 | 11.2099 | 13.2086 | 15.4583 | 17.9451 | 20.6315
Scenario 5: High TRC ZEAS Phase In | SCG | Com | BldgEnv | Com - Lodging | Energy Efficiency | Incremental Measure Cost | 914.3316 | 1129.0833 | 1391.4156 | 1710.8514 | 2098.4986 | 2566.686 | 3128.8861 | 3799.1729 | 8394.5205 | 10088.8389 | 12043.2671 | 14260.4419 | 16723.6293
Scenario 5: High TRC ZEAS Phase In | SCG | Com | BldgEnv | Com - Office (Large) | Energy Efficiency | Admin | 1181.1284 | 1214.9423 | 1238.9177 | 1261.8299 | 1288.0131 | 1312.3697 | 1326.789 | 1338.5491 | 1337.2534 | 1330.4331 | 1326.4834 | 1316.1543 | 1306.6312
Scenario 5: High TRC ZEAS Phase In | SCG | Com | BldgEnv | Com - Office (Large) | Energy Efficiency | Incentives | 16.0971 | 16.5595 | 16.8876 | 17.2012 | 17.5593 | 17.8924 | 18.0899 | 18.251 | 18.234 | 18.1415 | 18.0882 | 17.9479 | 17.8185
Scenario 5: High TRC ZEAS Phase In | SCG | Com | BldgEnv | Com - Office (Large) | Energy Efficiency | Incremental Measure Cost | 13444.8493 | 13686.8897 | 13875.2795 | 14070.3202 | 14304.2589 | 14539.9145 | 14713.4176 | 14878.5517 | 14949.4957 | 14982.6732 | 15046.5108 | 15062.6133 | 15090.8759
Scenario 5: High TRC ZEAS Phase In | SCG | Com | BldgEnv | Com - Office (Small) | Energy Efficiency | Admin | 1358.0467 | 893.2095 | 449.0665 | 196.2431 | 27.7977 | 1779.6296 | 199.352 | 203.9218 | 207.7942 | 210.9093 | 213.8413 | 216.1553 | 218.3021
Scenario 5: High TRC ZEAS Phase In | SCG | Com | BldgEnv | Com - Office (Small) | Energy Efficiency | Incentives | 17.6798 | 11.6803 | 5.9474 | 2.6744 | 0.3795 | 24.2852 | 2.7174 | 2.7799 | 2.8329 | 2.8755 | 2.9157 | 2.9474 | 2.9768
Scenario 5: High TRC ZEAS Phase In | SCG | Com | BldgEnv | Com - Office (Small) | Energy Efficiency | Incremental Measure Cost | 12095.7751 | 8229.3567 | 4389.6807 | 2203.5555 | 898.402 | 14386.4878 | 2248.2776 | 2294.4993 | 2337.7847 | 2377.3609 | 2417.7741 | 2455.2146 | 2493.3603
Scenario 5: High TRC ZEAS Phase In | SCG | Com | BldgEnv | Com - Other | Energy Efficiency | Admin | 16003.4361 | 14209.2702 | 11889.1808 | 9288.287 | 5863.0526 | 4997.4156 | 2007.0253 | 1048.6631 | 1077.6592 | 1109.3228 | 1140.5622 | 1167.5684 | 1195.7347
Scenario 5: High TRC ZEAS Phase In | SCG | Com | BldgEnv | Com - Other | Energy Efficiency | Incentives | 203.3484 | 180.5916 | 151.1599 | 118.1634 | 74.4651 | 63.9764 | 25.7893 | 13.6197 | 13.9968 | 14.4085 | 14.8148 | 15.166 | 15.5323
Scenario 5: High TRC ZEAS Phase In | SCG | Com | BldgEnv | Com - Other | Energy Efficiency | Incremental Measure Cost | 63636.9831 | 57617.3507 | 49183.0431 | 39220.3827 | 26160.6228 | 21111.4066 | 9095.3677 | 4811.2426 | 4945.3699 | 5095.4445 | 5250.9488 | 5397.715 | 5555.3798
Scenario 5: High TRC ZEAS Phase In | SCG | Com | BldgEnv | Com - Refrig. Warehouse | Energy Efficiency | Admin | 308.0087 | 33.6289 | 12.296 | 328.4757 | 215.5037 | 243.7605 | 273.0216 | 301.6177 | 542.2829 | 581.9733 | 612.0557 | 630.1561 | 633.443
Scenario 5: High TRC ZEAS Phase In | SCG | Com | BldgEnv | Com - Refrig. Warehouse | Energy Efficiency | Incentives | 4.083 | 0.44628 | 0.15862 | 4.3539 | 2.7954 | 3.1608 | 3.5392 | 3.9089 | 7.0175 | 7.5305 | 7.9195 | 8.1538 | 8.1968
Scenario 5: High TRC ZEAS Phase In | SCG | Com | BldgEnv | Com - Refrig. Warehouse | Energy Efficiency | Incremental Measure Cost | 1414.35 | 174.1235 | 42.046 | 1595.9917 | 1752.555 | 2032.174 | 2330.6449 | 2635.4791 | 5202.5228 | 5701.3583 | 6120.3398 | 6426.3608 | 6584.5498
Scenario 5: High TRC ZEAS Phase In | SCG | Com | BldgEnv | Com - Restaurant | Energy Efficiency | Admin | 404.4956 | 426.069 | 447.418 | 469.0911 | 491.5778 | 509.3864 | 524.4275 | 540.2178 | 554.5357 | 566.6048 | 578.5466 | 588.524 | 598.4599
Scenario 5: High TRC ZEAS Phase In | SCG | Com | BldgEnv | Com - Restaurant | Energy Efficiency | Incentives | 5.2754 | 5.5574 | 5.8364 | 6.1197 | 6.4136 | 6.6464 | 6.8431 | 7.0495 | 7.2366 | 7.3944 | 7.5506 | 7.681 | 7.8109
Scenario 5: High TRC ZEAS Phase In | SCG | Com | BldgEnv | Com - Restaurant | Energy Efficiency | Incremental Measure Cost | 2867.9498 | 2918.3012 | 2974.5385 | 3039.9242 | 3112.4833 | 3173.4707 | 3228.9114 | 3291.5446 | 3352.8323 | 3409.1211 | 3468.5214 | 3523.0918 | 3580.8481
Scenario 5: High TRC ZEAS Phase In | SCG | Com | BldgEnv | Com - Retail | Energy Efficiency | Admin | 52954.9636 | 44565.2345 | 34690.1277 | 2132.5275 | 16785.402 | 11741.9066 | 2397.9841 | 2473.7602 | 2498.3693 | 2557.3345 | 2617.1897 | 2665.6526 | 2713.5439
Scenario 5: High TRC ZEAS Phase In | SCG | Com | BldgEnv | Com - Retail | Energy Efficiency | Incentives | 668.1162 | 562.3912 | 437.9346 | 27.5406 | 211.6992 | 149.427 | 30.9697 | 31.9446 | 32.2401 | 33.0026 | 33.7766 | 34.4033 | 35.0226
Scenario 5: High TRC ZEAS Phase In | SCG | Com | BldgEnv | Com - Retail | Energy Efficiency | Incremental Measure Cost | 113926.2366 | 98329.6589 | 78829.3382 | 8024.8484 | 40707.0481 | 31594.8588 | 8971.1932 | 9291.1827 | 9575.5566 | 9843.6591 | 10120.4854 | 10361.0399 | 10603.5827
Scenario 5: High TRC ZEAS Phase In | SCG | Com | BldgEnv | Com - School | Energy Efficiency | Admin | 261.4381 | 270.6086 | 279.7605 | 287.5327 | 290.9089 | 296.7609 | 299.4874 | 301.6819 | 304.2364 | 307.1853 | 308.6601 | 311.4163 | 312.1587
Scenario 5: High TRC ZEAS Phase In | SCG | Com | BldgEnv | Com - School | Energy Efficiency | Incentives | 3.5623 | 3.6877 | 3.8129 | 3.9191 | 3.9654 | 4.0455 | 4.0829 | 4.113 | 4.148 | 4.1884 | 4.2087 | 4.2464 | 4.2567
Scenario 5: High TRC ZEAS Phase In | SCG | Com | BldgEnv | Com - School | Energy Efficiency | Incremental Measure Cost | 3121.7573 | 3182.8488 | 3248.2588 | 3307.9114 | 3338.5743 | 3391.1193 | 3422.9352 | 3453.3408 | 3489.3476 | 3531.4764 | 3564.1509 | 3610.4753 | 3642.0849
Scenario 5: High TRC ZEAS Phase In | SCG | Com | BldgEnv | Com - Warehouse | Energy Efficiency | Admin | 7221.7839 | 8256.9563 | 9266.5938 | 10205.5761 | 11009.4192 | 11600.1139 | 11915.7265 | 11920.1487 | 19768.8505 | 18633.7689 | 17048.7752 | 15138.1838 | 13056.3679
Scenario 5: High TRC ZEAS Phase In | SCG | Com | BldgEnv | Com - Warehouse | Energy Efficiency | Incentives | 93.9408 | 107.3865 | 120.4968 | 132.6963 | 143.15 | 150.8384 | 154.9573 | 155.0437 | 256.8793 | 242.1847 | 221.6563 | 196.902 | 169.9295
Scenario 5: High TRC ZEAS Phase In | SCG | Com | BldgEnv | Com - Warehouse | Energy Efficiency | Incremental Measure Cost | 58649.9791 | 68220.2964 | 77950.0322 | 87439.7933 | 96103.0045 | 103201.3813 | 108073.0378 | 110234.2045 | 196178.1693 | 188581.7464 | 175959.2883 | 159334.7135 | 140123.3546
Scenario 5: High TRC ZEAS Phase In | SCG | Com | FoodServ | Com - College | Energy Efficiency | Admin | 49733.6559 | 51948.2135 | 54201.3342 | 56410.5382 | 58327.433 | 60340.5712 | 62169.9285 | 63710.6 | 65135.4297 | 66353.3588 | 71344.1782 | 73924.174 | 75136.0701
Scenario 5: High TRC ZEAS Phase In | SCG | Com | FoodServ | Com - College | Energy Efficiency | Incentives | 49057.0934 | 51488.8238 | 53992.9144 | 56353.2653 | 58320.839 | 60404.6362 | 62310.5341 | 63920.432 | 65417.0017 | 66703.5134 | 71694.7519 | 74363.3654 | 75648.2037
Scenario 5: High TRC ZEAS Phase In | SCG | Com | FoodServ | Com - College | Energy Efficiency | Incremental Measure Cost | 167354.9293 | 178316.8048 | 189827.5525 | 201577.0661 | 212531.9623 | 224284.7825 | 235594.789 | 245991.7848 | 256233.2671 | 265918.0031 | 337879.5128 | 369795.3725 | 386561.0927
Scenario 5: High TRC ZEAS Phase In | SCG | Com | FoodServ | Com - College | Fuel Substitution | Incremental Measure Cost | 1697.8502 | 2029.4288 | 2376.5771 | 2740.7248 | 3123.1236 | 3545.3318 | 3991.6113 | 4472.0789 | 4984.2586 | 5533.3649 | 6123.2935 | 6751.4167 | 7429.0294
Scenario 5: High TRC ZEAS Phase In | SCG | Com | FoodServ | Com - Grocery | Energy Efficiency | Admin | 419140.5143 | 440635.7111 | 460837.5429 | 480868.3751 | 500592.3846 | 519534.8812 | 537181.8778 | 554706.593 | 570041.9142 | 583945.715 | 687254.2075 | 733343.6608 | 751457.2698
Scenario 5: High TRC ZEAS Phase In | SCG | Com | FoodServ | Com - Grocery | Energy Efficiency | Incentives | 413181.5061 | 435684.4661 | 457011.1579 | 477669.8562 | 497608.6286 | 516801.5398 | 534719.3147 | 552557.0027 | 568239.6617 | 582512.2157 | 684459.1622 | 730306.8373 | 748712.6797
Scenario 5: High TRC ZEAS Phase In | SCG | Com | FoodServ | Com - Grocery | Energy Efficiency | Incremental Measure Cost | 1261062.148 | 1352632.1845 | 1442801.058 | 1535405.5148 | 1630028.8734 | 1724605.453 | 1817317.4177 | 1912716.4923 | 2003914.3362 | 2092942.1366 | 3635369.7859 | 4315477.916 | 4594997.0382
Scenario 5: High TRC ZEAS Phase In | SCG | Com | FoodServ | Com - Grocery | Fuel Substitution | Incremental Measure Cost | 18271.6366 | 21603.1685 | 25052.2477 | 28628.4024 | 32345.0706 | 36360.0022 | 40489.5759 | 44803.5483 | 49473.3992 | 54436.3381 | 59670.9415 | 65223.7619 | 71376.7868
Scenario 5: High TRC ZEAS Phase In | SCG | Com | FoodServ | Com - Health | Energy Efficiency | Admin | 136889.1821 | 144162.5802 | 151481.2303 | 157745.0784 | 164273.9403 | 170197.4924 | 176476.609 | 181852.2402 | 186777.9257 | 190689.471 | 213368.2226 | 224193.2021 | 229897.3775
Scenario 5: High TRC ZEAS Phase In | SCG | Com | FoodServ | Com - Health | Energy Efficiency | Incentives | 134603.5555 | 142615.5951 | 150779.3605 | 157458.7029 | 164108.8497 | 170146.9844 | 176590.4287 | 182095.0062 | 187155.9711 | 191167.2438 | 213556.8186 | 224469.8304 | 230384.7847
Scenario 5: High TRC ZEAS Phase In | SCG | Com | FoodServ | Com - Health | Energy Efficiency | Incremental Measure Cost | 403040.8031 | 433352.726 | 464886.1797 | 493735.452 | 524537.2863 | 554028.6018 | 585895.0163 | 615316.4596 | 644142.625 | 669971.1378 | 1005833.9063 | 1146444.6847 | 1219393.8071
Scenario 5: High TRC ZEAS Phase In | SCG | Com | FoodServ | Com - Health | Fuel Substitution | Incremental Measure Cost | 5004.7194 | 5974.2081 | 6987.7578 | 8048.9238 | 9167.9638 | 10391.8242 | 11662.4242 | 13004.1657 | 14442.6376 | 15985.3892 | 17618.5227 | 19357.0087 | 21305.7167
Scenario 5: High TRC ZEAS Phase In | SCG | Com | FoodServ | Com - Lodging | Energy Efficiency | Admin | 117205.8286 | 123558.9815 | 129828.2909 | 135768.4234 | 141692.0725 | 147462.6038 | 153046.7699 | 158414.4437 | 163203.1161 | 167586.0188 | 194734.0008 | 207382.8965 | 212544.4066
Scenario 5: High TRC ZEAS Phase In | SCG | Com | FoodServ | Com - Lodging | Energy Efficiency | Incentives | 116392.9333 | 123245.9318 | 130069.4911 | 136346.1926 | 142444.4636 | 148405.4776 | 154191.9995 | 159770.9584 | 164772.6381 | 169371.2305 | 196297.8245 | 209011.4716 | 214373.4863
Scenario 5: High TRC ZEAS Phase In | SCG | Com | FoodServ | Com - Lodging | Energy Efficiency | Incremental Measure Cost | 342411.5627 | 368684.9601 | 395607.2427 | 422350.6498 | 449929.5426 | 477862.9725 | 506064.8943 | 534430.8718 | 561790.4324 | 588702.6855 | 986315.1076 | 1168314.2963 | 1243498.8231
Scenario 5: High TRC ZEAS Phase In | SCG | Com | FoodServ | Com - Lodging | Fuel Substitution | Incremental Measure Cost | 4835.8727 | 5743.5419 | 6688.8109 | 7674.9657 | 8712.0401 | 9814.7741 | 10965.3869 | 12171.7992 | 13468.7792 | 14850.3114 | 16307.826 | 17877.688 | 19608.4314
Scenario 5: High TRC ZEAS Phase In | SCG | Com | FoodServ | Com - Other | Energy Efficiency | Admin | 530425.6176 | 560133.5769 | 589125.7353 | 617119.5475 | 539512.5819 | 770621.5283 | 696015.783 | 720663.2156 | 743549.0202 | 766106.3902 | 816022.3006 | 847190.6797 | 869369.7548
Scenario 5: High TRC ZEAS Phase In | SCG | Com | FoodServ | Com - Other | Energy Efficiency | Incentives | 532689.2676 | 564440.3382 | 595610.7548 | 625300.1374 | 545092.7696 | 785593.5303 | 708299.5409 | 734428.4202 | 758828.0431 | 782995.7868 | 834053.7018 | 866770.4714 | 890634.0639
Scenario 5: High TRC ZEAS Phase In | SCG | Com | FoodServ | Com - Other | Energy Efficiency | Incremental Measure Cost | 1712418.0862 | 1850270.7455 | 1990279.6529 | 2131461.3795 | 1860237.6975 | 2826773.4339 | 2565779.3329 | 2714883.4477 | 2862594.4927 | 3015103.3611 | 3621746.1802 | 3966532.3014 | 4190374.0888
Scenario 5: High TRC ZEAS Phase In | SCG | Com | FoodServ | Com - Other | Fuel Substitution | Incremental Measure Cost | 19351.3279 | 23091.3706 | 26990.37 | 31070.1421 | 35264.3382 | 40195.6043 | 45047.4585 | 50144.1755 | 55518.0547 | 61182.4946 | 67120.672 | 73413.157 | 80109.4293
Scenario 5: High TRC ZEAS Phase In | SCG | Com | FoodServ | Com - Restaurant | Energy Efficiency | Admin | 1814756.7849 | 1918851.3154 | 2020989.2181 | 2122622.4553 | 2223994.3426 | 2319435.1828 | 2410762.0103 | 2501468.8653 | 2586412.5808 | 2665358.9565 | 3097395.3371 | 3309422.0168 | 3406366.6457
Scenario 5: High TRC ZEAS Phase In | SCG | Com | FoodServ | Com - Restaurant | Energy Efficiency | Incentives | 1805210.1305 | 1914982.4306 | 2023266.34 | 2129557.2391 | 2234397.325 | 2333452.1113 | 2428588.9865 | 2523430.8873 | 2612800.4119 | 2696311.7902 | 3126181.8453 | 3340486.9613 | 3441804.2303
Scenario 5: High TRC ZEAS Phase In | SCG | Com | FoodServ | Com - Restaurant | Energy Efficiency | Incremental Measure Cost | 5248439.1636 | 5670190.1133 | 6100848.6535 | 6545403.4582 | 7004451.5243 | 7457681.8031 | 7911556.6473 | 8379313.0763 | 8844479.4374 | 9306736.111 | 15519368.6095 | 18451061.7751 | 19705969.0159
Scenario 5: High TRC ZEAS Phase In | SCG | Com | FoodServ | Com - Restaurant | Fuel Substitution | Incremental Measure Cost | 80791.6189 | 95789.7881 | 111369.8322 | 127578.4599 | 144522.318 | 162815.2648 | 181531.1344 | 201057.653 | 221878.0209 | 243976.4103 | 267173.0127 | 291893.3239 | 318856.9836
Scenario 5: High TRC ZEAS Phase In | SCG | Com | FoodServ | Com - Retail | Energy Efficiency | Admin | 376.9785 | 418.245 | 457.1982 | 499.9745 | 0 | 1253.528 | 637.7952 | 687.4145 | 733.5869 | 778.5794 | 825.249 | 869.2597 | 913.9801
Scenario 5: High TRC ZEAS Phase In | SCG | Com | FoodServ | Com - Retail | Energy Efficiency | Incentives | 938.9436 | 1041.7266 | 1138.7478 | 1245.2911 | 0 | 3122.1734 | 1588.5622 | 1712.1494 | 1827.1515 | 1939.2148 | 2055.4552 | 2165.0729 | 2276.4585
Scenario 5: High TRC ZEAS Phase In | SCG | Com | FoodServ | Com - Retail | Energy Efficiency | Incremental Measure Cost | 4388.2167 | 4965.9514 | 5537.0242 | 6176.1797 | 0 | 16110.4033 | 8360.9146 | 9191.606 | 10005.17 | 10831.1858 | 11710.037 | 12581.2255 | 13493.0562
Scenario 5: High TRC ZEAS Phase In | SCG | Com | FoodServ | Com - School | Energy Efficiency | Admin | 120044.9971 | 125235.3377 | 130295.0128 | 135067.5829 | 139115.3789 | 143161.6616 | 146655.2419 | 149892.4106 | 152950.8807 | 155904.8604 | 166582.0871 | 172426.9718 | 174994.8556
Scenario 5: High TRC ZEAS Phase In | SCG | Com | FoodServ | Com - School | Energy Efficiency | Incentives | 122161.3955 | 127970.2268 | 133704.291 | 138931.052 | 143217.3125 | 147541.4171 | 151292.0424 | 154790.9044 | 158125.5955 | 161369.5493 | 172169.7611 | 178256.299 | 181094.0309
Scenario 5: High TRC ZEAS Phase In | SCG | Com | FoodServ | Com - School | Energy Efficiency | Incremental Measure Cost | 456003.1733 | 487096.839 | 518846.0553 | 550535.137 | 580038.2094 | 610644.6552 | 639691.4256 | 668609.8836 | 697848.6531 | 727654.708 | 886784.9999 | 973570.6471 | 1018548.4333
Scenario 5: High TRC ZEAS Phase In | SCG | Com | FoodServ | Com - School | Fuel Substitution | Incremental Measure Cost | 2813.1562 | 3351.82 | 3912.8334 | 4498.6424 | 5119.6933 | 5854.2839 | 6591.59 | 7382.0993 | 8235.2882 | 9146.9776 | 10119.0132 | 11163.1063 | 12314.46
Scenario 5: High TRC ZEAS Phase In | SCG | Com | HVAC | Com - College | Energy Efficiency | Admin | 41065.2837 | 41343.2133 | 41853.702 | 42427.4452 | 42665.7554 | 43235.5297 | 6150.0151 | 6208.345 | 6255.513 | 6244.8159 | 6267.45 | 6525.5416 | 6538.4627
Scenario 5: High TRC ZEAS Phase In | SCG | Com | HVAC | Com - College | Energy Efficiency | Incentives | 3391.8455 | 3416.9599 | 3451.3144 | 3487.9002 | 3507.8324 | 3543.7909 | 2.9339 | 2.8556 | 2.7809 | 2.6976 | 2.6282 | 2.6226 | 2.5607
Scenario 5: High TRC ZEAS Phase In | SCG | Com | HVAC | Com - College | Energy Efficiency | Incremental Measure Cost | 833933.7034 | 856948.0424 | 882908.4873 | 910143.8841 | 933682.95 | 481279.6243 | 295.5986 | 299.9894 | 304.2641 | 306.4799 | 310.316 | 324.4924 | 328.6563
Scenario 5: High TRC ZEAS Phase In | SCG | Com | HVAC | Com - College | Fuel Substitution | Incremental Measure Cost | 37531.0764 | 39385.8553 | 40897.8926 | 47215.4561 | 0 | 0 | 0 | 0 | 0 | 0 | 0 | 0 | 0
Scenario 5: High TRC ZEAS Phase In | SCG | Com | HVAC | Com - Grocery | Energy Efficiency | Admin | 8256.7174 | 8457.109 | 8556.7623 | 8957.3688 | 9118.1228 | 9280.0853 | 9383.2156 | 9534.7858 | 9469.7913 | 9545.0324 | 9647.882 | 9716.0974 | 9855.8313
Scenario 5: High TRC ZEAS Phase In | SCG | Com | HVAC | Com - Grocery | Energy Efficiency | Incentives | 784.5395 | 803.5804 | 813.0493 | 851.1142 | 866.3888 | 881.7782 | 891.5775 | 905.9794 | 899.8038 | 906.9531 | 916.7257 | 923.2074 | 936.4846
Scenario 5: High TRC ZEAS Phase In | SCG | Com | HVAC | Com - Grocery | Energy Efficiency | Incremental Measure Cost | 107312.5436 | 112115.4844 | 115705.384 | 122120.9057 | 126890.0566 | 131848.3281 | 136117.8472 | 141246.4147 | 144206.828 | 148259.6552 | 152854.3348 | 157013.8133 | 162040.6554
Scenario 5: High TRC ZEAS Phase In | SCG | Com | HVAC | Com - Grocery | Fuel Substitution | Incremental Measure Cost | 723327.5489 | 754250.7253 | 778607.2185 | 798236.1414 | 104399.9051 | 106643.4452 | 109096.1026 | 111099.8478 | 112818.9945 | 114360.1413 | 115792.3775 | 86574.7138 | 87559.082
Scenario 5: High TRC ZEAS Phase In | SCG | Com | HVAC | Com - Health | Energy Efficiency | Admin | 288947.962 | 295628.7861 | 297615.9718 | 292906.3126 | 283964.5704 | 270101.8391 | 213436.5711 | 193317.2454 | 151593.0537 | 150118.1561 | 128957.5065 | 110902.97 | 95004.2412
Scenario 5: High TRC ZEAS Phase In | SCG | Com | HVAC | Com - Health | Energy Efficiency | Incentives | 27455.3533 | 28090.154 | 28278.9731 | 27831.4691 | 26981.8397 | 25664.6261 | 20280.3869 | 18368.6821 | 14404.119 | 14263.9767 | 12253.3271 | 10537.8152 | 9027.1445
Scenario 5: High TRC ZEAS Phase In | SCG | Com | HVAC | Com - Health | Energy Efficiency | Incremental Measure Cost | 2055386.5536 | 2142552.9907 | 2202547.0445 | 2158176.2636 | 2129981.8811 | 2079417.4414 | 1480842.8304 | 1368084.5206 | 1086807.3094 | 1105299.3411 | 968491.06 | 849560.1306 | 742327.514
Scenario 5: High TRC ZEAS Phase In | SCG | Com | HVAC | Com - Health | Fuel Substitution | Incremental Measure Cost | 492783.5021 | 628557.8441 | 652448.0125 | 734811.8712 | 93593.3132 | 101832.3102 | 105095.8301 | 107861.697 | 105438.6482 | 107574.9872 | 109595.3884 | 83084.2252 | 84521.3203
Scenario 5: High TRC ZEAS Phase In | SCG | Com | HVAC | Com - Lodging | Energy Efficiency | Admin | 141891.8109 | 143968.2847 | 143271.2388 | 139563.6267 | 133318.0491 | 124864.7419 | 98131.3913 | 86931.044 | 15450.5545 | 15452.0786 | 15585.14 | 15572.4034 | 15559.7055
Scenario 5: High TRC ZEAS Phase In | SCG | Com | HVAC | Com - Lodging | Energy Efficiency | Incentives | 13482.3231 | 13679.6262 | 13613.3941 | 13261.103 | 12667.6586 | 11864.4394 | 9324.2811 | 8260.0428 | 1468.0859 | 1468.2307 | 1480.874 | 1479.6638 | 1478.4573
Scenario 5: High TRC ZEAS Phase In | SCG | Com | HVAC | Com - Lodging | Energy Efficiency | Incremental Measure Cost | 1626709.593 | 1682823.5406 | 1711679.2162 | 1708611.5564 | 1677682.8261 | 1407940.324 | 1103837.2648 | 997443.4537 | 180795.0156 | 184429.1036 | 189359.0891 | 193084.7767 | 196871.0145
Scenario 5: High TRC ZEAS Phase In | SCG | Com | HVAC | Com - Lodging | Fuel Substitution | Incremental Measure Cost | 337906.4873 | 352516.559 | 337361.8912 | 346077.7897 | 56313.4313 | 45303.8377 | 46433.9656 | 47362.8349 | 28575.8917 | 29006.5296 | 29404.499 | 29783.5554 | 30152.5874
Scenario 5: High TRC ZEAS Phase In | SCG | Com | HVAC | Com - Office (Large) | Energy Efficiency | Admin | 271834.211 | 271648.5768 | 270801.3465 | 270211.6046 | 270258.7931 | 270536.5325 | 117.1359 | 115.5363 | 113.1009 | 110.5291 | 108.5366 | 106.2602 | 104.304
Scenario 5: High TRC ZEAS Phase In | SCG | Com | HVAC | Com - Office (Large) | Energy Efficiency | Incentives | 25829.2332 | 25811.5945 | 25731.0921 | 25675.0558 | 25679.5396 | 25705.9299 | 11.1301 | 10.9781 | 10.7467 | 10.5023 | 10.313 | 10.0967 | 9.9108
Scenario 5: High TRC ZEAS Phase In | SCG | Com | HVAC | Com - Office (Large) | Energy Efficiency | Incremental Measure Cost | 6354828.6678 | 6477528.408 | 6586500.2347 | 6703624.0781 | 6838911.8772 | 3493168.3269 | 2699.1849 | 2715.5708 | 2711.4961 | 2702.8357 | 2707.1938 | 2703.4226 | 2706.7287
Scenario 5: High TRC ZEAS Phase In | SCG | Com | HVAC | Com - Office (Large) | Fuel Substitution | Incremental Measure Cost | 289.4154 | 295.4199 | 298.5591 | 1693.7973 | 0 | 0 | 0 | 0 | 0 | 0 | 0 | 0 | 0
Scenario 5: High TRC ZEAS Phase In | SCG | Com | HVAC | Com - Office (Small) | Energy Efficiency | Admin | 118477.8236 | 119500.7751 | 120290.0506 | 121035.8588 | 78770.9467 | 388106.0517 | 4629.661 | 4637.0749 | 4630.7591 | 4624.9619 | 4624.3894 | 4618.0181 | 4615.5484
Scenario 5: High TRC ZEAS Phase In | SCG | Com | HVAC | Com - Office (Small) | Energy Efficiency | Incentives | 10786.8705 | 10883.0198 | 10957.8803 | 11027.8733 | 7484.9494 | 32428.8224 | 1.0842 | 1.0119 | 0 | 0 | 0 | 0 | 0
Scenario 5: High TRC ZEAS Phase In | SCG | Com | HVAC | Com - Office (Small) | Energy Efficiency | Incremental Measure Cost | 1327196.1081 | 1365806.6177 | 1402705.532 | 1439898.5484 | 996772.6472 | 4405162.6714 | 78.0503 | 74.3039 | 0 | 0 | 0 | 0 | 0
Scenario 5: High TRC ZEAS Phase In | SCG | Com | HVAC | Com - Office (Small) | Fuel Substitution | Incremental Measure Cost | 745.8083 | 775.9609 | 799.2707 | 1008.8621 | 0 | 0 | 0 | 0 | 0 | 0 | 0 | 0 | 0
Scenario 5: High TRC ZEAS Phase In | SCG | Com | HVAC | Com - Other | Energy Efficiency | Admin | 142292.612 | 145297.6977 | 157284.0819 | 165926.8612 | 11639.9793 | 327906.2834 | 174566.9384 | 177039.1101 | 175461.7731 | 166013.8003 | 178442.6401 | 182203.6141 | 184647.1135
Scenario 5: High TRC ZEAS Phase In | SCG | Com | HVAC | Com - Other | Energy Efficiency | Incentives | 129.8061 | 126.208 | 960.1156 | 1639.2917 | 625.2298 | 2583.0849 | 1576.6856 | 1556.5609 | 1162.948 | 56.2673 | 1012.0518 | 1185.7033 | 1196.6257
Scenario 5: High TRC ZEAS Phase In | SCG | Com | HVAC | Com - Other | Energy Efficiency | Incremental Measure Cost | 5081.1457 | 5114.7909 | 201626.1732 | 296531.3139 | 62352.2007 | 556688.0046 | 319510.1282 | 327141.089 | 294016.7641 | 2395.5242 | 266354.8532 | 323518.644 | 334402.43
Scenario 5: High TRC ZEAS Phase In | SCG | Com | HVAC | Com - Other | Fuel Substitution | Incremental Measure Cost | 673810.8573 | 704344.2286 | 1196535.622 | 1230563.5829 | 4416.5091 | 0 | 649.0014 | 0 | 0 | 0 | 0 | 0 | 0
Scenario 5: High TRC ZEAS Phase In | SCG | Com | HVAC | Com - Restaurant | Energy Efficiency | Admin | 730937.41 | 756819.8834 | 775945.7131 | 791182.8433 | 805526.7138 | 821276.4352 | 830330.7799 | 839707.7033 | 848781.8381 | 857412.3659 | 866418.0929 | 875220.3789 | 884441.9071
Scenario 5: High TRC ZEAS Phase In | SCG | Com | HVAC | Com - Restaurant | Energy Efficiency | Incentives | 68525.8761 | 70967.5186 | 72766.3884 | 74193.7939 | 75532.8504 | 77015.3223 | 77866.0789 | 78743.8828 | 79594.3872 | 80405.8103 | 81251.4958 | 82080.3138 | 82947.5902
Scenario 5: High TRC ZEAS Phase In | SCG | Com | HVAC | Com - Restaurant | Energy Efficiency | Incremental Measure Cost | 5321427.0708 | 5620477.2981 | 5878220.6627 | 6113429.886 | 6359389.1317 | 6680851.964 | 6890156.0403 | 7107734.2815 | 7328568.1479 | 7551446.6702 | 7783630.7079 | 8020203.9022 | 8267017.948
Scenario 5: High TRC ZEAS Phase In | SCG | Com | HVAC | Com - Restaurant | Fuel Substitution | Incremental Measure Cost | 45314.4685 | 47374.312 | 49038.1318 | 50392.5401 | 81.9313 | 84.2271 | 86.0274 | 87.5243 | 88.8359 | 90.0337 | 91.1626 | 92.2524 | 93.3218
Scenario 5: High TRC ZEAS Phase In | SCG | Com | HVAC | Com - Retail | Energy Efficiency | Admin | 56715.5866 | 57450.5088 | 57949.1714 | 58530.864 | 38357.8365 | 82642.8625 | 9156.8065 | 9297.6597 | 9361.2184 | 9450.6015 | 9537.8999 | 9596.0939 | 9666.3365
Scenario 5: High TRC ZEAS Phase In | SCG | Com | HVAC | Com - Retail | Energy Efficiency | Incentives | 4592.2007 | 4649.4824 | 4691.2546 | 4736.0245 | 3645.512 | 6050.2662 | 8.3032 | 8.1841 | 5.3581 | 7.9103 | 7.7978 | 7.6796 | 7.579
Scenario 5: High TRC ZEAS Phase In | SCG | Com | HVAC | Com - Retail | Energy Efficiency | Incremental Measure Cost | 1128578.2966 | 1165580.7624 | 1199642.1113 | 1235376.4197 | 970160.6766 | 822104.6359 | 1136.6898 | 1163.0857 | 1018.4695 | 1205.5553 | 1229.7205 | 1251.7157 | 1276.277
Scenario 5: High TRC ZEAS Phase In | SCG | Com | HVAC | Com - Retail | Fuel Substitution | Incremental Measure Cost | 137516.8125 | 143849.7201 | 148984.7075 | 153181.6649 | 150306.4467 | 156169.7186 | 160897.323 | 164669.6296 | 0 | 0 | 0 | 0 | 0
Scenario 5: High TRC ZEAS Phase In | SCG | Com | HVAC | Com - School | Energy Efficiency | Admin | 156776.4378 | 156452.6934 | 156436.1887 | 156245.0671 | 154992.7337 | 154817.1086 | 48377.3431 | 47663.8619 | 47148.3079 | 46834.7675 | 46396.8471 | 46250.4449 | 45867.1816
Scenario 5: High TRC ZEAS Phase In | SCG | Com | HVAC | Com - School | Energy Efficiency | Incentives | 13253.3247 | 13243.297 | 13254.3442 | 13250.5714 | 13166.0798 | 13162.2793 | 3073.8398 | 3028.8546 | 2995.7322 | 2976.2048 | 2949.424 | 2940.5294 | 2916.6456
Scenario 5: High TRC ZEAS Phase In | SCG | Com | HVAC | Com - School | Energy Efficiency | Incremental Measure Cost | 1745597.5605 | 1778518.7269 | 1813157.536 | 1847324.1526 | 1870523.0747 | 1906512.5206 | 544875.491 | 547664.8247 | 552710.6994 | 560106.01 | 566022.9391 | 575628.0092 | 582394.2705
Scenario 5: High TRC ZEAS Phase In | SCG | Com | HVAC | Com - School | Fuel Substitution | Incremental Measure Cost | 22236.9638 | 22884.0953 | 23317.3136 | 23587.6207 | 0 | 0 | 0 | 0 | 0 | 0 | 0 | 0 | 0
Scenario 5: High TRC ZEAS Phase In | SCG | Com | HVAC | Com - Warehouse | Energy Efficiency | Admin | 0 | 0 | 0 | 0 | 0 | 4.6985 | 4.8609 | 5.036 | 5.162 | 0 | 0 | 5.4998 | 5.6187
Scenario 5: High TRC ZEAS Phase In | SCG | Com | HVAC | Com - Warehouse | Energy Efficiency | Incentives | 0 | 0 | 0 | 0 | 0 | 0.44644 | 0.46188 | 0.47852 | 0.49048 | 0 | 0 | 0.52258 | 0.53388
Scenario 5: High TRC ZEAS Phase In | SCG | Com | HVAC | Com - Warehouse | Energy Efficiency | Incremental Measure Cost | 0 | 0 | 0 | 0 | 0 | 116.8724 | 123.3306 | 130.3296 | 136.2601 | 0 | 0 | 154.0638 | 160.5425
Scenario 5: High TRC ZEAS Phase In | SCG | Com | HVAC | Com - Warehouse | Fuel Substitution | Incremental Measure Cost | 304487.9883 | 318866.4213 | 395856.116 | 407769.1708 | 28.4471 | 72.7139 | 74.6996 | 76.4124 | 0 | 0 | 0 | 0 | 0
Scenario 5: High TRC ZEAS Phase In | SCG | Com | WaterHeat | Com - College | Energy Efficiency | Admin | 88368.8976 | 82700.7106 | 59825.6724 | 58250.0455 | 56687.7824 | 55477.5754 | 14872.7195 | 13602.1025 | 12352.2243 | 11267.5111 | 10284.3517 | 9394.2694 | 8586.3101
Scenario 5: High TRC ZEAS Phase In | SCG | Com | WaterHeat | Com - College | Energy Efficiency | Incentives | 0.062765 | 0.058736 | 0.042529 | 0.041409 | 0.040298 | 0.039438 | 0.010573 | 0.0096695 | 0.008781 | 0.0080099 | 0.0073109 | 0.0066782 | 0.0061038
Scenario 5: High TRC ZEAS Phase In | SCG | Com | WaterHeat | Com - College | Energy Efficiency | Incremental Measure Cost | 310110.4415 | 309370.5136 | 272534.2262 | 277673.3415 | 281978.6748 | 132647.0212 | 21425.5537 | 20303.2552 | 18446.8595 | 17135.079 | 15923.3245 | 14805.1022 | 13771.0894
Scenario 5: High TRC ZEAS Phase In | SCG | Com | WaterHeat | Com - College | Fuel Substitution | Incremental Measure Cost | 1207256.2502 | 1233776.3663 | 1184570.5206 | 1121633.8527 | 986381.509 | 537421.6355 | 231166.2833 | 248433.8832 | 239310.5653 | 250085.6297 | 258881.5033 | 266389.6067 | 273009.0265
Scenario 5: High TRC ZEAS Phase In | SCG | Com | WaterHeat | Com - Grocery | Energy Efficiency | Admin | 159457.4064 | 87779.8991 | 46827.2999 | 43590.6107 | 41731.1014 | 40066.0165 | 29830.4632 | 28415.9458 | 27138.0447 | 25984.4851 | 24950.7026 | 24019.903 | 23186.4963
Scenario 5: High TRC ZEAS Phase In | SCG | Com | WaterHeat | Com - Grocery | Energy Efficiency | Incentives | 0.11336 | 0.062401 | 0.033289 | 0.030988 | 0.029666 | 0.028482 | 0.021206 | 0.0202 | 0.019292 | 0.018472 | 0.017737 | 0.017075 | 0.016483
Scenario 5: High TRC ZEAS Phase In | SCG | Com | WaterHeat | Com - Grocery | Energy Efficiency | Incremental Measure Cost | 216559.3988 | 125789.5304 | 72699.7319 | 69718.2116 | 68597.245 | 52866.9257 | 36452.7156 | 35016.3656 | 33716.9091 | 32545.2768 | 31499.6624 | 30565.97 | 29740.8316
Scenario 5: High TRC ZEAS Phase In | SCG | Com | WaterHeat | Com - Grocery | Fuel Substitution | Incremental Measure Cost | 46120.0473 | 47395.7648 | 48648.0149 | 49982.0268 | 51408.5973 | 52923.8419 | 0 | 0 | 0 | 0 | 0 | 0 | 0
Scenario 5: High TRC ZEAS Phase In | SCG | Com | WaterHeat | Com - Health | Energy Efficiency | Admin | 228739.453 | 194885.236 | 141156.2266 | 140535.3149 | 138981.6142 | 137541.0834 | 21300.0828 | 19429.1696 | 17657.7346 | 16232.4307 | 14939.9426 | 13775.1477 | 12721.8876
Scenario 5: High TRC ZEAS Phase In | SCG | Com | WaterHeat | Com - Health | Energy Efficiency | Incentives | 0.16247 | 0.1384 | 0.10035 | 0.099904 | 0.098799 | 0.097775 | 0.015142 | 0.013812 | 0.012553 | 0.011539 | 0.010621 | 0.0097925 | 0.0090437
Scenario 5: High TRC ZEAS Phase In | SCG | Com | WaterHeat | Com - Health | Energy Efficiency | Incremental Measure Cost | 488922.5877 | 455829.8596 | 403469.1033 | 421382.4887 | 426592.1479 | 203989.712 | 32733.3301 | 29472.5673 | 25690.6367 | 23988.9254 | 22418.8576 | 20977.9795 | 19652.5419
Scenario 5: High TRC ZEAS Phase In | SCG | Com | WaterHeat | Com - Health | Fuel Substitution | Incremental Measure Cost | 1681046.9594 | 1722679.9108 | 1653946.9123 | 1583800.2779 | 1420632.5143 | 988944.1439 | 395306.3855 | 437788.7837 | 312769.614 | 327854.0674 | 340271.2228 | 350955.7864 | 360450.3214
Scenario 5: High TRC ZEAS Phase In | SCG | Com | WaterHeat | Com - Lodging | Energy Efficiency | Admin | 1205371.475 | 1119355.9211 | 987533.9525 | 928705.4053 | 890552.5082 | 867630.7553 | 31657.8476 | 28333.6836 | 15508.9712 | 13903.6918 | 12551.8776 | 11398.7006 | 10404.2587
Scenario 5: High TRC ZEAS Phase In | SCG | Com | WaterHeat | Com - Lodging | Energy Efficiency | Incentives | 0.85672 | 0.79557 | 0.70202 | 0.6602 | 0.63308 | 0.61678 | 0.022505 | 0.020142 | 0.011025 | 0.0098839 | 0.0089229 | 0.0081031 | 0.0073962
Scenario 5: High TRC ZEAS Phase In | SCG | Com | WaterHeat | Com - Lodging | Energy Efficiency | Incremental Measure Cost | 5176592.8147 | 4391504.5609 | 3597259.3966 | 3045602.1077 | 2676331.3979 | 1372108.1809 | 171250.479 | 158045.2707 | 26992.6971 | 23682.01 | 21047.7665 | 18916.8562 | 17164.9217
Scenario 5: High TRC ZEAS Phase In | SCG | Com | WaterHeat | Com - Lodging | Fuel Substitution | Incremental Measure Cost | 1856610.5469 | 1904482.4201 | 1888299.0708 | 1851310.2631 | 1742481.3691 | 890749.8183 | 396421.9878 | 446497.3929 | 260767.6499 | 273473.195 | 283837.629 | 292532.4364 | 300037.0666
Scenario 5: High TRC ZEAS Phase In | SCG | Com | WaterHeat | Com - Office (Large) | Energy Efficiency | Admin | 221551.9102 | 213813.5626 | 183808.0256 | 177682.3413 | 172419.2298 | 167766.4779 | 42707.8726 | 38773.1658 | 34829.9843 | 31647.7221 | 28757.0279 | 26131.0711 | 23745.5064
Scenario 5: High TRC ZEAS Phase In | SCG | Com | WaterHeat | Com - Office (Large) | Energy Efficiency | Incentives | 0.15744 | 0.15194 | 0.13067 | 0.12631 | 0.12257 | 0.11926 | 0.03036 | 0.027563 | 0.02476 | 0.022498 | 0.020443 | 0.018576 | 0.01688
Scenario 5: High TRC ZEAS Phase In | SCG | Com | WaterHeat | Com - Office (Large) | Energy Efficiency | Incremental Measure Cost | 897684.0193 | 901878.6265 | 856134.5542 | 861706.198 | 870242.5396 | 450585.0763 | 65464.2311 | 60446.8422 | 52994.081 | 49117.4686 | 45525.6198 | 42197.4692 | 39113.5277
Scenario 5: High TRC ZEAS Phase In | SCG | Com | WaterHeat | Com - Office (Large) | Fuel Substitution | Incremental Measure Cost | 802847.0339 | 815065.1674 | 796108.8333 | 745816.267 | 634544.9157 | 283421.9977 | 205849.6398 | 225201.1088 | 199064.2575 | 207433.621 | 213773.4692 | 218626.9551 | 222430.1251
Scenario 5: High TRC ZEAS Phase In | SCG | Com | WaterHeat | Com - Office (Small) | Energy Efficiency | Admin | 31606.5605 | 29118.9211 | 22553.5418 | 20489.8776 | 18615.7253 | 16913.5842 | 15367.5835 | 13963.3287 | 12687.7622 | 11529.0382 | 10476.4085 | 9520.1204 | 8651.3229
Scenario 5: High TRC ZEAS Phase In | SCG | Com | WaterHeat | Com - Office (Small) | Energy Efficiency | Incentives | 0.022458 | 0.020689 | 0.016033 | 0.014566 | 0.013234 | 0.012024 | 0.010925 | 0.0099263 | 0.0090195 | 0.0081958 | 0.0074475 | 0.0067677 | 0.0061501
Scenario 5: High TRC ZEAS Phase In | SCG | Com | WaterHeat | Com - Office (Small) | Energy Efficiency | Incremental Measure Cost | 45026.8322 | 42648.9649 | 30471.9483 | 28239.0431 | 26170.6384 | 24254.5056 | 22479.3388 | 20834.6834 | 19310.8706 | 17898.957 | 16590.6693 | 15378.3526 | 14254.9238
Scenario 5: High TRC ZEAS Phase In | SCG | Com | WaterHeat | Com - Office (Small) | Fuel Substitution | Incremental Measure Cost | 121187.8175 | 123464.014 | 108699.3318 | 92133.5394 | 52801.7862 | 63447.3764 | 43260.2682 | 47042.9713 | 49929.7981 | 52169.0411 | 53957.2536 | 55433.0871 | 56697.01
Scenario 5: High TRC ZEAS Phase In | SCG | Com | WaterHeat | Com - Other | Energy Efficiency | Admin | 584399.6789 | 543599.2873 | 264684.391 | 251978.9874 | 215389.113 | 257099.5322 | 119149.8523 | 112264.1404 | 104680.5261 | 99343.0157 | 94556.5896 | 90258.4939 | 86418.0721
Scenario 5: High TRC ZEAS Phase In | SCG | Com | WaterHeat | Com - Other | Energy Efficiency | Incentives | 0.41472 | 0.38571 | 0.18816 | 0.17913 | 0.15312 | 0.18277 | 0.084701 | 0.079806 | 0.074415 | 0.070621 | 0.067218 | 0.064163 | 0.061433
Scenario 5: High TRC ZEAS Phase In | SCG | Com | WaterHeat | Com - Other | Energy Efficiency | Incremental Measure Cost | 1605307.4093 | 1556509.6642 | 1114659.0259 | 1105958.134 | 876036.9609 | 455452.1081 | 162553.8422 | 153641.8522 | 135113.4372 | 129322.8906 | 124106.4322 | 119412.9881 | 115221.9834
Scenario 5: High TRC ZEAS Phase In | SCG | Com | WaterHeat | Com - Other | Fuel Substitution | Incremental Measure Cost | 12132930.3362 | 12403079.0163 | 11892426.9374 | 11321551.8226 | 9990148.3876 | 6863879.6983 | 3529861.0275 | 3958403.0969 | 2296042.1861 | 2403317.0051 | 2490295.5816 | 2562991.154 | 2625841.0377
Scenario 5: High TRC ZEAS Phase In | SCG | Com | WaterHeat | Com - Refrig. Warehouse | Energy Efficiency | Admin | 16763.6228 | 4741.2422 | 4472.5736 | 4471.7704 | 3451.6267 | 3181.8715 | 2445.4726 | 2220.4723 | 2016.3101 | 1831.0368 | 1662.8884 | 1510.2676 | 1371.7285
Scenario 5: High TRC ZEAS Phase In | SCG | Com | WaterHeat | Com - Refrig. Warehouse | Energy Efficiency | Incentives | 0.011914 | 0.0033696 | 0.0031795 | 0.0031789 | 0.0024537 | 0.0022619 | 0.0017384 | 0.0015785 | 0.0014334 | 0.0013016 | 0.0011821 | 0.0010736 | 0.00097514
Scenario 5: High TRC ZEAS Phase In | SCG | Com | WaterHeat | Com - Refrig. Warehouse | Energy Efficiency | Incremental Measure Cost | 21588.3513 | 6190.9078 | 6052.3139 | 6123.1591 | 4833.4289 | 4544.0922 | 3573.4442 | 3309.9063 | 3065.9938 | 2840.2217 | 2631.2202 | 2437.7255 | 2258.5714
Scenario 5: High TRC ZEAS Phase In | SCG | Com | WaterHeat | Com - Refrig. Warehouse | Fuel Substitution | Incremental Measure Cost | 6389.4254 | 6556.1463 | 5728.6748 | 5829.5452 | 4923.4875 | 5211.4515 | 1486.7182 | 1601.2091 | 1701.3804 | 1783.5945 | 1850.6639 | 1907.5659 | 1957.6705
Scenario 5: High TRC ZEAS Phase In | SCG | Com | WaterHeat | Com - Restaurant | Energy Efficiency | Admin | 365018.4686 | 366992.8971 | 108895.1756 | 108659.2281 | 108612.8123 | 108582.6904 | 80779.0453 | 80658.3032 | 80625.496 | 80662.7437 | 80786.9347 | 80970.8812 | 81228.8056
Scenario 5: High TRC ZEAS Phase In | SCG | Com | WaterHeat | Com - Restaurant | Energy Efficiency | Incentives | 0.25883 | 0.26023 | 0.077411 | 0.077244 | 0.077211 | 0.077189 | 0.057424 | 0.057338 | 0.057315 | 0.057342 | 0.05743 | 0.057561 | 0.057744
Scenario 5: High TRC ZEAS Phase In | SCG | Com | WaterHeat | Com - Restaurant | Energy Efficiency | Incremental Measure Cost | 669653.3453 | 687742.7229 | 154331.5608 | 157257.0359 | 160527.8929 | 163809.9873 | 79497.7603 | 80494.13 | 81627.6295 | 82884.2531 | 84283.5986 | 85802.1405 | 87457.4152
Scenario 5: High TRC ZEAS Phase In | SCG | Com | WaterHeat | Com - Restaurant | Fuel Substitution | Incremental Measure Cost | 5730398.3263 | 5850109.4532 | 5378996.0458 | 4526204.6032 | 2840926.551 | 3131864.5814 | 2399769.0801 | 2574208.9049 | 2738908.8595 | 2869827.0022 | 2976765.8871 | 3066465.0872 | 3143885.641
Scenario 5: High TRC ZEAS Phase In | SCG | Com | WaterHeat | Com - Retail | Energy Efficiency | Admin | 194451.7087 | 119671.7753 | 97900.1359 | 83802.7567 | 78460.8813 | 70006.4267 | 62756.8271 | 56979.5329 | 50896.6268 | 46267.1664 | 42058.9224 | 38233.5515 | 34756.2033
Scenario 5: High TRC ZEAS Phase In | SCG | Com | WaterHeat | Com - Retail | Energy Efficiency | Incentives | 0.13821 | 0.085048 | 0.069595 | 0.059574 | 0.055776 | 0.049766 | 0.044613 | 0.040506 | 0.036181 | 0.03289 | 0.029899 | 0.027179 | 0.024708
Scenario 5: High TRC ZEAS Phase In | SCG | Com | WaterHeat | Com - Retail | Energy Efficiency | Incremental Measure Cost | 352892.9318 | 242260.8124 | 193552.8801 | 145799.1613 | 146949.9514 | 113328.2714 | 98651.9064 | 90961.7328 | 77518.7888 | 71877.5294 | 66646.9872 | 61797.2359 | 57300.5329
Scenario 5: High TRC ZEAS Phase In | SCG | Com | WaterHeat | Com - Retail | Fuel Substitution | Incremental Measure Cost | 208535.7586 | 212391.114 | 179581.3107 | 145056.7461 | 78815.4229 | 144315.1697 | 158605.0889 | 177760.9878 | 102920.1275 | 107646.636 | 111464.2665 | 114635.6381 | 117353.2119
Scenario 5: High TRC ZEAS Phase In | SCG | Com | WaterHeat | Com - School | Energy Efficiency | Admin | 150128.2951 | 146629.476 | 85723.6423 | 83416.9521 | 81138.1767 | 79271.4494 | 26652.1537 | 25027.2856 | 23559.5802 | 22235.1267 | 21035.6928 | 19956.9843 | 18979.532
Scenario 5: High TRC ZEAS Phase In | SCG | Com | WaterHeat | Com - School | Energy Efficiency | Incentives | 0.10659 | 0.1041 | 0.060939 | 0.0593 | 0.05768 | 0.056353 | 0.018947 | 0.017791 | 0.016748 | 0.015807 | 0.014954 | 0.014187 | 0.013492
Scenario 5: High TRC ZEAS Phase In | SCG | Com | WaterHeat | Com - School | Energy Efficiency | Incremental Measure Cost | 414985.6769 | 417931.809 | 258527.8767 | 260809.585 | 262553.95 | 265447.9133 | 34323.4978 | 32569.6551 | 30968.0548 | 29508.9921 | 28177.2467 | 26971.167 | 25873.5418
Scenario 5: High TRC ZEAS Phase In | SCG | Com | WaterHeat | Com - School | Fuel Substitution | Incremental Measure Cost | 1654572.0539 | 1687945.2757 | 1582366.5637 | 1355118.4487 | 904198.4822 | 1208324.6105 | 916147.409 | 1014588.2382 | 720055.521 | 750705.7429 | 774631.0821 | 793752.3243 | 809428.9965
Scenario 5: High TRC ZEAS Phase In | SCG | Com | WaterHeat | Com - Warehouse | Energy Efficiency | Admin | 264598.0813 | 132346.7993 | 105295.2157 | 95767.8557 | 87254.6826 | 79610.2569 | 68620.5929 | 61755.1273 | 54647.379 | 49624.4434 | 45065.9944 | 40928.6835 | 37173.2636
Scenario 5: High TRC ZEAS Phase In | SCG | Com | WaterHeat | Com - Warehouse | Energy Efficiency | Incentives | 0.1881 | 0.094081 | 0.074852 | 0.06808 | 0.062028 | 0.056593 | 0.048781 | 0.043901 | 0.038848 | 0.035277 | 0.032037 | 0.029095 | 0.026426
Scenario 5: High TRC ZEAS Phase In | SCG | Com | WaterHeat | Com - Warehouse | Energy Efficiency | Incremental Measure Cost | 383995.726 | 212210.3747 | 175280.0212 | 162918.3758 | 152329.8827 | 125147.4412 | 113891.8672 | 101396.9812 | 83096.1201 | 76974.9555 | 71308.7484 | 66063.1812 | 61206.5868
Scenario 5: High TRC ZEAS Phase In | SCG | Com | WaterHeat | Com - Warehouse | Fuel Substitution | Incremental Measure Cost | 32603.6055 | 33407.3353 | 31269.8618 | 29203.1734 | 24897.4101 | 30264.5203 | 11778.9485 | 13169.1122 | 7612.9134 | 7963.9339 | 8250.5176 | 8493.3487 | 8707.4292
Scenario 5: High TRC ZEAS Phase In | SCG | Com | WholeBlg | Com - College | Energy Efficiency | Admin | 93862.8656 | 93833.7827 | 93553.8514 | 93506.5038 | 93496.6768 | 93625.8707 | 93846.3565 | 93865.1214 | 93870.0496 | 93992.0272 | 93792.2374 | 93364.3103 | 93295.0751
Scenario 5: High TRC ZEAS Phase In | SCG | Com | WholeBlg | Com - College | Energy Efficiency | Incentives | 0 | 0 | 0 | 0 | 0 | 0 | 0 | 0 | 0 | 0 | 0 | 0 | 0
Scenario 5: High TRC ZEAS Phase In | SCG | Com | WholeBlg | Com - College | Energy Efficiency | Incremental Measure Cost | 0 | 0 | 0 | 0 | 0 | 0 | 0 | 0 | 0 | 0 | 0 | 0 | 0
Scenario 5: High TRC ZEAS Phase In | SCG | Com | WholeBlg | Com - Lodging | Energy Efficiency | Incentives | 0 | 0 | 0 | 0 | 0 | 0 | 0 | 0 | 0 | 0 | 0 | 0 | 0
Scenario 5: High TRC ZEAS Phase In | SCG | Com | WholeBlg | Com - Lodging | Energy Efficiency | Incremental Measure Cost | 0 | 0 | 0 | 0 | 0 | 0 | 0 | 0 | 0 | 0 | 0 | 0 | 0
Scenario 5: High TRC ZEAS Phase In | SCG | Com | WholeBlg | Com - Office (Large) | Energy Efficiency | Admin | 203111.3185 | 204126.9051 | 204531.4287 | 205375.9674 | 206359.383 | 207268.6432 | 208502.9035 | 209330.8881 | 210097.7378 | 211704.6808 | 211920.4635 | 211549.0281 | 211285.3666
Scenario 5: High TRC ZEAS Phase In | SCG | Com | WholeBlg | Com - Office (Large) | Energy Efficiency | Incentives | 0 | 0 | 0 | 0 | 0 | 0 | 0 | 0 | 0 | 0 | 0 | 0 | 0
Scenario 5: High TRC ZEAS Phase In | SCG | Com | WholeBlg | Com - Office (Large) | Energy Efficiency | Incremental Measure Cost | 0 | 0 | 0 | 0 | 0 | 0 | 0 | 0 | 0 | 0 | 0 | 0 | 0
Scenario 5: High TRC ZEAS Phase In | SCG | Com | WholeBlg | Com - Office (Small) | Energy Efficiency | Admin | 24185.4852 | 24444.1335 | 24648.3909 | 24916.9634 | 25204.1135 | 25382.77 | 25562.1846 | 25731.3173 | 25907.8696 | 26069.2998 | 26165.3811 | 26192.8426 | 26252.1731
Scenario 5: High TRC ZEAS Phase In | SCG | Com | WholeBlg | Com - Office (Small) | Energy Efficiency | Incentives | 0 | 0 | 0 | 0 | 0 | 0 | 0 | 0 | 0 | 0 | 0 | 0 | 0
Scenario 5: High TRC ZEAS Phase In | SCG | Com | WholeBlg | Com - Office (Small) | Energy Efficiency | Incremental Measure Cost | 0 | 0 | 0 | 0 | 0 | 0 | 0 | 0 | 0 | 0 | 0 | 0 | 0
Scenario 5: High TRC ZEAS Phase In | SCG | Com | WholeBlg | Com - Other | Energy Efficiency | Admin | 422496.5961 | 428503.7024 | 433625.3649 | 439933.333 | 446621.1227 | 451763.7151 | 457184.2916 | 462295.1791 | 467540.6243 | 471735.366 | 475626.2063 | 478214.2881 | 479145.0248
Scenario 5: High TRC ZEAS Phase In | SCG | Com | WholeBlg | Com - Other | Energy Efficiency | Incentives | 0 | 0 | 0 | 0 | 0 | 0 | 0 | 0 | 0 | 0 | 0 | 0 | 0
Scenario 5: High TRC ZEAS Phase In | SCG | Com | WholeBlg | Com - Other | Energy Efficiency | Incremental Measure Cost | 0 | 0 | 0 | 0 | 0 | 0 | 0 | 0 | 0 | 0 | 0 | 0 | 0
Scenario 5: High TRC ZEAS Phase In | SCG | Com | WholeBlg | Com - Restaurant | Energy Efficiency | Admin | 179686.9989 | 183044.2158 | 186034.5768 | 189532.5818 | 193215.2847 | 195985.0684 | 198760.4168 | 201497.9233 | 204315.5216 | 206449.1176 | 208609.7113 | 210194.746 | 210799.2365
Scenario 5: High TRC ZEAS Phase In | SCG | Com | WholeBlg | Com - Restaurant | Energy Efficiency | Incentives | 0 | 0 | 0 | 0 | 0 | 0 | 0 | 0 | 0 | 0 | 0 | 0 | 0
Scenario 5: High TRC ZEAS Phase In | SCG | Com | WholeBlg | Com - Restaurant | Energy Efficiency | Incremental Measure Cost | 0 | 0 | 0 | 0 | 0 | 0 | 0 | 0 | 0 | 0 | 0 | 0 | 0
Scenario 5: High TRC ZEAS Phase In | SCG | Com | WholeBlg | Com - Retail | Energy Efficiency | Admin | 48687.4356 | 49396.5958 | 49998.0749 | 50733.5027 | 51514.3482 | 52078.1713 | 52648.6896 | 53204.2101 | 53777.0991 | 54219.4549 | 54622.2114 | 54876.0832 | 55014.3735
Scenario 5: High TRC ZEAS Phase In | SCG | Com | WholeBlg | Com - Retail | Energy Efficiency | Incentives | 0 | 0 | 0 | 0 | 0 | 0 | 0 | 0 | 0 | 0 | 0 | 0 | 0
Scenario 5: High TRC ZEAS Phase In | SCG | Com | WholeBlg | Com - Retail | Energy Efficiency | Incremental Measure Cost | 0 | 0 | 0 | 0 | 0 | 0 | 0 | 0 | 0 | 0 | 0 | 0 | 0
Scenario 5: High TRC ZEAS Phase In | SCG | Com | WholeBlg | Com - School | Energy Efficiency | Admin | 78078.9787 | 78385.3512 | 78501.5019 | 78812.3893 | 79156.6005 | 79387.8563 | 79610.869 | 79739.4543 | 79867.9741 | 79988.669 | 79902.9753 | 79601.9311 | 79723.7495
Scenario 5: High TRC ZEAS Phase In | SCG | Com | WholeBlg | Com - School | Energy Efficiency | Incentives | 0 | 0 | 0 | 0 | 0 | 0 | 0 | 0 | 0 | 0 | 0 | 0 | 0
Scenario 5: High TRC ZEAS Phase In | SCG | Com | WholeBlg | Com - School | Energy Efficiency | Incremental Measure Cost | 0 | 0 | 0 | 0 | 0 | 0 | 0 | 0 | 0 | 0 | 0 | 0 | 0
Scenario 5: High TRC ZEAS Phase In | SCG | Com | WholeBlg | Com - Warehouse | Energy Efficiency | Admin | 159878.3947 | 162238.5853 | 164267.0239 | 166758.6706 | 169414.9194 | 171243.9397 | 173088.7392 | 174909.5396 | 176805.3401 | 178128.1681 | 179457.9406 | 180297.6896 | 180837.9328
Scenario 5: High TRC ZEAS Phase In | SCG | Com | WholeBlg | Com - Warehouse | Energy Efficiency | Incentives | 0 | 0 | 0 | 0 | 0 | 0 | 0 | 0 | 0 | 0 | 0 | 0 | 0
Scenario 5: High TRC ZEAS Phase In | SCG | Com | WholeBlg | Com - Warehouse | Energy Efficiency | Incremental Measure Cost | 0 | 0 | 0 | 0 | 0 | 0 | 0 | 0 | 0 | 0 | 0 | 0 | 0
Scenario 5: High TRC ZEAS Phase In | SCG | Res | AppPlug | Res - Multi Family | Energy Efficiency | Admin | 0 | 0 | 0 | 0 | 0 | 0 | 0 | 0 | 0 | 0 | 0 | 0 | 0
Scenario 5: High TRC ZEAS Phase In | SCG | Res | AppPlug | Res - Multi Family | Energy Efficiency | Incentives | 0 | 0 | 0 | 0 | 0 | 0 | 0 | 0 | 0 | 0 | 0 | 0 | 0
Scenario 5: High TRC ZEAS Phase In | SCG | Res | AppPlug | Res - Multi Family | Energy Efficiency | Incremental Measure Cost | 0 | 0 | 0 | 0 | 0 | 0 | 0 | 0 | 0 | 0 | 0 | 0 | 0
Scenario 5: High TRC ZEAS Phase In | SCG | Res | AppPlug | Res - Multi Family | Fuel Substitution | Incremental Measure Cost | 30980.8927 | 34560.2015 | 38329.4916 | 42299.5238 | 46476.37 | 50858.6322 | 0 | 0 | 0 | 0 | 0 | 0 | 0
Scenario 5: High TRC ZEAS Phase In | SCG | Res | AppPlug | Res - Single Family | Energy Efficiency | Admin | 0 | 0 | 0 | 0 | 0 | 0 | 0 | 0 | 0 | 0 | 0 | 0 | 0
Scenario 5: High TRC ZEAS Phase In | SCG | Res | AppPlug | Res - Single Family | Energy Efficiency | Incentives | 0 | 0 | 0 | 0 | 0 | 0 | 0 | 0 | 0 | 0 | 0 | 0 | 0
Scenario 5: High TRC ZEAS Phase In | SCG | Res | AppPlug | Res - Single Family | Energy Efficiency | Incremental Measure Cost | 0 | 0 | 0 | 0 | 0 | 0 | 0 | 0 | 0 | 0 | 0 | 0 | 0
Scenario 5: High TRC ZEAS Phase In | SCG | Res | AppPlug | Res - Single Family | Fuel Substitution | Incremental Measure Cost | 338363.1931 | 377928.9755 | 418848.0465 | 461392.3354 | 505747.5291 | 552055.2975 | 0 | 0 | 0 | 0 | 0 | 0 | 0
Scenario 5: High TRC ZEAS Phase In | SCG | Res | BldgEnv | Res - Multi Family | Energy Efficiency | Admin | 0 | 0 | 0 | 0 | 0 | 0 | 0 | 0 | 0 | 0 | 0 | 0 | 548.5102
Scenario 5: High TRC ZEAS Phase In | SCG | Res | BldgEnv | Res - Multi Family | Energy Efficiency | Incentives | 0 | 0 | 0 | 0 | 0 | 0 | 0 | 0 | 0 | 0 | 0 | 0 | 3343.2323
Scenario 5: High TRC ZEAS Phase In | SCG | Res | BldgEnv | Res - Multi Family | Energy Efficiency | Incremental Measure Cost | 0 | 0 | 0 | 0 | 0 | 0 | 0 | 0 | 0 | 0 | 0 | 0 | 5068.6156
Scenario 5: High TRC ZEAS Phase In | SCG | Res | BldgEnv | Res - Single Family | Energy Efficiency | Admin | 16479.7879 | 19170.3444 | 20307.036 | 20445.3679 | 20460.4541 | 19909.7604 | 19034.8124 | 18054.2629 | 17122.6764 | 0 | 0 | 0 | 0
Scenario 5: High TRC ZEAS Phase In | SCG | Res | BldgEnv | Res - Single Family | Energy Efficiency | Incentives | 77736.9345 | 93123.2159 | 99925.1877 | 101163.5527 | 101701.8561 | 99087.7379 | 94663.0227 | 89640.8205 | 84877.9224 | 0 | 0 | 0 | 0
Scenario 5: High TRC ZEAS Phase In | SCG | Res | BldgEnv | Res - Single Family | Energy Efficiency | Incremental Measure Cost | 1535550.7702 | 1811533.2422 | 1959195.0137 | 2011524.0468 | 2053019.4858 | 2036202.1323 | 1983334.1966 | 1916151.739 | 1851110.4544 | 0 | 0 | 0 | 0
Scenario 5: High TRC ZEAS Phase In | SCG | Res | HVAC | Res - Multi Family | Energy Efficiency | Admin | 31.6693 | 32.3767 | 32.6973 | 32.8276 | 32.9038 | 32.8875 | 0 | 0 | 0 | 0 | 0 | 0 | 0
Scenario 5: High TRC ZEAS Phase In | SCG | Res | HVAC | Res - Multi Family | Energy Efficiency | Incentives | 208.8287 | 213.4929 | 215.607 | 216.4665 | 216.9689 | 216.8611 | 0 | 0 | 0 | 0 | 0 | 0 | 0
Scenario 5: High TRC ZEAS Phase In | SCG | Res | HVAC | Res - Multi Family | Energy Efficiency | Incremental Measure Cost | 409.7089 | 427.2369 | 440.097 | 450.6885 | 460.7692 | 469.7511 | 0 | 0 | 0 | 0 | 0 | 0 | 0
Scenario 5: High TRC ZEAS Phase In | SCG | Res | HVAC | Res - Multi Family | Fuel Substitution | Incremental Measure Cost | 213.6685 | 244.1117 | 254.404 | 403.53 | 3.1801 | 3.4629 | 3.7345 | 3.9554 | 4.1349 | 4.2851 | 4.4161 | 4.535 | 4.647
Scenario 5: High TRC ZEAS Phase In | SCG | Res | HVAC | Res - Single Family | Energy Efficiency | Admin | 10972.5856 | 12153.5759 | 12761.1282 | 13034.7381 | 0 | 0 | 0 | 0 | 0 | 0 | 0 | 0 | 0
Scenario 5: High TRC ZEAS Phase In | SCG | Res | HVAC | Res - Single Family | Energy Efficiency | Incentives | 89635.7347 | 99309.6693 | 104306.7876 | 106551.7496 | 0 | 0 | 0 | 0 | 0 | 0 | 0 | 0 | 0
Scenario 5: High TRC ZEAS Phase In | SCG | Res | HVAC | Res - Single Family | Energy Efficiency | Incremental Measure Cost | 4314169.4733 | 4870804.3376 | 5220976.7172 | 5440731.4146 | 2466511.2088 | 0 | 0 | 0 | 0 | 0 | 0 | 0 | 0
Scenario 5: High TRC ZEAS Phase In | SCG | Res | HVAC | Res - Single Family | Fuel Substitution | Incremental Measure Cost | 8390.2016 | 8292.2107 | 8645.6365 | 9218.5521 | 525.9711 | 149.8248 | 161.2443 | 170.025 | 16.3396 | 17.0902 | 17.7376 | 18.3198 | 18.8641
Scenario 5: High TRC ZEAS Phase In | SCG | Res | WaterHeat | Res - Multi Family | Energy Efficiency | Admin | 459441.7625 | 447522.713 | 175134.041 | 145642.59 | 124082.9038 | 106951.8803 | 99077.8404 | 92487.6112 | 86133.7896 | 80118.9774 | 74689.5353 | 70046.449 | 65731.6313
Scenario 5: High TRC ZEAS Phase In | SCG | Res | WaterHeat | Res - Multi Family | Energy Efficiency | Incentives | 253655.4416 | 247051.7655 | 96869.0296 | 80556.9053 | 68631.9485 | 59156.5455 | 54801.3064 | 51156.1607 | 47641.7752 | 44314.9004 | 41311.8019 | 38743.6474 | 36357.0628
Scenario 5: High TRC ZEAS Phase In | SCG | Res | WaterHeat | Res - Multi Family | Energy Efficiency | Incremental Measure Cost | 3477407.9386 | 3601375.1416 | 786129.4697 | 680994.4643 | 603643.1741 | 539992.7246 | 514265.6552 | 492430.6112 | 470134.7599 | 448106.0379 | 428005.207 | 411326.3664 | 395424.7436
Scenario 5: High TRC ZEAS Phase In | SCG | Res | WaterHeat | Res - Multi Family | Fuel Substitution | Incremental Measure Cost | 13676501.3971 | 14123613.3881 | 56976011.9828 | 59079012.4157 | 61074323.8585 | 63233351.4535 | 1684228.6576 | 1784870.6659 | 1881300.4362 | 1967525.7446 | 2040035.9865 | 2103799.9212 | 2162215.3856
Scenario 5: High TRC ZEAS Phase In | SCG | Res | WaterHeat | Res - Single Family | Energy Efficiency | Admin | 2852747.662 | 2751197.5049 | 706857.9199 | 594666.1286 | 518401.5671 | 455564.1382 | 402439.4302 | 357844.8052 | 327499.8983 | 302934.0617 | 281016.6409 | 261489.5742 | 243542.576
Scenario 5: High TRC ZEAS Phase In | SCG | Res | WaterHeat | Res - Single Family | Energy Efficiency | Incentives | 1574628.918 | 1518243.8326 | 390972.7678 | 328917.956 | 286734.9856 | 251978.7457 | 222594.7442 | 197928.8482 | 181144.6658 | 167556.9661 | 155434.1414 | 144633.4542 | 134706.7244
Scenario 5: High TRC ZEAS Phase In | SCG | Res | WaterHeat | Res - Single Family | Energy Efficiency | Incremental Measure Cost | 40412662.868 | 36186109.6436 | 16220045.1009 | 16188343.1823 | 16283002.8373 | 2416310.1494 | 2189518.7736 | 1994488.3525 | 1864900.4919 | 1761054.5616 | 1667878.4237 | 1584607.4766 | 1506863.9037
Scenario 5: High TRC ZEAS Phase In | SCG | Res | WaterHeat | Res - Single Family | Fuel Substitution | Incremental Measure Cost | 10637354.3826 | 10660686.6027 | 10438110.463 | 10256099.6406 | 9721948.399 | 10872755.0186 | 11762632.9525 | 12461813.9709 | 13131460.0313 | 13731694.7347 | 14239954.0183 | 14689761.2508 | 15104031.5021
Scenario 5: High TRC ZEAS Phase In | SCG | Res | WholeBlg | Res - Multi Family | Energy Efficiency | Admin | 0 | 0 | 0 | 0 | 0 | 0 | 0 | 0 | 0 | 0 | 0 | 0 | 0
Scenario 5: High TRC ZEAS Phase In | SCG | Res | WholeBlg | Res - Multi Family | Energy Efficiency | Incentives | 0 | 0 | 0 | 0 | 0 | 0 | 0 | 0 | 0 | 0 | 0 | 0 | 0
Scenario 5: High TRC ZEAS Phase In | SCG | Res | WholeBlg | Res - Multi Family | Energy Efficiency | Incremental Measure Cost | 0 | 0 | 0 | 0 | 0 | 0 | 0 | 0 | 0 | 0 | 0 | 0 | 0
Scenario 5: High TRC ZEAS Phase In | SCG | Res | WholeBlg | Res - Single Family | Energy Efficiency | Admin | 0 | 0 | 0 | 0 | 0 | 0 | 0 | 0 | 0 | 0 | 0 | 0 | 0
Scenario 5: High TRC ZEAS Phase In | SCG | Res | WholeBlg | Res - Single Family | Energy Efficiency | Incentives | 0 | 0 | 0 | 0 | 0 | 0 | 0 | 0 | 0 | 0 | 0 | 0 | 0
Scenario 5: High TRC ZEAS Phase In | SCG | Res | WholeBlg | Res - Single Family | Energy Efficiency | Incremental Measure Cost | 0 | 0 | 0 | 0 | 0 | 0 | 0 | 0 | 0 | 0 | 0 | 0 | 0
Scenario 5: High TRC ZEAS Phase In | SDG&E | Com | AppPlug | Com - Health | Energy Efficiency | Admin | 145970.667 | 165565.6728 | 318175.1586 | 358521.6618 | 392219.7154 | 423197.4661 | 919518.2093 | 991532.8948 | 1074467.0587 | 1163257.7978 | 1246108.9687 | 1248000.8763 | 1262822.1363
Scenario 5: High TRC ZEAS Phase In | SDG&E | Com | AppPlug | Com - Health | Energy Efficiency | Incentives | 24.3929 | 27.6674 | 53.1696 | 59.9119 | 65.5431 | 70.7197 | 153.6589 | 165.6932 | 179.5521 | 194.3898 | 208.2349 | 208.551 | 211.0278
Scenario 5: High TRC ZEAS Phase In | SDG&E | Com | AppPlug | Com - Health | Energy Efficiency | Incremental Measure Cost | 54659.5574 | 63236.9607 | 107903.8979 | 124711.8214 | 139382.5511 | 153402.9603 | 364112.759 | 400648.971 | 443280.138 | 490091.6579 | 535932.5447 | 545798.0943 | 562104.1195
Scenario 5: High TRC ZEAS Phase In | SDG&E | Com | AppPlug | Com - Lodging | Energy Efficiency | Admin | 132559.6263 | 144474.7048 | 158038.763 | 176843.7972 | 187375.5989 | 293824.0289 | 744707.0893 | 793484.2423 | 844501.6358 | 892669.7016 | 929339.8413 | 948694.475 | 967921.9039
Scenario 5: High TRC ZEAS Phase In | SDG&E | Com | AppPlug | Com - Lodging | Energy Efficiency | Incentives | 22.1518 | 24.1429 | 26.4096 | 29.552 | 31.312 | 49.1004 | 124.4466 | 132.5976 | 141.123 | 149.1723 | 155.3002 | 158.5345 | 161.7476
Scenario 5: High TRC ZEAS Phase In | SDG&E | Com | AppPlug | Com - Lodging | Energy Efficiency | Incremental Measure Cost | 49637.716 | 55181.3735 | 61475.732 | 70167.4413 | 75834.0134 | 135556.9756 | 329252.6695 | 357664.6768 | 388028.2388 | 418137.5524 | 443979.6474 | 462535.4478 | 481481.8237
Scenario 5: High TRC ZEAS Phase In | SDG&E | Com | AppPlug | Com - Other | Energy Efficiency | Admin | 0 | 0 | 1688.4169 | 1935.5994 | 2176.3569 | 2459.7281 | 2758.9032 | 3065.1611 | 3377.4316 | 3705.1917 | 4029.975 | 4364.266 | 4711.2323
Scenario 5: High TRC ZEAS Phase In | SDG&E | Com | AppPlug | Com - Other | Energy Efficiency | Incentives | 0 | 0 | 0.28215 | 0.32345 | 0.36369 | 0.41104 | 0.46104 | 0.51221 | 0.5644 | 0.61917 | 0.67344 | 0.7293 | 0.78728
Scenario 5: High TRC ZEAS Phase In | SDG&E | Com | AppPlug | Com - Other | Energy Efficiency | Incremental Measure Cost | 0 | 0 | 548.7744 | 641.6967 | 735.9438 | 848.4022 | 970.6247 | 1099.9384 | 1236.2371 | 1383.3309 | 1534.6803 | 1695.2234 | 1866.5964
Scenario 5: High TRC ZEAS Phase In | SDG&E | Com | BldgEnv | Com - College | Energy Efficiency | Admin | 3.9527 | 3.9344 | 3.916 | 6.6533 | 6.6122 | 6.5811 | 6.5504 | 6.5161 | 6.4829 | 6.4524 | 6.4188 | 6.4165 | 6.3883
Scenario 5: High TRC ZEAS Phase In | SDG&E | Com | BldgEnv | Com - College | Energy Efficiency | Incentives | 0.34317 | 0.34159 | 0.33999 | 0.57765 | 0.57408 | 0.57137 | 0.56871 | 0.56573 | 0.56285 | 0.56021 | 0.55728 | 0.55708 | 0.55464
Scenario 5: High TRC ZEAS Phase In | SDG&E | Com | BldgEnv | Com - College | Energy Efficiency | Incremental Measure Cost | 4.8336 | 4.8911 | 4.9493 | 8.6681 | 8.7709 | 8.8841 | 8.999 | 9.1116 | 9.2267 | 9.3461 | 9.4639 | 9.6171 | 9.7448
Scenario 5: High TRC ZEAS Phase In | SDG&E | Com | BldgEnv | Com - Grocery | Energy Efficiency | Admin | 63.0862 | 60.0761 | 57.1971 | 54.4992 | 51.9366 | 49.5517 | 47.3131 | 45.1972 | 43.1838 | 41.2905 | 39.4815 | 37.7621 | 36.1307
Scenario 5: High TRC ZEAS Phase In | SDG&E | Com | BldgEnv | Com - Grocery | Energy Efficiency | Incentives | 5.4772 | 5.2158 | 4.9659 | 4.7316 | 4.5092 | 4.3021 | 4.1078 | 3.924 | 3.7492 | 3.5849 | 3.4278 | 3.2785 | 3.1369
Scenario 5: High TRC ZEAS Phase In | SDG&E | Com | BldgEnv | Com - Grocery | Energy Efficiency | Incremental Measure Cost | 364.9387 | 353.4677 | 342.0554 | 331.463 | 321.6224 | 312.4826 | 304.1294 | 296.3217 | 288.9939 | 281.988 | 275.0216 | 268.0549 | 260.9981
Scenario 5: High TRC ZEAS Phase In | SDG&E | Com | BldgEnv | Com - Health | Energy Efficiency | Admin | 99.351 | 93.9864 | 88.7362 | 83.6971 | 78.6173 | 73.585 | 68.9155 | 65.6718 | 62.7221 | 60.1362 | 57.8421 | 54.8224 | 52.1192
Scenario 5: High TRC ZEAS Phase In | SDG&E | Com | BldgEnv | Com - Health | Energy Efficiency | Incentives | 8.5207 | 8.0681 | 7.6248 | 7.1985 | 6.7691 | 6.3435 | 5.9501 | 5.6781 | 5.4311 | 5.2154 | 5.0219 | 4.7597 | 4.525
Scenario 5: High TRC ZEAS Phase In | SDG&E | Com | BldgEnv | Com - Health | Energy Efficiency | Incremental Measure Cost | 327.8536 | 317.1765 | 306.6959 | 296.528 | 286.4641 | 276.5261 | 267.135 | 259.1836 | 251.5999 | 244.4229 | 237.5805 | 230.2501 | 223.2478
Scenario 5: High TRC ZEAS Phase In | SDG&E | Com | BldgEnv | Com - Lodging | Energy Efficiency | Admin | 3.1293 | 3.0929 | 3.0569 | 3.0328 | 2.9919 | 2.9641 | 2.931 | 2.8985 | 0.50652 | 0.51398 | 0.51577 | 0.51801 | 0.52494
Scenario 5: High TRC ZEAS Phase In | SDG&E | Com | BldgEnv | Com - Lodging | Energy Efficiency | Incentives | 0.27169 | 0.26853 | 0.2654 | 0.26331 | 0.25976 | 0.25734 | 0.25447 | 0.25165 | 0.043976 | 0.044623 | 0.044779 | 0.044974 | 0.045576
Scenario 5: High TRC ZEAS Phase In | SDG&E | Com | BldgEnv | Com - Lodging | Energy Efficiency | Incremental Measure Cost | 7.7691 | 7.8051 | 7.8411 | 7.8938 | 7.9233 | 7.9716 | 8.0128 | 8.0549 | 1.144 | 1.1642 | 1.1762 | 1.1897 | 1.2116
Scenario 5: High TRC ZEAS Phase In | SDG&E | Com | BldgEnv | Com - Office (Large) | Energy Efficiency | Admin | 58.8358 | 56.1663 | 68.6378 | 65.487 | 62.4559 | 59.6451 | 56.9991 | 54.4491 | 40.9693 | 39.1546 | 37.4262 | 35.8015 | 34.2713
Scenario 5: High TRC ZEAS Phase In | SDG&E | Com | BldgEnv | Com - Office (Large) | Energy Efficiency | Incentives | 5.1081 | 4.8764 | 5.9591 | 5.6856 | 5.4224 | 5.1784 | 4.9487 | 4.7273 | 3.557 | 3.3994 | 3.2493 | 3.1083 | 2.9754
Scenario 5: High TRC ZEAS Phase In | SDG&E | Com | BldgEnv | Com - Office (Large) | Energy Efficiency | Incremental Measure Cost | 747.1346 | 724.4804 | 792.4946 | 768.755 | 745.4971 | 722.9609 | 701.0431 | 679.6708 | 584.3985 | 566.2952 | 548.8542 | 532.1049 | 516.0054
Scenario 5: High TRC ZEAS Phase In | SDG&E | Com | BldgEnv | Com - Office (Small) | Energy Efficiency | Admin | 28.1105 | 26.7825 | 25.5236 | 24.3283 | 23.1917 | 22.1156 | 21.0947 | 20.1242 | 19.2039 | 18.33 | 17.5023 | 16.7184 | 15.9762
Scenario 5: High TRC ZEAS Phase In | SDG&E | Com | BldgEnv | Com - Office (Small) | Energy Efficiency | Incentives | 2.4406 | 2.3253 | 2.216 | 2.1122 | 2.0135 | 1.9201 | 1.8314 | 1.7472 | 1.6673 | 1.5914 | 1.5195 | 1.4515 | 1.3871
Scenario 5: High TRC ZEAS Phase In | SDG&E | Com | BldgEnv | Com - Office (Small) | Energy Efficiency | Incremental Measure Cost | 368.3135 | 357.0342 | 346.1577 | 335.5645 | 325.254 | 315.2388 | 305.4984 | 296.0484 | 286.8967 | 278.0429 | 269.4966 | 261.2486 | 253.2909
Scenario 5: High TRC ZEAS Phase In | SDG&E | Com | BldgEnv | Com - Other | Energy Efficiency | Admin | 14.0052 | 13.4458 | 18.3649 | 17.6364 | 16.91 | 16.211 | 15.525 | 14.8489 | 10.1363 | 9.7231 | 9.3238 | 8.9425 | 8.5793
Scenario 5: High TRC ZEAS Phase In | SDG&E | Com | BldgEnv | Com - Other | Energy Efficiency | Incentives | 1.2159 | 1.1674 | 1.5944 | 1.5312 | 1.4681 | 1.4074 | 1.3479 | 1.2892 | 0.88003 | 0.84416 | 0.80949 | 0.77639 | 0.74486
Scenario 5: High TRC ZEAS Phase In | SDG&E | Com | BldgEnv | Com - Other | Energy Efficiency | Incremental Measure Cost | 155.2962 | 150.6767 | 173.217 | 168.3137 | 163.4571 | 158.7028 | 154.021 | 149.4171 | 122.3514 | 118.7377 | 115.2646 | 111.9408 | 108.7635
Scenario 5: High TRC ZEAS Phase In | SDG&E | Com | BldgEnv | Com - Refrig. Warehouse | Energy Efficiency | Admin | 0.1867 | 0.18005 | 0.17375 | 0.16721 | 0.16129 | 0.15575 | 0.1507 | 0.1459 | 0.14157 | 0.13734 | 0.13357 | 0.13012 | 0.12684
Scenario 5: High TRC ZEAS Phase In | SDG&E | Com | BldgEnv | Com - Refrig. Warehouse | Energy Efficiency | Incentives | 0.016209 | 0.015632 | 0.015085 | 0.014518 | 0.014004 | 0.013522 | 0.013084 | 0.012667 | 0.012291 | 0.011924 | 0.011597 | 0.011297 | 0.011013
Scenario 5: High TRC ZEAS Phase In | SDG&E | Com | BldgEnv | Com - Refrig. Warehouse | Energy Efficiency | Incremental Measure Cost | 1.9064 | 1.8498 | 1.7954 | 1.7415 | 1.6897 | 1.6398 | 1.5919 | 1.5456 | 1.5014 | 1.4586 | 1.418 | 1.3793 | 1.3421
Scenario 5: High TRC ZEAS Phase In | SDG&E | Com | BldgEnv | Com - Restaurant | Energy Efficiency | Admin | 9.2768 | 9.0434 | 8.6289 | 8.2364 | 7.8653 | 7.5117 | 7.179 | 6.8639 | 6.563 | 6.2789 | 6.0111 | 5.7582 | 5.5191
Scenario 5: High TRC ZEAS Phase In | SDG&E | Com | BldgEnv | Com - Restaurant | Energy Efficiency | Incentives | 0.80541 | 0.78514 | 0.74916 | 0.71509 | 0.68286 | 0.65216 | 0.62328 | 0.59592 | 0.5698 | 0.54514 | 0.52188 | 0.49993 | 0.47917
Scenario 5: High TRC ZEAS Phase In | SDG&E | Com | BldgEnv | Com - Restaurant | Energy Efficiency | Incremental Measure Cost | 124.0311 | 120.5416 | 116.8912 | 113.3388 | 109.8862 | 106.5285 | 103.2699 | 100.1114 | 97.0489 | 94.0902 | 91.2379 | 88.4878 | 85.8357
Scenario 5: High TRC ZEAS Phase In | SDG&E | Com | BldgEnv | Com - Retail | Energy Efficiency | Admin | 103.6981 | 96.8678 | 90.1634 | 83.4125 | 76.2094 | 70.4018 | 66.5846 | 62.9764 | 59.5875 | 56.4211 | 53.4533 | 50.6829 | 48.0851
Scenario 5: High TRC ZEAS Phase In | SDG&E | Com | BldgEnv | Com - Retail | Energy Efficiency | Incentives | 9.0031 | 8.4101 | 7.828 | 7.2419 | 6.6165 | 6.1123 | 5.7809 | 5.4676 | 5.1734 | 4.8985 | 4.6408 | 4.4003 | 4.1748
Scenario 5: High TRC ZEAS Phase In | SDG&E | Com | BldgEnv | Com - Retail | Energy Efficiency | Incremental Measure Cost | 620.398 | 598.0573 | 579.095 | 560.0677 | 532.8373 | 507.0272 | 484.3625 | 462.8725 | 442.8939 | 424.6155 | 408.0333 | 392.9213 | 379.0558
Scenario 5: High TRC ZEAS Phase In | SDG&E | Com | BldgEnv | Com - School | Energy Efficiency | Admin | 7.6988 | 7.4096 | 7.1367 | 6.8788 | 6.6402 | 6.4096 | 6.1915 | 5.988 | 5.7998 | 5.6221 | 5.457 | 5.3024 | 5.1564
Scenario 5: High TRC ZEAS Phase In | SDG&E | Com | BldgEnv | Com - School | Energy Efficiency | Incentives | 0.66841 | 0.6433 | 0.61961 | 0.59722 | 0.5765 | 0.55648 | 0.53755 | 0.51988 | 0.50354 | 0.48811 | 0.47378 | 0.46035 | 0.44768
Scenario 5: High TRC ZEAS Phase In | SDG&E | Com | BldgEnv | Com - School | Energy Efficiency | Incremental Measure Cost | 91.1095 | 88.4705 | 85.9326 | 83.4648 | 81.0786 | 78.7534 | 76.4956 | 74.3168 | 72.2213 | 70.2006 | 68.2626 | 66.4015 | 64.6123
Scenario 5: High TRC ZEAS Phase In | SDG&E | Com | BldgEnv | Com - Warehouse | Energy Efficiency | Admin | 25.6311 | 24.6118 | 23.6455 | 32.9269 | 31.7777 | 30.6934 | 29.6381 | 28.6247 | 18.797 | 18.1022 | 17.4353 | 16.8065 | 16.2232
Scenario 5: High TRC ZEAS Phase In | SDG&E | Com | BldgEnv | Com - Warehouse | Energy Efficiency | Incentives | 2.2253 | 2.1368 | 2.0529 | 2.8587 | 2.7589 | 2.6648 | 2.5732 | 2.4852 | 1.632 | 1.5716 | 1.5137 | 1.4591 | 1.4085
Scenario 5: High TRC ZEAS Phase In | SDG&E | Com | BldgEnv | Com - Warehouse | Energy Efficiency | Incremental Measure Cost | 286.0023 | 277.3544 | 269.0501 | 311.1464 | 302.635 | 294.3567 | 286.2304 | 278.3191 | 224.0827 | 217.2788 | 210.7308 | 204.4573 | 198.47
Scenario 5: High TRC ZEAS Phase In | SDG&E | Com | ComRefrig | Com - College | Energy Efficiency | Admin | 130.3355 | 91.4165 | 57.5901 | 32.7123 | 16.3427 | 9.4748 | 5.7935 | 4.0343 | 3.7765 | 3.5352 | 3.3093 | 3.0979 | 1.9364
Scenario 5: High TRC ZEAS Phase In | SDG&E | Com | ComRefrig | Com - College | Energy Efficiency | Incentives | 9.0231 | 6.3287 | 3.9869 | 2.2647 | 1.1314 | 0.65594 | 0.40108 | 0.27929 | 0.26145 | 0.24474 | 0.2291 | 0.21446 | 0.13405
Scenario 5: High TRC ZEAS Phase In | SDG&E | Com | ComRefrig | Com - College | Energy Efficiency | Incremental Measure Cost | 418.6587 | 296.0895 | 187.7594 | 107.1154 | 53.3767 | 31.8694 | 20.5072 | 15.0117 | 14.3359 | 13.6906 | 13.0744 | 12.486 | 8.4225
Scenario 5: High TRC ZEAS Phase In | SDG&E | Com | ComRefrig | Com - Grocery | Energy Efficiency | Admin | 125748.8463 | 71062.5534 | 32648.9825 | 17501.1798 | 9100.4894 | 6235.1619 | 5836.8017 | 5463.9165 | 5114.8756 | 4788.1528 | 4482.3198 | 4196.0395 | 2645.3814
Scenario 5: High TRC ZEAS Phase In | SDG&E | Com | ComRefrig | Com - Grocery | Energy Efficiency | Incentives | 8705.5437 | 4919.6329 | 2260.2764 | 1211.5999 | 630.0233 | 431.6578 | 404.0795 | 378.2648 | 354.1008 | 331.482 | 310.3093 | 290.4902 | 183.1387
Scenario 5: High TRC ZEAS Phase In | SDG&E | Com | ComRefrig | Com - Grocery | Energy Efficiency | Incremental Measure Cost | 397327.4418 | 224449.4567 | 101670.5964 | 56047.6173 | 30933.3909 | 22314.8933 | 21310.6643 | 20351.712 | 19435.9912 | 18561.5492 | 17726.5217 | 16929.1286 | 11506.5614
Scenario 5: High TRC ZEAS Phase In | SDG&E | Com | ComRefrig | Com - Refrig. Warehouse | Energy Efficiency | Admin | 40.2235 | 27.0898 | 16.306 | 8.7432 | 4.2008 | 2.5531 | 1.5253 | 1.3123 | 1.2285 | 1.15 | 1.0765 | 1.0077 | 0.63119
Scenario 5: High TRC ZEAS Phase In | SDG&E | Com | ComRefrig | Com - Refrig. Warehouse | Energy Efficiency | Incentives | 2.7847 | 1.8754 | 1.1289 | 0.60529 | 0.29082 | 0.17675 | 0.10559 | 0.090852 | 0.085046 | 0.079612 | 0.074526 | 0.069764 | 0.043697
Scenario 5: High TRC ZEAS Phase In | SDG&E | Com | ComRefrig | Com - Refrig. Warehouse | Energy Efficiency | Incremental Measure Cost | 128.8924 | 87.4998 | 52.9929 | 28.4945 | 13.6749 | 8.6947 | 5.5127 | 4.8843 | 4.6645 | 4.4545 | 4.2541 | 4.0626 | 2.7455
Scenario 5: High TRC ZEAS Phase In | SDG&E | Com | ComRefrig | Com - Restaurant | Energy Efficiency | Admin | 4830.9155 | 2777.5493 | 1321.0385 | 705.0885 | 378.0724 | 237.3984 | 222.2307 | 208.0331 | 194.7434 | 182.3034 | 170.6588 | 159.7588 | 100.6575
Scenario 5: High TRC ZEAS Phase In | SDG&E | Com | ComRefrig | Com - Restaurant | Energy Efficiency | Incentives | 334.4424 | 192.2887 | 91.455 | 48.813 | 26.1738 | 16.435 | 15.3849 | 14.4021 | 13.482 | 12.6208 | 11.8146 | 11.06 | 6.9685
Scenario 5: High TRC ZEAS Phase In | SDG&E | Com | ComRefrig | Com - Restaurant | Energy Efficiency | Incremental Measure Cost | 15269.0239 | 8778.3045 | 4124.9738 | 2251.7115 | 1275.6396 | 849.5584 | 811.3246 | 774.8147 | 739.9508 | 706.6586 | 674.867 | 644.5083 | 437.828
Scenario 5: High TRC ZEAS Phase In | SDG&E | Com | ComRefrig | Com - Retail | Energy Efficiency | Admin | 54141.2212 | 31184.8851 | 14937.6877 | 7610.8678 | 4078.4828 | 2579.3982 | 2414.5942 | 2260.33 | 2115.9308 | 1980.7651 | 1854.2419 | 1735.8081 | 1093.1466
Scenario 5: High TRC ZEAS Phase In | SDG&E | Com | ComRefrig | Com - Retail | Energy Efficiency | Incentives | 3748.1757 | 2158.9175 | 1034.1303 | 526.8974 | 282.3518 | 178.5707 | 167.1614 | 156.4818 | 146.4851 | 137.1276 | 128.3684 | 120.1693 | 75.6781
Scenario 5: High TRC ZEAS Phase In | SDG&E | Com | ComRefrig | Com - Retail | Energy Efficiency | Incremental Measure Cost | 171336.609 | 98797.5095 | 46899.7203 | 24312.5268 | 13768.5244 | 9230.1704 | 8814.7614 | 8418.0828 | 8039.2884 | 7677.5705 | 7332.1576 | 7002.3135 | 4754.8374
Scenario 5: High TRC ZEAS Phase In | SDG&E | Com | ComRefrig | Com - School | Energy Efficiency | Admin | 12.9934 | 6.6523 | 6.2276 | 5.8301 | 5.4579 | 5.1096 | 4.7835 | 4.4782 | 4.1924 | 3.9249 | 3.6744 | 3.44 | 2.2184
Scenario 5: High TRC ZEAS Phase In | SDG&E | Com | ComRefrig | Com - School | Energy Efficiency | Incentives | 0.89952 | 0.46054 | 0.43114 | 0.40362 | 0.37785 | 0.35373 | 0.33116 | 0.31002 | 0.29024 | 0.27172 | 0.25438 | 0.23815 | 0.15358
Scenario 5: High TRC ZEAS Phase In | SDG&E | Com | ComRefrig | Com - School | Energy Efficiency | Incremental Measure Cost | 39.946 | 22.0395 | 21.0487 | 20.1025 | 19.1989 | 18.336 | 17.512 | 16.725 | 15.9735 | 15.2558 | 14.5705 | 13.9159 | 9.6492
Scenario 5: High TRC ZEAS Phase In | SDG&E | Com | FoodServ | Com - College | Energy Efficiency | Admin | 28796.5548 | 35014.5511 | 37196.2487 | 38733.7262 | 39998.7609 | 41457.9615 | 42904.2323 | 44251.39 | 45589.7337 | 46945.785 | 49328.4694 | 51288.1632 | 52560.1112
Scenario 5: High TRC ZEAS Phase In | SDG&E | Com | FoodServ | Com - College | Energy Efficiency | Incentives | 2554.6611 | 3106.2867 | 3299.8342 | 3436.2301 | 3548.4564 | 3677.908 | 3806.2124 | 3925.7242 | 4044.454 | 4164.7547 | 4376.1246 | 4549.9751 | 4662.8143
Scenario 5: High TRC ZEAS Phase In | SDG&E | Com | FoodServ | Com - College | Energy Efficiency | Incremental Measure Cost | 49156.8466 | 56823.6683 | 60832.0488 | 64465.0643 | 67759.0176 | 71488.8335 | 75315.911 | 79090.4404 | 82969.5167 | 87005.035 | 95652.503 | 101741.6064 | 106262.9047
Scenario 5: High TRC ZEAS Phase In | SDG&E | Com | FoodServ | Com - College | Fuel Substitution | Admin | 495.926 | 595.0933 | 703.328 | 816.1941 | 936.4559 | 1062.2269 | 1190.8116 | 1317.4255 | 1446.156 | 1574.7799 | 1706.8678 | 1851.6067 | 2004.3548
Scenario 5: High TRC ZEAS Phase In | SDG&E | Com | FoodServ | Com - College | Fuel Substitution | Incentives | 103.9324 | 122.3947 | 141.8547 | 161.4845 | 181.7183 | 202.5513 | 224.0338 | 246.1483 | 268.8726 | 292.2027 | 316.0603 | 342.0695 | 369.4035
Scenario 5: High TRC ZEAS Phase In | SDG&E | Com | FoodServ | Com - College | Fuel Substitution | Incremental Measure Cost | 991.8521 | 1190.1866 | 1411.4414 | 1638.1075 | 1879.6476 | 2136.6734 | 2410.4171 | 2701.4304 | 3010.2213 | 3337.5035 | 3683.1467 | 4068.141 | 4483.9981
Scenario 5: High TRC ZEAS Phase In | SDG&E | Com | FoodServ | Com - Grocery | Energy Efficiency | Admin | 146392.3544 | 261899.1946 | 293161.8826 | 305689.5132 | 317274.8765 | 329666.446 | 342001.7428 | 354064.8002 | 365472.1041 | 377171.7304 | 396409.2231 | 409380.4332 | 420798.9718
Scenario 5: High TRC ZEAS Phase In | SDG&E | Com | FoodServ | Com - Grocery | Energy Efficiency | Incentives | 12987.0618 | 23234.1831 | 26007.6319 | 27119.0102 | 28146.7962 | 29246.1039 | 30340.4194 | 31410.5834 | 32422.5727 | 33460.4951 | 35167.0783 | 36317.7961 | 37330.7795
Scenario 5: High TRC ZEAS Phase In | SDG&E | Com | FoodServ | Com - Grocery | Energy Efficiency | Incremental Measure Cost | 228824.7647 | 334009.6965 | 371262.5112 | 393897.4333 | 415983.6347 | 439870.4678 | 464438.1001 | 489406.046 | 514230.0156 | 540283.0958 | 599516.2415 | 634588.6693 | 664453.4174
Scenario 5: High TRC ZEAS Phase In | SDG&E | Com | FoodServ | Com - Grocery | Fuel Substitution | Admin | 5489.1237 | 6480.3916 | 7539.8382 | 8641.1251 | 9801.5027 | 10975.0378 | 12094.9635 | 13213.8726 | 14340.6473 | 15460.1403 | 16592.5115 | 17742.2896 | 18937.7074
Scenario 5: High TRC ZEAS Phase In | SDG&E | Com | FoodServ | Com - Grocery | Fuel Substitution | Incentives | 1102.1616 | 1276.7619 | 1457.0497 | 1638.0705 | 1822.471 | 2010.1552 | 2201.5094 | 2396.1961 | 2593.9211 | 2794.4898 | 2996.9855 | 3202.1936 | 3415.1071
Scenario 5: High TRC ZEAS Phase In | SDG&E | Com | FoodServ | Com - Grocery | Fuel Substitution | Incremental Measure Cost | 10978.2475 | 12960.7832 | 15110.5823 | 17319.1055 | 19646.3139 | 22095.8233 | 24676.7651 | 27390.4573 | 30238.6054 | 33223.9415 | 36340.4107 | 39602.3852 | 43078.5443
Scenario 5: High TRC ZEAS Phase In | SDG&E | Com | FoodServ | Com - Health | Energy Efficiency | Admin | 75573.9926 | 105608.4227 | 115961.4468 | 121284.9708 | 125513.6826 | 129277.8299 | 130272.5343 | 134116.6072 | 138800.0293 | 144932.8543 | 154125.0229 | 155634.0997 | 157752.1336
Scenario 5: High TRC ZEAS Phase In | SDG&E | Com | FoodServ | Com - Health | Energy Efficiency | Incentives | 6704.4786 | 9368.9648 | 10287.4263 | 10759.698 | 11134.8447 | 11468.778 | 11557.0235 | 11898.0471 | 12313.5326 | 12857.6001 | 13673.0603 | 13806.9351 | 13994.8348
Scenario 5: High TRC ZEAS Phase In | SDG&E | Com | FoodServ | Com - Health | Energy Efficiency | Incremental Measure Cost | 106816.6859 | 136333.2157 | 149591.9654 | 159248.1579 | 167713.5835 | 175798.0627 | 180194.4633 | 188845.6456 | 199013.9938 | 211697.0172 | 234759.5903 | 242325.0446 | 250140.6115
Scenario 5: High TRC ZEAS Phase In | SDG&E | Com | FoodServ | Com - Health | Fuel Substitution | Admin | 1633.8878 | 1949.2603 | 2291.5147 | 2651.331 | 3035.242 | 3432.5724 | 3827.8276 | 4224.8028 | 4628.4181 | 5032.8961 | 5445.9856 | 5870.1982 | 6319.3752
Scenario 5: High TRC ZEAS Phase In | SDG&E | Com | FoodServ | Com - Health | Fuel Substitution | Incentives | 341.4706 | 400.0614 | 461.5158 | 524.043 | 588.6156 | 655.231 | 724.1232 | 794.8183 | 867.1178 | 940.9124 | 1015.9057 | 1092.5389 | 1173.2385
Scenario 5: High TRC ZEAS Phase In | SDG&E | Com | FoodServ | Com - Health | Fuel Substitution | Incremental Measure Cost | 3267.7755 | 3898.5207 | 4593.8083 | 5315.5904 | 6085.7642 | 6906.4909 | 7782.6228 | 8711.3473 | 9692.6732 | 10727.4986 | 11814.5162 | 12961.2508 | 14201.1063
Scenario 5: High TRC ZEAS Phase In | SDG&E | Com | FoodServ | Com - Lodging | Energy Efficiency | Admin | 73142.1945 | 111183.7699 | 121094.5024 | 125690.9136 | 129194.6134 | 133283.7028 | 136962.0349 | 140534.7103 | 144249.5303 | 147752.0672 | 153086.872 | 156446.8816 | 159639.5862
Scenario 5: High TRC ZEAS Phase In | SDG&E | Com | FoodServ | Com - Lodging | Energy Efficiency | Incentives | 6488.6875 | 9863.5214 | 10742.7435 | 11150.508 | 11461.3342 | 11824.0923 | 12150.4105 | 12467.3556 | 12796.9108 | 13107.6335 | 13580.8892 | 13878.9657 | 14162.2015
Scenario 5: High TRC ZEAS Phase In | SDG&E | Com | FoodServ | Com - Lodging | Energy Efficiency | Incremental Measure Cost | 99069.6233 | 133377.2583 | 145478.8071 | 153883.7999 | 161150.5082 | 169435.5322 | 177443.3055 | 185574.4673 | 194180.5048 | 202773.8193 | 220295.3135 | 230341.4802 | 239743.9456
Scenario 5: High TRC ZEAS Phase In | SDG&E | Com | FoodServ | Com - Lodging | Fuel Substitution | Admin | 2149.6924 | 2546.1497 | 2966.5585 | 3408.5486 | 3874.9347 | 4349.531 | 4809.2002 | 5271.2698 | 5733.4051 | 6186.3318 | 6643.4553 | 7103.4155 | 7565.5315
Scenario 5: High TRC ZEAS Phase In | SDG&E | Com | FoodServ | Com - Lodging | Fuel Substitution | Incentives | 438.7104 | 509.954 | 582.9221 | 657.0602 | 732.6888 | 809.6692 | 888.097 | 967.7565 | 1048.4254 | 1130.0043 | 1212.1018 | 1294.4647 | 1376.9615
Scenario 5: High TRC ZEAS Phase In | SDG&E | Com | FoodServ | Com - Lodging | Fuel Substitution | Incremental Measure Cost | 4299.3849 | 5092.2994 | 5937.3351 | 6822.1208 | 7755.7668 | 8738.74 | 9774.0694 | 10861.4029 | 12000.1856 | 13191.1525 | 14431.5172 | 15719.8578 | 17056.0941
Scenario 5: High TRC ZEAS Phase In | SDG&E | Com | FoodServ | Com - Office (Large) | Energy Efficiency | Admin | 996.1302 | 1021.3994 | 1045.2128 | 1068.4301 | 1088.8667 | 1112.4511 | 1136.7448 | 1158.4309 | 1175.4239 | 1193.249 | 1209.804 | 1226.2197 | 1242.4132
Scenario 5: High TRC ZEAS Phase In | SDG&E | Com | FoodServ | Com - Office (Large) | Energy Efficiency | Incentives | 88.364 | 90.6055 | 92.7179 | 94.7775 | 96.5904 | 98.6825 | 100.8375 | 102.7612 | 104.2686 | 105.8498 | 107.3184 | 108.7746 | 110.2111
Scenario 5: High TRC ZEAS Phase In | SDG&E | Com | FoodServ | Com - Office (Large) | Energy Efficiency | Incremental Measure Cost | 1048.7262 | 1096.8362 | 1144.8565 | 1193.693 | 1240.8561 | 1293.0872 | 1347.7521 | 1400.933 | 1449.9129 | 1501.3386 | 1552.6113 | 1605.1521 | 1658.8768
Scenario 5: High TRC ZEAS Phase In | SDG&E | Com | FoodServ | Com - Office (Small) | Energy Efficiency | Admin | 409.3579 | 420.8125 | 431.7795 | 442.3085 | 452.3222 | 462.0794 | 471.4892 | 480.4325 | 489.023 | 497.2148 | 505.1029 | 512.7096 | 520.0522
Scenario 5: High TRC ZEAS Phase In | SDG&E | Com | FoodServ | Com - Office (Small) | Energy Efficiency | Incentives | 36.313 | 37.3291 | 38.302 | 39.236 | 40.1243 | 40.9898 | 41.8245 | 42.6178 | 43.3799 | 44.1066 | 44.8063 | 45.4811 | 46.1324
Scenario 5: High TRC ZEAS Phase In | SDG&E | Com | FoodServ | Com - Office (Small) | Energy Efficiency | Incremental Measure Cost | 430.9721 | 451.8922 | 472.9426 | 494.1648 | 515.4596 | 537.1103 | 559.009 | 581.0046 | 603.2213 | 625.5926 | 648.2278 | 671.1496 | 694.3765
Scenario 5: High TRC ZEAS Phase In | SDG&E | Com | FoodServ | Com - Other | Energy Efficiency | Admin | 230169.4565 | 274220.656 | 293764.8682 | 307476.8831 | 320366.1939 | 333876.1862 | 347294.7308 | 360470.914 | 373450.5203 | 386494.5358 | 408624.9585 | 423417.3426 | 436541.5144
Scenario 5: High TRC ZEAS Phase In | SDG&E | Com | FoodServ | Com - Other | Energy Efficiency | Incentives | 20419.2384 | 24327.2057 | 26061.0512 | 27277.4964 | 28420.9563 | 29619.4792 | 30809.8892 | 31978.7984 | 33130.2683 | 34287.452 | 36250.6636 | 37562.9369 | 38727.2282
Scenario 5: High TRC ZEAS Phase In | SDG&E | Com | FoodServ | Com - Other | Energy Efficiency | Incremental Measure Cost | 282597.3026 | 343213.326 | 374365.8251 | 399770.9271 | 424932.2304 | 451861.7944 | 479616.8574 | 508005.0462 | 537112.9288 | 567364.1823 | 637310.7524 | 679146.123 | 714954.1792
Scenario 5: High TRC ZEAS Phase In | SDG&E | Com | FoodServ | Com - Other | Fuel Substitution | Admin | 4452.6949 | 5330.9429 | 6304.3631 | 7301.3929 | 8359.7477 | 9470.5106 | 10620.6819 | 11802.895 | 12971.1966 | 14071.4511 | 15200.1174 | 16372.8904 | 17569.7496
Scenario 5: High TRC ZEAS Phase In | SDG&E | Com | FoodServ | Com - Other | Fuel Substitution | Incentives | 919.8539 | 1080.2621 | 1252.0667 | 1422.2433 | 1597.0184 | 1776.364 | 1960.5461 | 2149.2493 | 2342.15 | 2539.1038 | 2740.8126 | 2950.0434 | 3163.2274
Scenario 5: High TRC ZEAS Phase In | SDG&E | Com | FoodServ | Com - Other | Fuel Substitution | Incremental Measure Cost | 8905.3898 | 10661.8857 | 12680.7576 | 14688.8995 | 16820.9527 | 19081.8214 | 21479.8061 | 24017.1111 | 26695.7677 | 29519.7626 | 32503.685 | 35688.5989 | 39038.1593
Scenario 5: High TRC ZEAS Phase In | SDG&E | Com | FoodServ | Com - Restaurant | Energy Efficiency | Admin | 452557.0112 | 760220.8781 | 832856.7594 | 868294.267 | 903569.1968 | 937690.0338 | 972278.516 | 1006401.2812 | 1039213.6702 | 1071789.9217 | 1117307.8023 | 1151988.5463 | 1183681.2703
Scenario 5: High TRC ZEAS Phase In | SDG&E | Com | FoodServ | Com - Restaurant | Energy Efficiency | Incentives | 40148.063 | 67442.251 | 73886.0857 | 77029.8875 | 80159.2662 | 83186.2608 | 86254.7419 | 89281.9072 | 92192.8238 | 95082.7916 | 99120.7745 | 102197.4225 | 105009.0049
Scenario 5: High TRC ZEAS Phase In | SDG&E | Com | FoodServ | Com - Restaurant | Energy Efficiency | Incremental Measure Cost | 528580.6718 | 818201.8532 | 904614.1373 | 961650.038 | 1020420.2179 | 1079779.9975 | 1141744.3681 | 1205243.6988 | 1269234.6016 | 1335125.2836 | 1457479.7492 | 1539371.9718 | 1613753.981
Scenario 5: High TRC ZEAS Phase In | SDG&E | Com | FoodServ | Com - Restaurant | Fuel Substitution | Admin | 16862.6315 | 19912.3583 | 23167.1034 | 26538.3551 | 30078.3812 | 33675.2965 | 37164.5655 | 40703.4677 | 44205.4517 | 47566.518 | 50948.0476 | 54341.328 | 57790.2128
Scenario 5: High TRC ZEAS Phase In | SDG&E | Com | FoodServ | Com - Restaurant | Fuel Substitution | Incentives | 3404.9389 | 3944.7329 | 4501.0926 | 5057.5255 | 5622.1209 | 6194.7529 | 6776.1233 | 7364.9636 | 7960.0979 | 8560.8735 | 9164.4315 | 9769.1877 | 10382.8888
Scenario 5: High TRC ZEAS Phase In | SDG&E | Com | FoodServ | Com - Restaurant | Fuel Substitution | Incremental Measure Cost | 33725.263 | 39824.7166 | 46433.8971 | 53195.3672 | 60295.9506 | 67747.1293 | 75569.9305 | 83763.9275 | 92329.1126 | 101270.9237 | 110567.8864 | 120211.9074 | 130312.0838
Scenario 5: High TRC ZEAS Phase In | SDG&E | Com | FoodServ | Com - Retail | Energy Efficiency | Admin | 1009.0061 | 1014.2908 | 1019.2518 | 1016.8038 | 1000.0869 | 997.0715 | 986.7475 | 975.5948 | 966.9763 | 964.2786 | 961.6213 | 965.7666 | 973.4021
Scenario 5: High TRC ZEAS Phase In | SDG&E | Com | FoodServ | Com - Retail | Energy Efficiency | Incentives | 89.5068 | 89.9755 | 90.4156 | 90.1984 | 88.7155 | 88.4479 | 87.5321 | 86.5427 | 85.7782 | 85.5388 | 85.3031 | 85.6708 | 86.3481
Scenario 5: High TRC ZEAS Phase In | SDG&E | Com | FoodServ | Com - Retail | Energy Efficiency | Incremental Measure Cost | 1183.3448 | 1208.8989 | 1234.9712 | 1250.6747 | 1244.5676 | 1260.1525 | 1264.3257 | 1267.2114 | 1274.4634 | 1292.2366 | 1310.66 | 1342.0396 | 1380.959
Scenario 5: High TRC ZEAS Phase In | SDG&E | Com | FoodServ | Com - School | Energy Efficiency | Admin | 69851.9138 | 82718.3838 | 88760.2472 | 91980.0415 | 95193.2672 | 98242.3975 | 101233.7607 | 104224.829 | 107237.8613 | 110111.3638 | 118155.1768 | 122488.2642 | 125403.1589
Scenario 5: High TRC ZEAS Phase In | SDG&E | Com | FoodServ | Com - School | Energy Efficiency | Incentives | 6196.8205 | 7338.2584 | 7874.2559 | 8159.8952 | 8444.9517 | 8715.4507 | 8980.8248 | 9246.1728 | 9513.4692 | 9768.3873 | 10481.949 | 10866.3422 | 11124.9308
Scenario 5: High TRC ZEAS Phase In | SDG&E | Com | FoodServ | Com - School | Energy Efficiency | Incremental Measure Cost | 114868.8458 | 134167.0137 | 145220.0695 | 153561.646 | 162225.1541 | 170904.4707 | 179777.6224 | 188952.9971 | 198483.0659 | 208090.6915 | 239612.9009 | 256710.553 | 268544.8056
Scenario 5: High TRC ZEAS Phase In | SDG&E | Com | FoodServ | Com - School | Fuel Substitution | Admin | 733.8215 | 872.641 | 1028.5809 | 1185.5333 | 1352.1248 | 1525.7447 | 1702.4782 | 1874.7223 | 2050.9361 | 2238.0976 | 2437.4105 | 2646.1114 | 2864.0722
Scenario 5: High TRC ZEAS Phase In | SDG&E | Com | FoodServ | Com - School | Fuel Substitution | Incentives | 154.1801 | 179.9275 | 207.8288 | 234.9871 | 262.8615 | 291.5086 | 321.033 | 351.4194 | 382.7352 | 416.6167 | 452.5205 | 489.9504 | 528.878
Scenario 5: High TRC ZEAS Phase In | SDG&E | Com | FoodServ | Com - School | Fuel Substitution | Incremental Measure Cost | 1467.6429 | 1745.2821 | 2073.2647 | 2390.1504 | 2726.5591 | 3083.9504 | 3464.3904 | 3868.7312 | 4298.8224 | 4775.345 | 5294.0563 | 5850.8278 | 6447.0564
Scenario 5: High TRC ZEAS Phase In | SDG&E | Com | HVAC | Com - College | Energy Efficiency | Admin | 2749.2152 | 2936.7244 | 3129.9836 | 3407.9259 | 3580.6171 | 3856.9506 | 4139.674 | 4384.9882 | 4636.0453 | 4904.9531 | 5132.967 | 5650.4803 | 5906.0608
Scenario 5: High TRC ZEAS Phase In | SDG&E | Com | HVAC | Com - College | Energy Efficiency | Incentives | 347.8846 | 378.7034 | 410.8119 | 446.1046 | 480.0566 | 517.6467 | 556.6225 | 595.8923 | 636.4627 | 678.6426 | 720.9458 | 772.0006 | 817.7995
Scenario 5: High TRC ZEAS Phase In | SDG&E | Com | HVAC | Com - College | Energy Efficiency | Incremental Measure Cost | 21703.8287 | 24092.6968 | 26642.4649 | 29519.2426 | 32354.0763 | 1243.2278 | 1336.8355 | 1431.1495 | 1528.587 | 1629.8902 | 1731.4896 | 1854.1073 | 1964.1021
Scenario 5: High TRC ZEAS Phase In | SDG&E | Com | HVAC | Com - College | Fuel Substitution | Admin | 0.2747 | 0.30375 | 0.33376 | 0.36478 | 0 | 0 | 0 | 0 | 0 | 0 | 0 | 0 | 0
Scenario 5: High TRC ZEAS Phase In | SDG&E | Com | HVAC | Com - College | Fuel Substitution | Incentives | 0.759 | 0.83928 | 0.92218 | 1.0079 | 0 | 0 | 0 | 0 | 0 | 0 | 0 | 0 | 0
Scenario 5: High TRC ZEAS Phase In | SDG&E | Com | HVAC | Com - College | Fuel Substitution | Incremental Measure Cost | 1.0605 | 1.1961 | 1.3405 | 1.4944 | 0 | 0 | 0 | 0 | 0 | 0 | 0 | 0 | 0
Scenario 5: High TRC ZEAS Phase In | SDG&E | Com | HVAC | Com - Grocery | Energy Efficiency | Admin | 3557.2184 | 3878.0469 | 4198.2666 | 3292.4858 | 3186.7659 | 3423.0795 | 3668.6009 | 3910.3753 | 4125.355 | 4371.1473 | 4606.3897 | 4852.9947 | 5121.7911
Scenario 5: High TRC ZEAS Phase In | SDG&E | Com | HVAC | Com - Grocery | Energy Efficiency | Incentives | 3798.9965 | 4227.1656 | 4671.0679 | 3636.5308 | 3556.0538 | 3895.3612 | 4257.3811 | 4627.9051 | 4979.4732 | 5380.7969 | 5783.0159 | 6213.5436 | 6687.6517
Scenario 5: High TRC ZEAS Phase In | SDG&E | Com | HVAC | Com - Grocery | Energy Efficiency | Incremental Measure Cost | 9124.018 | 10152.3481 | 11218.4643 | 8733.8253 | 8540.5445 | 9355.4563 | 10224.9163 | 11114.8007 | 11959.1589 | 12923.0147 | 13889.0206 | 14923.0154 | 16061.6767
Scenario 5: High TRC ZEAS Phase In | SDG&E | Com | HVAC | Com - Grocery | Fuel Substitution | Admin | 28.4906 | 31.9085 | 35.5217 | 39.3641 | 0 | 0 | 0 | 0 | 0 | 0 | 0 | 0 | 0
Scenario 5: High TRC ZEAS Phase In | SDG&E | Com | HVAC | Com - Grocery | Fuel Substitution | Incentives | 136.323 | 150.5893 | 165.3209 | 180.665 | 0 | 0 | 0 | 0 | 0 | 0 | 0 | 0 | 0
Scenario 5: High TRC ZEAS Phase In | SDG&E | Com | HVAC | Com - Grocery | Fuel Substitution | Incremental Measure Cost | 62.3626 | 70.2069 | 78.5563 | 87.483 | 0 | 0 | 0 | 0 | 0 | 0 | 0 | 0 | 0
Scenario 5: High TRC ZEAS Phase In | SDG&E | Com | HVAC | Com - Health | Energy Efficiency | Admin | 27517.8126 | 28995.658 | 30552.7128 | 32704.8453 | 34164.8273 | 35379.5048 | 34654.7639 | 36163.1635 | 20480.4503 | 21125.8978 | 24020.203 | 22551.7616 | 21997.9934
Scenario 5: High TRC ZEAS Phase In | SDG&E | Com | HVAC | Com - Health | Energy Efficiency | Incentives | 21110.5136 | 22920.1548 | 24879.7979 | 27394.1096 | 29475.9358 | 31452.1493 | 31898.5798 | 34257.7072 | 18834.0891 | 18322.9133 | 21175.0322 | 20506.0151 | 20581.5036
Scenario 5: High TRC ZEAS Phase In | SDG&E | Com | HVAC | Com - Health | Energy Efficiency | Incremental Measure Cost | 83082.3062 | 91015.5453 | 99561.3531 | 110031.337 | 119282.0786 | 75538.3622 | 76610.5506 | 82276.4469 | 45233.6732 | 44005.9866 | 50855.8965 | 49249.1238 | 49430.424
Scenario 5: High TRC ZEAS Phase In | SDG&E | Com | HVAC | Com - Health | Fuel Substitution | Admin | 2.4001 | 2.6595 | 4.3657 | 4.8027 | 0 | 0 | 0 | 0 | 0 | 0 | 0 | 0 | 0
Scenario 5: High TRC ZEAS Phase In | SDG&E | Com | HVAC | Com - Health | Fuel Substitution | Incentives | 6.6737 | 7.3849 | 12.0921 | 13.2901 | 0 | 0 | 0 | 0 | 0 | 0 | 0 | 0 | 0
Scenario 5: High TRC ZEAS Phase In | SDG&E | Com | HVAC | Com - Health | Fuel Substitution | Incremental Measure Cost | 7.2976 | 8.2376 | 16.0666 | 18.0339 | 0 | 0 | 0 | 0 | 0 | 0 | 0 | 0 | 0
Scenario 5: High TRC ZEAS Phase In | SDG&E | Com | HVAC | Com - Lodging | Energy Efficiency | Admin | 28089.1327 | 30396.2108 | 32232.6321 | 34050.9568 | 35546.3377 | 37303.505 | 29883.021 | 30990.063 | 6621.1997 | 6328.234 | 6599.6152 | 6751.4604 | 6963.6043
Scenario 5: High TRC ZEAS Phase In | SDG&E | Com | HVAC | Com - Lodging | Energy Efficiency | Incentives | 27347.6059 | 31918.7348 | 35393.9629 | 38584.2636 | 41546.7469 | 44963.2569 | 36720.7319 | 39382.5229 | 8158.4105 | 7034.3898 | 7658.9867 | 8037.2344 | 8494.4087
Scenario 5: High TRC ZEAS Phase In | SDG&E | Com | HVAC | Com - Lodging | Energy Efficiency | Incremental Measure Cost | 81935.6824 | 94530.3635 | 104593.9838 | 114217.8212 | 123179.5506 | 107987.8756 | 88191.8727 | 94584.6738 | 19593.9859 | 16894.4349 | 18394.524 | 19302.9583 | 20400.9499
Scenario 5: High TRC ZEAS Phase In | SDG&E | Com | HVAC | Com - Lodging | Fuel Substitution | Admin | 12.0727 | 13.3696 | 14.7199 | 16.129 | 0 | 0 | 0 | 0 | 0 | 0 | 0 | 0 | 0
Scenario 5: High TRC ZEAS Phase In | SDG&E | Com | HVAC | Com - Lodging | Fuel Substitution | Incentives | 34.1723 | 37.7978 | 41.565 | 45.4887 | 0 | 0 | 0 | 0 | 0 | 0 | 0 | 0 | 0
Scenario 5: High TRC ZEAS Phase In | SDG&E | Com | HVAC | Com - Lodging | Fuel Substitution | Incremental Measure Cost | 42.5979 | 48.0526 | 49.8281 | 55.5905 | 1.9927 | 0 | 0 | 0 | 0 | 0 | 0 | 0 | 0
Scenario 5: High TRC ZEAS Phase In | SDG&E | Com | HVAC | Com - Office (Large) | Energy Efficiency | Admin | 107.5478 | 114.0045 | 120.3779 | 35853.5502 | 56353.3814 | 60486.7063 | 146.1912 | 152.5779 | 158.1759 | 163.9094 | 169.3932 | 174.8134 | 180.1407
Scenario 5: High TRC ZEAS Phase In | SDG&E | Com | HVAC | Com - Office (Large) | Energy Efficiency | Incentives | 138.2474 | 149.4781 | 160.9913 | 43556.6809 | 69819.9643 | 76439.3478 | 211.6302 | 225.2933 | 238.2303 | 251.803 | 265.4318 | 279.4035 | 293.6765
Scenario 5: High TRC ZEAS Phase In | SDG&E | Com | HVAC | Com - Office (Large) | Energy Efficiency | Incremental Measure Cost | 115233.0827 | 127211.2701 | 139811.3873 | 257404.667 | 334141.1906 | 183583.738 | 508.2705 | 541.085 | 572.1557 | 604.753 | 637.4853 | 671.0411 | 705.3203
Scenario 5: High TRC ZEAS Phase In | SDG&E | Com | HVAC | Com - Office (Small) | Energy Efficiency | Admin | 2029.3954 | 2185.1617 | 2342.0117 | 2500.4078 | 2654.8572 | 2815.0226 | 2975.2975 | 3128.1732 | 3277.798 | 3420.379 | 3559.493 | 3695.1558 | 3827.0885
Scenario 5: High TRC ZEAS Phase In | SDG&E | Com | HVAC | Com - Office (Small) | Energy Efficiency | Incentives | 341.8089 | 370.8938 | 400.9111 | 431.8407 | 463.5213 | 496.237 | 529.7999 | 563.9662 | 598.8308 | 634.2395 | 670.2817 | 706.9237 | 744.1283
Scenario 5: High TRC ZEAS Phase In | SDG&E | Com | HVAC | Com - Office (Small) | Energy Efficiency | Incremental Measure Cost | 820.9196 | 890.7724 | 962.8649 | 1037.1481 | 1113.2351 | 1191.8083 | 1272.4159 | 1354.4728 | 1438.2069 | 1523.2477 | 1609.8098 | 1697.8128 | 1787.1666
Scenario 5: High TRC ZEAS Phase In | SDG&E | Com | HVAC | Com - Other | Energy Efficiency | Admin | 47983.9689 | 52679.6275 | 57585.9559 | 62724.5673 | 67214.8336 | 76027.0242 | 82511.6231 | 88143.5185 | 89104.6238 | 88888.6746 | 97476.8934 | 102448.8675 | 107612.299
Scenario 5: High TRC ZEAS Phase In | SDG&E | Com | HVAC | Com - Other | Energy Efficiency | Incentives | 4781.0615 | 5317.2392 | 5895.2322 | 6519.9203 | 7125.0842 | 18961.8856 | 23617.986 | 26021.9775 | 12167.3491 | 116.4671 | 8067.4066 | 8668.7231 | 9320.2656
Scenario 5: High TRC ZEAS Phase In | SDG&E | Com | HVAC | Com - Other | Energy Efficiency | Incremental Measure Cost | 11482.6352 | 12770.3687 | 14158.5295 | 15658.8377 | 17112.2548 | 45540.601 | 56723.1181 | 62496.7643 | 29222.22 | 279.7181 | 19375.4226 | 20819.5993 | 22384.4033
Scenario 5: High TRC ZEAS Phase In | SDG&E | Com | HVAC | Com - Other | Fuel Substitution | Admin | 11.5956 | 12.8436 | 37.7247 | 41.4976 | 0 | 0 | 0 | 0 | 0 | 0 | 0 | 0 | 0
Scenario 5: High TRC ZEAS Phase In | SDG&E | Com | HVAC | Com - Other | Fuel Substitution | Incentives | 32.0494 | 35.4868 | 104.2325 | 114.657 | 0 | 0 | 0 | 0 | 0 | 0 | 0 | 0 | 0
Scenario 5: High TRC ZEAS Phase In | SDG&E | Com | HVAC | Com - Other | Fuel Substitution | Incremental Measure Cost | 41.3792 | 46.7653 | 171.2559 | 192.2885 | 0 | 0 | 0 | 0 | 0 | 0 | 0 | 0 | 0
Scenario 5: High TRC ZEAS Phase In | SDG&E | Com | HVAC | Com - Restaurant | Energy Efficiency | Admin | 23682.5551 | 28482.1773 | 32095.4176 | 35996.0198 | 40587.4538 | 45207.3648 | 50156.5914 | 55468.6622 | 61101.7613 | 67141.1692 | 73612.8121 | 80516.3875 | 87847.0275
Scenario 5: High TRC ZEAS Phase In | SDG&E | Com | HVAC | Com - Restaurant | Energy Efficiency | Incentives | 21800.6362 | 26304.9355 | 30256.7292 | 34635.902 | 40054.6087 | 45581.8598 | 51615.6488 | 58261.2246 | 65509.123 | 73475.8344 | 82225.3311 | 91797.3417 | 102227.4826
Scenario 5: High TRC ZEAS Phase In | SDG&E | Com | HVAC | Com - Restaurant | Energy Efficiency | Incremental Measure Cost | 52358.4045 | 63176.3421 | 72667.3319 | 83184.7542 | 96198.8165 | 109473.5689 | 123964.8691 | 139925.4926 | 157332.7092 | 176466.2931 | 197479.8854 | 220468.9028 | 245518.8845
Scenario 5: High TRC ZEAS Phase In | SDG&E | Com | HVAC | Com - Restaurant | Fuel Substitution | Admin | 0.046396 | 0.051154 | 0.05603 | 0.061032 | 0 | 0 | 0 | 0 | 0 | 0 | 0 | 0 | 0
Scenario 5: High TRC ZEAS Phase In | SDG&E | Com | HVAC | Com - Restaurant | Fuel Substitution | Incentives | 0.12819 | 0.14134 | 0.15481 | 0.16863 | 0 | 0 | 0 | 0 | 0 | 0 | 0 | 0 | 0
Scenario 5: High TRC ZEAS Phase In | SDG&E | Com | HVAC | Com - Restaurant | Fuel Substitution | Incremental Measure Cost | 0.16775 | 0.18865 | 0.21077 | 0.23417 | 0 | 0 | 0 | 0 | 0 | 0 | 0 | 0 | 0
Scenario 5: High TRC ZEAS Phase In | SDG&E | Com | HVAC | Com - Retail | Energy Efficiency | Admin | 14962.2305 | 15907.5752 | 16878.3979 | 17611.353 | 18415.6642 | 19344.2989 | 9005.8802 | 9309.8018 | 335.7159 | 158.7343 | 102.4535 | 72.9166 | 56.7521
Scenario 5: High TRC ZEAS Phase In | SDG&E | Com | HVAC | Com - Retail | Energy Efficiency | Incentives | 20913.6386 | 22990.4544 | 25186.2234 | 27239.762 | 29455.9627 | 31886.0741 | 19909.9113 | 21440.0734 | 320.879 | 58.207 | 60.8076 | 63.392 | 65.9566
Scenario 5: High TRC ZEAS Phase In | SDG&E | Com | HVAC | Com - Retail | Energy Efficiency | Incremental Measure Cost | 71519.3593 | 78503.4989 | 85875.5924 | 92941.5428 | 100347.9306 | 76580.5158 | 47817.4664 | 51492.4438 | 770.6524 | 139.7953 | 146.0411 | 152.2481 | 158.4073
Scenario 5: High TRC ZEAS Phase In | SDG&E | Com | HVAC | Com - Retail | Fuel Substitution | Admin | 0.75565 | 1.0409 | 1.1398 | 1.2417 | 0 | 0 | 0 | 0 | 0 | 0 | 0 | 0 | 0
Scenario 5: High TRC ZEAS Phase In | SDG&E | Com | HVAC | Com - Retail | Fuel Substitution | Incentives | 2.0879 | 2.876 | 3.1494 | 3.431 | 0 | 0 | 0 | 0 | 0 | 0 | 0 | 0 | 0
Scenario 5: High TRC ZEAS Phase In | SDG&E | Com | HVAC | Com - Retail | Fuel Substitution | Incremental Measure Cost | 2.8873 | 4.4532 | 4.9757 | 5.5303 | 0 | 0 | 0 | 0 | 0 | 0 | 0 | 0 | 0
Scenario 5: High TRC ZEAS Phase In | SDG&E | Com | HVAC | Com - School | Energy Efficiency | Admin | 24791.2439 | 25266.7963 | 25591.911 | 25797.1746 | 28469.0882 | 28636.7385 | 28784.6143 | 28998.222 | 29255.7571 | 30296.8736 | 31398.1873 | 32478.0073 | 33507.7713
Scenario 5: High TRC ZEAS Phase In | SDG&E | Com | HVAC | Com - School | Energy Efficiency | Incentives | 23150.3763 | 24131.0078 | 25022.4094 | 25843.0814 | 31162.9981 | 32186.0597 | 33217.0603 | 34346.7205 | 35375.3875 | 37208.4798 | 39232.3303 | 41305.6129 | 43392.9291
Scenario 5: High TRC ZEAS Phase In | SDG&E | Com | HVAC | Com - School | Energy Efficiency | Incremental Measure Cost | 119195.0303 | 128696.1871 | 138467.9337 | 148569.3894 | 170113.6303 | 77300.9886 | 79777.134 | 82490.2294 | 84960.7704 | 89363.2928 | 94223.9574 | 99203.3427 | 104216.4326
Scenario 5: High TRC ZEAS Phase In | SDG&E | Com | HVAC | Com - School | Fuel Substitution | Admin | 0.074752 | 0.081165 | 0.087562 | 0.54797 | 0 | 0 | 0 | 0 | 0 | 0 | 0 | 0 | 0
Scenario 5: High TRC ZEAS Phase In | SDG&E | Com | HVAC | Com - School | Fuel Substitution | Incentives | 0.20654 | 0.22426 | 0.24193 | 1.5141 | 0 | 0 | 0 | 0 | 0 | 0 | 0 | 0 | 0
Scenario 5: High TRC ZEAS Phase In | SDG&E | Com | HVAC | Com - School | Fuel Substitution | Incremental Measure Cost | 0.29921 | 0.33137 | 0.36464 | 2.5185 | 0 | 0 | 0 | 0 | 0 | 0 | 0 | 0 | 0
Scenario 5: High TRC ZEAS Phase In | SDG&E | Com | HVAC | Com - Warehouse | Energy Efficiency | Admin | 11.4345 | 12.2294 | 13.032 | 13.8683 | 14.6671 | 15.5002 | 16.3146 | 17.1288 | 2.6116 | 0 | 0 | 0 | 0
Scenario 5: High TRC ZEAS Phase In | SDG&E | Com | HVAC | Com - Warehouse | Energy Efficiency | Incentives | 22.9104 | 24.9933 | 27.1661 | 29.4877 | 31.8099 | 34.2891 | 36.8123 | 39.4225 | 6.1309 | 0 | 0 | 0 | 0
Scenario 5: High TRC ZEAS Phase In | SDG&E | Com | HVAC | Com - Warehouse | Energy Efficiency | Incremental Measure Cost | 55.0237 | 60.0261 | 65.2445 | 70.8203 | 76.3975 | 82.3517 | 88.4118 | 94.6808 | 14.7245 | 0 | 0 | 0 | 0
Scenario 5: High TRC ZEAS Phase In | SDG&E | Com | HVAC | Com - Warehouse | Fuel Substitution | Admin | 4.813 | 5.3643 | 5.9414 | 6.6575 | 0 | 0 | 0 | 0 | 0 | 0 | 0 | 0 | 0
Scenario 5: High TRC ZEAS Phase In | SDG&E | Com | HVAC | Com - Warehouse | Fuel Substitution | Incentives | 13.506 | 15.0298 | 16.6213 | 18.5924 | 0 | 0 | 0 | 0 | 0 | 0 | 0 | 0 | 0
Scenario 5: High TRC ZEAS Phase In | SDG&E | Com | HVAC | Com - Warehouse | Fuel Substitution | Incremental Measure Cost | 12.9716 | 14.7256 | 16.6125 | 19.3011 | 0 | 0 | 0 | 0 | 0 | 0 | 0 | 0 | 0
Scenario 5: High TRC ZEAS Phase In | SDG&E | Com | Lighting | Com - Grocery | Energy Efficiency | Admin | 5826.8207 | 5970.0306 | 6103.6545 | 6246.0573 | 6364.5998 | 6505.7089 | 6645.5058 | 6778.9084 | 6897.5606 | 7024.2682 | 7143.9084 | 1524.0541 | 0
Scenario 5: High TRC ZEAS Phase In | SDG&E | Com | Lighting | Com - Grocery | Energy Efficiency | Incentives | 16579.8401 | 17327.0813 | 18069.2018 | 18860.5851 | 19602.9067 | 20438.2717 | 21295.0053 | 22156.9334 | 22995.6441 | 23886.4336 | 24779.1428 | 5392.0133 | 0
Scenario 5: High TRC ZEAS Phase In | SDG&E | Com | Lighting | Com - Grocery | Energy Efficiency | Incremental Measure Cost | 17570.4909 | 18362.38 | 19148.8424 | 19987.5112 | 20774.1867 | 21659.465 | 22567.3888 | 23480.8173 | 24369.6413 | 25313.6557 | 26259.7045 | 5714.1879 | 0
Scenario 5: High TRC ZEAS Phase In | SDG&E | Com | Lighting | Com - Health | Energy Efficiency | Admin | 30024.0558 | 30188.5401 | 30379.0945 | 30793.4375 | 30942.8581 | 31008.5629 | 30434.884 | 30603.4145 | 30991.7126 | 31720.4714 | 32680.9998 | 32327.0574 | 32244.9649
Scenario 5: High TRC ZEAS Phase In | SDG&E | Com | Lighting | Com - Health | Energy Efficiency | Incentives | 102983.2118 | 105459.0654 | 108093.6099 | 111594.9404 | 114242.7508 | 116650.9376 | 116709.0942 | 119581.8367 | 123390.9804 | 128672.1521 | 135066.5045 | 136204.2637 | 138492.2569
Scenario 5: High TRC ZEAS Phase In | SDG&E | Com | Lighting | Com - Health | Energy Efficiency | Incremental Measure Cost | 109136.4919 | 111760.2785 | 114552.2379 | 118262.7741 | 121068.7919 | 123620.8687 | 123682.5001 | 126726.89 | 130763.6312 | 136360.3547 | 143136.7717 | 144342.5124 | 146767.2138
Scenario 5: High TRC ZEAS Phase In | SDG&E | Com | Lighting | Com - Refrig. Warehouse | Energy Efficiency | Admin | 47.7958 | 48.1745 | 48.5775 | 48.6901 | 48.9894 | 49.3505 | 49.8296 | 50.3155 | 50.9069 | 51.447 | 52.0914 | 52.7856 | 53.4732
Scenario 5: High TRC ZEAS Phase In | SDG&E | Com | Lighting | Com - Refrig. Warehouse | Energy Efficiency | Incentives | 112.0404 | 114.9452 | 117.9939 | 120.4332 | 123.3948 | 126.5939 | 130.185 | 133.8979 | 137.9983 | 142.0798 | 146.5675 | 151.3271 | 156.2077
Scenario 5: High TRC ZEAS Phase In | SDG&E | Com | Lighting | Com - Refrig. Warehouse | Energy Efficiency | Incremental Measure Cost | 118.7348 | 121.8132 | 125.044 | 127.6291 | 130.7677 | 134.1579 | 137.9636 | 141.8983 | 146.2437 | 150.5691 | 155.3249 | 160.3689 | 165.5412
Scenario 5: High TRC ZEAS Phase In | SDG&E | Com | Lighting | Com - Restaurant | Energy Efficiency | Admin | 3983.1998 | 4369.8603 | 4472.3419 | 4573.2358 | 8629.9332 | 9338.2459 | 9432.6302 | 9524.2059 | 9605.1607 | 9687.6232 | 9773.3558 | 9860.7145 | 9948.192
Scenario 5: High TRC ZEAS Phase In | SDG&E | Com | Lighting | Com - Restaurant | Energy Efficiency | Incentives | 14361.9981 | 16071.2809 | 16777.1471 | 17498.7439 | 37775.0921 | 42010.3464 | 43241.5892 | 44490.5903 | 45721.6039 | 46991.416 | 48310.6884 | 49673.5773 | 51074.1249
Scenario 5: High TRC ZEAS Phase In | SDG&E | Com | Lighting | Com - Restaurant | Energy Efficiency | Incremental Measure Cost | 15220.1321 | 17031.5451 | 17779.587 | 18544.2995 | 40032.166 | 44520.4782 | 45825.2881 | 47148.9174 | 48453.4845 | 49799.1683 | 51197.2676 | 52641.5895 | 54125.8203
Scenario 5: High TRC ZEAS Phase In | SDG&E | Com | Lighting | Com - Retail | Energy Efficiency | Admin | 56604.0081 | 55985.0608 | 55437.7398 | 54820.4048 | 54020.9069 | 53500.3468 | 52907.4933 | 52340.7845 | 51842.9635 | 51453.0641 | 51086.353 | 50825.8034 | 50624.5567
Scenario 5: High TRC ZEAS Phase In | SDG&E | Com | Lighting | Com - Retail | Energy Efficiency | Incentives | 228701.783 | 230378.3597 | 232353.6462 | 234053.1939 | 234981.892 | 237086.1363 | 238884.9642 | 240800.7441 | 243034.7525 | 245786.8862 | 248681.2876 | 252128.0131 | 255924.4811
Scenario 5: High TRC ZEAS Phase In | SDG&E | Com | Lighting | Com - Retail | Energy Efficiency | Incremental Measure Cost | 242366.7882 | 244143.5409 | 246236.8514 | 248037.9476 | 249022.1357 | 251252.1093 | 253158.4178 | 255188.6661 | 257556.1572 | 260472.7318 | 263540.0746 | 267192.7431 | 271216.0513
Scenario 5: High TRC ZEAS Phase In | SDG&E | Com | Lighting | Com - Warehouse | Energy Efficiency | Admin | 0 | 0 | 0 | 0 | 0 | 0 | 0 | 0 | 0 | 0 | 0 | 0 | 0
Scenario 5: High TRC ZEAS Phase In | SDG&E | Com | Lighting | Com - Warehouse | Energy Efficiency | Incentives | 0 | 0 | 0 | 0 | 0 | 0 | 0 | 0 | 0 | 0 | 0 | 0 | 0
Scenario 5: High TRC ZEAS Phase In | SDG&E | Com | Lighting | Com - Warehouse | Energy Efficiency | Incremental Measure Cost | 0 | 0 | 0 | 0 | 0 | 0 | 0 | 0 | 0 | 0 | 0 | 0 | 0
Scenario 5: High TRC ZEAS Phase In | SDG&E | Com | WaterHeat | Com - College | Energy Efficiency | Admin | 63060.3111 | 64280.9968 | 61790.9632 | 62942.0039 | 63908.5377 | 65049.6779 | 45718.5456 | 46297.6808 | 11639.766 | 12353.939 | 13066.1963 | 13916.3774 | 14680.181
Scenario 5: High TRC ZEAS Phase In | SDG&E | Com | WaterHeat | Com - College | Energy Efficiency | Incentives | 0.015205 | 0.015499 | 0.014899 | 0.015177 | 0.01541 | 0.015685 | 0.011024 | 0.011163 | 0.0028063 | 0.0029785 | 0.0031502 | 0.0033552 | 0.0035394
Scenario 5: High TRC ZEAS Phase In | SDG&E | Com | WaterHeat | Com - College | Energy Efficiency | Incremental Measure Cost | 45627.5271 | 47600.1187 | 47371.6184 | 49488.3805 | 51401.5661 | 33909.2347 | 17467.7797 | 17905.495 | 2305.8548 | 2494.1962 | 2688.7391 | 2918.7489 | 3138.5389
Scenario 5: High TRC ZEAS Phase In | SDG&E | Com | WaterHeat | Com - College | Fuel Substitution | Admin | 91413.3509 | 103083.088 | 134539.3224 | 119333.8899 | 92240.9087 | 102319.6297 | 44812.5799 | 51860.7842 | 58802.9136 | 65710.9007 | 71477.1444 | 76409.916 | 80724.1255
Scenario 5: High TRC ZEAS Phase In | SDG&E | Com | WaterHeat | Com - College | Fuel Substitution | Incentives | 16883.1414 | 18735.308 | 26921.1457 | 24295.6889 | 19587.5987 | 21572.2513 | 18263.2536 | 20718.2703 | 23028.7336 | 25227.7711 | 26902.2764 | 28194.076 | 29201.2385
Scenario 5: High TRC ZEAS Phase In | SDG&E | Com | WaterHeat | Com - College | Fuel Substitution | Incremental Measure Cost | 288524.599 | 326257.9356 | 404167.9999 | 389416.8211 | 351551.7068 | 220756.0846 | 99152.1906 | 114675.8483 | 117605.8271 | 131421.8015 | 142954.2889 | 152819.832 | 161448.251
Scenario 5: High TRC ZEAS Phase In | SDG&E | Com | WaterHeat | Com - Grocery | Energy Efficiency | Admin | 33669.7416 | 35959.9714 | 64558.7607 | 66740.6024 | 68870.7531 | 71359.851 | 69479.5507 | 71726.1588 | 48901.8879 | 51483.2046 | 54085.9524 | 56749.6024 | 59496.4381
Scenario 5: High TRC ZEAS Phase In | SDG&E | Com | WaterHeat | Com - Grocery | Energy Efficiency | Incentives | 0.008118 | 0.0086702 | 0.015566 | 0.016092 | 0.016606 | 0.017206 | 0.016752 | 0.017294 | 0.01179 | 0.012413 | 0.01304 | 0.013682 | 0.014345
Scenario 5: High TRC ZEAS Phase In | SDG&E | Com | WaterHeat | Com - Grocery | Energy Efficiency | Incremental Measure Cost | 7642.5049 | 8135.5045 | 19275.7636 | 19937.6759 | 20596.5815 | 19263.7048 | 17668.9497 | 18214.9658 | 7364.1666 | 7838.2439 | 8330.7144 | 8847.7709 | 9393.5511
Scenario 5: High TRC ZEAS Phase In | SDG&E | Com | WaterHeat | Com - Grocery | Fuel Substitution | Admin | 6001.9659 | 6680.075 | 7384.6191 | 8127.9024 | 8910.7776 | 9739.1683 | 0 | 0 | 0 | 0 | 0 | 0 | 0
Scenario 5: High TRC ZEAS Phase In | SDG&E | Com | WaterHeat | Com - Grocery | Fuel Substitution | Incentives | 905.0118 | 987.5109 | 1070.258 | 1154.8849 | 1241.2969 | 1330.0922 | 0 | 0 | 0 | 0 | 0 | 0 | 0
Scenario 5: High TRC ZEAS Phase In | SDG&E | Com | WaterHeat | Com - Grocery | Fuel Substitution | Incremental Measure Cost | 12003.9319 | 13360.15 | 14769.2381 | 16255.8048 | 17821.5552 | 19478.3365 | 0 | 0 | 0 | 0 | 0 | 0 | 0
Scenario 5: High TRC ZEAS Phase In | SDG&E | Com | WaterHeat | Com - Health | Energy Efficiency | Admin | 155544.0233 | 163048.1907 | 159796.8875 | 166498.4897 | 172208.5289 | 177581.5692 | 115488.8414 | 119923.5177 | 78328.8574 | 84089.594 | 90577.6353 | 94103.4742 | 98227.6812
Scenario 5: High TRC ZEAS Phase In | SDG&E | Com | WaterHeat | Com - Health | Energy Efficiency | Incentives | 0.037504 | 0.039313 | 0.038529 | 0.040145 | 0.041522 | 0.042817 | 0.027845 | 0.028915 | 0.018885 | 0.020274 | 0.021838 | 0.022688 | 0.023683
Scenario 5: High TRC ZEAS Phase In | SDG&E | Com | WaterHeat | Com - Health | Energy Efficiency | Incremental Measure Cost | 73760.0721 | 77689.6584 | 77863.5339 | 81807.3684 | 85223.947 | 55328.4349 | 27267.3707 | 28266.9944 | 8165.901 | 8924.0131 | 9786.245 | 10358.662 | 11015.8721
Scenario 5: High TRC ZEAS Phase In | SDG&E | Com | WaterHeat | Com - Health | Fuel Substitution | Admin | 145689.9682 | 164739.5614 | 212295.3497 | 194440.2097 | 159557.0395 | 177305.0304 | 64265.9192 | 74774.248 | 84956.4218 | 95331.9868 | 104145.9793 | 111631.9031 | 118178.083
Scenario 5: High TRC ZEAS Phase In | SDG&E | Com | WaterHeat | Com - Health | Fuel Substitution | Incentives | 47108.7339 | 52393.7455 | 74883.8705 | 69255.2252 | 58163.8076 | 64227.185 | 50681.5652 | 57805.9849 | 64384.627 | 70826.9508 | 75854.8301 | 79710.2581 | 82727.6441
Scenario 5: High TRC ZEAS Phase In | SDG&E | Com | WaterHeat | Com - Health | Fuel Substitution | Incremental Measure Cost | 437938.6421 | 496390.3717 | 612834.7379 | 599522.7556 | 553208.3651 | 449238.1147 | 240914.3283 | 226665.9535 | 169912.8436 | 190663.9736 | 208291.9585 | 223263.8063 | 236356.166
Scenario 5: High TRC ZEAS Phase In | SDG&E | Com | WaterHeat | Com - Lodging | Energy Efficiency | Admin | 568291.5522 | 575379.4672 | 571686.8167 | 582482.515 | 588155.0304 | 597520.206 | 92299.3956 | 92421.0445 | 18142.841 | 19056.5953 | 19944.3398 | 20836.7755 | 21756.8315
Scenario 5: High TRC ZEAS Phase In | SDG&E | Com | WaterHeat | Com - Lodging | Energy Efficiency | Incentives | 0.13703 | 0.13874 | 0.13785 | 0.14045 | 0.14182 | 0.14408 | 0.022255 | 0.022284 | 0.0043742 | 0.0045945 | 0.0048086 | 0.0050237 | 0.0052456
Scenario 5: High TRC ZEAS Phase In | SDG&E | Com | WaterHeat | Com - Lodging | Energy Efficiency | Incremental Measure Cost | 429813.3899 | 442154.8095 | 451791.7457 | 467659.615 | 480242.864 | 301437.6335 | 112180.5966 | 113372.1271 | 1832.7853 | 1948.7589 | 2066.0771 | 2187.6779 | 2315.9497
Scenario 5: High TRC ZEAS Phase In | SDG&E | Com | WaterHeat | Com - Lodging | Fuel Substitution | Admin | 166592.9439 | 187075.0227 | 236841.7319 | 217817.3952 | 181263.0889 | 199883.8315 | 66098.384 | 76445.4401 | 86146.0473 | 96040.0723 | 104201.082 | 111076.3397 | 117042.7457
Scenario 5: High TRC ZEAS Phase In | SDG&E | Com | WaterHeat | Com - Lodging | Fuel Substitution | Incentives | 63039.8916 | 69678.8613 | 97791.4719 | 90340.8626 | 76143.5619 | 83500.563 | 62909.2617 | 71323.9641 | 78793.5466 | 86116.4589 | 91598.8417 | 95725.3243 | 98887.0676
Scenario 5: High TRC ZEAS Phase In | SDG&E | Com | WaterHeat | Com - Lodging | Fuel Substitution | Incremental Measure Cost | 663469.4633 | 745115.4272 | 886782.2727 | 892740.865 | 865385 | 497586.196 | 247691.344 | 285855.0833 | 172292.0946 | 192080.1446 | 208402.164 | 222152.6793 | 234085.4915
Scenario 5: High TRC ZEAS Phase In | SDG&E | Com | WaterHeat | Com - Office (Large) | Energy Efficiency | Admin | 143951.6622 | 143017.4185 | 139104.2508 | 138128.8824 | 137051.8112 | 136460.4745 | 86806.1024 | 85507.8795 | 33748.564 | 35559.438 | 37361.0549 | 39192.8488 | 41051.968
Scenario 5: High TRC ZEAS Phase In | SDG&E | Com | WaterHeat | Com - Office (Large) | Energy Efficiency | Incentives | 0.03471 | 0.034484 | 0.033541 | 0.033305 | 0.033046 | 0.032903 | 0.02093 | 0.020617 | 0.0081367 | 0.0085733 | 0.0090077 | 0.0094493 | 0.0098976
Scenario 5: High TRC ZEAS Phase In | SDG&E | Com | WaterHeat | Com - Office (Large) | Energy Efficiency | Incremental Measure Cost | 113604.0105 | 116384.8332 | 117177.1792 | 119921.3868 | 122481.5412 | 77352.0257 | 31038.6774 | 30641.861 | 7264.6054 | 7807.4964 | 8367.124 | 8952.907 | 9565.1414
Scenario 5: High TRC ZEAS Phase In | SDG&E | Com | WaterHeat | Com - Office (Large) | Fuel Substitution | Admin | 47348.9608 | 53131.4051 | 74123.8881 | 60330.8518 | 38585.0431 | 42821.7136 | 31120.7356 | 35891.6294 | 40885.4861 | 45447.013 | 49118.8723 | 52108.7258 | 54598.6652
Scenario 5: High TRC ZEAS Phase In | SDG&E | Com | WaterHeat | Com - Office (Large) | Fuel Substitution | Incentives | 9420.7709 | 10376.9132 | 15692.8306 | 13652.9025 | 10356.6864 | 11343.7998 | 11472.5486 | 12970.0989 | 14483.6498 | 15782.8959 | 16722.9042 | 17392.472 | 17865.8482
Scenario 5: High TRC ZEAS Phase In | SDG&E | Com | WaterHeat | Com - Office (Large) | Fuel Substitution | Incremental Measure Cost | 169673.4049 | 190579.1115 | 242201.4989 | 224582.3054 | 191393.0451 | 106226.8852 | 75437.4323 | 86828.7248 | 81770.9722 | 90894.026 | 98237.7447 | 104217.4517 | 109197.3304
Scenario 5: High TRC ZEAS Phase In | SDG&E | Com | WaterHeat | Com - Office (Small) | Energy Efficiency | Admin | 7860.6916 | 8545.2478 | 8201.0529 | 8844.8955 | 67724.7529 | 67814.3082 | 67884.2433 | 67932.1326 | 12169.446 | 12851.0055 | 13539.2037 | 14234.2294 | 14936.1752
Scenario 5: High TRC ZEAS Phase In | SDG&E | Com | WaterHeat | Com - Office (Small) | Energy Efficiency | Incentives | 0.0018952 | 0.0020603 | 0.0019773 | 0.0021325 | 0.01633 | 0.016351 | 0.016368 | 0.01638 | 0.002934 | 0.0030984 | 0.0032643 | 0.0034318 | 0.0036011
Scenario 5: High TRC ZEAS Phase In | SDG&E | Com | WaterHeat | Com - Office (Small) | Energy Efficiency | Incremental Measure Cost | 2025.5063 | 2234.2341 | 1717.7894 | 1889.7013 | 26574.4416 | 27007.8434 | 27437.7334 | 27863.3472 | 2870.5964 | 3091.9937 | 3322.728 | 3563.1639 | 3813.6551
Scenario 5: High TRC ZEAS Phase In | SDG&E | Com | WaterHeat | Com - Office (Small) | Fuel Substitution | Admin | 22397.0425 | 25205.7051 | 34344.8247 | 28053.3947 | 17820.7741 | 19696.5493 | 14467.4603 | 16638.1427 | 18761.1049 | 20842.6345 | 22545.8815 | 23967.9393 | 25189.5172
Scenario 5: High TRC ZEAS Phase In | SDG&E | Com | WaterHeat | Com - Office (Small) | Fuel Substitution | Incentives | 4104.0178 | 4537.3092 | 6673.4528 | 5830.3354 | 4426.3106 | 4871.1997 | 4863.4745 | 5482.7364 | 6060.5144 | 6600.4801 | 6999.5796 | 7294.963 | 7516.2848
Scenario 5: High TRC ZEAS Phase In | SDG&E | Com | WaterHeat | Com - Office (Small) | Fuel Substitution | Incremental Measure Cost | 44794.0849 | 50411.4101 | 68689.6495 | 56185.1237 | 35987.9116 | 40048.8414 | 28934.9206 | 33276.2854 | 37522.2098 | 41685.2691 | 45091.7631 | 47935.8786 | 50379.0344
Scenario 5: High TRC ZEAS Phase In | SDG&E | Com | WaterHeat | Com - Other | Energy Efficiency | Admin | 409029.5395 | 432405.4314 | 423138.355 | 445560.2097 | 467796.6104 | 491278.5302 | 475406.5981 | 498637.2705 | 402810.4526 | 427788.0302 | 453125.1166 | 479118.0579 | 505883.9049
Scenario 5: High TRC ZEAS Phase In | SDG&E | Com | WaterHeat | Com - Other | Energy Efficiency | Incentives | 0.098621 | 0.10426 | 0.10202 | 0.10743 | 0.11279 | 0.11845 | 0.11462 | 0.12022 | 0.097117 | 0.10314 | 0.10925 | 0.11552 | 0.12197
Scenario 5: High TRC ZEAS Phase In | SDG&E | Com | WaterHeat | Com - Other | Energy Efficiency | Incremental Measure Cost | 147224.7009 | 156198.735 | 149018.0045 | 157391.8111 | 165832.9731 | 128156.2059 | 107648.2846 | 113122.4513 | 64527.5024 | 69742.403 | 75196.7935 | 80948.3297 | 87028.5569
Scenario 5: High TRC ZEAS Phase In | SDG&E | Com | WaterHeat | Com - Other | Fuel Substitution | Admin | 697336.5069 | 785588.3516 | 1013076.5072 | 914278.6482 | 733768.9692 | 813413.9231 | 313649.9997 | 363370.1512 | 413541.9295 | 462613.5018 | 503492.3947 | 538140.3982 | 568257.637
Scenario 5: High TRC ZEAS Phase In | SDG&E | Com | WaterHeat | Com - Other | Fuel Substitution | Incentives | 155846.9495 | 172744.972 | 246076.0412 | 224020.807 | 183985.9142 | 202428.5605 | 163447.7855 | 185621.6397 | 207091.0312 | 227108.7317 | 242320.828 | 253910.5806 | 262857.7944
Scenario 5: High TRC ZEAS Phase In | SDG&E | Com | WaterHeat | Com - Other | Fuel Substitution | Incremental Measure Cost | 2133638.6448 | 2409963.842 | 2969116.492 | 2880360.9804 | 2632934.8339 | 2093359.0028 | 1177769.6824 | 1360764.9859 | 827083.8589 | 925227.0035 | 1006984.7895 | 1076280.7963 | 1136515.274
Scenario 5: High TRC ZEAS Phase In | SDG&E | Com | WaterHeat | Com - Refrig. Warehouse | Energy Efficiency | Admin | 280.5276 | 304.4679 | 321.2983 | 343.8689 | 367.7434 | 392.3014 | 378.3477 | 403.4633 | 429.7345 | 456.131 | 483.7874 | 512.3816 | 541.4885
Scenario 5: High TRC ZEAS Phase In | SDG&E | Com | WaterHeat | Com - Refrig. Warehouse | Energy Efficiency | Incentives | 6.7636e-05 | 7.3408e-05 | 7.7465e-05 | 8.2907e-05 | 8.8663e-05 | 9.4584e-05 | 9.1219e-05 | 9.7274e-05 | 0.00010361 | 0.00010997 | 0.00011664 | 0.00012353 | 0.00013055
Scenario 5: High TRC ZEAS Phase In | SDG&E | Com | WaterHeat | Com - Refrig. Warehouse | Energy Efficiency | Incremental Measure Cost | 34.4546 | 37.5457 | 38.2093 | 41.1458 | 44.3473 | 47.7349 | 34.1835 | 37.1817 | 40.3948 | 43.7336 | 47.313 | 51.1116 | 55.0954
Scenario 5: High TRC ZEAS Phase In | SDG&E | Com | WaterHeat | Com - Refrig. Warehouse | Fuel Substitution | Admin | 154.3558 | 172.3522 | 214.293 | 197.3102 | 165.073 | 181.4035 | 57.4344 | 66.2918 | 74.428 | 82.7062 | 89.6761 | 95.5776 | 100.7253
Scenario 5: High TRC ZEAS Phase In | SDG&E | Com | WaterHeat | Com - Refrig. Warehouse | Fuel Substitution | Incentives | 50.9595 | 56.0592 | 77.004 | 71.1185 | 60.0597 | 65.722 | 48.3881 | 54.751 | 60.2621 | 65.6488 | 69.7832 | 72.9153 | 75.334
Scenario 5: High TRC ZEAS Phase In | SDG&E | Com | WaterHeat | Com - Refrig. Warehouse | Fuel Substitution | Incremental Measure Cost | 308.7117 | 344.7044 | 428.586 | 394.6204 | 330.146 | 362.807 | 114.8689 | 132.5836 | 148.8561 | 165.4125 | 179.3521 | 191.1552 | 201.4506
Scenario 5: High TRC ZEAS Phase In | SDG&E | Com | WaterHeat | Com - Restaurant | Energy Efficiency | Admin | 102044.5304 | 115273.2133 | 97614.4462 | 103112.1142 | 108742.9052 | 114403.6791 | 112035.2784 | 117768.987 | 123515.3002 | 129371.429 | 135353.4674 | 141443.95 | 147624.6426
Scenario 5: High TRC ZEAS Phase In | SDG&E | Com | WaterHeat | Com - Restaurant | Energy Efficiency | Incentives | 0.024604 | 0.027794 | 0.023536 | 0.024861 | 0.026219 | 0.027583 | 0.027012 | 0.028395 | 0.02978 | 0.031192 | 0.032634 | 0.034103 | 0.035593
Scenario 5: High TRC ZEAS Phase In | SDG&E | Com | WaterHeat | Com - Restaurant | Energy Efficiency | Incremental Measure Cost | 32949.3281 | 38177.3402 | 25214.9225 | 26898.07 | 28665.853 | 30491.8357 | 24575.8509 | 26231.9109 | 27946.197 | 29741.829 | 31625.3914 | 33596.2345 | 35653.3378
Scenario 5: High TRC ZEAS Phase In | SDG&E | Com | WaterHeat | Com - Restaurant | Fuel Substitution | Admin | 469069.5666 | 528052.2568 | 721862.3425 | 579994.4315 | 353099.531 | 394261.8698 | 319766.3635 | 368265.0425 | 416122.2258 | 463291.4454 | 502258.5351 | 535061.705 | 563391.6677
Scenario 5: High TRC ZEAS Phase In | SDG&E | Com | WaterHeat | Com - Restaurant | Fuel Substitution | Incentives | 101858.1734 | 112575.2873 | 165557.3755 | 144793.156 | 110097.3378 | 121333.6251 | 125047.4551 | 141168.3654 | 156370.0354 | 170669.6207 | 181388.1665 | 189439.8298 | 195554.2213
Scenario 5: High TRC ZEAS Phase In | SDG&E | Com | WaterHeat | Com - Restaurant | Fuel Substitution | Incremental Measure Cost | 938139.1331 | 1056104.5135 | 1443724.6851 | 1159988.863 | 706199.062 | 788523.7397 | 639532.7271 | 736530.085 | 832244.4515 | 926582.8908 | 1004517.0701 | 1070123.41 | 1126783.3354
Scenario 5: High TRC ZEAS Phase In | SDG&E | Com | WaterHeat | Com - Retail | Energy Efficiency | Admin | 125408.9737 | 125942.9386 | 125372.3738 | 125660.0554 | 125827.2251 | 125985.2529 | 126056.0953 | 126069.5042 | 19617.6086 | 20414.5596 | 21197.7188 | 21996.2717 | 22796.2675
Scenario 5: High TRC ZEAS Phase In | SDG&E | Com | WaterHeat | Com - Retail | Energy Efficiency | Incentives | 0.030239 | 0.030367 | 0.03023 | 0.030299 | 0.030339 | 0.030377 | 0.030395 | 0.030398 | 0.0047298 | 0.0049219 | 0.0051107 | 0.0053033 | 0.0054961
Scenario 5: High TRC ZEAS Phase In | SDG&E | Com | WaterHeat | Com - Retail | Energy Efficiency | Incremental Measure Cost | 47080.8121 | 48032.7087 | 48337.505 | 49218.6583 | 50078.7069 | 50228.0564 | 51052.7333 | 51871.1062 | 3985.7284 | 4230.5969 | 4480.7506 | 4742.538 | 5013.3224
Scenario 5: High TRC ZEAS Phase In | SDG&E | Com | WaterHeat | Com - Retail | Fuel Substitution | Admin | 19306.9425 | 21719.7018 | 30107.8876 | 23217.2604 | 12384.4343 | 13898.3939 | 14462.9265 | 16547.3545 | 18391.2556 | 20181.566 | 21700.2105 | 22962.5323 | 24053.5956
Scenario 5: High TRC ZEAS Phase In | SDG&E | Com | WaterHeat | Com - Retail | Fuel Substitution | Incentives | 4575.6306 | 5048.4886 | 7421.3238 | 6413.686 | 4753.1399 | 5240.0156 | 5645.5702 | 6331.7206 | 6898.6811 | 7421.3521 | 7823.0207 | 8115.5528 | 8334.3014
Scenario 5: High TRC ZEAS Phase In | SDG&E | Com | WaterHeat | Com - Retail | Fuel Substitution | Incremental Measure Cost | 38613.885 | 43439.4036 | 60215.7753 | 46434.5209 | 24768.8686 | 49519.6426 | 54362.1549 | 62143.4616 | 36782.5112 | 40363.1321 | 43400.4209 | 45925.0645 | 48107.1912
Scenario 5: High TRC ZEAS Phase In | SDG&E | Com | WaterHeat | Com - School | Energy Efficiency | Admin | 51890.1808 | 54666.4641 | 85754.3786 | 86780.6427 | 87897.1242 | 88993.0789 | 65804.5599 | 66436.4228 | 37311.6487 | 39291.6237 | 41316.8036 | 43378.6971 | 45470.145
Scenario 5: High TRC ZEAS Phase In | SDG&E | Com | WaterHeat | Com - School | Energy Efficiency | Incentives | 0.012511 | 0.013181 | 0.020677 | 0.020924 | 0.021193 | 0.021458 | 0.015866 | 0.016019 | 0.0089959 | 0.0094733 | 0.0099615 | 0.010459 | 0.010963
Scenario 5: High TRC ZEAS Phase In | SDG&E | Com | WaterHeat | Com - School | Energy Efficiency | Incremental Measure Cost | 38793.5565 | 41160.9524 | 50975.9667 | 52661.8574 | 54450.5081 | 56247.6088 | 23971.1001 | 24456.3322 | 11393.7927 | 12240.8832 | 13131.7153 | 14065.2301 | 15040.6454
Scenario 5: High TRC ZEAS Phase In | SDG&E | Com | WaterHeat | Com - School | Fuel Substitution | Admin | 185458.826 | 208100.7771 | 290793.8753 | 234668.3487 | 145904.2857 | 161430.3647 | 125765.9007 | 145269.3636 | 165907.0559 | 184862.5648 | 200391.6564 | 213263.5758 | 224142.1957
Scenario 5: High TRC ZEAS Phase In | SDG&E | Com | WaterHeat | Com - School | Fuel Substitution | Incentives | 27391.3868 | 30278.7687 | 45468.4535 | 39446.4459 | 29657.8948 | 32545.6433 | 32535.6645 | 36837.6897 | 41241.0744 | 45048.4192 | 47872.7506 | 49947.1872 | 51464.5064
Scenario 5: High TRC ZEAS Phase In | SDG&E | Com | WaterHeat | Com - School | Fuel Substitution | Incremental Measure Cost | 388056.8886 | 436870.3033 | 606171.5511 | 498268.8613 | 325553.0895 | 474439.0136 | 383152.4344 | 440891.4493 | 331814.1118 | 369725.1297 | 400783.3128 | 426527.1516 | 448284.3913
Scenario 5: High TRC ZEAS Phase In | SDG&E | Com | WaterHeat | Com - Warehouse | Energy Efficiency | Admin | 91664.7139 | 92112.4461 | 92449.9033 | 92833.8908 | 93183.4719 | 93527.5114 | 92081.2554 | 92340.776 | 3862.2458 | 4106.1451 | 4351.7444 | 4602.6941 | 4862.6084
Scenario 5: High TRC ZEAS Phase In | SDG&E | Com | WaterHeat | Com - Warehouse | Energy Efficiency | Incentives | 0.022102 | 0.02221 | 0.022292 | 0.022384 | 0.022469 | 0.022552 | 0.022203 | 0.022265 | 0.00093118 | 0.00098998 | 0.0010492 | 0.0011097 | 0.0011724
Scenario 5: High TRC ZEAS Phase In | SDG&E | Com | WaterHeat | Com - Warehouse | Energy Efficiency | Incremental Measure Cost | 37109.4485 | 38020.1031 | 38896.5598 | 39829.6855 | 40764.7836 | 40248.4533 | 39653.0127 | 40493.4152 | 730.7225 | 792.4047 | 856.5965 | 924.1132 | 995.8239
Scenario 5: High TRC ZEAS Phase In | SDG&E | Com | WaterHeat | Com - Warehouse | Fuel Substitution | Admin | 2379.875 | 2670.7844 | 3317.1939 | 3118.6492 | 2706.2353 | 2985.0165 | 824.5263 | 953.7442 | 1078.9185 | 1204.7456 | 1309.5221 | 1398.6459 | 1476.707
Scenario 5: High TRC ZEAS Phase In | SDG&E | Com | WaterHeat | Com - Warehouse | Fuel Substitution | Incentives | 387.3864 | 428.1425 | 586.0478 | 542.0123 | 458.9213 | 502.8878 | 346.2283 | 392.5868 | 435.3672 | 476.5813 | 507.8526 | 531.7664 | 550.4256
Scenario 5: High TRC ZEAS Phase In | SDG&E | Com | WaterHeat | Com - Warehouse | Fuel Substitution | Incremental Measure Cost | 4759.7501 | 5341.5688 | 6634.3878 | 6237.2984 | 5412.4706 | 7197.0251 | 3096.8949 | 3575.0807 | 2157.837 | 2409.4912 | 2619.0443 | 2797.2917 | 2953.4141
Scenario 5: High TRC ZEAS Phase In | SDG&E | Com | WholeBlg | Com - Restaurant | Energy Efficiency | Admin | 208938.7446 | 214174.2762 | 219730.9053 | 226615.4729 | 234259.8733 | 241955.1437 | 250183.8275 | 258448.0179 | 267085.7387 | 275700.5169 | 284200.2449 | 291607.9127 | 292365.5628
Scenario 5: High TRC ZEAS Phase In | SDG&E | Com | WholeBlg | Com - Restaurant | Energy Efficiency | Incentives | 0 | 0 | 0 | 0 | 0 | 0 | 0 | 0 | 0 | 0 | 0 | 0 | 0
Scenario 5: High TRC ZEAS Phase In | SDG&E | Com | WholeBlg | Com - Restaurant | Energy Efficiency | Incremental Measure Cost | 0 | 0 | 0 | 0 | 0 | 0 | 0 | 0 | 0 | 0 | 0 | 0 | 0
Scenario 5: High TRC ZEAS Phase In | SDG&E | Com | WholeBlg | Com - Retail | Energy Efficiency | Admin | 676149.7029 | 758112.2163 | 845370.6493 | 934624.9439 | 1010058.8356 | 1090083.413 | 1163620.3583 | 1224442.2828 | 1274568.3059 | 1318690.8425 | 1352775.7627 | 1383089.7236 | 1418286.9267
Scenario 5: High TRC ZEAS Phase In | SDG&E | Com | WholeBlg | Com - Retail | Energy Efficiency | Incentives | 139078.2234 | 170227.8615 | 204470.1556 | 240243.5055 | 271624.224 | 306054.6926 | 338342.7151 | 366850.0377 | 391844.9336 | 415005.8787 | 435028.1819 | 454719.165 | 474915.8001
Scenario 5: High TRC ZEAS Phase In | SDG&E | Com | WholeBlg | Com - Retail | Energy Efficiency | Incremental Measure Cost | 858482.7253 | 1050758.8814 | 1262124.9545 | 1482941.7158 | 1676644.2531 | 1889171.8636 | 2088474.8812 | 2264440.9189 | 2418725.9382 | 2561690.6007 | 2685281.4908 | 2806827.2543 | 2931494.2358
Scenario 5: High TRC ZEAS Phase In | SDG&E | Res | AppPlug | Res - Multi Family | Energy Efficiency | Admin | 31.0515 | 31.5198 | 31.9255 | 32.3825 | 32.5851 | 32.8706 | 33.1208 | 33.3129 | 33.463 | 1728.4432 | 1882.8699 | 1890.482 | 1897.9027
Scenario 5: High TRC ZEAS Phase In | SDG&E | Res | AppPlug | Res - Multi Family | Energy Efficiency | Incentives | 2.7803 | 2.8222 | 2.8585 | 2.8994 | 2.9176 | 2.9431 | 2.9655 | 2.9827 | 2.9962 | 154.7541 | 168.5805 | 169.2621 | 169.9265
Scenario 5: High TRC ZEAS Phase In | SDG&E | Res | AppPlug | Res - Multi Family | Energy Efficiency | Incremental Measure Cost | 1003.9864 | 1039.5072 | 1073.9453 | 1111.1073 | 1140.4185 | 1173.4197 | 1205.9984 | 1237.2523 | 1267.6836 | 24540.679 | 27194.7225 | 27850.8188 | 28519.401
Scenario 5: High TRC ZEAS Phase In | SDG&E | Res | AppPlug | Res - Multi Family | Fuel Substitution | Admin | 0.84729 | 0.9285 | 1.011 | 1.0949 | 1.1795 | 1.2649 | 0 | 0 | 0 | 0 | 0 | 0 | 0
Scenario 5: High TRC ZEAS Phase In | SDG&E | Res | AppPlug | Res - Multi Family | Fuel Substitution | Incentives | 109.9984 | 120.5402 | 131.2476 | 142.1441 | 153.1228 | 164.2184 | 0 | 0 | 0 | 0 | 0 | 0 | 0
Scenario 5: High TRC ZEAS Phase In | SDG&E | Res | AppPlug | Res - Multi Family | Fuel Substitution | Incremental Measure Cost | 3.7577 | 4.2002 | 4.6648 | 5.1531 | 5.6621 | 6.1938 | 0 | 0 | 0 | 0 | 0 | 0 | 0
Scenario 5: High TRC ZEAS Phase In | SDG&E | Res | AppPlug | Res - Single Family | Energy Efficiency | Admin | 0 | 0 | 0 | 0 | 0 | 0.0051463 | 0 | 0 | 0 | 0 | 12.803 | 13.4802 | 13.5254
Scenario 5: High TRC ZEAS Phase In | SDG&E | Res | AppPlug | Res - Single Family | Energy Efficiency | Incentives | 0 | 0 | 0 | 0 | 0 | 0.00046077 | 0 | 0 | 0 | 0 | 1.1463 | 1.207 | 1.211
Scenario 5: High TRC ZEAS Phase In | SDG&E | Res | AppPlug | Res - Single Family | Energy Efficiency | Incremental Measure Cost | 0 | 0 | 0 | 0 | 0 | 0.056084 | 0 | 0 | 0 | 0 | 1771.2273 | 1902.2154 | 1946.7702
Scenario 5: High TRC ZEAS Phase In | SDG&E | Res | AppPlug | Res - Single Family | Fuel Substitution | Admin | 0.78297 | 0.85148 | 0.9204 | 0.98976 | 1.0595 | 1.1297 | 0 | 0 | 0 | 0 | 0 | 0 | 0
Scenario 5: High TRC ZEAS Phase In | SDG&E | Res | AppPlug | Res - Single Family | Fuel Substitution | Incentives | 101.647 | 110.5416 | 119.4892 | 128.4942 | 137.5496 | 146.6558 | 0 | 0 | 0 | 0 | 0 | 0 | 0
Scenario 5: High TRC ZEAS Phase In | SDG&E | Res | AppPlug | Res - Single Family | Fuel Substitution | Incremental Measure Cost | 5.6796 | 6.3001 | 6.9462 | 7.6191 | 8.3192 | 9.0473 | 0 | 0 | 0 | 0 | 0 | 0 | 0
Scenario 5: High TRC ZEAS Phase In | SDG&E | Res | BldgEnv | Res - Multi Family | Energy Efficiency | Admin | 0 | 0 | 0 | 0 | 0 | 0 | 0 | 388.0646 | 380.0239 | 372.2505 | 1786.7171 | 1751.1025 | 1716.646
Scenario 5: High TRC ZEAS Phase In | SDG&E | Res | BldgEnv | Res - Multi Family | Energy Efficiency | Incremental Measure Cost | 0 | 0 | 0 | 0 | 0 | 0 | 0 | 6490.4996 | 6483.1371 | 6477.5348 | 34031.3584 | 34020.0715 | 34017.6715
Scenario 5: High TRC ZEAS Phase In | SDG&E | Res | BldgEnv | Res - Single Family | Energy Efficiency | Admin | 18910.7827 | 18611.066 | 18281.6198 | 17893.0368 | 17402.1978 | 16957.9168 | 16512.3315 | 16071.3325 | 917.7554 | 0 | 0 | 0 | 0
Scenario 5: High TRC ZEAS Phase In | SDG&E | Res | BldgEnv | Res - Single Family | Energy Efficiency | Incremental Measure Cost | 496607.5443 | 519188.1996 | 535028.0564 | 541338.6553 | 532079.5939 | 528053.7438 | 522157.0795 | 515023.5088 | 143476.3708 | 0 | 0 | 0 | 0
Scenario 5: High TRC ZEAS Phase In | SDG&E | Res | HVAC | Res - Multi Family | Energy Efficiency | Admin | 1906.5554 | 1525.2443 | 1220.1955 | 976.1564 | 780.9251 | 624.7401 | 499.7921 | 399.8336 | 319.8669 | 1654.6896 | 1521.1036 | 1414.7927 | 1322.7199
Scenario 5: High TRC ZEAS Phase In | SDG&E | Res | HVAC | Res - Multi Family | Energy Efficiency | Incentives | 0 | 0 | 0 | 0 | 0 | 0 | 0 | 0 | 0 | 15030.904 | 14428.2965 | 13986.0663 | 13589.3615
Scenario 5: High TRC ZEAS Phase In | SDG&E | Res | HVAC | Res - Multi Family | Energy Efficiency | Incremental Measure Cost | 0 | 0 | 0 | 0 | 0 | 0 | 0 | 0 | 0 | 18077.8959 | 17353.1306 | 16821.2537 | 16344.1308
Scenario 5: High TRC ZEAS Phase In | SDG&E | Res | HVAC | Res - Multi Family | Fuel Substitution | Admin | 521.1199 | 537.8038 | 673.4353 | 684.125 | 0 | 0 | 0 | 0 | 0 | 0 | 0 | 0 | 0
Scenario 5: High TRC ZEAS Phase In | SDG&E | Res | HVAC | Res - Multi Family | Fuel Substitution | Incentives | 4527.8283 | 4672.7891 | 5851.2439 | 5944.1231 | 0 | 0 | 0 | 0 | 0 | 0 | 0 | 0 | 0
Scenario 5: High TRC ZEAS Phase In | SDG&E | Res | HVAC | Res - Multi Family | Fuel Substitution | Incremental Measure Cost | 6736.1849 | 7106.1365 | 10886.0634 | 11310.7187 | 0 | 0 | 0 | 0 | 0 | 0 | 0 | 0 | 0
Scenario 5: High TRC ZEAS Phase In | SDG&E | Res | HVAC | Res - Single Family | Energy Efficiency | Admin | 20262.3633 | 19386.831 | 18847.171 | 18251.0015 | 13893.0085 | 13392.1798 | 3331.9039 | 1593.5938 | 1181.875 | 3550.6894 | 3184.2113 | 2888.0102 | 2635.641
Scenario 5: High TRC ZEAS Phase In | SDG&E | Res | HVAC | Res - Single Family | Energy Efficiency | Incentives | 273808.4255 | 292407.8223 | 304535.4668 | 310758.821 | 233633.7729 | 235093.3468 | 31911.7251 | 2852.6975 | 314.7406 | 28104.6886 | 26697.7649 | 25591.2751 | 24588.9016
Scenario 5: High TRC ZEAS Phase In | SDG&E | Res | HVAC | Res - Single Family | Energy Efficiency | Incremental Measure Cost | 3339033.2739 | 3638577.837 | 3864540.8412 | 4019761.4257 | 3323064.2918 | 2948366.5154 | 408212.5323 | 37217.3205 | 4201.7687 | 33801.9345 | 32109.806 | 30779.0141 | 29573.4443
Scenario 5: High TRC ZEAS Phase In | SDG&E | Res | HVAC | Res - Single Family | Fuel Substitution | Admin | 15761.6321 | 17954.4144 | 19865.1083 | 20279.8731 | 1.3826 | 1.5067 | 1.5688 | 1.5841 | 0 | 0 | 0 | 0 | 0
Scenario 5: High TRC ZEAS Phase In | SDG&E | Res | HVAC | Res - Single Family | Fuel Substitution | Incentives | 136947.2807 | 155999.5964 | 172600.9462 | 176204.6918 | 12.0127 | 13.0913 | 13.6305 | 13.7641 | 0 | 0 | 0 | 0 | 0
Scenario 5: High TRC ZEAS Phase In | SDG&E | Res | HVAC | Res - Single Family | Fuel Substitution | Incremental Measure Cost | 328295.9223 | 376964.0474 | 453564.3331 | 474102.7601 | 16378.0921 | 952.8072 | 1040.9953 | 1092.1412 | 0 | 0 | 0 | 0 | 0
Scenario 5: High TRC ZEAS Phase In | SDG&E | Res | WaterHeat | Res - Multi Family | Energy Efficiency | Admin | 355810.8696 | 356156.4852 | 287404.3201 | 274726.5122 | 259006.3164 | 245776.3738 | 233585.5024 | 221987.7926 | 211573.4599 | 202185.8643 | 193969.6567 | 187134.138 | 181251.7277
Scenario 5: High TRC ZEAS Phase In | SDG&E | Res | WaterHeat | Res - Multi Family | Energy Efficiency | Incentives | 1107179.575 | 1116295.1216 | 902386.0875 | 867177.2162 | 820976.2204 | 781740.4765 | 745026.4849 | 709336.7003 | 676412.4263 | 646707.5268 | 620697.8788 | 599065.2104 | 580445.1363
Scenario 5: High TRC ZEAS Phase In | SDG&E | Res | WaterHeat | Res - Multi Family | Energy Efficiency | Incremental Measure Cost | 4008257.2627 | 4118445.7366 | 3490736.6813 | 3490521.8743 | 3449246.7942 | 3426775.1765 | 3407381.1702 | 3384096.474 | 3362734.9826 | 3346552.3314 | 3338053.5596 | 3340967.7981 | 3351038.0912
Scenario 5: High TRC ZEAS Phase In | SDG&E | Res | WaterHeat | Res - Multi Family | Fuel Substitution | Admin | 8024.3745 | 8690.2098 | 9112.682 | 9400.9605 | 9579.3494 | 9804.7671 | 118.5631 | 123.3822 | 127.8959 | 131.2388 | 133.5212 | 135.0975 | 136.2091
Scenario 5: High TRC ZEAS Phase In | SDG&E | Res | WaterHeat | Res - Multi Family | Fuel Substitution | Incentives | 286226.0007 | 309976.0487 | 325045.4433 | 335328.209 | 341691.2556 | 349731.8249 | 4229.4032 | 4401.3096 | 4562.3243 | 4681.5704 | 4762.9897 | 4819.2183 | 4858.8736
Scenario 5: High TRC ZEAS Phase In | SDG&E | Res | WaterHeat | Res - Multi Family | Fuel Substitution | Incremental Measure Cost | 92853.743 | 102654.1695 | 110414.8127 | 116948.0565 | 122538.492 | 127973.6976 | 2256.0969 | 2394.7516 | 2532.0064 | 2650.1495 | 2750.1648 | 2838.2849 | 2918.8739
Scenario 5: High TRC ZEAS Phase In | SDG&E | Res | WaterHeat | Res - Single Family | Energy Efficiency | Admin | 755015.3783 | 752657.6441 | 442938.4126 | 408303.903 | 366561.0526 | 330635.1499 | 297271.5123 | 267100.0029 | 240572.7932 | 217700.6439 | 198246.1727 | 182087.0037 | 168490.095
Scenario 5: High TRC ZEAS Phase In | SDG&E | Res | WaterHeat | Res - Single Family | Energy Efficiency | Incentives | 2423892.4592 | 2416323.3278 | 1422009.8789 | 1310820.0592 | 1176809.6828 | 1061473.9419 | 954364.0278 | 857502.0409 | 772339.627 | 698911.3347 | 636455.0783 | 584577.99 | 540926.7253
Scenario 5: High TRC ZEAS Phase In | SDG&E | Res | WaterHeat | Res - Single Family | Energy Efficiency | Incremental Measure Cost | 8711368.3653 | 8117878.8628 | 5256457.4537 | 5219576.6023 | 5078488.6794 | 2913220.481 | 2783391.5568 | 2663683.8324 | 2558179.2299 | 2468376.3491 | 2394222.3516 | 2336714.8941 | 2291884.9271
Scenario 5: High TRC ZEAS Phase In | SDG&E | Res | WaterHeat | Res - Single Family | Fuel Substitution | Admin | 1683.0166 | 1734.7279 | 1447.6243 | 1058.6781 | 520.5617 | 566.5048 | 598.1267 | 619.5337 | 638.2811 | 653.642 | 664.2207 | 671.7055 | 677.2024
Scenario 5: High TRC ZEAS Phase In | SDG&E | Res | WaterHeat | Res - Single Family | Fuel Substitution | Incentives | 60033.8034 | 61878.3665 | 51637.526 | 37763.9914 | 18569.5615 | 20208.4505 | 21336.471 | 22100.1051 | 22768.8652 | 23316.822 | 23694.1879 | 23961.1842 | 24157.2727
Scenario 5: High TRC ZEAS Phase In | SDG&E | Res | WaterHeat | Res - Single Family | Fuel Substitution | Incremental Measure Cost | 9887.4313 | 10395.5734 | 10361.9218 | 10111.1716 | 9245.9887 | 10263.2653 | 11052.889 | 11677.451 | 12271.4386 | 12818.1037 | 13286.0699 | 13704.5011 | 14092.9882
Scenario 6: Aggressive Fuel Sub Phase In | PG&E | Com | AppPlug | Com - Health | Energy Efficiency | Admin | 2982020.7709 | 3168559.656 | 3319817.2796 | 3403790.3678 | 2756276.4412 | 2690252.0053 | 5603540.3988 | 3597396.3893 | 3611246.5743 | 3592391.3128 | 3540292.0732 | 3509794.2138 | 3459121.865
Scenario 6: Aggressive Fuel Sub Phase In | PG&E | Com | AppPlug | Com - Health | Energy Efficiency | Incentives | 846.511 | 899.4641 | 942.4019 | 966.2395 | 782.4286 | 763.6862 | 1590.686 | 1021.1987 | 1025.1304 | 1019.7779 | 1004.9884 | 996.3309 | 981.9465
Scenario 6: Aggressive Fuel Sub Phase In | PG&E | Com | AppPlug | Com - Health | Energy Efficiency | Incremental Measure Cost | 1316832.0856 | 1428333.0621 | 1526858.1257 | 1595773.1483 | 1319882.1028 | 1291571.1741 | 2839834.7761 | 1823836.3647 | 1866437.5228 | 1892391.7815 | 1900392.7877 | 1921060.427 | 1930546.9733
Scenario 6: Aggressive Fuel Sub Phase In | PG&E | Com | AppPlug | Com - Lodging | Energy Efficiency | Admin | 2301079.4979 | 2456862.1469 | 2530720.5344 | 2582055.6208 | 2638530.062 | 2673990.4413 | 2699438.4865 | 2711756.0734 | 2711187.0801 | 2701296.458 | 1025893.3606 | 1533588.4586 | 7077504.3884
Scenario 6: Aggressive Fuel Sub Phase In | PG&E | Com | AppPlug | Com - Lodging | Energy Efficiency | Incentives | 653.2111 | 697.4334 | 718.3997 | 732.9723 | 749.0038 | 759.07 | 766.294 | 769.7906 | 769.629 | 766.8214 | 291.222 | 435.3422 | 2009.1026
Scenario 6: Aggressive Fuel Sub Phase In | PG&E | Com | AppPlug | Com - Lodging | Energy Efficiency | Incremental Measure Cost | 1123444.4433 | 1221532.0932 | 1283304.1457 | 1335758.3596 | 1392108.6648 | 1439128.4713 | 1481903.249 | 1518443.8489 | 1548442.6077 | 1573426.5947 | 584318.007 | 955539.8345 | 4223564.7108
Scenario 6: Aggressive Fuel Sub Phase In | PG&E | Com | AppPlug | Com - Other | Energy Efficiency | Admin | 7118.8711 | 7972.443 | 8898.8968 | 9792.7423 | 10585.3683 | 11551.3134 | 12542.1631 | 13419.3712 | 14096.3793 | 14824.0786 | 15532.4258 | 16195.2716 | 16840.5568
Scenario 6: Aggressive Fuel Sub Phase In | PG&E | Com | AppPlug | Com - Other | Energy Efficiency | Incentives | 2.0208 | 2.2632 | 2.5261 | 2.7799 | 3.0049 | 3.2791 | 3.5604 | 3.8094 | 4.0016 | 4.2081 | 4.4092 | 4.5974 | 4.7806
Scenario 6: Aggressive Fuel Sub Phase In | PG&E | Com | AppPlug | Com - Other | Energy Efficiency | Incremental Measure Cost | 2209.6166 | 2524.0468 | 2873.7059 | 3225.601 | 3556.4153 | 3958.5673 | 4384.0882 | 4784.5288 | 5126.4268 | 5498.8904 | 5876.8798 | 6250.229 | 6629.2487
Scenario 6: Aggressive Fuel Sub Phase In | PG&E | Com | BldgEnv | Com - College | Energy Efficiency | Admin | 230.4354 | 232.4246 | 253.8975 | 278.4663 | 289.5021 | 297.891 | 310.1426 | 317.0753 | 329.7944 | 338.7019 | 343.7394 | 341.5752 | 342.8455
Scenario 6: Aggressive Fuel Sub Phase In | PG&E | Com | BldgEnv | Com - College | Energy Efficiency | Incremental Measure Cost | 491.5765 | 488.6192 | 555.5857 | 634.9972 | 674.7574 | 710.6249 | 754.8733 | 788.7005 | 834.0267 | 870.7043 | 897.7925 | 907.3142 | 922.4102
Scenario 6: Aggressive Fuel Sub Phase In | PG&E | Com | BldgEnv | Com - Grocery | Energy Efficiency | Admin | 423.9714 | 434.1176 | 417.8956 | 420.5317 | 438.1543 | 460.6629 | 481.1365 | 500.9133 | 515.2853 | 529.7918 | 544.2469 | 557.2521 | 570.8468
Scenario 6: Aggressive Fuel Sub Phase In | PG&E | Com | BldgEnv | Com - Grocery | Energy Efficiency | Incremental Measure Cost | 1278.0871 | 1292.968 | 1316.523 | 1355.8207 | 1388.0018 | 1431.9756 | 1474.5145 | 1518.1659 | 1553.0753 | 1590.3557 | 1629.6449 | 1667.8642 | 1709.4373
Scenario 6: Aggressive Fuel Sub Phase In | PG&E | Com | BldgEnv | Com - Health | Energy Efficiency | Admin | 59639.1806 | 61821.3241 | 61827.219 | 59395.8469 | 54699.36 | 48498.4677 | 41022.3699 | 33056.0629 | 25182.4694 | 17844.7456 | 11324.6072 | 5839.3379 | 1853.7494
Scenario 6: Aggressive Fuel Sub Phase In | PG&E | Com | BldgEnv | Com - Health | Energy Efficiency | Incremental Measure Cost | 153191.0904 | 161867.1162 | 164890.156 | 161491.6676 | 151665.0944 | 136785.2417 | 117718.0575 | 96379.6269 | 74442.5022 | 53282.892 | 33858.9175 | 16780.6388 | 3521.6351
Scenario 6: Aggressive Fuel Sub Phase In | PG&E | Com | BldgEnv | Com - Lodging | Energy Efficiency | Admin | 78456.3764 | 74317.7951 | 67151.4897 | 57643.4842 | 46788.6207 | 35514.1066 | 24703.8816 | 14955.3262 | 6593.5869 | 2521.3419 | 2567.5187 | 2614.1746 | 2654.9644
Scenario 6: Aggressive Fuel Sub Phase In | PG&E | Com | BldgEnv | Com - Lodging | Energy Efficiency | Incremental Measure Cost | 117068.0017 | 112942.3916 | 103858.133 | 90637.6363 | 74607.3434 | 57231.1749 | 39909.3557 | 23708.9196 | 9298.0703 | 1729.345 | 1765.2378 | 1803.12 | 1839.9234
Scenario 6: Aggressive Fuel Sub Phase In | PG&E | Com | BldgEnv | Com - Office (Large) | Energy Efficiency | Admin | 3128.3432 | 3243.55 | 3377.6405 | 3471.2832 | 3644.3882 | 3717.3425 | 3799.2202 | 3833.9677 | 3770.134 | 3790.8682 | 3793.7778 | 3793.0593 | 3791.1852
Scenario 6: Aggressive Fuel Sub Phase In | PG&E | Com | BldgEnv | Com - Office (Large) | Energy Efficiency | Incremental Measure Cost | 8112.4126 | 8351.7257 | 8639.6063 | 8866.1364 | 10024.5663 | 10213.6907 | 10432.1087 | 10566.8308 | 9828.5468 | 9967.7267 | 10075.1313 | 10179.7603 | 10286.6783
Scenario 6: Aggressive Fuel Sub Phase In | PG&E | Com | BldgEnv | Com - Office (Small) | Energy Efficiency | Admin | 585.9357 | 615.4389 | 646.3695 | 84.164 | 6788.2617 | 664.1745 | 686.1704 | 705.8611 | 721.6204 | 736.9192 | 751.218 | 764.4217 | 776.9596
Scenario 6: Aggressive Fuel Sub Phase In | PG&E | Com | BldgEnv | Com - Office (Small) | Energy Efficiency | Incremental Measure Cost | 2041.2697 | 2084.0772 | 2133.2855 | 1069.0725 | 13925.5716 | 2156.3169 | 2199.7556 | 2241.6413 | 2278.3137 | 2316.6761 | 2355.5156 | 2394.4928 | 2434.4412
Scenario 6: Aggressive Fuel Sub Phase In | PG&E | Com | BldgEnv | Com - Other | Energy Efficiency | Admin | 551.0781 | 575.3596 | 602.3129 | 670.6318 | 686.006 | 709.5596 | 734.4464 | 753.5983 | 726.5429 | 740.9483 | 755.2176 | 767.3564 | 780.3877
Scenario 6: Aggressive Fuel Sub Phase In | PG&E | Com | BldgEnv | Com - Other | Energy Efficiency | Incremental Measure Cost | 2451.4221 | 2468.7228 | 2494.8531 | 3078.5401 | 3076.9029 | 3094.7239 | 3119.2866 | 3136.4129 | 2654.7548 | 2680.0057 | 2707.8808 | 2733.9422 | 2764.7044
Scenario 6: Aggressive Fuel Sub Phase In | PG&E | Com | BldgEnv | Com - Refrig. Warehouse | Energy Efficiency | Admin | 195.1327 | 205.4162 | 213.8775 | 220.3572 | 224.7519 | 227.4134 | 227.1168 | 225.6166 | 221.9068 | 218.3374 | 214.4563 | 211.2445 | 208.8004
Scenario 6: Aggressive Fuel Sub Phase In | PG&E | Com | BldgEnv | Com - Refrig. Warehouse | Energy Efficiency | Incremental Measure Cost | 362.6082 | 383.564 | 403.7016 | 422.8331 | 440.6668 | 457.557 | 470.5416 | 482.3362 | 490.148 | 498.1222 | 504.8684 | 512.2165 | 520.3693
Scenario 6: Aggressive Fuel Sub Phase In | PG&E | Com | BldgEnv | Com - Restaurant | Energy Efficiency | Admin | 206.6377 | 178.2445 | 186.0942 | 193.2822 | 199.8192 | 205.5351 | 212.1693 | 217.7073 | 222.2972 | 227.1037 | 231.2863 | 20.7386 | 2422.2082
Scenario 6: Aggressive Fuel Sub Phase In | PG&E | Com | BldgEnv | Com - Restaurant | Energy Efficiency | Incremental Measure Cost | 668.7632 | 668.6997 | 678.922 | 688.9673 | 698.7539 | 707.8935 | 719.7794 | 730.4299 | 740.0179 | 750.9029 | 761.2952 | 297.9643 | 5697.5071
Scenario 6: Aggressive Fuel Sub Phase In | PG&E | Com | BldgEnv | Com - Retail | Energy Efficiency | Admin | 21670.5611 | 21936.7211 | 1019.5478 | 18193.6329 | 26198.7678 | 15636.0552 | 13378.2062 | 10837.067 | 1380.9926 | 1400.6905 | 1422.4134 | 1440.693 | 1449.2007
Scenario 6: Aggressive Fuel Sub Phase In | PG&E | Com | BldgEnv | Com - Retail | Energy Efficiency | Incremental Measure Cost | 114036.5983 | 117526.2558 | 3010.9305 | 103910.7002 | 115749.9758 | 89322.1625 | 76795.8149 | 62432.091 | 3587.4212 | 3641.8088 | 3705.2251 | 3770.7791 | 3877.8137
Scenario 6: Aggressive Fuel Sub Phase In | PG&E | Com | BldgEnv | Com - School | Energy Efficiency | Admin | 874.1362 | 914.4474 | 951.5647 | 982.1253 | 1001.1886 | 1023.1697 | 1038.9789 | 1055.5444 | 1068.7678 | 1081.5949 | 1092.9015 | 1107.3836 | 1116.1318
Scenario 6: Aggressive Fuel Sub Phase In | PG&E | Com | BldgEnv | Com - School | Energy Efficiency | Incremental Measure Cost | 2400.6112 | 2477.9724 | 2554.0142 | 2621.9738 | 2671.5954 | 2729.886 | 2779.0624 | 2832.5878 | 2882.0324 | 2933.2589 | 2983.7975 | 3043.8331 | 3093.7348
Scenario 6: Aggressive Fuel Sub Phase In | PG&E | Com | BldgEnv | Com - Warehouse | Energy Efficiency | Admin | 207026.2795 | 203334.8924 | 191302.9992 | 171971.5562 | 147215.2618 | 119509.6871 | 90972.7284 | 63742.2386 | 39054.806 | 17815.1322 | 8336.4697 | 8427.7017 | 8522.8865
Scenario 6: Aggressive Fuel Sub Phase In | PG&E | Com | BldgEnv | Com - Warehouse | Energy Efficiency | Incremental Measure Cost | 310151.0873 | 310293.8849 | 297219.3377 | 271808.4533 | 236424.2168 | 194477.7842 | 149508.9405 | 104870.2623 | 62977.8823 | 25440.9982 | 6836.6002 | 6893.8951 | 6959.3972
Scenario 6: Aggressive Fuel Sub Phase In | PG&E | Com | ComRefrig | Com - College | Energy Efficiency | Admin | 205.3142 | 131.4519 | 76.5802 | 39.773 | 22.0872 | 13.9845 | 9.5319 | 167.8912 | 188.7382 | 189.6185 | 395.6709 | 422.7059 | 424.6219
Scenario 6: Aggressive Fuel Sub Phase In | PG&E | Com | ComRefrig | Com - College | Energy Efficiency | Incentives | 0.092897 | 0.059477 | 0.03465 | 0.017996 | 0.0099937 | 0.0063275 | 0.0043128 | 0.075965 | 0.085397 | 0.085795 | 0.17903 | 0.19126 | 0.19213
Scenario 6: Aggressive Fuel Sub Phase In | PG&E | Com | ComRefrig | Com - College | Energy Efficiency | Incremental Measure Cost | 892.6324 | 577.2656 | 339.085 | 176.6954 | 100.0199 | 66.2467 | 47.3862 | 1337.9994 | 1539.4655 | 1579.4072 | 3407.8412 | 3717.7898 | 3810.9439
Scenario 6: Aggressive Fuel Sub Phase In | PG&E | Com | ComRefrig | Com - Grocery | Energy Efficiency | Admin | 153927.4207 | 76754.2874 | 37289.6668 | 20720.3515 | 12450.0461 | 11654.9446 | 10910.6686 | 202932.0452 | 232425.1484 | 233419.7224 | 482425.8393 | 522790.4759 | 525876.9554
Scenario 6: Aggressive Fuel Sub Phase In | PG&E | Com | ComRefrig | Com - Grocery | Energy Efficiency | Incentives | 69.6466 | 34.7285 | 16.8722 | 9.3752 | 5.6332 | 5.2734 | 4.9367 | 91.8194 | 105.1639 | 105.6139 | 218.2801 | 236.5437 | 237.9402
Scenario 6: Aggressive Fuel Sub Phase In | PG&E | Com | ComRefrig | Com - Grocery | Energy Efficiency | Incremental Measure Cost | 658682.2974 | 327702.1664 | 160380.2132 | 93514.2231 | 59517.4916 | 56839.3743 | 54281.9876 | 1619043.6486 | 1898103.1469 | 1946428.0067 | 4156650.7428 | 4600195.9594 | 4721778.9729
Scenario 6: Aggressive Fuel Sub Phase In | PG&E | Com | ComRefrig | Com - Health | Energy Efficiency | Admin | 0 | 0 | 0 | 0 | 0 | 0 | 0 | 0 | 0 | 0 | 0 | 0 | 0
Scenario 6: Aggressive Fuel Sub Phase In | PG&E | Com | ComRefrig | Com - Health | Energy Efficiency | Incentives | 0 | 0 | 0 | 0 | 0 | 0 | 0 | 0 | 0 | 0 | 0 | 0 | 0
Scenario 6: Aggressive Fuel Sub Phase In | PG&E | Com | ComRefrig | Com - Health | Energy Efficiency | Incremental Measure Cost | 0 | 0 | 0 | 0 | 0 | 0 | 0 | 0 | 0 | 0 | 0 | 0 | 0
Scenario 6: Aggressive Fuel Sub Phase In | PG&E | Com | ComRefrig | Com - Refrig. Warehouse | Energy Efficiency | Admin | 442.686 | 271.6285 | 150.0444 | 71.4875 | 43.7696 | 27.1153 | 22.4756 | 440.6056 | 522.47 | 526.679 | 1080.4055 | 1189.2236 | 1199.7823
Scenario 6: Aggressive Fuel Sub Phase In | PG&E | Com | ComRefrig | Com - Refrig. Warehouse | Energy Efficiency | Incentives | 0.2003 | 0.1229 | 0.06789 | 0.032346 | 0.019804 | 0.012269 | 0.010169 | 0.19936 | 0.2364 | 0.2383 | 0.48884 | 0.53808 | 0.54286
Scenario 6: Aggressive Fuel Sub Phase In | PG&E | Com | ComRefrig | Com - Refrig. Warehouse | Energy Efficiency | Incremental Measure Cost | 1920.6963 | 1189.9561 | 662.0024 | 314.9927 | 200.2303 | 130.6024 | 111.7522 | 3518.6746 | 4272.3014 | 4397.3762 | 9313.2951 | 10469.9499 | 10778.2026
Scenario 6: Aggressive Fuel Sub Phase In | PG&E | Com | ComRefrig | Com - Restaurant | Energy Efficiency | Admin | 5436.8829 | 2785.8186 | 1352.3347 | 771.2273 | 431.9037 | 404.3204 | 378.5003 | 6890.7469 | 7675.7362 | 7686.1691 | 16046.2985 | 13764.185 | 35262.5181
Scenario 6: Aggressive Fuel Sub Phase In | PG&E | Com | ComRefrig | Com - Restaurant | Energy Efficiency | Incentives | 2.46 | 1.2605 | 0.61188 | 0.34895 | 0.19542 | 0.18294 | 0.17126 | 3.1178 | 3.473 | 3.4777 | 7.2604 | 6.2278 | 15.955
Scenario 6: Aggressive Fuel Sub Phase In | PG&E | Com | ComRefrig | Com - Restaurant | Energy Efficiency | Incremental Measure Cost | 23277.3826 | 11913.0364 | 5805.6267 | 3464.3362 | 2064.6297 | 1971.7249 | 1883.0085 | 54953.118 | 62634.2713 | 64042.8111 | 138226.9197 | 120895.4751 | 317430.1157
Scenario 6: Aggressive Fuel Sub Phase In | PG&E | Com | ComRefrig | Com - Retail | Energy Efficiency | Admin | 70961.3149 | 36384.4817 | 6228.7059 | 13295.574 | 7493.3183 | 5147.3538 | 4818.6794 | 87139.1023 | 98319.1182 | 98713.9416 | 205387.0518 | 220934.5644 | 222208.8835
Scenario 6: Aggressive Fuel Sub Phase In | PG&E | Com | ComRefrig | Com - Retail | Energy Efficiency | Incentives | 32.1074 | 16.4627 | 2.8183 | 6.0158 | 3.3905 | 2.329 | 2.1803 | 39.4273 | 44.4858 | 44.6645 | 92.9302 | 99.9649 | 100.5414
Scenario 6: Aggressive Fuel Sub Phase In | PG&E | Com | ComRefrig | Com - Retail | Energy Efficiency | Incremental Measure Cost | 304155.2297 | 156003.0886 | 28639.5919 | 58726.9822 | 34844.0475 | 25108.5524 | 23978.9864 | 694840.6895 | 802373.7939 | 822621.6883 | 1769273.3872 | 1943579.7073 | 1994713.1303
Scenario 6: Aggressive Fuel Sub Phase In | PG&E | Com | ComRefrig | Com - School | Energy Efficiency | Admin | 18.0529 | 16.2979 | 15.2579 | 14.2842 | 13.3728 | 12.5196 | 11.7209 | 324.0281 | 402.5807 | 403.9963 | 810.3914 | 911.0558 | 915.4481
Scenario 6: Aggressive Fuel Sub Phase In | PG&E | Com | ComRefrig | Com - School | Energy Efficiency | Incentives | 0.0081683 | 0.0073742 | 0.0069036 | 0.0064631 | 0.0060507 | 0.0056647 | 0.0053033 | 0.14661 | 0.18215 | 0.18279 | 0.36667 | 0.41222 | 0.41421
Scenario 6: Aggressive Fuel Sub Phase In | PG&E | Com | ComRefrig | Com - School | Energy Efficiency | Incremental Measure Cost | 79.5633 | 73.5504 | 70.2443 | 67.0871 | 64.072 | 61.1927 | 58.443 | 2601.6131 | 3307.4013 | 3387.6092 | 6998.0335 | 8034.3365 | 8236.5091
Scenario 6: Aggressive Fuel Sub Phase In | PG&E | Com | FoodServ | Com - College | Energy Efficiency | Admin | 127574.1493 | 130159.9003 | 130447.5356 | 141191.9894 | 135878.2901 | 137195.9722 | 141245.2289 | 142620.5645 | 144133.0218 | 145454.121 | 147535.0845 | 148679.0322 | 149804.9639
Scenario 6: Aggressive Fuel Sub Phase In | PG&E | Com | FoodServ | Com - College | Energy Efficiency | Incentives | 15741.853 | 16060.9137 | 16096.3974 | 17422.2132 | 16766.5135 | 16929.1029 | 17428.6706 | 17598.3629 | 17784.9836 | 17947.9926 | 18204.7673 | 18345.9206 | 18484.8491
Scenario 6: Aggressive Fuel Sub Phase In | PG&E | Com | FoodServ | Com - College | Energy Efficiency | Incremental Measure Cost | 267249.0907 | 277089.5097 | 282921.2275 | 309228.1739 | 304859.6865 | 313610.3061 | 344404.6794 | 356492.7478 | 367227.735 | 377845.3308 | 394679.7817 | 407713.0111 | 419638.4496
Scenario 6: Aggressive Fuel Sub Phase In | PG&E | Com | FoodServ | Com - College | Fuel Substitution | Admin | 521.9372 | 586.2821 | 651.8106 | 718.0439 | 784.4594 | 857.6139 | 948.8433 | 1049.4787 | 1169.4551 | 1302.0945 | 1449.1311 | 1613.0158 | 1800.3449
Scenario 6: Aggressive Fuel Sub Phase In | PG&E | Com | FoodServ | Com - College | Fuel Substitution | Incentives | 104.499 | 117.1223 | 129.9282 | 142.8216 | 155.6991 | 169.8325 | 187.4189 | 206.7772 | 229.8314 | 255.2855 | 283.4732 | 314.8676 | 350.7866
Scenario 6: Aggressive Fuel Sub Phase In | PG&E | Com | FoodServ | Com - College | Fuel Substitution | Incremental Measure Cost | 1240.2041 | 1418.3682 | 1605.4841 | 1800.6434 | 2002.7411 | 2229.3216 | 2512.2504 | 2830.6905 | 3214.3691 | 3647.6028 | 4137.9263 | 4695.477 | 5339.4708
Scenario 6: Aggressive Fuel Sub Phase In | PG&E | Com | FoodServ | Com - Grocery | Energy Efficiency | Admin | 907680.5716 | 929503.782 | 950259.5811 | 968966.1896 | 984240.13 | 1000148.8496 | 1023739.28 | 1038286.7431 | 1048818.8366 | 1059339.1161 | 1087650.4554 | 1108348.9964 | 1121982.1145
Scenario 6: Aggressive Fuel Sub Phase In | PG&E | Com | FoodServ | Com - Grocery | Energy Efficiency | Incentives | 112002.667 | 114695.5173 | 117256.6511 | 119564.9234 | 121449.6222 | 123412.645 | 126323.2383 | 128118.2384 | 129417.8101 | 130715.9238 | 134209.389 | 136763.4651 | 138445.6941
Scenario 6: Aggressive Fuel Sub Phase In | PG&E | Com | FoodServ | Com - Grocery | Energy Efficiency | Incremental Measure Cost | 1484509.1802 | 1544334.9017 | 1605204.7129 | 1665421.798 | 1722469.0741 | 1782924.1289 | 1922789.1056 | 1996833.08 | 2056231.0345 | 2117524.685 | 2299575.2875 | 2437438.8946 | 2529421.2647
Scenario 6: Aggressive Fuel Sub Phase In | PG&E | Com | FoodServ | Com - Grocery | Fuel Substitution | Admin | 5344.0175 | 5991.0909 | 6644.8429 | 7299.1252 | 7946.5023 | 8609.146 | 9321.1294 | 10058.9805 | 10847.842 | 11676.0432 | 12544.5453 | 13467.7675 | 14464.7364
Scenario 6: Aggressive Fuel Sub Phase In | PG&E | Com | FoodServ | Com - Grocery | Fuel Substitution | Incentives | 1047.9868 | 1173.9389 | 1301.015 | 1428.0171 | 1553.4973 | 1681.758 | 1819.4066 | 1961.8935 | 2114.0907 | 2273.735 | 2441.0079 | 2618.702 | 2810.5882
Scenario 6: Aggressive Fuel Sub Phase In | PG&E | Com | FoodServ | Com - Grocery | Fuel Substitution | Incremental Measure Cost | 12977.8606 | 14830.8912 | 16767.6028 | 18774.9292 | 20835.2467 | 23008.1589 | 25390.1073 | 27926.4874 | 30694.4637 | 33671.6662 | 36870.1319 | 40343.0388 | 44152.267
Scenario 6: Aggressive Fuel Sub Phase In | PG&E | Com | FoodServ | Com - Health | Energy Efficiency | Admin | 378232.5433 | 386764.6749 | 398306.2917 | 403987.9751 | 411028.5383 | 414108.7051 | 440629.2256 | 440210.1124 | 444619.4829 | 447556.3149 | 454235.6816 | 461547.6258 | 466429.2583
Scenario 6: Aggressive Fuel Sub Phase In | PG&E | Com | FoodServ | Com - Health | Energy Efficiency | Incentives | 46671.8773 | 47724.6867 | 49148.8431 | 49849.9223 | 50718.676 | 51098.7315 | 54370.9063 | 54319.1195 | 54863.1979 | 55225.5772 | 56049.7781 | 56952.0225 | 57554.3756
Scenario 6: Aggressive Fuel Sub Phase In | PG&E | Com | FoodServ | Com - Health | Energy Efficiency | Incremental Measure Cost | 615002.3703 | 639365.4754 | 669666.4194 | 691516.1918 | 716557.6952 | 734716.3256 | 864589.2797 | 888209.4151 | 914676.95 | 939022.5121 | 995617.3639 | 1042932.1021 | 1079301.8632
Scenario 6: Aggressive Fuel Sub Phase In | PG&E | Com | FoodServ | Com - Health | Fuel Substitution | Admin | 1501.0008 | 1703.9164 | 1914.8748 | 2145.4782 | 2384.4332 | 2641.444 | 2913.5613 | 3202.7811 | 3511.0402 | 3843.0389 | 4202.0911 | 4596.3979 | 5108.1247
Scenario 6: Aggressive Fuel Sub Phase In | PG&E | Com | FoodServ | Com - Health | Fuel Substitution | Incentives | 301.1165 | 340.9623 | 382.2151 | 427.123 | 473.4866 | 523.1895 | 575.6571 | 631.2761 | 690.4147 | 753.9814 | 822.6088 | 897.9067 | 996.2076
Scenario 6: Aggressive Fuel Sub Phase In | PG&E | Com | FoodServ | Com - Health | Fuel Substitution | Incremental Measure Cost | 3588.8169 | 4147.9801 | 4746.201 | 5414.6501 | 6127.4064 | 6911.9827 | 7763.7828 | 8691.2941 | 9703.3808 | 10817.3013 | 12047.4132 | 13421.474 | 15155.9429
Scenario 6: Aggressive Fuel Sub Phase In | PG&E | Com | FoodServ | Com - Lodging | Energy Efficiency | Admin | 332082.1293 | 341791.5551 | 351001.2436 | 358766.775 | 367294.3472 | 374156.5172 | 385808.8414 | 393126.8614 | 398942.4669 | 405053.9455 | 416376.8601 | 424470.337 | 436576.4313
Scenario 6: Aggressive Fuel Sub Phase In | PG&E | Com | FoodServ | Com - Lodging | Energy Efficiency | Incentives | 40976.6112 | 42174.6752 | 43311.0715 | 44269.2652 | 45321.485 | 46168.2041 | 47605.8413 | 48508.7752 | 49226.3504 | 49980.4335 | 51377.5904 | 52376.2471 | 53870.048
Scenario 6: Aggressive Fuel Sub Phase In | PG&E | Com | FoodServ | Com - Lodging | Energy Efficiency | Incremental Measure Cost | 495389.0869 | 519235.9145 | 543508.8546 | 566601.2216 | 591989.9667 | 615783.5759 | 681943.1884 | 716344.1994 | 742770.1642 | 770649.588 | 835891.9353 | 889245.002 | 942598.1897
Scenario 6: Aggressive Fuel Sub Phase In | PG&E | Com | FoodServ | Com - Lodging | Fuel Substitution | Admin | 1547.2343 | 1743.2107 | 1940.8208 | 2153.5444 | 2369.9411 | 2597.3484 | 2830.5911 | 3072.6876 | 3324.1778 | 3587.9288 | 3866.0072 | 4174.7431 | 4681.7124
Scenario 6: Aggressive Fuel Sub Phase In | PG&E | Com | FoodServ | Com - Lodging | Fuel Substitution | Incentives | 305.2206 | 343.4446 | 381.9061 | 423.2178 | 465.1577 | 509.1517 | 554.1963 | 600.8785 | 649.3013 | 700.0208 | 753.4352 | 812.8807 | 910.8671
Scenario 6: Aggressive Fuel Sub Phase In | PG&E | Com | FoodServ | Com - Lodging | Fuel Substitution | Incremental Measure Cost | 3720.0421 | 4270.702 | 4844.9585 | 5477.889 | 6142.5561 | 6859.582 | 7617.3264 | 8425.7274 | 9288.4377 | 10215.9873 | 11217.244 | 12332.7811 | 14073.5681
Scenario 6: Aggressive Fuel Sub Phase In | PG&E | Com | FoodServ | Com - Office (Large) | Energy Efficiency | Admin | 3182.9577 | 3198.7983 | 3221.9204 | 3238.9173 | 3260.9988 | 3280.4306 | 3304.3903 | 3321.8244 | 3333.5396 | 3351.699 | 3368.5117 | 3386.2987 | 3405.3791
Scenario 6: Aggressive Fuel Sub Phase In | PG&E | Com | FoodServ | Com - Office (Large) | Energy Efficiency | Incentives | 392.6588 | 394.613 | 397.4654 | 399.5622 | 402.2862 | 404.6834 | 407.6391 | 409.7898 | 411.235 | 413.4752 | 415.5493 | 417.7436 | 420.0974
Scenario 6: Aggressive Fuel Sub Phase In | PG&E | Com | FoodServ | Com - Office (Large) | Energy Efficiency | Incremental Measure Cost | 4531.6238 | 4645.2598 | 4772.4143 | 4893.5424 | 5025.4425 | 5156.4961 | 5298.0414 | 5432.514 | 5560.7065 | 5702.8184 | 5846.0533 | 5994.461 | 6148.802
Scenario 6: Aggressive Fuel Sub Phase In | PG&E | Com | FoodServ | Com - Office (Small) | Energy Efficiency | Admin | 814.9235 | 822.7268 | 830.9566 | 600.3123 | 2026.6704 | 842.6399 | 850.4456 | 858.148 | 865.4496 | 872.9766 | 880.6302 | 888.383 | 896.3015
Scenario 6: Aggressive Fuel Sub Phase In | PG&E | Com | FoodServ | Com - Office (Small) | Energy Efficiency | Incentives | 100.5313 | 101.4939 | 102.5092 | 74.0563 | 250.0159 | 103.9505 | 104.9134 | 105.8636 | 106.7644 | 107.6929 | 108.6371 | 109.5935 | 110.5703
Scenario 6: Aggressive Fuel Sub Phase In | PG&E | Com | FoodServ | Com - Office (Small) | Energy Efficiency | Incremental Measure Cost | 1160.2186 | 1194.7548 | 1230.8401 | 906.9863 | 3123.2503 | 1324.5424 | 1363.5484 | 1403.4158 | 1443.6641 | 1485.3443 | 1528.3341 | 1572.6249 | 1618.3751
Scenario 6: Aggressive Fuel Sub Phase In | PG&E | Com | FoodServ | Com - Other | Energy Efficiency | Admin | 1050347.5451 | 1073658.7009 | 1095875.5724 | 1115528.2214 | 1132369.4341 | 1150490.4993 | 1176781.8005 | 1193031.2253 | 1204711.19 | 1217320.6562 | 1234878.6977 | 1249489.9316 | 1262533.9614
Scenario 6: Aggressive Fuel Sub Phase In | PG&E | Com | FoodServ | Com - Other | Energy Efficiency | Incentives | 129606.0458 | 132482.4427 | 135223.8033 | 137648.7478 | 139726.7725 | 141962.7141 | 145206.5228 | 147211.4674 | 148652.6048 | 150208.434 | 152374.9001 | 154177.7456 | 155787.2068
Scenario 6: Aggressive Fuel Sub Phase In | PG&E | Com | FoodServ | Com - Other | Energy Efficiency | Incremental Measure Cost | 1725687.7599 | 1795945.1835 | 1867830.7586 | 1938819.4045 | 2008275.3881 | 2083195.7602 | 2235023.3567 | 2321997.3019 | 2395799.4242 | 2474012.1147 | 2588148.4144 | 2687998.3802 | 2779430.6138
Scenario 6: Aggressive Fuel Sub Phase In | PG&E | Com | FoodServ | Com - Other | Fuel Substitution | Admin | 5631.5194 | 6383.5784 | 7157.8786 | 7949.2858 | 8751.093 | 9565.8242 | 10446.8892 | 11371.8125 | 12353.6211 | 13389.5772 | 14475.9967 | 15623.7734 | 16850.9212
Scenario 6: Aggressive Fuel Sub Phase In | PG&E | Com | FoodServ | Com - Other | Fuel Substitution | Incentives | 1103.7842 | 1250.1497 | 1400.6605 | 1554.3142 | 1709.8023 | 1867.6145 | 2038.1055 | 2216.9166 | 2406.567 | 2606.522 | 2816.0577 | 3037.2782 | 3273.7571
Scenario 6: Aggressive Fuel Sub Phase In | PG&E | Com | FoodServ | Com - Other | Fuel Substitution | Incremental Measure Cost | 13321.4618 | 15391.6936 | 17591.6419 | 19913.7245 | 22345.4973 | 24897.5485 | 27718.7899 | 30760.3602 | 34068.9735 | 37649.1065 | 41502.3333 | 45673.105 | 50221.2743
Scenario 6: Aggressive Fuel Sub Phase In | PG&E | Com | FoodServ | Com - Restaurant | Energy Efficiency | Admin | 2413853.3834 | 2463328.2715 | 2511041.5679 | 2552466.5253 | 2588453.681 | 2619527.2511 | 2669724.3444 | 2698094.5304 | 2720743.2591 | 2743216.9596 | 2802434.9983 | 2219630.2873 | 6567302.3284
Scenario 6: Aggressive Fuel Sub Phase In | PG&E | Com | FoodServ | Com - Restaurant | Energy Efficiency | Incentives | 297855.6553 | 303960.5411 | 309848.0378 | 314959.5763 | 319400.1087 | 323234.3223 | 329427.6152 | 332928.1489 | 335722.7604 | 338495.7718 | 345802.9036 | 273888.6962 | 810360.5065
Scenario 6: Aggressive Fuel Sub Phase In | PG&E | Com | FoodServ | Com - Restaurant | Energy Efficiency | Incremental Measure Cost | 3325609.6937 | 3454335.9398 | 3586887.5946 | 3716659.3024 | 3844408.4454 | 3970226.5769 | 4268291.6876 | 4420136.9599 | 4550868.9005 | 4685605.4636 | 5076963.062 | 4140766.5567 | 13173900.5153
Scenario 6: Aggressive Fuel Sub Phase In | PG&E | Com | FoodServ | Com - Restaurant | Fuel Substitution | Admin | 15542.9787 | 17511.7206 | 19517.2645 | 21543.2701 | 23568.8154 | 25614.6179 | 27737.9445 | 29916.1906 | 32172.0199 | 34494.7482 | 36882.4225 | 35093.5331 | 38119.0981
Scenario 6: Aggressive Fuel Sub Phase In | PG&E | Com | FoodServ | Com - Restaurant | Fuel Substitution | Incentives | 3039.6876 | 3422.5331 | 3812.1443 | 4205.3405 | 4598.0497 | 4994.2957 | 5405.1805 | 5826.3234 | 6262.108 | 6710.4592 | 7170.9842 | 6819.3314 | 7404.5762
Scenario 6: Aggressive Fuel Sub Phase In | PG&E | Com | FoodServ | Com - Restaurant | Fuel Substitution | Incremental Measure Cost | 37404.2785 | 42959.9418 | 48809.4199 | 54921.9649 | 61251.9054 | 67860.2472 | 74911.2483 | 82361.7756 | 90291.4414 | 98690.0436 | 107570.6281 | 104342.0626 | 115402.4984
Scenario 6: Aggressive Fuel Sub Phase In | PG&E | Com | FoodServ | Com - Retail | Energy Efficiency | Admin | 4366.6204 | 4596.0835 | 4851.8678 | 1844.3079 | 32147.1961 | 5187.5299 | 5599.0653 | 5830.4573 | 6009.126 | 6181.1925 | 6348.3542 | 6497.5032 | 6646.6004
Scenario 6: Aggressive Fuel Sub Phase In | PG&E | Com | FoodServ | Com - Retail | Energy Efficiency | Incentives | 538.7212 | 567.0327 | 598.5917 | 227.5191 | 3966.3198 | 640.0061 | 690.7818 | 719.3312 | 741.3755 | 762.6052 | 783.2297 | 801.6318 | 820.0275
Scenario 6: Aggressive Fuel Sub Phase In | PG&E | Com | FoodServ | Com - Retail | Energy Efficiency | Incremental Measure Cost | 5953.0895 | 6378.6572 | 6854.7181 | 2786.4864 | 45842.1818 | 7759.3116 | 8521.5344 | 9040.2614 | 9495.6053 | 9955.3834 | 10422.096 | 10874.337 | 11340.5713
Scenario 6: Aggressive Fuel Sub Phase In | PG&E | Com | FoodServ | Com - School | Energy Efficiency | Admin | 341424.8988 | 347565.8746 | 352827.5289 | 357157.5729 | 360205.9085 | 363825.7569 | 371833.9506 | 376476.9422 | 379738.3264 | 383121.853 | 388261.4348 | 392949.0557 | 395587.8935
Scenario 6: Aggressive Fuel Sub Phase In | PG&E | Com | FoodServ | Com - School | Energy Efficiency | Incentives | 42129.0035 | 42886.7203 | 43535.9327 | 44070.1902 | 44446.2951 | 44892.9191 | 45880.8885 | 46453.7235 | 46856.1153 | 47273.5791 | 47907.7348 | 48486.1189 | 48811.6956
Scenario 6: Aggressive Fuel Sub Phase In | PG&E | Com | FoodServ | Com - School | Energy Efficiency | Incremental Measure Cost | 723092.5857 | 750033.9697 | 776274.4834 | 801644.2346 | 825309.0048 | 851109.788 | 917158.9776 | 955718.9 | 984731.6464 | 1014974.0621 | 1058707.7431 | 1102980.1526 | 1139014.5487
Scenario 6: Aggressive Fuel Sub Phase In | PG&E | Com | FoodServ | Com - School | Fuel Substitution | Admin | 682.6169 | 747.3151 | 833.8994 | 933.9773 | 1048.6886 | 1174.6942 | 1311.8484 | 1462.7252 | 1629.4888 | 1815.6161 | 2032.5959 | 2347.0655 | 2758.3649
Scenario 6: Aggressive Fuel Sub Phase In | PG&E | Com | FoodServ | Com - School | Fuel Substitution | Incentives | 137.2846 | 149.9544 | 166.7898 | 186.1645 | 208.3012 | 232.5579 | 258.9103 | 287.8631 | 319.838 | 355.5138 | 397.2743 | 458.1528 | 537.6071
Scenario 6: Aggressive Fuel Sub Phase In | PG&E | Com | FoodServ | Com - School | Fuel Substitution | Incremental Measure Cost | 1634.1629 | 1821.1968 | 2069.0472 | 2359.7788 | 2698.6677 | 3079.4361 | 3503.8348 | 3981.1511 | 4520.1833 | 5134.0444 | 5852.6577 | 6869.2658 | 8210.6555
Scenario 6: Aggressive Fuel Sub Phase In | PG&E | Com | HVAC | Com - College | Energy Efficiency | Admin | 164931.9101 | 164176.5743 | 141851.6122 | 249798.7365 | 154075.0592 | 153988.1139 | 64226.4882 | 63377.0119 | 57076.9185 | 57677.2811 | 57888.5926 | 57160.213 | 57265.3418
Scenario 6: Aggressive Fuel Sub Phase In | PG&E | Com | HVAC | Com - College | Energy Efficiency | Incentives | 44934.7708 | 44332.331 | 36576.0747 | 73643.8983 | 40657.1547 | 40754.6558 | 9694.6974 | 9495.1175 | 7079.0795 | 7149.1592 | 7184.3188 | 7136.6569 | 7159.8923
Scenario 6: Aggressive Fuel Sub Phase In | PG&E | Com | HVAC | Com - College | Energy Efficiency | Incremental Measure Cost | 852501.5663 | 891551.9036 | 740802.1521 | 1835929.9829 | 971671.0344 | 572304.112 | 131863.1535 | 136035.3687 | 115028.6335 | 118613.5761 | 121579.24 | 122880.1842 | 125707.954
Scenario 6: Aggressive Fuel Sub Phase In | PG&E | Com | HVAC | Com - College | Fuel Substitution | Admin | 38411.2358 | 43712.9653 | 46771.7876 | 49483.016 | 0 | 0 | 0 | 0 | 0 | 0 | 0 | 0 | 0
Scenario 6: Aggressive Fuel Sub Phase In | PG&E | Com | HVAC | Com - College | Fuel Substitution | Incentives | 4861.3304 | 5530.7249 | 5917.3146 | 6260.1351 | 0 | 0 | 0 | 0 | 0 | 0 | 0 | 0 | 0
Scenario 6: Aggressive Fuel Sub Phase In | PG&E | Com | HVAC | Com - College | Fuel Substitution | Incremental Measure Cost | 155441.6743 | 191058.3814 | 208487.6377 | 224982.4842 | 8.6737 | 0 | 0 | 0 | 0 | 0 | 0 | 0 | 0
Scenario 6: Aggressive Fuel Sub Phase In | PG&E | Com | HVAC | Com - Grocery | Energy Efficiency | Admin | 158279.3528 | 172367.3561 | 185846.4518 | 198286.8049 | 209270.2398 | 266970.0624 | 276799.724 | 286162.4836 | 246436.3201 | 253405.0192 | 259526.4399 | 264760.3489 | 269604.5519
Scenario 6: Aggressive Fuel Sub Phase In | PG&E | Com | HVAC | Com - Grocery | Energy Efficiency | Incentives | 54569.8586 | 59426.9615 | 64074.1363 | 68363.1849 | 72149.9336 | 92045.704 | 95434.6858 | 98662.6701 | 84963.6396 | 87366.2283 | 89476.704 | 91281.1935 | 92951.3321
Scenario 6: Aggressive Fuel Sub Phase In | PG&E | Com | HVAC | Com - Grocery | Energy Efficiency | Incremental Measure Cost | 830883.6711 | 925125.3944 | 1019418.0288 | 1111378.0768 | 1198241.1651 | 1438144.466 | 1526473.1066 | 1616064.1203 | 1535462.8598 | 1612046.6505 | 1685338.9919 | 1754883.7473 | 1823349.6617
Scenario 6: Aggressive Fuel Sub Phase In | PG&E | Com | HVAC | Com - Grocery | Fuel Substitution | Admin | 114277.886 | 125254.0823 | 135706.1246 | 145449.8434 | 3864.6118 | 4058.7841 | 4170.8522 | 4238.2298 | 4267.6338 | 4284.4809 | 4286.3243 | 4277.4799 | 4260.9883
Scenario 6: Aggressive Fuel Sub Phase In | PG&E | Com | HVAC | Com - Grocery | Fuel Substitution | Incentives | 31116.8539 | 33601.4697 | 35863.9554 | 37859.3492 | 488.5416 | 513.0878 | 527.2548 | 535.7723 | 539.4893 | 541.619 | 541.8521 | 540.734 | 538.6492
Scenario 6: Aggressive Fuel Sub Phase In | PG&E | Com | HVAC | Com - Grocery | Fuel Substitution | Incremental Measure Cost | 319258.9901 | 351554.3293 | 382638.5502 | 407299.4369 | 136031.6005 | 33434.973 | 35046.378 | 36325.4487 | 37285.8446 | 38181.8522 | 38962.2853 | 39659.4754 | 40296.5885
Scenario 6: Aggressive Fuel Sub Phase In | PG&E | Com | HVAC | Com - Health | Energy Efficiency | Admin | 538009.9626 | 562939.9932 | 588197.3599 | 601579.6871 | 614329.1729 | 605296.7094 | 532989.1988 | 538897.0933 | 542728.0669 | 543213.9009 | 540341.6784 | 541038.4127 | 540464.7868
Scenario 6: Aggressive Fuel Sub Phase In | PG&E | Com | HVAC | Com - Health | Energy Efficiency | Incentives | 185506.3497 | 194102.2412 | 202811.1368 | 207425.5151 | 211821.7189 | 208706.7624 | 183772.2566 | 185809.2656 | 187130.0788 | 187297.4357 | 186306.8879 | 186546.843 | 186348.727
Scenario 6: Aggressive Fuel Sub Phase In | PG&E | Com | HVAC | Com - Health | Energy Efficiency | Incremental Measure Cost | 2344144.4802 | 2540962.7876 | 2752324.5605 | 2917988.4733 | 3087163.2849 | 2652812.0598 | 2370444.956 | 2483447.2022 | 2589286.4164 | 2680309.2101 | 2756417.0375 | 2848437.1145 | 2936481.2079
Scenario 6: Aggressive Fuel Sub Phase In | PG&E | Com | HVAC | Com - Health | Fuel Substitution | Admin | 91258.1513 | 99147.655 | 106389.4465 | 112867.7838 | 1758.5386 | 1861.9389 | 1931.0311 | 1977.6318 | 2008.9552 | 2029.4597 | 2042.2216 | 2049.3945 | 2052.5576
Scenario 6: Aggressive Fuel Sub Phase In | PG&E | Com | HVAC | Com - Health | Fuel Substitution | Incentives | 11877.2164 | 12890.0895 | 13816.9603 | 14643.0329 | 222.3042 | 235.3754 | 244.1097 | 250.0007 | 253.9604 | 256.5524 | 258.1657 | 259.0725 | 259.4723
Scenario 6: Aggressive Fuel Sub Phase In | PG&E | Com | HVAC | Com - Health | Fuel Substitution | Incremental Measure Cost | 278133.6783 | 307815.5313 | 336497.1099 | 363734.645 | 15422.321 | 16639.0293 | 17601.6051 | 18386.9115 | 19051.7063 | 19631.084 | 20149.6225 | 20624.8031 | 21069.7681
Scenario 6: Aggressive Fuel Sub Phase In | PG&E | Com | HVAC | Com - Lodging | Energy Efficiency | Admin | 269371.2623 | 284493.75 | 298361.1154 | 310357.2376 | 322065.7913 | 331331.5825 | 302625.7738 | 308729.9669 | 183015.5358 | 187177.0361 | 191670.2777 | 261198.9622 | 306492.9375
Scenario 6: Aggressive Fuel Sub Phase In | PG&E | Com | HVAC | Com - Lodging | Energy Efficiency | Incentives | 92879.1669 | 98093.3498 | 102874.7602 | 107010.9515 | 111047.9695 | 114242.7069 | 104343.4484 | 106447.9894 | 63099.2206 | 64534.0031 | 66083.1337 | 90057.8137 | 105675.8534
Scenario 6: Aggressive Fuel Sub Phase In | PG&E | Com | HVAC | Com - Lodging | Energy Efficiency | Incremental Measure Cost | 1291962.5628 | 1411167.2027 | 1527975.3163 | 1637929.7866 | 1749529.7407 | 1669685.847 | 1570867.2834 | 1649061.1984 | 1290185.3246 | 1344692.8633 | 1408579.6136 | 1675727.3928 | 1884662.492
Scenario 6: Aggressive Fuel Sub Phase In | PG&E | Com | HVAC | Com - Lodging | Fuel Substitution | Admin | 56553.9274 | 62019.626 | 67198.2307 | 72000.9921 | 1144.7994 | 1199.7047 | 1233.8539 | 1254.2981 | 896.1528 | 900.4879 | 901.6064 | 900.1536 | 1266.8669
Scenario 6: Aggressive Fuel Sub Phase In | PG&E | Com | HVAC | Com - Lodging | Fuel Substitution | Incentives | 10460.3734 | 11301.6638 | 12062.565 | 12729.8754 | 144.7188 | 151.6597 | 155.9766 | 158.561 | 113.2864 | 113.8344 | 113.9758 | 113.7922 | 160.1499
Scenario 6: Aggressive Fuel Sub Phase In | PG&E | Com | HVAC | Com - Lodging | Fuel Substitution | Incremental Measure Cost | 247625.7585 | 272787.3414 | 296899.599 | 302534.1024 | 154761.5739 | 10750.3179 | 11278.2694 | 11694.2298 | 8433.8577 | 8644.15 | 8827.9847 | 8990.197 | 13039.4308
Scenario 6: Aggressive Fuel Sub Phase In | PG&E | Com | HVAC | Com - Office (Large) | Energy Efficiency | Admin | 636823.7238 | 661173.7169 | 683285.6227 | 699202.6509 | 713222.8341 | 723566.742 | 139705.4817 | 140382.743 | 127228.1532 | 91305.2166 | 124284.6853 | 124124.6972 | 123946.6755
Scenario 6: Aggressive Fuel Sub Phase In | PG&E | Com | HVAC | Com - Office (Large) | Energy Efficiency | Incentives | 219594.5109 | 227991.0775 | 235615.8592 | 241104.4764 | 245938.9931 | 249505.8342 | 48168.7938 | 48402.2737 | 43866.9709 | 31480.7074 | 42852.1047 | 42796.9124 | 42735.5053
Scenario 6: Aggressive Fuel Sub Phase In | PG&E | Com | HVAC | Com - Office (Large) | Energy Efficiency | Incremental Measure Cost | 5678632.0352 | 6020336.2322 | 6351817.8813 | 6634888.823 | 6907747.0671 | 4216247.7748 | 1323622.6029 | 1360109.3386 | 1292530.2167 | 938608.2539 | 1316294.0466 | 1341546.6957 | 1367138.3085
Scenario 6: Aggressive Fuel Sub Phase In | PG&E | Com | HVAC | Com - Office (Large) | Fuel Substitution | Admin | 62.194 | 903.4068 | 939.3958 | 966.8892 | 0 | 0 | 0 | 0 | 0 | 0 | 0 | 0 | 0
Scenario 6: Aggressive Fuel Sub Phase In | PG&E | Com | HVAC | Com - Office (Large) | Fuel Substitution | Incentives | 7.8644 | 114.2221 | 118.7724 | 122.2485 | 0 | 0 | 0 | 0 | 0 | 0 | 0 | 0 | 0
Scenario 6: Aggressive Fuel Sub Phase In | PG&E | Com | HVAC | Com - Office (Large) | Fuel Substitution | Incremental Measure Cost | 370.2881 | 7266.2265 | 7706.6751 | 8090.9287 | 0 | 0 | 0 | 0 | 0 | 0 | 0 | 0 | 0
Scenario 6: Aggressive Fuel Sub Phase In | PG&E | Com | HVAC | Com - Office (Small) | Energy Efficiency | Admin | 281453.7971 | 294554.9654 | 306125.2965 | 189125.4707 | 1206415.0727 | 322076.1033 | 48366.8767 | 49825.3018 | 47866.0435 | 47800.1602 | 48358.997 | 48879.4341 | 49349.7619
Scenario 6: Aggressive Fuel Sub Phase In | PG&E | Com | HVAC | Com - Office (Small) | Energy Efficiency | Incentives | 87151.839 | 91327.6224 | 94995.1134 | 65216.7261 | 297184.5804 | 100953.8615 | 6420.8463 | 6807.0674 | 6066.8978 | 5971.8841 | 6093.1298 | 6203.3162 | 6292.6407
Scenario 6: Aggressive Fuel Sub Phase In | PG&E | Com | HVAC | Com - Office (Small) | Energy Efficiency | Incremental Measure Cost | 1191252.4071 | 1274608.6937 | 1352886.375 | 948361.9213 | 4409843.7911 | 1529561.0413 | 167952.7141 | 182072.1649 | 165719.8015 | 166659.3309 | 173777.6568 | 180738.5741 | 187442.1411
Scenario 6: Aggressive Fuel Sub Phase In | PG&E | Com | HVAC | Com - Office (Small) | Fuel Substitution | Admin | 14920.7145 | 16082.2991 | 25468.2543 | 21781.3344 | 0 | 0 | 0 | 0 | 0 | 0 | 0 | 0 | 0
Scenario 6: Aggressive Fuel Sub Phase In | PG&E | Com | HVAC | Com - Office (Small) | Fuel Substitution | Incentives | 1886.7893 | 2033.6635 | 3220.5091 | 2754.2788 | 0 | 0 | 0 | 0 | 0 | 0 | 0 | 0 | 0
Scenario 6: Aggressive Fuel Sub Phase In | PG&E | Com | HVAC | Com - Office (Small) | Fuel Substitution | Incremental Measure Cost | 95027.4246 | 104483.4026 | 178330.5463 | 155561.8623 | 0 | 0 | 0 | 0 | 0 | 0 | 0 | 0 | 0
Scenario 6: Aggressive Fuel Sub Phase In | PG&E | Com | HVAC | Com - Other | Energy Efficiency | Admin | 1561959.5317 | 1151374.3779 | 939293.1672 | 961410.3882 | 974529.7215 | 994379.9715 | 1013182.7636 | 1023719.8976 | 858623.1681 | 868363.5412 | 876308.9718 | 881587.3992 | 888205.0255
Scenario 6: Aggressive Fuel Sub Phase In | PG&E | Com | HVAC | Com - Other | Energy Efficiency | Incentives | 372248.3574 | 223841.734 | 143607.5594 | 146095.2765 | 147862.8486 | 149213.5144 | 149921.1692 | 149769.971 | 92667.7537 | 94061.6782 | 94667.1659 | 94794.767 | 94898.8087
Scenario 6: Aggressive Fuel Sub Phase In | PG&E | Com | HVAC | Com - Other | Energy Efficiency | Incremental Measure Cost | 2972075.6163 | 2522191.887 | 2340457.7992 | 2506037.9371 | 2660276.511 | 2810315.5072 | 2951066.6683 | 3076915.4263 | 2452019.4925 | 2589285.8292 | 2711464.8482 | 2820235.3372 | 2927544.1767
Scenario 6: Aggressive Fuel Sub Phase In | PG&E | Com | HVAC | Com - Other | Fuel Substitution | Admin | 478795.5362 | 522449.1818 | 563128.5253 | 600145.2381 | 0 | 0 | 0 | 0 | 0 | 0 | 0 | 0 | 0
Scenario 6: Aggressive Fuel Sub Phase In | PG&E | Com | HVAC | Com - Other | Fuel Substitution | Incentives | 64663.821 | 69947.6708 | 74734.411 | 78944.5916 | 0 | 0 | 0 | 0 | 0 | 0 | 0 | 0 | 0
Scenario 6: Aggressive Fuel Sub Phase In | PG&E | Com | HVAC | Com - Other | Fuel Substitution | Incremental Measure Cost | 1252190.3699 | 1380899.562 | 1504470.8303 | 1620945.6825 | 58736.6468 | 0 | 0 | 0 | 0 | 0 | 0 | 0 | 0
Scenario 6: Aggressive Fuel Sub Phase In | PG&E | Com | HVAC | Com - Restaurant | Energy Efficiency | Admin | 482150.5481 | 525550.2238 | 566909.9841 | 604189.3398 | 636593.1097 | 664149.1389 | 688166.6441 | 707742.3613 | 723642.9125 | 736842.1386 | 747349.6642 | 573887.0137 | 1908228.762
Scenario 6: Aggressive Fuel Sub Phase In | PG&E | Com | HVAC | Com - Restaurant | Energy Efficiency | Incentives | 158613.8261 | 173421.8251 | 187451.7617 | 200130.0988 | 211169.7979 | 220578.7982 | 228720.9477 | 235376.4391 | 240798.2728 | 245268.4048 | 248826.7093 | 197897.3471 | 559045.2805
Scenario 6: Aggressive Fuel Sub Phase In | PG&E | Com | HVAC | Com - Restaurant | Energy Efficiency | Incremental Measure Cost | 1782284.6809 | 1987919.8084 | 2191700.3467 | 2386437.3517 | 2568391.256 | 2736439.2863 | 2894102.0701 | 3037804.1536 | 3169872.5535 | 3293208.6201 | 3408052.0795 | 2771001.7316 | 7888983.5441
Scenario 6: Aggressive Fuel Sub Phase In | PG&E | Com | HVAC | Com - Restaurant | Fuel Substitution | Admin | 25783.4021 | 27867.816 | 29751.9888 | 31408.5148 | 0 | 1.9665 | 2.0191 | 2.0507 | 2.0684 | 2.0763 | 2.0772 | 1.8691 | 1.8618
Scenario 6: Aggressive Fuel Sub Phase In | PG&E | Com | HVAC | Com - Restaurant | Fuel Substitution | Incentives | 3307.1111 | 3568.4081 | 3803.1694 | 4007.9912 | 0 | 0.2486 | 0.25524 | 0.25923 | 0.26147 | 0.26248 | 0.26258 | 0.23629 | 0.23536
Scenario 6: Aggressive Fuel Sub Phase In | PG&E | Com | HVAC | Com - Restaurant | Fuel Substitution | Incremental Measure Cost | 127332.4431 | 140146.1634 | 152353.9192 | 163766.6601 | 0 | 19.6091 | 20.536 | 21.2742 | 21.8871 | 22.4105 | 22.868 | 20.9896 | 21.3257
Scenario 6: Aggressive Fuel Sub Phase In | PG&E | Com | HVAC | Com - Retail | Energy Efficiency | Admin | 309820.7869 | 330381.9322 | 332203.8591 | 248371.9466 | 1180208.955 | 381594.7095 | 300099.9048 | 310572.9606 | 269318.745 | 268943.5819 | 275958.3113 | 282197.5146 | 288095.8246
Scenario 6: Aggressive Fuel Sub Phase In | PG&E | Com | HVAC | Com - Retail | Energy Efficiency | Incentives | 96953.5095 | 103543.1397 | 103635.9251 | 85635.5462 | 298850.0983 | 121377.1925 | 91751.9022 | 95030.3327 | 80615.0169 | 80280.0767 | 82477.0325 | 84431.9518 | 86243.0129
Scenario 6: Aggressive Fuel Sub Phase In | PG&E | Com | HVAC | Com - Retail | Energy Efficiency | Incremental Measure Cost | 2480691.5202 | 2714934.5794 | 2898459.0676 | 2364265.1001 | 8343269.3934 | 2996919.9479 | 2696981.6009 | 2852645.6828 | 2556449.9024 | 2610306.4085 | 2737558.6819 | 2860513.9789 | 2982222.0158
Scenario 6: Aggressive Fuel Sub Phase In | PG&E | Com | HVAC | Com - Retail | Fuel Substitution | Admin | 78857.1514 | 85138.9621 | 90793.3244 | 86842.0103 | 2415.7271 | 2550.1416 | 2636.0995 | 2689.8943 | 0 | 0 | 0 | 0 | 0
Scenario 6: Aggressive Fuel Sub Phase In | PG&E | Com | HVAC | Com - Retail | Fuel Substitution | Incentives | 9982.2917 | 10777.0723 | 11492.3632 | 10991.9711 | 305.3821 | 322.374 | 333.2403 | 340.0407 | 0 | 0 | 0 | 0 | 0
Scenario 6: Aggressive Fuel Sub Phase In | PG&E | Com | HVAC | Com - Retail | Fuel Substitution | Incremental Measure Cost | 400519.3513 | 440983.0628 | 479613.7278 | 467883.6756 | 27787.2273 | 29899.3107 | 31526.5957 | 32814.1711 | 0 | 0 | 0 | 0 | 0
Scenario 6: Aggressive Fuel Sub Phase In | PG&E | Com | HVAC | Com - School | Energy Efficiency | Admin | 412501.6132 | 431840.1479 | 443707.639 | 462847.5044 | 472622.1364 | 478881.8749 | 234779.14 | 236331.1766 | 212889.0997 | 205643.2459 | 206061.9306 | 218043.7683 | 222128.2572
Scenario 6: Aggressive Fuel Sub Phase In | PG&E | Com | HVAC | Com - School | Energy Efficiency | Incentives | 109013.3229 | 115018.0001 | 118672.8296 | 125127.1434 | 128769.4668 | 131044.9233 | 47147.3999 | 47868.1768 | 40018.5953 | 37699.3659 | 38009.5387 | 42149.5743 | 43693.7821
Scenario 6: Aggressive Fuel Sub Phase In | PG&E | Com | HVAC | Com - School | Energy Efficiency | Incremental Measure Cost | 2588586.3263 | 2728002.4239 | 2893694.7221 | 3287639.1255 | 3539325.2639 | 2997009.9448 | 1855800.2329 | 1944851.5939 | 1381970.9488 | 1211653.5855 | 1256911.4017 | 1664021.5805 | 1842945.309
Scenario 6: Aggressive Fuel Sub Phase In | PG&E | Com | HVAC | Com - School | Fuel Substitution | Admin | 59959.5368 | 63736.6037 | 66896.7383 | 72232.7774 | 0 | 0 | 0 | 0 | 0 | 0 | 0 | 0 | 0
Scenario 6: Aggressive Fuel Sub Phase In | PG&E | Com | HVAC | Com - School | Fuel Substitution | Incentives | 7588.4543 | 8066.1902 | 8465.8144 | 9140.4544 | 0 | 0 | 0 | 0 | 0 | 0 | 0 | 0 | 0
Scenario 6: Aggressive Fuel Sub Phase In | PG&E | Com | HVAC | Com - School | Fuel Substitution | Incremental Measure Cost | 234662.0514 | 254372.3299 | 272289.5837 | 315943.8551 | 0 | 0 | 0 | 0 | 0 | 0 | 0 | 0 | 0
Scenario 6: Aggressive Fuel Sub Phase In | PG&E | Com | HVAC | Com - Warehouse | Energy Efficiency | Admin | 22788.6057 | 24808.9712 | 26760.4879 | 28614.5109 | 30323.038 | 32021.4297 | 33407.3229 | 34702.6041 | 23244.5283 | 17837.4869 | 18302.8793 | 18726.8464 | 19118.7211
Scenario 6: Aggressive Fuel Sub Phase In | PG&E | Com | HVAC | Com - Warehouse | Energy Efficiency | Incentives | 7856.814 | 8553.3728 | 9226.195 | 9865.4047 | 10454.4518 | 11040.0058 | 11517.8181 | 11964.3907 | 8014.039 | 6149.7571 | 6310.2086 | 6456.3779 | 6591.483
Scenario 6: Aggressive Fuel Sub Phase In | PG&E | Com | HVAC | Com - Warehouse | Energy Efficiency | Incremental Measure Cost | 337151.4265 | 375309.1058 | 413712.6233 | 451893.8262 | 489073.9577 | 527154.025 | 561554.294 | 595452.9446 | 368918.8101 | 288838.9469 | 302520.7176 | 315949.4006 | 329252.988
Scenario 6: Aggressive Fuel Sub Phase In | PG&E | Com | HVAC | Com - Warehouse | Fuel Substitution | Admin | 33093.2249 | 36419.5345 | 39582.5386 | 42537.4772 | 0 | 0 | 0 | 0 | 0 | 0 | 0 | 0 | 0
Scenario 6: Aggressive Fuel Sub Phase In | PG&E | Com | HVAC | Com - Warehouse | Fuel Substitution | Incentives | 5017.9672 | 5443.5044 | 5832.5907 | 6178.702 | 0 | 0 | 0 | 0 | 0 | 0 | 0 | 0 | 0
Scenario 6: Aggressive Fuel Sub Phase In | PG&E | Com | HVAC | Com - Warehouse | Fuel Substitution | Incremental Measure Cost | 82690.6736 | 91448.4223 | 98407.8561 | 106326.0001 | 4.9881 | 0 | 0 | 0 | 0 | 0 | 0 | 0 | 0
Scenario 6: Aggressive Fuel Sub Phase In | PG&E | Com | Lighting | Com - College | Energy Efficiency | Admin | 0 | 0 | 0 | 0 | 0 | 0 | 0 | 0 | 0 | 0 | 0 | 0 | 0
Scenario 6: Aggressive Fuel Sub Phase In | PG&E | Com | Lighting | Com - College | Energy Efficiency | Incentives | 0 | 0 | 0 | 0 | 0 | 0 | 0 | 0 | 0 | 0 | 0 | 0 | 0
Scenario 6: Aggressive Fuel Sub Phase In | PG&E | Com | Lighting | Com - College | Energy Efficiency | Incremental Measure Cost | 0 | 0 | 0 | 0 | 0 | 0 | 0 | 0 | 0 | 0 | 0 | 0 | 0
Scenario 6: Aggressive Fuel Sub Phase In | PG&E | Com | Lighting | Com - Grocery | Energy Efficiency | Admin | 14512.918 | 15031.0117 | 15513.7222 | 15946.6621 | 16308.8071 | 16671.8899 | 16968.8949 | 17219.1728 | 17430.3637 | 17638.2153 | 17843.5368 | 18039.1587 | 18238.5131
Scenario 6: Aggressive Fuel Sub Phase In | PG&E | Com | Lighting | Com - Grocery | Energy Efficiency | Incentives | 46243.8103 | 47894.6587 | 49432.7624 | 50812.2774 | 51966.2127 | 53123.1358 | 54069.5095 | 54866.9924 | 55539.9289 | 56202.225 | 56856.4593 | 57479.7867 | 58115.0075
Scenario 6: Aggressive Fuel Sub Phase In | PG&E | Com | Lighting | Com - Grocery | Energy Efficiency | Incremental Measure Cost | 70205.728 | 73973.2195 | 77691.5427 | 81284.4467 | 84636.6772 | 88100.163 | 91247.2906 | 94158.5023 | 96950.3781 | 99811.8183 | 102749.3288 | 105723.5611 | 108812.0601
Scenario 6: Aggressive Fuel Sub Phase In | PG&E | Com | Lighting | Com - Health | Energy Efficiency | Admin | 36941.0796 | 38287.143 | 39856.1718 | 40846.5522 | 41911.4242 | 42885.4745 | 43683.8217 | 44340.3293 | 44879.4995 | 45262.0828 | 45496.7924 | 46021.9661 | 46547.3961
Scenario 6: Aggressive Fuel Sub Phase In | PG&E | Com | Lighting | Com - Health | Energy Efficiency | Incentives | 117708.6702 | 121997.7526 | 126997.2895 | 130153.0272 | 133546.1242 | 136649.828 | 139193.6732 | 141285.5622 | 143003.5684 | 144222.6278 | 144970.504 | 146643.9119 | 148318.1369
Scenario 6: Aggressive Fuel Sub Phase In | PG&E | Com | Lighting | Com - Health | Energy Efficiency | Incremental Measure Cost | 198545.5754 | 209418.3032 | 221859.5218 | 231520.2376 | 241911.8418 | 252119.7741 | 261407.6953 | 269914.84 | 277979.1708 | 285329.324 | 291973.2671 | 300663.4131 | 309621.3364
Scenario 6: Aggressive Fuel Sub Phase In | PG&E | Com | Lighting | Com - Lodging | Energy Efficiency | Admin | 0 | 0 | 0 | 0 | 0 | 0 | 0 | 0 | 0 | 0 | 0 | 0 | 0
Scenario 6: Aggressive Fuel Sub Phase In | PG&E | Com | Lighting | Com - Lodging | Energy Efficiency | Incentives | 0 | 0 | 0 | 0 | 0 | 0 | 0 | 0 | 0 | 0 | 0 | 0 | 0
Scenario 6: Aggressive Fuel Sub Phase In | PG&E | Com | Lighting | Com - Lodging | Energy Efficiency | Incremental Measure Cost | 0 | 0 | 0 | 0 | 0 | 0 | 0 | 0 | 0 | 0 | 0 | 0 | 0
Scenario 6: Aggressive Fuel Sub Phase In | PG&E | Com | Lighting | Com - Office (Large) | Energy Efficiency | Admin | 30780.8253 | 32755.7089 | 34683.9452 | 36344.5575 | 37938.436 | 39334.4247 | 40679.6577 | 41960.3002 | 43205.5209 | 44473.3178 | 45610.4136 | 46674.6561 | 47681.9338
Scenario 6: Aggressive Fuel Sub Phase In | PG&E | Com | Lighting | Com - Office (Large) | Energy Efficiency | Incentives | 98079.7004 | 104372.4487 | 110516.5606 | 115807.9184 | 120886.6363 | 125334.8001 | 129621.2363 | 133701.8622 | 137669.6205 | 141709.3154 | 145332.5453 | 148723.6368 | 151933.2157
Scenario 6: Aggressive Fuel Sub Phase In | PG&E | Com | Lighting | Com - Office (Large) | Energy Efficiency | Incremental Measure Cost | 269200.9541 | 292202.2184 | 315591.4064 | 337315.4513 | 359150.4746 | 379813.1491 | 400658.7709 | 421537.41 | 442727.9635 | 464833.4899 | 486252.7402 | 507550.6059 | 528874.0466
Scenario 6: Aggressive Fuel Sub Phase In | PG&E | Com | Lighting | Com - Office (Small) | Energy Efficiency | Admin | 0 | 0 | 0 | 0 | 0 | 0 | 0 | 0 | 0 | 0 | 0 | 0 | 0
Scenario 6: Aggressive Fuel Sub Phase In | PG&E | Com | Lighting | Com - Office (Small) | Energy Efficiency | Incentives | 0 | 0 | 0 | 0 | 0 | 0 | 0 | 0 | 0 | 0 | 0 | 0 | 0
Scenario 6: Aggressive Fuel Sub Phase In | PG&E | Com | Lighting | Com - Office (Small) | Energy Efficiency | Incremental Measure Cost | 0 | 0 | 0 | 0 | 0 | 0 | 0 | 0 | 0 | 0 | 0 | 0 | 0
Scenario 6: Aggressive Fuel Sub Phase In | PG&E | Com | Lighting | Com - Other | Energy Efficiency | Admin | 0 | 0 | 0 | 0 | 0 | 0 | 0 | 0 | 0 | 0 | 0 | 0 | 0
Scenario 6: Aggressive Fuel Sub Phase In | PG&E | Com | Lighting | Com - Other | Energy Efficiency | Incentives | 0 | 0 | 0 | 0 | 0 | 0 | 0 | 0 | 0 | 0 | 0 | 0 | 0
Scenario 6: Aggressive Fuel Sub Phase In | PG&E | Com | Lighting | Com - Other | Energy Efficiency | Incremental Measure Cost | 0 | 0 | 0 | 0 | 0 | 0 | 0 | 0 | 0 | 0 | 0 | 0 | 0
Scenario 6: Aggressive Fuel Sub Phase In | PG&E | Com | Lighting | Com - Refrig. Warehouse | Energy Efficiency | Admin | 316.5976 | 329.1148 | 340.5892 | 351.2229 | 361.1403 | 370.5455 | 378.1142 | 385.0979 | 391.1808 | 397.1954 | 402.8082 | 408.3538 | 413.8594
Scenario 6: Aggressive Fuel Sub Phase In | PG&E | Com | Lighting | Com - Refrig. Warehouse | Energy Efficiency | Incentives | 995.059 | 1041.7939 | 1085.2499 | 1119.1329 | 1150.7335 | 1180.7025 | 1204.819 | 1227.072 | 1246.4543 | 1265.6193 | 1283.5039 | 1301.1744 | 1318.7171
Scenario 6: Aggressive Fuel Sub Phase In | PG&E | Com | Lighting | Com - Refrig. Warehouse | Energy Efficiency | Incremental Measure Cost | 1200.7922 | 1269.8644 | 1337.2412 | 1403.5804 | 1469.2741 | 1535.0577 | 1593.3721 | 1650.2863 | 1705.2311 | 1761.669 | 1818.1666 | 1876.1774 | 1935.8525
Scenario 6: Aggressive Fuel Sub Phase In | PG&E | Com | Lighting | Com - Restaurant | Energy Efficiency | Admin | 3110.2606 | 3306.9366 | 3493.7447 | 3661.7529 | 3812.324 | 9395.5691 | 10141.5885 | 10253.3897 | 10351.4486 | 5228.9665 | 4753.2354 | 3677.7583 | 13347.4197
Scenario 6: Aggressive Fuel Sub Phase In | PG&E | Com | Lighting | Com - Restaurant | Energy Efficiency | Incentives | 9910.5018 | 10537.1883 | 11132.4317 | 11667.7712 | 12147.5493 | 29937.9432 | 32315.0516 | 32671.2939 | 32983.7478 | 16661.5243 | 15145.6595 | 11718.7708 | 42530.0787
Scenario 6: Aggressive Fuel Sub Phase In | PG&E | Com | Lighting | Com - Restaurant | Energy Efficiency | Incremental Measure Cost | 18071.9663 | 19599.0343 | 21120.303 | 22578.6609 | 23977.2361 | 69643.7302 | 76931.9746 | 79109.1651 | 81244.9838 | 37472.0177 | 33666.6318 | 26570.1319 | 98357.6193
Scenario 6: Aggressive Fuel Sub Phase In | PG&E | Com | Lighting | Com - Retail | Energy Efficiency | Admin | 73813.8666 | 76429.6234 | 78867.2221 | 63418.6015 | 179247.8407 | 83648.2943 | 85697.5007 | 86978.0772 | 88070.4355 | 89137.6314 | 90193.9385 | 91200.3615 | 92220.2281
Scenario 6: Aggressive Fuel Sub Phase In | PG&E | Com | Lighting | Com - Retail | Energy Efficiency | Incentives | 235199.7336 | 243534.5537 | 251301.6927 | 202076.3694 | 571153.4471 | 266536.0511 | 273065.621 | 277146.0367 | 280626.7156 | 284027.2174 | 287393.0234 | 290599.8792 | 293849.5715
Scenario 6: Aggressive Fuel Sub Phase In | PG&E | Com | Lighting | Com - Retail | Energy Efficiency | Incremental Measure Cost | 476982.3739 | 502461.3092 | 527614.0085 | 433948.311 | 1221230.1576 | 589236.7367 | 614093.6662 | 633883.6797 | 652940.9093 | 672413.8079 | 692418.8958 | 712670.0848 | 733654.4408
Scenario 6: Aggressive Fuel Sub Phase In | PG&E | Com | Lighting | Com - School | Energy Efficiency | Admin | 0 | 0 | 0 | 0 | 0 | 0 | 0 | 0 | 0 | 0 | 0 | 0 | 0
Scenario 6: Aggressive Fuel Sub Phase In | PG&E | Com | Lighting | Com - School | Energy Efficiency | Incentives | 0 | 0 | 0 | 0 | 0 | 0 | 0 | 0 | 0 | 0 | 0 | 0 | 0
Scenario 6: Aggressive Fuel Sub Phase In | PG&E | Com | Lighting | Com - School | Energy Efficiency | Incremental Measure Cost | 0 | 0 | 0 | 0 | 0 | 0 | 0 | 0 | 0 | 0 | 0 | 0 | 0
Scenario 6: Aggressive Fuel Sub Phase In | PG&E | Com | Lighting | Com - Warehouse | Energy Efficiency | Admin | 556.0925 | 592.7196 | 627.7167 | 660.9031 | 691.6252 | 721.5262 | 755.5021 | 789.3377 | 170.5651 | 0 | 0 | 0 | 0
Scenario 6: Aggressive Fuel Sub Phase In | PG&E | Com | Lighting | Com - Warehouse | Energy Efficiency | Incentives | 1771.9272 | 1888.6354 | 2000.1501 | 2105.8947 | 2203.7873 | 2299.0636 | 2407.324 | 2515.1373 | 543.4867 | 0 | 0 | 0 | 0
Scenario 6: Aggressive Fuel Sub Phase In | PG&E | Com | Lighting | Com - Warehouse | Energy Efficiency | Incremental Measure Cost | 5819.4276 | 6326.7797 | 6834.3517 | 7339.5862 | 7834.3825 | 8336.5478 | 8903.6888 | 9488.4944 | 2091.3403 | 0 | 0 | 0 | 0
Scenario 6: Aggressive Fuel Sub Phase In | PG&E | Com | WaterHeat | Com - College | Energy Efficiency | Admin | 301105.2307 | 484709.4988 | 417977.2093 | 629861.7957 | 635012.3705 | 749915.9047 | 777860.2957 | 886668.3291 | 967611.603 | 1010994.577 | 1000476.5054 | 933504.7227 | 819442.6067
Scenario 6: Aggressive Fuel Sub Phase In | PG&E | Com | WaterHeat | Com - College | Energy Efficiency | Incentives | 0.087993 | 0.14165 | 0.12215 | 0.18407 | 0.18557 | 0.21915 | 0.22732 | 0.25911 | 0.28277 | 0.29545 | 0.29237 | 0.2728 | 0.23947
Scenario 6: Aggressive Fuel Sub Phase In | PG&E | Com | WaterHeat | Com - College | Energy Efficiency | Incremental Measure Cost | 274611.2186 | 366504.6577 | 308823.6281 | 610072.7847 | 467643.2085 | 418953.7904 | 389674.2931 | 452512.1687 | 495239.7601 | 528026.0981 | 533262.0127 | 507828.36 | 454997.9792
Scenario 6: Aggressive Fuel Sub Phase In | PG&E | Com | WaterHeat | Com - College | Fuel Substitution | Admin | 105174.5322 | 132144.8772 | 171587.6434 | 175356.943 | 163997.6576 | 202466.3437 | 70012.1281 | 91074.76 | 114853.2376 | 143721.4685 | 174558.4327 | 207503.5966 | 243143.7506
Scenario 6: Aggressive Fuel Sub Phase In | PG&E | Com | WaterHeat | Com - College | Fuel Substitution | Incentives | 19166.0951 | 23724.4417 | 32802.3348 | 33378.8116 | 31144.9374 | 38175.2472 | 29568.8983 | 37699.1933 | 46597.4262 | 57151.7115 | 68036.4432 | 79271.9056 | 91043.3199
Scenario 6: Aggressive Fuel Sub Phase In | PG&E | Com | WaterHeat | Com - College | Fuel Substitution | Incremental Measure Cost | 320021.3848 | 404050.1412 | 520740.7124 | 574179.5028 | 606964.2087 | 477378.1726 | 192943.714 | 231122.7882 | 229706.4752 | 287442.9369 | 349116.8655 | 415007.1932 | 486287.5012
Scenario 6: Aggressive Fuel Sub Phase In | PG&E | Com | WaterHeat | Com - Grocery | Energy Efficiency | Admin | 199600.1206 | 235037.9531 | 276162.603 | 323131.0485 | 375595.6248 | 432675.0637 | 476173.762 | 535047.1881 | 588738.7944 | 632732.0401 | 660832.6845 | 668369.825 | 652643.4715
Scenario 6: Aggressive Fuel Sub Phase In | PG&E | Com | WaterHeat | Com - Grocery | Energy Efficiency | Incentives | 0.05833 | 0.068686 | 0.080704 | 0.09443 | 0.10976 | 0.12644 | 0.13915 | 0.15636 | 0.17205 | 0.18491 | 0.19312 | 0.19532 | 0.19072
Scenario 6: Aggressive Fuel Sub Phase In | PG&E | Com | WaterHeat | Com - Grocery | Energy Efficiency | Incremental Measure Cost | 95475.5953 | 113345.7408 | 134449.3511 | 159030.1675 | 187090.5769 | 207963.2225 | 230624.0906 | 264744.0488 | 297501.1707 | 326447.5721 | 347995.8161 | 359131.8063 | 357694.948
Scenario 6: Aggressive Fuel Sub Phase In | PG&E | Com | WaterHeat | Com - Grocery | Fuel Substitution | Admin | 6666.8024 | 8340.3399 | 10429.7307 | 13030.8186 | 16242.6242 | 20239.0985 | 0 | 0 | 0 | 0 | 0 | 0 | 0
Scenario 6: Aggressive Fuel Sub Phase In | PG&E | Com | WaterHeat | Com - Grocery | Fuel Substitution | Incentives | 1051.8188 | 1290.0519 | 1581.6024 | 1937.3014 | 2367.4614 | 2892.1412 | 0 | 0 | 0 | 0 | 0 | 0 | 0
Scenario 6: Aggressive Fuel Sub Phase In | PG&E | Com | WaterHeat | Com - Grocery | Fuel Substitution | Incremental Measure Cost | 13333.6048 | 16680.6798 | 20859.4614 | 26061.6373 | 32485.2484 | 40478.197 | 0 | 0 | 0 | 0 | 0 | 0 | 0
Scenario 6: Aggressive Fuel Sub Phase In | PG&E | Com | WaterHeat | Com - Health | Energy Efficiency | Admin | 681414.6365 | 785603.0797 | 871776.0757 | 1002981.6357 | 1087704.7421 | 1204702.1743 | 1104749.3462 | 1202867.0701 | 1254180.1626 | 1246025.7422 | 1173864.5771 | 1047618.6124 | 886989.962
Scenario 6: Aggressive Fuel Sub Phase In | PG&E | Com | WaterHeat | Com - Health | Energy Efficiency | Incentives | 0.19913 | 0.22958 | 0.25476 | 0.29311 | 0.31786 | 0.35205 | 0.32285 | 0.35152 | 0.36651 | 0.36413 | 0.34304 | 0.30615 | 0.25921
Scenario 6: Aggressive Fuel Sub Phase In | PG&E | Com | WaterHeat | Com - Health | Energy Efficiency | Incremental Measure Cost | 465049.1294 | 525649.3874 | 581760.8233 | 658249.7282 | 716760.7961 | 598800.345 | 542582.0297 | 602907.196 | 641441.5846 | 650320.4388 | 625187.3513 | 569312.5374 | 491736.2527
Scenario 6: Aggressive Fuel Sub Phase In | PG&E | Com | WaterHeat | Com - Health | Fuel Substitution | Admin | 167088.7333 | 211610.9087 | 278691.1275 | 299437.3774 | 303363.8231 | 381340.8105 | 96990.2556 | 127246.8072 | 161258.5671 | 202484.6592 | 247059.2461 | 294912.1602 | 346890.7427
Scenario 6: Aggressive Fuel Sub Phase In | PG&E | Com | WaterHeat | Com - Health | Fuel Substitution | Incentives | 52327.0869 | 65154.8924 | 91162.6872 | 95576.6303 | 93403.698 | 115037.4967 | 79749.8246 | 102548.1564 | 127374.2041 | 156755.5573 | 187456.8691 | 219308.9543 | 252821.5923
Scenario 6: Aggressive Fuel Sub Phase In | PG&E | Com | WaterHeat | Com - Health | Fuel Substitution | Incremental Measure Cost | 475909.4919 | 603679.9689 | 784264.604 | 880905.6979 | 953965.4008 | 889223.8782 | 359798.0649 | 467095.7639 | 322517.1343 | 404969.3184 | 494118.4922 | 589824.3204 | 693781.4854
Scenario 6: Aggressive Fuel Sub Phase In | PG&E | Com | WaterHeat | Com - Lodging | Energy Efficiency | Admin | 2323670.9498 | 2478368.7082 | 2601988.5902 | 2751897.6406 | 2897413.0732 | 3012297.7282 | 1204827.2803 | 1207310.4968 | 925102.1606 | 847855.6573 | 60044.1798 | 627491.1611 | 490066.2829
Scenario 6: Aggressive Fuel Sub Phase In | PG&E | Com | WaterHeat | Com - Lodging | Energy Efficiency | Incentives | 0.67905 | 0.72426 | 0.76039 | 0.8042 | 0.84672 | 0.88029 | 0.35209 | 0.35282 | 0.27035 | 0.24777 | 0.017547 | 0.18337 | 0.14321
Scenario 6: Aggressive Fuel Sub Phase In | PG&E | Com | WaterHeat | Com - Lodging | Energy Efficiency | Incremental Measure Cost | 2046871.9302 | 2210077.9382 | 2368504.1206 | 2540742.2177 | 2721567.6815 | 1980414.2711 | 1193192.807 | 1277709.4506 | 473845.6379 | 477308.1318 | 42395.4625 | 387438.7202 | 312619.0875
Scenario 6: Aggressive Fuel Sub Phase In | PG&E | Com | WaterHeat | Com - Lodging | Fuel Substitution | Admin | 140947.5961 | 178082.9916 | 232984.9459 | 252376.1256 | 259908.0515 | 326534.4976 | 75710.1338 | 99120.5583 | 125784.3247 | 158566.4009 | 193382.2203 | 230570.3258 | 270759.3695
Scenario 6: Aggressive Fuel Sub Phase In | PG&E | Com | WaterHeat | Com - Lodging | Fuel Substitution | Incentives | 52146.8666 | 64639.2004 | 89453.8536 | 94028.4293 | 92705.2943 | 113972.3205 | 75094.8593 | 96366.5587 | 119865.6173 | 148108.7058 | 177045.8177 | 206902.4833 | 238142.4289
Scenario 6: Aggressive Fuel Sub Phase In | PG&E | Com | WaterHeat | Com - Lodging | Fuel Substitution | Incremental Measure Cost | 560145.3577 | 707691.3333 | 907793.8328 | 1057544.1026 | 1208287.1594 | 752440.2173 | 281022.0596 | 363861.5704 | 251568.6494 | 317132.8018 | 386764.4405 | 461140.6516 | 541518.7389
Scenario 6: Aggressive Fuel Sub Phase In | PG&E | Com | WaterHeat | Com - Office (Large) | Energy Efficiency | Admin | 2076936.3418 | 2195134.8111 | 2182659.5061 | 2038054.9898 | 1760291.0456 | 1393859.313 | 750598.5771 | 396510.1004 | 115212.8852 | 74545.3695 | 67870.0406 | 61837.7022 | 56397.8662
Scenario 6: Aggressive Fuel Sub Phase In | PG&E | Com | WaterHeat | Com - Office (Large) | Energy Efficiency | Incentives | 0.60695 | 0.64149 | 0.63785 | 0.59559 | 0.51442 | 0.40733 | 0.21935 | 0.11587 | 0.033669 | 0.021785 | 0.019834 | 0.018071 | 0.016481
Scenario 6: Aggressive Fuel Sub Phase In | PG&E | Com | WaterHeat | Com - Office (Large) | Energy Efficiency | Incremental Measure Cost | 1361193.7774 | 1444029.7131 | 1464835.4112 | 1427096.0938 | 1326024.5686 | 859232.1887 | 373134.8567 | 202300.5965 | 59985.7497 | 38910.4891 | 36102.904 | 33511.4238 | 31123.0193
Scenario 6: Aggressive Fuel Sub Phase In | PG&E | Com | WaterHeat | Com - Office (Large) | Fuel Substitution | Admin | 51385.3424 | 64371.3229 | 87497.0841 | 80217.6818 | 60295.1361 | 74370.3195 | 51232.7199 | 66502.9713 | 85131.3032 | 106772.3868 | 129402.3854 | 153275.16 | 178726.1152
Scenario 6: Aggressive Fuel Sub Phase In | PG&E | Com | WaterHeat | Com - Office (Large) | Fuel Substitution | Incentives | 10502.4933 | 12955.1866 | 18791.8499 | 18227.1852 | 15698.3187 | 19082.7911 | 19736.686 | 25110.4104 | 31506.1516 | 38731.8184 | 46010.5357 | 53418.6246 | 61053.933
Scenario 6: Aggressive Fuel Sub Phase In | PG&E | Com | WaterHeat | Com - Office (Large) | Fuel Substitution | Incremental Measure Cost | 183831.4276 | 231316.6596 | 303396.2559 | 319751.7757 | 316762.3156 | 194019.8186 | 141375.8724 | 182221.109 | 170262.6064 | 213544.7735 | 258804.7708 | 306550.32 | 357452.2303
Scenario 6: Aggressive Fuel Sub Phase In | PG&E | Com | WaterHeat | Com - Office (Small) | Energy Efficiency | Admin | 459878.3951 | 574650.8565 | 19387.3596 | 596889.9004 | 713036.009 | 825623.0332 | 919766.7327 | 977190.8879 | 981388.003 | 925207.527 | 813971.4137 | 666453.701 | 507421.3757
Scenario 6: Aggressive Fuel Sub Phase In | PG&E | Com | WaterHeat | Com - Office (Small) | Energy Efficiency | Incentives | 0.13439 | 0.16793 | 0.0056656 | 0.17443 | 0.20837 | 0.24128 | 0.26879 | 0.28557 | 0.2868 | 0.27038 | 0.23787 | 0.19476 | 0.14829
Scenario 6: Aggressive Fuel Sub Phase In | PG&E | Com | WaterHeat | Com - Office (Small) | Energy Efficiency | Incremental Measure Cost | 202014.9792 | 257326.4176 | 8828.4069 | 276735.5009 | 337170.7367 | 398250.8795 | 452626.4529 | 490668.2981 | 502862.4099 | 483856.5441 | 434516.4938 | 363189.0842 | 282314.6945
Scenario 6: Aggressive Fuel Sub Phase In | PG&E | Com | WaterHeat | Com - Office (Small) | Fuel Substitution | Admin | 14442.9659 | 18135.4243 | 24283.1518 | 18718.8373 | 15221.9921 | 18876.9226 | 13509.3052 | 17901.5479 | 23334.8945 | 29358.3093 | 35700.2852 | 42453.9765 | 49730.5281
Scenario 6: Aggressive Fuel Sub Phase In | PG&E | Com | WaterHeat | Com - Office (Small) | Fuel Substitution | Incentives | 2774.1619 | 3429.7841 | 4869.9872 | 3987.6652 | 3580.3697 | 4405.4312 | 4718.2984 | 6128.15 | 7829.6936 | 9655.6243 | 11508.9263 | 13415.1397 | 15403.2467
Scenario 6: Aggressive Fuel Sub Phase In | PG&E | Com | WaterHeat | Com - Office (Small) | Fuel Substitution | Incremental Measure Cost | 30217.6763 | 38106.2803 | 51043.703 | 40234.1755 | 34949.3284 | 43721.7248 | 27018.6104 | 35803.0958 | 46669.7889 | 58716.6186 | 71400.5703 | 84907.953 | 99461.0562
Scenario 6: Aggressive Fuel Sub Phase In | PG&E | Com | WaterHeat | Com - Other | Energy Efficiency | Admin | 1385403.3267 | 1655367.7161 | 1830366.5087 | 2176466.0248 | 2566984.576 | 2989832.8989 | 3239779.7282 | 3628086.9404 | 3885620.8669 | 4040541.7711 | 4000648.5828 | 3757281.9084 | 3339775.0365
Scenario 6: Aggressive Fuel Sub Phase In | PG&E | Com | WaterHeat | Com - Other | Energy Efficiency | Incentives | 0.40486 | 0.48375 | 0.5349 | 0.63604 | 0.75016 | 0.87373 | 0.94677 | 1.0602 | 1.1355 | 1.1808 | 1.1691 | 1.098 | 0.97599
Scenario 6: Aggressive Fuel Sub Phase In | PG&E | Com | WaterHeat | Com - Other | Energy Efficiency | Incremental Measure Cost | 904801.1693 | 1064645.3877 | 1161656.247 | 1364857.1985 | 1596130.4937 | 1564124.3761 | 1655636.2937 | 1884660.8558 | 1978053.497 | 2099188.4751 | 2120669.5852 | 2031583.808 | 1841273.8522
Scenario 6: Aggressive Fuel Sub Phase In | PG&E | Com | WaterHeat | Com - Other | Fuel Substitution | Admin | 868249.5795 | 1091505.4625 | 1417115.6307 | 1492206.9744 | 1470960.7661 | 1836658.8426 | 512926.3533 | 666448.3054 | 838922.3137 | 1047495.8089 | 1270146.4079 | 1507390.6123 | 1763351.2555
Scenario 6: Aggressive Fuel Sub Phase In | PG&E | Com | WaterHeat | Com - Other | Fuel Substitution | Incentives | 190532.2181 | 234953.6833 | 321856.9801 | 330806.0989 | 314793.5818 | 384993.9305 | 278396.3226 | 354540.6007 | 437441.7289 | 535366.8543 | 636292.0697 | 740168.8343 | 848680.0648
Scenario 6: Aggressive Fuel Sub Phase In | PG&E | Com | WaterHeat | Com - Other | Fuel Substitution | Incremental Measure Cost | 3059116.6572 | 3846223.5469 | 4102054.0202 | 4546642.3651 | 4848553.5014 | 4354356.1107 | 1910377.8713 | 2458235.2872 | 1677844.6274 | 2094991.6178 | 2540292.8158 | 3014781.2246 | 3526702.5109
Scenario 6: Aggressive Fuel Sub Phase In | PG&E | Com | WaterHeat | Com - Refrig. Warehouse | Energy Efficiency | Admin | 44643.2677 | 56367.947 | 70420.1275 | 89606.3771 | 111034.0771 | 134082.9059 | 157393.3337 | 183783.2168 | 208745.9753 | 230492.8251 | 244654.0075 | 248759.0386 | 241125.2844
Scenario 6: Aggressive Fuel Sub Phase In | PG&E | Com | WaterHeat | Com - Refrig. Warehouse | Energy Efficiency | Incentives | 0.013046 | 0.016473 | 0.020579 | 0.026186 | 0.032448 | 0.039184 | 0.045996 | 0.053708 | 0.061003 | 0.067358 | 0.071496 | 0.072696 | 0.070465
Scenario 6: Aggressive Fuel Sub Phase In | PG&E | Com | WaterHeat | Com - Refrig. Warehouse | Energy Efficiency | Incremental Measure Cost | 19720.3781 | 25208.1602 | 32102.0694 | 41650.3295 | 52648.1437 | 64803.5871 | 77434.4387 | 92217.8276 | 106828.8371 | 120353.3334 | 130340.4501 | 135234.2622 | 133775.0878
Scenario 6: Aggressive Fuel Sub Phase In | PG&E | Com | WaterHeat | Com - Refrig. Warehouse | Fuel Substitution | Admin | 1607.8842 | 2034.4276 | 2658.1543 | 2902.9095 | 3024.9459 | 3807.0855 | 834.1543 | 1093.752 | 1389.4946 | 1752.1153 | 2137.926 | 2550.346 | 2996.1271
Scenario 6: Aggressive Fuel Sub Phase In | PG&E | Com | WaterHeat | Com - Refrig. Warehouse | Fuel Substitution | Incentives | 515.6681 | 639.7965 | 882.4322 | 932.3214 | 926.3907 | 1141.0323 | 729.7021 | 937.8206 | 1167.7633 | 1443.2806 | 1726.1057 | 2018.1549 | 2323.7585
Scenario 6: Aggressive Fuel Sub Phase In | PG&E | Com | WaterHeat | Com - Refrig. Warehouse | Fuel Substitution | Incremental Measure Cost | 3215.7685 | 4068.8551 | 5316.3086 | 5805.819 | 6049.8919 | 7614.1709 | 1668.3087 | 2187.504 | 2778.9893 | 3504.2305 | 4275.852 | 5100.692 | 5992.2541
Scenario 6: Aggressive Fuel Sub Phase In | PG&E | Com | WaterHeat | Com - Restaurant | Energy Efficiency | Admin | 316602.4385 | 366194.1495 | 337689.909 | 389267.9741 | 441792.077 | 490217.8553 | 498284.1311 | 517395.4895 | 511617.1965 | 479646.4064 | 101678.699 | 371942.1398 | 358458.3202
Scenario 6: Aggressive Fuel Sub Phase In | PG&E | Com | WaterHeat | Com - Restaurant | Energy Efficiency | Incentives | 0.092522 | 0.10701 | 0.098684 | 0.11376 | 0.12911 | 0.14326 | 0.14562 | 0.1512 | 0.14951 | 0.14017 | 0.029714 | 0.10869 | 0.10475
Scenario 6: Aggressive Fuel Sub Phase In | PG&E | Com | WaterHeat | Com - Restaurant | Energy Efficiency | Incremental Measure Cost | 169616.3581 | 199008.2661 | 162164.207 | 189448.8737 | 218183.8314 | 245990.2247 | 233644.992 | 247945.9149 | 250002.1063 | 238363.357 | 41354.0285 | 191087.3325 | 179894.0354
Scenario 6: Aggressive Fuel Sub Phase In | PG&E | Com | WaterHeat | Com - Restaurant | Fuel Substitution | Admin | 392945.4987 | 492126.9129 | 651407.5068 | 588194.2246 | 421084.7002 | 520362.9966 | 400034.1376 | 517838.5885 | 650194.0649 | 810377.8671 | 980683.7292 | 1048144.8844 | 1267325.6854
Scenario 6: Aggressive Fuel Sub Phase In | PG&E | Com | WaterHeat | Com - Restaurant | Fuel Substitution | Incentives | 86908.4968 | 107092.7917 | 150542.7634 | 145578.5518 | 123769.9213 | 150821.1497 | 161014.1655 | 204282.1412 | 251396.9975 | 307107.0062 | 364267.9532 | 381595.7294 | 452222.002
Scenario 6: Aggressive Fuel Sub Phase In | PG&E | Com | WaterHeat | Com - Restaurant | Fuel Substitution | Incremental Measure Cost | 793841.5809 | 997765.1246 | 1324109.7124 | 1208408.6423 | 888753.887 | 1106951.3749 | 800068.2752 | 1035677.1771 | 1300388.1297 | 1620755.7342 | 1961367.4584 | 2096289.7688 | 2534651.3707
Scenario 6: Aggressive Fuel Sub Phase In | PG&E | Com | WaterHeat | Com - Retail | Energy Efficiency | Admin | 855207.8299 | 1073656.9927 | 1025540.1052 | 1457237.6521 | 1754429.6749 | 2066423.1321 | 2369217.8211 | 2628877.0771 | 2787583.063 | 2844873.869 | 2759583.81 | 2534033.1347 | 2197946.3645
Scenario 6: Aggressive Fuel Sub Phase In | PG&E | Com | WaterHeat | Com - Retail | Energy Efficiency | Incentives | 0.24992 | 0.31376 | 0.2997 | 0.42585 | 0.5127 | 0.60388 | 0.69237 | 0.76825 | 0.81463 | 0.83137 | 0.80644 | 0.74053 | 0.64231
Scenario 6: Aggressive Fuel Sub Phase In | PG&E | Com | WaterHeat | Com - Retail | Energy Efficiency | Incremental Measure Cost | 405851.797 | 514383.196 | 474668.0309 | 711074.1321 | 875011.7207 | 1033125.5919 | 1203742.229 | 1358580.6549 | 1427404.7444 | 1486484.0289 | 1471529.7584 | 1379157.3226 | 1221052.3243
Scenario 6: Aggressive Fuel Sub Phase In | PG&E | Com | WaterHeat | Com - Retail | Fuel Substitution | Admin | 18418.7807 | 23134.5747 | 31022.3261 | 24248.4888 | 14771.8736 | 18420.0304 | 21294.4422 | 27758.096 | 35563.3939 | 44614.5594 | 54140.2466 | 64287.9952 | 75232.0119
Scenario 6: Aggressive Fuel Sub Phase In | PG&E | Com | WaterHeat | Com - Retail | Fuel Substitution | Incentives | 4496.7798 | 5541.8291 | 7863.6217 | 6865.4654 | 5684.8599 | 6966.5036 | 8599.3768 | 10987.0874 | 13797.3579 | 16965.9674 | 20180.6191 | 23488.5302 | 26942.5522
Scenario 6: Aggressive Fuel Sub Phase In | PG&E | Com | WaterHeat | Com - Retail | Fuel Substitution | Incremental Measure Cost | 56741.1891 | 61802.0768 | 72212.086 | 48770.8894 | 29984.8613 | 66135.2697 | 79849.829 | 102957.795 | 71126.7879 | 89229.1188 | 108280.4932 | 128575.9905 | 150464.0238
Scenario 6: Aggressive Fuel Sub Phase In | PG&E | Com | WaterHeat | Com - School | Energy Efficiency | Admin | 1091270.1631 | 1223985.8133 | 1282279.115 | 1314937.2179 | 1270440.5352 | 1146854.5561 | 834564.2629 | 617654.9785 | 405653.9673 | 225222.0954 | 86730.4917 | 64747.2225 | 61099.8736
Scenario 6: Aggressive Fuel Sub Phase In | PG&E | Com | WaterHeat | Com - School | Energy Efficiency | Incentives | 0.31891 | 0.35769 | 0.37473 | 0.38427 | 0.37127 | 0.33515 | 0.24389 | 0.1805 | 0.11855 | 0.065817 | 0.025345 | 0.018921 | 0.017855
Scenario 6: Aggressive Fuel Sub Phase In | PG&E | Com | WaterHeat | Com - School | Energy Efficiency | Incremental Measure Cost | 630194.5509 | 706368.086 | 726271.9679 | 757316.8985 | 752180.1302 | 708660.5845 | 409022.2337 | 308334.3574 | 205623.2956 | 115310.1034 | 43586.514 | 31841.7909 | 30411.0453
Scenario 6: Aggressive Fuel Sub Phase In | PG&E | Com | WaterHeat | Com - School | Fuel Substitution | Admin | 205696.8279 | 257779.0598 | 349249.046 | 315198.104 | 227342.0619 | 280277.121 | 212722.0362 | 275033.3167 | 350438.5625 | 438375.7111 | 530467.407 | 627848.6378 | 731841.0151
Scenario 6: Aggressive Fuel Sub Phase In | PG&E | Com | WaterHeat | Com - School | Fuel Substitution | Incentives | 32393.5443 | 39943.8469 | 57063.8237 | 55027.5217 | 46836.6435 | 56890.921 | 57298.4403 | 72607.6136 | 90676.2237 | 111179.7389 | 131868.9941 | 152984.0933 | 174789.6983
Scenario 6: Aggressive Fuel Sub Phase In | PG&E | Com | WaterHeat | Com - School | Fuel Substitution | Incremental Measure Cost | 457823.6094 | 576054.5625 | 777064.0274 | 732096.2637 | 585838.4949 | 1014352.048 | 793013.6969 | 1014594.6594 | 700877.1249 | 876751.4221 | 1060934.8139 | 1255697.2756 | 1463682.0302
Scenario 6: Aggressive Fuel Sub Phase In | PG&E | Com | WaterHeat | Com - Warehouse | Energy Efficiency | Admin | 609705.5429 | 759491.4488 | 937755.2778 | 1145473.8303 | 1384097.6065 | 1636252.4921 | 1880278.7208 | 2116139.0301 | 2277991.3593 | 2393752.7915 | 2400170.6908 | 2294376.5396 | 2086586.4179
Scenario 6: Aggressive Fuel Sub Phase In | PG&E | Com | WaterHeat | Com - Warehouse | Energy Efficiency | Incentives | 0.17818 | 0.22195 | 0.27404 | 0.33475 | 0.40448 | 0.47817 | 0.54948 | 0.61841 | 0.66571 | 0.69954 | 0.70141 | 0.6705 | 0.60977
Scenario 6: Aggressive Fuel Sub Phase In | PG&E | Com | WaterHeat | Com - Warehouse | Energy Efficiency | Incremental Measure Cost | 293128.649 | 367361.5227 | 457384.4554 | 564712.214 | 701422.331 | 828178.0744 | 961297.9329 | 1101781.9152 | 1166450.6347 | 1250877.2349 | 1279839.7223 | 1248549.6606 | 1158896.4688
Scenario 6: Aggressive Fuel Sub Phase In | PG&E | Com | WaterHeat | Com - Warehouse | Fuel Substitution | Admin | 3301.332 | 4168.146 | 5447.0618 | 5943.779 | 6182.6837 | 7633.4429 | 1581.7259 | 2068.402 | 2623.1605 | 3303.0696 | 4025.4457 | 4798.5908 | 5635.8089
Scenario 6: Aggressive Fuel Sub Phase In | PG&E | Com | WaterHeat | Com - Warehouse | Fuel Substitution | Incentives | 516.4874 | 645.8837 | 897.0897 | 950.8495 | 949.2405 | 1167.8453 | 689.15 | 883.301 | 1097.9934 | 1355.1785 | 1618.8261 | 1891.5023 | 2177.4834
Scenario 6: Aggressive Fuel Sub Phase In | PG&E | Com | WaterHeat | Com - Warehouse | Fuel Substitution | Incremental Measure Cost | 6631.9191 | 8420.1638 | 11057.9417 | 12242.0099 | 13018.4053 | 18394.8914 | 5847.552 | 7575.2873 | 5246.3211 | 6606.1393 | 8050.8915 | 9597.1817 | 11271.6179
Scenario 6: Aggressive Fuel Sub Phase In | PG&E | Com | WholeBlg | Com - College | Energy Efficiency | Admin | 213007.3188 | 215433.2238 | 217333.3735 | 219692.4108 | 222381.1007 | 225188.3193 | 229187.3305 | 233575.6923 | 237087.8529 | 244537.4766 | 247578.7029 | 249326.5746 | 255679.5555
Scenario 6: Aggressive Fuel Sub Phase In | PG&E | Com | WholeBlg | Com - College | Energy Efficiency | Incentives | 1800.8055 | 1961.807 | 2111.7675 | 2315.5026 | 2497.1684 | 2676.7839 | 2902.2155 | 3093.5145 | 3364.8102 | 3635.2913 | 3874.2239 | 4047.4275 | 4281.0903
Scenario 6: Aggressive Fuel Sub Phase In | PG&E | Com | WholeBlg | Com - College | Energy Efficiency | Incremental Measure Cost | 11115.7617 | 12109.5694 | 13035.2248 | 14292.8129 | 15414.1742 | 16522.8796 | 17914.3926 | 19095.2165 | 20769.8327 | 22439.4207 | 23914.2706 | 24983.3979 | 26425.7191
Scenario 6: Aggressive Fuel Sub Phase In | PG&E | Com | WholeBlg | Com - Office (Large) | Energy Efficiency | Admin | 2268818.578 | 2323612.8644 | 2373687.4078 | 2429756.0589 | 2493237.6576 | 2560802.4869 | 2641416.8023 | 2661213.0798 | 2740549.4007 | 2868442.8366 | 2944742.554 | 3005526.6283 | 3071086.6288
Scenario 6: Aggressive Fuel Sub Phase In | PG&E | Com | WholeBlg | Com - Office (Large) | Energy Efficiency | Incentives | 0 | 0 | 0 | 0 | 0 | 0 | 0 | 0 | 0 | 0 | 0 | 0 | 0
Scenario 6: Aggressive Fuel Sub Phase In | PG&E | Com | WholeBlg | Com - Office (Large) | Energy Efficiency | Incremental Measure Cost | 0 | 0 | 0 | 0 | 0 | 0 | 0 | 0 | 0 | 0 | 0 | 0 | 0
Scenario 6: Aggressive Fuel Sub Phase In | PG&E | Com | WholeBlg | Com - Other | Energy Efficiency | Admin | 1833408.4542 | 1955834.7484 | 2070202.0993 | 2175588.2441 | 2301890.9494 | 2458002.4117 | 2603252.7463 | 2665778.2205 | 2780300.0643 | 2938486.6772 | 3053305.1525 | 3153976.3192 | 3219447.5362
Scenario 6: Aggressive Fuel Sub Phase In | PG&E | Com | WholeBlg | Com - Other | Energy Efficiency | Incentives | 0 | 0 | 0 | 0 | 0 | 0 | 0 | 0 | 0 | 0 | 0 | 0 | 0
Scenario 6: Aggressive Fuel Sub Phase In | PG&E | Com | WholeBlg | Com - Other | Energy Efficiency | Incremental Measure Cost | 0 | 0 | 0 | 0 | 0 | 0 | 0 | 0 | 0 | 0 | 0 | 0 | 0
Scenario 6: Aggressive Fuel Sub Phase In | PG&E | Com | WholeBlg | Com - Restaurant | Energy Efficiency | Admin | 617510.1032 | 631161.6338 | 643931.0973 | 658385.3371 | 674686.8056 | 690914.7967 | 708867.9034 | 731770.7052 | 751022.8845 | 783854.7358 | 802093.9514 | 814266.8963 | 848939.4944
Scenario 6: Aggressive Fuel Sub Phase In | PG&E | Com | WholeBlg | Com - Restaurant | Energy Efficiency | Incentives | 539.0954 | 594.3042 | 662.7943 | 735.0545 | 809.7052 | 886.683 | 973.3242 | 1060.7904 | 1148.2814 | 1243.8941 | 1341.3507 | 0 | 16671.2944
Scenario 6: Aggressive Fuel Sub Phase In | PG&E | Com | WholeBlg | Com - Restaurant | Energy Efficiency | Incremental Measure Cost | 3327.6534 | 3668.4382 | 4091.2045 | 4537.2424 | 4998.0356 | 5473.1933 | 6008.0006 | 6547.8996 | 7087.9515 | 7678.1364 | 8279.703 | 0 | 102906.2486
Scenario 6: Aggressive Fuel Sub Phase In | PG&E | Com | WholeBlg | Com - Retail | Energy Efficiency | Admin | 806352.2734 | 820373.2769 | 833033.3003 | 837272.7867 | 957125.561 | 882498.7182 | 905708.1596 | 942017.021 | 963960.8609 | 1002274.0294 | 1021764.9819 | 1035715.9268 | 1062525.2655
Scenario 6: Aggressive Fuel Sub Phase In | PG&E | Com | WholeBlg | Com - Retail | Energy Efficiency | Incentives | 2604.0809 | 2950.9705 | 3356.2435 | 0 | 38440.1927 | 4434.5667 | 4938.5444 | 5473.6312 | 5979.932 | 6528.0815 | 7115.8556 | 7726.2893 | 8385.4716
Scenario 6: Aggressive Fuel Sub Phase In | PG&E | Com | WholeBlg | Com - Retail | Energy Efficiency | Incremental Measure Cost | 16074.1084 | 18215.3405 | 20716.9536 | 0 | 237278.2779 | 27373.0769 | 30483.9605 | 33786.87 | 36912.0931 | 40295.6342 | 43923.7644 | 47691.7645 | 51760.6737
Scenario 6: Aggressive Fuel Sub Phase In | PG&E | Com | WholeBlg | Com - Warehouse | Energy Efficiency | Admin | 887979.6274 | 918963.584 | 949582.7562 | 983257.0204 | 1017704.6143 | 1056856.197 | 1099353.4375 | 1218893.6967 | 1266729.1628 | 1334785.6332 | 1382080.4229 | 1422485.1176 | 1442051.1101
Scenario 6: Aggressive Fuel Sub Phase In | PG&E | Com | WholeBlg | Com - Warehouse | Energy Efficiency | Incentives | 2021.7171 | 2221.3073 | 2457.8 | 2729.8988 | 0 | 0 | 0 | 0 | 0 | 0 | 0 | 0 | 0
Scenario 6: Aggressive Fuel Sub Phase In | PG&E | Com | WholeBlg | Com - Warehouse | Energy Efficiency | Incremental Measure Cost | 12479.3746 | 13711.377 | 15171.1659 | 16850.7398 | 0 | 0 | 0 | 0 | 0 | 0 | 0 | 0 | 0
Scenario 6: Aggressive Fuel Sub Phase In | PG&E | Res | AppPlug | Res - Multi Family | Energy Efficiency | Admin | 0 | 0 | 41470.635 | 46691.4537 | 46988.7587 | 47220.352 | 47421.5155 | 47013.9782 | 47126.4435 | 47239.9088 | 47369.5934 | 47537.2383 | 47376.9226
Scenario 6: Aggressive Fuel Sub Phase In | PG&E | Res | AppPlug | Res - Multi Family | Energy Efficiency | Incentives | 0 | 0 | 489.3568 | 550.9629 | 554.4711 | 557.204 | 559.5777 | 554.7687 | 556.0958 | 557.4347 | 558.965 | 560.9433 | 559.0515
Scenario 6: Aggressive Fuel Sub Phase In | PG&E | Res | AppPlug | Res - Multi Family | Energy Efficiency | Incremental Measure Cost | 0 | 0 | 185693.5431 | 213252.2809 | 218902.3551 | 224380.8832 | 229843.5038 | 232425.6092 | 237641.2422 | 242977.6741 | 248517.5989 | 254385.0658 | 258597.7148
Scenario 6: Aggressive Fuel Sub Phase In | PG&E | Res | AppPlug | Res - Multi Family | Fuel Substitution | Admin | 2.18 | 2.432 | 2.6988 | 2.9794 | 3.2731 | 3.58 | 0 | 0 | 0 | 0 | 0 | 0 | 0
Scenario 6: Aggressive Fuel Sub Phase In | PG&E | Res | AppPlug | Res - Multi Family | Fuel Substitution | Incentives | 136.8883 | 149.7165 | 162.8817 | 176.2891 | 189.8732 | 203.6023 | 0 | 0 | 0 | 0 | 0 | 0 | 0
Scenario 6: Aggressive Fuel Sub Phase In | PG&E | Res | AppPlug | Res - Multi Family | Fuel Substitution | Incremental Measure Cost | 4.3601 | 4.8641 | 5.3976 | 5.9587 | 6.5463 | 7.16 | 0 | 0 | 0 | 0 | 0 | 0 | 0
Scenario 6: Aggressive Fuel Sub Phase In | PG&E | Res | AppPlug | Res - Single Family | Energy Efficiency | Admin | 0 | 0 | 0 | 0 | 0 | 0 | 0 | 0 | 0 | 0 | 0 | 94852.7674 | 100789.1882
Scenario 6: Aggressive Fuel Sub Phase In | PG&E | Res | AppPlug | Res - Single Family | Energy Efficiency | Incentives | 0 | 0 | 0 | 0 | 0 | 0 | 0 | 0 | 0 | 0 | 0 | 1119.2703 | 1189.3206
Scenario 6: Aggressive Fuel Sub Phase In | PG&E | Res | AppPlug | Res - Single Family | Energy Efficiency | Incremental Measure Cost | 0 | 0 | 0 | 0 | 0 | 0 | 0 | 0 | 0 | 0 | 0 | 1315487.7647 | 1425774.771
Scenario 6: Aggressive Fuel Sub Phase In | PG&E | Res | AppPlug | Res - Single Family | Fuel Substitution | Admin | 21.9676 | 24.4103 | 26.9718 | 29.6525 | 32.4533 | 35.3764 | 0 | 0 | 0 | 0 | 0 | 0 | 0
Scenario 6: Aggressive Fuel Sub Phase In | PG&E | Res | AppPlug | Res - Single Family | Fuel Substitution | Incentives | 841.3297 | 916.5536 | 992.8748 | 1070.1495 | 1148.2665 | 1227.1467 | 0 | 0 | 0 | 0 | 0 | 0 | 0
Scenario 6: Aggressive Fuel Sub Phase In | PG&E | Res | AppPlug | Res - Single Family | Fuel Substitution | Incremental Measure Cost | 43.9351 | 48.8207 | 53.9437 | 59.3049 | 64.9066 | 70.7527 | 0 | 0 | 0 | 0 | 0 | 0 | 0
Scenario 6: Aggressive Fuel Sub Phase In | PG&E | Res | BldgEnv | Res - Single Family | Energy Efficiency | Admin | 94739.8762 | 112689.1816 | 119498.5853 | 119407.5659 | 116067.9413 | 111347.2433 | 105910.5381 | 100001.2276 | 94238.9358 | 0 | 0 | 0 | 0
Scenario 6: Aggressive Fuel Sub Phase In | PG&E | Res | BldgEnv | Res - Single Family | Energy Efficiency | Incremental Measure Cost | 694117.3373 | 853739.8761 | 928193.4167 | 947471.8248 | 939187.0554 | 918159.1048 | 889490.8714 | 855043.7373 | 820203.8436 | 0 | 0 | 0 | 0
Scenario 6: Aggressive Fuel Sub Phase In | PG&E | Res | HVAC | Res - Multi Family | Energy Efficiency | Admin | 65711.4377 | 72392.8417 | 372378.872 | 83516.1201 | 87930.8698 | 91989.5849 | 95792.5933 | 92939.5204 | 96050.9595 | 99078.2649 | 102033.6919 | 166758.6869 | 151263.9594
Scenario 6: Aggressive Fuel Sub Phase In | PG&E | Res | HVAC | Res - Multi Family | Energy Efficiency | Incentives | 56464.6515 | 62205.8612 | 67463.4821 | 71763.8946 | 75557.4095 | 79044.9902 | 82312.8451 | 79861.2511 | 82534.8545 | 85136.1634 | 87675.7084 | 131909.5648 | 122185.1101
Scenario 6: Aggressive Fuel Sub Phase In | PG&E | Res | HVAC | Res - Multi Family | Energy Efficiency | Incremental Measure Cost | 223923.5257 | 251458.0216 | 278185.3732 | 301888.113 | 324215.5438 | 345973.2641 | 367507.5669 | 364779.2396 | 384509.7613 | 404544.9638 | 424934.6302 | 496265.6175 | 495339.2422
Scenario 6: Aggressive Fuel Sub Phase In | PG&E | Res | HVAC | Res - Multi Family | Fuel Substitution | Admin | 136.0022 | 231.0741 | 246.1322 | 260.836 | 75.7234 | 80.5426 | 84.9186 | 88.792 | 93.7617 | 97.9498 | 101.0699 | 103.4554 | 105.3351
Scenario 6: Aggressive Fuel Sub Phase In | PG&E | Res | HVAC | Res - Multi Family | Fuel Substitution | Incentives | 0.044853 | 0.06297 | 0.066229 | 0.069338 | 0.013854 | 0.014736 | 0.015536 | 0.016245 | 0.017154 | 0.01792 | 0.018491 | 0.018927 | 0.019271
Scenario 6: Aggressive Fuel Sub Phase In | PG&E | Res | HVAC | Res - Multi Family | Fuel Substitution | Incremental Measure Cost | 276.3289 | 510.6134 | 549.5394 | 588.289 | 410.8989 | 444.8572 | 477.5268 | 508.1271 | 545.9653 | 581.0235 | 610.836 | 637.122 | 661.0961
Scenario 6: Aggressive Fuel Sub Phase In | PG&E | Res | HVAC | Res - Single Family | Energy Efficiency | Admin | 625205.6172 | 725940.0213 | 2330599.7015 | 847462.2111 | 441237.348 | 460656.5064 | 478479.9791 | 494893.4546 | 200862.1608 | 158652.1452 | 163079.3974 | 565519.0589 | 557498.0424
Scenario 6: Aggressive Fuel Sub Phase In | PG&E | Res | HVAC | Res - Single Family | Energy Efficiency | Incentives | 537261.9683 | 623827.5303 | 684393.8583 | 728256.5008 | 379147.2829 | 395833.815 | 411149.2031 | 425253.0062 | 172597.2265 | 136326.9226 | 140131.1804 | 403542.7647 | 404188.3056
Scenario 6: Aggressive Fuel Sub Phase In | PG&E | Res | HVAC | Res - Single Family | Energy Efficiency | Incremental Measure Cost | 10578798.174 | 12496606.2396 | 13983711.8844 | 15169460.706 | 9613400.2798 | 7767479.8686 | 8231173.7631 | 8685389.6555 | 2027060.1504 | 999089.4176 | 1047500.0337 | 1409128.2942 | 1454812.8598
Scenario 6: Aggressive Fuel Sub Phase In | PG&E | Res | HVAC | Res - Single Family | Fuel Substitution | Admin | 8880.4981 | 9524.8413 | 11290.0219 | 11959.8423 | 923.5601 | 984.4332 | 1046.8244 | 1107.518 | 73.174 | 77.1955 | 80.5261 | 83.0604 | 85.2469
Scenario 6: Aggressive Fuel Sub Phase In | PG&E | Res | HVAC | Res - Single Family | Fuel Substitution | Incentives | 2.1884 | 2.3288 | 2.6699 | 2.8075 | 0.16896 | 0.1801 | 0.19151 | 0.20261 | 0.013387 | 0.014122 | 0.014732 | 0.015195 | 0.015595
Scenario 6: Aggressive Fuel Sub Phase In | PG&E | Res | HVAC | Res - Single Family | Fuel Substitution | Incremental Measure Cost | 23195.1794 | 25191.3691 | 30940.0516 | 33202.31 | 11566.028 | 9766.0994 | 10568.4573 | 11363.0034 | 302.2892 | 325.0718 | 346.0596 | 363.8607 | 380.8912
Scenario 6: Aggressive Fuel Sub Phase In | PG&E | Res | WaterHeat | Res - Multi Family | Energy Efficiency | Admin | 886067.9347 | 1002096.1633 | 702354.2017 | 701093.0034 | 689756.371 | 679029.0128 | 669126.1107 | 627153.3754 | 617488.5262 | 609405.0546 | 604041.7044 | 603000.1158 | 584190.7074
Scenario 6: Aggressive Fuel Sub Phase In | PG&E | Res | WaterHeat | Res - Multi Family | Energy Efficiency | Incentives | 127.6584 | 144.3834 | 101.2051 | 101.0248 | 99.3928 | 97.8486 | 96.4232 | 90.3767 | 88.9855 | 87.8221 | 87.0506 | 86.9017 | 84.1926
Scenario 6: Aggressive Fuel Sub Phase In | PG&E | Res | WaterHeat | Res - Multi Family | Energy Efficiency | Incremental Measure Cost | 729652.2481 | 949465.7784 | 601681.3408 | 633220.0911 | 660190.4472 | 687703.9527 | 716192.0518 | 716840.4105 | 745204.4575 | 775373.0026 | 807992.6635 | 844425.4293 | 863206.1757
Scenario 6: Aggressive Fuel Sub Phase In | PG&E | Res | WaterHeat | Res - Multi Family | Fuel Substitution | Admin | 801266.5688 | 894653.3823 | 1014644.4466 | 1119744.002 | 1228280.907 | 1347398.501 | 30643.516 | 35134.0365 | 39251.0728 | 43334.3832 | 47030.4485 | 50050.6877 | 52596.478
Scenario 6: Aggressive Fuel Sub Phase In | PG&E | Res | WaterHeat | Res - Multi Family | Fuel Substitution | Incentives | 653349.2744 | 715379.3353 | 801641.0065 | 860240.6749 | 916553.8987 | 985720.6077 | 15107.2983 | 17272.0776 | 19295.9485 | 21303.3165 | 23120.3136 | 24605.0725 | 25856.5909
Scenario 6: Aggressive Fuel Sub Phase In | PG&E | Res | WaterHeat | Res - Multi Family | Fuel Substitution | Incremental Measure Cost | 1602533.1376 | 1789306.7646 | 2029288.8932 | 2239488.004 | 2457441.1032 | 2696543.8468 | 64326.9095 | 74993.864 | 85457.9321 | 96236.1665 | 106532.5962 | 115641.0061 | 123953.1265
Scenario 6: Aggressive Fuel Sub Phase In | PG&E | Res | WaterHeat | Res - Single Family | Energy Efficiency | Admin | 4545624.3482 | 4931148.5521 | 2689425.3347 | 2688449.1692 | 2637873.4741 | 2588045.9757 | 2534121.5079 | 2478977.4827 | 2414623.7706 | 2374731.6827 | 2345151.2967 | 2324465.7075 | 2309270.8533
Scenario 6: Aggressive Fuel Sub Phase In | PG&E | Res | WaterHeat | Res - Single Family | Energy Efficiency | Incentives | 654.92 | 710.4653 | 387.5258 | 387.3895 | 380.1075 | 372.933 | 365.1683 | 357.2277 | 347.9588 | 342.2153 | 337.9576 | 334.9812 | 332.7959
Scenario 6: Aggressive Fuel Sub Phase In | PG&E | Res | WaterHeat | Res - Single Family | Energy Efficiency | Incremental Measure Cost | 6425895.7085 | 7162641.5687 | 5101707.6101 | 5400658.541 | 5658284.2655 | 2694838.2978 | 2781908.9581 | 2869308.319 | 2912651.2285 | 3006680.7194 | 3113367.4254 | 3228845.7347 | 3350890.0732
Scenario 6: Aggressive Fuel Sub Phase In | PG&E | Res | WaterHeat | Res - Single Family | Fuel Substitution | Admin | 23634.1209 | 33553.1953 | 181784.0213 | 183200.6342 | 169910.2731 | 191230.9585 | 214512.1432 | 243930.0157 | 273006.6249 | 301989.1714 | 328051.6593 | 349441.9377 | 367660.1725
Scenario 6: Aggressive Fuel Sub Phase In | PG&E | Res | WaterHeat | Res - Single Family | Fuel Substitution | Incentives | 35641.4753 | 49526.3469 | 223078.9268 | 167636.0247 | 84211.1483 | 94322.2527 | 105471.7033 | 119916.7483 | 134210.8991 | 148458.8084 | 161271.2078 | 171786.7347 | 180742.8751
Scenario 6: Aggressive Fuel Sub Phase In | PG&E | Res | WaterHeat | Res - Single Family | Fuel Substitution | Incremental Measure Cost | 47268.2418 | 67106.3906 | 363568.0426 | 366401.2684 | 348547.9771 | 398215.0434 | 454278.7231 | 526834.5176 | 601424.1114 | 678575.5221 | 751881.4993 | 816925.4625 | 876706.438
Scenario 6: Aggressive Fuel Sub Phase In | PG&E | Res | WholeBlg | Res - Multi Family | Energy Efficiency | Admin | 0 | 0 | 4019.2342 | 4148.6064 | 4091.3595 | 4037.1739 | 978041.8871 | 935493.1864 | 873695.7612 | 819449.3861 | 757392.6877 | 1182477.5323 | 1099131.4927
Scenario 6: Aggressive Fuel Sub Phase In | PG&E | Res | WholeBlg | Res - Multi Family | Energy Efficiency | Incentives | 0 | 0 | 3075.1555 | 3174.1394 | 3130.3393 | 3088.8814 | 748308.3498 | 715753.969 | 668472.2218 | 626967.8487 | 579487.7293 | 904723.2386 | 840954.5015
Scenario 6: Aggressive Fuel Sub Phase In | PG&E | Res | WholeBlg | Res - Multi Family | Energy Efficiency | Incremental Measure Cost | 0 | 0 | 13860.0483 | 14592.3029 | 14678.7617 | 14774.0446 | 4352557.6315 | 4246464.5694 | 4045259.7827 | 3869978.4342 | 3648436.9758 | 6008563.1967 | 5696772.343
Scenario 6: Aggressive Fuel Sub Phase In | PG&E | Res | WholeBlg | Res - Single Family | Energy Efficiency | Admin | 0 | 0 | 14590.8902 | 15127.1495 | 14782.2773 | 14462.0996 | 13715.6968 | 12851.1865 | 11813.0842 | 10979.4317 | 10032.4458 | 9245.6639 | 1455834.3265
Scenario 6: Aggressive Fuel Sub Phase In | PG&E | Res | WholeBlg | Res - Single Family | Energy Efficiency | Incentives | 0 | 0 | 11163.6557 | 11573.9539 | 11310.0882 | 11065.1166 | 10494.0354 | 9832.5887 | 9038.3249 | 8400.4878 | 7675.9382 | 7073.9624 | 1113874.8267
Scenario 6: Aggressive Fuel Sub Phase In | PG&E | Res | WholeBlg | Res - Single Family | Energy Efficiency | Incremental Measure Cost | 0 | 0 | 55848.7325 | 59059.3693 | 58867.1787 | 58743.9841 | 56826.3938 | 54309.4765 | 50920.8758 | 48273.9232 | 44992.4589 | 42293.2616 | 9209910.5324
Scenario 6: Aggressive Fuel Sub Phase In | SCE | Com | BldgEnv | Com - College | Energy Efficiency | Admin | 240.012 | 254.1819 | 260.5716 | 257.8502 | 245.4688 | 225.0512 | 198.1739 | 167.2269 | 11.5596 | 0 | 0 | 0 | 0
Scenario 6: Aggressive Fuel Sub Phase In | SCE | Com | BldgEnv | Com - College | Energy Efficiency | Incremental Measure Cost | 8019.2988 | 8658.9656 | 9040.8248 | 9105.0748 | 8822.2875 | 8214.6062 | 7333.8809 | 6262.5112 | 153.7648 | 0 | 0 | 0 | 0
Scenario 6: Aggressive Fuel Sub Phase In | SCE | Com | BldgEnv | Com - Grocery | Energy Efficiency | Admin | 21.6319 | 22.7065 | 23.4539 | 22.4861 | 23.7881 | 24.9238 | 25.8436 | 26.9238 | 27.8406 | 0 | 0 | 0 | 0
Scenario 6: Aggressive Fuel Sub Phase In | SCE | Com | BldgEnv | Com - Grocery | Energy Efficiency | Incremental Measure Cost | 310.2804 | 321.9053 | 331.5599 | 342.7295 | 356.4404 | 369.1774 | 380.3364 | 393.7977 | 406.1587 | 0 | 0 | 0 | 0
Scenario 6: Aggressive Fuel Sub Phase In | SCE | Com | BldgEnv | Com - Health | Energy Efficiency | Admin | 615.2577 | 546.5129 | 78.959 | 68.5139 | 58.4659 | 48.7003 | 40.3551 | 33.2463 | 33.7164 | 0 | 0 | 0 | 0
Scenario 6: Aggressive Fuel Sub Phase In | SCE | Com | BldgEnv | Com - Health | Energy Efficiency | Incremental Measure Cost | 14061.7945 | 12686.4721 | 950.2335 | 824.7067 | 696.2739 | 569.2306 | 456.8736 | 382.7664 | 387.6342 | 0 | 0 | 0 | 0
Scenario 6: Aggressive Fuel Sub Phase In | SCE | Com | BldgEnv | Com - Lodging | Energy Efficiency | Admin | 37.1369 | 45.0294 | 54.4863 | 65.7827 | 79.244 | 95.2103 | 114.0504 | 136.1406 | 1.3783 | 0 | 0 | 0 | 0
Scenario 6: Aggressive Fuel Sub Phase In | SCE | Com | BldgEnv | Com - Lodging | Energy Efficiency | Incremental Measure Cost | 639.3525 | 790.9848 | 976.5607 | 1203.0722 | 1478.7335 | 1812.8209 | 2215.7218 | 2698.6541 | 13.0708 | 0 | 0 | 0 | 0
Scenario 6: Aggressive Fuel Sub Phase In | SCE | Com | BldgEnv | Com - Office (Large) | Energy Efficiency | Admin | 529.375 | 546.4037 | 559.3851 | 571.9901 | 587.8175 | 601.6478 | 609.6739 | 617.3618 | 618.1449 | 0 | 0 | 0 | 0
Scenario 6: Aggressive Fuel Sub Phase In | SCE | Com | BldgEnv | Com - Office (Large) | Energy Efficiency | Incremental Measure Cost | 7968.9637 | 8150.6812 | 8303.7863 | 8463.5979 | 8667.6311 | 8861.9609 | 9003.808 | 9150.2965 | 9226.6649 | 0 | 0 | 0 | 0
Scenario 6: Aggressive Fuel Sub Phase In | SCE | Com | BldgEnv | Com - Office (Small) | Energy Efficiency | Admin | 21.8476 | 22.8171 | 23.6253 | 22.9645 | 1.74 | 265.4114 | 23.1309 | 23.7765 | 24.333 | 0 | 0 | 0 | 0
Scenario 6: Aggressive Fuel Sub Phase In | SCE | Com | BldgEnv | Com - Office (Small) | Energy Efficiency | Incremental Measure Cost | 286.7461 | 298.0231 | 308.7533 | 319.1287 | 107.8848 | 2802.7932 | 326.2863 | 335.3597 | 343.917 | 0 | 0 | 0 | 0
Scenario 6: Aggressive Fuel Sub Phase In | SCE | Com | BldgEnv | Com - Other | Energy Efficiency | Admin | 999.9044 | 911.5662 | 794.5672 | 661.6315 | 526.2787 | 399.1251 | 288.1742 | 236.9094 | 235.1786 | 0 | 0 | 0 | 0
Scenario 6: Aggressive Fuel Sub Phase In | SCE | Com | BldgEnv | Com - Other | Energy Efficiency | Incremental Measure Cost | 30686.0815 | 27945.2963 | 24074.4096 | 19481.6539 | 14617.042 | 9871.1988 | 5538.4414 | 3506.3455 | 3431.6876 | 0 | 0 | 0 | 0
Scenario 6: Aggressive Fuel Sub Phase In | SCE | Com | BldgEnv | Com - Refrig. Warehouse | Energy Efficiency | Admin | 5.3473 | 0.53722 | 0.55968 | 0.56881 | 0.58716 | 0.6113 | 0.63899 | 0.66167 | 0.68835 | 0 | 0 | 0 | 0
Scenario 6: Aggressive Fuel Sub Phase In | SCE | Com | BldgEnv | Com - Refrig. Warehouse | Energy Efficiency | Incremental Measure Cost | 14.3261 | 1.5549 | 1.648 | 1.7075 | 1.7963 | 1.906 | 2.031 | 2.1459 | 2.2781 | 0 | 0 | 0 | 0
Scenario 6: Aggressive Fuel Sub Phase In | SCE | Com | BldgEnv | Com - Restaurant | Energy Efficiency | Admin | 0 | 0 | 0 | 0 | 0 | 0 | 0 | 0 | 0 | 0 | 0 | 0 | 0
Scenario 6: Aggressive Fuel Sub Phase In | SCE | Com | BldgEnv | Com - Restaurant | Energy Efficiency | Incremental Measure Cost | 0 | 0 | 0 | 0 | 0 | 0 | 0 | 0 | 0 | 0 | 0 | 0 | 0
Scenario 6: Aggressive Fuel Sub Phase In | SCE | Com | BldgEnv | Com - Retail | Energy Efficiency | Admin | 58.7052 | 61.0594 | 62.695 | 64.4522 | 66.2939 | 67.0475 | 63.4457 | 64.2959 | 64.2991 | 0 | 0 | 0 | 0
Scenario 6: Aggressive Fuel Sub Phase In | SCE | Com | BldgEnv | Com - Retail | Energy Efficiency | Incremental Measure Cost | 841.8156 | 872.2565 | 896.0667 | 921.6297 | 949.0266 | 968.3754 | 980.861 | 995.8248 | 1001.9796 | 0 | 0 | 0 | 0
Scenario 6: Aggressive Fuel Sub Phase In | SCE | Com | BldgEnv | Com - School | Energy Efficiency | Admin | 29.4715 | 30.6508 | 31.8036 | 32.763 | 33.4612 | 34.1967 | 34.6126 | 35.0805 | 35.5235 | 0 | 0 | 0 | 0
Scenario 6: Aggressive Fuel Sub Phase In | SCE | Com | BldgEnv | Com - School | Energy Efficiency | Incremental Measure Cost | 443.4068 | 454.6934 | 466.4632 | 477.0647 | 485.7116 | 495.3028 | 502.141 | 509.9861 | 518.0396 | 0 | 0 | 0 | 0
Scenario 6: Aggressive Fuel Sub Phase In | SCE | Com | BldgEnv | Com - Warehouse | Energy Efficiency | Admin | 350.3152 | 398.9845 | 446.2448 | 490.8159 | 529.865 | 558.1611 | 573.4614 | 574.7107 | 68.6279 | 0 | 0 | 0 | 0
Scenario 6: Aggressive Fuel Sub Phase In | SCE | Com | BldgEnv | Com - Warehouse | Energy Efficiency | Incremental Measure Cost | 3336.6742 | 3855.2548 | 4380.853 | 4899.9108 | 5383.0223 | 5775.5676 | 6047.8047 | 6180.1288 | 837.2341 | 0 | 0 | 0 | 0
Scenario 6: Aggressive Fuel Sub Phase In | SCE | Com | ComRefrig | Com - College | Energy Efficiency | Admin | 554.3559 | 384.8094 | 249.1991 | 149.5239 | 80.3884 | 51.6921 | 8876.9584 | 10189.8547 | 10289.6148 | 10368.5763 | 10450.9601 | 10605.4137 | 10686.8781
Scenario 6: Aggressive Fuel Sub Phase In | SCE | Com | ComRefrig | Com - College | Energy Efficiency | Incentives | 0.013176 | 0.0091463 | 0.005923 | 0.0035539 | 0.0019107 | 0.0012286 | 0.21099 | 0.2422 | 0.24457 | 0.24644 | 0.2484 | 0.25207 | 0.25401
Scenario 6: Aggressive Fuel Sub Phase In | SCE | Com | ComRefrig | Com - College | Energy Efficiency | Incremental Measure Cost | 741.2646 | 520.6902 | 340.8083 | 206.1663 | 110.9632 | 73.5795 | 17735.7936 | 20774.2119 | 21398.102 | 21994.441 | 22613.4309 | 23407.4713 | 24059.7888
Scenario 6: Aggressive Fuel Sub Phase In | SCE | Com | ComRefrig | Com - Grocery | Energy Efficiency | Admin | 804060.2383 | 481726.1794 | 245206.3225 | 133929.9623 | 79217.3171 | 51643.6496 | 48344.777 | 45256.8269 | 42366.3004 | 39660.5635 | 37127.7913 | 34756.9166 | 32537.5807
Scenario 6: Aggressive Fuel Sub Phase In | SCE | Com | ComRefrig | Com - Grocery | Energy Efficiency | Incentives | 19.1112 | 11.4498 | 5.8281 | 3.1833 | 1.8829 | 1.2275 | 1.1491 | 1.0757 | 1.007 | 0.94266 | 0.88247 | 0.82611 | 0.77336
Scenario 6: Aggressive Fuel Sub Phase In | SCE | Com | ComRefrig | Com - Grocery | Energy Efficiency | Incremental Measure Cost | 1064589.6071 | 641213.2691 | 324712.9047 | 180227.1543 | 112147.3041 | 77268.0674 | 73791.4444 | 70471.5387 | 67301.2723 | 64273.8876 | 61382.9328 | 58622.2479 | 55985.9517
Scenario 6: Aggressive Fuel Sub Phase In | SCE | Com | ComRefrig | Com - Health | Energy Efficiency | Admin | 0 | 0 | 0 | 0 | 0 | 0 | 60107.6556 | 70179.5001 | 70885.9562 | 71336.2973 | 71696.0373 | 72431.7065 | 73279.3229
Scenario 6: Aggressive Fuel Sub Phase In | SCE | Com | ComRefrig | Com - Health | Energy Efficiency | Incentives | 0 | 0 | 0 | 0 | 0 | 0 | 1.4287 | 1.668 | 1.6848 | 1.6955 | 1.7041 | 1.7216 | 1.7417
Scenario 6: Aggressive Fuel Sub Phase In | SCE | Com | ComRefrig | Com - Health | Energy Efficiency | Incremental Measure Cost | 0 | 0 | 0 | 0 | 0 | 0 | 120212.6472 | 143163.0075 | 147496.2289 | 151401.9436 | 155208.7535 | 159937.3689 | 165045.1817
Scenario 6: Aggressive Fuel Sub Phase In | SCE | Com | ComRefrig | Com - Refrig. Warehouse | Energy Efficiency | Admin | 1296.4839 | 961.227 | 660.3034 | 421.5671 | 247.8624 | 128.7253 | 85.2691 | 56.8784 | 46.0908 | 43.1469 | 40.3913 | 37.8118 | 35.3972
Scenario 6: Aggressive Fuel Sub Phase In | SCE | Com | ComRefrig | Com - Refrig. Warehouse | Energy Efficiency | Incentives | 0.030815 | 0.022847 | 0.015694 | 0.01002 | 0.0058913 | 0.0030596 | 0.0020267 | 0.0013519 | 0.0010955 | 0.0010255 | 0.00096003 | 0.00089872 | 0.00084133
Scenario 6: Aggressive Fuel Sub Phase In | SCE | Com | ComRefrig | Com - Refrig. Warehouse | Energy Efficiency | Incremental Measure Cost | 1745.7056 | 1311.0367 | 911.3706 | 588.0664 | 348.4637 | 180.8707 | 124.417 | 87.1853 | 73.2017 | 69.9086 | 66.7638 | 63.7608 | 60.8931
Scenario 6: Aggressive Fuel Sub Phase In | SCE | Com | ComRefrig | Com - Restaurant | Energy Efficiency | Admin | 32635.6919 | 19578.409 | 10053.0123 | 5479.0339 | 3325.5689 | 2283.129 | 2137.3343 | 2000.8583 | 1873.1049 | 1753.5161 | 1641.5695 | 1536.7764 | 1438.6792
Scenario 6: Aggressive Fuel Sub Phase In | SCE | Com | ComRefrig | Com - Restaurant | Energy Efficiency | Incentives | 0.7757 | 0.46535 | 0.23894 | 0.13023 | 0.079043 | 0.054266 | 0.050801 | 0.047557 | 0.044521 | 0.041678 | 0.039017 | 0.036527 | 0.034195
Scenario 6: Aggressive Fuel Sub Phase In | SCE | Com | ComRefrig | Com - Restaurant | Energy Efficiency | Incremental Measure Cost | 43297.6418 | 26139.5221 | 13381.1313 | 7408.047 | 4731.5549 | 3418.7939 | 3265.0334 | 3118.201 | 2977.9838 | 2844.0834 | 2716.2145 | 2594.1051 | 2477.4951
Scenario 6: Aggressive Fuel Sub Phase In | SCE | Com | ComRefrig | Com - Retail | Energy Efficiency | Admin | 388277.6642 | 236921.1323 | 125441.0822 | 65234.3193 | 39571.5827 | 24118.0901 | 22577.4147 | 21135.2511 | 19785.2945 | 18521.6437 | 17338.7757 | 16231.5213 | 15195.0424
Scenario 6: Aggressive Fuel Sub Phase In | SCE | Com | ComRefrig | Com - Retail | Energy Efficiency | Incentives | 9.2287 | 5.6312 | 2.9815 | 1.5505 | 0.94055 | 0.57325 | 0.53663 | 0.50235 | 0.47026 | 0.44023 | 0.41211 | 0.3858 | 0.36116
Scenario 6: Aggressive Fuel Sub Phase In | SCE | Com | ComRefrig | Com - Retail | Energy Efficiency | Incremental Measure Cost | 514761.424 | 316198.4602 | 167234.3748 | 87585.865 | 55715.872 | 36080.6705 | 34457.1465 | 32906.8113 | 31426.3595 | 30012.6348 | 28662.6239 | 27373.4501 | 26142.3664
Scenario 6: Aggressive Fuel Sub Phase In | SCE | Com | ComRefrig | Com - School | Energy Efficiency | Admin | 157.3295 | 68.3709 | 51.5377 | 48.249 | 45.1703 | 42.2882 | 39.5902 | 37.0645 | 34.7 | 32.4866 | 30.4144 | 28.4746 | 26.6585
Scenario 6: Aggressive Fuel Sub Phase In | SCE | Com | ComRefrig | Com - School | Energy Efficiency | Incentives | 0.0037395 | 0.0016251 | 0.001225 | 0.0011468 | 0.0010736 | 0.0010051 | 0.00094099 | 0.00088096 | 0.00082476 | 0.00077215 | 0.0007229 | 0.00067679 | 0.00063363
Scenario 6: Aggressive Fuel Sub Phase In | SCE | Com | ComRefrig | Com - School | Energy Efficiency | Incremental Measure Cost | 198.1051 | 92.5878 | 72.856 | 69.5824 | 66.4562 | 63.4706 | 60.6195 | 57.8966 | 55.2963 | 52.8129 | 50.4413 | 48.1764 | 46.0133
Scenario 6: Aggressive Fuel Sub Phase In | SCE | Com | FoodServ | Com - College | Energy Efficiency | Admin | 6741.2921 | 14636.5099 | 16418.7388 | 17354.9218 | 19221.9628 | 20214.7344 | 20910.2119 | 21315.8811 | 26794.6672 | 27730.732 | 27997.3522 | 28886.9741 | 29094.1202
Scenario 6: Aggressive Fuel Sub Phase In | SCE | Com | FoodServ | Com - College | Energy Efficiency | Incentives | 4093.6233 | 8724.1116 | 10018.3425 | 10842.5494 | 12374.6043 | 13309.0677 | 13944.0873 | 14390.6484 | 18632.1828 | 19496.4248 | 19864.9794 | 20703.4552 | 21047.0515
Scenario 6: Aggressive Fuel Sub Phase In | SCE | Com | FoodServ | Com - College | Energy Efficiency | Incremental Measure Cost | 6531.2071 | 13918.9602 | 15983.8523 | 17298.8403 | 19743.1708 | 21236.72 | 22436.7665 | 23348.9137 | 33820.792 | 36163.4253 | 37253.2897 | 39147.8553 | 40227.6002
Scenario 6: Aggressive Fuel Sub Phase In | SCE | Com | FoodServ | Com - College | Fuel Substitution | Admin | 539.6792 | 621.5948 | 704.5974 | 789.0117 | 874.9306 | 962.4845 | 1052.0793 | 1143.7831 | 1239.0052 | 1336.5601 | 1435.6274 | 1536.1555 | 1637.4233
Scenario 6: Aggressive Fuel Sub Phase In | SCE | Com | FoodServ | Com - College | Fuel Substitution | Incentives | 65002.094 | 74862.5716 | 84850.7522 | 95004.4461 | 105334.0078 | 115854.2323 | 126614.1725 | 137631.4269 | 149106.0903 | 160881.6421 | 172849.4208 | 185003.5251 | 197256.6654
Scenario 6: Aggressive Fuel Sub Phase In | SCE | Com | FoodServ | Com - Grocery | Energy Efficiency | Admin | 29986.7461 | 94152.3728 | 108497.2521 | 113612.3648 | 129784.4561 | 135783.4902 | 138959.5429 | 142106.6561 | 186517.7524 | 196177.0462 | 198608.9361 | 200577.3563 | 202418.4698
Scenario 6: Aggressive Fuel Sub Phase In | SCE | Com | FoodServ | Com - Grocery | Energy Efficiency | Incentives | 18209.3344 | 55405.5081 | 65453.2729 | 70251.987 | 83019.4252 | 88917.0433 | 91987.5089 | 95061.1252 | 128979.1609 | 137036.5122 | 139737.6977 | 142136.5237 | 144475.9903
Scenario 6: Aggressive Fuel Sub Phase In | SCE | Com | FoodServ | Com - Grocery | Energy Efficiency | Incremental Measure Cost | 29052.242 | 88397.2028 | 104427.9973 | 112084.1476 | 132454.0687 | 141885.7271 | 148350.5102 | 154933.6057 | 239164.2148 | 260984.9052 | 269561.6886 | 277730.1732 | 285912.0794
Scenario 6: Aggressive Fuel Sub Phase In | SCE | Com | FoodServ | Com - Grocery | Fuel Substitution | Admin | 5628.4104 | 6416.7652 | 7202.9986 | 7989.7425 | 8778.5571 | 9573.342 | 10381.2973 | 11201.9482 | 12045.0683 | 12898.0817 | 13758.3938 | 14623.03 | 15489.1024
Scenario 6: Aggressive Fuel Sub Phase In | SCE | Com | FoodServ | Com - Grocery | Fuel Substitution | Incentives | 679296.4067 | 774359.2198 | 869151.7998 | 963986.4236 | 1059046.9886 | 1154804.6447 | 1252142.3186 | 1351075.7614 | 1452879.2963 | 1555941.6157 | 1659940.2769 | 1764516.4068 | 1869318.4849
Scenario 6: Aggressive Fuel Sub Phase In | SCE | Com | FoodServ | Com - Health | Energy Efficiency | Admin | 20665.7256 | 40138.0849 | 45400.2001 | 46868.8144 | 51072.3678 | 52696.3164 | 54209.6063 | 54902.6152 | 62660.0039 | 63644.4197 | 63324.1389 | 64227.5294 | 65441.3894
Scenario 6: Aggressive Fuel Sub Phase In | SCE | Com | FoodServ | Com - Health | Energy Efficiency | Incentives | 12549.1811 | 24014.0813 | 27780.735 | 29338.0658 | 32854.5559 | 34652.2576 | 36116.2229 | 37036.1568 | 43242.1365 | 44424.9389 | 44632.1786 | 45741.7793 | 47110.055
Scenario 6: Aggressive Fuel Sub Phase In | SCE | Com | FoodServ | Com - Health | Energy Efficiency | Incremental Measure Cost | 20021.7009 | 38313.4763 | 44323.0168 | 46807.6739 | 52418.0888 | 55292.807 | 58091.7484 | 60055.3794 | 75383.2597 | 78920.8584 | 80183.0611 | 82957.2058 | 86191.2743
Scenario 6: Aggressive Fuel Sub Phase In | SCE | Com | FoodServ | Com - Health | Fuel Substitution | Admin | 1579.8897 | 1817.1616 | 2056.4942 | 2298.33 | 2543.114 | 2792.2921 | 3047.4607 | 3311.9225 | 3584.855 | 3862.6483 | 4144.172 | 4429.6186 | 4718.3338
Scenario 6: Aggressive Fuel Sub Phase In | SCE | Com | FoodServ | Com - Health | Fuel Substitution | Incentives | 192520.5025 | 221429.2239 | 250579.0077 | 280020.1758 | 309802.9126 | 340101.0375 | 371136.2064 | 403376.0507 | 436717.124 | 470681.3683 | 505131.4216 | 540092.446 | 575483.8483
Scenario 6: Aggressive Fuel Sub Phase In | SCE | Com | FoodServ | Com - Lodging | Energy Efficiency | Admin | 17490.6043 | 102517.9428 | 122181.7653 | 126533.6352 | 135590.4778 | 140215.7736 | 143351.1515 | 146075.7504 | 151587.7398 | 154094.186 | 155859.4915 | 157452.5331 | 158938.2281
Scenario 6: Aggressive Fuel Sub Phase In | SCE | Com | FoodServ | Com - Lodging | Energy Efficiency | Incentives | 10621.1012 | 51524.4673 | 63088.389 | 67193.3694 | 74727.024 | 79316.9046 | 82050.4112 | 84516.9117 | 89120.2585 | 91524.563 | 93396.1449 | 95169.844 | 96891.3473
Scenario 6: Aggressive Fuel Sub Phase In | SCE | Com | FoodServ | Com - Lodging | Energy Efficiency | Incremental Measure Cost | 16945.5288 | 82205.1623 | 100654.9224 | 107204.2494 | 119223.8845 | 126567.786 | 132405.1951 | 137925.5779 | 149195.4285 | 155406.3169 | 160409.1776 | 165325.4042 | 170228.5116
Scenario 6: Aggressive Fuel Sub Phase In | SCE | Com | FoodServ | Com - Lodging | Fuel Substitution | Admin | 1488.4067 | 1704.4002 | 1921.0789 | 2138.9334 | 2359.1907 | 2582.7547 | 2810.2506 | 3043.8004 | 3282.7782 | 3525.0178 | 3769.8789 | 4016.5557 | 4264.6859
Scenario 6: Aggressive Fuel Sub Phase In | SCE | Com | FoodServ | Com - Lodging | Fuel Substitution | Incentives | 179378.5092 | 205398.822 | 231497.6031 | 257732.2006 | 284250.0014 | 311159.9952 | 338564.9234 | 366741.5748 | 395620.2248 | 424917.3071 | 454556.1684 | 484439.4042 | 514518.4034
Scenario 6: Aggressive Fuel Sub Phase In | SCE | Com | FoodServ | Com - Office (Large) | Energy Efficiency | Admin | 0 | 9141.2052 | 11469.1107 | 11491.6645 | 11539.6732 | 11590.0254 | 11626.7963 | 11671.6502 | 11698.282 | 11718.8318 | 11752.8733 | 11779.622 | 11814.0986
Scenario 6: Aggressive Fuel Sub Phase In | SCE | Com | FoodServ | Com - Office (Large) | Energy Efficiency | Incentives | 0 | 2568.4895 | 3287.0344 | 3359.3682 | 3440.8707 | 3525.0023 | 3606.9095 | 3693.2408 | 3775.7012 | 3857.9804 | 3946.5711 | 4034.6643 | 4127.4024
Scenario 6: Aggressive Fuel Sub Phase In | SCE | Com | FoodServ | Com - Office (Large) | Energy Efficiency | Incremental Measure Cost | 0 | 4097.919 | 5244.3277 | 5359.7334 | 5489.7673 | 5623.9958 | 5754.6754 | 5892.4133 | 6023.9755 | 6155.2487 | 6296.5914 | 6437.1404 | 6585.1002
Scenario 6: Aggressive Fuel Sub Phase In | SCE | Com | FoodServ | Com - Office (Small) | Energy Efficiency | Admin | 0 | 2574.4046 | 3005.3188 | 3027.7583 | 2201.7929 | 7401.892 | 3056.2947 | 3079.3126 | 3101.9305 | 3123.72 | 3146.1851 | 3168.3768 | 3190.9028
Scenario 6: Aggressive Fuel Sub Phase In | SCE | Com | FoodServ | Com - Office (Small) | Energy Efficiency | Incentives | 0 | 723.3544 | 861.321 | 885.1072 | 656.5251 | 2251.2191 | 948.1355 | 974.3817 | 1001.1695 | 1028.3662 | 1056.4772 | 1085.2077 | 1114.7816
Scenario 6: Aggressive Fuel Sub Phase In | SCE | Com | FoodServ | Com - Office (Small) | Energy Efficiency | Incremental Measure Cost | 0 | 1154.0821 | 1374.2022 | 1412.1521 | 1047.4587 | 3591.7272 | 1512.7111 | 1554.5859 | 1597.3246 | 1640.7159 | 1685.5659 | 1731.4041 | 1778.5881
Scenario 6: Aggressive Fuel Sub Phase In | SCE | Com | FoodServ | Com - Other | Energy Efficiency | Admin | 29321.7239 | 241123.1073 | 294581.0505 | 313263.0291 | 373894.5123 | 396035.2103 | 408847.2502 | 419215.5337 | 468486.1003 | 484104.2181 | 491638.2807 | 498310.3955 | 504798.8595
Scenario 6: Aggressive Fuel Sub Phase In | SCE | Com | FoodServ | Com - Other | Energy Efficiency | Incentives | 17805.5023 | 164003.9495 | 204735.7237 | 222113.2409 | 269783.194 | 291342.7939 | 302076.0586 | 311085.1642 | 349192.573 | 362259.6299 | 369366.3657 | 375898.1227 | 382364.3454
Scenario 6: Aggressive Fuel Sub Phase In | SCE | Com | FoodServ | Com - Other | Energy Efficiency | Incremental Measure Cost | 28407.9446 | 261661.5368 | 326647.4025 | 354372.5144 | 430427.9584 | 464932.171 | 489599.5146 | 512087.83 | 609279.6386 | 646421.8894 | 669590.8427 | 692241.4851 | 715251.5881
Scenario 6: Aggressive Fuel Sub Phase In | SCE | Com | FoodServ | Com - Other | Fuel Substitution | Admin | 5975.3371 | 6869.0715 | 7763.9705 | 8661.9437 | 9519.2359 | 10466.9366 | 11386.0764 | 12317.0109 | 13252.403 | 14190.1887 | 15127.8507 | 16062.778 | 17003.5773
Scenario 6: Aggressive Fuel Sub Phase In | SCE | Com | FoodServ | Com - Other | Fuel Substitution | Incentives | 694146.0053 | 797955.9415 | 901926.7601 | 1006279.932 | 1105959.089 | 1216168.6816 | 1323207.3564 | 1431836.2274 | 1541109.2168 | 1650788.9493 | 1760583.0428 | 1870176.9675 | 1980513.4736
Scenario 6: Aggressive Fuel Sub Phase In | SCE | Com | FoodServ | Com - Restaurant | Energy Efficiency | Admin | 153434.6394 | 706261.8466 | 833527.5818 | 872731.6282 | 1043788.1376 | 1097122.1901 | 1120269.0655 | 1141593.0401 | 1245401.091 | 1276886.298 | 1291853.5466 | 1304473.8135 | 1316697.5479
Scenario 6: Aggressive Fuel Sub Phase In | SCE | Com | FoodServ | Com - Restaurant | Energy Efficiency | Incentives | 93172.5855 | 412985.4111 | 500315.4967 | 537079.8154 | 668374.9104 | 719692.0602 | 741935.1451 | 762977.7946 | 845852.5063 | 875094.9622 | 892236.2464 | 907893.1718 | 923474.6493
Scenario 6: Aggressive Fuel Sub Phase In | SCE | Com | FoodServ | Com - Restaurant | Energy Efficiency | Incremental Measure Cost | 148653.0172 | 658901.1892 | 798232.7389 | 856888.6929 | 1066364.6015 | 1148437.8096 | 1197909.1638 | 1246456.4177 | 1452577.8746 | 1530989.8379 | 1580467.1328 | 1628199.3145 | 1676550.5029
Scenario 6: Aggressive Fuel Sub Phase In | SCE | Com | FoodServ | Com - Restaurant | Fuel Substitution | Admin | 24504.7817 | 28008.6323 | 31507.915 | 35011.7714 | 38527.564 | 42090.0134 | 45687.2673 | 49337.3292 | 53052.3355 | 56795.1138 | 60556.295 | 64324.7675 | 68134.5555
Scenario 6: Aggressive Fuel Sub Phase In | SCE | Com | FoodServ | Com - Restaurant | Fuel Substitution | Incentives | 2912657.8933 | 3328713.5996 | 3744230.7196 | 4160288.0559 | 4577760.6857 | 5000877.683 | 5428409.5352 | 5862613.9254 | 6305323.6665 | 6751724.7261 | 7200709.0577 | 7650938.0637 | 8106153.1504
Scenario 6: Aggressive Fuel Sub Phase In | SCE | Com | FoodServ | Com - Retail | Energy Efficiency | Admin | 9461.3164 | 19945.5931 | 21863.5715 | 22384.7679 | 22945.2516 | 23370.2021 | 23675.6169 | 24029.6431 | 24276.8588 | 24457.9916 | 24650.4761 | 24775.1273 | 24901.958
Scenario 6: Aggressive Fuel Sub Phase In | SCE | Com | FoodServ | Com - Retail | Energy Efficiency | Incentives | 5745.3474 | 9003.1477 | 9875.2453 | 10373.1442 | 10908.3934 | 11373.4399 | 11774.1221 | 12216.0945 | 12598.1765 | 12944.4486 | 13306.3193 | 13628.6349 | 13959.4215
Scenario 6: Aggressive Fuel Sub Phase In | SCE | Com | FoodServ | Com - Retail | Energy Efficiency | Incremental Measure Cost | 9166.4649 | 14364.1508 | 15755.5466 | 16549.9238 | 17403.8917 | 18145.8542 | 18785.1262 | 19490.2749 | 20099.871 | 20652.3338 | 21229.6836 | 21743.9249 | 22271.6812
Scenario 6: Aggressive Fuel Sub Phase In | SCE | Com | FoodServ | Com - School | Energy Efficiency | Admin | 26629.891 | 95011.8095 | 114246.2041 | 118403.1748 | 125242.3946 | 128698.948 | 130388.8759 | 131794.803 | 138468.3462 | 140556.3526 | 141141.501 | 141855.5052 | 142202.6731
Scenario 6: Aggressive Fuel Sub Phase In | SCE | Com | FoodServ | Com - School | Energy Efficiency | Incentives | 16170.8973 | 55837.3504 | 68845.3104 | 73122.1947 | 79451.3117 | 83524.2738 | 85358.4917 | 86981.4503 | 92542.4403 | 94694.0623 | 95741.6206 | 96886.7678 | 97774.2316
Scenario 6: Aggressive Fuel Sub Phase In | SCE | Com | FoodServ | Com - School | Energy Efficiency | Incremental Measure Cost | 25799.9997 | 89086.1894 | 109839.8532 | 116663.4457 | 126761.2907 | 133284.5843 | 137960.577 | 142398.5231 | 156959.9298 | 163458.9811 | 167477.1722 | 171725.2681 | 175605.6848
Scenario 6: Aggressive Fuel Sub Phase In | SCE | Com | FoodServ | Com - School | Fuel Substitution | Admin | 905.7382 | 1041.8886 | 1179.3379 | 1318.6692 | 1460.2417 | 1604.8241 | 1752.2534 | 1904.4556 | 2061.9534 | 2222.6853 | 2386.0339 | 2551.5599 | 2718.5491
Scenario 6: Aggressive Fuel Sub Phase In | SCE | Com | FoodServ | Com - School | Fuel Substitution | Incentives | 109519.3069 | 125954.396 | 142539.3131 | 159342.124 | 176404.6485 | 193818.44 | 211564.7712 | 229915.4316 | 248959.5228 | 268409.9171 | 288191.6658 | 308251.9617 | 328502.7067
Scenario 6: Aggressive Fuel Sub Phase In | SCE | Com | HVAC | Com - College | Energy Efficiency | Admin | 31240.3459 | 32494.9015 | 34168.3204 | 35945.6814 | 37091.8993 | 38865.5202 | 40529.8298 | 41750.3879 | 42839.7271 | 43665.8805 | 44567.3002 | 46615.1176 | 47412.38
Scenario 6: Aggressive Fuel Sub Phase In | SCE | Com | HVAC | Com - College | Energy Efficiency | Incentives | 8993.2229 | 9443.712 | 9933.0083 | 10433.0386 | 10877.3472 | 11381.5579 | 11881.5115 | 12347.4008 | 12807.0914 | 13248.9656 | 13704.0757 | 14272.9143 | 14740.7024
Scenario 6: Aggressive Fuel Sub Phase In | SCE | Com | HVAC | Com - College | Energy Efficiency | Incremental Measure Cost | 21598.9476 | 22680.8835 | 23856.0224 | 25056.941 | 26124.0333 | 27334.9919 | 28535.7262 | 29654.6486 | 30758.6837 | 31819.9292 | 32912.9633 | 34279.1381 | 35402.6209
Scenario 6: Aggressive Fuel Sub Phase In | SCE | Com | HVAC | Com - College | Fuel Substitution | Admin | 1461.6141 | 1502.2741 | 1528.7364 | 1544.5558 | 0 | 0 | 0 | 0 | 0 | 0 | 0 | 0 | 0
Scenario 6: Aggressive Fuel Sub Phase In | SCE | Com | HVAC | Com - College | Fuel Substitution | Incentives | 192.8573 | 198.2377 | 201.7435 | 203.8365 | 0 | 0 | 0 | 0 | 0 | 0 | 0 | 0 | 0
Scenario 6: Aggressive Fuel Sub Phase In | SCE | Com | HVAC | Com - Grocery | Energy Efficiency | Admin | 87368.5863 | 132760.6797 | 149814.4606 | 163765.646 | 178318.7267 | 192929.4624 | 207487.384 | 222574.0466 | 236234.0596 | 250758.4361 | 265913.9931 | 281021.9677 | 296252.5647
Scenario 6: Aggressive Fuel Sub Phase In | SCE | Com | HVAC | Com - Grocery | Energy Efficiency | Incentives | 39260.2848 | 61223.7021 | 70536.0798 | 78601.8976 | 87254.8973 | 96250.4993 | 105543.6953 | 115444.0253 | 124488.7151 | 134622.522 | 145569.1957 | 156872.2912 | 168638.1444
Scenario 6: Aggressive Fuel Sub Phase In | SCE | Com | HVAC | Com - Grocery | Energy Efficiency | Incremental Measure Cost | 94291.0956 | 147040.4499 | 169405.9091 | 188777.5159 | 209559.3523 | 231164.0141 | 253483.4045 | 277260.9438 | 298983.4991 | 323321.7778 | 349612.3119 | 376758.8613 | 405016.8119
Scenario 6: Aggressive Fuel Sub Phase In | SCE | Com | HVAC | Com - Grocery | Fuel Substitution | Admin | 150977.2639 | 154066.7414 | 155632.0898 | 156210.7627 | 0.21288 | 0.21571 | 0.21674 | 0.2166 | 0.21573 | 0.21443 | 0.21286 | 0.21116 | 0.20937
Scenario 6: Aggressive Fuel Sub Phase In | SCE | Com | HVAC | Com - Grocery | Fuel Substitution | Incentives | 12747.2477 | 13000.2899 | 13125.9318 | 13166.7038 | 358.9676 | 362.3054 | 363.2101 | 362.5289 | 360.8571 | 358.5739 | 355.9199 | 353.0506 | 350.0612
Scenario 6: Aggressive Fuel Sub Phase In | SCE | Com | HVAC | Com - Health | Energy Efficiency | Admin | 79105.3681 | 81893.1207 | 147011.0787 | 167961.432 | 194300.7009 | 208556.2814 | 221209.8537 | 232585.617 | 118344.9081 | 96260.077 | 97227.6171 | 98728.2873 | 100352.9463
Scenario 6: Aggressive Fuel Sub Phase In | SCE | Com | HVAC | Com - Health | Energy Efficiency | Incentives | 18701.8188 | 19774.126 | 56892.8 | 69674.493 | 86915.7324 | 96942.4334 | 106450.0805 | 115424.7496 | 41301.1993 | 26712.6848 | 27520.8136 | 28504.5069 | 29553.0537
Scenario 6: Aggressive Fuel Sub Phase In | SCE | Com | HVAC | Com - Health | Energy Efficiency | Incremental Measure Cost | 44916.0007 | 47491.3519 | 136638.9589 | 167336.6432 | 208744.7828 | 232825.8263 | 255660.2623 | 277214.6496 | 99192.7428 | 64155.6302 | 66096.5062 | 68459.0343 | 70977.3203
Scenario 6: Aggressive Fuel Sub Phase In | SCE | Com | HVAC | Com - Health | Fuel Substitution | Admin | 33781.5149 | 34632.0063 | 35151.5842 | 35440.9981 | 0 | 0 | 0 | 0 | 0 | 0 | 0 | 0 | 0
Scenario 6: Aggressive Fuel Sub Phase In | SCE | Com | HVAC | Com - Health | Fuel Substitution | Incentives | 3364.5121 | 3452.3994 | 3507.3735 | 3538.9413 | 293.8328 | 299.4611 | 302.8728 | 304.6697 | 305.3963 | 305.4375 | 305.0501 | 304.4007 | 303.4541
Scenario 6: Aggressive Fuel Sub Phase In | SCE | Com | HVAC | Com - Lodging | Energy Efficiency | Admin | 106256.1965 | 116041.5291 | 125908.7179 | 169165.0784 | 199275.8457 | 237269.0421 | 253467.1805 | 269719.6211 | 93365.2593 | 48601.7864 | 49390.5081 | 50134.2967 | 50843.8811
Scenario 6: Aggressive Fuel Sub Phase In | SCE | Com | HVAC | Com - Lodging | Energy Efficiency | Incentives | 56566.2905 | 64057.074 | 71931.8388 | 113892.8829 | 143926.2451 | 166101.2707 | 183821.9579 | 202462.0622 | 56706.9412 | 15047.1653 | 15600.2256 | 16154.9178 | 16714.6222
Scenario 6: Aggressive Fuel Sub Phase In | SCE | Com | HVAC | Com - Lodging | Energy Efficiency | Incremental Measure Cost | 135854.7838 | 153845.3355 | 172758.0917 | 273535.5782 | 345666.4514 | 398924.0237 | 441483.6489 | 486251.4305 | 136192.5833 | 36138.6501 | 37466.9304 | 38799.1302 | 40143.3674
Scenario 6: Aggressive Fuel Sub Phase In | SCE | Com | HVAC | Com - Lodging | Fuel Substitution | Admin | 24634.6792 | 25134.2121 | 25390.0204 | 25478.7812 | 0.0095749 | 0.00969 | 0.0097358 | 0.0097345 | 0.0097034 | 0.0096537 | 0.0095926 | 0.0095248 | 0.0094533
Scenario 6: Aggressive Fuel Sub Phase In | SCE | Com | HVAC | Com - Lodging | Fuel Substitution | Incentives | 2182.8901 | 2228.6156 | 2252.7486 | 2261.8427 | 126.5072 | 127.9636 | 128.532 | 128.5002 | 127.8755 | 127.2221 | 126.4213 | 125.5325 | 124.5935
Scenario 6: Aggressive Fuel Sub Phase In | SCE | Com | HVAC | Com - Office (Large) | Energy Efficiency | Admin | 22911.4348 | 23423.6737 | 23865.8741 | 24285.0333 | 24726.2487 | 25131.298 | 25459.7114 | 25774.6248 | 26005.7094 | 26190.732 | 26388.3492 | 26542.2336 | 26698.0722
Scenario 6: Aggressive Fuel Sub Phase In | SCE | Com | HVAC | Com - Office (Large) | Energy Efficiency | Incentives | 11902.5899 | 12412.072 | 12899.3175 | 13388.3859 | 13904.2606 | 14414.6715 | 14895.1019 | 15380.9279 | 15829.2042 | 16260.6615 | 16711.0214 | 17144.6428 | 17590.2122
Scenario 6: Aggressive Fuel Sub Phase In | SCE | Com | HVAC | Com - Office (Large) | Energy Efficiency | Incremental Measure Cost | 28586.35 | 29809.9689 | 30980.1823 | 32154.7738 | 33393.7457 | 34619.5951 | 35773.4409 | 36940.245 | 38016.8664 | 39053.0939 | 40134.7194 | 41176.1443 | 42246.2646
Scenario 6: Aggressive Fuel Sub Phase In | SCE | Com | HVAC | Com - Office (Large) | Fuel Substitution | Admin | 103.02 | 102.4295 | 100.8368 | 98.6251 | 0 | 0 | 0 | 0 | 0 | 0 | 0 | 0 | 0
Scenario 6: Aggressive Fuel Sub Phase In | SCE | Com | HVAC | Com - Office (Large) | Fuel Substitution | Incentives | 7.8223 | 7.7804 | 7.6623 | 7.4967 | 0 | 0 | 0 | 0 | 0 | 0 | 0 | 0 | 0
Scenario 6: Aggressive Fuel Sub Phase In | SCE | Com | HVAC | Com - Office (Small) | Energy Efficiency | Admin | 24516.4623 | 25739.88 | 26914.8943 | 28042.3983 | 9466.2846 | 224467.9084 | 29164.7174 | 30108.2539 | 30958.9127 | 31697.9879 | 32401.2467 | 33025.6376 | 33606.2203
Scenario 6: Aggressive Fuel Sub Phase In | SCE | Com | HVAC | Com - Office (Small) | Energy Efficiency | Incentives | 6804.5484 | 7149.3971 | 7489.0959 | 7824.3668 | 5598.1187 | 24030.0243 | 8583.2409 | 8908.5175 | 9231.4882 | 9550.9784 | 9873.5443 | 10196.0152 | 10521.5226
Scenario 6: Aggressive Fuel Sub Phase In | SCE | Com | HVAC | Com - Office (Small) | Energy Efficiency | Incremental Measure Cost | 16342.4266 | 17170.6469 | 17986.4987 | 18791.716 | 13444.9546 | 57712.7071 | 20614.2973 | 21395.5114 | 22171.1875 | 22938.5044 | 23713.2083 | 24487.6839 | 25269.4523
Scenario 6: Aggressive Fuel Sub Phase In | SCE | Com | HVAC | Com - Office (Small) | Fuel Substitution | Admin | 482.2367 | 492.7767 | 498.5511 | 500.8264 | 0 | 0 | 0 | 0 | 0 | 0 | 0 | 0 | 0
Scenario 6: Aggressive Fuel Sub Phase In | SCE | Com | HVAC | Com - Office (Small) | Fuel Substitution | Incentives | 60.2767 | 61.6221 | 62.3723 | 62.6812 | 0 | 0 | 0 | 0 | 0 | 0 | 0 | 0 | 0
Scenario 6: Aggressive Fuel Sub Phase In | SCE | Com | HVAC | Com - Other | Energy Efficiency | Admin | 372290.8416 | 400956.1048 | 429696.6639 | 456288.6963 | 481714.593 | 505404.4034 | 529975.1567 | 550453.4983 | 520909.9477 | 543234.5957 | 565709.5034 | 586272.3557 | 607210.4485
Scenario 6: Aggressive Fuel Sub Phase In | SCE | Com | HVAC | Com - Other | Energy Efficiency | Incentives | 29356.9044 | 30836.523 | 32874.9228 | 33999.4093 | 34695.9054 | 34872.9886 | 34646.0959 | 34100.1432 | 13153.8049 | 12690.3074 | 13165.916 | 13643.1747 | 14132.7305
Scenario 6: Aggressive Fuel Sub Phase In | SCE | Com | HVAC | Com - Other | Energy Efficiency | Incremental Measure Cost | 70506.2302 | 74059.8177 | 78955.4253 | 81656.095 | 83328.8639 | 83754.1632 | 83209.2368 | 81898.0268 | 31591.3824 | 30478.2044 | 31620.4696 | 32766.6978 | 33942.4599
Scenario 6: Aggressive Fuel Sub Phase In | SCE | Com | HVAC | Com - Other | Fuel Substitution | Admin | 139735.2256 | 153108.8473 | 154893.8167 | 155650.5662 | 0 | 0 | 0 | 0 | 0 | 0 | 0 | 0 | 0
Scenario 6: Aggressive Fuel Sub Phase In | SCE | Com | HVAC | Com - Other | Fuel Substitution | Incentives | 12235.8401 | 13987.9428 | 14160.2368 | 14237.2598 | 1.5318 | 1.5448 | 1.5485 | 1.5467 | 1.5416 | 1.5345 | 1.526 | 1.5169 | 1.5073
Scenario 6: Aggressive Fuel Sub Phase In | SCE | Com | HVAC | Com - Restaurant | Energy Efficiency | Admin | 15330.8935 | 16274.6184 | 17221.4759 | 18182.0988 | 19180.1488 | 19952.6542 | 20615.3213 | 21310.5478 | 21929.9517 | 22449.6034 | 22949.9168 | 23352.268 | 23733.6453
Scenario 6: Aggressive Fuel Sub Phase In | SCE | Com | HVAC | Com - Restaurant | Energy Efficiency | Incentives | 3220.627 | 3397.0372 | 3573.7917 | 3751.6772 | 3932.5846 | 4102.6167 | 4268.1552 | 4437.1825 | 4604.2386 | 4768.2309 | 4933.6856 | 5096.5837 | 5261.1569
Scenario 6: Aggressive Fuel Sub Phase In | SCE | Com | HVAC | Com - Restaurant | Energy Efficiency | Incremental Measure Cost | 7734.9527 | 8158.6357 | 8583.1453 | 9010.3715 | 9444.8554 | 9853.22 | 10250.7923 | 10656.744 | 11057.961 | 11451.82 | 11849.1911 | 12240.4221 | 12635.6763
Scenario 6: Aggressive Fuel Sub Phase In | SCE | Com | HVAC | Com - Restaurant | Fuel Substitution | Admin | 1733.1846 | 1777.0203 | 1801.2755 | 1812.8855 | 0 | 0 | 0 | 0 | 0 | 0 | 0 | 0 | 0
Scenario 6: Aggressive Fuel Sub Phase In | SCE | Com | HVAC | Com - Restaurant | Fuel Substitution | Incentives | 241.6058 | 247.3927 | 250.8039 | 252.4403 | 0.2333 | 0.23498 | 0.2352 | 0.23455 | 0.23336 | 0.23184 | 0.23013 | 0.22831 | 0.22642
Scenario 6: Aggressive Fuel Sub Phase In | SCE | Com | HVAC | Com - Retail | Energy Efficiency | Admin | 238817.9148 | 264224.7272 | 366761.3321 | 437057.4002 | 482888.597 | 524293.4362 | 565612.2067 | 615341.1353 | 179304.5685 | 65107.3384 | 66386.2203 | 67273.4369 | 68043.2383
Scenario 6: Aggressive Fuel Sub Phase In | SCE | Com | HVAC | Com - Retail | Energy Efficiency | Incentives | 176312.6147 | 201051.0858 | 324872.6993 | 410721.0421 | 467537.047 | 521266.7316 | 577365.9521 | 640002.3545 | 141491.386 | 10167.0567 | 10497.8494 | 10820.7256 | 11145.132
Scenario 6: Aggressive Fuel Sub Phase In | SCE | Com | HVAC | Com - Retail | Energy Efficiency | Incremental Measure Cost | 423448.5227 | 482862.7004 | 780244.0271 | 986425.2695 | 1122879.7902 | 1251921.9213 | 1386654.9469 | 1537088.2673 | 339818.6707 | 24418.1344 | 25212.5965 | 25988.0457 | 26767.1697
Scenario 6: Aggressive Fuel Sub Phase In | SCE | Com | HVAC | Com - Retail | Fuel Substitution | Admin | 3952.0105 | 4048.7034 | 4106.526 | 4135.4261 | 0 | 0 | 0 | 0 | 0 | 0 | 0 | 0 | 0
Scenario 6: Aggressive Fuel Sub Phase In | SCE | Com | HVAC | Com - Retail | Fuel Substitution | Incentives | 624.8261 | 640.2086 | 649.4421 | 654.0626 | 389.9365 | 397.1714 | 401.0044 | 402.2531 | 21.5523 | 21.4631 | 21.3395 | 21.1951 | 0.58227
Scenario 6: Aggressive Fuel Sub Phase In | SCE | Com | HVAC | Com - School | Energy Efficiency | Admin | 29585.2787 | 31024.3945 | 32477.9365 | 33779.8972 | 34852.7101 | 35976.0718 | 43337.8613 | 42187.58 | 38527.1774 | 39329.7023 | 39946.7086 | 40681.4437 | 41145.9851
Scenario 6: Aggressive Fuel Sub Phase In | SCE | Com | HVAC | Com - School | Energy Efficiency | Incentives | 4392.213 | 4598.1269 | 4804.1212 | 5004.1435 | 5195.8725 | 5390.2447 | 7608.8419 | 7194.5184 | 5952.01 | 6141.8916 | 6327.9484 | 6521.3797 | 6708.626
Scenario 6: Aggressive Fuel Sub Phase In | SCE | Com | HVAC | Com - School | Energy Efficiency | Incremental Measure Cost | 10548.7409 | 11043.2826 | 11538.0176 | 12018.4093 | 12478.8833 | 12945.7054 | 18274.0915 | 17279.0142 | 14294.8922 | 14750.9294 | 15197.7805 | 15662.3428 | 16112.0505
Scenario 6: Aggressive Fuel Sub Phase In | SCE | Com | HVAC | Com - School | Fuel Substitution | Admin | 1271.057 | 1280.697 | 1277.6087 | 1265.5646 | 0 | 0 | 0 | 0 | 0 | 0 | 0 | 0 | 0
Scenario 6: Aggressive Fuel Sub Phase In | SCE | Com | HVAC | Com - School | Fuel Substitution | Incentives | 127.528 | 128.5028 | 128.1996 | 126.991 | 0 | 0 | 0 | 0 | 0 | 0 | 0 | 0 | 0
Scenario 6: Aggressive Fuel Sub Phase In | SCE | Com | HVAC | Com - Warehouse | Energy Efficiency | Admin | 2618.9919 | 2713.607 | 2800.1761 | 2887.6015 | 3025.9588 | 3110.5535 | 3188.4491 | 3265.2017 | 3023.2141 | 3072.6469 | 3120.1013 | 3162.2436 | 3204.5692
Scenario 6: Aggressive Fuel Sub Phase In | SCE | Com | HVAC | Com - Warehouse | Energy Efficiency | Incentives | 2250.116 | 2384.8876 | 2517.5031 | 2655.3244 | 2854.7839 | 3001.4542 | 3146.7329 | 3295.5225 | 2880.5293 | 2986.0789 | 3092.7286 | 3197.0724 | 3304.5331
Scenario 6: Aggressive Fuel Sub Phase In | SCE | Com | HVAC | Com - Warehouse | Energy Efficiency | Incremental Measure Cost | 5404.0846 | 5727.7644 | 6046.266 | 6377.2702 | 6856.3104 | 7208.5672 | 7557.482 | 7914.8287 | 6918.143 | 7171.6405 | 7427.7803 | 7678.3818 | 7936.4694
Scenario 6: Aggressive Fuel Sub Phase In | SCE | Com | HVAC | Com - Warehouse | Fuel Substitution | Admin | 27837.5323 | 28523.6153 | 28936.0324 | 29159.1884 | 0 | 0 | 0 | 0 | 0 | 0 | 0 | 0 | 0
Scenario 6: Aggressive Fuel Sub Phase In | SCE | Com | HVAC | Com - Warehouse | Fuel Substitution | Incentives | 2420.0098 | 2480.6897 | 2517.6021 | 2537.901 | 0.15461 | 0.15672 | 0.15779 | 0.1582 | 0 | 0 | 0 | 0 | 0
Scenario 6: Aggressive Fuel Sub Phase In | SCE | Com | Lighting | Com - College | Energy Efficiency | Admin | 0 | 9061.7117 | 11874.2029 | 12816.9768 | 13642.9215 | 14548.2274 | 15419.0273 | 16197.2532 | 16929.9999 | 17593.6516 | 18244.3816 | 19071.0715 | 19857.9337
Scenario 6: Aggressive Fuel Sub Phase In | SCE | Com | Lighting | Com - College | Energy Efficiency | Incentives | 0 | 0.20661 | 0.27073 | 0.29223 | 0.31106 | 0.3317 | 0.35155 | 0.3693 | 0.386 | 0.40113 | 0.41597 | 0.43482 | 0.45276
Scenario 6: Aggressive Fuel Sub Phase In | SCE | Com | Lighting | Com - College | Energy Efficiency | Incremental Measure Cost | 0 | 22535.5537 | 30120.5313 | 33162.2459 | 36005.2547 | 39162.3515 | 42336.5853 | 45362.8564 | 48363.3249 | 51264.3381 | 54223.6422 | 57814.2378 | 61403.6145
Scenario 6: Aggressive Fuel Sub Phase In | SCE | Com | Lighting | Com - Grocery | Energy Efficiency | Admin | 69521.5576 | 73242.9725 | 76641.4577 | 79965.929 | 83274.8985 | 86339.3645 | 89132.2294 | 91917.0221 | 94488.497 | 96828.1258 | 99098.5351 | 101068.6878 | 102806.8356
Scenario 6: Aggressive Fuel Sub Phase In | SCE | Com | Lighting | Com - Grocery | Energy Efficiency | Incentives | 1.5851 | 1.6699 | 1.7474 | 1.8232 | 1.8987 | 1.9685 | 2.0322 | 2.0957 | 2.1543 | 2.2077 | 2.2594 | 2.3044 | 2.344
Scenario 6: Aggressive Fuel Sub Phase In | SCE | Com | Lighting | Com - Grocery | Energy Efficiency | Incremental Measure Cost | 101579.1895 | 108852.5789 | 115886.4945 | 123036.6903 | 130393.7163 | 137607.6989 | 144622.7326 | 151846.9322 | 158949.8526 | 165888.2476 | 172923.6813 | 179558.1985 | 185844.285
Scenario 6: Aggressive Fuel Sub Phase In | SCE | Com | Lighting | Com - Health | Energy Efficiency | Admin | 76205.4461 | 80514.1579 | 84849.7431 | 88461.1765 | 92207.3287 | 95584.9516 | 99053.2166 | 101993.4616 | 104731.6905 | 106946.6988 | 108902.7025 | 111307.9965 | 113687.3275
Scenario 6: Aggressive Fuel Sub Phase In | SCE | Com | Lighting | Com - Health | Energy Efficiency | Incentives | 1.7375 | 1.8357 | 1.9346 | 2.0169 | 2.1023 | 2.1793 | 2.2584 | 2.3254 | 2.3879 | 2.4384 | 2.483 | 2.5378 | 2.5921
Scenario 6: Aggressive Fuel Sub Phase In | SCE | Com | Lighting | Com - Health | Energy Efficiency | Incremental Measure Cost | 118864.25 | 127742.5659 | 136953.8092 | 145307.217 | 154150.3044 | 162668.7653 | 171613.644 | 179938.7723 | 188173.8142 | 195735.1949 | 203058.1043 | 211294.1495 | 219564.1538
Scenario 6: Aggressive Fuel Sub Phase In | SCE | Com | Lighting | Com - Lodging | Energy Efficiency | Admin | 0 | 0 | 0 | 0 | 0 | 0 | 0 | 0 | 0 | 0 | 0 | 0 | 0
Scenario 6: Aggressive Fuel Sub Phase In | SCE | Com | Lighting | Com - Lodging | Energy Efficiency | Incentives | 0 | 0 | 0 | 0 | 0 | 0 | 0 | 0 | 0 | 0 | 0 | 0 | 0
Scenario 6: Aggressive Fuel Sub Phase In | SCE | Com | Lighting | Com - Lodging | Energy Efficiency | Incremental Measure Cost | 0 | 0 | 0 | 0 | 0 | 0 | 0 | 0 | 0 | 0 | 0 | 0 | 0
Scenario 6: Aggressive Fuel Sub Phase In | SCE | Com | Lighting | Com - Office (Large) | Energy Efficiency | Admin | 0 | 31908.3058 | 50828.917 | 54173.1843 | 57548.9449 | 60782.2389 | 63729.1489 | 66567.9106 | 69057.7375 | 71304.8381 | 73506.3045 | 75464.769 | 77342.8799
Scenario 6: Aggressive Fuel Sub Phase In | SCE | Com | Lighting | Com - Office (Large) | Energy Efficiency | Incentives | 0 | 0.72751 | 1.1589 | 1.2351 | 1.3121 | 1.3858 | 1.453 | 1.5177 | 1.5745 | 1.6257 | 1.6759 | 1.7206 | 1.7634
Scenario 6: Aggressive Fuel Sub Phase In | SCE | Com | Lighting | Com - Office (Large) | Energy Efficiency | Incremental Measure Cost | 0 | 82237.9841 | 133622.5451 | 145262.4681 | 157400.6754 | 169568.8563 | 181345.8781 | 193212.2543 | 204447.714 | 215322.3364 | 226409.6045 | 237090.7855 | 247851.1507
Scenario 6: Aggressive Fuel Sub Phase In | SCE | Com | Lighting | Com - Office (Small) | Energy Efficiency | Admin | 0 | 0 | 0 | 0 | 0 | 0 | 0 | 0 | 0 | 0 | 0 | 0 | 0
Scenario 6: Aggressive Fuel Sub Phase In | SCE | Com | Lighting | Com - Office (Small) | Energy Efficiency | Incentives | 0 | 0 | 0 | 0 | 0 | 0 | 0 | 0 | 0 | 0 | 0 | 0 | 0
Scenario 6: Aggressive Fuel Sub Phase In | SCE | Com | Lighting | Com - Office (Small) | Energy Efficiency | Incremental Measure Cost | 0 | 0 | 0 | 0 | 0 | 0 | 0 | 0 | 0 | 0 | 0 | 0 | 0
Scenario 6: Aggressive Fuel Sub Phase In | SCE | Com | Lighting | Com - Other | Energy Efficiency | Admin | 0 | 0 | 0 | 0 | 0 | 0 | 0 | 0 | 0 | 0 | 0 | 0 | 0
Scenario 6: Aggressive Fuel Sub Phase In | SCE | Com | Lighting | Com - Other | Energy Efficiency | Incentives | 0 | 0 | 0 | 0 | 0 | 0 | 0 | 0 | 0 | 0 | 0 | 0 | 0
Scenario 6: Aggressive Fuel Sub Phase In | SCE | Com | Lighting | Com - Other | Energy Efficiency | Incremental Measure Cost | 0 | 0 | 0 | 0 | 0 | 0 | 0 | 0 | 0 | 0 | 0 | 0 | 0
Scenario 6: Aggressive Fuel Sub Phase In | SCE | Com | Lighting | Com - Refrig. Warehouse | Energy Efficiency | Admin | 3895.9157 | 1589.5578 | 1663.0226 | 1725.9736 | 1789.6953 | 1852.8752 | 1914.7515 | 1971.3948 | 2027.3842 | 2080.2033 | 2128.9354 | 2175.0845 | 2216.678
Scenario 6: Aggressive Fuel Sub Phase In | SCE | Com | Lighting | Com - Refrig. Warehouse | Energy Efficiency | Incentives | 0.088827 | 0.036242 | 0.037917 | 0.039352 | 0.040805 | 0.042246 | 0.043656 | 0.044948 | 0.046224 | 0.047429 | 0.04854 | 0.049592 | 0.05054
Scenario 6: Aggressive Fuel Sub Phase In | SCE | Com | Lighting | Com - Refrig. Warehouse | Energy Efficiency | Incremental Measure Cost | 4319.4428 | 1816.9845 | 1934.4167 | 2043.4897 | 2156.9703 | 2273.4396 | 2392.0447 | 2507.937 | 2626.6635 | 2745.0496 | 2861.7788 | 2976.1799 | 3086.1251
Scenario 6: Aggressive Fuel Sub Phase In | SCE | Com | Lighting | Com - Restaurant | Energy Efficiency | Admin | 44310.6264 | 46847.7449 | 49297.5542 | 51673.6821 | 54002.3739 | 56080.8037 | 57995.7028 | 59865.5728 | 61617.9549 | 63236.8754 | 64787.6711 | 66219.6854 | 67533.9197
Scenario 6: Aggressive Fuel Sub Phase In | SCE | Com | Lighting | Com - Restaurant | Energy Efficiency | Incentives | 1.0103 | 1.0681 | 1.124 | 1.1782 | 1.2313 | 1.2786 | 1.3223 | 1.3649 | 1.4049 | 1.4418 | 1.4772 | 1.5098 | 1.5398
Scenario 6: Aggressive Fuel Sub Phase In | SCE | Com | Lighting | Com - Restaurant | Energy Efficiency | Incremental Measure Cost | 84358.6106 | 90726.6516 | 97135.3355 | 103609.2662 | 110199.8733 | 116496.9351 | 122659.1886 | 128923.9562 | 135136.798 | 141255.0283 | 147413.4474 | 153494.4668 | 159416.3012
Scenario 6: Aggressive Fuel Sub Phase In | SCE | Com | Lighting | Com - Retail | Energy Efficiency | Admin | 279933.3643 | 295173.6458 | 309145.3324 | 322762.7662 | 336161.5856 | 348505.3342 | 359818.0452 | 370917.1953 | 381026.9875 | 390328.7747 | 399234.3978 | 406800.5585 | 413545.3361
Scenario 6: Aggressive Fuel Sub Phase In | SCE | Com | Lighting | Com - Retail | Energy Efficiency | Incentives | 6.3825 | 6.73 | 7.0485 | 7.359 | 7.6645 | 7.9459 | 8.2038 | 8.4569 | 8.6874 | 8.8995 | 9.1025 | 9.275 | 9.4288
Scenario 6: Aggressive Fuel Sub Phase In | SCE | Com | Lighting | Com - Retail | Energy Efficiency | Incremental Measure Cost | 527144.1532 | 565380.8179 | 602451.2655 | 640036.9477 | 678406.3941 | 715898.7307 | 752488.1111 | 789794.9548 | 826190.3984 | 861985.5202 | 898020.0846 | 931552.2754 | 963582.5855
Scenario 6: Aggressive Fuel Sub Phase In | SCE | Com | Lighting | Com - School | Energy Efficiency | Admin | 0 | 0 | 0 | 0 | 0 | 0 | 0 | 0 | 0 | 0 | 0 | 0 | 0
Scenario 6: Aggressive Fuel Sub Phase In | SCE | Com | Lighting | Com - School | Energy Efficiency | Incentives | 0 | 0 | 0 | 0 | 0 | 0 | 0 | 0 | 0 | 0 | 0 | 0 | 0
Scenario 6: Aggressive Fuel Sub Phase In | SCE | Com | Lighting | Com - School | Energy Efficiency | Incremental Measure Cost | 0 | 0 | 0 | 0 | 0 | 0 | 0 | 0 | 0 | 0 | 0 | 0 | 0
Scenario 6: Aggressive Fuel Sub Phase In | SCE | Com | Lighting | Com - Warehouse | Energy Efficiency | Admin | 4554.8618 | 5001.1224 | 5429.7801 | 5865.3179 | 6314.4382 | 17779.6409 | 19791.0773 | 20441.4797 | 2982.2756 | 0 | 0 | 0 | 0
Scenario 6: Aggressive Fuel Sub Phase In | SCE | Com | Lighting | Com - Warehouse | Energy Efficiency | Incentives | 0.10385 | 0.11403 | 0.1238 | 0.13373 | 0.14397 | 0.40538 | 0.45124 | 0.46607 | 0.067996 | 0 | 0 | 0 | 0
Scenario 6: Aggressive Fuel Sub Phase In | SCE | Com | Lighting | Com - Warehouse | Energy Efficiency | Incremental Measure Cost | 13635.1965 | 15270.5208 | 16910.9802 | 18632.8061 | 20460.7525 | 68445.7464 | 78037.6784 | 82068.8891 | 11858.1424 | 0 | 0 | 0 | 0
Scenario 6: Aggressive Fuel Sub Phase In | SCE | Com | WaterHeat | Com - College | Energy Efficiency | Admin | 304.1046 | 367.9641 | 445.4177 | 538.3353 | 646.5936 | 778.9195 | 936.7022 | 1122.4811 | 1343.2322 | 1604.1302 | 1915.6915 | 2301.4262 | 2745.9344
Scenario 6: Aggressive Fuel Sub Phase In | SCE | Com | WaterHeat | Com - College | Energy Efficiency | Incentives | 15.9629 | 19.7012 | 24.3252 | 29.9875 | 36.7383 | 45.142 | 55.3719 | 67.6811 | 82.6112 | 100.63 | 122.5783 | 150.2052 | 182.8008
Scenario 6: Aggressive Fuel Sub Phase In | SCE | Com | WaterHeat | Com - College | Energy Efficiency | Incremental Measure Cost | 21.7333 | 26.8231 | 33.1185 | 40.8278 | 50.019 | 61.4605 | 75.3884 | 92.1472 | 112.4746 | 137.007 | 166.8894 | 204.5032 | 248.8818
Scenario 6: Aggressive Fuel Sub Phase In | SCE | Com | WaterHeat | Com - College | Fuel Substitution | Admin | 198193.6308 | 201389.5935 | 178644.8969 | 142929.996 | 48321.0388 | 48711.1446 | 0 | 0 | 0 | 0 | 0 | 0 | 0
Scenario 6: Aggressive Fuel Sub Phase In | SCE | Com | WaterHeat | Com - College | Fuel Substitution | Incentives | 82887.6539 | 82929.9099 | 76150.1176 | 70364.5846 | 57134.3721 | 61812.9268 | 49367.266 | 51518.0506 | 53415.0834 | 54713.0005 | 55518.3371 | 56002.2519 | 56263.8806
Scenario 6: Aggressive Fuel Sub Phase In | SCE | Com | WaterHeat | Com - Grocery | Energy Efficiency | Admin | 1213.301 | 1470.049 | 1773.7223 | 2137.7991 | 2575.8761 | 3096.8654 | 3715.105 | 4457.9079 | 5341.5238 | 6390.6618 | 7644.5774 | 9134.8218 | 10910.9176
Scenario 6: Aggressive Fuel Sub Phase In | SCE | Com | WaterHeat | Com - Grocery | Energy Efficiency | Incentives | 38.3426 | 47.3855 | 58.3175 | 71.6936 | 88.1127 | 108.0528 | 132.2162 | 161.8247 | 197.7784 | 241.3568 | 294.4877 | 358.9333 | 437.2954
Scenario 6: Aggressive Fuel Sub Phase In | SCE | Com | WaterHeat | Com - Grocery | Energy Efficiency | Incremental Measure Cost | 52.2032 | 64.5149 | 79.3989 | 97.6103 | 119.9648 | 147.113 | 180.0113 | 220.323 | 269.2737 | 328.6054 | 400.9427 | 488.6849 | 595.3743
Scenario 6: Aggressive Fuel Sub Phase In | SCE | Com | WaterHeat | Com - Grocery | Fuel Substitution | Admin | 12501.3488 | 12580.6843 | 12652.1065 | 12740.0958 | 12844.6497 | 12962.8119 | 0 | 0 | 0 | 0 | 0 | 0 | 0
Scenario 6: Aggressive Fuel Sub Phase In | SCE | Com | WaterHeat | Com - Grocery | Fuel Substitution | Incentives | 3996.4458 | 4021.8081 | 4044.6405 | 4072.7694 | 4106.194 | 4143.9691 | 0 | 0 | 0 | 0 | 0 | 0 | 0
Scenario 6: Aggressive Fuel Sub Phase In | SCE | Com | WaterHeat | Com - Health | Energy Efficiency | Admin | 1910.3151 | 2324.7815 | 2826.1595 | 3410.5746 | 4119.4648 | 4959.7985 | 5976.1185 | 7172.2639 | 8596.9768 | 10268.3983 | 12245.8836 | 14667.8849 | 17584.0499
Scenario 6: Aggressive Fuel Sub Phase In | SCE | Com | WaterHeat | Com - Health | Energy Efficiency | Incentives | 51.6171 | 64.0724 | 79.4485 | 97.795 | 120.4841 | 147.963 | 181.8479 | 222.6104 | 272.1667 | 331.5827 | 403.3475 | 492.7842 | 602.571
Scenario 6: Aggressive Fuel Sub Phase In | SCE | Com | WaterHeat | Com - Health | Energy Efficiency | Incremental Measure Cost | 70.2763 | 87.2341 | 108.1685 | 133.1471 | 164.0382 | 201.4505 | 247.5845 | 303.0823 | 370.5528 | 451.4473 | 549.1545 | 670.9219 | 820.3957
Scenario 6: Aggressive Fuel Sub Phase In | SCE | Com | WaterHeat | Com - Health | Fuel Substitution | Admin | 348666.4029 | 354295.3042 | 322331.5987 | 291354.8593 | 159737.5998 | 161762.1562 | 0 | 0 | 0 | 0 | 0 | 0 | 0
Scenario 6: Aggressive Fuel Sub Phase In | SCE | Com | WaterHeat | Com - Health | Fuel Substitution | Incentives | 213107.1767 | 213762.5023 | 195334.2607 | 183786.2509 | 154839.2949 | 167424.8149 | 123819.3516 | 129778.5999 | 135133.1931 | 138840.7311 | 141251.4203 | 142813.4983 | 143788.027
Scenario 6: Aggressive Fuel Sub Phase In | SCE | Com | WaterHeat | Com - Lodging | Energy Efficiency | Admin | 387.873 | 472.6318 | 574.3959 | 695.5003 | 841.6989 | 1016.7666 | 1226.24 | 1477.0279 | 1775.7415 | 2131.8052 | 2557.9547 | 3066.543 | 3673.4916
Scenario 6: Aggressive Fuel Sub Phase In | SCE | Com | WaterHeat | Com - Lodging | Energy Efficiency | Incentives | 8.7008 | 10.8141 | 13.4054 | 16.5564 | 20.4374 | 25.182 | 30.9773 | 38.059 | 46.6711 | 57.15 | 69.9457 | 85.5298 | 104.5075
Scenario 6: Aggressive Fuel Sub Phase In | SCE | Com | WaterHeat | Com - Lodging | Energy Efficiency | Incremental Measure Cost | 11.846 | 14.7233 | 18.2513 | 22.5414 | 27.8253 | 34.285 | 42.1754 | 51.817 | 63.5423 | 77.8092 | 95.2306 | 116.4482 | 142.2862
Scenario 6: Aggressive Fuel Sub Phase In | SCE | Com | WaterHeat | Com - Lodging | Fuel Substitution | Admin | 303649.5988 | 311089.7334 | 296445.4355 | 275194.2755 | 170306.4945 | 175989.126 | 0 | 0 | 0 | 0 | 0 | 0 | 0
Scenario 6: Aggressive Fuel Sub Phase In | SCE | Com | WaterHeat | Com - Lodging | Fuel Substitution | Incentives | 211077.6733 | 211423.6033 | 201424.5957 | 190886.4528 | 162624.1145 | 175496.469 | 123842.2438 | 130088.7315 | 135823.1344 | 139616.883 | 142045.2152 | 143509.7645 | 144292.5912
Scenario 6: Aggressive Fuel Sub Phase In | SCE | Com | WaterHeat | Com - Office (Large) | Energy Efficiency | Admin | 1095.7754 | 1331.1371 | 1609.0841 | 1940.2759 | 2338.7459 | 2813.4696 | 3374.2634 | 4043.7061 | 4831.5741 | 5763.1407 | 6875.7435 | 8190.039 | 9754.02
Scenario 6: Aggressive Fuel Sub Phase In | SCE | Com | WaterHeat | Com - Office (Large) | Energy Efficiency | Incentives | 63.8546 | 79.1213 | 97.5549 | 119.9869 | 147.5208 | 181.014 | 221.4364 | 270.6758 | 329.8818 | 401.3551 | 488.4151 | 593.4105 | 720.8631
Scenario 6: Aggressive Fuel Sub Phase In | SCE | Com | WaterHeat | Com - Office (Large) | Energy Efficiency | Incremental Measure Cost | 86.9375 | 107.723 | 132.8202 | 163.3612 | 200.8484 | 246.4492 | 301.4839 | 368.523 | 449.1315 | 546.4419 | 664.9734 | 807.9239 | 981.4496
Scenario 6: Aggressive Fuel Sub Phase In | SCE | Com | WaterHeat | Com - Office (Large) | Fuel Substitution | Admin | 130363.2723 | 131324.4482 | 120381.4597 | 88482.1273 | 13068.746 | 13182.8297 | 0 | 0 | 0 | 0 | 0 | 0 | 0
Scenario 6: Aggressive Fuel Sub Phase In | SCE | Com | WaterHeat | Com - Office (Large) | Fuel Substitution | Incentives | 52224.0547 | 51658.6031 | 49619.0588 | 45299.9749 | 35174.6466 | 38535.0177 | 36541.1483 | 38543.881 | 40017.7934 | 40873.0216 | 41289.6486 | 41394.224 | 41284.7703
Scenario 6: Aggressive Fuel Sub Phase In | SCE | Com | WaterHeat | Com - Office (Small) | Energy Efficiency | Admin | 242.6587 | 294.0288 | 355.1587 | 427.8985 | 366.8845 | 1557.5026 | 743.3013 | 902.1684 | 1088.8707 | 1308.6785 | 1568.7007 | 1876.1429 | 2240.3549
Scenario 6: Aggressive Fuel Sub Phase In | SCE | Com | WaterHeat | Com - Office (Small) | Energy Efficiency | Incentives | 15.5558 | 19.2259 | 23.6875 | 29.1097 | 25.4581 | 110.2367 | 53.6614 | 66.4332 | 81.785 | 100.2605 | 122.5849 | 149.5419 | 182.1435
Scenario 6: Aggressive Fuel Sub Phase In | SCE | Com | WaterHeat | Com - Office (Small) | Energy Efficiency | Incremental Measure Cost | 21.1792 | 26.176 | 32.2504 | 39.6327 | 34.6611 | 150.0865 | 73.0596 | 90.4482 | 111.3496 | 136.504 | 166.8984 | 203.6001 | 247.987
Scenario 6: Aggressive Fuel Sub Phase In | SCE | Com | WaterHeat | Com - Office (Small) | Fuel Substitution | Admin | 35606.6258 | 36137.5929 | 30132.7745 | 21373.9535 | 2634.7209 | 3040.0817 | 0 | 0 | 0 | 0 | 0 | 0 | 0
Scenario 6: Aggressive Fuel Sub Phase In | SCE | Com | WaterHeat | Com - Office (Small) | Fuel Substitution | Incentives | 13210.7187 | 13164.3979 | 11749.6402 | 10632.0185 | 7180.4941 | 8525.7075 | 8243.7487 | 8783.6717 | 9136.6817 | 9357.194 | 9486.7826 | 9554.1737 | 9579.665
Scenario 6: Aggressive Fuel Sub Phase In | SCE | Com | WaterHeat | Com - Other | Energy Efficiency | Admin | 15349.7682 | 18652.1771 | 22601.7297 | 27313.9743 | 32945.3667 | 39674.582 | 47755.9599 | 57373.2275 | 68791.8201 | 82489.4106 | 98861.1973 | 118381.7312 | 141731.5211
Scenario 6: Aggressive Fuel Sub Phase In | SCE | Com | WaterHeat | Com - Other | Energy Efficiency | Incentives | 632.4785 | 783.9231 | 968.9148 | 1194.3422 | 1469.3936 | 1804.9121 | 2216.0072 | 2715.5185 | 3321.0864 | 4062.0143 | 4965.5687 | 6064.9564 | 7406.4368
Scenario 6: Aggressive Fuel Sub Phase In | SCE | Com | WaterHeat | Com - Other | Energy Efficiency | Incremental Measure Cost | 861.1147 | 1067.3053 | 1319.1701 | 1626.0877 | 2000.5681 | 2457.374 | 3017.0768 | 3697.1576 | 4521.6336 | 5530.4013 | 6760.5836 | 8257.3916 | 10083.8068
Scenario 6: Aggressive Fuel Sub Phase In | SCE | Com | WaterHeat | Com - Other | Fuel Substitution | Admin | 2147341.8749 | 2180073.1119 | 1946005.4417 | 1704430.0025 | 709600.9765 | 727065.0045 | 0 | 0 | 0 | 0 | 0 | 0 | 0
Scenario 6: Aggressive Fuel Sub Phase In | SCE | Com | WaterHeat | Com - Other | Fuel Substitution | Incentives | 1044248.7053 | 1044827.0002 | 952801.6961 | 885498.0232 | 722734.3054 | 787460.8097 | 596562.4401 | 625164.6247 | 651273.438 | 668176.3719 | 678674.4047 | 684711.9865 | 687688.208
Scenario 6: Aggressive Fuel Sub Phase In | SCE | Com | WaterHeat | Com - Refrig. Warehouse | Energy Efficiency | Admin | 181.5885 | 100.1634 | 122.194 | 147.7626 | 178.3047 | 214.7686 | 258.2952 | 309.8222 | 371.4392 | 444.7389 | 531.7232 | 635.8951 | 759.6945
Scenario 6: Aggressive Fuel Sub Phase In | SCE | Com | WaterHeat | Com - Refrig. Warehouse | Energy Efficiency | Incentives | 4.6159 | 2.597 | 3.2316 | 3.9859 | 4.906 | 6.0275 | 7.394 | 9.0464 | 11.0625 | 13.5104 | 16.4759 | 20.0979 | 24.4908
Scenario 6: Aggressive Fuel Sub Phase In | SCE | Com | WaterHeat | Com - Refrig. Warehouse | Energy Efficiency | Incremental Measure Cost | 6.2844 | 3.5358 | 4.3998 | 5.4268 | 6.6795 | 8.2063 | 10.0669 | 12.3166 | 15.0615 | 18.3944 | 22.4319 | 27.3631 | 33.3441
Scenario 6: Aggressive Fuel Sub Phase In | SCE | Com | WaterHeat | Com - Refrig. Warehouse | Fuel Substitution | Admin | 2071.9496 | 2123.6822 | 1828.9361 | 1833.136 | 1136.5358 | 1148.9911 | 0 | 0 | 0 | 0 | 0 | 0 | 0
Scenario 6: Aggressive Fuel Sub Phase In | SCE | Com | WaterHeat | Com - Refrig. Warehouse | Fuel Substitution | Incentives | 1243.9992 | 1247.3825 | 1083.0269 | 1111.2131 | 954.8259 | 1030.0959 | 710.5265 | 749.9083 | 780.9102 | 802.4383 | 816.1796 | 824.6986 | 829.7017
Scenario 6: Aggressive Fuel Sub Phase In | SCE | Com | WaterHeat | Com - Restaurant | Energy Efficiency | Admin | 4659.3202 | 5667.8489 | 6873.9039 | 8318.1073 | 10051.8559 | 12099.4062 | 14531.7282 | 17444.6285 | 20911.5906 | 25029.7488 | 29939.6827 | 35766.2454 | 42702.2027
Scenario 6: Aggressive Fuel Sub Phase In | SCE | Com | WaterHeat | Com - Restaurant | Energy Efficiency | Incentives | 256.6728 | 318.4904 | 394.0065 | 486.3485 | 599.5068 | 736.1007 | 901.8116 | 1104.2993 | 1350.331 | 1648.6895 | 2011.6851 | 2451.4226 | 2985.5792
Scenario 6: Aggressive Fuel Sub Phase In | SCE | Com | WaterHeat | Com - Restaurant | Energy Efficiency | Incremental Measure Cost | 349.458 | 433.6222 | 536.4368 | 662.1598 | 816.2239 | 1002.1955 | 1227.8096 | 1503.4951 | 1838.4653 | 2244.6781 | 2738.8938 | 3337.593 | 4064.8431
Scenario 6: Aggressive Fuel Sub Phase In | SCE | Com | WaterHeat | Com - Restaurant | Fuel Substitution | Admin | 1736907.3779 | 1767308.8053 | 1589493.043 | 1166252.8594 | 127777.522 | 129335.4583 | 0 | 0 | 0 | 0 | 0 | 0 | 0
Scenario 6: Aggressive Fuel Sub Phase In | SCE | Com | WaterHeat | Com - Restaurant | Fuel Substitution | Incentives | 730684.5509 | 729776.7868 | 689847.5963 | 630170.2684 | 489024.4338 | 539288.7976 | 531474.3158 | 558543.6545 | 582414.1819 | 598148.6988 | 608177.6354 | 614151.5236 | 617259.7101
Scenario 6: Aggressive Fuel Sub Phase In | SCE | Com | WaterHeat | Com - Retail | Energy Efficiency | Admin | 941.8136 | 1141.2387 | 1377.047 | 1659.1965 | 2077.68 | 2477.8174 | 2950.6502 | 3515.1255 | 4113.5875 | 4910.3209 | 5857.9913 | 6978.6303 | 8308.2406
Scenario 6: Aggressive Fuel Sub Phase In | SCE | Com | WaterHeat | Com - Retail | Energy Efficiency | Incentives | 52.0591 | 64.3471 | 79.1992 | 97.34 | 164.7947 | 192.1461 | 224.3201 | 262.7702 | 266.5293 | 324.5372 | 394.9439 | 479.9446 | 582.8625
Scenario 6: Aggressive Fuel Sub Phase In | SCE | Com | WaterHeat | Com - Retail | Energy Efficiency | Incremental Measure Cost | 70.8781 | 87.608 | 107.8292 | 132.5277 | 224.3667 | 261.6055 | 305.4101 | 357.7596 | 362.8776 | 441.8549 | 537.7131 | 653.4409 | 793.5628
Scenario 6: Aggressive Fuel Sub Phase In | SCE | Com | WaterHeat | Com - Retail | Fuel Substitution | Admin | 67375.9515 | 68523.2962 | 57122.2946 | 41001.42 | 890.8074 | 915.0955 | 0 | 0 | 0 | 0 | 0 | 0 | 0
Scenario 6: Aggressive Fuel Sub Phase In | SCE | Com | WaterHeat | Com - Retail | Fuel Substitution | Incentives | 28928.6379 | 28850.6536 | 25341.6047 | 22802.6907 | 17054.246 | 19043.1403 | 20022.9237 | 20996.5937 | 21854.3906 | 22404.3715 | 22740.3324 | 22926.0943 | 23007.3824
Scenario 6: Aggressive Fuel Sub Phase In | SCE | Com | WaterHeat | Com - School | Energy Efficiency | Admin | 1051.4159 | 1277.7128 | 1547.0759 | 1866.1202 | 2243.1484 | 2693.0514 | 3224.0552 | 3857.5391 | 4611.7817 | 5509.2387 | 6572.7239 | 7843.243 | 9345.0194
Scenario 6: Aggressive Fuel Sub Phase In | SCE | Com | WaterHeat | Com - School | Energy Efficiency | Incentives | 87.0901 | 107.9512 | 133.3232 | 164.034 | 201.1185 | 246.2854 | 300.7436 | 367.0322 | 447.5716 | 545.3625 | 663.6499 | 807.7728 | 981.6884
Scenario 6: Aggressive Fuel Sub Phase In | SCE | Com | WaterHeat | Com - School | Energy Efficiency | Incremental Measure Cost | 118.5725 | 146.9747 | 181.5185 | 223.331 | 273.8213 | 335.3157 | 409.4601 | 499.7116 | 609.3653 | 742.5069 | 903.5542 | 1099.7764 | 1336.5612
Scenario 6: Aggressive Fuel Sub Phase In | SCE | Com | WaterHeat | Com - School | Fuel Substitution | Admin | 443895.8885 | 446263.7355 | 376533.4087 | 245725.4225 | 37441.0219 | 37728.0296 | 0 | 0 | 0 | 0 | 0 | 0 | 0
Scenario 6: Aggressive Fuel Sub Phase In | SCE | Com | WaterHeat | Com - School | Fuel Substitution | Incentives | 138364.1416 | 137467.707 | 131579.2682 | 119299.4908 | 91456.972 | 99969.5725 | 93558.5352 | 98272.8167 | 101980.1251 | 104211.5399 | 105407.4483 | 105879.4193 | 105844.3245
Scenario 6: Aggressive Fuel Sub Phase In | SCE | Com | WaterHeat | Com - Warehouse | Energy Efficiency | Admin | 191.8675 | 232.084 | 279.6064 | 336.6047 | 405.2714 | 486.363 | 582.4004 | 697.0877 | 832.6487 | 993.6982 | 1185.2268 | 1411.6008 | 1681.2238
Scenario 6: Aggressive Fuel Sub Phase In | SCE | Com | WaterHeat | Com - Warehouse | Energy Efficiency | Incentives | 9.8541 | 12.1582 | 14.941 | 18.3469 | 22.5321 | 27.5822 | 33.6903 | 41.1326 | 50.1161 | 61.0081 | 74.2257 | 90.1749 | 109.5523
Scenario 6: Aggressive Fuel Sub Phase In | SCE | Com | WaterHeat | Com - Warehouse | Energy Efficiency | Incremental Measure Cost | 13.4163 | 16.5533 | 20.3421 | 24.9792 | 30.6772 | 37.553 | 45.8691 | 56.0017 | 68.2327 | 83.0621 | 101.0577 | 122.7724 | 149.1547
Scenario 6: Aggressive Fuel Sub Phase In | SCE | Com | WaterHeat | Com - Warehouse | Fuel Substitution | Admin | 7944.6453 | 8063.4295 | 7186.0291 | 6087.624 | 3062.6655 | 3090.2898 | 0 | 0 | 0 | 0 | 0 | 0 | 0
Scenario 6: Aggressive Fuel Sub Phase In | SCE | Com | WaterHeat | Com - Warehouse | Fuel Substitution | Incentives | 3232.12 | 3238.2057 | 2942.9291 | 2745.3068 | 2313.8211 | 2471.1782 | 1599.1039 | 1670.6148 | 1734.4367 | 1778.4164 | 1806.0077 | 1822.5091 | 1831.66
Scenario 6: Aggressive Fuel Sub Phase In | SCE | Com | WholeBlg | Com - College | Energy Efficiency | Admin | 325351.0975 | 332617.8426 | 340581.3632 | 350229.8928 | 361216.9325 | 372569.0627 | 385653.9415 | 397686.1076 | 409874.5882 | 422795.8011 | 434432.0779 | 444620.3166 | 454070.4501
Scenario 6: Aggressive Fuel Sub Phase In | SCE | Com | WholeBlg | Com - College | Energy Efficiency | Incentives | 0 | 0 | 0 | 0 | 0 | 0 | 0 | 0 | 0 | 0 | 0 | 0 | 0
Scenario 6: Aggressive Fuel Sub Phase In | SCE | Com | WholeBlg | Com - College | Energy Efficiency | Incremental Measure Cost | 0 | 0 | 0 | 0 | 0 | 0 | 0 | 0 | 0 | 0 | 0 | 0 | 0
Scenario 6: Aggressive Fuel Sub Phase In | SCE | Com | WholeBlg | Com - Office (Large) | Energy Efficiency | Admin | 2116939.0111 | 2149832.2914 | 2186037.7562 | 2229593.0267 | 2281595.1986 | 2333373.2906 | 2394312.5885 | 2447317.9797 | 2500115.1025 | 2554177.7349 | 2602281.5976 | 2639354.9447 | 2704530.784
Scenario 6: Aggressive Fuel Sub Phase In | SCE | Com | WholeBlg | Com - Office (Large) | Energy Efficiency | Incentives | 0 | 0 | 0 | 0 | 0 | 0 | 0 | 0 | 0 | 0 | 0 | 0 | 0
Scenario 6: Aggressive Fuel Sub Phase In | SCE | Com | WholeBlg | Com - Office (Large) | Energy Efficiency | Incremental Measure Cost | 0 | 0 | 0 | 0 | 0 | 0 | 0 | 0 | 0 | 0 | 0 | 0 | 0
Scenario 6: Aggressive Fuel Sub Phase In | SCE | Com | WholeBlg | Com - Other | Energy Efficiency | Admin | 1616983.2907 | 1648641.2375 | 1682328.1977 | 1724834.5927 | 1774033.1711 | 1823497.2777 | 1881481.3488 | 1933813.9789 | 1986540.2378 | 2040930.3214 | 2091323.0342 | 2132704.1686 | 2192943.6276
Scenario 6: Aggressive Fuel Sub Phase In | SCE | Com | WholeBlg | Com - Other | Energy Efficiency | Incentives | 0 | 0 | 0 | 0 | 0 | 0 | 0 | 0 | 0 | 0 | 0 | 0 | 0
Scenario 6: Aggressive Fuel Sub Phase In | SCE | Com | WholeBlg | Com - Other | Energy Efficiency | Incremental Measure Cost | 0 | 0 | 0 | 0 | 0 | 0 | 0 | 0 | 0 | 0 | 0 | 0 | 0
Scenario 6: Aggressive Fuel Sub Phase In | SCE | Com | WholeBlg | Com - Restaurant | Energy Efficiency | Admin | 977446.1036 | 1012486.4641 | 1050959.614 | 1096435.4197 | 1148206.8997 | 1200255.4246 | 1254586.1814 | 1309972.3926 | 1367712.3342 | 1425980.297 | 1485573.7108 | 1541062.0406 | 1565738.211
Scenario 6: Aggressive Fuel Sub Phase In | SCE | Com | WholeBlg | Com - Restaurant | Energy Efficiency | Incentives | 9815.6908 | 11663.6372 | 13803.6449 | 16265.1549 | 19112.1831 | 22029.4833 | 25153.2442 | 28757.1228 | 32716.1937 | 36983.3704 | 41762.3904 | 46937.5424 | 52707.2019
Scenario 6: Aggressive Fuel Sub Phase In | SCE | Com | WholeBlg | Com - Restaurant | Energy Efficiency | Incremental Measure Cost | 60588.9319 | 71995.6785 | 85205.2207 | 100399.2874 | 117973.0269 | 135980.5321 | 155262.4493 | 177507.9701 | 201945.973 | 228285.808 | 257785.0782 | 289729.5372 | 325343.6891
Scenario 6: Aggressive Fuel Sub Phase In | SCE | Com | WholeBlg | Com - Retail | Energy Efficiency | Admin | 1482015.0621 | 1535671.7918 | 1593953.6928 | 1662184.8922 | 1742333.6052 | 1825621.2519 | 1918144.3287 | 2014110.9704 | 2112893.4565 | 2216108.4067 | 2322674.5561 | 2426590.6421 | 2547582.9902
Scenario 6: Aggressive Fuel Sub Phase In | SCE | Com | WholeBlg | Com - Retail | Energy Efficiency | Incentives | 29805.4527 | 35380.6345 | 41439.8718 | 48623.3498 | 57166.6706 | 66528.6925 | 76713.8646 | 88675.2818 | 101641.9643 | 115791.6343 | 131822.9622 | 149227.3201 | 168680.8836
Scenario 6: Aggressive Fuel Sub Phase In | SCE | Com | WholeBlg | Com - Retail | Energy Efficiency | Incremental Measure Cost | 183978.9553 | 218392.6624 | 255794.2803 | 300135.4551 | 352870.4778 | 410659.0656 | 473528.6799 | 547362.4534 | 627401.3889 | 714742.5047 | 813698.4569 | 921129.6584 | 1041209.9113
Scenario 6: Aggressive Fuel Sub Phase In | SCE | Com | WholeBlg | Com - Warehouse | Energy Efficiency | Admin | 695535.2835 | 717765.9237 | 741629.1256 | 771469.6687 | 806887.7998 | 842783.1007 | 881775.4029 | 921037.3679 | 961138.9761 | 1003702.9688 | 1046421.0493 | 1086276.8895 | 1131781.2802
Scenario 6: Aggressive Fuel Sub Phase In | SCE | Com | WholeBlg | Com - Warehouse | Energy Efficiency | Incentives | 12033.6139 | 14585.0592 | 17424.4138 | 20992.2979 | 25493.7959 | 30252.5281 | 35382.1553 | 41389.9934 | 47763.3994 | 54843.3855 | 62797.0485 | 71315.4504 | 81144.5839
Scenario 6: Aggressive Fuel Sub Phase In | SCE | Com | WholeBlg | Com - Warehouse | Energy Efficiency | Incremental Measure Cost | 74279.4194 | 90028.6259 | 107554.9997 | 129578.3387 | 157364.5598 | 186738.5999 | 218402.0498 | 255486.3982 | 294827.2724 | 338529.6263 | 387624.8921 | 440206.0989 | 500878.0081
Scenario 6: Aggressive Fuel Sub Phase In | SCE | Res | AppPlug | Res - Multi Family | Energy Efficiency | Admin | 0 | 0 | 0 | 0 | 0 | 0 | 0 | 0 | 0 | 0 | 0 | 0 | 0
Scenario 6: Aggressive Fuel Sub Phase In | SCE | Res | AppPlug | Res - Multi Family | Energy Efficiency | Incentives | 0 | 0 | 0 | 0 | 0 | 0 | 0 | 0 | 0 | 0 | 0 | 0 | 0
Scenario 6: Aggressive Fuel Sub Phase In | SCE | Res | AppPlug | Res - Multi Family | Energy Efficiency | Incremental Measure Cost | 0 | 0 | 0 | 0 | 0 | 0 | 0 | 0 | 0 | 0 | 0 | 0 | 0
Scenario 6: Aggressive Fuel Sub Phase In | SCE | Res | AppPlug | Res - Multi Family | Fuel Substitution | Admin | 4389.53 | 4798.7218 | 5216.4263 | 5643.0459 | 6078.2905 | 6520.9138 | 0 | 0 | 0 | 0 | 0 | 0 | 0
Scenario 6: Aggressive Fuel Sub Phase In | SCE | Res | AppPlug | Res - Multi Family | Fuel Substitution | Incentives | 81595.3694 | 89201.6868 | 96966.2437 | 104896.5192 | 112987.1225 | 121214.8848 | 0 | 0 | 0 | 0 | 0 | 0 | 0
Scenario 6: Aggressive Fuel Sub Phase In | SCE | Res | AppPlug | Res - Single Family | Energy Efficiency | Admin | 0 | 0 | 0 | 0 | 0 | 0 | 0 | 0 | 0 | 0 | 0 | 0 | 0
Scenario 6: Aggressive Fuel Sub Phase In | SCE | Res | AppPlug | Res - Single Family | Energy Efficiency | Incentives | 0 | 0 | 0 | 0 | 0 | 0 | 0 | 0 | 0 | 0 | 0 | 0 | 0
Scenario 6: Aggressive Fuel Sub Phase In | SCE | Res | AppPlug | Res - Single Family | Energy Efficiency | Incremental Measure Cost | 0 | 0 | 0 | 0 | 0 | 0 | 0 | 0 | 0 | 0 | 0 | 0 | 0
Scenario 6: Aggressive Fuel Sub Phase In | SCE | Res | AppPlug | Res - Single Family | Fuel Substitution | Admin | 31945.7041 | 34871.0483 | 37832.157 | 40836.5612 | 43887.4241 | 46983.2449 | 0 | 0 | 0 | 0 | 0 | 0 | 0
Scenario 6: Aggressive Fuel Sub Phase In | SCE | Res | AppPlug | Res - Single Family | Fuel Substitution | Incentives | 593424.2657 | 647765.5387 | 702771.174 | 758581.0692 | 815253.9814 | 872762.0317 | 0 | 0 | 0 | 0 | 0 | 0 | 0
Scenario 6: Aggressive Fuel Sub Phase In | SCE | Res | BldgEnv | Res - Single Family | Energy Efficiency | Admin | 148792.0705 | 146671.3461 | 143723.782 | 140113.9644 | 136811.3008 | 133159.1452 | 129416.0753 | 125720.1673 | 8493.1627 | 0 | 0 | 0 | 0
Scenario 6: Aggressive Fuel Sub Phase In | SCE | Res | BldgEnv | Res - Single Family | Energy Efficiency | Incremental Measure Cost | 3609489.963 | 3855158.0433 | 3970710.5762 | 3975804.1226 | 4013202.819 | 3983727.7332 | 3922666.1983 | 3849789.036 | 1563338.4642 | 0 | 0 | 0 | 0
Scenario 6: Aggressive Fuel Sub Phase In | SCE | Res | HVAC | Res - Multi Family | Energy Efficiency | Admin | 518499.0495 | 447778.0665 | 375628.4146 | 309775.7009 | 253405.9142 | 204908.1064 | 166417.2524 | 135417.8441 | 110731.9776 | 91230.2683 | 75924.5491 | 63971.0882 | 54636.2984
Scenario 6: Aggressive Fuel Sub Phase In | SCE | Res | HVAC | Res - Multi Family | Energy Efficiency | Incentives | 20126.2808 | 38256.5404 | 44561.4486 | 47262.2103 | 49784.9919 | 49589.3491 | 51465.2652 | 53106.241 | 54551.3369 | 55822.7643 | 56961.2801 | 57992.4274 | 58874.6537
Scenario 6: Aggressive Fuel Sub Phase In | SCE | Res | HVAC | Res - Multi Family | Energy Efficiency | Incremental Measure Cost | 47708.0126 | 127431.4766 | 155688.3259 | 168554.5629 | 181194.7702 | 184145.3978 | 194968.804 | 205230.6381 | 215044.3892 | 224465.1114 | 233628.8304 | 242618.7783 | 251238.7042
Scenario 6: Aggressive Fuel Sub Phase In | SCE | Res | HVAC | Res - Multi Family | Fuel Substitution | Admin | 14.4534 | 14.632 | 14.6855 | 15.2632 | 0 | 0 | 0 | 0 | 0 | 0 | 0 | 0 | 0
Scenario 6: Aggressive Fuel Sub Phase In | SCE | Res | HVAC | Res - Multi Family | Fuel Substitution | Incentives | 252.8076 | 255.9256 | 256.8512 | 266.2378 | 1.6779 | 1.7798 | 1.8678 | 1.9297 | 1.9709 | 1.9977 | 2.0148 | 2.0259 | 2.0332
Scenario 6: Aggressive Fuel Sub Phase In | SCE | Res | HVAC | Res - Single Family | Energy Efficiency | Admin | 3312636.7546 | 2872112.0887 | 2458746.6719 | 2086983.8608 | 1770053.1541 | 1503584.5276 | 1284772.7629 | 1108229.783 | 592653.5067 | 414130.3353 | 319274.8176 | 244485.8925 | 185640.362
Scenario 6: Aggressive Fuel Sub Phase In | SCE | Res | HVAC | Res - Single Family | Energy Efficiency | Incentives | 461763.7861 | 514782.9055 | 560166.3723 | 594942.5028 | 629674.2495 | 657236.0804 | 679970.6821 | 699333.3926 | 99090.7714 | 2680.1287 | 2731.4987 | 2777.2219 | 2816.4788
Scenario 6: Aggressive Fuel Sub Phase In | SCE | Res | HVAC | Res - Single Family | Energy Efficiency | Incremental Measure Cost | 7505155.7963 | 8528935.3366 | 9452211.9516 | 10240383.735 | 11055215.5039 | 11770066.4369 | 12420795.4894 | 13029965.7943 | 1853853.8979 | 13371.1773 | 13900.0121 | 14415.3413 | 14911.4885
Scenario 6: Aggressive Fuel Sub Phase In | SCE | Res | HVAC | Res - Single Family | Fuel Substitution | Admin | 353.7634 | 363.2445 | 366.5763 | 393.2575 | 0 | 0 | 0 | 0 | 0 | 0 | 0 | 0 | 0
Scenario 6: Aggressive Fuel Sub Phase In | SCE | Res | HVAC | Res - Single Family | Fuel Substitution | Incentives | 5375.2616 | 5519.2843 | 5569.3581 | 6001.1554 | 44.3729 | 42.7789 | 44.8877 | 44.5694 | 21.0784 | 21.3914 | 21.5973 | 21.7355 | 21.8322
Scenario 6: Aggressive Fuel Sub Phase In | SCE | Res | WaterHeat | Res - Multi Family | Energy Efficiency | Admin | 59438.0726 | 62324.3303 | 65694.8672 | 68771.5632 | 71861.2332 | 74498.8467 | 77297.5071 | 80031.8783 | 82720.9307 | 85383.4563 | 88057.3901 | 91920.8407 | 96374.98
Scenario 6: Aggressive Fuel Sub Phase In | SCE | Res | WaterHeat | Res - Multi Family | Energy Efficiency | Incentives | 38276.3473 | 40135.0112 | 42305.5365 | 44286.837 | 46276.4925 | 47975.0369 | 49777.2908 | 51538.1444 | 53269.8139 | 54984.4011 | 56706.3348 | 59194.2818 | 62062.6148
Scenario 6: Aggressive Fuel Sub Phase In | SCE | Res | WaterHeat | Res - Multi Family | Energy Efficiency | Incremental Measure Cost | 215191.0043 | 230469.0229 | 248070.5224 | 265138.8974 | 282823.8576 | 299309.2989 | 316961.0569 | 334917.8587 | 353260.9466 | 372076.9208 | 391543.2592 | 417113.1586 | 446321.6396
Scenario 6: Aggressive Fuel Sub Phase In | SCE | Res | WaterHeat | Res - Multi Family | Fuel Substitution | Admin | 5521841.6156 | 5564407.2737 | 5555912.3934 | 5540265.3269 | 5506668.5942 | 5551187.421 | 0 | 0 | 0 | 0 | 0 | 0 | 0
Scenario 6: Aggressive Fuel Sub Phase In | SCE | Res | WaterHeat | Res - Multi Family | Fuel Substitution | Incentives | 15870809.9153 | 15985303.8178 | 15954306.5075 | 15910184.3543 | 15809133.5945 | 15959962.8778 | 301443.2529 | 313129.9531 | 323528.7664 | 331694.6105 | 337157.2408 | 340865.7856 | 343452.4638
Scenario 6: Aggressive Fuel Sub Phase In | SCE | Res | WaterHeat | Res - Single Family | Energy Efficiency | Admin | 43100.2821 | 47921.9766 | 51948.7402 | 55294.8583 | 58915.008 | 62183.577 | 65257.7083 | 68229.3653 | 65468.2633 | 67730.2452 | 70586.4784 | 73810.8071 | 77069.117
Scenario 6: Aggressive Fuel Sub Phase In | SCE | Res | WaterHeat | Res - Single Family | Energy Efficiency | Incentives | 27755.2971 | 30860.3247 | 33453.4404 | 35608.2407 | 37939.5093 | 40044.3703 | 42024.0192 | 43937.6778 | 42159.6104 | 43616.2593 | 45455.5883 | 47531.9599 | 49630.2144
Scenario 6: Aggressive Fuel Sub Phase In | SCE | Res | WaterHeat | Res - Single Family | Energy Efficiency | Incremental Measure Cost | 160600.6219 | 182491.4601 | 201857.1962 | 219070.8751 | 238148.7649 | 256468.7189 | 274619.6226 | 292958.8593 | 277508.4674 | 292116.784 | 310563.0875 | 331170.1432 | 352690.0434
Scenario 6: Aggressive Fuel Sub Phase In | SCE | Res | WaterHeat | Res - Single Family | Fuel Substitution | Admin | 1481901.455 | 1456418.9065 | 1078704.9805 | 616744.25 | 0 | 0 | 0 | 0 | 0 | 0 | 0 | 0 | 0
Scenario 6: Aggressive Fuel Sub Phase In | SCE | Res | WaterHeat | Res - Single Family | Fuel Substitution | Incentives | 6189844.3238 | 6083248.3675 | 4972311.2744 | 3643232.2433 | 1832379.637 | 2008008.3529 | 2129079.0799 | 2210972.073 | 2283783.8269 | 2341153.7138 | 2380079.3742 | 2407033.8526 | 2426326.7612
Scenario 6: Aggressive Fuel Sub Phase In | SCE | Res | WholeBlg | Res - Multi Family | Energy Efficiency | Admin | 0 | 0 | 0 | 0 | 23340.2642 | 21598.5554 | 20026.172 | 18445.6062 | 16902.326 | 15414.4904 | 14160.5227 | 13156.9226 | 12212.6141
Scenario 6: Aggressive Fuel Sub Phase In | SCE | Res | WholeBlg | Res - Multi Family | Energy Efficiency | Incentives | 0 | 0 | 0 | 0 | 287.1019 | 265.6776 | 246.3362 | 226.8941 | 207.9106 | 189.6092 | 174.1845 | 161.8395 | 150.2238
Scenario 6: Aggressive Fuel Sub Phase In | SCE | Res | WholeBlg | Res - Multi Family | Energy Efficiency | Incremental Measure Cost | 0 | 0 | 0 | 0 | 189568.7733 | 178931.1314 | 169222.971 | 158984.3881 | 148596.3667 | 138226.4203 | 129521.3453 | 122748.6016 | 116217.3692
Scenario 6: Aggressive Fuel Sub Phase In | SCE | Res | WholeBlg | Res - Single Family | Energy Efficiency | Admin | 0 | 0 | 79784.5123 | 80016.761 | 77576.7472 | 72527.7664 | 66533.6708 | 60382.7079 | 54755.9429 | 49551.067 | 45008.6795 | 41252.3955 | 37792.1165
Scenario 6: Aggressive Fuel Sub Phase In | SCE | Res | WholeBlg | Res - Single Family | Energy Efficiency | Incentives | 0 | 0 | 942.0975 | 944.8399 | 916.0282 | 856.4097 | 785.6312 | 713.0005 | 646.5595 | 585.1002 | 531.4636 | 487.1093 | 446.2503
Scenario 6: Aggressive Fuel Sub Phase In | SCE | Res | WholeBlg | Res - Single Family | Energy Efficiency | Incremental Measure Cost | 0 | 0 | 663644.4117 | 678887.7718 | 671349.6333 | 640208.8384 | 599044.4089 | 554536.6973 | 512919.4169 | 473446.6637 | 438646.3225 | 410079.0344 | 383194.9519
Scenario 6: Aggressive Fuel Sub Phase In | SCG | Com | AppPlug | Com - College | Energy Efficiency | Admin | 0 | 0 | 0 | 0 | 0 | 0 | 0 | 0 | 0 | 0 | 0 | 0 | 5219.9344
Scenario 6: Aggressive Fuel Sub Phase In | SCG | Com | AppPlug | Com - College | Energy Efficiency | Incentives | 0 | 0 | 0 | 0 | 0 | 0 | 0 | 0 | 0 | 0 | 0 | 0 | 1330.8575
Scenario 6: Aggressive Fuel Sub Phase In | SCG | Com | AppPlug | Com - College | Energy Efficiency | Incremental Measure Cost | 0 | 0 | 0 | 0 | 0 | 0 | 0 | 0 | 0 | 0 | 0 | 0 | 42708.4016
Scenario 6: Aggressive Fuel Sub Phase In | SCG | Com | AppPlug | Com - Health | Energy Efficiency | Admin | 1506951.0088 | 1670323.3028 | 1825331.6032 | 1932659.0386 | 2034669.3674 | 2114661.9239 | 2179551.8152 | 2208822.3977 | 2208010.3703 | 2169856.1362 | 2100813.958 | 2022776.1988 | 1925530.3399
Scenario 6: Aggressive Fuel Sub Phase In | SCG | Com | AppPlug | Com - Health | Energy Efficiency | Incentives | 384207.3278 | 425860.1965 | 465380.6086 | 492744.4625 | 518752.6841 | 539147.3262 | 555691.4418 | 563154.1743 | 562947.1424 | 553219.463 | 535616.6938 | 515720.4405 | 490926.9527
Scenario 6: Aggressive Fuel Sub Phase In | SCG | Com | AppPlug | Com - Health | Energy Efficiency | Incremental Measure Cost | 1735272.2202 | 1964044.1187 | 2190488.9697 | 2362791.6713 | 2534750.8959 | 2683744.862 | 2818359.256 | 2908816.4105 | 2960807.1196 | 2961511.5679 | 2917775.8446 | 2860758.0184 | 2773515.2035
Scenario 6: Aggressive Fuel Sub Phase In | SCG | Com | AppPlug | Com - Lodging | Energy Efficiency | Admin | 1059277.5697 | 1166903.2739 | 1292397.774 | 1350303.702 | 1404179.8155 | 1449301.597 | 1482463.2893 | 1501127.2251 | 1502029.0943 | 1485545.8248 | 1453750.2716 | 1406067.2502 | 1345187.3564
Scenario 6: Aggressive Fuel Sub Phase In | SCG | Com | AppPlug | Com - Lodging | Energy Efficiency | Incentives | 270069.9638 | 297509.8633 | 329505.5329 | 344269.04 | 358005.1187 | 369509.2213 | 377964.0185 | 382722.5149 | 382952.4525 | 378749.9317 | 370643.4409 | 358486.3328 | 342964.5932
Scenario 6: Aggressive Fuel Sub Phase In | SCG | Com | AppPlug | Com - Lodging | Energy Efficiency | Incremental Measure Cost | 1371969.9578 | 1539928.4121 | 1728368.4822 | 1843871.4251 | 1957618.1942 | 2062668.7942 | 2153655.4598 | 2225787.4767 | 2272932.3717 | 2293969.5952 | 2290385.7108 | 2259861.2228 | 2204944.4946
Scenario 6: Aggressive Fuel Sub Phase In | SCG | Com | AppPlug | Com - Other | Energy Efficiency | Admin | 4203.2063 | 4870.436 | 5578.6265 | 65895.9083 | 56117.5278 | 65649.1881 | 52829.5238 | 46759.1415 | 40561.118 | 34718.3934 | 29453.7524 | 24858.1866 | 21021.4411
Scenario 6: Aggressive Fuel Sub Phase In | SCG | Com | AppPlug | Com - Other | Energy Efficiency | Incentives | 1071.6358 | 1241.7505 | 1422.3085 | 16800.6064 | 14307.5424 | 16737.7035 | 13469.2436 | 11921.5586 | 10341.3307 | 8851.6887 | 7509.4329 | 6337.7624 | 5359.5582
Scenario 6: Aggressive Fuel Sub Phase In | SCG | Com | AppPlug | Com - Other | Energy Efficiency | Incremental Measure Cost | 4156.6013 | 4912.7614 | 5739.6484 | 69153.8915 | 60069.8957 | 71678.3301 | 58834.9498 | 53116.0036 | 46996.8718 | 41031.6354 | 35505.8578 | 30565.3232 | 26364.6619
Scenario 6: Aggressive Fuel Sub Phase In | SCG | Com | BldgEnv | Com - College | Energy Efficiency | Admin | 7027.2925 | 6979.7366 | 6692.8607 | 6158.6651 | 5435.9443 | 4602.3469 | 3725.5478 | 2866.2418 | 2075.4031 | 1379.8624 | 793.9764 | 324.9064 | 260.3699
Scenario 6: Aggressive Fuel Sub Phase In | SCG | Com | BldgEnv | Com - College | Energy Efficiency | Incentives | 89.0299 | 88.4309 | 84.8114 | 78.0521 | 68.9039 | 58.3535 | 47.2558 | 36.3781 | 26.367 | 17.5615 | 10.1447 | 4.2098 | 3.3934
Scenario 6: Aggressive Fuel Sub Phase In | SCG | Com | BldgEnv | Com - College | Energy Efficiency | Incremental Measure Cost | 23236.2492 | 23532.5771 | 23095.6803 | 21696.7761 | 19567.5134 | 16944.5773 | 14049.9505 | 11098.1152 | 8284.0133 | 5723.7596 | 3492.5233 | 1634.678 | 1352.8443
Scenario 6: Aggressive Fuel Sub Phase In | SCG | Com | BldgEnv | Com - Grocery | Energy Efficiency | Admin | 5353.1216 | 3418.442 | 1536.6698 | 328.2634 | 339.5131 | 346.0569 | 357.6005 | 370.451 | 380.8291 | 389.0857 | 397.8013 | 404.6881 | 411.375
Scenario 6: Aggressive Fuel Sub Phase In | SCG | Com | BldgEnv | Com - Grocery | Energy Efficiency | Incentives | 68.0973 | 43.5505 | 19.6754 | 4.3428 | 4.489 | 4.5676 | 4.7205 | 4.8907 | 5.0281 | 5.1376 | 5.253 | 5.3443 | 5.433
Scenario 6: Aggressive Fuel Sub Phase In | SCG | Com | BldgEnv | Com - Grocery | Energy Efficiency | Incremental Measure Cost | 22252.8166 | 14902.2229 | 7477.0704 | 2400.2421 | 2465.8725 | 2534.596 | 2596.5449 | 2668.759 | 2732.4931 | 2788.9029 | 2851.0553 | 2906.8367 | 2964.6675
Scenario 6: Aggressive Fuel Sub Phase In | SCG | Com | BldgEnv | Com - Health | Energy Efficiency | Admin | 6856.7885 | 6091.8079 | 5108.0159 | 3999.0283 | 2886.0969 | 1841.1566 | 928.8407 | 433.8866 | 427.8129 | 417.9578 | 413.4089 | 427.1553 | 443.3718
Scenario 6: Aggressive Fuel Sub Phase In | SCG | Com | BldgEnv | Com - Health | Energy Efficiency | Incentives | 88.0501 | 78.2616 | 65.6716 | 51.4709 | 37.2236 | 23.8444 | 12.1683 | 5.8314 | 5.743 | 5.6064 | 5.5457 | 5.7308 | 5.9489
Scenario 6: Aggressive Fuel Sub Phase In | SCG | Com | BldgEnv | Com - Health | Energy Efficiency | Incremental Measure Cost | 33121.3349 | 30087.9947 | 25864.1012 | 20853.2991 | 15611.5656 | 10504.6803 | 5872.11 | 3163.2868 | 3209.1591 | 3216.5961 | 3209.1791 | 3290.4112 | 3385.907
Scenario 6: Aggressive Fuel Sub Phase In | SCG | Com | BldgEnv | Com - Lodging | Energy Efficiency | Admin | 113.4977 | 137.5052 | 166.2243 | 347.7206 | 418.3739 | 501.895 | 600.0278 | 714.4642 | 846.6626 | 997.6254 | 1167.5456 | 1355.3676 | 1558.2628
Scenario 6: Aggressive Fuel Sub Phase In | SCG | Com | BldgEnv | Com - Lodging | Energy Efficiency | Incentives | 1.5023 | 1.8199 | 2.1999 | 4.6052 | 5.5408 | 6.6467 | 7.9461 | 9.4613 | 11.2117 | 13.2105 | 15.4604 | 17.9472 | 20.6337
Scenario 6: Aggressive Fuel Sub Phase In | SCG | Com | BldgEnv | Com - Lodging | Energy Efficiency | Incremental Measure Cost | 914.3324 | 1129.0843 | 1391.4168 | 3125.2117 | 3834.6435 | 4691.4051 | 5720.1371 | 6946.621 | 8396.0163 | 10090.4444 | 12044.9616 | 14262.2234 | 16725.4909
Scenario 6: Aggressive Fuel Sub Phase In | SCG | Com | BldgEnv | Com - Office (Large) | Energy Efficiency | Admin | 1181.1297 | 1214.9435 | 1238.9187 | 1261.83 | 1288.0125 | 1312.3686 | 1326.7875 | 1338.5476 | 1337.2525 | 1330.4327 | 1326.4834 | 1316.1546 | 1306.6317
Scenario 6: Aggressive Fuel Sub Phase In | SCG | Com | BldgEnv | Com - Office (Large) | Energy Efficiency | Incentives | 16.0971 | 16.5595 | 16.8876 | 17.2012 | 17.5593 | 17.8924 | 18.0899 | 18.251 | 18.234 | 18.1415 | 18.0882 | 17.9479 | 17.8185
Scenario 6: Aggressive Fuel Sub Phase In | SCG | Com | BldgEnv | Com - Office (Large) | Energy Efficiency | Incremental Measure Cost | 13444.8657 | 13686.8995 | 13875.2845 | 14070.2152 | 14304.0532 | 14539.6419 | 14713.1093 | 14878.2289 | 14949.2557 | 14982.5169 | 15046.4161 | 15062.5587 | 15090.8457
Scenario 6: Aggressive Fuel Sub Phase In | SCG | Com | BldgEnv | Com - Office (Small) | Energy Efficiency | Admin | 1358.4794 | 893.4869 | 451.6049 | 196.2436 | 27.798 | 1779.6298 | 199.3521 | 203.9219 | 207.7944 | 210.9095 | 213.8415 | 216.1556 | 218.3024
Scenario 6: Aggressive Fuel Sub Phase In | SCG | Com | BldgEnv | Com - Office (Small) | Energy Efficiency | Incentives | 17.6854 | 11.6839 | 5.981 | 2.6744 | 0.3795 | 24.2852 | 2.7174 | 2.7799 | 2.8329 | 2.8755 | 2.9157 | 2.9474 | 2.9768
Scenario 6: Aggressive Fuel Sub Phase In | SCG | Com | BldgEnv | Com - Office (Small) | Energy Efficiency | Incremental Measure Cost | 12099.5316 | 8231.8116 | 4413.3312 | 2203.5518 | 898.376 | 14386.4475 | 2248.2295 | 2294.4478 | 2337.7464 | 2377.3362 | 2417.7594 | 2455.2065 | 2493.3562
Scenario 6: Aggressive Fuel Sub Phase In | SCG | Com | BldgEnv | Com - Other | Energy Efficiency | Admin | 16003.3051 | 14208.8846 | 11916.6701 | 16625.2995 | 11080.3148 | 8178.8153 | 3350.6422 | 1082.388 | 1077.6649 | 1109.3258 | 1140.5634 | 1167.5684 | 1195.7341
Scenario 6: Aggressive Fuel Sub Phase In | SCG | Com | BldgEnv | Com - Other | Energy Efficiency | Incentives | 203.3467 | 180.5867 | 151.5251 | 215.0375 | 143.3511 | 105.982 | 43.5296 | 14.0649 | 13.9969 | 14.4086 | 14.8148 | 15.166 | 15.5323
Scenario 6: Aggressive Fuel Sub Phase In | SCG | Com | BldgEnv | Com - Other | Energy Efficiency | Incremental Measure Cost | 63636.6036 | 57615.8904 | 49430.1853 | 154638.885 | 110192.5518 | 73805.9839 | 32429.7348 | 5948.7391 | 4945.7674 | 5095.7001 | 5251.0997 | 5397.7979 | 5555.4213
Scenario 6: Aggressive Fuel Sub Phase In | SCG | Com | BldgEnv | Com - Refrig. Warehouse | Energy Efficiency | Admin | 420.1359 | 33.7901 | 131.8723 | 584.1788 | 349.4091 | 397.6389 | 447.4496 | 496.3285 | 542.3236 | 582.0068 | 612.08 | 630.1718 | 633.4516
Scenario 6: Aggressive Fuel Sub Phase In | SCG | Com | BldgEnv | Com - Refrig. Warehouse | Energy Efficiency | Incentives | 5.5311 | 0.44836 | 1.7029 | 7.6562 | 4.5247 | 5.148 | 5.7918 | 6.4235 | 7.018 | 7.531 | 7.9198 | 8.154 | 8.1969
Scenario 6: Aggressive Fuel Sub Phase In | SCG | Com | BldgEnv | Com - Refrig. Warehouse | Energy Efficiency | Incremental Measure Cost | 2378.5266 | 176.8768 | 1111.4832 | 3985.1498 | 3065.8039 | 3571.183 | 4109.8112 | 4661.0396 | 5202.979 | 5701.7381 | 6120.62 | 6426.546 | 6584.6539
Scenario 6: Aggressive Fuel Sub Phase In | SCG | Com | BldgEnv | Com - Restaurant | Energy Efficiency | Admin | 404.6256 | 426.1926 | 447.5354 | 469.0912 | 491.578 | 509.3865 | 524.4277 | 540.2179 | 554.5358 | 566.6049 | 578.5467 | 588.5241 | 598.46
Scenario 6: Aggressive Fuel Sub Phase In | SCG | Com | BldgEnv | Com - Restaurant | Energy Efficiency | Incentives | 5.2771 | 5.559 | 5.838 | 6.1198 | 6.4136 | 6.6464 | 6.8431 | 7.0495 | 7.2366 | 7.3944 | 7.5506 | 7.681 | 7.8109
Scenario 6: Aggressive Fuel Sub Phase In | SCG | Com | BldgEnv | Com - Restaurant | Energy Efficiency | Incremental Measure Cost | 2870.2552 | 2920.5408 | 2976.7118 | 3039.922 | 3112.4818 | 3173.4695 | 3228.9106 | 3291.5442 | 3352.8321 | 3409.1211 | 3468.5214 | 3523.0919 | 3580.8482
Scenario 6: Aggressive Fuel Sub Phase In | SCG | Com | BldgEnv | Com - Retail | Energy Efficiency | Admin | 52954.153 | 44564.1232 | 34732.8146 | 2132.5236 | 16806.4291 | 11750.5768 | 2397.9804 | 2473.7567 | 2498.366 | 2557.3313 | 2617.1867 | 2665.6498 | 2713.5412
Scenario 6: Aggressive Fuel Sub Phase In | SCG | Com | BldgEnv | Com - Retail | Energy Efficiency | Incentives | 668.106 | 562.3772 | 438.5021 | 27.5405 | 211.9793 | 149.5429 | 30.9696 | 31.9445 | 32.24 | 33.0026 | 33.7766 | 34.4033 | 35.0225
Scenario 6: Aggressive Fuel Sub Phase In | SCG | Com | BldgEnv | Com - Retail | Energy Efficiency | Incremental Measure Cost | 113924.5912 | 98327.3314 | 79217.9976 | 8024.8437 | 40913.2382 | 31688.4326 | 8971.1879 | 9291.178 | 9575.5524 | 9843.6553 | 10120.4819 | 10361.0366 | 10603.5796
Scenario 6: Aggressive Fuel Sub Phase In | SCG | Com | BldgEnv | Com - School | Energy Efficiency | Admin | 261.4386 | 270.6089 | 279.7607 | 287.5326 | 290.9085 | 296.7604 | 299.4868 | 301.6813 | 304.2359 | 307.185 | 308.6599 | 311.4162 | 312.1586
Scenario 6: Aggressive Fuel Sub Phase In | SCG | Com | BldgEnv | Com - School | Energy Efficiency | Incentives | 3.5623 | 3.6877 | 3.8129 | 3.9191 | 3.9654 | 4.0455 | 4.0829 | 4.113 | 4.148 | 4.1884 | 4.2087 | 4.2464 | 4.2567
Scenario 6: Aggressive Fuel Sub Phase In | SCG | Com | BldgEnv | Com - School | Energy Efficiency | Incremental Measure Cost | 3121.8193 | 3182.8868 | 3248.2807 | 3307.8948 | 3338.5256 | 3391.0497 | 3422.8544 | 3453.2552 | 3489.2836 | 3531.4345 | 3564.1253 | 3610.4603 | 3642.0764
Scenario 6: Aggressive Fuel Sub Phase In | SCG | Com | BldgEnv | Com - Warehouse | Energy Efficiency | Admin | 7221.1492 | 8256.2714 | 9265.9087 | 17475.5918 | 18852.474 | 19858.2698 | 20385.7282 | 20367.3594 | 19771.0591 | 18635.2341 | 17049.6329 | 15138.63 | 13056.5669
Scenario 6: Aggressive Fuel Sub Phase In | SCG | Com | BldgEnv | Com - Warehouse | Energy Efficiency | Incentives | 93.9326 | 107.3776 | 120.4879 | 226.9984 | 244.8853 | 257.958 | 264.8249 | 264.6157 | 256.908 | 242.2037 | 221.6674 | 196.9077 | 169.9321
Scenario 6: Aggressive Fuel Sub Phase In | SCG | Com | BldgEnv | Com - Warehouse | Energy Efficiency | Incremental Measure Cost | 58644.4668 | 68214.2306 | 77943.8456 | 157404.9704 | 173076.5352 | 185859.0344 | 194541.4629 | 198195.1794 | 196202.7022 | 188598.3463 | 175969.2468 | 159340.0746 | 140125.8909
Scenario 6: Aggressive Fuel Sub Phase In | SCG | Com | FoodServ | Com - College | Energy Efficiency | Admin | 47992.7359 | 49972.6826 | 51950.7286 | 53849.3088 | 55427.3615 | 57101.2164 | 61627.7461 | 63820.1759 | 65170.0681 | 66298.0574 | 67384.2288 | 68786.2619 | 69727.8627
Scenario 6: Aggressive Fuel Sub Phase In | SCG | Com | FoodServ | Com - College | Energy Efficiency | Incentives | 47355.1696 | 49555.7647 | 51787.9848 | 53842.5419 | 55477.8977 | 57229.0596 | 61779.0827 | 64027.914 | 65451.015 | 66649.3528 | 67812.7222 | 69326.5371 | 70346.3953
Scenario 6: Aggressive Fuel Sub Phase In | SCG | Com | FoodServ | Com - College | Energy Efficiency | Incremental Measure Cost | 160951.0542 | 170973.5486 | 181324.6863 | 191705.121 | 201104.0854 | 211245.6946 | 265726.4052 | 290039.1219 | 305028.3008 | 319693.5595 | 334887.2992 | 352767.687 | 368721.3617
Scenario 6: Aggressive Fuel Sub Phase In | SCG | Com | FoodServ | Com - College | Fuel Substitution | Incremental Measure Cost | 3144.906 | 3694.4806 | 4271.5941 | 4879.3868 | 5519.7142 | 6194.7552 | 6908.8162 | 7663.2488 | 8467.4402 | 9316.0975 | 10205.8195 | 11137.7237 | 12108.0209
Scenario 6: Aggressive Fuel Sub Phase In | SCG | Com | FoodServ | Com - Grocery | Energy Efficiency | Admin | 402080.8085 | 421284.3007 | 438918.1155 | 456125.3278 | 472840.7796 | 488734.2436 | 571744.5064 | 612693.6465 | 632501.8537 | 651117.6188 | 669498.3071 | 686873.1785 | 703845.4477
Scenario 6: Aggressive Fuel Sub Phase In | SCG | Com | FoodServ | Com - Grocery | Energy Efficiency | Incentives | 396475.0087 | 416727.5898 | 435528.6175 | 453414.3418 | 470403.5128 | 486607.2161 | 568602.8867 | 609404.3417 | 629471.9083 | 648363.7596 | 667052.9004 | 684750.6308 | 702037.5783
Scenario 6: Aggressive Fuel Sub Phase In | SCG | Com | FoodServ | Com - Grocery | Energy Efficiency | Incremental Measure Cost | 1209700.8022 | 1293514.2327 | 1374575.5078 | 1456748.5431 | 1539879.8662 | 1622996.7207 | 2730579.3155 | 3250410.5355 | 3489843.2567 | 3735868.2262 | 3994510.4174 | 4260832.1194 | 4539075.0897
Scenario 6: Aggressive Fuel Sub Phase In | SCG | Com | FoodServ | Com - Grocery | Fuel Substitution | Incremental Measure Cost | 34100.9252 | 39639.8615 | 45372.5064 | 51321.4316 | 57503.6891 | 63953.7947 | 70731.594 | 77839.4533 | 85354.2407 | 93207.1205 | 101391.8366 | 109897.331 | 118712.1064
Scenario 6: Aggressive Fuel Sub Phase In | SCG | Com | FoodServ | Com - Health | Energy Efficiency | Admin | 132003.2708 | 138592.6773 | 145135.8066 | 150551.4522 | 156218.6453 | 161258.2052 | 181283.2585 | 190615.6524 | 195794.4454 | 199979.9599 | 203641.3655 | 208785.0926 | 214060.1129
Scenario 6: Aggressive Fuel Sub Phase In | SCG | Com | FoodServ | Com - Health | Energy Efficiency | Incentives | 129828.5099 | 137166.7511 | 144563.3335 | 150407.0374 | 156212.3417 | 161383.7904 | 181302.8335 | 190686.3432 | 195995.4256 | 200275.2715 | 204021.448 | 209364.9265 | 214859.1707
Scenario 6: Aggressive Fuel Sub Phase In | SCG | Com | FoodServ | Com - Health | Energy Efficiency | Incremental Measure Cost | 387357.8289 | 415299.2799 | 443993.4421 | 469587.7132 | 496996.0143 | 523083.0159 | 771576.1958 | 882088.8966 | 939459.4396 | 994410.7436 | 1049326.5757 | 1116499.3521 | 1188317.8202
Scenario 6: Aggressive Fuel Sub Phase In | SCG | Com | FoodServ | Com - Health | Fuel Substitution | Incremental Measure Cost | 9316.6814 | 10925.397 | 12607.533 | 14368.732 | 16214.9335 | 18159.5156 | 20214.9719 | 22403.7216 | 24726.0778 | 27164.9749 | 29716.7212 | 32386.6314 | 35174.2412
Scenario 6: Aggressive Fuel Sub Phase In | SCG | Com | FoodServ | Com - Lodging | Energy Efficiency | Admin | 113088.055 | 118837.6034 | 124435.8833 | 129649.3785 | 134800.0948 | 139729.9494 | 161758.2965 | 173274.6799 | 179018.9089 | 184440.6117 | 189748.7027 | 194819.8799 | 199696.4908
Scenario 6: Aggressive Fuel Sub Phase In | SCG | Com | FoodServ | Com - Lodging | Energy Efficiency | Incentives | 112364.1576 | 118623.6374 | 124785.8243 | 130347.9864 | 135688.3825 | 140825.1626 | 162732.4584 | 174339.1914 | 180277.6579 | 185894.6154 | 191410.7699 | 196695.7039 | 201778.4216
Scenario 6: Aggressive Fuel Sub Phase In | SCG | Com | FoodServ | Com - Lodging | Energy Efficiency | Incremental Measure Cost | 330069.1983 | 354338.4125 | 378920.2839 | 403023.7435 | 427813.0516 | 452758.0735 | 737412.102 | 879110.4822 | 943549.3879 | 1009825.966 | 1079179.4214 | 1150862.6214 | 1225242.4367
Scenario 6: Aggressive Fuel Sub Phase In | SCG | Com | FoodServ | Com - Lodging | Fuel Substitution | Incremental Measure Cost | 8854.4757 | 10337.9974 | 11881.585 | 13490.4282 | 15175.0763 | 16944.6424 | 18804.3953 | 20771.5613 | 22845.6463 | 25016.9911 | 27284.486 | 29645.5783 | 32100.428
Scenario 6: Aggressive Fuel Sub Phase In | SCG | Com | FoodServ | Com - Other | Energy Efficiency | Admin | 518149.1055 | 545944.9977 | 572834.8748 | 598635.3215 | 519303.9469 | 747571.5454 | 691950.3524 | 722278.2441 | 745003.2433 | 767650.9604 | 789876.2857 | 811182.2599 | 832045.7538
Scenario 6: Aggressive Fuel Sub Phase In | SCG | Com | FoodServ | Com - Other | Energy Efficiency | Incentives | 520674.6884 | 550547.2508 | 579648.0532 | 607181.8895 | 525282.8786 | 762999.0814 | 704315.6521 | 736013.1646 | 760255.0631 | 784511.3297 | 808423.1349 | 831471.4179 | 854045.2935
Scenario 6: Aggressive Fuel Sub Phase In | SCG | Com | FoodServ | Com - Other | Energy Efficiency | Incremental Measure Cost | 1673452.3635 | 1804977.1215 | 1937535.1813 | 2070567.2376 | 1792789.3528 | 2749072.5515 | 2796825.6212 | 3073505.6183 | 3261844.082 | 3459054.7738 | 3663704.0019 | 3873354.8805 | 4091545.0402
Scenario 6: Aggressive Fuel Sub Phase In | SCG | Com | FoodServ | Com - Other | Fuel Substitution | Incremental Measure Cost | 34009.2902 | 39882.8283 | 45985.8142 | 52337.5326 | 58675.6611 | 65823.0303 | 73048.5832 | 80613.031 | 88483.1502 | 96654.7899 | 105119.7258 | 113869.637 | 122974.1255
Scenario 6: Aggressive Fuel Sub Phase In | SCG | Com | FoodServ | Com - Restaurant | Energy Efficiency | Admin | 1756197.7967 | 1851330.5573 | 1943660.9427 | 2034711.5129 | 2125167.9306 | 2207858.4445 | 2554527.9833 | 2742554.0016 | 2844946.6565 | 2943265.7164 | 3040189.2502 | 3133721.4261 | 3225001.4728
Scenario 6: Aggressive Fuel Sub Phase In | SCG | Com | FoodServ | Com - Restaurant | Energy Efficiency | Incentives | 1747877.0183 | 1848849.5827 | 1947485.5974 | 2043382.0202 | 2137519.3848 | 2224073.3382 | 2569531.1787 | 2759778.1667 | 2866253.3071 | 2968756.9512 | 3070103.6765 | 3168244.3046 | 3264008.3667
Scenario 6: Aggressive Fuel Sub Phase In | SCG | Com | FoodServ | Com - Restaurant | Energy Efficiency | Incremental Measure Cost | 5084457.6051 | 5478238.9842 | 5876794.6532 | 6285202.4294 | 6706309.4643 | 7116341.202 | 11541791.1674 | 13767361.4236 | 14823044.5215 | 15916069.7415 | 17062611.9717 | 18250516.6769 | 19493193.6493
Scenario 6: Aggressive Fuel Sub Phase In | SCG | Com | FoodServ | Com - Restaurant | Fuel Substitution | Incremental Measure Cost | 145289.7823 | 169339.7481 | 194264.6855 | 220149.158 | 247072.6076 | 275311.4346 | 304814.9576 | 335756.1318 | 368249.8166 | 402112.2212 | 437321.8653 | 473842.7799 | 511943.7153
Scenario 6: Aggressive Fuel Sub Phase In | SCG | Com | FoodServ | Com - Retail | Energy Efficiency | Admin | 377.2862 | 418.4718 | 457.3584 | 500.0885 | 0 | 1253.6682 | 637.8515 | 687.466 | 733.6364 | 778.6286 | 825.2988 | 869.3103 | 914.0316
Scenario 6: Aggressive Fuel Sub Phase In | SCG | Com | FoodServ | Com - Retail | Energy Efficiency | Incentives | 939.71 | 1042.2916 | 1139.1467 | 1245.5749 | 0 | 3122.5228 | 1588.7025 | 1712.2778 | 1827.2749 | 1939.3373 | 2055.5793 | 2165.199 | 2276.5868
Scenario 6: Aggressive Fuel Sub Phase In | SCG | Com | FoodServ | Com - Retail | Energy Efficiency | Incremental Measure Cost | 4391.7984 | 4968.6447 | 5538.9639 | 6177.5875 | 0 | 16112.2061 | 8361.6531 | 9192.2953 | 10005.8456 | 10831.8701 | 11710.7438 | 12581.9583 | 13493.8171
Scenario 6: Aggressive Fuel Sub Phase In | SCG | Com | FoodServ | Com - School | Energy Efficiency | Admin | 116934.591 | 121695.5376 | 126253.8774 | 130463.7488 | 133957.1295 | 137542.7745 | 146766.0985 | 152180.0688 | 155263.9391 | 158253.1264 | 160921.4712 | 163637.7982 | 165985.3274
Scenario 6: Aggressive Fuel Sub Phase In | SCG | Com | FoodServ | Com - School | Energy Efficiency | Incentives | 119121.5729 | 124507.1971 | 129745.9766 | 134418.8232 | 138161.28 | 142033.63 | 151401.2263 | 157034.0291 | 160393.5937 | 163672.053 | 166620.8666 | 169640.3708 | 172262.1164
Scenario 6: Aggressive Fuel Sub Phase In | SCG | Com | FoodServ | Com - School | Energy Efficiency | Incremental Measure Cost | 444393.2172 | 473677.6798 | 503220.9481 | 532336.7287 | 559240.5731 | 587718.8236 | 707062.8562 | 777436.253 | 817810.0396 | 859571.3128 | 901294.8945 | 945267.1549 | 988813.7395
Scenario 6: Aggressive Fuel Sub Phase In | SCG | Com | FoodServ | Com - School | Fuel Substitution | Incremental Measure Cost | 5311.6868 | 6233.0217 | 7197.2006 | 8209.5445 | 9274.3543 | 10398.9964 | 11584.7194 | 12844.4028 | 14182.7071 | 15591.3048 | 17068.5463 | 18613.7591 | 20224.364
Scenario 6: Aggressive Fuel Sub Phase In | SCG | Com | HVAC | Com - College | Energy Efficiency | Admin | 41065.2838 | 41343.2133 | 41853.702 | 42427.4452 | 46234.5584 | 47554.1154 | 10601.2101 | 10704.6735 | 10788.9281 | 10113.6585 | 10815.8235 | 11265.1352 | 11291.7392
Scenario 6: Aggressive Fuel Sub Phase In | SCG | Com | HVAC | Com - College | Energy Efficiency | Incentives | 3391.8455 | 3416.9599 | 3451.3144 | 3487.9002 | 3846.9342 | 3954.1357 | 425.879 | 430.0892 | 433.5384 | 370.3086 | 434.807 | 452.9709 | 454.2091
Scenario 6: Aggressive Fuel Sub Phase In | SCG | Com | HVAC | Com - College | Energy Efficiency | Incremental Measure Cost | 833933.7047 | 856948.0431 | 882908.4878 | 910143.8843 | 1029847.1336 | 600841.6628 | 125993.6652 | 129812.0505 | 133496.18 | 115405.7825 | 139340.3819 | 148097.1044 | 151491.8898
Scenario 6: Aggressive Fuel Sub Phase In | SCG | Com | HVAC | Com - College | Fuel Substitution | Incremental Measure Cost | 42242.3462 | 44296.2359 | 45988.0603 | 47399.5695 | 27.0384 | 0 | 0 | 0 | 0 | 0 | 0 | 0 | 0
Scenario 6: Aggressive Fuel Sub Phase In | SCG | Com | HVAC | Com - Grocery | Energy Efficiency | Admin | 8513.6933 | 8719.6158 | 8819.2803 | 8957.4587 | 9118.1678 | 9280.0972 | 9383.2049 | 9534.7611 | 9627.9272 | 9677.3684 | 9755.215 | 9800.0714 | 9855.8015
Scenario 6: Aggressive Fuel Sub Phase In | SCG | Com | HVAC | Com - Grocery | Energy Efficiency | Incentives | 808.9569 | 828.5233 | 837.9933 | 851.1228 | 866.3931 | 881.7793 | 891.5765 | 905.9771 | 914.8296 | 919.5274 | 926.9242 | 931.1864 | 936.4818
Scenario 6: Aggressive Fuel Sub Phase In | SCG | Com | HVAC | Com - Grocery | Energy Efficiency | Incremental Measure Cost | 109309.6222 | 114195.9112 | 117827.2536 | 122121.8515 | 126890.5548 | 131848.4993 | 136117.7937 | 141246.2174 | 145646.0361 | 149488.1414 | 153870.6407 | 157824.8415 | 162040.3635
Scenario 6: Aggressive Fuel Sub Phase In | SCG | Com | HVAC | Com - Grocery | Fuel Substitution | Incremental Measure Cost | 729104.3298 | 759175.7217 | 782579.2085 | 801296.3621 | 109567.7331 | 111862.7571 | 114370.563 | 116430.6623 | 118207.1854 | 119806.4846 | 121297.4906 | 122726.0072 | 124120.864
Scenario 6: Aggressive Fuel Sub Phase In | SCG | Com | HVAC | Com - Health | Energy Efficiency | Admin | 288967.0483 | 295639.6646 | 297619.0489 | 292902.2033 | 283954.1701 | 270086.3316 | 213417.3521 | 193295.7845 | 172011.1193 | 150097.125 | 128937.0968 | 110883.9634 | 94987.1563
Scenario 6: Aggressive Fuel Sub Phase In | SCG | Com | HVAC | Com - Health | Energy Efficiency | Incentives | 27457.1668 | 28091.1877 | 28279.2655 | 27831.0787 | 26980.8515 | 25663.1526 | 20278.5607 | 18366.6429 | 16344.2096 | 14261.9784 | 12251.3878 | 10536.0092 | 9025.5211
Scenario 6: Aggressive Fuel Sub Phase In | SCG | Com | HVAC | Com - Health | Energy Efficiency | Incremental Measure Cost | 2426192.4238 | 2526212.7 | 2599760.5277 | 2625727.6743 | 2626573.272 | 2079311.7051 | 1480709.1539 | 1367932.2594 | 1241655.0101 | 1105144.4327 | 968337.5137 | 849414.1376 | 742193.5778
Scenario 6: Aggressive Fuel Sub Phase In | SCG | Com | HVAC | Com - Health | Fuel Substitution | Incremental Measure Cost | 680207.1583 | 711969.2515 | 737804.4464 | 759352.3364 | 98217.9325 | 102051.892 | 105279.7423 | 108022.9833 | 110446.5007 | 112670.7489 | 114778.4569 | 116824.7711 | 118782.3912
Scenario 6: Aggressive Fuel Sub Phase In | SCG | Com | HVAC | Com - Lodging | Energy Efficiency | Admin | 141891.8109 | 143968.2847 | 143271.2388 | 139563.6267 | 133318.0491 | 124864.7419 | 98131.3913 | 86931.044 | 15606.8462 | 15578.33 | 15585.1462 | 15572.4034 | 15559.7025
Scenario 6: Aggressive Fuel Sub Phase In | SCG | Com | HVAC | Com - Lodging | Energy Efficiency | Incentives | 13482.3231 | 13679.6262 | 13613.3941 | 13261.103 | 12667.6586 | 11864.4394 | 9324.2811 | 8260.0428 | 1482.9365 | 1480.2269 | 1480.8746 | 1479.6638 | 1478.457
Scenario 6: Aggressive Fuel Sub Phase In | SCG | Com | HVAC | Com - Lodging | Energy Efficiency | Incremental Measure Cost | 1626709.593 | 1682823.5406 | 1711679.2162 | 1708611.5564 | 1677682.8261 | 1407940.324 | 1103837.2648 | 997443.4537 | 182046.8135 | 185460.5208 | 189359.1405 | 193084.7774 | 196870.9883
Scenario 6: Aggressive Fuel Sub Phase In | SCG | Com | HVAC | Com - Lodging | Fuel Substitution | Incremental Measure Cost | 505506.795 | 358875.6112 | 365954.5662 | 374854.9635 | 84510.5412 | 45484.3628 | 46600.8322 | 47521.4769 | 48205.5824 | 48918.5058 | 49582.7779 | 50218.8542 | 50840.0306
Scenario 6: Aggressive Fuel Sub Phase In | SCG | Com | HVAC | Com - Office (Large) | Energy Efficiency | Admin | 271834.2367 | 271648.5938 | 270801.3569 | 270211.6107 | 270258.7967 | 270536.5345 | 117.137 | 115.5369 | 113.1012 | 110.5292 | 108.5366 | 106.2602 | 104.3041
Scenario 6: Aggressive Fuel Sub Phase In | SCG | Com | HVAC | Com - Office (Large) | Energy Efficiency | Incentives | 25829.2356 | 25811.5962 | 25731.0931 | 25675.0564 | 25679.5399 | 25705.9301 | 11.1302 | 10.9781 | 10.7467 | 10.5023 | 10.313 | 10.0967 | 9.9108
Scenario 6: Aggressive Fuel Sub Phase In | SCG | Com | HVAC | Com - Office (Large) | Energy Efficiency | Incremental Measure Cost | 6354829.1943 | 6477528.7623 | 6586500.4565 | 6703624.2117 | 6838911.956 | 3493168.3724 | 2699.2107 | 2715.5852 | 2711.5041 | 2702.84 | 2707.1961 | 2703.4239 | 2706.7294
Scenario 6: Aggressive Fuel Sub Phase In | SCG | Com | HVAC | Com - Office (Large) | Fuel Substitution | Incremental Measure Cost | 1674.0407 | 1697.7687 | 1704.8287 | 1700.8085 | 0 | 0 | 0 | 0 | 0 | 0 | 0 | 0 | 0
Scenario 6: Aggressive Fuel Sub Phase In | SCG | Com | HVAC | Com - Office (Small) | Energy Efficiency | Admin | 118491.6808 | 119513.6019 | 120301.9615 | 121046.9424 | 78770.9585 | 388106.0959 | 4629.661 | 4637.0749 | 4638.5792 | 4632.2607 | 4631.2016 | 4624.3762 | 4621.4826
Scenario 6: Aggressive Fuel Sub Phase In | SCG | Com | HVAC | Com - Office (Small) | Energy Efficiency | Incentives | 10788.537 | 10884.565 | 10959.3168 | 11029.2109 | 7484.9505 | 32428.8266 | 1.0842 | 1.0119 | 0.94449 | 0.88152 | 0.82275 | 0.7679 | 0.71671
Scenario 6: Aggressive Fuel Sub Phase In | SCG | Com | HVAC | Com - Office (Small) | Energy Efficiency | Incremental Measure Cost | 1329693.7169 | 1368367.6342 | 1403388.8388 | 1439989.5328 | 996772.797 | 4405163.2443 | 78.0503 | 74.3039 | 70.7373 | 67.3419 | 64.1095 | 61.0323 | 58.1027
Scenario 6: Aggressive Fuel Sub Phase In | SCG | Com | HVAC | Com - Office (Small) | Fuel Substitution | Incremental Measure Cost | 14995.7431 | 15643.1094 | 16156.4241 | 16566.6019 | 0 | 0 | 0 | 0 | 0 | 0 | 0 | 0 | 0
Scenario 6: Aggressive Fuel Sub Phase In | SCG | Com | HVAC | Com - Other | Energy Efficiency | Admin | 157115.6596 | 160054.1011 | 163153.2433 | 165928.3303 | 11640.0717 | 327907.4308 | 174567.3254 | 177039.3527 | 175461.8867 | 177731.7589 | 180196.0846 | 182204.2151 | 184647.5253
Scenario 6: Aggressive Fuel Sub Phase In | SCG | Com | HVAC | Com - Other | Energy Efficiency | Incentives | 1704.5405 | 1683.5252 | 1662.6359 | 1639.4332 | 625.2404 | 2583.1956 | 1576.7239 | 1556.5854 | 1162.9588 | 1169.6882 | 1178.6611 | 1185.7604 | 1196.6648
Scenario 6: Aggressive Fuel Sub Phase In | SCG | Com | HVAC | Com - Other | Energy Efficiency | Incremental Measure Cost | 274754.381 | 282059.5405 | 289522.8305 | 296564.306 | 62353.7803 | 556714.7734 | 319519.0081 | 327146.6032 | 294019.635 | 303572.0983 | 313785.8183 | 323534.7954 | 334413.7231
Scenario 6: Aggressive Fuel Sub Phase In | SCG | Com | HVAC | Com - Other | Fuel Substitution | Incremental Measure Cost | 2751577.7354 | 3427065.9092 | 3538865.0628 | 3629410.0143 | 5046.8612 | 635.6278 | 649.9006 | 662.1345 | 673.1495 | 683.4292 | 693.2765 | 702.8933 | 712.4078
Scenario 6: Aggressive Fuel Sub Phase In | SCG | Com | HVAC | Com - Restaurant | Energy Efficiency | Admin | 736495.0689 | 762326.3675 | 781709.4672 | 797175.0434 | 810741.5195 | 821278.4931 | 830332.0076 | 839708.4046 | 848782.2219 | 857412.5656 | 866418.1897 | 875220.4198 | 884441.9188
Scenario 6: Aggressive Fuel Sub Phase In | SCG | Com | HVAC | Com - Restaurant | Energy Efficiency | Incentives | 69053.9556 | 71490.7355 | 73314.0507 | 74763.1627 | 76028.3526 | 77015.5178 | 77866.1956 | 78743.9494 | 79594.4237 | 80405.8293 | 81251.505 | 82080.3177 | 82947.5914
Scenario 6: Aggressive Fuel Sub Phase In | SCG | Com | HVAC | Com - Restaurant | Energy Efficiency | Incremental Measure Cost | 5419718.7095 | 5724660.2886 | 5989499.1533 | 6231463.2176 | 6465163.7931 | 6680883.2937 | 6890176.3779 | 7107746.8501 | 7328575.6221 | 7551450.9691 | 7783633.1107 | 8020205.1955 | 8267018.6114
Scenario 6: Aggressive Fuel Sub Phase In | SCG | Com | HVAC | Com - Restaurant | Fuel Substitution | Incremental Measure Cost | 50969.1938 | 53245.4699 | 55070.7643 | 56547.414 | 82.1294 | 84.3752 | 86.1455 | 87.6236 | 88.923 | 90.1128 | 91.2367 | 92.3235 | 93.3912
Scenario 6: Aggressive Fuel Sub Phase In | SCG | Com | HVAC | Com - Retail | Energy Efficiency | Admin | 56715.5868 | 57450.5089 | 57949.1715 | 58530.8641 | 38357.8365 | 82642.8625 | 9156.8065 | 9297.6597 | 9383.004 | 9450.6015 | 9537.9 | 9596.0939 | 9666.3365
Scenario 6: Aggressive Fuel Sub Phase In | SCG | Com | HVAC | Com - Retail | Energy Efficiency | Incentives | 4592.2007 | 4649.4824 | 4691.2546 | 4736.0245 | 3645.512 | 6050.2662 | 8.3032 | 8.1841 | 8.0461 | 7.9103 | 7.7978 | 7.6796 | 7.579
Scenario 6: Aggressive Fuel Sub Phase In | SCG | Com | HVAC | Com - Retail | Energy Efficiency | Incremental Measure Cost | 1128578.2991 | 1165580.764 | 1199642.1122 | 1235376.4202 | 970160.6766 | 822104.6364 | 1136.6899 | 1163.0858 | 1184.7407 | 1205.5553 | 1229.7205 | 1251.7157 | 1276.277
Scenario 6: Aggressive Fuel Sub Phase In | SCG | Com | HVAC | Com - Retail | Fuel Substitution | Incremental Measure Cost | 138276.8772 | 144540.1389 | 149582.5224 | 153678.881 | 168464.3316 | 174939.3544 | 180165.8904 | 184344.7579 | 8930.9614 | 9071.8918 | 9200.0265 | 9320.5371 | 252.1393
Scenario 6: Aggressive Fuel Sub Phase In | SCG | Com | HVAC | Com - School | Energy Efficiency | Admin | 156778.3464 | 156453.8184 | 156436.834 | 156245.4309 | 154992.9339 | 154817.2197 | 48377.4041 | 47663.8957 | 47160.2777 | 46845.9327 | 46396.8539 | 46250.4494 | 45867.1848
Scenario 6: Aggressive Fuel Sub Phase In | SCG | Com | HVAC | Com - School | Energy Efficiency | Incentives | 13253.5062 | 13243.404 | 13254.4056 | 13250.606 | 13166.0989 | 13162.2899 | 3073.8456 | 3028.8578 | 2997.193 | 2977.5676 | 2949.4247 | 2940.5299 | 2916.6459
Scenario 6: Aggressive Fuel Sub Phase In | SCG | Com | HVAC | Com - School | Energy Efficiency | Incremental Measure Cost | 2230789.7381 | 1969705.635 | 2010432.5298 | 2049671.5603 | 1928700.3296 | 1906514.3328 | 544876.4963 | 547665.3827 | 552804.8863 | 560195.5564 | 566023.0427 | 575628.0725 | 582394.3113
Scenario 6: Aggressive Fuel Sub Phase In | SCG | Com | HVAC | Com - School | Fuel Substitution | Incremental Measure Cost | 22358.7788 | 22992.1225 | 23408.5015 | 23661.4041 | 0 | 0 | 0 | 0 | 0 | 0 | 0 | 0 | 0
Scenario 6: Aggressive Fuel Sub Phase In | SCG | Com | HVAC | Com - Warehouse | Energy Efficiency | Admin | 3.712 | 3.9248 | 4.0622 | 4.2488 | 4.4928 | 4.6993 | 4.8615 | 5.0364 | 5.1622 | 5.2827 | 5.4084 | 5.5004 | 5.6191
Scenario 6: Aggressive Fuel Sub Phase In | SCG | Com | HVAC | Com - Warehouse | Energy Efficiency | Incentives | 0.35271 | 0.37293 | 0.38599 | 0.40372 | 0.4269 | 0.44652 | 0.46193 | 0.47855 | 0.4905 | 0.50195 | 0.5139 | 0.52263 | 0.53392
Scenario 6: Aggressive Fuel Sub Phase In | SCG | Com | HVAC | Com - Warehouse | Energy Efficiency | Incremental Measure Cost | 83.6304 | 90.1932 | 95.2174 | 101.583 | 109.5649 | 116.8931 | 123.3452 | 130.3393 | 136.2662 | 142.2355 | 148.5329 | 154.0794 | 160.5538
Scenario 6: Aggressive Fuel Sub Phase In | SCG | Com | HVAC | Com - Warehouse | Fuel Substitution | Incremental Measure Cost | 377925.0774 | 395429.8524 | 409628.8032 | 421444.732 | 98.966 | 72.8371 | 74.7981 | 76.4951 | 0 | 0 | 0 | 0 | 0
Scenario 6: Aggressive Fuel Sub Phase In | SCG | Com | WaterHeat | Com - College | Energy Efficiency | Admin | 92748.2599 | 86172.8002 | 62725.8347 | 64001.5148 | 60508.7324 | 57849.4808 | 16561.3109 | 14856.2363 | 12352.2243 | 11267.5111 | 10284.3517 | 9394.2694 | 8586.3792
Scenario 6: Aggressive Fuel Sub Phase In | SCG | Com | WaterHeat | Com - College | Energy Efficiency | Incentives | 0.065879 | 0.061205 | 0.044591 | 0.045497 | 0.043014 | 0.041124 | 0.011773 | 0.010561 | 0.008781 | 0.0080099 | 0.0073109 | 0.0066782 | 0.0061039
Scenario 6: Aggressive Fuel Sub Phase In | SCG | Com | WaterHeat | Com - College | Energy Efficiency | Incremental Measure Cost | 341355.4126 | 334998.5538 | 293191.6598 | 318191.5106 | 309416.6763 | 150460.1128 | 34322.8775 | 29948.4748 | 18446.8595 | 17135.079 | 15923.3245 | 14805.1022 | 13771.5962
Scenario 6: Aggressive Fuel Sub Phase In | SCG | Com | WaterHeat | Com - College | Fuel Substitution | Incremental Measure Cost | 1229606.9328 | 1255298.5817 | 1199818.5997 | 1134819.9956 | 997927.8173 | 554481.4053 | 251521.6266 | 272308.6437 | 240042.2809 | 250805.4391 | 259595.0308 | 267100.0084 | 273718.1364
Scenario 6: Aggressive Fuel Sub Phase In | SCG | Com | WaterHeat | Com - Grocery | Energy Efficiency | Admin | 159485.3759 | 87803.0187 | 46845.4254 | 43603.8416 | 41740.0923 | 40071.7381 | 29833.6632 | 28417.9583 | 27138.0447 | 25984.4851 | 24950.7026 | 24019.903 | 23186.4963
Scenario 6: Aggressive Fuel Sub Phase In | SCG | Com | WaterHeat | Com - Grocery | Energy Efficiency | Incentives | 0.11338 | 0.062417 | 0.033302 | 0.030997 | 0.029672 | 0.028486 | 0.021208 | 0.020202 | 0.019292 | 0.018472 | 0.017737 | 0.017075 | 0.016483
Scenario 6: Aggressive Fuel Sub Phase In | SCG | Com | WaterHeat | Com - Grocery | Energy Efficiency | Incremental Measure Cost | 216690.2743 | 125899.876 | 72787.9714 | 69783.9117 | 68642.7833 | 52896.4849 | 36469.5784 | 35027.1827 | 33716.9091 | 32545.2768 | 31499.6624 | 30565.97 | 29740.8316
Scenario 6: Aggressive Fuel Sub Phase In | SCG | Com | WaterHeat | Com - Grocery | Fuel Substitution | Incremental Measure Cost | 46327.9666 | 47554.4087 | 48780.87 | 50102.5132 | 51523.9491 | 53037.875 | 0 | 0 | 0 | 0 | 0 | 0 | 0
Scenario 6: Aggressive Fuel Sub Phase In | SCG | Com | WaterHeat | Com - Health | Energy Efficiency | Admin | 499690.4551 | 1489220.5298 | 1041399.9447 | 737746.3122 | 532019.7483 | 391910.4585 | 181218.5328 | 115090.6311 | 17657.7346 | 16232.4307 | 15035.7574 | 13864.5748 | 12805.3529
Scenario 6: Aggressive Fuel Sub Phase In | SCG | Com | WaterHeat | Com - Health | Energy Efficiency | Incentives | 0.35508 | 1.0585 | 0.74031 | 0.52445 | 0.3782 | 0.2786 | 0.12882 | 0.081816 | 0.012553 | 0.011539 | 0.010689 | 0.0098561 | 0.0091031
Scenario 6: Aggressive Fuel Sub Phase In | SCG | Com | WaterHeat | Com - Health | Energy Efficiency | Incremental Measure Cost | 3096271.1339 | 13462672.3094 | 9626668.5541 | 6664010.5902 | 4616936.0388 | 2970655.2439 | 1806887.9766 | 1110562.3123 | 25690.6367 | 23988.9254 | 23409.1879 | 21920.7739 | 20550.0822
Scenario 6: Aggressive Fuel Sub Phase In | SCG | Com | WaterHeat | Com - Health | Fuel Substitution | Incremental Measure Cost | 1712225.5132 | 1751894.069 | 1675086.9772 | 1601886.612 | 1436726.3488 | 992824.7007 | 481375.1961 | 540036.8874 | 313729.7113 | 328797.3347 | 341205.798 | 351886.2306 | 361379.2875
Scenario 6: Aggressive Fuel Sub Phase In | SCG | Com | WaterHeat | Com - Lodging | Energy Efficiency | Admin | 1204753.5336 | 1118762.3348 | 987533.9525 | 928705.4053 | 890552.5082 | 867630.7553 | 31657.8476 | 28333.6836 | 15508.9712 | 13903.6918 | 12551.8776 | 11398.7006 | 10417.895
Scenario 6: Aggressive Fuel Sub Phase In | SCG | Com | WaterHeat | Com - Lodging | Energy Efficiency | Incentives | 0.85628 | 0.79515 | 0.70202 | 0.6602 | 0.63308 | 0.61678 | 0.022505 | 0.020142 | 0.011025 | 0.0098839 | 0.0089229 | 0.0081031 | 0.0074059
Scenario 6: Aggressive Fuel Sub Phase In | SCG | Com | WaterHeat | Com - Lodging | Energy Efficiency | Incremental Measure Cost | 5175444.3282 | 4390379.3931 | 3596709.7762 | 3045373.1451 | 2676103.7851 | 1372108.1809 | 171250.479 | 158045.2707 | 26992.6971 | 23682.01 | 21047.7665 | 18916.8562 | 17326.3393
Scenario 6: Aggressive Fuel Sub Phase In | SCG | Com | WaterHeat | Com - Lodging | Fuel Substitution | Incremental Measure Cost | 1881367.211 | 1927727.5098 | 1904952.0874 | 1863664.8715 | 1751319.825 | 894072.2262 | 398233.7776 | 448127.8448 | 261501.9001 | 274191.6359 | 284546.7829 | 293235.9467 | 300737.0362
Scenario 6: Aggressive Fuel Sub Phase In | SCG | Com | WaterHeat | Com - Office (Large) | Energy Efficiency | Admin | 221341.4004 | 213699.5367 | 183808.0256 | 177682.3413 | 172419.2299 | 167766.4779 | 42707.8726 | 38773.1658 | 34829.9843 | 31647.7221 | 28757.0279 | 26131.0711 | 23745.5064
Scenario 6: Aggressive Fuel Sub Phase In | SCG | Com | WaterHeat | Com - Office (Large) | Energy Efficiency | Incentives | 0.15729 | 0.15186 | 0.13067 | 0.12631 | 0.12257 | 0.11926 | 0.03036 | 0.027563 | 0.02476 | 0.022498 | 0.020443 | 0.018576 | 0.01688
Scenario 6: Aggressive Fuel Sub Phase In | SCG | Com | WaterHeat | Com - Office (Large) | Energy Efficiency | Incremental Measure Cost | 896812.0787 | 901406.6302 | 855957.6177 | 861532.0598 | 870082.3264 | 450585.0763 | 65464.2311 | 60446.8422 | 52994.081 | 49117.4686 | 45525.6198 | 42197.4692 | 39113.5277
Scenario 6: Aggressive Fuel Sub Phase In | SCG | Com | WaterHeat | Com - Office (Large) | Fuel Substitution | Incremental Measure Cost | 819608.5706 | 827220.9395 | 804394.0815 | 751978.1791 | 639293.5619 | 321109.7467 | 252484.5279 | 280533.4139 | 199527.6131 | 207879.162 | 214205.4826 | 219047.9031 | 222841.5
Scenario 6: Aggressive Fuel Sub Phase In | SCG | Com | WaterHeat | Com - Office (Small) | Energy Efficiency | Admin | 31550.6111 | 29065.3463 | 22553.5418 | 20489.8776 | 18616.5453 | 16914.2813 | 15368.1761 | 13963.8324 | 12687.7622 | 11529.0382 | 10476.4085 | 9520.1204 | 8651.3229
Scenario 6: Aggressive Fuel Sub Phase In | SCG | Com | WaterHeat | Com - Office (Small) | Energy Efficiency | Incentives | 0.022418 | 0.020651 | 0.016033 | 0.014566 | 0.013234 | 0.012024 | 0.010925 | 0.0099266 | 0.0090195 | 0.0081958 | 0.0074475 | 0.0067677 | 0.0061501
Scenario 6: Aggressive Fuel Sub Phase In | SCG | Com | WaterHeat | Com - Office (Small) | Energy Efficiency | Incremental Measure Cost | 44902.0535 | 42527.0923 | 30471.9483 | 28239.0431 | 26174.7916 | 24258.1068 | 22482.4613 | 20837.3908 | 19310.8706 | 17898.957 | 16590.6693 | 15378.3526 | 14254.9238
Scenario 6: Aggressive Fuel Sub Phase In | SCG | Com | WaterHeat | Com - Office (Small) | Fuel Substitution | Incremental Measure Cost | 123696.3363 | 125884.282 | 109696.7031 | 92695.0045 | 53001.9323 | 63633.4582 | 43405.7003 | 47180.4963 | 50062.6542 | 52299.0884 | 54085.5328 | 55560.181 | 56823.2559
Scenario 6: Aggressive Fuel Sub Phase In | SCG | Com | WaterHeat | Com - Other | Energy Efficiency | Admin | 580824.9526 | 540163.5565 | 264684.3905 | 251978.987 | 215389.1127 | 257099.5322 | 119464.0273 | 112407.2883 | 104680.5261 | 99343.0157 | 94556.5896 | 90258.4939 | 86418.0721
Scenario 6: Aggressive Fuel Sub Phase In | SCG | Com | WaterHeat | Com - Other | Energy Efficiency | Incentives | 0.41219 | 0.38328 | 0.18816 | 0.17913 | 0.15312 | 0.18277 | 0.084925 | 0.079908 | 0.074415 | 0.070621 | 0.067218 | 0.064163 | 0.061433
Scenario 6: Aggressive Fuel Sub Phase In | SCG | Com | WaterHeat | Com - Other | Energy Efficiency | Incremental Measure Cost | 1594236.8045 | 1545658.2015 | 1109350.2313 | 1100643.2536 | 870695.3117 | 455452.108 | 167314.7808 | 155854.4681 | 135113.4372 | 129322.8906 | 124106.4322 | 119412.9881 | 115221.9834
Scenario 6: Aggressive Fuel Sub Phase In | SCG | Com | WaterHeat | Com - Other | Fuel Substitution | Incremental Measure Cost | 12358343.4077 | 12620117.6099 | 12047956.9453 | 11456928.4782 | 10104515.0714 | 6889052.6081 | 3547927.1253 | 3974765.2444 | 2303355.0073 | 2410503.5538 | 2497411.0673 | 2570066.5731 | 2632894.4259
Scenario 6: Aggressive Fuel Sub Phase In | SCG | Com | WaterHeat | Com - Refrig. Warehouse | Energy Efficiency | Admin | 16760.0223 | 4737.8468 | 4472.5734 | 4471.7703 | 3451.6267 | 3181.8715 | 2445.4726 | 2220.4723 | 2016.3101 | 1831.0368 | 1662.8884 | 1510.3463 | 1371.8019
Scenario 6: Aggressive Fuel Sub Phase In | SCG | Com | WaterHeat | Com - Refrig. Warehouse | Energy Efficiency | Incentives | 0.011912 | 0.0033672 | 0.0031795 | 0.0031789 | 0.0024537 | 0.0022619 | 0.0017384 | 0.0015785 | 0.0014334 | 0.0013016 | 0.0011821 | 0.0010737 | 0.00097519
Scenario 6: Aggressive Fuel Sub Phase In | SCG | Com | WaterHeat | Com - Refrig. Warehouse | Energy Efficiency | Incremental Measure Cost | 21587.4807 | 6188.3324 | 6053.1698 | 6126.1231 | 4833.6492 | 4544.0922 | 3573.4442 | 3309.9063 | 3065.9938 | 2840.2217 | 2631.2202 | 2438.5891 | 2259.3935
Scenario 6: Aggressive Fuel Sub Phase In | SCG | Com | WaterHeat | Com - Refrig. Warehouse | Fuel Substitution | Incremental Measure Cost | 6475.2924 | 6636.9682 | 5764.4389 | 5853.1988 | 4937.2529 | 5224.5591 | 1491.6103 | 1605.8616 | 1705.7621 | 1787.8928 | 1854.9176 | 1911.7965 | 1961.8903
Scenario 6: Aggressive Fuel Sub Phase In | SCG | Com | WaterHeat | Com - Restaurant | Energy Efficiency | Admin | 362056.8249 | 364150.2984 | 108895.1756 | 108659.2281 | 108612.8122 | 108582.6904 | 80779.0453 | 80658.3032 | 80625.496 | 80662.7437 | 80786.9347 | 80970.8812 | 81228.8055
Scenario 6: Aggressive Fuel Sub Phase In | SCG | Com | WaterHeat | Com - Restaurant | Energy Efficiency | Incentives | 0.25674 | 0.25822 | 0.077411 | 0.077244 | 0.077211 | 0.077189 | 0.057424 | 0.057338 | 0.057315 | 0.057342 | 0.05743 | 0.057561 | 0.057744
Scenario 6: Aggressive Fuel Sub Phase In | SCG | Com | WaterHeat | Com - Restaurant | Energy Efficiency | Incremental Measure Cost | 663613.9173 | 681830.1159 | 154331.5608 | 157257.0359 | 160527.8929 | 163809.9873 | 79497.7603 | 80494.13 | 81627.6295 | 82884.2531 | 84283.5986 | 85802.1405 | 87457.4151
Scenario 6: Aggressive Fuel Sub Phase In | SCG | Com | WaterHeat | Com - Restaurant | Fuel Substitution | Incremental Measure Cost | 5847398.8976 | 5962881.7966 | 5428095.9194 | 4553733.8959 | 2852188.1744 | 3142087.8947 | 2408312.591 | 2581945.2543 | 2746388.9487 | 2877157.857 | 2984007.3858 | 3073650.6749 | 3151034.6614
Scenario 6: Aggressive Fuel Sub Phase In | SCG | Com | WaterHeat | Com - Retail | Energy Efficiency | Admin | 194322.6128 | 119547.9113 | 97900.1356 | 83802.7567 | 78460.8811 | 70006.4265 | 62756.8271 | 56979.5329 | 50896.6268 | 46267.1664 | 42058.9224 | 38233.5515 | 34756.2033
Scenario 6: Aggressive Fuel Sub Phase In | SCG | Com | WaterHeat | Com - Retail | Energy Efficiency | Incentives | 0.13812 | 0.08496 | 0.069595 | 0.059574 | 0.055776 | 0.049766 | 0.044613 | 0.040506 | 0.036181 | 0.03289 | 0.029899 | 0.027179 | 0.024708
Scenario 6: Aggressive Fuel Sub Phase In | SCG | Com | WaterHeat | Com - Retail | Energy Efficiency | Incremental Measure Cost | 352385.8837 | 241764.5959 | 193309.2399 | 145555.5885 | 146706.0531 | 113328.2703 | 98651.9064 | 90961.7327 | 77518.7888 | 71877.5294 | 66646.9872 | 61797.2359 | 57300.5329
Scenario 6: Aggressive Fuel Sub Phase In | SCG | Com | WaterHeat | Com - Retail | Fuel Substitution | Incremental Measure Cost | 269170.0767 | 273851.1179 | 217250.9766 | 181974.0229 | 115432.9107 | 145216.7359 | 159412.8046 | 178489.742 | 103240.1079 | 107960.4629 | 111774.3938 | 114943.4428 | 117659.4946
Scenario 6: Aggressive Fuel Sub Phase In | SCG | Com | WaterHeat | Com - School | Energy Efficiency | Admin | 149551.595 | 146312.4098 | 85725.9307 | 83418.8507 | 81139.7582 | 79272.6679 | 26658.0526 | 25049.8638 | 23559.5802 | 22235.1267 | 21035.6928 | 19956.9843 | 18979.5402
Scenario 6: Aggressive Fuel Sub Phase In | SCG | Com | WaterHeat | Com - School | Energy Efficiency | Incentives | 0.10618 | 0.10388 | 0.060941 | 0.059301 | 0.057681 | 0.056353 | 0.018951 | 0.017807 | 0.016748 | 0.015807 | 0.014954 | 0.014187 | 0.013492
Scenario 6: Aggressive Fuel Sub Phase In | SCG | Com | WaterHeat | Com - School | Energy Efficiency | Incremental Measure Cost | 413807.461 | 417171.1132 | 258539.3679 | 260819.2623 | 262562.1374 | 265454.2085 | 34368.6411 | 32759.7533 | 30968.0548 | 29508.9921 | 28177.2467 | 26971.167 | 25873.6023
Scenario 6: Aggressive Fuel Sub Phase In | SCG | Com | WaterHeat | Com - School | Fuel Substitution | Incremental Measure Cost | 1685525.4733 | 1711158.0209 | 1594898.0097 | 1362071.825 | 907039.0572 | 1212455.2778 | 919581.4458 | 1017650.7816 | 721814.8318 | 752411.5943 | 776298.336 | 795389.3872 | 811040.837
Scenario 6: Aggressive Fuel Sub Phase In | SCG | Com | WaterHeat | Com - Warehouse | Energy Efficiency | Admin | 282843.569 | 146431.1971 | 115433.0491 | 102829.3371 | 92075.4685 | 82791.1861 | 68620.5927 | 61755.1273 | 54647.379 | 49624.4434 | 45065.9944 | 40928.6835 | 37173.2636
Scenario 6: Aggressive Fuel Sub Phase In | SCG | Com | WaterHeat | Com - Warehouse | Energy Efficiency | Incentives | 0.20107 | 0.10409 | 0.082059 | 0.073099 | 0.065455 | 0.058855 | 0.048781 | 0.043901 | 0.038848 | 0.035277 | 0.032037 | 0.029095 | 0.026426
Scenario 6: Aggressive Fuel Sub Phase In | SCG | Com | WaterHeat | Com - Warehouse | Energy Efficiency | Incremental Measure Cost | 502939.1687 | 305869.3277 | 244004.3927 | 211740.1792 | 186320.7943 | 148036.9197 | 113891.8659 | 101396.9811 | 83096.1201 | 76974.9555 | 71308.7484 | 66063.1812 | 61206.5868
Scenario 6: Aggressive Fuel Sub Phase In | SCG | Com | WaterHeat | Com - Warehouse | Fuel Substitution | Incremental Measure Cost | 33015.965 | 33793.8853 | 31465.9549 | 29310.3077 | 24951.5532 | 30353.8531 | 11841.1819 | 13226.26 | 7637.7052 | 7988.3623 | 8274.767 | 8517.5228 | 8731.5887
Scenario 6: Aggressive Fuel Sub Phase In | SCG | Com | WholeBlg | Com - College | Energy Efficiency | Admin | 93862.8656 | 93833.7827 | 93553.8514 | 93506.5038 | 93496.6768 | 93625.8707 | 93846.3565 | 93865.1214 | 93870.0496 | 93992.0272 | 93792.2374 | 93364.3103 | 93295.0751
Scenario 6: Aggressive Fuel Sub Phase In | SCG | Com | WholeBlg | Com - College | Energy Efficiency | Incentives | 0 | 0 | 0 | 0 | 0 | 0 | 0 | 0 | 0 | 0 | 0 | 0 | 0
Scenario 6: Aggressive Fuel Sub Phase In | SCG | Com | WholeBlg | Com - College | Energy Efficiency | Incremental Measure Cost | 0 | 0 | 0 | 0 | 0 | 0 | 0 | 0 | 0 | 0 | 0 | 0 | 0
Scenario 6: Aggressive Fuel Sub Phase In | SCG | Com | WholeBlg | Com - Lodging | Energy Efficiency | Incentives | 0 | 0 | 0 | 0 | 0 | 0 | 0 | 0 | 0 | 0 | 0 | 0 | 0
Scenario 6: Aggressive Fuel Sub Phase In | SCG | Com | WholeBlg | Com - Lodging | Energy Efficiency | Incremental Measure Cost | 0 | 0 | 0 | 0 | 0 | 0 | 0 | 0 | 0 | 0 | 0 | 0 | 0
Scenario 6: Aggressive Fuel Sub Phase In | SCG | Com | WholeBlg | Com - Office (Large) | Energy Efficiency | Admin | 203111.3185 | 204126.9051 | 204531.4287 | 205375.9674 | 206359.383 | 207268.6432 | 208502.9035 | 209330.8881 | 210097.7378 | 211704.6808 | 211920.4635 | 211549.0281 | 211285.3666
Scenario 6: Aggressive Fuel Sub Phase In | SCG | Com | WholeBlg | Com - Office (Large) | Energy Efficiency | Incentives | 0 | 0 | 0 | 0 | 0 | 0 | 0 | 0 | 0 | 0 | 0 | 0 | 0
Scenario 6: Aggressive Fuel Sub Phase In | SCG | Com | WholeBlg | Com - Office (Large) | Energy Efficiency | Incremental Measure Cost | 0 | 0 | 0 | 0 | 0 | 0 | 0 | 0 | 0 | 0 | 0 | 0 | 0
Scenario 6: Aggressive Fuel Sub Phase In | SCG | Com | WholeBlg | Com - Office (Small) | Energy Efficiency | Admin | 24185.4852 | 24444.1335 | 24648.3909 | 24916.9634 | 25204.1135 | 25382.77 | 25562.1846 | 25731.3173 | 25907.8696 | 26069.2998 | 26165.3811 | 26192.8426 | 26252.1731
Scenario 6: Aggressive Fuel Sub Phase In | SCG | Com | WholeBlg | Com - Office (Small) | Energy Efficiency | Incentives | 0 | 0 | 0 | 0 | 0 | 0 | 0 | 0 | 0 | 0 | 0 | 0 | 0
Scenario 6: Aggressive Fuel Sub Phase In | SCG | Com | WholeBlg | Com - Office (Small) | Energy Efficiency | Incremental Measure Cost | 0 | 0 | 0 | 0 | 0 | 0 | 0 | 0 | 0 | 0 | 0 | 0 | 0
Scenario 6: Aggressive Fuel Sub Phase In | SCG | Com | WholeBlg | Com - Other | Energy Efficiency | Admin | 422496.5961 | 428503.7024 | 433625.3649 | 439933.333 | 446621.1227 | 451763.7151 | 457184.2916 | 462295.1791 | 467540.6243 | 471735.366 | 475626.2063 | 478214.2881 | 479145.0248
Scenario 6: Aggressive Fuel Sub Phase In | SCG | Com | WholeBlg | Com - Other | Energy Efficiency | Incentives | 0 | 0 | 0 | 0 | 0 | 0 | 0 | 0 | 0 | 0 | 0 | 0 | 0
Scenario 6: Aggressive Fuel Sub Phase In | SCG | Com | WholeBlg | Com - Other | Energy Efficiency | Incremental Measure Cost | 0 | 0 | 0 | 0 | 0 | 0 | 0 | 0 | 0 | 0 | 0 | 0 | 0
Scenario 6: Aggressive Fuel Sub Phase In | SCG | Com | WholeBlg | Com - Restaurant | Energy Efficiency | Admin | 179686.9989 | 183044.2158 | 186034.5768 | 189532.5818 | 193215.2847 | 195985.0684 | 198760.4168 | 201497.9233 | 204315.5216 | 206449.1176 | 208609.7113 | 210194.746 | 210799.2365
Scenario 6: Aggressive Fuel Sub Phase In | SCG | Com | WholeBlg | Com - Restaurant | Energy Efficiency | Incentives | 0 | 0 | 0 | 0 | 0 | 0 | 0 | 0 | 0 | 0 | 0 | 0 | 0
Scenario 6: Aggressive Fuel Sub Phase In | SCG | Com | WholeBlg | Com - Restaurant | Energy Efficiency | Incremental Measure Cost | 0 | 0 | 0 | 0 | 0 | 0 | 0 | 0 | 0 | 0 | 0 | 0 | 0
Scenario 6: Aggressive Fuel Sub Phase In | SCG | Com | WholeBlg | Com - Retail | Energy Efficiency | Admin | 48687.4356 | 49396.5958 | 49998.0749 | 50733.5027 | 51514.3482 | 52078.1713 | 52648.6896 | 53204.2101 | 53777.0991 | 54219.4549 | 54622.2114 | 54876.0832 | 63561.9088
Scenario 6: Aggressive Fuel Sub Phase In | SCG | Com | WholeBlg | Com - Retail | Energy Efficiency | Incentives | 0 | 0 | 0 | 0 | 0 | 0 | 0 | 0 | 0 | 0 | 0 | 0 | 59485.4509
Scenario 6: Aggressive Fuel Sub Phase In | SCG | Com | WholeBlg | Com - Retail | Energy Efficiency | Incremental Measure Cost | 0 | 0 | 0 | 0 | 0 | 0 | 0 | 0 | 0 | 0 | 0 | 0 | 367183.5227
Scenario 6: Aggressive Fuel Sub Phase In | SCG | Com | WholeBlg | Com - School | Energy Efficiency | Admin | 78078.9787 | 78385.3512 | 78501.5019 | 78812.3893 | 79156.6005 | 79387.8563 | 79610.869 | 79739.4543 | 79867.9741 | 79988.669 | 79902.9753 | 79601.9311 | 79723.7495
Scenario 6: Aggressive Fuel Sub Phase In | SCG | Com | WholeBlg | Com - School | Energy Efficiency | Incentives | 0 | 0 | 0 | 0 | 0 | 0 | 0 | 0 | 0 | 0 | 0 | 0 | 0
Scenario 6: Aggressive Fuel Sub Phase In | SCG | Com | WholeBlg | Com - School | Energy Efficiency | Incremental Measure Cost | 0 | 0 | 0 | 0 | 0 | 0 | 0 | 0 | 0 | 0 | 0 | 0 | 0
Scenario 6: Aggressive Fuel Sub Phase In | SCG | Com | WholeBlg | Com - Warehouse | Energy Efficiency | Admin | 159878.3947 | 162238.5853 | 164267.0239 | 166758.6706 | 169414.9194 | 171243.9397 | 173088.7392 | 174909.5396 | 176805.3401 | 178128.1681 | 179457.9406 | 180297.6896 | 180837.9328
Scenario 6: Aggressive Fuel Sub Phase In | SCG | Com | WholeBlg | Com - Warehouse | Energy Efficiency | Incentives | 0 | 0 | 0 | 0 | 0 | 0 | 0 | 0 | 0 | 0 | 0 | 0 | 0
Scenario 6: Aggressive Fuel Sub Phase In | SCG | Com | WholeBlg | Com - Warehouse | Energy Efficiency | Incremental Measure Cost | 0 | 0 | 0 | 0 | 0 | 0 | 0 | 0 | 0 | 0 | 0 | 0 | 0
Scenario 6: Aggressive Fuel Sub Phase In | SCG | Res | AppPlug | Res - Multi Family | Energy Efficiency | Admin | 0 | 0 | 0 | 0 | 0 | 0 | 0 | 0 | 0 | 0 | 0 | 0 | 0
Scenario 6: Aggressive Fuel Sub Phase In | SCG | Res | AppPlug | Res - Multi Family | Energy Efficiency | Incentives | 0 | 0 | 0 | 0 | 0 | 0 | 0 | 0 | 0 | 0 | 0 | 0 | 0
Scenario 6: Aggressive Fuel Sub Phase In | SCG | Res | AppPlug | Res - Multi Family | Energy Efficiency | Incremental Measure Cost | 0 | 0 | 0 | 0 | 0 | 0 | 0 | 0 | 0 | 0 | 0 | 0 | 0
Scenario 6: Aggressive Fuel Sub Phase In | SCG | Res | AppPlug | Res - Multi Family | Fuel Substitution | Incremental Measure Cost | 39334.6895 | 43861.4972 | 48633.0077 | 53662.6118 | 58957.6072 | 64515.9395 | 0 | 0 | 0 | 0 | 0 | 0 | 0
Scenario 6: Aggressive Fuel Sub Phase In | SCG | Res | AppPlug | Res - Single Family | Energy Efficiency | Admin | 0 | 0 | 0 | 0 | 0 | 0 | 0 | 0 | 0 | 0 | 0 | 0 | 0
Scenario 6: Aggressive Fuel Sub Phase In | SCG | Res | AppPlug | Res - Single Family | Energy Efficiency | Incentives | 0 | 0 | 0 | 0 | 0 | 0 | 0 | 0 | 0 | 0 | 0 | 0 | 0
Scenario 6: Aggressive Fuel Sub Phase In | SCG | Res | AppPlug | Res - Single Family | Energy Efficiency | Incremental Measure Cost | 0 | 0 | 0 | 0 | 0 | 0 | 0 | 0 | 0 | 0 | 0 | 0 | 0
Scenario 6: Aggressive Fuel Sub Phase In | SCG | Res | AppPlug | Res - Single Family | Fuel Substitution | Incremental Measure Cost | 467287.5821 | 520279.7829 | 575749.0392 | 633901.0259 | 694884.3879 | 758779.5932 | 0 | 0 | 0 | 0 | 0 | 0 | 0
Scenario 6: Aggressive Fuel Sub Phase In | SCG | Res | BldgEnv | Res - Multi Family | Energy Efficiency | Admin | 0 | 0 | 0 | 0 | 0 | 0 | 0 | 0 | 601.8978 | 587.9786 | 574.4523 | 561.3018 | 548.5102
Scenario 6: Aggressive Fuel Sub Phase In | SCG | Res | BldgEnv | Res - Multi Family | Energy Efficiency | Incentives | 0 | 0 | 0 | 0 | 0 | 0 | 0 | 0 | 3668.6358 | 3583.7969 | 3501.3529 | 3421.1987 | 3343.2323
Scenario 6: Aggressive Fuel Sub Phase In | SCG | Res | BldgEnv | Res - Multi Family | Energy Efficiency | Incremental Measure Cost | 0 | 0 | 0 | 0 | 0 | 0 | 0 | 0 | 5138.3859 | 5119.9495 | 5102.2103 | 5085.1169 | 5068.6156
Scenario 6: Aggressive Fuel Sub Phase In | SCG | Res | BldgEnv | Res - Single Family | Energy Efficiency | Admin | 16479.7879 | 19170.3444 | 20307.036 | 20445.3679 | 20460.4541 | 19909.7604 | 22764.0537 | 21684.758 | 17122.6764 | 0 | 0 | 0 | 0
Scenario 6: Aggressive Fuel Sub Phase In | SCG | Res | BldgEnv | Res - Single Family | Energy Efficiency | Incentives | 77736.9345 | 93123.2159 | 99925.1877 | 101163.5527 | 101701.8561 | 99087.7379 | 117961.4708 | 112322.3512 | 84877.9224 | 0 | 0 | 0 | 0
Scenario 6: Aggressive Fuel Sub Phase In | SCG | Res | BldgEnv | Res - Single Family | Energy Efficiency | Incremental Measure Cost | 1535550.7702 | 1811533.2422 | 1959195.0137 | 2011524.0468 | 2053019.4858 | 2036202.1323 | 2037299.2359 | 1969738.5651 | 1851110.4544 | 0 | 0 | 0 | 0
Scenario 6: Aggressive Fuel Sub Phase In | SCG | Res | HVAC | Res - Multi Family | Energy Efficiency | Admin | 31.7473 | 32.4233 | 32.7241 | 32.8427 | 32.9122 | 32.892 | 0 | 0 | 0 | 0 | 0 | 0 | 83.4112
Scenario 6: Aggressive Fuel Sub Phase In | SCG | Res | HVAC | Res - Multi Family | Energy Efficiency | Incentives | 209.3431 | 213.8003 | 215.784 | 216.5661 | 217.0241 | 216.8913 | 0 | 0 | 0 | 0 | 0 | 0 | 841.505
Scenario 6: Aggressive Fuel Sub Phase In | SCG | Res | HVAC | Res - Multi Family | Energy Efficiency | Incremental Measure Cost | 410.7181 | 427.8521 | 440.4583 | 450.8957 | 460.8863 | 469.8164 | 0 | 0 | 0 | 0 | 0 | 0 | 1274.7705
Scenario 6: Aggressive Fuel Sub Phase In | SCG | Res | HVAC | Res - Multi Family | Fuel Substitution | Incremental Measure Cost | 395.4426 | 408.9016 | 418.9387 | 456.236 | 6.6239 | 7.1618 | 7.6574 | 8.061 | 8.3899 | 8.6665 | 8.9095 | 9.132 | 9.3431
Scenario 6: Aggressive Fuel Sub Phase In | SCG | Res | HVAC | Res - Single Family | Energy Efficiency | Admin | 14030.3671 | 15741.3404 | 16678.5993 | 17131.286 | 0 | 0 | 0 | 0 | 0 | 0 | 0 | 0 | 1469.2479
Scenario 6: Aggressive Fuel Sub Phase In | SCG | Res | HVAC | Res - Single Family | Energy Efficiency | Incentives | 117203.1486 | 130371.5562 | 138196.3369 | 141973.5133 | 0 | 0 | 0 | 0 | 0 | 0 | 0 | 0 | 15719.0704
Scenario 6: Aggressive Fuel Sub Phase In | SCG | Res | HVAC | Res - Single Family | Energy Efficiency | Incremental Measure Cost | 5453257.1665 | 6221805.8371 | 6720220.3917 | 7043730.808 | 2996081.5611 | 0 | 0 | 0 | 0 | 0 | 0 | 0 | 22454.4553
Scenario 6: Aggressive Fuel Sub Phase In | SCG | Res | HVAC | Res - Single Family | Fuel Substitution | Incremental Measure Cost | 12840.9536 | 13562.2318 | 13968.3697 | 16019.1582 | 1503.8612 | 274.2278 | 293.4302 | 296.2456 | 101.6543 | 105.0885 | 108.111 | 110.8865 | 113.5275
Scenario 6: Aggressive Fuel Sub Phase In | SCG | Res | WaterHeat | Res - Multi Family | Energy Efficiency | Admin | 503748.2927 | 446655.2385 | 175234.9002 | 145705.7813 | 124120.2851 | 106972.9088 | 99089.3991 | 92493.8222 | 86137.0677 | 80120.6844 | 74690.418 | 70046.9052 | 65731.8655
Scenario 6: Aggressive Fuel Sub Phase In | SCG | Res | WaterHeat | Res - Multi Family | Energy Efficiency | Incentives | 278163.8892 | 246573.9432 | 96924.8161 | 80591.8573 | 68652.6246 | 59168.1766 | 54807.6998 | 51159.5961 | 47643.5884 | 44315.8446 | 41312.2901 | 38743.8998 | 36357.1924
Scenario 6: Aggressive Fuel Sub Phase In | SCG | Res | WaterHeat | Res - Multi Family | Energy Efficiency | Incremental Measure Cost | 3703543.3098 | 3590783.6756 | 786846.9242 | 681452.961 | 603919.8261 | 540151.4644 | 514354.6554 | 492479.3913 | 470161.0205 | 448119.9856 | 428012.5642 | 411330.245 | 395426.775
Scenario 6: Aggressive Fuel Sub Phase In | SCG | Res | WaterHeat | Res - Multi Family | Fuel Substitution | Incremental Measure Cost | 55894805.371 | 57464707.7166 | 58964727.2059 | 60545238.2068 | 62136181.5684 | 64018245.346 | 1687040.7396 | 1787499.5029 | 1883801.491 | 1969974.8312 | 2042464.6552 | 2106226.9308 | 2164651.7867
Scenario 6: Aggressive Fuel Sub Phase In | SCG | Res | WaterHeat | Res - Single Family | Energy Efficiency | Admin | 2846432.0838 | 2744300.5293 | 707028.3062 | 594767.4084 | 518459.8161 | 455595.8881 | 402456.1221 | 357853.3976 | 327504.281 | 302936.2864 | 281017.7665 | 261490.1426 | 243542.8618
Scenario 6: Aggressive Fuel Sub Phase In | SCG | Res | WaterHeat | Res - Single Family | Energy Efficiency | Incentives | 1571146.5896 | 1514441.1762 | 391067.0107 | 328973.9752 | 286767.204 | 251996.3069 | 222603.9768 | 197933.6008 | 181147.09 | 167558.1966 | 155434.764 | 144633.7686 | 134706.8825
Scenario 6: Aggressive Fuel Sub Phase In | SCG | Res | WaterHeat | Res - Single Family | Energy Efficiency | Incremental Measure Cost | 40289432.1789 | 42271323.3361 | 24235301.1458 | 24448107.547 | 24779184.4467 | 2416510.0813 | 2189625.9868 | 1994544.646 | 1864929.7798 | 1761069.7254 | 1667886.2498 | 1584611.5075 | 1506865.9714
Scenario 6: Aggressive Fuel Sub Phase In | SCG | Res | WaterHeat | Res - Single Family | Fuel Substitution | Incremental Measure Cost | 10698383.0623 | 10724379.4693 | 10486825.6158 | 10288704.4576 | 9744115.4789 | 10891946.9513 | 11779824.7422 | 12477682.3708 | 13146425.1335 | 13746251.3709 | 14254335.2244 | 14704106.1275 | 15118421.8982
Scenario 6: Aggressive Fuel Sub Phase In | SCG | Res | WholeBlg | Res - Multi Family | Energy Efficiency | Admin | 0 | 0 | 0 | 0 | 0 | 0 | 0 | 0 | 0 | 0 | 0 | 0 | 0
Scenario 6: Aggressive Fuel Sub Phase In | SCG | Res | WholeBlg | Res - Multi Family | Energy Efficiency | Incentives | 0 | 0 | 0 | 0 | 0 | 0 | 0 | 0 | 0 | 0 | 0 | 0 | 0
Scenario 6: Aggressive Fuel Sub Phase In | SCG | Res | WholeBlg | Res - Multi Family | Energy Efficiency | Incremental Measure Cost | 0 | 0 | 0 | 0 | 0 | 0 | 0 | 0 | 0 | 0 | 0 | 0 | 0
Scenario 6: Aggressive Fuel Sub Phase In | SCG | Res | WholeBlg | Res - Single Family | Energy Efficiency | Admin | 0 | 0 | 0 | 0 | 0 | 0 | 0 | 0 | 0 | 0 | 0 | 0 | 0
Scenario 6: Aggressive Fuel Sub Phase In | SCG | Res | WholeBlg | Res - Single Family | Energy Efficiency | Incentives | 0 | 0 | 0 | 0 | 0 | 0 | 0 | 0 | 0 | 0 | 0 | 0 | 0
Scenario 6: Aggressive Fuel Sub Phase In | SCG | Res | WholeBlg | Res - Single Family | Energy Efficiency | Incremental Measure Cost | 0 | 0 | 0 | 0 | 0 | 0 | 0 | 0 | 0 | 0 | 0 | 0 | 0
Scenario 6: Aggressive Fuel Sub Phase In | SDG&E | Com | AppPlug | Com - Health | Energy Efficiency | Admin | 256915.4003 | 286318.6825 | 666824.1889 | 741427.8614 | 811035.4753 | 879229.7284 | 919518.2971 | 991532.9756 | 1074467.1345 | 1163257.8695 | 1246109.0367 | 1248000.94 | 1262822.1952
Scenario 6: Aggressive Fuel Sub Phase In | SDG&E | Com | AppPlug | Com - Health | Energy Efficiency | Incentives | 42.9326 | 47.8462 | 111.4317 | 123.8986 | 135.5306 | 146.9264 | 153.6589 | 165.6932 | 179.5521 | 194.3898 | 208.2349 | 208.551 | 211.0278
Scenario 6: Aggressive Fuel Sub Phase In | SDG&E | Com | AppPlug | Com - Health | Energy Efficiency | Incremental Measure Cost | 83158.3238 | 94875.5788 | 243731.8858 | 276869.3291 | 309138.1804 | 341940.101 | 364112.7844 | 400648.9948 | 443280.1608 | 490091.6799 | 535932.5659 | 545798.1147 | 562104.1387
Scenario 6: Aggressive Fuel Sub Phase In | SDG&E | Com | AppPlug | Com - Lodging | Energy Efficiency | Admin | 133435.5163 | 145420.1464 | 549723.6746 | 600630.7059 | 644400.8861 | 695823.5258 | 744707.1533 | 793484.2938 | 844501.6773 | 892669.7355 | 929339.8695 | 948694.4986 | 967921.9237
Scenario 6: Aggressive Fuel Sub Phase In | SDG&E | Com | AppPlug | Com - Lodging | Energy Efficiency | Incentives | 22.2982 | 24.3009 | 91.8633 | 100.3702 | 107.6846 | 116.2777 | 124.4466 | 132.5976 | 141.123 | 149.1723 | 155.3002 | 158.5345 | 161.7476
Scenario 6: Aggressive Fuel Sub Phase In | SDG&E | Com | AppPlug | Com - Lodging | Energy Efficiency | Incremental Measure Cost | 49888.3007 | 55457.266 | 225095.8028 | 250607.5923 | 274177.4366 | 301755.406 | 329252.7066 | 357664.7073 | 388028.2638 | 418137.5732 | 443979.665 | 462535.4629 | 481481.8366
Scenario 6: Aggressive Fuel Sub Phase In | SDG&E | Com | AppPlug | Com - Other | Energy Efficiency | Admin | 1256.5335 | 1462.5141 | 1688.4222 | 1935.6037 | 2176.3602 | 2459.7306 | 2758.9051 | 3065.1627 | 3377.4331 | 3705.193 | 4029.9763 | 4364.2673 | 4711.2336
Scenario 6: Aggressive Fuel Sub Phase In | SDG&E | Com | AppPlug | Com - Other | Energy Efficiency | Incentives | 0.20998 | 0.2444 | 0.28215 | 0.32346 | 0.36369 | 0.41104 | 0.46104 | 0.51221 | 0.5644 | 0.61917 | 0.67344 | 0.7293 | 0.78729
Scenario 6: Aggressive Fuel Sub Phase In | SDG&E | Com | AppPlug | Com - Other | Energy Efficiency | Incremental Measure Cost | 392.5436 | 466.0302 | 548.7762 | 641.6982 | 735.9449 | 848.4031 | 970.6254 | 1099.9389 | 1236.2376 | 1383.3313 | 1534.6808 | 1695.2239 | 1866.5969
Scenario 6: Aggressive Fuel Sub Phase In | SDG&E | Com | BldgEnv | Com - College | Energy Efficiency | Admin | 6.778 | 6.738 | 6.6968 | 6.6632 | 6.6189 | 6.5852 | 6.5529 | 6.5175 | 6.4837 | 6.4529 | 6.419 | 6.4166 | 6.3884
Scenario 6: Aggressive Fuel Sub Phase In | SDG&E | Com | BldgEnv | Com - College | Energy Efficiency | Incentives | 0.58847 | 0.585 | 0.58142 | 0.5785 | 0.57466 | 0.57174 | 0.56892 | 0.56586 | 0.56292 | 0.56024 | 0.5573 | 0.55709 | 0.55464
Scenario 6: Aggressive Fuel Sub Phase In | SDG&E | Com | BldgEnv | Com - College | Energy Efficiency | Incremental Measure Cost | 8.3775 | 8.4772 | 8.5764 | 8.6833 | 8.7814 | 8.8909 | 9.0031 | 9.1141 | 9.2282 | 9.347 | 9.4643 | 9.6174 | 9.7449
Scenario 6: Aggressive Fuel Sub Phase In | SDG&E | Com | BldgEnv | Com - Grocery | Energy Efficiency | Admin | 63.0587 | 60.0364 | 57.1656 | 54.4783 | 51.9238 | 49.5443 | 47.309 | 45.195 | 43.1825 | 41.2899 | 39.4811 | 37.7619 | 36.1306
Scenario 6: Aggressive Fuel Sub Phase In | SDG&E | Com | BldgEnv | Com - Grocery | Energy Efficiency | Incentives | 5.4748 | 5.2124 | 4.9631 | 4.7298 | 4.508 | 4.3015 | 4.1074 | 3.9238 | 3.7491 | 3.5848 | 3.4278 | 3.2785 | 3.1369
Scenario 6: Aggressive Fuel Sub Phase In | SDG&E | Com | BldgEnv | Com - Grocery | Energy Efficiency | Incremental Measure Cost | 364.5017 | 352.8236 | 341.5347 | 331.11 | 321.4026 | 312.3525 | 304.0549 | 296.28 | 288.971 | 281.9756 | 275.0149 | 268.0514 | 260.9963
Scenario 6: Aggressive Fuel Sub Phase In | SDG&E | Com | BldgEnv | Com - Health | Energy Efficiency | Admin | 99.3343 | 93.9771 | 88.7313 | 83.6947 | 78.6162 | 73.5846 | 68.9153 | 65.6718 | 62.7222 | 60.1362 | 57.8422 | 54.8225 | 52.1193
Scenario 6: Aggressive Fuel Sub Phase In | SDG&E | Com | BldgEnv | Com - Health | Energy Efficiency | Incentives | 8.5193 | 8.0674 | 7.6244 | 7.1983 | 6.769 | 6.3435 | 5.95 | 5.6781 | 5.4311 | 5.2154 | 5.0219 | 4.7597 | 4.525
Scenario 6: Aggressive Fuel Sub Phase In | SDG&E | Com | BldgEnv | Com - Health | Energy Efficiency | Incremental Measure Cost | 327.7742 | 317.1294 | 306.6688 | 296.5129 | 286.4558 | 276.5216 | 267.1326 | 259.1824 | 251.5992 | 244.4226 | 237.5803 | 230.25 | 223.2478
Scenario 6: Aggressive Fuel Sub Phase In | SDG&E | Com | BldgEnv | Com - Lodging | Energy Efficiency | Admin | 3.1293 | 3.0929 | 3.0569 | 3.0328 | 2.9919 | 2.9641 | 2.931 | 2.8985 | 0.50652 | 2.8384 | 4.6198 | 4.5611 | 4.5074
Scenario 6: Aggressive Fuel Sub Phase In | SDG&E | Com | BldgEnv | Com - Lodging | Energy Efficiency | Incentives | 0.27169 | 0.26853 | 0.2654 | 0.26331 | 0.25976 | 0.25734 | 0.25447 | 0.25165 | 0.043976 | 0.24643 | 0.40109 | 0.39599 | 0.39133
Scenario 6: Aggressive Fuel Sub Phase In | SDG&E | Com | BldgEnv | Com - Lodging | Energy Efficiency | Incremental Measure Cost | 7.7691 | 7.8051 | 7.8411 | 7.8938 | 7.9233 | 7.9716 | 8.0128 | 8.0549 | 1.144 | 8.1415 | 14.0429 | 14.1158 | 14.1957
Scenario 6: Aggressive Fuel Sub Phase In | SDG&E | Com | BldgEnv | Com - Office (Large) | Energy Efficiency | Admin | 75.4932 | 71.9943 | 68.6643 | 65.5041 | 62.4662 | 59.6509 | 57.0023 | 54.4509 | 40.9728 | 49.6028 | 47.3628 | 45.2469 | 43.2474
Scenario 6: Aggressive Fuel Sub Phase In | SDG&E | Com | BldgEnv | Com - Office (Large) | Energy Efficiency | Incentives | 6.5543 | 6.2505 | 5.9614 | 5.6871 | 5.4233 | 5.1789 | 4.9489 | 4.7274 | 3.5573 | 4.3065 | 4.112 | 3.9283 | 3.7547
Scenario 6: Aggressive Fuel Sub Phase In | SDG&E | Com | BldgEnv | Com - Office (Large) | Energy Efficiency | Incremental Measure Cost | 843.7441 | 818.1963 | 793.4812 | 769.4015 | 745.892 | 723.1919 | 701.1742 | 679.7436 | 584.4381 | 638.382 | 618.691 | 599.7085 | 581.4511
Scenario 6: Aggressive Fuel Sub Phase In | SDG&E | Com | BldgEnv | Com - Office (Small) | Energy Efficiency | Admin | 28.1105 | 26.7825 | 25.5236 | 24.3283 | 29.9122 | 28.5037 | 27.1658 | 25.8932 | 19.2359 | 23.5342 | 22.4441 | 21.4111 | 20.4329
Scenario 6: Aggressive Fuel Sub Phase In | SDG&E | Com | BldgEnv | Com - Office (Small) | Energy Efficiency | Incentives | 2.4406 | 2.3253 | 2.216 | 2.1122 | 2.597 | 2.4747 | 2.3585 | 2.248 | 1.6701 | 2.0432 | 1.9486 | 1.8589 | 1.774
Scenario 6: Aggressive Fuel Sub Phase In | SDG&E | Com | BldgEnv | Com - Office (Small) | Energy Efficiency | Incremental Measure Cost | 368.3135 | 357.0342 | 346.1577 | 335.5645 | 367.0999 | 355.9427 | 345.051 | 334.443 | 287.2533 | 314.0179 | 304.2702 | 294.8568 | 285.7928
Scenario 6: Aggressive Fuel Sub Phase In | SDG&E | Com | BldgEnv | Com - Other | Energy Efficiency | Admin | 19.9256 | 19.1473 | 18.3902 | 17.6528 | 16.9199 | 16.2167 | 15.5282 | 14.8507 | 10.1375 | 13.5272 | 13.2853 | 12.5996 | 11.9249
Scenario 6: Aggressive Fuel Sub Phase In | SDG&E | Com | BldgEnv | Com - Other | Energy Efficiency | Incentives | 1.7299 | 1.6624 | 1.5966 | 1.5326 | 1.469 | 1.4079 | 1.3482 | 1.2893 | 0.88013 | 1.1744 | 1.1534 | 1.0939 | 1.0353
Scenario 6: Aggressive Fuel Sub Phase In | SDG&E | Com | BldgEnv | Com - Other | Energy Efficiency | Incremental Measure Cost | 183.826 | 178.5861 | 173.4885 | 168.4911 | 163.5653 | 158.766 | 154.0568 | 149.4369 | 122.3599 | 140.4112 | 141.2557 | 136.5632 | 131.9222
Scenario 6: Aggressive Fuel Sub Phase In | SDG&E | Com | BldgEnv | Com - Refrig. Warehouse | Energy Efficiency | Admin | 0.1867 | 0.18005 | 0.17375 | 0.16721 | 0.16129 | 0.15575 | 0.1507 | 0.24772 | 0.14169 | 0.23642 | 0.27033 | 0.26614 | 0.26211
Scenario 6: Aggressive Fuel Sub Phase In | SDG&E | Com | BldgEnv | Com - Refrig. Warehouse | Energy Efficiency | Incentives | 0.016209 | 0.015632 | 0.015085 | 0.014518 | 0.014004 | 0.013522 | 0.013084 | 0.021507 | 0.012302 | 0.020526 | 0.02347 | 0.023106 | 0.022757
Scenario 6: Aggressive Fuel Sub Phase In | SDG&E | Com | BldgEnv | Com - Refrig. Warehouse | Energy Efficiency | Incremental Measure Cost | 1.9064 | 1.8498 | 1.7954 | 1.7415 | 1.6897 | 1.6398 | 1.5919 | 2.0037 | 1.502 | 1.9139 | 2.1047 | 2.0679 | 2.0326
Scenario 6: Aggressive Fuel Sub Phase In | SDG&E | Com | BldgEnv | Com - Restaurant | Energy Efficiency | Admin | 9.2768 | 8.8072 | 8.3631 | 7.9376 | 7.8653 | 7.5117 | 7.179 | 8.7958 | 6.567 | 8.0231 | 7.6677 | 7.3316 | 7.0135
Scenario 6: Aggressive Fuel Sub Phase In | SDG&E | Com | BldgEnv | Com - Restaurant | Energy Efficiency | Incentives | 0.80541 | 0.76464 | 0.72609 | 0.68914 | 0.68286 | 0.65216 | 0.62328 | 0.76365 | 0.57015 | 0.69656 | 0.66571 | 0.63653 | 0.60891
Scenario 6: Aggressive Fuel Sub Phase In | SDG&E | Com | BldgEnv | Com - Restaurant | Energy Efficiency | Incremental Measure Cost | 124.0311 | 120.1637 | 116.4365 | 112.7939 | 109.8862 | 106.5285 | 103.2699 | 112.9033 | 97.0934 | 106.1323 | 102.8955 | 99.7659 | 96.7493
Scenario 6: Aggressive Fuel Sub Phase In | SDG&E | Com | BldgEnv | Com - Retail | Energy Efficiency | Admin | 104.504 | 97.3999 | 90.4432 | 83.3379 | 76.1718 | 70.3843 | 66.5745 | 62.9708 | 59.5844 | 56.4194 | 53.4524 | 50.6825 | 48.0848
Scenario 6: Aggressive Fuel Sub Phase In | SDG&E | Com | BldgEnv | Com - Retail | Energy Efficiency | Incentives | 9.0731 | 8.4563 | 7.8523 | 7.2354 | 6.6133 | 6.1108 | 5.78 | 5.4672 | 5.1731 | 4.8984 | 4.6408 | 4.4003 | 4.1747
Scenario 6: Aggressive Fuel Sub Phase In | SDG&E | Com | BldgEnv | Com - Retail | Energy Efficiency | Incremental Measure Cost | 628.6223 | 604.6112 | 583.8123 | 559.3086 | 532.3292 | 506.7128 | 484.1783 | 462.7678 | 442.8357 | 424.5837 | 408.0161 | 392.9122 | 379.051
Scenario 6: Aggressive Fuel Sub Phase In | SDG&E | Com | BldgEnv | Com - School | Energy Efficiency | Admin | 7.6988 | 7.4096 | 7.1367 | 8.5911 | 8.2678 | 7.9565 | 7.6614 | 7.3846 | 5.8084 | 6.8818 | 6.6531 | 6.4382 | 6.235
Scenario 6: Aggressive Fuel Sub Phase In | SDG&E | Com | BldgEnv | Com - School | Energy Efficiency | Incentives | 0.66841 | 0.6433 | 0.61961 | 0.74588 | 0.71781 | 0.69079 | 0.66517 | 0.64113 | 0.50428 | 0.59747 | 0.57763 | 0.55896 | 0.54133
Scenario 6: Aggressive Fuel Sub Phase In | SDG&E | Com | BldgEnv | Com - School | Energy Efficiency | Incremental Measure Cost | 91.1095 | 88.4705 | 85.9326 | 93.9337 | 91.2634 | 88.6513 | 86.1045 | 83.6378 | 72.3168 | 78.9265 | 76.6949 | 74.5497 | 72.4913
Scenario 6: Aggressive Fuel Sub Phase In | SDG&E | Com | BldgEnv | Com - Warehouse | Energy Efficiency | Admin | 36.7256 | 35.4109 | 34.155 | 32.9691 | 31.8057 | 30.7107 | 29.6483 | 28.6306 | 18.8008 | 26.7102 | 27.4788 | 26.6262 | 25.8149
Scenario 6: Aggressive Fuel Sub Phase In | SDG&E | Com | BldgEnv | Com - Warehouse | Energy Efficiency | Incentives | 3.1885 | 3.0744 | 2.9653 | 2.8624 | 2.7614 | 2.6663 | 2.5741 | 2.4857 | 1.6323 | 2.319 | 2.3857 | 2.3117 | 2.2412
Scenario 6: Aggressive Fuel Sub Phase In | SDG&E | Com | BldgEnv | Com - Warehouse | Energy Efficiency | Incremental Measure Cost | 338.8797 | 329.475 | 320.4049 | 311.5803 | 302.9202 | 294.532 | 286.3336 | 278.3782 | 224.1075 | 263.1007 | 271.34 | 264.4301 | 257.7725
Scenario 6: Aggressive Fuel Sub Phase In | SDG&E | Com | ComRefrig | Com - College | Energy Efficiency | Admin | 130.3355 | 91.4165 | 57.5901 | 32.7123 | 16.3427 | 9.4748 | 5.7935 | 4.0343 | 3.7765 | 3.5352 | 3.3093 | 3.0979 | 2.8999
Scenario 6: Aggressive Fuel Sub Phase In | SDG&E | Com | ComRefrig | Com - College | Energy Efficiency | Incentives | 9.0231 | 6.3287 | 3.9869 | 2.2647 | 1.1314 | 0.65594 | 0.40108 | 0.27929 | 0.26145 | 0.24474 | 0.2291 | 0.21446 | 0.20076
Scenario 6: Aggressive Fuel Sub Phase In | SDG&E | Com | ComRefrig | Com - College | Energy Efficiency | Incremental Measure Cost | 418.6587 | 296.0895 | 187.7594 | 107.1154 | 53.3767 | 31.8694 | 20.5072 | 15.0117 | 14.3359 | 13.6906 | 13.0744 | 12.486 | 11.9241
Scenario 6: Aggressive Fuel Sub Phase In | SDG&E | Com | ComRefrig | Com - Grocery | Energy Efficiency | Admin | 125748.8463 | 71062.5534 | 32648.9825 | 17501.1798 | 9100.4894 | 6235.1619 | 5836.8017 | 5463.9165 | 5114.8756 | 4788.1528 | 4482.3198 | 4196.0395 | 3928.0608
Scenario 6: Aggressive Fuel Sub Phase In | SDG&E | Com | ComRefrig | Com - Grocery | Energy Efficiency | Incentives | 8705.5437 | 4919.6329 | 2260.2764 | 1211.5999 | 630.0233 | 431.6578 | 404.0795 | 378.2648 | 354.1008 | 331.482 | 310.3093 | 290.4902 | 271.9381
Scenario 6: Aggressive Fuel Sub Phase In | SDG&E | Com | ComRefrig | Com - Grocery | Energy Efficiency | Incremental Measure Cost | 397327.4418 | 224449.4567 | 101670.5964 | 56047.6173 | 30933.3909 | 22314.8933 | 21310.6643 | 20351.712 | 19435.9912 | 18561.5492 | 17726.5217 | 16929.1286 | 16167.6707
Scenario 6: Aggressive Fuel Sub Phase In | SDG&E | Com | ComRefrig | Com - Refrig. Warehouse | Energy Efficiency | Admin | 40.2235 | 27.0898 | 16.306 | 8.7432 | 4.2008 | 2.5531 | 1.5253 | 1.3123 | 1.2285 | 1.15 | 1.0765 | 1.0077 | 0.94335
Scenario 6: Aggressive Fuel Sub Phase In | SDG&E | Com | ComRefrig | Com - Refrig. Warehouse | Energy Efficiency | Incentives | 2.7847 | 1.8754 | 1.1289 | 0.60529 | 0.29082 | 0.17675 | 0.10559 | 0.090852 | 0.085046 | 0.079612 | 0.074526 | 0.069764 | 0.065308
Scenario 6: Aggressive Fuel Sub Phase In | SDG&E | Com | ComRefrig | Com - Refrig. Warehouse | Energy Efficiency | Incremental Measure Cost | 128.8924 | 87.4998 | 52.9929 | 28.4945 | 13.6749 | 8.6947 | 5.5127 | 4.8843 | 4.6645 | 4.4545 | 4.2541 | 4.0626 | 3.8798
Scenario 6: Aggressive Fuel Sub Phase In | SDG&E | Com | ComRefrig | Com - Restaurant | Energy Efficiency | Admin | 4830.9155 | 2777.5493 | 1321.0385 | 705.0885 | 378.0724 | 237.3984 | 222.2307 | 208.0331 | 194.7434 | 182.3034 | 170.6588 | 159.7588 | 149.5556
Scenario 6: Aggressive Fuel Sub Phase In | SDG&E | Com | ComRefrig | Com - Restaurant | Energy Efficiency | Incentives | 334.4424 | 192.2887 | 91.455 | 48.813 | 26.1738 | 16.435 | 15.3849 | 14.4021 | 13.482 | 12.6208 | 11.8146 | 11.06 | 10.3537
Scenario 6: Aggressive Fuel Sub Phase In | SDG&E | Com | ComRefrig | Com - Restaurant | Energy Efficiency | Incremental Measure Cost | 15269.0239 | 8778.3045 | 4124.9738 | 2251.7115 | 1275.6396 | 849.5584 | 811.3246 | 774.8147 | 739.9508 | 706.6586 | 674.867 | 644.5083 | 615.5178
Scenario 6: Aggressive Fuel Sub Phase In | SDG&E | Com | ComRefrig | Com - Retail | Energy Efficiency | Admin | 54141.2212 | 31184.8851 | 14937.6877 | 7610.8678 | 4078.4828 | 2579.3982 | 2414.5942 | 2260.33 | 2115.9308 | 1980.7651 | 1854.2419 | 1735.8081 | 1624.946
Scenario 6: Aggressive Fuel Sub Phase In | SDG&E | Com | ComRefrig | Com - Retail | Energy Efficiency | Incentives | 3748.1757 | 2158.9175 | 1034.1303 | 526.8974 | 282.3518 | 178.5707 | 167.1614 | 156.4818 | 146.4851 | 137.1276 | 128.3684 | 120.1693 | 112.4944
Scenario 6: Aggressive Fuel Sub Phase In | SDG&E | Com | ComRefrig | Com - Retail | Energy Efficiency | Incremental Measure Cost | 171336.609 | 98797.5095 | 46899.7203 | 24312.5268 | 13768.5244 | 9230.1704 | 8814.7614 | 8418.0828 | 8039.2884 | 7677.5705 | 7332.1576 | 7002.3135 | 6687.3351
Scenario 6: Aggressive Fuel Sub Phase In | SDG&E | Com | ComRefrig | Com - School | Energy Efficiency | Admin | 12.9934 | 6.6523 | 6.2276 | 5.8301 | 5.4579 | 5.1096 | 4.7835 | 4.4782 | 4.1924 | 3.9249 | 3.6744 | 3.44 | 3.2205
Scenario 6: Aggressive Fuel Sub Phase In | SDG&E | Com | ComRefrig | Com - School | Energy Efficiency | Incentives | 0.89952 | 0.46054 | 0.43114 | 0.40362 | 0.37785 | 0.35373 | 0.33116 | 0.31002 | 0.29024 | 0.27172 | 0.25438 | 0.23815 | 0.22295
Scenario 6: Aggressive Fuel Sub Phase In | SDG&E | Com | ComRefrig | Com - School | Energy Efficiency | Incremental Measure Cost | 39.946 | 22.0395 | 21.0487 | 20.1025 | 19.1989 | 18.336 | 17.512 | 16.725 | 15.9735 | 15.2558 | 14.5705 | 13.9159 | 13.2909
Scenario 6: Aggressive Fuel Sub Phase In | SDG&E | Com | FoodServ | Com - College | Energy Efficiency | Admin | 35607.2223 | 37195.5515 | 38605.494 | 40160.9738 | 41570.4436 | 43050.6479 | 44484.1519 | 45805.9443 | 47110.7573 | 48412.5814 | 49605.6965 | 51338.2555 | 52562.1805
Scenario 6: Aggressive Fuel Sub Phase In | SDG&E | Com | FoodServ | Com - College | Energy Efficiency | Incentives | 3158.8557 | 3299.7617 | 3424.843 | 3562.8354 | 3687.8739 | 3819.1881 | 3946.3594 | 4063.6204 | 4179.3751 | 4294.8646 | 4400.7101 | 4554.4115 | 4662.9902
Scenario 6: Aggressive Fuel Sub Phase In | SDG&E | Com | FoodServ | Com - College | Energy Efficiency | Incremental Measure Cost | 59104.4131 | 63047.0335 | 66610.7412 | 70543.8823 | 74695.5997 | 78837.6314 | 82976.4264 | 87042.8101 | 91208.3111 | 95516.6789 | 99756.8092 | 105214.9167 | 109819.7732
Scenario 6: Aggressive Fuel Sub Phase In | SDG&E | Com | FoodServ | Com - College | Fuel Substitution | Admin | 912.9092 | 1079.93 | 1257.7035 | 1447.4553 | 1649.5124 | 1861.9971 | 2080.1214 | 2294.2557 | 2513.3687 | 2736.5988 | 2968.5302 | 3209.2202 | 3457.5213
Scenario 6: Aggressive Fuel Sub Phase In | SDG&E | Com | FoodServ | Com - College | Fuel Substitution | Incentives | 209.1483 | 242.8303 | 277.4748 | 313.2434 | 350.0911 | 388.3142 | 427.9791 | 469.0486 | 511.5043 | 555.8189 | 601.6806 | 649.0939 | 697.8302
Scenario 6: Aggressive Fuel Sub Phase In | SDG&E | Com | FoodServ | Com - College | Fuel Substitution | Incremental Measure Cost | 1831.0374 | 2166.2815 | 2523.1382 | 2904.0642 | 3309.715 | 3744.1575 | 4209.3587 | 4706.3426 | 5236.3564 | 5806.1303 | 6414.0457 | 7061.8282 | 7748.6053
Scenario 6: Aggressive Fuel Sub Phase In | SDG&E | Com | FoodServ | Com - Grocery | Energy Efficiency | Admin | 276790.6197 | 290495.8077 | 302821.3171 | 315407.9105 | 328045.7179 | 340747.0155 | 353112.3565 | 365096.3256 | 376240.4995 | 387351.7361 | 398020.6292 | 408601.5421 | 419265.5444
Scenario 6: Aggressive Fuel Sub Phase In | SDG&E | Com | FoodServ | Com - Grocery | Energy Efficiency | Incentives | 24555.1995 | 25771.0348 | 26864.4791 | 27981.0852 | 29102.228 | 30229.0082 | 31325.9855 | 32389.1298 | 33377.7724 | 34363.4928 | 35309.9711 | 36248.6442 | 37194.6884
Scenario 6: Aggressive Fuel Sub Phase In | SDG&E | Com | FoodServ | Com - Grocery | Energy Efficiency | Incremental Measure Cost | 362653.8835 | 389217.4167 | 412833.9058 | 437562.911 | 465917.9607 | 493125.2529 | 520191.3762 | 547529.7635 | 574527.1988 | 602538.0128 | 630763.8711 | 659781.5445 | 689905.6506
Scenario 6: Aggressive Fuel Sub Phase In | SDG&E | Com | FoodServ | Com - Grocery | Fuel Substitution | Admin | 10076.2814 | 11767.9076 | 13530.2087 | 15373.8345 | 17300.042 | 19225.6135 | 21047.6108 | 22859.282 | 24698.1762 | 26578.6817 | 28497.5727 | 30451.5712 | 32436.2522
Scenario 6: Aggressive Fuel Sub Phase In | SDG&E | Com | FoodServ | Com - Grocery | Fuel Substitution | Incentives | 2219.2581 | 2543.0289 | 2868.3928 | 3197.0609 | 3528.6852 | 3862.9974 | 4203.5013 | 4550.0347 | 4904.7724 | 5274.6217 | 5651.3452 | 6034.2811 | 6422.5468
Scenario 6: Aggressive Fuel Sub Phase In | SDG&E | Com | FoodServ | Com - Grocery | Fuel Substitution | Incremental Measure Cost | 20186.294 | 23577.2501 | 27110.2093 | 30806.5044 | 34668.6549 | 38699.8083 | 42941.7331 | 47400.9286 | 52110.1565 | 57156.6558 | 62462.2138 | 68029.4035 | 73857.956
Scenario 6: Aggressive Fuel Sub Phase In | SDG&E | Com | FoodServ | Com - Health | Energy Efficiency | Admin | 108558.8053 | 113551.0621 | 118153.5236 | 123474.0169 | 127886.7462 | 131630.8767 | 132485.2927 | 136231.2007 | 140817.2649 | 146786.109 | 153769.7141 | 154561.6354 | 156438.7751
Scenario 6: Aggressive Fuel Sub Phase In | SDG&E | Com | FoodServ | Com - Health | Energy Efficiency | Incentives | 9630.6914 | 10073.5727 | 10481.8754 | 10953.8774 | 11345.3468 | 11677.5034 | 11753.3029 | 12085.6172 | 12492.4648 | 13021.9837 | 13641.5257 | 13711.7809 | 13878.3097
Scenario 6: Aggressive Fuel Sub Phase In | SDG&E | Com | FoodServ | Com - Health | Energy Efficiency | Incremental Measure Cost | 140577.5858 | 150280.2157 | 159167.5095 | 169338.9816 | 179131.0191 | 187822.7652 | 192398.5245 | 201452.3847 | 212081.114 | 225265.6949 | 240532.6031 | 246252.6862 | 253936.9927
Scenario 6: Aggressive Fuel Sub Phase In | SDG&E | Com | FoodServ | Com - Health | Fuel Substitution | Admin | 2981.752 | 3516.7561 | 4084.2683 | 4685.805 | 5323.0839 | 5980.3035 | 6627.8727 | 7272.3872 | 7926.7759 | 8596.8014 | 9293.2181 | 10005.937 | 10732.882
Scenario 6: Aggressive Fuel Sub Phase In | SDG&E | Com | FoodServ | Com - Health | Fuel Substitution | Incentives | 681.3003 | 789.0289 | 899.4728 | 1012.6733 | 1128.6726 | 1248.1704 | 1371.1038 | 1496.8931 | 1625.3563 | 1759.1304 | 1897.4902 | 2038.4485 | 2181.5639
Scenario 6: Aggressive Fuel Sub Phase In | SDG&E | Com | FoodServ | Com - Health | Fuel Substitution | Incremental Measure Cost | 5975.1549 | 7047.9033 | 8185.9288 | 9392.2801 | 10670.3968 | 12030.4187 | 13475.3178 | 15002.8833 | 16614.7347 | 18343.7104 | 20187.1199 | 22127.3553 | 24163.4091
Scenario 6: Aggressive Fuel Sub Phase In | SDG&E | Com | FoodServ | Com - Lodging | Energy Efficiency | Admin | 114552.6313 | 118885.2673 | 122846.5947 | 127392.6077 | 130944.3459 | 134999.9827 | 138592.872 | 142056.5108 | 145645.7185 | 149011.0385 | 151848.3021 | 154579.0143 | 157399.2584
Scenario 6: Aggressive Fuel Sub Phase In | SDG&E | Com | FoodServ | Com - Lodging | Energy Efficiency | Incentives | 10162.3766 | 10546.7385 | 10898.1618 | 11301.4546 | 11616.5411 | 11976.3306 | 12295.0683 | 12602.3397 | 12920.7506 | 13219.2996 | 13471.0027 | 13713.2533 | 13963.4464
Scenario 6: Aggressive Fuel Sub Phase In | SDG&E | Com | FoodServ | Com - Lodging | Energy Efficiency | Incremental Measure Cost | 137437.1054 | 145964.8254 | 153720.8108 | 162505.5442 | 170574.9123 | 179337.3426 | 187691.0962 | 196134.0466 | 205037.7594 | 213905.6795 | 222350.6819 | 230917.2131 | 239916.4261
Scenario 6: Aggressive Fuel Sub Phase In | SDG&E | Com | FoodServ | Com - Lodging | Fuel Substitution | Admin | 3881.2702 | 4546.6786 | 5242.3914 | 5971.2155 | 6733.4134 | 7499.7799 | 8233.7602 | 8964.8807 | 9693.2993 | 10403.9754 | 11141.1549 | 11885.9208 | 12635.9798
Scenario 6: Aggressive Fuel Sub Phase In | SDG&E | Com | FoodServ | Com - Lodging | Fuel Substitution | Incentives | 867.9936 | 997.8263 | 1128.8135 | 1261.3159 | 1395.1266 | 1529.9822 | 1666.8518 | 1805.2592 | 1944.8908 | 2085.3566 | 2230.6036 | 2376.9255 | 2523.8629
Scenario 6: Aggressive Fuel Sub Phase In | SDG&E | Com | FoodServ | Com - Lodging | Fuel Substitution | Incremental Measure Cost | 7767.1614 | 9099.0203 | 10491.5772 | 11950.45 | 13476.1632 | 15068.5251 | 16739.8121 | 18488.1289 | 20313.0054 | 22212.9343 | 24235.7361 | 26343.8856 | 28535.0842
Scenario 6: Aggressive Fuel Sub Phase In | SDG&E | Com | FoodServ | Com - Office (Large) | Energy Efficiency | Admin | 996.1302 | 1021.3994 | 1045.2128 | 1068.4301 | 1088.8667 | 1112.4511 | 1136.7448 | 1158.4309 | 1175.4239 | 1193.249 | 1209.804 | 1226.2197 | 1242.4132
Scenario 6: Aggressive Fuel Sub Phase In | SDG&E | Com | FoodServ | Com - Office (Large) | Energy Efficiency | Incentives | 88.364 | 90.6055 | 92.7179 | 94.7775 | 96.5904 | 98.6825 | 100.8375 | 102.7612 | 104.2686 | 105.8498 | 107.3184 | 108.7746 | 110.2111
Scenario 6: Aggressive Fuel Sub Phase In | SDG&E | Com | FoodServ | Com - Office (Large) | Energy Efficiency | Incremental Measure Cost | 1048.7262 | 1096.8362 | 1144.8565 | 1193.693 | 1240.8561 | 1293.0872 | 1347.7521 | 1400.933 | 1449.9129 | 1501.3386 | 1552.6113 | 1605.1521 | 1658.8768
Scenario 6: Aggressive Fuel Sub Phase In | SDG&E | Com | FoodServ | Com - Office (Small) | Energy Efficiency | Admin | 409.3579 | 420.8125 | 431.7795 | 442.3085 | 452.3222 | 462.0794 | 471.4892 | 480.4325 | 489.023 | 497.2148 | 505.1029 | 512.7096 | 520.0522
Scenario 6: Aggressive Fuel Sub Phase In | SDG&E | Com | FoodServ | Com - Office (Small) | Energy Efficiency | Incentives | 36.313 | 37.3291 | 38.302 | 39.236 | 40.1243 | 40.9898 | 41.8245 | 42.6178 | 43.3799 | 44.1066 | 44.8063 | 45.4811 | 46.1324
Scenario 6: Aggressive Fuel Sub Phase In | SDG&E | Com | FoodServ | Com - Office (Small) | Energy Efficiency | Incremental Measure Cost | 430.9721 | 451.8922 | 472.9426 | 494.1648 | 515.4596 | 537.1103 | 559.009 | 581.0046 | 603.2213 | 625.5926 | 648.2278 | 671.1496 | 694.3765
Scenario 6: Aggressive Fuel Sub Phase In | SDG&E | Com | FoodServ | Com - Other | Energy Efficiency | Admin | 274889.1178 | 290278.2051 | 304348.3238 | 318302.7615 | 332086.9506 | 345931.5364 | 359510.4422 | 372808.6231 | 385863.9251 | 398873.3633 | 411590.4339 | 424324.1375 | 437177.9424
Scenario 6: Aggressive Fuel Sub Phase In | SDG&E | Com | FoodServ | Com - Other | Energy Efficiency | Incentives | 24386.449 | 25751.6633 | 26999.874 | 28237.8221 | 29460.662 | 30688.8632 | 31893.4957 | 33073.224 | 34231.4054 | 35385.5178 | 36513.6931 | 37643.3437 | 38783.6488
Scenario 6: Aggressive Fuel Sub Phase In | SDG&E | Com | FoodServ | Com - Other | Energy Efficiency | Incremental Measure Cost | 358360.09 | 388549.6328 | 415597.6019 | 443433.987 | 473948.434 | 504156.4839 | 534646.2396 | 565773.9565 | 597623.4796 | 630590.0032 | 664246.0392 | 699132.8 | 735477.0943
Scenario 6: Aggressive Fuel Sub Phase In | SDG&E | Com | FoodServ | Com - Other | Fuel Substitution | Admin | 7715.8504 | 9128.635 | 10618.2439 | 12196.2301 | 13865.2428 | 15609.6615 | 17406.6314 | 19238.5388 | 21044.8691 | 22757.3299 | 24501.8987 | 26274.9754 | 28072.1034
Scenario 6: Aggressive Fuel Sub Phase In | SDG&E | Com | FoodServ | Com - Other | Fuel Substitution | Incentives | 1748.266 | 2029.1196 | 2315.129 | 2608.0952 | 2907.7956 | 3214.384 | 3528.4416 | 3849.411 | 4177.1327 | 4513.9234 | 4856.482 | 5204.0827 | 5555.8352
Scenario 6: Aggressive Fuel Sub Phase In | SDG&E | Com | FoodServ | Com - Other | Fuel Substitution | Incremental Measure Cost | 15510.3563 | 18354.0547 | 21353.0341 | 24530.4891 | 27891.7445 | 31445.8662 | 35206.5697 | 39176.6701 | 43363.1829 | 47800.7031 | 52462.9263 | 57350.479 | 62461.7486
Scenario 6: Aggressive Fuel Sub Phase In | SDG&E | Com | FoodServ | Com - Restaurant | Energy Efficiency | Admin | 737442.6733 | 758445.2637 | 778571.3672 | 795608.075 | 902192.0401 | 935735.4523 | 969605.8839 | 1002924.3984 | 1034654.5434 | 1065572.1754 | 1095793.1258 | 1125611.9188 | 1154830.2224
Scenario 6: Aggressive Fuel Sub Phase In | SDG&E | Com | FoodServ | Com - Restaurant | Energy Efficiency | Incentives | 65421.4288 | 67284.6454 | 69070.1104 | 70581.5034 | 80036.955 | 83012.7175 | 86017.4922 | 88973.3041 | 91788.2055 | 94531.0252 | 97212.039 | 99857.3755 | 102449.4401
Scenario 6: Aggressive Fuel Sub Phase In | SDG&E | Com | FoodServ | Com - Restaurant | Energy Efficiency | Incremental Measure Cost | 805761.6461 | 846284.3995 | 885242.4598 | 921707.4943 | 1074682.2594 | 1137252.3342 | 1201754.2726 | 1267679.6808 | 1333617.265 | 1400940.4998 | 1469858.6101 | 1540598.013 | 1612929.3024
Scenario 6: Aggressive Fuel Sub Phase In | SDG&E | Com | FoodServ | Com - Restaurant | Fuel Substitution | Admin | 30109.2674 | 35177.4999 | 40416.0144 | 45851.5114 | 51462.7307 | 57092.5842 | 62451.4054 | 67834.1004 | 73153.7512 | 78322.8227 | 83615.2945 | 88952.3573 | 94319.3041
Scenario 6: Aggressive Fuel Sub Phase In | SDG&E | Com | FoodServ | Com - Restaurant | Fuel Substitution | Incentives | 6668.7158 | 7643.6654 | 8614.5019 | 9585.8049 | 10552.3414 | 11523.2448 | 12499.5117 | 13482.4028 | 14475.436 | 15490.5061 | 16528.2234 | 17573.1627 | 18622.4164
Scenario 6: Aggressive Fuel Sub Phase In | SDG&E | Com | FoodServ | Com - Restaurant | Fuel Substitution | Incremental Measure Cost | 60327.9504 | 70488.938 | 80992.3607 | 91891.664 | 103144.5976 | 114854.0292 | 127044.999 | 139746.7447 | 153014.1591 | 167001.9866 | 181747.6411 | 197103.0671 | 213055.42
Scenario 6: Aggressive Fuel Sub Phase In | SDG&E | Com | FoodServ | Com - Retail | Energy Efficiency | Admin | 1009.0061 | 1014.2908 | 1019.2518 | 1016.8038 | 1000.0869 | 997.0715 | 986.7475 | 975.5948 | 966.9763 | 964.2786 | 961.6213 | 965.7666 | 973.4021
Scenario 6: Aggressive Fuel Sub Phase In | SDG&E | Com | FoodServ | Com - Retail | Energy Efficiency | Incentives | 89.5068 | 89.9755 | 90.4156 | 90.1984 | 88.7155 | 88.4479 | 87.5321 | 86.5427 | 85.7782 | 85.5388 | 85.3031 | 85.6708 | 86.3481
Scenario 6: Aggressive Fuel Sub Phase In | SDG&E | Com | FoodServ | Com - Retail | Energy Efficiency | Incremental Measure Cost | 1183.3448 | 1208.8989 | 1234.9712 | 1250.6747 | 1244.5676 | 1260.1525 | 1264.3257 | 1267.2114 | 1274.4634 | 1292.2366 | 1310.66 | 1342.0396 | 1380.959
Scenario 6: Aggressive Fuel Sub Phase In | SDG&E | Com | FoodServ | Com - School | Energy Efficiency | Admin | 85784.107 | 90381.7028 | 93875.39 | 97249.3752 | 100724.9863 | 103926.9721 | 107016.6987 | 110066.4878 | 113128.1232 | 116117.296 | 119091.1897 | 122012.2792 | 124834.7174
Scenario 6: Aggressive Fuel Sub Phase In | SDG&E | Com | FoodServ | Com - School | Energy Efficiency | Incentives | 7610.2066 | 8018.0681 | 8328.0039 | 8627.3204 | 8935.6517 | 9219.7091 | 9493.8078 | 9764.3635 | 10035.9699 | 10301.1479 | 10564.9704 | 10824.1083 | 11074.4946
Scenario 6: Aggressive Fuel Sub Phase In | SDG&E | Com | FoodServ | Com - School | Energy Efficiency | Incremental Measure Cost | 142499.8718 | 155015.656 | 164360.1359 | 173840.6376 | 184186.9727 | 194195.6187 | 204257.1594 | 214615.1824 | 225355.6275 | 236319.0393 | 247626.7274 | 259217.2901 | 271042.855
Scenario 6: Aggressive Fuel Sub Phase In | SDG&E | Com | FoodServ | Com - School | Fuel Substitution | Admin | 1367.2372 | 1607.0364 | 1860.6922 | 2131.2934 | 2420.2393 | 2723.1508 | 3033.8391 | 3340.0199 | 3656.6661 | 3980.6004 | 4317.4073 | 4666.7396 | 5027.886
Scenario 6: Aggressive Fuel Sub Phase In | SDG&E | Com | FoodServ | Com - School | Fuel Substitution | Incentives | 313.5085 | 361.6678 | 410.8617 | 461.6207 | 514.0728 | 568.3639 | 624.7898 | 684.0744 | 745.8027 | 810.0046 | 876.4885 | 945.1797 | 1015.933
Scenario 6: Aggressive Fuel Sub Phase In | SDG&E | Com | FoodServ | Com - School | Fuel Substitution | Incremental Measure Cost | 2752.2367 | 3235.7217 | 3747.2342 | 4292.9704 | 4875.7329 | 5498.6266 | 6166.4503 | 6889.0366 | 7664.4489 | 8495.3952 | 9382.3382 | 10326.932 | 11330.0451
Scenario 6: Aggressive Fuel Sub Phase In | SDG&E | Com | HVAC | Com - College | Energy Efficiency | Admin | 6495.3524 | 13558.1748 | 16425.37 | 13246.0833 | 14178.6318 | 15302.4322 | 9264.8441 | 9677.498 | 4636.0453 | 4904.9531 | 5132.967 | 5650.4803 | 5906.0608
Scenario 6: Aggressive Fuel Sub Phase In | SDG&E | Com | HVAC | Com - College | Energy Efficiency | Incentives | 2705.7666 | 10670.1855 | 13952.3901 | 12392.7779 | 13606.8275 | 14977.6248 | 4189.4718 | 4422.3862 | 636.4627 | 678.6426 | 720.9458 | 772.0006 | 817.7995
Scenario 6: Aggressive Fuel Sub Phase In | SDG&E | Com | HVAC | Com - College | Energy Efficiency | Incremental Measure Cost | 27366.734 | 48809.6628 | 59165.1592 | 58211.4673 | 63880.5317 | 35971.6354 | 10061.8191 | 10621.2077 | 1528.587 | 1629.8902 | 1731.4896 | 1854.1073 | 1964.1021
Scenario 6: Aggressive Fuel Sub Phase In | SDG&E | Com | HVAC | Com - College | Fuel Substitution | Admin | 0.2783 | 0.30778 | 0.33839 | 0.46039 | 0 | 0 | 0 | 0 | 0 | 0 | 0 | 0 | 0
Scenario 6: Aggressive Fuel Sub Phase In | SDG&E | Com | HVAC | Com - College | Fuel Substitution | Incentives | 0.84585 | 0.93546 | 1.0285 | 1.3993 | 0 | 0 | 0 | 0 | 0 | 0 | 0 | 0 | 0
Scenario 6: Aggressive Fuel Sub Phase In | SDG&E | Com | HVAC | Com - College | Fuel Substitution | Incremental Measure Cost | 1.0744 | 1.212 | 1.3591 | 2.0957 | 0 | 0 | 0 | 0 | 0 | 0 | 0 | 0 | 0
Scenario 6: Aggressive Fuel Sub Phase In | SDG&E | Com | HVAC | Com - Grocery | Energy Efficiency | Admin | 9832.1441 | 10860.7214 | 11921.7096 | 13073.3984 | 14209.3047 | 15491.7148 | 16840.949 | 18236.479 | 8937.9342 | 6946.9519 | 7380.6917 | 7831.5311 | 5717.1953
Scenario 6: Aggressive Fuel Sub Phase In | SDG&E | Com | HVAC | Com - Grocery | Energy Efficiency | Incentives | 10745.1539 | 12111.3767 | 13566.1056 | 15178.5198 | 16834.6975 | 18724.9934 | 20766.943 | 22942.6373 | 11329.6885 | 8907.8691 | 9657.8731 | 10456.8596 | 7552.773
Scenario 6: Aggressive Fuel Sub Phase In | SDG&E | Com | HVAC | Com - Grocery | Energy Efficiency | Incremental Measure Cost | 25806.5457 | 29087.7914 | 32581.6017 | 36454.1233 | 40431.7514 | 44971.6591 | 49875.7921 | 55101.1389 | 27210.4176 | 21393.9543 | 23195.2326 | 25114.1518 | 18139.4314
Scenario 6: Aggressive Fuel Sub Phase In | SDG&E | Com | HVAC | Com - Grocery | Fuel Substitution | Admin | 29.225 | 32.8165 | 36.6315 | 40.7067 | 0 | 0 | 0 | 0 | 0 | 0 | 0 | 0 | 0
Scenario 6: Aggressive Fuel Sub Phase In | SDG&E | Com | HVAC | Com - Grocery | Fuel Substitution | Incentives | 154.0554 | 170.64 | 187.8594 | 205.8886 | 0 | 0 | 0 | 0 | 0 | 0 | 0 | 0 | 0
Scenario 6: Aggressive Fuel Sub Phase In | SDG&E | Com | HVAC | Com - Grocery | Fuel Substitution | Incremental Measure Cost | 63.9302 | 72.146 | 80.9284 | 90.3561 | 0 | 0 | 0 | 0 | 0 | 0 | 0 | 0 | 0
Scenario 6: Aggressive Fuel Sub Phase In | SDG&E | Com | HVAC | Com - Health | Energy Efficiency | Admin | 27923.065 | 50206.9625 | 52097.2748 | 66096.5779 | 76588.8276 | 79443.5005 | 61662.6792 | 63708.7263 | 36909.2449 | 41685.0858 | 45845.8489 | 45180.5838 | 70170.7214
Scenario 6: Aggressive Fuel Sub Phase In | SDG&E | Com | HVAC | Com - Health | Energy Efficiency | Incentives | 21922.1971 | 37558.2926 | 40134.0618 | 57256.9144 | 69264.1105 | 73964.0927 | 53103.7782 | 56423.9217 | 37030.6683 | 41562.9559 | 46791.287 | 47796.0975 | 70020.3999
Scenario 6: Aggressive Fuel Sub Phase In | SDG&E | Com | HVAC | Com - Health | Energy Efficiency | Incremental Measure Cost | 85031.7196 | 126171.8378 | 136197.3904 | 181752.584 | 214841.0028 | 177638.9389 | 127538.897 | 135512.8578 | 88936.2442 | 99821.4012 | 112378.2401 | 114791.4851 | 168167.4051
Scenario 6: Aggressive Fuel Sub Phase In | SDG&E | Com | HVAC | Com - Health | Fuel Substitution | Admin | 3.8883 | 4.3286 | 4.7899 | 5.2735 | 0 | 0 | 0 | 0 | 0 | 0 | 0 | 0 | 0
Scenario 6: Aggressive Fuel Sub Phase In | SDG&E | Com | HVAC | Com - Health | Fuel Substitution | Incentives | 11.8639 | 13.1963 | 14.5906 | 16.05 | 0 | 0 | 0 | 0 | 0 | 0 | 0 | 0 | 0
Scenario 6: Aggressive Fuel Sub Phase In | SDG&E | Com | HVAC | Com - Health | Fuel Substitution | Incremental Measure Cost | 14.3491 | 16.2976 | 18.3981 | 20.6621 | 0 | 0 | 0 | 0 | 0 | 0 | 0 | 0 | 0
Scenario 6: Aggressive Fuel Sub Phase In | SDG&E | Com | HVAC | Com - Lodging | Energy Efficiency | Admin | 31088.7364 | 32859.2304 | 34691.8462 | 36817.0571 | 38602.6525 | 40682.2209 | 33584.9354 | 35025.5836 | 11932.3984 | 11207.6 | 11657.4954 | 12124.3118 | 12667.8372
Scenario 6: Aggressive Fuel Sub Phase In | SDG&E | Com | HVAC | Com - Lodging | Energy Efficiency | Incentives | 35285.2521 | 38712.1603 | 42393.5993 | 46634.4561 | 50638.8761 | 55235.2489 | 48220.5852 | 52190.1795 | 20368.5885 | 17838.4229 | 19097.3801 | 20430.9828 | 21915.7617
Scenario 6: Aggressive Fuel Sub Phase In | SDG&E | Com | HVAC | Com - Lodging | Energy Efficiency | Incremental Measure Cost | 100999.4605 | 110846.0764 | 121404.9516 | 133551.9007 | 145016.0406 | 132658.0324 | 115810.9734 | 125344.7148 | 48919.0676 | 42842.39 | 45866.0171 | 49068.9195 | 52634.9004
Scenario 6: Aggressive Fuel Sub Phase In | SDG&E | Com | HVAC | Com - Lodging | Fuel Substitution | Admin | 12.3038 | 13.6591 | 15.0781 | 16.5669 | 0 | 0 | 0 | 0 | 0 | 0 | 0 | 0 | 0
Scenario 6: Aggressive Fuel Sub Phase In | SDG&E | Com | HVAC | Com - Lodging | Fuel Substitution | Incentives | 38.2936 | 42.4612 | 46.816 | 51.3765 | 0 | 0 | 0 | 0 | 0 | 0 | 0 | 0 | 0
Scenario 6: Aggressive Fuel Sub Phase In | SDG&E | Com | HVAC | Com - Lodging | Fuel Substitution | Incremental Measure Cost | 43.8979 | 49.6195 | 55.1439 | 61.6904 | 7.2504 | 0 | 0 | 0 | 0 | 0 | 0 | 0 | 0
Scenario 6: Aggressive Fuel Sub Phase In | SDG&E | Com | HVAC | Com - Office (Large) | Energy Efficiency | Admin | 42353.8528 | 45861.4484 | 49432.451 | 53121.8195 | 56746.3653 | 60780.6255 | 146.1912 | 152.5779 | 158.1759 | 163.9094 | 169.3932 | 174.8134 | 180.1407
Scenario 6: Aggressive Fuel Sub Phase In | SDG&E | Com | HVAC | Com - Office (Large) | Energy Efficiency | Incentives | 48479.8934 | 53544.3698 | 58867.5075 | 64525.8892 | 70306.7168 | 76810.679 | 211.6302 | 225.2933 | 238.2303 | 251.803 | 265.4318 | 279.4035 | 293.6765
Scenario 6: Aggressive Fuel Sub Phase In | SDG&E | Com | HVAC | Com - Office (Large) | Energy Efficiency | Incremental Measure Cost | 231334.807 | 255449.3319 | 280806.333 | 307766.238 | 335310.2199 | 184475.5613 | 508.2705 | 541.085 | 572.1557 | 604.753 | 637.4853 | 671.0411 | 705.3203
Scenario 6: Aggressive Fuel Sub Phase In | SDG&E | Com | HVAC | Com - Office (Small) | Energy Efficiency | Admin | 2029.3954 | 2185.1617 | 2342.0117 | 2500.4078 | 2654.8572 | 2815.0226 | 2975.2975 | 3128.1732 | 3277.798 | 3420.379 | 3559.493 | 3695.1558 | 3827.0885
Scenario 6: Aggressive Fuel Sub Phase In | SDG&E | Com | HVAC | Com - Office (Small) | Energy Efficiency | Incentives | 341.8089 | 370.8938 | 400.9111 | 431.8407 | 463.5213 | 496.237 | 529.7999 | 563.9662 | 598.8308 | 634.2395 | 670.2817 | 706.9237 | 744.1283
Scenario 6: Aggressive Fuel Sub Phase In | SDG&E | Com | HVAC | Com - Office (Small) | Energy Efficiency | Incremental Measure Cost | 106542.5907 | 118054.4586 | 130249.7731 | 28636.0676 | 1113.2351 | 1191.8083 | 1272.4159 | 1354.4728 | 1438.2069 | 1523.2477 | 1609.8098 | 1697.8128 | 1787.1666
Scenario 6: Aggressive Fuel Sub Phase In | SDG&E | Com | HVAC | Com - Other | Energy Efficiency | Admin | 50597.0255 | 55756.3477 | 61060.4915 | 66554.3839 | 71405.5015 | 77178.2677 | 83015.8012 | 88697.2547 | 90001.0324 | 94245.3822 | 103654.9157 | 110205.7454 | 115928.3836
Scenario 6: Aggressive Fuel Sub Phase In | SDG&E | Com | HVAC | Com - Other | Energy Efficiency | Incentives | 12466.7712 | 14720.2629 | 16809.7604 | 18817.3952 | 20881.469 | 23216.5119 | 25724.9627 | 28388.7636 | 15370.217 | 12476.9209 | 30243.5885 | 37333.914 | 40690.7933
Scenario 6: Aggressive Fuel Sub Phase In | SDG&E | Com | HVAC | Com - Other | Energy Efficiency | Incremental Measure Cost | 29941.3394 | 35353.5315 | 40371.8599 | 45193.5796 | 50150.8484 | 55758.9012 | 61783.4264 | 68181.0545 | 36914.5208 | 29965.7159 | 72635.7719 | 89664.5469 | 97726.7357
Scenario 6: Aggressive Fuel Sub Phase In | SDG&E | Com | HVAC | Com - Other | Fuel Substitution | Admin | 31.6107 | 35.1975 | 38.9454 | 43.826 | 0 | 0 | 0 | 0 | 0 | 0 | 0 | 0 | 0
Scenario 6: Aggressive Fuel Sub Phase In | SDG&E | Com | HVAC | Com - Other | Fuel Substitution | Incentives | 96.0854 | 106.975 | 118.3656 | 133.1994 | 0 | 0 | 0 | 0 | 0 | 0 | 0 | 0 | 0
Scenario 6: Aggressive Fuel Sub Phase In | SDG&E | Com | HVAC | Com - Other | Fuel Substitution | Incremental Measure Cost | 137.9805 | 156.7969 | 177.0745 | 205.716 | 0 | 0 | 0 | 0 | 0 | 0 | 0 | 0 | 0
Scenario 6: Aggressive Fuel Sub Phase In | SDG&E | Com | HVAC | Com - Restaurant | Energy Efficiency | Admin | 23898.8808 | 26560.2658 | 29428.6304 | 32383.1229 | 40127.542 | 44598.424 | 49465.6949 | 54695.3772 | 60244.9873 | 66199.005 | 72582.8812 | 79396.055 | 86633.5175
Scenario 6: Aggressive Fuel Sub Phase In | SDG&E | Com | HVAC | Com - Restaurant | Energy Efficiency | Incentives | 22064.6909 | 25051.0595 | 28345.2349 | 31853.9453 | 39633.257 | 44966.186 | 50904.956 | 57450.4519 | 64592.4382 | 72446.5724 | 81076.1572 | 90520.3908 | 100814.4553
Scenario 6: Aggressive Fuel Sub Phase In | SDG&E | Com | HVAC | Com - Restaurant | Energy Efficiency | Incremental Measure Cost | 52992.5824 | 60164.9187 | 68076.5119 | 76503.3523 | 95186.8596 | 107994.9103 | 122258.0043 | 137978.2666 | 155131.1151 | 173994.3231 | 194719.9243 | 217402.0607 | 242125.2288
Scenario 6: Aggressive Fuel Sub Phase In | SDG&E | Com | HVAC | Com - Restaurant | Fuel Substitution | Admin | 0.047107 | 0.051912 | 0.28244 | 0.3083 | 0 | 0 | 0 | 0 | 0 | 0 | 0 | 0 | 0
Scenario 6: Aggressive Fuel Sub Phase In | SDG&E | Com | HVAC | Com - Restaurant | Fuel Substitution | Incentives | 0.14317 | 0.15778 | 0.85844 | 0.93703 | 0 | 0 | 0 | 0 | 0 | 0 | 0 | 0 | 0
Scenario 6: Aggressive Fuel Sub Phase In | SDG&E | Com | HVAC | Com - Restaurant | Fuel Substitution | Incremental Measure Cost | 0.17032 | 0.19145 | 1.337 | 1.4887 | 0 | 0 | 0 | 0 | 0 | 0 | 0 | 0 | 0
Scenario 6: Aggressive Fuel Sub Phase In | SDG&E | Com | HVAC | Com - Retail | Energy Efficiency | Admin | 18499.8576 | 19950.7476 | 21449.9108 | 22903.9153 | 24226.497 | 25713.8139 | 15909.235 | 16768.2385 | 460.2544 | 158.7343 | 102.4535 | 72.9166 | 56.7521
Scenario 6: Aggressive Fuel Sub Phase In | SDG&E | Com | HVAC | Com - Retail | Energy Efficiency | Incentives | 32768.5696 | 36839.6649 | 41176.4432 | 45642.0767 | 50101.7132 | 55004.2334 | 45533.8485 | 49703.4165 | 811.7432 | 58.207 | 60.8076 | 63.392 | 65.9566
Scenario 6: Aggressive Fuel Sub Phase In | SDG&E | Com | HVAC | Com - Retail | Energy Efficiency | Incremental Measure Cost | 99991.2473 | 111765.0313 | 124279.1686 | 137138.2269 | 149932.6558 | 132103.2045 | 109358.2606 | 119372.2771 | 1949.5568 | 139.7953 | 146.0411 | 152.2481 | 158.4073
Scenario 6: Aggressive Fuel Sub Phase In | SDG&E | Com | HVAC | Com - Retail | Fuel Substitution | Admin | 1.8294 | 2.0177 | 2.2121 | 2.4129 | 0 | 0 | 0 | 0 | 0 | 0 | 0 | 0 | 0
Scenario 6: Aggressive Fuel Sub Phase In | SDG&E | Com | HVAC | Com - Retail | Fuel Substitution | Incentives | 5.5602 | 6.1324 | 6.7234 | 7.3337 | 0 | 0 | 0 | 0 | 0 | 0 | 0 | 0 | 0
Scenario 6: Aggressive Fuel Sub Phase In | SDG&E | Com | HVAC | Com - Retail | Fuel Substitution | Incremental Measure Cost | 9.8335 | 11.0649 | 12.3761 | 13.7715 | 0 | 0 | 0 | 0 | 0 | 0 | 0 | 0 | 0
Scenario 6: Aggressive Fuel Sub Phase In | SDG&E | Com | HVAC | Com - School | Energy Efficiency | Admin | 26961.9801 | 27510.6283 | 27911.8125 | 28197.801 | 28504.446 | 52704.7445 | 28802.6868 | 29011.8912 | 29409.9186 | 30502.455 | 31611.2353 | 32698.835 | 33736.4388
Scenario 6: Aggressive Fuel Sub Phase In | SDG&E | Com | HVAC | Com - School | Energy Efficiency | Incentives | 26759.4539 | 27941.7606 | 29045.6529 | 30092.7915 | 31222.8648 | 62604.6879 | 33248.7354 | 34370.9632 | 35709.5737 | 37665.0043 | 39715.246 | 41816.3867 | 43932.5579
Scenario 6: Aggressive Fuel Sub Phase In | SDG&E | Com | HVAC | Com - School | Energy Efficiency | Incremental Measure Cost | 127862.9218 | 137848.4401 | 148130.5236 | 158775.8824 | 170257.4115 | 150357.152 | 79853.2078 | 82548.453 | 85763.3826 | 90459.7238 | 95383.7721 | 100430.064 | 105512.4545
Scenario 6: Aggressive Fuel Sub Phase In | SDG&E | Com | HVAC | Com - School | Fuel Substitution | Admin | 0.44369 | 0.48182 | 0.51997 | 0.55821 | 0 | 0 | 0 | 0 | 0 | 0 | 0 | 0 | 0
Scenario 6: Aggressive Fuel Sub Phase In | SDG&E | Com | HVAC | Com - School | Fuel Substitution | Incentives | 1.3485 | 1.4644 | 1.5804 | 1.6966 | 0 | 0 | 0 | 0 | 0 | 0 | 0 | 0 | 0
Scenario 6: Aggressive Fuel Sub Phase In | SDG&E | Com | HVAC | Com - School | Fuel Substitution | Incremental Measure Cost | 1.9216 | 2.1285 | 2.343 | 2.5657 | 0 | 0 | 0 | 0 | 0 | 0 | 0 | 0 | 0
Scenario 6: Aggressive Fuel Sub Phase In | SDG&E | Com | HVAC | Com - Warehouse | Energy Efficiency | Admin | 11.3653 | 12.1562 | 12.9548 | 13.7872 | 14.582 | 15.4113 | 16.2217 | 17.0322 | 17.8392 | 18.6472 | 19.4317 | 20.2097 | 3.1557
Scenario 6: Aggressive Fuel Sub Phase In | SDG&E | Com | HVAC | Com - Warehouse | Energy Efficiency | Incentives | 22.7717 | 24.8437 | 27.0052 | 29.3152 | 31.6254 | 34.0922 | 36.6028 | 39.2001 | 41.8788 | 44.651 | 47.4601 | 50.3475 | 8.0189
Scenario 6: Aggressive Fuel Sub Phase In | SDG&E | Com | HVAC | Com - Warehouse | Energy Efficiency | Incremental Measure Cost | 54.6906 | 59.6668 | 64.8581 | 70.406 | 75.9543 | 81.879 | 87.9088 | 94.1466 | 100.5799 | 107.238 | 113.9844 | 120.9193 | 19.2589
Scenario 6: Aggressive Fuel Sub Phase In | SDG&E | Com | HVAC | Com - Warehouse | Fuel Substitution | Admin | 5.4242 | 6.0552 | 6.8191 | 7.531 | 0 | 0 | 0 | 0 | 0 | 0 | 0 | 0 | 0
Scenario 6: Aggressive Fuel Sub Phase In | SDG&E | Com | HVAC | Com - Warehouse | Fuel Substitution | Incentives | 16.7152 | 18.6339 | 20.952 | 23.1077 | 0 | 0 | 0 | 0 | 0 | 0 | 0 | 0 | 0
Scenario 6: Aggressive Fuel Sub Phase In | SDG&E | Com | HVAC | Com - Warehouse | Fuel Substitution | Incremental Measure Cost | 16.2399 | 18.4631 | 21.5726 | 24.2584 | 0 | 0 | 0 | 0 | 0 | 0 | 0 | 0 | 0
Scenario 6: Aggressive Fuel Sub Phase In | SDG&E | Com | Lighting | Com - College | Energy Efficiency | Admin | 0 | 5093.4216 | 6621.9018 | 6809.8653 | 6938.4163 | 7104.7186 | 7266.394 | 7408.3677 | 1454.5399 | 0 | 0 | 0 | 0
Scenario 6: Aggressive Fuel Sub Phase In | SDG&E | Com | Lighting | Com - College | Energy Efficiency | Incentives | 0 | 28131.5751 | 37305.0246 | 39131.2106 | 40667.2956 | 42474.8632 | 44310.2526 | 46079.5236 | 9228.078 | 0 | 0 | 0 | 0
Scenario 6: Aggressive Fuel Sub Phase In | SDG&E | Com | Lighting | Com - College | Energy Efficiency | Incremental Measure Cost | 0 | 29812.4458 | 39534.0118 | 41469.3131 | 43097.1796 | 45012.7499 | 46957.8044 | 48832.79 | 9779.4586 | 0 | 0 | 0 | 0
Scenario 6: Aggressive Fuel Sub Phase In | SDG&E | Com | Lighting | Com - Grocery | Energy Efficiency | Admin | 12240.6607 | 12340.3388 | 12434.828 | 12553.7134 | 12640.707 | 12773.7263 | 12911.5261 | 13044.9663 | 13159.3716 | 8020.5661 | 7096.2883 | 7228.3961 | 7361.9355
Scenario 6: Aggressive Fuel Sub Phase In | SDG&E | Com | Lighting | Com - Grocery | Energy Efficiency | Incentives | 39811.1328 | 40863.7165 | 41930.1937 | 43109.3009 | 44213.6787 | 45509.6677 | 46860.448 | 48234.6126 | 49577.6175 | 28246.4064 | 24613.969 | 25573.6382 | 26567.0144
Scenario 6: Aggressive Fuel Sub Phase In | SDG&E | Com | Lighting | Com - Grocery | Energy Efficiency | Incremental Measure Cost | 42189.8608 | 43305.3368 | 44435.5363 | 45685.0955 | 46855.4602 | 48228.885 | 49660.3749 | 51116.6462 | 52539.8961 | 29934.1383 | 26084.6616 | 27101.6713 | 28154.402
Scenario 6: Aggressive Fuel Sub Phase In | SDG&E | Com | Lighting | Com - Health | Energy Efficiency | Admin | 30024.0558 | 30188.5401 | 30379.0945 | 30793.4375 | 30942.8581 | 31008.5629 | 30434.884 | 30603.4145 | 30991.7126 | 31720.4714 | 32680.9998 | 32327.0574 | 32244.9649
Scenario 6: Aggressive Fuel Sub Phase In | SDG&E | Com | Lighting | Com - Health | Energy Efficiency | Incentives | 102983.2118 | 105459.0654 | 108093.6099 | 111594.9404 | 114242.7508 | 116650.9376 | 116709.0942 | 119581.8367 | 123390.9804 | 128672.1521 | 135066.5045 | 136204.2637 | 138492.2569
Scenario 6: Aggressive Fuel Sub Phase In | SDG&E | Com | Lighting | Com - Health | Energy Efficiency | Incremental Measure Cost | 109136.4919 | 111760.2785 | 114552.2379 | 118262.7741 | 121068.7919 | 123620.8687 | 123682.5001 | 126726.89 | 130763.6312 | 136360.3547 | 143136.7717 | 144342.5124 | 146767.2138
Scenario 6: Aggressive Fuel Sub Phase In | SDG&E | Com | Lighting | Com - Office (Large) | Energy Efficiency | Admin | 27608.8166 | 27896.3004 | 28155.2543 | 28419.7515 | 28599.7792 | 28930.1626 | 29303.8319 | 29591.97 | 29723.3338 | 29909.1175 | 30068.9743 | 30243.8139 | 30428.8206
Scenario 6: Aggressive Fuel Sub Phase In | SDG&E | Com | Lighting | Com - Office (Large) | Energy Efficiency | Incentives | 158262.2554 | 163108.4055 | 167914.9471 | 172882.2282 | 177456.9149 | 183097.0269 | 189171.1939 | 194851.8979 | 199631.216 | 204896.5776 | 210111.5324 | 215559.916 | 221216.1043
Scenario 6: Aggressive Fuel Sub Phase In | SDG&E | Com | Lighting | Com - Office (Large) | Energy Efficiency | Incremental Measure Cost | 167718.4762 | 172854.1853 | 177947.9193 | 183211.997 | 188060.0228 | 194037.1333 | 200474.2336 | 206494.3616 | 211559.2454 | 217139.2141 | 222665.7642 | 228439.6904 | 234433.8378
Scenario 6: Aggressive Fuel Sub Phase In | SDG&E | Com | Lighting | Com - Refrig. Warehouse | Energy Efficiency | Admin | 47.7958 | 48.1745 | 48.5775 | 48.6901 | 48.9894 | 49.3505 | 49.8296 | 50.3155 | 50.9069 | 51.447 | 52.0914 | 52.7856 | 53.4732
Scenario 6: Aggressive Fuel Sub Phase In | SDG&E | Com | Lighting | Com - Refrig. Warehouse | Energy Efficiency | Incentives | 112.0404 | 114.9452 | 117.9939 | 120.4332 | 123.3948 | 126.5939 | 130.185 | 133.8979 | 137.9983 | 142.0798 | 146.5675 | 151.3271 | 156.2077
Scenario 6: Aggressive Fuel Sub Phase In | SDG&E | Com | Lighting | Com - Refrig. Warehouse | Energy Efficiency | Incremental Measure Cost | 118.7348 | 121.8132 | 125.044 | 127.6291 | 130.7677 | 134.1579 | 137.9636 | 141.8983 | 146.2437 | 150.5691 | 155.3249 | 160.3689 | 165.5412
Scenario 6: Aggressive Fuel Sub Phase In | SDG&E | Com | Lighting | Com - Restaurant | Energy Efficiency | Admin | 8506.8348 | 8394.4656 | 8307.4037 | 8204.8646 | 9123.8729 | 9198.2817 | 9284.0273 | 9370.2205 | 9448.2327 | 9529.3665 | 9614.7489 | 9702.3114 | 9790.2817
Scenario 6: Aggressive Fuel Sub Phase In | SDG&E | Com | Lighting | Com - Restaurant | Energy Efficiency | Incentives | 35032.4631 | 35211.3503 | 35493.3075 | 35711.1082 | 40347.5016 | 41431.3502 | 42596.9854 | 43798.0709 | 44994.9869 | 46240.1279 | 47540.581 | 48888.0239 | 50274.8999
Scenario 6: Aggressive Fuel Sub Phase In | SDG&E | Com | Lighting | Com - Restaurant | Energy Efficiency | Incremental Measure Cost | 37125.664 | 37315.2399 | 37614.0441 | 37844.8584 | 42758.2779 | 43906.8867 | 45142.169 | 46415.0197 | 47683.4519 | 49002.9904 | 50381.146 | 51809.0991 | 53278.8414
Scenario 6: Aggressive Fuel Sub Phase In | SDG&E | Com | Lighting | Com - Retail | Energy Efficiency | Admin | 56604.0081 | 55985.0608 | 55437.7398 | 54820.4048 | 54020.9069 | 53500.3468 | 52907.4933 | 52340.7845 | 51842.9635 | 51453.0641 | 51086.353 | 50825.8034 | 50624.5567
Scenario 6: Aggressive Fuel Sub Phase In | SDG&E | Com | Lighting | Com - Retail | Energy Efficiency | Incentives | 228701.783 | 230378.3597 | 232353.6462 | 234053.1939 | 234981.892 | 237086.1363 | 238884.9642 | 240800.7441 | 243034.7525 | 245786.8862 | 248681.2876 | 252128.0131 | 255924.4811
Scenario 6: Aggressive Fuel Sub Phase In | SDG&E | Com | Lighting | Com - Retail | Energy Efficiency | Incremental Measure Cost | 242366.7882 | 244143.5409 | 246236.8514 | 248037.9476 | 249022.1357 | 251252.1093 | 253158.4178 | 255188.6661 | 257556.1572 | 260472.7318 | 263540.0746 | 267192.7431 | 271216.0513
Scenario 6: Aggressive Fuel Sub Phase In | SDG&E | Com | Lighting | Com - Warehouse | Energy Efficiency | Admin | 806.8932 | 827.5147 | 848.0262 | 870.7847 | 889.8226 | 911.2401 | 930.9706 | 950.6247 | 176.1807 | 0 | 0 | 0 | 0
Scenario 6: Aggressive Fuel Sub Phase In | SDG&E | Com | Lighting | Com - Warehouse | Energy Efficiency | Incentives | 5459.9037 | 5711.4293 | 5970.0576 | 6252.8819 | 6517.3797 | 6807.7346 | 7094.2407 | 7388.8899 | 1396.7824 | 0 | 0 | 0 | 0
Scenario 6: Aggressive Fuel Sub Phase In | SDG&E | Com | Lighting | Com - Warehouse | Energy Efficiency | Incremental Measure Cost | 5786.1347 | 6052.689 | 6326.7705 | 6626.4936 | 6906.7952 | 7214.4989 | 7518.1239 | 7830.3784 | 1480.2406 | 0 | 0 | 0 | 0
Scenario 6: Aggressive Fuel Sub Phase In | SDG&E | Com | WaterHeat | Com - College | Energy Efficiency | Admin | 62914.5724 | 64119.7804 | 61790.9634 | 62942.004 | 63908.5378 | 65049.678 | 45718.5457 | 46297.6808 | 11639.766 | 12353.939 | 47963.9411 | 48727.5736 | 49389.1038
Scenario 6: Aggressive Fuel Sub Phase In | SDG&E | Com | WaterHeat | Com - College | Energy Efficiency | Incentives | 0.01517 | 0.015461 | 0.014899 | 0.015177 | 0.01541 | 0.015685 | 0.011024 | 0.011163 | 0.0028063 | 0.0029785 | 0.011565 | 0.011749 | 0.011908
Scenario 6: Aggressive Fuel Sub Phase In | SDG&E | Com | WaterHeat | Com - College | Energy Efficiency | Incremental Measure Cost | 45457.1513 | 47407.8713 | 47264.5817 | 49369.9985 | 51271.599 | 33909.2348 | 17467.7797 | 17905.495 | 2305.8548 | 2494.1962 | 19227.7175 | 19746.6688 | 20252.5889
Scenario 6: Aggressive Fuel Sub Phase In | SDG&E | Com | WaterHeat | Com - College | Fuel Substitution | Admin | 107949.438 | 121525.074 | 157166.6071 | 139214.2638 | 107494.434 | 119101.6824 | 52051.1046 | 60041.7738 | 67960.5959 | 75743.9244 | 82233.2803 | 87780.9364 | 92629.5033
Scenario 6: Aggressive Fuel Sub Phase In | SDG&E | Com | WaterHeat | Com - College | Fuel Substitution | Incentives | 22004.4045 | 24369.1251 | 34595.5471 | 31173.0819 | 25096.9644 | 27600.722 | 23334.5461 | 26385.1036 | 29276.4659 | 31987.4007 | 34045.4042 | 35628.4332 | 36858.2712
Scenario 6: Aggressive Fuel Sub Phase In | SDG&E | Com | WaterHeat | Com - College | Fuel Substitution | Incremental Measure Cost | 341518.7475 | 385439.5923 | 474165.1378 | 456445.1287 | 411927.3119 | 272342.1127 | 126179.7141 | 145444.0037 | 135921.1918 | 151487.8487 | 164466.5607 | 175561.8727 | 185259.0067
Scenario 6: Aggressive Fuel Sub Phase In | SDG&E | Com | WaterHeat | Com - Grocery | Energy Efficiency | Admin | 60634.0772 | 62714.5354 | 64799.842 | 66968.9058 | 69087.4697 | 71359.8511 | 69479.5508 | 71726.1589 | 48901.8879 | 51483.2046 | 78464.6354 | 80872.2091 | 83358.6227
Scenario 6: Aggressive Fuel Sub Phase In | SDG&E | Com | WaterHeat | Com - Grocery | Energy Efficiency | Incentives | 0.01462 | 0.015121 | 0.015624 | 0.016147 | 0.016658 | 0.017206 | 0.016752 | 0.017294 | 0.01179 | 0.012413 | 0.018919 | 0.019499 | 0.020098
Scenario 6: Aggressive Fuel Sub Phase In | SDG&E | Com | WaterHeat | Com - Grocery | Energy Efficiency | Incremental Measure Cost | 18117.5984 | 18737.4047 | 19365.6589 | 20024.5092 | 20680.6564 | 19263.7049 | 17668.9498 | 18214.9659 | 7364.1666 | 7838.2439 | 19884.4269 | 20508.769 | 21159.3619
Scenario 6: Aggressive Fuel Sub Phase In | SDG&E | Com | WaterHeat | Com - Grocery | Fuel Substitution | Admin | 7022.2271 | 7808.286 | 8623.6434 | 9482.577 | 10385.9221 | 11340.4105 | 0 | 0 | 0 | 0 | 0 | 0 | 0
Scenario 6: Aggressive Fuel Sub Phase In | SDG&E | Com | WaterHeat | Com - Grocery | Fuel Substitution | Incentives | 1164.7381 | 1269.7229 | 1374.8138 | 1482.1061 | 1591.4676 | 1703.6538 | 0 | 0 | 0 | 0 | 0 | 0 | 0
Scenario 6: Aggressive Fuel Sub Phase In | SDG&E | Com | WaterHeat | Com - Grocery | Fuel Substitution | Incremental Measure Cost | 14044.4542 | 15616.5721 | 17247.2869 | 18965.154 | 20771.8442 | 22680.821 | 0 | 0 | 0 | 0 | 0 | 0 | 0
Scenario 6: Aggressive Fuel Sub Phase In | SDG&E | Com | WaterHeat | Com - Health | Energy Efficiency | Admin | 156445.0965 | 162667.1532 | 159796.8878 | 166498.4899 | 172208.529 | 177581.5693 | 115488.8415 | 119923.5178 | 78328.8574 | 84089.594 | 136750.1142 | 140321.1083 | 144473.5439
Scenario 6: Aggressive Fuel Sub Phase In | SDG&E | Com | WaterHeat | Com - Health | Energy Efficiency | Incentives | 0.037721 | 0.039222 | 0.038529 | 0.040145 | 0.041522 | 0.042817 | 0.027845 | 0.028915 | 0.018885 | 0.020274 | 0.032971 | 0.033832 | 0.034833
Scenario 6: Aggressive Fuel Sub Phase In | SDG&E | Com | WaterHeat | Com - Health | Energy Efficiency | Incremental Measure Cost | 73970.8523 | 77423.6103 | 77715.3468 | 81643.1047 | 85043.1723 | 55328.4349 | 27267.3708 | 28266.9944 | 8165.901 | 8924.0131 | 31668.6226 | 32700.5154 | 33818.4814
Scenario 6: Aggressive Fuel Sub Phase In | SDG&E | Com | WaterHeat | Com - Health | Fuel Substitution | Admin | 171816.7402 | 193989.2054 | 247999.0647 | 226844.1342 | 185956.8889 | 206403.8026 | 74661.5959 | 86578.0599 | 98196.3356 | 109890.8174 | 119817.0983 | 128239.6165 | 135599.5551
Scenario 6: Aggressive Fuel Sub Phase In | SDG&E | Com | WaterHeat | Com - Health | Fuel Substitution | Incentives | 61325.7653 | 68081.9048 | 96228.3139 | 88860.3375 | 74527.1686 | 82181.0156 | 64767.1938 | 73623.5037 | 81859.3554 | 89806.4601 | 95994.1957 | 100723.9428 | 104413.2952
Scenario 6: Aggressive Fuel Sub Phase In | SDG&E | Com | WaterHeat | Com - Health | Fuel Substitution | Incremental Measure Cost | 517707.0086 | 585791.8644 | 718651.5954 | 702382.8845 | 647828.9693 | 522916.1601 | 279877.3048 | 323998.2339 | 196392.6711 | 219781.6348 | 239634.1965 | 256479.2331 | 271199.1102
Scenario 6: Aggressive Fuel Sub Phase In | SDG&E | Com | WaterHeat | Com - Lodging | Energy Efficiency | Admin | 567873.3619 | 574914.5013 | 571706.8222 | 582501.7466 | 588173.6795 | 597520.206 | 92299.3956 | 92421.0445 | 18142.841 | 19056.5953 | 65958.0239 | 66449.4784 | 66947.5792
Scenario 6: Aggressive Fuel Sub Phase In | SDG&E | Com | WaterHeat | Com - Lodging | Energy Efficiency | Incentives | 0.13693 | 0.13862 | 0.13785 | 0.14045 | 0.14182 | 0.14408 | 0.022255 | 0.022284 | 0.0043742 | 0.0045945 | 0.015904 | 0.016022 | 0.016142
Scenario 6: Aggressive Fuel Sub Phase In | SDG&E | Com | WaterHeat | Com - Lodging | Energy Efficiency | Incremental Measure Cost | 429601.6726 | 441909.6047 | 451672.1515 | 467523.0458 | 480089.3934 | 301437.6335 | 112180.5966 | 113372.1271 | 1832.7853 | 1948.7589 | 23873.1976 | 24237.1044 | 24598.3098
Scenario 6: Aggressive Fuel Sub Phase In | SDG&E | Com | WaterHeat | Com - Lodging | Fuel Substitution | Admin | 196396.7567 | 220210.7425 | 276704.0341 | 254147.304 | 211283.2276 | 232723.249 | 76782.2976 | 88508.2013 | 99564.6457 | 110702.6648 | 119877.3305 | 127599.6494 | 134296.4873
Scenario 6: Aggressive Fuel Sub Phase In | SDG&E | Com | WaterHeat | Com - Lodging | Fuel Substitution | Incentives | 82040.0152 | 90513.1381 | 125678.3469 | 115925.9139 | 97575.0524 | 106853.944 | 80384.8905 | 90835.68 | 100172.5859 | 109189.1764 | 115915.6352 | 120959.8792 | 124808.9185
Scenario 6: Aggressive Fuel Sub Phase In | SDG&E | Com | WaterHeat | Com - Lodging | Fuel Substitution | Incremental Measure Cost | 781807.1191 | 876696.0347 | 1038546.7283 | 1044391.673 | 1011555.4337 | 579269.0775 | 287735.1042 | 331231.7139 | 199129.2914 | 221405.3295 | 239754.6609 | 255199.2988 | 268592.9745
Scenario 6: Aggressive Fuel Sub Phase In | SDG&E | Com | WaterHeat | Com - Office (Large) | Energy Efficiency | Admin | 143857.7315 | 142914.7817 | 139104.2508 | 138128.8824 | 137051.8112 | 136460.4745 | 86806.1024 | 85507.8795 | 33748.564 | 35559.438 | 81704.3292 | 80691.7428 | 79774.9969
Scenario 6: Aggressive Fuel Sub Phase In | SDG&E | Com | WaterHeat | Com - Office (Large) | Energy Efficiency | Incentives | 0.034687 | 0.034459 | 0.033541 | 0.033305 | 0.033046 | 0.032903 | 0.02093 | 0.020617 | 0.0081367 | 0.0085733 | 0.0197 | 0.019456 | 0.019235
Scenario 6: Aggressive Fuel Sub Phase In | SDG&E | Com | WaterHeat | Com - Office (Large) | Energy Efficiency | Incremental Measure Cost | 113484.6102 | 116251.7536 | 117103.8803 | 119841.1486 | 122394.2812 | 77352.0257 | 31038.6774 | 30641.861 | 7264.6054 | 7807.4964 | 29382.5924 | 29013.6961 | 28658.4407
Scenario 6: Aggressive Fuel Sub Phase In | SDG&E | Com | WaterHeat | Com - Office (Large) | Fuel Substitution | Admin | 56100.4321 | 62837.8967 | 86561.6198 | 70349.9881 | 44935.4398 | 49802.5125 | 36147.8543 | 41578.9864 | 47254.6644 | 52387.6141 | 56511.7191 | 59864.1424 | 62651.2985
Scenario 6: Aggressive Fuel Sub Phase In | SDG&E | Com | WaterHeat | Com - Office (Large) | Fuel Substitution | Incentives | 12302.0819 | 13524.1352 | 20159.3127 | 17511.3551 | 13263.7284 | 14506.0476 | 14658.293 | 16527.7761 | 18413.7983 | 20012.4034 | 21163.6457 | 21978.8831 | 22550.6485
Scenario 6: Aggressive Fuel Sub Phase In | SDG&E | Com | WaterHeat | Com - Office (Large) | Fuel Substitution | Incremental Measure Cost | 201312.0415 | 225682.1875 | 284352.8708 | 263519.0789 | 224650.9563 | 131948.5398 | 109990.5757 | 126083.3971 | 94509.3288 | 104775.2281 | 113023.4381 | 119728.2848 | 125302.5969
Scenario 6: Aggressive Fuel Sub Phase In | SDG&E | Com | WaterHeat | Com - Office (Small) | Energy Efficiency | Admin | 67980.6863 | 68246.4718 | 67990.9018 | 68100.4643 | 68183.2351 | 68249.1056 | 68296.358 | 68322.3376 | 12169.446 | 12851.0055 | 67956.5518 | 67926.4281 | 67877.0888
Scenario 6: Aggressive Fuel Sub Phase In | SDG&E | Com | WaterHeat | Com - Office (Small) | Energy Efficiency | Incentives | 0.016392 | 0.016456 | 0.016394 | 0.01642 | 0.01644 | 0.016456 | 0.016468 | 0.016474 | 0.002934 | 0.0030984 | 0.016386 | 0.016378 | 0.016366
Scenario 6: Aggressive Fuel Sub Phase In | SDG&E | Com | WaterHeat | Com - Office (Small) | Energy Efficiency | Incremental Measure Cost | 25386.9107 | 25895.5498 | 25886.1842 | 26321.8866 | 26752.309 | 27179.8959 | 27604.0717 | 28023.9922 | 2870.5964 | 3091.9937 | 29112.5705 | 29518.2622 | 29917.4165
Scenario 6: Aggressive Fuel Sub Phase In | SDG&E | Com | WaterHeat | Com - Office (Small) | Fuel Substitution | Admin | 26532.6005 | 29799.7755 | 40122.2583 | 32721.7045 | 20759.0561 | 22913.2386 | 16802.8186 | 19261.9154 | 21681.8747 | 24024.558 | 25938.6803 | 27535.049 | 28905.0548
Scenario 6: Aggressive Fuel Sub Phase In | SDG&E | Com | WaterHeat | Com - Office (Small) | Fuel Substitution | Incentives | 5357.9538 | 5910.6002 | 8576.0826 | 7480.273 | 5670.194 | 6230.7225 | 6213.386 | 6982.0602 | 7704.4027 | 8368.9102 | 8858.142 | 9218.6576 | 9487.3742
Scenario 6: Aggressive Fuel Sub Phase In | SDG&E | Com | WaterHeat | Com - Office (Small) | Fuel Substitution | Incremental Measure Cost | 53065.201 | 59599.551 | 80244.5165 | 65534.8008 | 41921.85 | 46590.1559 | 33605.6371 | 38523.8307 | 43363.7495 | 48049.1161 | 51877.3607 | 55070.098 | 57810.1096
Scenario 6: Aggressive Fuel Sub Phase In | SDG&E | Com | WaterHeat | Com - Other | Energy Efficiency | Admin | 407786.8512 | 431032.9586 | 423138.355 | 445560.2097 | 467796.6104 | 491278.5302 | 475406.5981 | 498637.2705 | 402810.4526 | 427788.0302 | 567973.4406 | 593263.8328 | 619280.6165
Scenario 6: Aggressive Fuel Sub Phase In | SDG&E | Com | WaterHeat | Com - Other | Energy Efficiency | Incentives | 0.098322 | 0.10393 | 0.10202 | 0.10743 | 0.11279 | 0.11845 | 0.11462 | 0.12022 | 0.097117 | 0.10314 | 0.13694 | 0.14304 | 0.14931
Scenario 6: Aggressive Fuel Sub Phase In | SDG&E | Com | WaterHeat | Com - Other | Energy Efficiency | Incremental Measure Cost | 146037.4914 | 154861.2455 | 148274.4744 | 156570.2433 | 164931.6035 | 128156.2059 | 107648.2846 | 113122.4513 | 64527.5024 | 69742.403 | 129626.4983 | 136127.0126 | 142941.4701
Scenario 6: Aggressive Fuel Sub Phase In | SDG&E | Com | WaterHeat | Com - Other | Fuel Substitution | Admin | 822740.1802 | 925402.4137 | 1183367.3928 | 1066534.9818 | 855050.762 | 946773.446 | 364329.9551 | 420707.7729 | 477971.8188 | 533273.3603 | 579284.0868 | 618245.2745 | 652082.9024
Scenario 6: Aggressive Fuel Sub Phase In | SDG&E | Com | WaterHeat | Com - Other | Fuel Substitution | Incentives | 202979.509 | 224559.7814 | 316210.0535 | 287428.6442 | 235734.6725 | 259001.9756 | 208842.9158 | 236401.7567 | 263289.9555 | 287975.2558 | 306675.1775 | 320874.0742 | 331792.4059
Scenario 6: Aggressive Fuel Sub Phase In | SDG&E | Com | WaterHeat | Com - Other | Fuel Substitution | Incremental Measure Cost | 2523549.1328 | 2845216.1158 | 3482371.4452 | 3375171.0327 | 3083991.9972 | 2436458.3468 | 1368210.9947 | 1576852.9051 | 955943.6377 | 1066546.7206 | 1158568.1736 | 1236490.5491 | 1304165.8048
Scenario 6: Aggressive Fuel Sub Phase In | SDG&E | Com | WaterHeat | Com - Refrig. Warehouse | Energy Efficiency | Admin | 280.1746 | 304.0796 | 321.2983 | 343.8689 | 367.7434 | 392.3014 | 378.3477 | 1517.7047 | 429.7345 | 456.131 | 1590.6124 | 1615.9896 | 1641.4793
Scenario 6: Aggressive Fuel Sub Phase In | SDG&E | Com | WaterHeat | Com - Refrig. Warehouse | Energy Efficiency | Incentives | 6.7551e-05 | 7.3314e-05 | 7.7465e-05 | 8.2907e-05 | 8.8663e-05 | 9.4584e-05 | 9.1219e-05 | 0.00036594 | 0.00010361 | 0.00010997 | 0.00038352 | 0.00038964 | 0.00039578
Scenario 6: Aggressive Fuel Sub Phase In | SDG&E | Com | WaterHeat | Com - Refrig. Warehouse | Energy Efficiency | Incremental Measure Cost | 34.3392 | 37.4163 | 38.2093 | 41.1458 | 44.3473 | 47.7349 | 34.1835 | 534.7929 | 40.3948 | 43.7336 | 571.8671 | 584.6017 | 597.4717
Scenario 6: Aggressive Fuel Sub Phase In | SDG&E | Com | WaterHeat | Com - Refrig. Warehouse | Fuel Substitution | Admin | 181.8863 | 202.7802 | 250.3684 | 230.2279 | 192.4198 | 211.2215 | 66.7137 | 76.7512 | 85.973 | 95.3329 | 103.1686 | 109.798 | 115.5772
Scenario 6: Aggressive Fuel Sub Phase In | SDG&E | Com | WaterHeat | Com - Refrig. Warehouse | Fuel Substitution | Incentives | 66.2832 | 72.7773 | 98.9693 | 91.265 | 76.9693 | 84.1106 | 61.8259 | 69.7278 | 76.5698 | 83.2374 | 88.3095 | 92.1387 | 95.0844
Scenario 6: Aggressive Fuel Sub Phase In | SDG&E | Com | WaterHeat | Com - Refrig. Warehouse | Fuel Substitution | Incremental Measure Cost | 363.7725 | 405.5604 | 500.7367 | 460.4558 | 384.8397 | 422.4429 | 133.4275 | 153.5024 | 171.946 | 190.6658 | 206.3371 | 219.5961 | 231.1544
Scenario 6: Aggressive Fuel Sub Phase In | SDG&E | Com | WaterHeat | Com - Restaurant | Energy Efficiency | Admin | 100995.7317 | 105086.4652 | 89921.5318 | 93221.9217 | 106675.7981 | 112223.387 | 109847.4539 | 133322.0952 | 121110.7005 | 126859.9613 | 150104.4241 | 155912.3881 | 161802.6184
Scenario 6: Aggressive Fuel Sub Phase In | SDG&E | Com | WaterHeat | Com - Restaurant | Energy Efficiency | Incentives | 0.024351 | 0.025337 | 0.021681 | 0.022476 | 0.02572 | 0.027058 | 0.026485 | 0.032145 | 0.0292 | 0.030586 | 0.036191 | 0.037591 | 0.039012
Scenario 6: Aggressive Fuel Sub Phase In | SDG&E | Com | WaterHeat | Com - Restaurant | Energy Efficiency | Incremental Measure Cost | 32299.1957 | 33965.8757 | 23262.5564 | 24363.7018 | 28165.9963 | 29958.8641 | 24108.6399 | 33705.2398 | 27416.0242 | 29178.8868 | 39260.1398 | 41275.278 | 43371.2772
Scenario 6: Aggressive Fuel Sub Phase In | SDG&E | Com | WaterHeat | Com - Restaurant | Fuel Substitution | Admin | 556097.9243 | 622674.3365 | 832427.5559 | 665847.065 | 404026.2715 | 450291.9688 | 363463.8926 | 416996.591 | 470170.3458 | 521949.4413 | 564662.7543 | 600565.7407 | 631516.9645
Scenario 6: Aggressive Fuel Sub Phase In | SDG&E | Com | WaterHeat | Com - Restaurant | Fuel Substitution | Incentives | 133011.2368 | 146257.7824 | 210050.506 | 183039.3213 | 138803.2654 | 152626.0716 | 156348.6182 | 175832.7074 | 194346.7824 | 211504.2649 | 224315.2113 | 233891.879 | 241117.2003
Scenario 6: Aggressive Fuel Sub Phase In | SDG&E | Com | WaterHeat | Com - Restaurant | Fuel Substitution | Incremental Measure Cost | 1112195.8486 | 1245348.673 | 1664855.1118 | 1331694.13 | 808052.5429 | 900583.9375 | 726927.7852 | 833993.182 | 940340.6917 | 1043898.8826 | 1129325.5085 | 1201131.4813 | 1263033.929
Scenario 6: Aggressive Fuel Sub Phase In | SDG&E | Com | WaterHeat | Com - Retail | Energy Efficiency | Admin | 125358.7196 | 125887.8379 | 125372.3738 | 125660.0554 | 125827.2251 | 125985.2529 | 126056.0953 | 126069.5042 | 19617.6086 | 20414.5596 | 125702.8837 | 125580.7754 | 125420.4607
Scenario 6: Aggressive Fuel Sub Phase In | SDG&E | Com | WaterHeat | Com - Retail | Energy Efficiency | Incentives | 0.030227 | 0.030354 | 0.03023 | 0.030299 | 0.030339 | 0.030377 | 0.030395 | 0.030398 | 0.0047298 | 0.0049219 | 0.030309 | 0.03028 | 0.030241
Scenario 6: Aggressive Fuel Sub Phase In | SDG&E | Com | WaterHeat | Com - Retail | Energy Efficiency | Incremental Measure Cost | 47020.2431 | 47964.9671 | 48300.1235 | 49177.6856 | 50034.1322 | 50228.0564 | 51052.7333 | 51871.1062 | 3985.7284 | 4230.5969 | 54008.5545 | 54815.8454 | 55614.5923
Scenario 6: Aggressive Fuel Sub Phase In | SDG&E | Com | WaterHeat | Com - Retail | Fuel Substitution | Admin | 22917.2451 | 25719.8664 | 35177.3812 | 27079.9035 | 14421.9022 | 16160.2693 | 16795.5578 | 19154.8232 | 21240.6349 | 23258.7708 | 24961.7231 | 26375.9456 | 27597.6842
Scenario 6: Aggressive Fuel Sub Phase In | SDG&E | Com | WaterHeat | Com - Retail | Fuel Substitution | Incentives | 5976.1221 | 6577.8009 | 9538.0841 | 8228.7433 | 6088.2866 | 6701.4756 | 7211.7064 | 8062.3766 | 8764.2258 | 9408.1846 | 9898.6392 | 10254.0687 | 10518.4356
Scenario 6: Aggressive Fuel Sub Phase In | SDG&E | Com | WaterHeat | Com - Retail | Fuel Substitution | Incremental Measure Cost | 57858.4097 | 64903.5401 | 79575.4592 | 64305.0879 | 39932.4236 | 57602.5778 | 63145.2853 | 72006.0537 | 42481.2698 | 46517.5415 | 49923.4463 | 52751.8911 | 55195.3683
Scenario 6: Aggressive Fuel Sub Phase In | SDG&E | Com | WaterHeat | Com - School | Energy Efficiency | Admin | 91822.4982 | 93238.6097 | 86111.9747 | 87087.1535 | 88159.8477 | 89218.2704 | 65804.56 | 66436.4229 | 37311.6487 | 39291.6237 | 68570.1453 | 69434.8243 | 70339.9669
Scenario 6: Aggressive Fuel Sub Phase In | SDG&E | Com | WaterHeat | Com - School | Energy Efficiency | Incentives | 0.02214 | 0.022481 | 0.020763 | 0.020998 | 0.021257 | 0.021512 | 0.015866 | 0.016019 | 0.0089959 | 0.0094733 | 0.016533 | 0.016741 | 0.01696
Scenario 6: Aggressive Fuel Sub Phase In | SDG&E | Com | WaterHeat | Com - School | Energy Efficiency | Incremental Measure Cost | 54176.1462 | 56301.2882 | 51109.3085 | 52778.4361 | 54552.4312 | 56336.7187 | 23971.1002 | 24456.3322 | 11393.7927 | 12240.8832 | 26047.8058 | 26660.9025 | 27303.2955
Scenario 6: Aggressive Fuel Sub Phase In | SDG&E | Com | WaterHeat | Com - School | Fuel Substitution | Admin | 219832.4244 | 246208.6406 | 339621.9975 | 273661.6876 | 169929.6849 | 187754.3669 | 146070.6762 | 168278.152 | 191743.2435 | 213090.9 | 230553.5775 | 245008.7356 | 257207.8945
Scenario 6: Aggressive Fuel Sub Phase In | SDG&E | Com | WaterHeat | Com - School | Fuel Substitution | Incentives | 35769.2828 | 39459.6513 | 58413.8669 | 50597.9045 | 37985.7158 | 41621.9633 | 41567.5006 | 46939.6337 | 52429.7934 | 57119.9521 | 60586.0004 | 63119.9853 | 64961.9067
Scenario 6: Aggressive Fuel Sub Phase In | SDG&E | Com | WaterHeat | Com - School | Fuel Substitution | Incremental Measure Cost | 459724.2916 | 516580.3263 | 707954.3364 | 581079.1085 | 379192.6716 | 641007.5465 | 445038.2197 | 510932.3839 | 383486.4869 | 426181.8 | 461107.1549 | 490017.4713 | 514415.7891
Scenario 6: Aggressive Fuel Sub Phase In | SDG&E | Com | WaterHeat | Com - Warehouse | Energy Efficiency | Admin | 91655.7375 | 92102.7369 | 92443.0234 | 92826.5792 | 93175.73 | 93519.3397 | 92074.1295 | 92333.246 | 3854.3121 | 4097.8084 | 91499.0988 | 91709.0927 | 91898.41
Scenario 6: Aggressive Fuel Sub Phase In | SDG&E | Com | WaterHeat | Com - Warehouse | Energy Efficiency | Incentives | 0.0221 | 0.022208 | 0.02229 | 0.022383 | 0.022467 | 0.02255 | 0.022201 | 0.022264 | 0.00092927 | 0.00098797 | 0.022062 | 0.022113 | 0.022159
Scenario 6: Aggressive Fuel Sub Phase In | SDG&E | Com | WaterHeat | Com - Warehouse | Energy Efficiency | Incremental Measure Cost | 37103.349 | 38013.4254 | 38891.3958 | 39824.1351 | 40758.8379 | 40246.0571 | 39651.7202 | 40492.0221 | 729.2254 | 790.8 | 42160.4939 | 43034.4041 | 43913.6271
Scenario 6: Aggressive Fuel Sub Phase In | SDG&E | Com | WaterHeat | Com - Warehouse | Fuel Substitution | Admin | 2794.88 | 3131.9611 | 3863.9784 | 3628.3225 | 3145.6255 | 3465.9743 | 954.7662 | 1100.8438 | 1243.2267 | 1384.5874 | 1502.1539 | 1602.0713 | 1689.524
Scenario 6: Aggressive Fuel Sub Phase In | SDG&E | Com | WaterHeat | Com - Warehouse | Fuel Substitution | Incentives | 502.3183 | 554.1488 | 750.9037 | 693.4648 | 586.4094 | 641.7368 | 441.004 | 498.4442 | 551.8283 | 602.4876 | 640.8034 | 670.0079 | 692.7126
Scenario 6: Aggressive Fuel Sub Phase In | SDG&E | Com | WaterHeat | Com - Warehouse | Fuel Substitution | Incremental Measure Cost | 5589.76 | 6263.9223 | 7727.9568 | 7256.645 | 6291.251 | 8355.6865 | 3586.7466 | 4130.3191 | 2486.4535 | 2769.1749 | 3004.3077 | 3204.1426 | 3379.048
Scenario 6: Aggressive Fuel Sub Phase In | SDG&E | Com | WholeBlg | Com - Restaurant | Energy Efficiency | Admin | 283208.2468 | 301589.846 | 321758.5301 | 226615.4729 | 234259.8733 | 241955.1437 | 250183.8275 | 258448.0179 | 267085.7387 | 275700.5169 | 284200.2449 | 291607.9127 | 292365.5628
Scenario 6: Aggressive Fuel Sub Phase In | SDG&E | Com | WholeBlg | Com - Restaurant | Energy Efficiency | Incentives | 40513.0219 | 48637.7068 | 57903.1574 | 0 | 0 | 0 | 0 | 0 | 0 | 0 | 0 | 0 | 0
Scenario 6: Aggressive Fuel Sub Phase In | SDG&E | Com | WholeBlg | Com - Restaurant | Energy Efficiency | Incremental Measure Cost | 250073.1502 | 300224.0758 | 357416.561 | 0 | 0 | 0 | 0 | 0 | 0 | 0 | 0 | 0 | 0
Scenario 6: Aggressive Fuel Sub Phase In | SDG&E | Com | WholeBlg | Com - Retail | Energy Efficiency | Admin | 676149.7029 | 758112.2163 | 845370.6493 | 934624.9439 | 1010058.8356 | 1090083.413 | 1163620.3583 | 1224442.2828 | 1274568.3059 | 1318690.8425 | 1352775.7627 | 1383089.7236 | 1418286.9267
Scenario 6: Aggressive Fuel Sub Phase In | SDG&E | Com | WholeBlg | Com - Retail | Energy Efficiency | Incentives | 139078.2234 | 170227.8615 | 204470.1556 | 240243.5055 | 271624.224 | 306054.6926 | 338342.7151 | 366850.0377 | 391844.9336 | 415005.8787 | 435028.1819 | 454719.165 | 474915.8001
Scenario 6: Aggressive Fuel Sub Phase In | SDG&E | Com | WholeBlg | Com - Retail | Energy Efficiency | Incremental Measure Cost | 858482.7253 | 1050758.8814 | 1262124.9545 | 1482941.7158 | 1676644.2531 | 1889171.8636 | 2088474.8812 | 2264440.9189 | 2418725.9382 | 2561690.6007 | 2685281.4908 | 2806827.2543 | 2931494.2358
Scenario 6: Aggressive Fuel Sub Phase In | SDG&E | Com | WholeBlg | Com - Warehouse | Energy Efficiency | Admin | 119555.0961 | 122734.8324 | 126087.8926 | 130164.0382 | 134586.33 | 138929.6008 | 143815.4969 | 148512.9299 | 153363.5323 | 158329.3419 | 163063.6237 | 167157.1684 | 171726.1622
Scenario 6: Aggressive Fuel Sub Phase In | SDG&E | Com | WholeBlg | Com - Warehouse | Energy Efficiency | Incentives | 0 | 0 | 0 | 0 | 0 | 0 | 0 | 0 | 0 | 0 | 0 | 0 | 0
Scenario 6: Aggressive Fuel Sub Phase In | SDG&E | Com | WholeBlg | Com - Warehouse | Energy Efficiency | Incremental Measure Cost | 0 | 0 | 0 | 0 | 0 | 0 | 0 | 0 | 0 | 0 | 0 | 0 | 0
Scenario 6: Aggressive Fuel Sub Phase In | SDG&E | Res | AppPlug | Res - Multi Family | Energy Efficiency | Admin | 31.0517 | 31.5199 | 31.9255 | 1606.486 | 1821.06 | 1836.7591 | 1850.5048 | 1861.0217 | 1869.2116 | 1876.2271 | 1882.9089 | 1890.5067 | 1897.9177
Scenario 6: Aggressive Fuel Sub Phase In | SDG&E | Res | AppPlug | Res - Multi Family | Energy Efficiency | Incentives | 2.7803 | 2.8222 | 2.8585 | 143.8348 | 163.0465 | 164.4521 | 165.6828 | 166.6244 | 167.3577 | 167.9858 | 168.584 | 169.2643 | 169.9278
Scenario 6: Aggressive Fuel Sub Phase In | SDG&E | Res | AppPlug | Res - Multi Family | Energy Efficiency | Incremental Measure Cost | 1003.992 | 1039.5107 | 1073.9474 | 20279.5389 | 23354.9072 | 24027.4781 | 24691.5355 | 25328.5937 | 25948.9455 | 26567.3425 | 27195.2674 | 27851.1708 | 28519.6186
Scenario 6: Aggressive Fuel Sub Phase In | SDG&E | Res | AppPlug | Res - Multi Family | Fuel Substitution | Admin | 1.0592 | 1.1607 | 1.2638 | 1.3687 | 1.4744 | 1.5813 | 0 | 0 | 0 | 0 | 0 | 0 | 0
Scenario 6: Aggressive Fuel Sub Phase In | SDG&E | Res | AppPlug | Res - Multi Family | Fuel Substitution | Incentives | 151.2529 | 165.7495 | 180.474 | 195.4588 | 210.557 | 225.8161 | 0 | 0 | 0 | 0 | 0 | 0 | 0
Scenario 6: Aggressive Fuel Sub Phase In | SDG&E | Res | AppPlug | Res - Multi Family | Fuel Substitution | Incremental Measure Cost | 4.6973 | 5.2505 | 5.8312 | 6.4417 | 7.0781 | 7.7428 | 0 | 0 | 0 | 0 | 0 | 0 | 0
Scenario 6: Aggressive Fuel Sub Phase In | SDG&E | Res | AppPlug | Res - Single Family | Energy Efficiency | Admin | 0.0030812 | 0.0046515 | 0.0052413 | 0.0057545 | 0.0061177 | 12.2711 | 13.2396 | 13.2973 | 13.3466 | 13.3911 | 13.4343 | 13.4803 | 13.5255
Scenario 6: Aggressive Fuel Sub Phase In | SDG&E | Res | AppPlug | Res - Single Family | Energy Efficiency | Incentives | 0.00027587 | 0.00041646 | 0.00046927 | 0.00051522 | 0.00054774 | 1.0987 | 1.1854 | 1.1906 | 1.195 | 1.199 | 1.2029 | 1.207 | 1.211
Scenario 6: Aggressive Fuel Sub Phase In | SDG&E | Res | AppPlug | Res - Single Family | Energy Efficiency | Incremental Measure Cost | 0.030413 | 0.046831 | 0.053824 | 0.060277 | 0.065363 | 1536.8667 | 1692.1501 | 1733.5144 | 1774.7355 | 1816.2612 | 1858.5622 | 1902.2362 | 1946.7837
Scenario 6: Aggressive Fuel Sub Phase In | SDG&E | Res | AppPlug | Res - Single Family | Fuel Substitution | Admin | 1.0446 | 1.1362 | 1.2287 | 1.322 | 1.4158 | 1.5101 | 0 | 0 | 0 | 0 | 0 | 0 | 0
Scenario 6: Aggressive Fuel Sub Phase In | SDG&E | Res | AppPlug | Res - Single Family | Fuel Substitution | Incentives | 149.1732 | 162.2557 | 175.4677 | 188.7913 | 202.1837 | 215.6545 | 0 | 0 | 0 | 0 | 0 | 0 | 0
Scenario 6: Aggressive Fuel Sub Phase In | SDG&E | Res | AppPlug | Res - Single Family | Fuel Substitution | Incremental Measure Cost | 7.5774 | 8.4067 | 9.2731 | 10.1768 | 11.1167 | 12.0945 | 0 | 0 | 0 | 0 | 0 | 0 | 0
Scenario 6: Aggressive Fuel Sub Phase In | SDG&E | Res | BldgEnv | Res - Multi Family | Energy Efficiency | Admin | 0 | 0 | 0 | 423.1129 | 413.8974 | 1983.923 | 1941.7579 | 1901.0072 | 1861.6184 | 1823.539 | 1786.7171 | 1751.1025 | 1716.646
Scenario 6: Aggressive Fuel Sub Phase In | SDG&E | Res | BldgEnv | Res - Multi Family | Energy Efficiency | Incremental Measure Cost | 0 | 0 | 0 | 6537.7702 | 6523.2833 | 34225.3135 | 34167.8672 | 34119.8202 | 34081.1161 | 34051.6655 | 34031.3584 | 34020.0715 | 34017.6715
Scenario 6: Aggressive Fuel Sub Phase In | SDG&E | Res | BldgEnv | Res - Single Family | Energy Efficiency | Admin | 21609.7034 | 21292.3179 | 20934.8399 | 20512.5072 | 19985.1735 | 19503.4497 | 19020.5137 | 18542.8347 | 4110.2689 | 3113.7284 | 3037.7648 | 2964.5266 | 2893.9204
Scenario 6: Aggressive Fuel Sub Phase In | SDG&E | Res | BldgEnv | Res - Single Family | Energy Efficiency | Incremental Measure Cost | 718802.1634 | 744370.2649 | 762328.8766 | 770245.9922 | 762317.7102 | 759495.4987 | 754765.5513 | 748815.3885 | 212748.6363 | 68914.0125 | 68577.4186 | 68262.5508 | 67969.4739
Scenario 6: Aggressive Fuel Sub Phase In | SDG&E | Res | HVAC | Res - Multi Family | Energy Efficiency | Admin | 1906.5554 | 1525.2443 | 1220.1955 | 976.1564 | 780.9251 | 2389.2286 | 2193.9745 | 2005.4858 | 1827.8844 | 1667.9383 | 1529.5083 | 1419.8083 | 1325.5957
Scenario 6: Aggressive Fuel Sub Phase In | SDG&E | Res | HVAC | Res - Multi Family | Energy Efficiency | Incentives | 0 | 0 | 0 | 0 | 0 | 17516.5613 | 17154.986 | 16583.7148 | 15886.8178 | 15173.2697 | 14520.4158 | 14042.1399 | 13622.1544
Scenario 6: Aggressive Fuel Sub Phase In | SDG&E | Res | HVAC | Res - Multi Family | Energy Efficiency | Incremental Measure Cost | 0 | 0 | 0 | 0 | 0 | 21067.4335 | 20632.5614 | 19945.4849 | 19107.3163 | 18249.1212 | 17463.924 | 16888.6943 | 16383.5714
Scenario 6: Aggressive Fuel Sub Phase In | SDG&E | Res | HVAC | Res - Multi Family | Fuel Substitution | Admin | 703.1298 | 714.5285 | 808.426 | 812.5873 | 0 | 0 | 0 | 0 | 0 | 0 | 0 | 0 | 0
Scenario 6: Aggressive Fuel Sub Phase In | SDG&E | Res | HVAC | Res - Multi Family | Fuel Substitution | Incentives | 6720.1737 | 6829.1176 | 7726.5443 | 7766.3153 | 0 | 0 | 0 | 0 | 0 | 0 | 0 | 0 | 0
Scenario 6: Aggressive Fuel Sub Phase In | SDG&E | Res | HVAC | Res - Multi Family | Fuel Substitution | Incremental Measure Cost | 11004.9666 | 11439.2823 | 14707.1388 | 15106.7321 | 0 | 0 | 0 | 0 | 0 | 0 | 0 | 0 | 0
Scenario 6: Aggressive Fuel Sub Phase In | SDG&E | Res | HVAC | Res - Single Family | Energy Efficiency | Admin | 28447.5958 | 28890.0972 | 29236.5227 | 29080.3123 | 13893.0085 | 16943.2424 | 16280.8359 | 15673.8909 | 5214.4204 | 3569.6058 | 3196.1134 | 2895.0452 | 2639.6339
Scenario 6: Aggressive Fuel Sub Phase In | SDG&E | Res | HVAC | Res - Single Family | Energy Efficiency | Incentives | 446967.0729 | 493449.4802 | 524322.2675 | 539852.959 | 233633.7729 | 270323.7395 | 269247.4137 | 267407.1941 | 55383.9159 | 28307.8299 | 26828.1362 | 25669.8763 | 24634.4058
Scenario 6: Aggressive Fuel Sub Phase In | SDG&E | Res | HVAC | Res - Single Family | Energy Efficiency | Incremental Measure Cost | 5377584.1545 | 6047454.6243 | 6546430.6531 | 6868560.478 | 3576502.77 | 2990738.6422 | 3055284.3758 | 3113119.3957 | 374416.7915 | 34046.2556 | 32266.6055 | 30873.5489 | 29628.1729
Scenario 6: Aggressive Fuel Sub Phase In | SDG&E | Res | HVAC | Res - Single Family | Fuel Substitution | Admin | 22812.5454 | 23204.4964 | 23447.7929 | 23659.2371 | 1.3435 | 1.4618 | 1.523 | 1.5407 | 0 | 0 | 0 | 0 | 0
Scenario 6: Aggressive Fuel Sub Phase In | SDG&E | Res | HVAC | Res - Single Family | Fuel Substitution | Incentives | 218031.213 | 221777.2906 | 224102.6002 | 226123.481 | 12.8407 | 13.9716 | 14.5563 | 14.7254 | 0 | 0 | 0 | 0 | 0
Scenario 6: Aggressive Fuel Sub Phase In | SDG&E | Res | HVAC | Res - Single Family | Fuel Substitution | Incremental Measure Cost | 576939.7771 | 598747.9709 | 617682.214 | 637031.5713 | 48774.1472 | 926.4749 | 1013.3767 | 1065.256 | 0 | 0 | 0 | 0 | 0
Scenario 6: Aggressive Fuel Sub Phase In | SDG&E | Res | WaterHeat | Res - Multi Family | Energy Efficiency | Admin | 367020.8422 | 355623.5191 | 287784.5577 | 275038.9999 | 259255.3441 | 245989.0287 | 233608.5865 | 222000.3193 | 211580.1092 | 202189.3513 | 193971.4783 | 187135.0969 | 181252.2342
Scenario 6: Aggressive Fuel Sub Phase In | SDG&E | Res | WaterHeat | Res - Multi Family | Energy Efficiency | Incentives | 1143167.7418 | 1114584.1274 | 903606.8146 | 868180.441 | 821775.7138 | 782423.1989 | 745100.5932 | 709376.9157 | 676433.7729 | 646718.7213 | 620703.7267 | 599068.2889 | 580446.7623
Scenario 6: Aggressive Fuel Sub Phase In | SDG&E | Res | WaterHeat | Res - Multi Family | Energy Efficiency | Incremental Measure Cost | 4077110.5311 | 4111268.6265 | 3494360.3885 | 3493745.8841 | 3452019.0225 | 3429302.5651 | 3407557.7117 | 3384194.7016 | 3362788.3746 | 3346580.9758 | 3338068.8558 | 3340976.0239 | 3351042.5267
Scenario 6: Aggressive Fuel Sub Phase In | SDG&E | Res | WaterHeat | Res - Multi Family | Fuel Substitution | Admin | 9245.1043 | 9534.4235 | 9694.393 | 9808.6753 | 9874.2869 | 10029.7135 | 119.6361 | 124.3169 | 128.7217 | 131.9835 | 134.2118 | 135.7515 | 136.8382
Scenario 6: Aggressive Fuel Sub Phase In | SDG&E | Res | WaterHeat | Res - Multi Family | Fuel Substitution | Incentives | 362745.7639 | 374097.6423 | 380374.2909 | 384858.3323 | 387432.6993 | 393531.122 | 4694.4477 | 4878.1188 | 5050.9572 | 5178.9501 | 5266.387 | 5326.8038 | 5369.4464
Scenario 6: Aggressive Fuel Sub Phase In | SDG&E | Res | WaterHeat | Res - Multi Family | Fuel Substitution | Incremental Measure Cost | 107204.4371 | 112762.8755 | 117522.8993 | 122039.3061 | 126307.8351 | 130905.1994 | 2276.5186 | 2412.8989 | 2548.3592 | 2665.1946 | 2764.3962 | 2852.0334 | 2932.3635
Scenario 6: Aggressive Fuel Sub Phase In | SDG&E | Res | WaterHeat | Res - Single Family | Energy Efficiency | Admin | 748919.9029 | 746741.7353 | 443123.5096 | 408414.398 | 366619.0972 | 330666.5493 | 297288.1468 | 267108.685 | 240577.299 | 217702.9852 | 198247.3975 | 182087.6557 | 168490.4472
Scenario 6: Aggressive Fuel Sub Phase In | SDG&E | Res | WaterHeat | Res - Single Family | Energy Efficiency | Incentives | 2404323.7443 | 2397331.0916 | 1422604.109 | 1311174.7894 | 1176996.0277 | 1061574.7455 | 954417.4308 | 857529.9137 | 772354.0923 | 698918.851 | 636459.0107 | 584580.0832 | 540927.8559
Scenario 6: Aggressive Fuel Sub Phase In | SDG&E | Res | WaterHeat | Res - Single Family | Energy Efficiency | Incremental Measure Cost | 8610722.656 | 9026839.3741 | 6509435.876 | 6511907.5202 | 6382944.8736 | 2913409.8555 | 2783493.9102 | 2663738.33 | 2558208.0808 | 2468391.6401 | 2394230.5111 | 2336719.3237 | 2291887.3672
Scenario 6: Aggressive Fuel Sub Phase In | SDG&E | Res | WaterHeat | Res - Single Family | Fuel Substitution | Admin | 1733.776 | 1782.8207 | 1480.649 | 1078.3765 | 528.5923 | 573.0323 | 603.5043 | 624.1246 | 642.2881 | 657.2034 | 667.4912 | 674.7844 | 680.1542
Scenario 6: Aggressive Fuel Sub Phase In | SDG&E | Res | WaterHeat | Res - Single Family | Fuel Substitution | Incentives | 68028.8504 | 69953.2357 | 58097.087 | 42313.3187 | 20741.6298 | 22485.4301 | 23681.1302 | 24490.2596 | 25202.9849 | 25788.2501 | 26191.937 | 26478.1192 | 26688.8273
Scenario 6: Aggressive Fuel Sub Phase In | SDG&E | Res | WaterHeat | Res - Single Family | Fuel Substitution | Incremental Measure Cost | 10185.5377 | 10683.5539 | 10598.1285 | 10299.2361 | 9388.6264 | 10381.5266 | 11152.2661 | 11763.9882 | 12348.4813 | 12887.9481 | 13351.4921 | 13767.3253 | 14154.4229
Scenario 4: Reference ZEAS Phase In | PG&E | Ag | WholeBlg | Ag - Dairies, fishing, hunting | Energy Efficiency | Admin | 240051.4466 | 242581.025 | 245670.4463 | 248666.2804 | 252057.0827 | 254782.3663 | 257487.4449 | 259949.5217 | 262754.024 | 265211.1145 | 267724.9962 | 270019.9494 | 272345.8373
Scenario 4: Reference ZEAS Phase In | SCE | Ag | WholeBlg | Ag - Dairies, fishing, hunting | Energy Efficiency | Admin | 99182.9168 | 99771.8474 | 100296.39 | 100781.0315 | 101243.4704 | 101669.6514 | 102082.7823 | 102516.7279 | 102961.5144 | 103401.6129 | 103821.4888 | 104220.2301 | 104604.841
Scenario 4: Reference ZEAS Phase In | SCG | Ag | WholeBlg | Ag - Dairies, fishing, hunting | Energy Efficiency | Admin | 10379.2505 | 10379.2505 | 10379.2505 | 10379.2505 | 10379.2505 | 10379.2505 | 10379.2505 | 10379.2505 | 10379.2505 | 10379.2505 | 10379.2505 | 10379.2505 | 10379.2505
Scenario 4: Reference ZEAS Phase In | SDG&E | Ag | WholeBlg | Ag - Dairies, fishing, hunting | Energy Efficiency | Admin | 4432.2292 | 4463.2728 | 4492.4124 | 4520.3169 | 4546.1067 | 4569.3146 | 4591.1798 | 4612.8835 | 4634.4577 | 4655.8578 | 4676.695 | 4697.1975 | 4717.1663
Scenario 4: Reference ZEAS Phase In | PG&E | Ag | WholeBlg | Ag - Irrigated Agriculture, vineyards, forestry and greenhouses | Energy Efficiency | Admin | 1960807.6372 | 2016443.6901 | 2072721.0653 | 2127696.0398 | 2181685.7998 | 2230390.9384 | 2279142.1766 | 2327029.1767 | 2376748.0033 | 2423431.9551 | 2469414.7301 | 2513953.3932 | 2557850.978
Scenario 4: Reference ZEAS Phase In | SCE | Ag | WholeBlg | Ag - Irrigated Agriculture, vineyards, forestry and greenhouses | Energy Efficiency | Admin | 238730.6688 | 251153.3588 | 262604.498 | 273495.1051 | 284041.4545 | 293853.9148 | 303228.6801 | 312865.3158 | 322695.3988 | 332649.63 | 342516.1027 | 352268.7009 | 361984.7196
Scenario 4: Reference ZEAS Phase In | SCG | Ag | WholeBlg | Ag - Irrigated Agriculture, vineyards, forestry and greenhouses | Energy Efficiency | Admin | 44526.5557 | 44526.5557 | 44526.5557 | 44526.5557 | 44526.5557 | 44526.5557 | 44526.5557 | 44526.5557 | 44526.5557 | 44526.5557 | 44526.5557 | 44526.5557 | 44526.5557
Scenario 4: Reference ZEAS Phase In | SDG&E | Ag | WholeBlg | Ag - Irrigated Agriculture, vineyards, forestry and greenhouses | Energy Efficiency | Admin | 33489.0753 | 34578.8985 | 35608.1189 | 36609.6924 | 37551.2434 | 38408.9755 | 39228.6857 | 40050.7219 | 40883.9775 | 41717.6341 | 42537.4561 | 43349.4891 | 44145.5372
Scenario 4: Reference ZEAS Phase In | PG&E | Ag | WholeBlg | Ag - Water pumping | Energy Efficiency | Admin | 1279193.1634 | 1263903.6791 | 1247846.6659 | 1231532.4167 | 1214688.6441 | 1199906.4635 | 1186237.8091 | 1172522.6002 | 1157084.6265 | 1140318.151 | 1122547.1269 | 1104504.7346 | 1086023.0134
Scenario 4: Reference ZEAS Phase In | SCE | Ag | WholeBlg | Ag - Water pumping | Energy Efficiency | Admin | 1381632.4523 | 1380502.119 | 1379288.1277 | 1377977.4162 | 1376641.9775 | 1375439.5334 | 1374453.5272 | 1373540.8244 | 1372606.5568 | 1371464.5514 | 1370070.2142 | 1368433.671 | 1366592.4236
Scenario 4: Reference ZEAS Phase In | SCG | Ag | WholeBlg | Ag - Water pumping | Energy Efficiency | Admin | 14623.9307 | 14623.9307 | 14623.9307 | 14623.9307 | 14623.9307 | 14623.9307 | 14623.9307 | 14623.9307 | 14623.9307 | 14623.9307 | 14623.9307 | 14623.9307 | 14623.9307
Scenario 4: Reference ZEAS Phase In | SDG&E | Ag | WholeBlg | Ag - Water pumping | Energy Efficiency | Admin | 97451.9403 | 97263.2981 | 97079.9902 | 96888.472 | 96695.5881 | 96511.5724 | 96326.5996 | 96134.6118 | 95927.6453 | 95715.2243 | 95500.2986 | 95283.4443 | 95067.0821
Scenario 4: Reference ZEAS Phase In | SDG&E | Com | WholeBlg | Com - College | Energy Efficiency | Admin | 150004.88 | 154032.1142 | 158259.5991 | 163373.6455 | 169044.1498 | 174814.4025 | 181450.4091 | 187915.6213 | 194608.155 | 201647.9927 | 208415.3089 | 214442.8093 | 217790.3639
Scenario 4: Reference ZEAS Phase In | PG&E | Com | WholeBlg | Com - Grocery | Energy Efficiency | Admin | 1364558.0357 | 1400005.5852 | 1434086.9717 | 1473136.7133 | 1517110.9195 | 1562980.451 | 1613474.1666 | 1714214.081 | 1768074.8186 | 1852359.058 | 1903831.6863 | 1945206.0833 | 1972030.1353
Scenario 4: Reference ZEAS Phase In | SCE | Com | WholeBlg | Com - Grocery | Energy Efficiency | Admin | 1115569.3041 | 1141465.8225 | 1171108.3166 | 1205028.4189 | 1244496.1131 | 1284513.8096 | 1325290.0129 | 1364826.5925 | 1405846.8453 | 1446184.6915 | 1486001.0748 | 1520032.1042 | 1511166.0171
Scenario 4: Reference ZEAS Phase In | SCG | Com | WholeBlg | Com - Grocery | Energy Efficiency | Admin | 35302.398 | 35754.7783 | 36124.1948 | 36587.1695 | 37079.6926 | 37428.7335 | 37787.2507 | 38128.3494 | 38478.3908 | 38722.0701 | 38951.165 | 39072.7324 | 39168.9083
Scenario 4: Reference ZEAS Phase In | SDG&E | Com | WholeBlg | Com - Grocery | Energy Efficiency | Admin | 316091.7414 | 325374.769 | 335361.5022 | 347243.2167 | 360421.2018 | 373972.134 | 388195.4887 | 402581.2313 | 417614.0544 | 432548.0264 | 447424.3993 | 460617.1102 | 460634.1028
Scenario 4: Reference ZEAS Phase In | PG&E | Com | WholeBlg | Com - Health | Energy Efficiency | Admin | 1650399.8942 | 1698282.7849 | 1743632.1465 | 1794528.9072 | 1850910.3793 | 1908468.3408 | 1973118.9157 | 2057299.1706 | 2123819.5964 | 2229335.7967 | 2292892.887 | 2344694.3317 | 2386563.3311
Scenario 4: Reference ZEAS Phase In | SCE | Com | WholeBlg | Com - Health | Energy Efficiency | Admin | 1063666.3216 | 1092461.8246 | 1123550.816 | 1159479.6306 | 1200417.7431 | 1241638.9504 | 1287718.3814 | 1330372.8005 | 1373865.4775 | 1418449.2715 | 1460842.4909 | 1497239.1945 | 1530343.0089
Scenario 4: Reference ZEAS Phase In | SCG | Com | WholeBlg | Com - Health | Energy Efficiency | Admin | 129607.5112 | 131701.9534 | 133493.9354 | 135617.1457 | 137856.4201 | 139699.9323 | 141620.7849 | 143386.4063 | 145172.0179 | 146578.0358 | 147914.4655 | 148808.9923 | 149036.6603
Scenario 4: Reference ZEAS Phase In | SDG&E | Com | WholeBlg | Com - Health | Energy Efficiency | Admin | 393435.8338 | 404657.0004 | 416224.793 | 429764.8343 | 444400.6884 | 458750.458 | 474446.9584 | 489310.7264 | 504707.8696 | 520968.6124 | 536983.1189 | 550458.8518 | 562201.9046
Scenario 4: Reference ZEAS Phase In | PG&E | Com | WholeBlg | Com - Lodging | Energy Efficiency | Admin | 260517.1888 | 265917.427 | 270870.2649 | 276550.3941 | 283009.247 | 289661.7222 | 297354.1979 | 304199.8328 | 312400.909 | 325289.9777 | 333408.9723 | 340102.9213 | 345112.438
Scenario 4: Reference ZEAS Phase In | PG&E | Com | BROs | Com - Lodging | Energy Efficiency | Admin | 1852.5806 | 3808.1104 | 5858.4985 | 8029.2819 | 10348.1301 | 12815.587 | 15484.3597 | 18233.3106 | 21216.4867 | 24800.9402 | 28101.2601 | 31385.83 | 34573.9932
Scenario 4: Reference ZEAS Phase In | SCE | Com | WholeBlg | Com - Lodging | Energy Efficiency | Admin | 503149.0874 | 515190.233 | 527683.8855 | 543226.4664 | 561002.3162 | 578955.8214 | 599198.188 | 618013.0946 | 637067.583 | 656898.0126 | 675523.7297 | 691156.4002 | 702266.9135
Scenario 4: Reference ZEAS Phase In | SCE | Com | BROs | Com - Lodging | Energy Efficiency | Admin | 4925.7645 | 10084.1032 | 15488.077 | 21252.3088 | 27426.0145 | 33953.7384 | 40984.7581 | 48295.2563 | 55989.6609 | 64126.985 | 72516.9056 | 80914.5621 | 89038.5031
Scenario 4: Reference ZEAS Phase In | SCG | Com | WholeBlg | Com - Lodging | Energy Efficiency | Admin | 63438.1692 | 64343.962 | 65098.534 | 66015.1523 | 66989.9557 | 67765.515 | 68566.3763 | 69319.7467 | 70094.1132 | 70743.6497 | 71318.6 | 71699.9791 | 71834.8996
Scenario 4: Reference ZEAS Phase In | SDG&E | Com | WholeBlg | Com - Lodging | Energy Efficiency | Admin | 206116.1686 | 210517.8526 | 215100.2231 | 220900.0507 | 227138.7955 | 233291.7615 | 240272.442 | 246834.0093 | 253522.7093 | 260414.0796 | 266689.7668 | 271735.7443 | 276434.5172
Scenario 4: Reference ZEAS Phase In | SDG&E | Com | BROs | Com - Lodging | Energy Efficiency | Admin | 1753.4976 | 3588.3087 | 5511.1291 | 7565.3331 | 9751.8084 | 12057.4834 | 14538.0152 | 17123.9366 | 19847.0799 | 22717.1941 | 25656.662 | 28575.8482 | 31540.259
Scenario 4: Reference ZEAS Phase In | SDG&E | Com | WholeBlg | Com - Office (Large) | Energy Efficiency | Admin | 660382.5628 | 674740.5364 | 689468.3699 | 707235.6883 | 726658.642 | 746019.3063 | 768961.5453 | 790280.8525 | 811831.3041 | 834022.0093 | 854005.8541 | 870423.5754 | 893527.9164
Scenario 4: Reference ZEAS Phase In | PG&E | Com | WholeBlg | Com - Office (Small) | Energy Efficiency | Admin | 402594.2555 | 412935.5971 | 422803.4524 | 433921.6508 | 446452.7985 | 459537.6027 | 474583.2865 | 502831.3603 | 518161.4282 | 542301.9473 | 556945.5235 | 568826.5701 | 579937.9257
Scenario 4: Reference ZEAS Phase In | SCE | Com | WholeBlg | Com - Office (Small) | Energy Efficiency | Admin | 371635.626 | 378423.4566 | 386075.8289 | 395162.0477 | 405813.4692 | 416457.2256 | 428262.856 | 438983.2239 | 449846.1625 | 461183.0168 | 471330.6308 | 479546.2253 | 486626.6271
Scenario 4: Reference ZEAS Phase In | SDG&E | Com | WholeBlg | Com - Office (Small) | Energy Efficiency | Admin | 188051.3344 | 191604.7263 | 195441.3515 | 200339.2312 | 205899.9219 | 211491.6842 | 217884.2207 | 224030.3177 | 230356.7279 | 237467.8282 | 243481.9287 | 248505.2117 | 252557.9007
Scenario 4: Reference ZEAS Phase In | PG&E | Com | BROs | Com - Other | Energy Efficiency | Admin | 7145.7344 | 15447.7819 | 24800.712 | 35049.6924 | 46805.4297 | 60685.6361 | 75688.9366 | 88840.1548 | 104813.6833 | 123998.9484 | 142294.3965 | 160843.6285 | 178184.2275
Scenario 4: Reference ZEAS Phase In | SCE | Com | BROs | Com - Other | Energy Efficiency | Admin | 7915.0287 | 16134.8831 | 24689.051 | 33739.8118 | 43364.0451 | 53470.8756 | 64346.0374 | 75559.9215 | 87295.0666 | 99618.7426 | 112250.8865 | 124839.1999 | 139018.6653
Scenario 4: Reference ZEAS Phase In | SDG&E | Com | WholeBlg | Com - Other | Energy Efficiency | Admin | 385132.0808 | 394284.5354 | 403744.4696 | 415363.0525 | 427993.3962 | 440469.5459 | 455208.339 | 469094.4397 | 483272.7797 | 497881.7532 | 511494.3925 | 523078.5913 | 536643.4022
Scenario 4: Reference ZEAS Phase In | SDG&E | Com | BROs | Com - Other | Energy Efficiency | Admin | 1589.053 | 3258.9718 | 5015.6213 | 6896.7932 | 8908.8078 | 11039.2071 | 13362.5969 | 15793.6192 | 18366.1125 | 21092.965 | 23903.3988 | 26724.3784 | 29797.3512
Scenario 4: Reference ZEAS Phase In | PG&E | Com | WholeBlg | Com - Refrig. Warehouse | Energy Efficiency | Admin | 197962.5524 | 205835.7668 | 213761.4749 | 222449.7234 | 231987.2527 | 241560.1442 | 251760.5385 | 276652.3446 | 288200.7083 | 304137.2509 | 315672.1745 | 325710.1428 | 328575.0731
Scenario 4: Reference ZEAS Phase In | SCE | Com | WholeBlg | Com - Refrig. Warehouse | Energy Efficiency | Admin | 124418.2599 | 129017.1678 | 133956.5269 | 139814.6805 | 146282.8015 | 152574.6135 | 158819.3959 | 165116.1503 | 171696.5551 | 178104.8829 | 184723.4472 | 190611.0069 | 188743.4929
Scenario 4: Reference ZEAS Phase In | SCG | Com | WholeBlg | Com - Refrig. Warehouse | Energy Efficiency | Admin | 8192.3271 | 8342.9645 | 8477.7529 | 8635.6241 | 8800.9056 | 8921.0106 | 9041.005 | 9159.4151 | 9281.5657 | 9368.5938 | 9460.1524 | 9525.4623 | 9554.3427
Scenario 4: Reference ZEAS Phase In | SDG&E | Com | WholeBlg | Com - Refrig. Warehouse | Energy Efficiency | Admin | 6996.8911 | 7335.4759 | 7702.8467 | 8134.6927 | 8580.749 | 8978.6373 | 9387.2369 | 9815.2895 | 10271.7069 | 10734.8201 | 11216.1004 | 11666.7621 | 11721.8002
Scenario 4: Reference ZEAS Phase In | PG&E | Com | BROs | Com - Retail | Energy Efficiency | Admin | 9249.8275 | 18816.2903 | 28649.0331 | 38858.5421 | 49543.5676 | 60733.738 | 72749.9769 | 86591.1179 | 99700.532 | 115303.4206 | 129252.5623 | 142827.0654 | 158748.6874
Scenario 4: Reference ZEAS Phase In | SCE | Com | BROs | Com - Retail | Energy Efficiency | Admin | 15823.1786 | 32154.8564 | 49100.7349 | 66837.0492 | 85576.7622 | 105136.9576 | 126065.0016 | 147502.9288 | 169755.1603 | 192916.0686 | 216381.0251 | 239593.8877 | 264938.8491
Scenario 4: Reference ZEAS Phase In | SDG&E | Com | BROs | Com - Retail | Energy Efficiency | Admin | 3532.7754 | 7191.3058 | 10985.1405 | 14979.3569 | 19190.2284 | 23579.5125 | 28313.9213 | 33196.7086 | 38281.4332 | 43596.8824 | 48964.6318 | 54275.29 | 60542.671
Scenario 4: Reference ZEAS Phase In | PG&E | Com | WholeBlg | Com - School | Energy Efficiency | Admin | 385007.6226 | 389976.5198 | 394172.9233 | 399167.0135 | 404862.0981 | 410986.2304 | 418785.8099 | 432712.3001 | 440579.9818 | 454403.8942 | 462102.0292 | 467968.3113 | 477164.1369
Scenario 4: Reference ZEAS Phase In | SCE | Com | WholeBlg | Com - School | Energy Efficiency | Admin | 390889.3058 | 397890.8585 | 405365.8936 | 414928.4976 | 425997.2239 | 437071.427 | 450069.6894 | 461689.9025 | 473205.7437 | 485107.2711 | 495632.0341 | 503940.2492 | 515174.7759
Scenario 4: Reference ZEAS Phase In | SDG&E | Com | WholeBlg | Com - School | Energy Efficiency | Admin | 122385.4203 | 125058.058 | 127868.024 | 131423.5462 | 135389.9186 | 139339.2701 | 144139.61 | 148685.3745 | 153307.0164 | 158108.4443 | 162535.4889 | 166302.3538 | 170210.258
Scenario 4: Reference ZEAS Phase In | PG&E | Ind | WholeBlg | Ind - All Other Industrial | Energy Efficiency | Admin | 41440.731 | 41654.4505 | 41716.1795 | 41796.0562 | 41797.7858 | 41875.7986 | 41899.36 | 41983.1448 | 41996.2584 | 42062.7273 | 42097.2266 | 42158.5276 | 42209.7979
Scenario 4: Reference ZEAS Phase In | SCE | Ind | WholeBlg | Ind - All Other Industrial | Energy Efficiency | Admin | 56663.4851 | 56564.6965 | 56609.9097 | 56745.6593 | 56833.0043 | 56888.6516 | 56930.6442 | 56961.0197 | 56983.5697 | 56989.0275 | 56956.3194 | 56933.5194 | 56897.4216
Scenario 4: Reference ZEAS Phase In | SCG | Ind | WholeBlg | Ind - All Other Industrial | Energy Efficiency | Admin | 36086.3117 | 36318.3997 | 36494.852 | 36650.3814 | 36794.0739 | 36900.1135 | 36991.9925 | 37089.2046 | 37192.5721 | 37313.546 | 37447.3658 | 37592.9681 | 37747.0845
Scenario 4: Reference ZEAS Phase In | SDG&E | Ind | WholeBlg | Ind - All Other Industrial | Energy Efficiency | Admin | 20634.0807 | 20646.3923 | 20657.2159 | 20718.0667 | 20748.0315 | 20767.7584 | 20800.9643 | 20818.385 | 20832.4367 | 20849.857 | 20847.8142 | 20852.6292 | 20852.7903
Scenario 4: Reference ZEAS Phase In | PG&E | Ind | WholeBlg | Ind - Chemicals | Energy Efficiency | Admin | 539420.8063 | 543942.8361 | 547440.2934 | 550610.8606 | 553170.8594 | 555567.1644 | 557304.3524 | 558931.0263 | 560331.3044 | 561955.8993 | 563309.8898 | 564544.0961 | 565537.8914
Scenario 4: Reference ZEAS Phase In | SCE | Ind | WholeBlg | Ind - Chemicals | Energy Efficiency | Admin | 171573.4365 | 172724.9257 | 174285.2673 | 176043.3498 | 177604.8012 | 178914.659 | 180023.2403 | 180932.7045 | 181855.3523 | 182703.9954 | 183381.1473 | 184005.4913 | 184522.6092
Scenario 4: Reference ZEAS Phase In | SCG | Ind | WholeBlg | Ind - Chemicals | Energy Efficiency | Admin | 436298.9208 | 439455.4459 | 442378.8272 | 445047.1581 | 447530.2176 | 449592.4526 | 451284.3276 | 452699.2917 | 454163.5231 | 455631.8681 | 457000.9648 | 458223.6349 | 459382.9344
Scenario 4: Reference ZEAS Phase In | SDG&E | Ind | WholeBlg | Ind - Chemicals | Energy Efficiency | Admin | 23459.3123 | 23630.0235 | 23793.2079 | 23997.1065 | 24158.5828 | 24296.1336 | 24426.0475 | 24514.2474 | 24599.6022 | 24683.0239 | 24733.1672 | 24777.1254 | 24805.4851
Scenario 4: Reference ZEAS Phase In | PG&E | Ind | WholeBlg | Ind - Electronics | Energy Efficiency | Admin | 287986.6021 | 290439.7116 | 291770.2742 | 293234.8281 | 294063.6596 | 295600.7945 | 296689.4412 | 298216.8758 | 299110.8923 | 300371.8123 | 301238.9277 | 302209.4584 | 303029.933
Scenario 4: Reference ZEAS Phase In | SCE | Ind | WholeBlg | Ind - Electronics | Energy Efficiency | Admin | 84350.6238 | 84379.9444 | 84669.5101 | 85110.7291 | 85484.3297 | 85831.1783 | 86167.1352 | 86489.6326 | 86794.7965 | 87059.0155 | 87246.5617 | 87429.7042 | 87578.5544
Scenario 4: Reference ZEAS Phase In | SCG | Ind | WholeBlg | Ind - Electronics | Energy Efficiency | Admin | 20842.7553 | 20998.0664 | 21151.5248 | 21297.8037 | 21439.3273 | 21574.4746 | 21709.3666 | 21845.6318 | 21980.7802 | 22116.4374 | 22248.6641 | 22377.2356 | 22504.546
Scenario 4: Reference ZEAS Phase In | SDG&E | Ind | WholeBlg | Ind - Electronics | Energy Efficiency | Admin | 59919.0889 | 60647.9319 | 61402.6854 | 62313.4898 | 63108.5064 | 63896.4094 | 64750.776 | 65541.6611 | 66306.3925 | 67063.9072 | 67717.9058 | 68368.4896 | 68975.5749
Scenario 4: Reference ZEAS Phase In | PG&E | Ind | WholeBlg | Ind - Fabricated Metals | Energy Efficiency | Admin | 75492.8279 | 76549.7781 | 77337.3115 | 77871.2234 | 78143.7651 | 78411.8414 | 78503.564 | 78654.901 | 78681.3159 | 78785.2679 | 78801.667 | 78813.1499 | 78761.7998
Scenario 4: Reference ZEAS Phase In | SCE | Ind | WholeBlg | Ind - Fabricated Metals | Energy Efficiency | Admin | 116553.6951 | 117277.3632 | 118415.4586 | 119399.8749 | 120133.2949 | 120648.088 | 121053.1455 | 121375.8723 | 121663.7995 | 121901.2327 | 122005.2552 | 122057.4864 | 122017.8619
Scenario 4: Reference ZEAS Phase In | SCG | Ind | WholeBlg | Ind - Fabricated Metals | Energy Efficiency | Admin | 125103.9231 | 126654.9687 | 128257.6535 | 129386.5889 | 130284.5594 | 130921.1714 | 131387.088 | 131807.2562 | 132206.0495 | 132614.0996 | 132969.074 | 133242.9887 | 133452.1316
Scenario 4: Reference ZEAS Phase In | SDG&E | Ind | WholeBlg | Ind - Fabricated Metals | Energy Efficiency | Admin | 10687.3477 | 10763.5864 | 10845.4258 | 10922.417 | 10966.0706 | 10991.4015 | 11013.973 | 11021.2184 | 11023.6101 | 11025.7361 | 11010.359 | 10991.1317 | 10962.7515
Scenario 4: Reference ZEAS Phase In | PG&E | Ind | WholeBlg | Ind - Food | Energy Efficiency | Admin | 1076933.5647 | 1080999.9308 | 1082914.5538 | 1084365.8432 | 1084481.3927 | 1085058.4677 | 1085058.0924 | 1085352.3672 | 1084911.5648 | 1084985.6449 | 1084512.9743 | 1083938.5845 | 1082992.1972
Scenario 4: Reference ZEAS Phase In | SCE | Ind | WholeBlg | Ind - Food | Energy Efficiency | Admin | 242617.6759 | 241527.589 | 241150.7272 | 241198.044 | 241053.4228 | 240842.5422 | 240642.995 | 240358.6112 | 240042.1541 | 239635.5165 | 239033.978 | 238421.5483 | 237730.2686
Scenario 4: Reference ZEAS Phase In | SCG | Ind | WholeBlg | Ind - Food | Energy Efficiency | Admin | 599771.4088 | 599421.5827 | 598960.955 | 598438.5058 | 597794.6282 | 597033.0524 | 596264.7557 | 595418.6152 | 594583.3552 | 593799.0802 | 592934.8817 | 591959.3242 | 590987.5682
Scenario 4: Reference ZEAS Phase In | SDG&E | Ind | WholeBlg | Ind - Food | Energy Efficiency | Admin | 34607.2867 | 34471.8733 | 34341.6995 | 34293.4399 | 34197.7232 | 34100.2616 | 34027.8142 | 33923.8419 | 33813.5427 | 33707.6185 | 33564.0136 | 33422.0939 | 33268.5918
Scenario 4: Reference ZEAS Phase In | PG&E | Ind | WholeBlg | Ind - Industrial Machinery | Energy Efficiency | Admin | 56567.2493 | 57466.2543 | 58171.0247 | 58629.5932 | 58820.7746 | 59047.3101 | 59184.5819 | 59391.7181 | 59493.7297 | 59674.6086 | 59773.3754 | 59869.0728 | 59909.9819
Scenario 4: Reference ZEAS Phase In | SCE | Ind | WholeBlg | Ind - Industrial Machinery | Energy Efficiency | Admin | 36457.5747 | 36708.7684 | 37105.2674 | 37420.3932 | 37619.9153 | 37752.7939 | 37886.6875 | 38001.1704 | 38111.8069 | 38209.9512 | 38260.6649 | 38292.1456 | 38293.0873
Scenario 4: Reference ZEAS Phase In | SCG | Ind | WholeBlg | Ind - Industrial Machinery | Energy Efficiency | Admin | 13008.8315 | 13237.6295 | 13483.3823 | 13648.7756 | 13763.5393 | 13846.2523 | 13925.9004 | 14003.8562 | 14082.6208 | 14164.4129 | 14236.8748 | 14297.6891 | 14348.7012
Scenario 4: Reference ZEAS Phase In | SDG&E | Ind | WholeBlg | Ind - Industrial Machinery | Energy Efficiency | Admin | 30199.8819 | 30533.5217 | 30886.576 | 31138.9526 | 31261.9535 | 31317.8771 | 31380.0787 | 31416.8421 | 31448.6587 | 31485.849 | 31480.3256 | 31455.8116 | 31404.1171
Scenario 4: Reference ZEAS Phase In | PG&E | Ind | WholeBlg | Ind - Lumber & Furniture | Energy Efficiency | Admin | 43752.0875 | 43929.9804 | 43942.3051 | 43987.3823 | 43943.2505 | 43988.3248 | 43948.9439 | 43975.7459 | 43911.5872 | 43904.4887 | 43845.4945 | 43805.0702 | 43745.8944
Scenario 4: Reference ZEAS Phase In | SCE | Ind | WholeBlg | Ind - Lumber & Furniture | Energy Efficiency | Admin | 20083.9394 | 20038.5942 | 20055.3207 | 20105.6838 | 20142.9249 | 20158.4438 | 20155.3053 | 20148.1427 | 20138.1987 | 20121.0585 | 20089.4828 | 20057.3036 | 20017.111
Scenario 4: Reference ZEAS Phase In | SCG | Ind | WholeBlg | Ind - Lumber & Furniture | Energy Efficiency | Admin | 5851.8227 | 5894.795 | 5935.5731 | 5973.7053 | 6011.7057 | 6032.7956 | 6038.6583 | 6046.5107 | 6055.7194 | 6067.4245 | 6080.7541 | 6092.9246 | 6103.5587
Scenario 4: Reference ZEAS Phase In | SDG&E | Ind | WholeBlg | Ind - Lumber & Furniture | Energy Efficiency | Admin | 1219.4622 | 1218.5534 | 1218.4231 | 1222.0953 | 1223.8172 | 1224.7528 | 1225.9791 | 1225.6977 | 1224.9286 | 1224.0937 | 1221.489 | 1218.9665 | 1215.7834
Scenario 4: Reference ZEAS Phase In | PG&E | Ind | WholeBlg | Ind - Paper | Energy Efficiency | Admin | 43389.4349 | 43614.5673 | 43802.0513 | 44035.9224 | 44208.1577 | 44373.6168 | 44517.4799 | 44731.7791 | 44953.692 | 45257.2034 | 45579.4805 | 45934.9877 | 46290.9213
Scenario 4: Reference ZEAS Phase In | SCE | Ind | WholeBlg | Ind - Paper | Energy Efficiency | Admin | 78641.2646 | 77092.6094 | 75967.5351 | 75197.3188 | 74458.5544 | 73685.6931 | 73030.8369 | 72466.1099 | 72018.8344 | 71664.3303 | 71337.2791 | 71064.5593 | 70812.1605
Scenario 4: Reference ZEAS Phase In | SCG | Ind | WholeBlg | Ind - Paper | Energy Efficiency | Admin | 91428.2002 | 91558.4395 | 91710.7194 | 92015.4972 | 92351.5538 | 92612.2013 | 92912.7032 | 93302.6604 | 93788.453 | 94367.2388 | 94986.648 | 95608.9627 | 96238.646
Scenario 4: Reference ZEAS Phase In | SDG&E | Ind | WholeBlg | Ind - Paper | Energy Efficiency | Admin | 1487.7753 | 1476.4948 | 1465.9478 | 1463.5323 | 1458.7328 | 1452.392 | 1447.9636 | 1442.8154 | 1438.5551 | 1435.4738 | 1430.6718 | 1425.7643 | 1420.1309
Scenario 4: Reference ZEAS Phase In | PG&E | Ind | WholeBlg | Ind - Petroleum | Energy Efficiency | Admin | 1416030.251 | 1420057.0874 | 1422816.3559 | 1425497.9978 | 1426750.8083 | 1427300.5706 | 1426844.7349 | 1426253.2604 | 1425377.2591 | 1424877.008 | 1423564.5216 | 1421802.6307 | 1419676.395
Scenario 4: Reference ZEAS Phase In | SCE | Ind | WholeBlg | Ind - Petroleum | Energy Efficiency | Admin | 301120.7674 | 299685.2079 | 299208.2969 | 299335.4106 | 299240.1693 | 299070.6108 | 298842.5425 | 298560.0842 | 298232.1113 | 297765.4671 | 297043.1811 | 296322.5281 | 295518.9518
Scenario 4: Reference ZEAS Phase In | SCG | Ind | WholeBlg | Ind - Petroleum | Energy Efficiency | Admin | 1779556.0554 | 1784398.3434 | 1789196.7078 | 1793764.1956 | 1797220.1906 | 1798616.9487 | 1799111.771 | 1798903.2873 | 1799223.8402 | 1799626.8503 | 1799246.5253 | 1798067.5172 | 1796814.5575
Scenario 4: Reference ZEAS Phase In | SDG&E | Ind | WholeBlg | Ind - Petroleum | Energy Efficiency | Admin | 874.2632 | 871.7266 | 870.0775 | 871.5312 | 871.4998 | 871.7892 | 873.1526 | 873.2891 | 873.0148 | 872.5856 | 870.6871 | 868.9042 | 866.7345
Scenario 4: Reference ZEAS Phase In | PG&E | Ind | WholeBlg | Ind - Plastics | Energy Efficiency | Admin | 54408.362 | 55361.2988 | 56081.6775 | 56788.9233 | 57371.4719 | 58021.9495 | 58486.9928 | 58935.132 | 59287.3627 | 59714.3401 | 60070.6938 | 60431.082 | 60749.6145
Scenario 4: Reference ZEAS Phase In | SCE | Ind | WholeBlg | Ind - Plastics | Energy Efficiency | Admin | 138262.3346 | 138045.199 | 138234.8435 | 138659.2843 | 138965.5138 | 139197.1887 | 139342.5052 | 139406.6269 | 139453.9148 | 139436.1888 | 139296.8914 | 139148.4822 | 138949.4618
Scenario 4: Reference ZEAS Phase In | SCG | Ind | WholeBlg | Ind - Plastics | Energy Efficiency | Admin | 20456.0433 | 21450.4136 | 22410.0952 | 23311.172 | 24193.6708 | 24972.4938 | 25598.2038 | 26085.8178 | 26609.1847 | 27148.2581 | 27683.0056 | 28188.0861 | 28669.438
Scenario 4: Reference ZEAS Phase In | SDG&E | Ind | WholeBlg | Ind - Plastics | Energy Efficiency | Admin | 7423.5009 | 7484.7893 | 7543.9463 | 7616.8921 | 7676.7558 | 7727.6804 | 7770.9764 | 7793.458 | 7815.6375 | 7837.6633 | 7848.8128 | 7857.8246 | 7861.3355
Scenario 4: Reference ZEAS Phase In | PG&E | Ind | WholeBlg | Ind - Primary Metals | Energy Efficiency | Admin | 66413.8836 | 67082.6318 | 67631.8177 | 68121.0813 | 68469.7919 | 68842.9189 | 69172.227 | 69543.6553 | 69838.1511 | 70167.6472 | 70438.3496 | 70702.3308 | 70928.1563
Scenario 4: Reference ZEAS Phase In | SCE | Ind | WholeBlg | Ind - Primary Metals | Energy Efficiency | Admin | 65605.4549 | 66307.3748 | 67316.5391 | 68344.2852 | 69210.4272 | 69984.4458 | 70782.863 | 71555.4117 | 72316.7084 | 73043.1703 | 73670.2845 | 74259.0579 | 74795.036
Scenario 4: Reference ZEAS Phase In | SCG | Ind | WholeBlg | Ind - Primary Metals | Energy Efficiency | Admin | 133865.8685 | 134510.9791 | 135216.6863 | 135832.9086 | 136355.027 | 136806.5004 | 137262.6816 | 137709.8419 | 138145.4705 | 138574.6696 | 138958.5823 | 139301.5309 | 139630.2804
Scenario 4: Reference ZEAS Phase In | SDG&E | Ind | WholeBlg | Ind - Primary Metals | Energy Efficiency | Admin | 9340.5946 | 9382.0495 | 9427.1621 | 9471.1658 | 9502.9474 | 9527.333 | 9552.6835 | 9575.7131 | 9597.6033 | 9619.1221 | 9633.8503 | 9645.6176 | 9653.6079
Scenario 4: Reference ZEAS Phase In | PG&E | Ind | WholeBlg | Ind - Printing & Publishing | Energy Efficiency | Admin | 33909.5899 | 34058.0104 | 34090.7369 | 34146.3626 | 34123.3914 | 34157.7623 | 34142.4966 | 34175.737 | 34150.6604 | 34167.9817 | 34145.7953 | 34134.0864 | 34108.3928
Scenario 4: Reference ZEAS Phase In | SCE | Ind | WholeBlg | Ind - Printing & Publishing | Energy Efficiency | Admin | 23227.5195 | 23124.0688 | 23096.2042 | 23112.2558 | 23104.8458 | 23077.6897 | 23051.1976 | 23021.6923 | 22997.4411 | 22968.6789 | 22920.1431 | 22868.4819 | 22807.5207
Scenario 4: Reference ZEAS Phase In | SCG | Ind | WholeBlg | Ind - Printing & Publishing | Energy Efficiency | Admin | 7409.3833 | 7439.569 | 7468.8319 | 7496.692 | 7513.3973 | 7511.1552 | 7507.9189 | 7509.3469 | 7520.7738 | 7538.8064 | 7555.2034 | 7566.5871 | 7574.8938
Scenario 4: Reference ZEAS Phase In | SDG&E | Ind | WholeBlg | Ind - Printing & Publishing | Energy Efficiency | Admin | 8097.2399 | 8087.7095 | 8084.5503 | 8108.1858 | 8116.1888 | 8123.1611 | 8138.7353 | 8144.301 | 8147.2448 | 8149.3458 | 8138.1132 | 8127.0188 | 8111.7824
Scenario 4: Reference ZEAS Phase In | PG&E | Ind | WholeBlg | Ind - Stone-Glass-Clay | Energy Efficiency | Admin | 414539.2547 | 420388.7083 | 424785.8753 | 428545.5516 | 431709.1531 | 434499.5721 | 436625.8752 | 438772.7688 | 440627.5532 | 442616.3309 | 444490.5553 | 446373.3804 | 448044.3793
Scenario 4: Reference ZEAS Phase In | SCE | Ind | WholeBlg | Ind - Stone-Glass-Clay | Energy Efficiency | Admin | 117617.8915 | 118968.9321 | 120425.6471 | 121911.4248 | 123212.3416 | 124330.4471 | 125300.2433 | 126221.5651 | 127087.2549 | 127900.3104 | 128621.6402 | 129354.8881 | 130015.2281
Scenario 4: Reference ZEAS Phase In | SCG | Ind | WholeBlg | Ind - Stone-Glass-Clay | Energy Efficiency | Admin | 141551.6174 | 142630.9867 | 143512.6032 | 144253.598 | 144914.3263 | 145436.3223 | 145837.539 | 146213.2475 | 146568.7028 | 146932.2583 | 147288.6303 | 147635.4628 | 147969.9179
Scenario 4: Reference ZEAS Phase In | SDG&E | Ind | WholeBlg | Ind - Stone-Glass-Clay | Energy Efficiency | Admin | 8065.871 | 8189.803 | 8284.2758 | 8369.9563 | 8442.7801 | 8496.9096 | 8535.9094 | 8569.0406 | 8599.1998 | 8629.8381 | 8657.1078 | 8683.3798 | 8704.3979
Scenario 4: Reference ZEAS Phase In | PG&E | Ind | WholeBlg | Ind - Textiles | Energy Efficiency | Admin | 2739.2669 | 2746.4861 | 2745.1702 | 2739.7116 | 2726.5105 | 2716.0058 | 2701.8384 | 2690.3714 | 2675.3382 | 2663.95 | 2650.7898 | 2638.858 | 2626.6217
Scenario 4: Reference ZEAS Phase In | SCE | Ind | WholeBlg | Ind - Textiles | Energy Efficiency | Admin | 16462.7742 | 16416.7664 | 16416.0205 | 16418.0886 | 16398.896 | 16363.2372 | 16328.5011 | 16282.4946 | 16237.9614 | 16192.299 | 16135.0995 | 16080.1216 | 16022.1663
Scenario 4: Reference ZEAS Phase In | SCG | Ind | WholeBlg | Ind - Textiles | Energy Efficiency | Admin | 67634.8538 | 67726.8213 | 67816.0831 | 67860.7753 | 67874.6869 | 67860.1019 | 67837.7932 | 67807.4204 | 67772.5495 | 67739.3771 | 67695.123 | 67642.1779 | 67590.1895
Scenario 4: Reference ZEAS Phase In | SDG&E | Ind | WholeBlg | Ind - Textiles | Energy Efficiency | Admin | 968.1513 | 965.2925 | 962.8298 | 961.7609 | 957.9088 | 953.2384 | 949.1259 | 943.6654 | 938.066 | 932.7833 | 926.2211 | 919.8994 | 913.3702
Scenario 4: Reference ZEAS Phase In | PG&E | Ind | WholeBlg | Ind - Transportation Equipment | Energy Efficiency | Admin | 71552.4102 | 71996.4142 | 72478.6794 | 72764.9048 | 72809.1112 | 72916.3878 | 73010.9539 | 73201.3529 | 73316.5876 | 73518.2833 | 73625.1944 | 73706.0304 | 73714.9692
Scenario 4: Reference ZEAS Phase In | SCE | Ind | WholeBlg | Ind - Transportation Equipment | Energy Efficiency | Admin | 138660.1074 | 138978.1632 | 140554.847 | 141623.2351 | 142173.6048 | 142434.9673 | 142960.6799 | 143468.601 | 144102.1256 | 144753.1149 | 145181.5494 | 145445.6242 | 145508.6223
Scenario 4: Reference ZEAS Phase In | SCG | Ind | WholeBlg | Ind - Transportation Equipment | Energy Efficiency | Admin | 50329.2277 | 50302.6938 | 50283.8813 | 50255.573 | 50221.9704 | 50182.7172 | 50146.0906 | 50107.1613 | 50065.6097 | 50023.272 | 49973.4177 | 49917.9689 | 49864.766
Scenario 4: Reference ZEAS Phase In | SDG&E | Ind | WholeBlg | Ind - Transportation Equipment | Energy Efficiency | Admin | 37329.2071 | 37457.7281 | 37795.3997 | 38066.9108 | 38163.3532 | 38200.6136 | 38324.7732 | 38419.7731 | 38534.2436 | 38664.2741 | 38711.9065 | 38723.2417 | 38681.9511
Scenario 4: Reference ZEAS Phase In | PG&E | Income Qualified | BROs | Income Qualified - Multi Family IQ | Energy Efficiency | Admin | 979453.9822 | 996759.3421 | 1015571.8646 | 1038564.6261 | 1062897.6271 | 1089191.6975 | 1111319.6493 | 1137129.6928 | 1162421.9909 | 1187785.8523 | 1210793.7158 | 1102267.2673 | 1117983.8953
Scenario 4: Reference ZEAS Phase In | SCE | Income Qualified | BROs | Income Qualified - Multi Family IQ | Energy Efficiency | Admin | 1495113.667 | 1558745.752 | 1626191.5317 | 1685817.6178 | 1725308.6454 | 1767625.0625 | 1804981.7739 | 1848045.7173 | 1888685.6951 | 1931171.1253 | 1967133.8437 | 2012027.8644 | 2057955.0896
Scenario 4: Reference ZEAS Phase In | SCG | Income Qualified | BROs | Income Qualified - Multi Family IQ | Energy Efficiency | Admin | 106399.6848 | 106844.656 | 107477.1184 | 108284.1016 | 109241.8211 | 110330.6449 | 111463.7057 | 112973.7546 | 114643.1392 | 116622.3059 | 118697.4967 | 120899.8134 | 123285.9062
Scenario 4: Reference ZEAS Phase In | SDG&E | Income Qualified | BROs | Income Qualified - Multi Family IQ | Energy Efficiency | Admin | 308837.1065 | 315687.7606 | 323167.6238 | 331872.3245 | 340988.9826 | 350676.8753 | 360140.2273 | 370131.4724 | 379769.2196 | 389249.8534 | 397819.7672 | 387847.7316 | 397099.6618
Scenario 4: Reference ZEAS Phase In | PG&E | Income Qualified | BROs | Income Qualified - Single Family IQ | Energy Efficiency | Admin | 3562752.8148 | 3615344.816 | 3671755.5461 | 3744049.8554 | 3820259.9764 | 3902169.3407 | 3973367.9471 | 4054649.0055 | 4133072.3943 | 4208216.5536 | 4274207.406 | 3911028.9152 | 3955861.7715
Scenario 4: Reference ZEAS Phase In | SCE | Income Qualified | BROs | Income Qualified - Single Family IQ | Energy Efficiency | Admin | 5096999.1268 | 5277964.5166 | 5468499.3626 | 5649443.9056 | 5762028.0152 | 5884224.0348 | 5992257.0432 | 6117124.8684 | 6233685.4479 | 6351360.6813 | 6447500.0391 | 6572867.1552 | 6701458.7803
Scenario 4: Reference ZEAS Phase In | SCG | Income Qualified | BROs | Income Qualified - Single Family IQ | Energy Efficiency | Admin | 328406.1325 | 329423.2779 | 330953.4274 | 332958.2036 | 335408.4806 | 338297.5152 | 341509.8403 | 345715.8732 | 350395.0881 | 355579.5426 | 361028.216 | 366832.1287 | 373164.3709
Scenario 4: Reference ZEAS Phase In | SDG&E | Income Qualified | BROs | Income Qualified - Single Family IQ | Energy Efficiency | Admin | 727061.3887 | 736798.8248 | 747850.3498 | 762728.5726 | 778332.6442 | 794713.3419 | 810423.3624 | 826942.5541 | 842744.4646 | 858177.4775 | 872054.2021 | 856040.7218 | 871725.9201
Scenario 4: Reference ZEAS Phase In | PG&E | Res | BROs | Res - Multi Family | Energy Efficiency | Admin | 10069068.2318 | 10202560.5104 | 10347562.4056 | 10532069.9002 | 10727487.0627 | 10936552.0545 | 11115475.1261 | 11321158.6469 | 11520593.4185 | 11711375.2028 | 11881329.4674 | 12090436.8308 | 12308811.412
Scenario 4: Reference ZEAS Phase In | SCE | Res | BROs | Res - Multi Family | Energy Efficiency | Admin | 11099129.6277 | 11496110.1277 | 11914203.1387 | 12310122.5777 | 12557210.2882 | 12825252.2573 | 13062261.5502 | 13336160.1365 | 13591996.8148 | 13850686.9514 | 14062447.4038 | 14337989.4691 | 14620611.4872
Scenario 4: Reference ZEAS Phase In | SCG | Res | BROs | Res - Multi Family | Energy Efficiency | Admin | 1125365.2534 | 1128924.1903 | 1134254.5624 | 1141224.4992 | 1149725.0613 | 1159722.0643 | 1170788.4709 | 1185294.954 | 1201426.6943 | 1219382.243 | 1238249.6223 | 1258341.7475 | 1280252.1074
Scenario 4: Reference ZEAS Phase In | SDG&E | Res | BROs | Res - Multi Family | Energy Efficiency | Admin | 2516154.7595 | 2552278.6353 | 2593064.9256 | 2646953.3563 | 2703522.6542 | 2763057.3706 | 2820415.0603 | 2880833.289 | 2938852.501 | 2995724.8276 | 3047135.537 | 3111992.278 | 3180996.7996
Scenario 4: Reference ZEAS Phase In | PG&E | Res | BROs | Res - Single Family | Energy Efficiency | Admin | 2558619.1865 | 2599376.8277 | 2644004.1725 | 2698527.0172 | 2756277.1365 | 2818450.57 | 2869588.5181 | 2929692.4463 | 2988472.7966 | 3047239.6008 | 3100508.3526 | 3164193.9373 | 3230193.4469
Scenario 4: Reference ZEAS Phase In | SCE | Res | BROs | Res - Single Family | Energy Efficiency | Admin | 2654186.7139 | 2767793.0372 | 2888237.4204 | 2994469.7221 | 3064940.2214 | 3140422.1147 | 3207041.8501 | 3283837.3547 | 3356324.9372 | 3432183.3475 | 3496444.6172 | 3576574.5389 | 3658535.908
Scenario 4: Reference ZEAS Phase In | SCG | Res | BROs | Res - Single Family | Energy Efficiency | Admin | 321906.3941 | 323273.6587 | 325212.0913 | 327682.3752 | 330609.9416 | 333932.1914 | 337377.1859 | 341972.904 | 347051.8437 | 353095.1419 | 359431.0881 | 366154.089 | 373435.6527
Scenario 4: Reference ZEAS Phase In | SDG&E | Res | BROs | Res - Single Family | Energy Efficiency | Admin | 892758.2487 | 912103.0951 | 933255.1742 | 957626.301 | 983114.6952 | 1010097.7324 | 1036414.134 | 1064098.2475 | 1090755.074 | 1116893.27 | 1140499.6228 | 1169683.2813 | 1200419.9638
Scenario 5: High TRC ZEAS Phase In | PG&E | Ag | WholeBlg | Ag - Dairies, fishing, hunting | Energy Efficiency | Admin | 240051.4466 | 242581.025 | 245670.4463 | 248666.2804 | 252057.0827 | 254782.3663 | 257487.4449 | 259949.5217 | 262754.024 | 265211.1145 | 267724.9962 | 270019.9494 | 272345.8373
Scenario 5: High TRC ZEAS Phase In | SCE | Ag | WholeBlg | Ag - Dairies, fishing, hunting | Energy Efficiency | Admin | 99182.9168 | 99771.8474 | 100296.39 | 100781.0315 | 101243.4704 | 101669.6514 | 102082.7823 | 102516.7279 | 102961.5144 | 103401.6129 | 103821.4888 | 104220.2301 | 104604.841
Scenario 5: High TRC ZEAS Phase In | SCG | Ag | WholeBlg | Ag - Dairies, fishing, hunting | Energy Efficiency | Admin | 10379.2505 | 10379.2505 | 10379.2505 | 10379.2505 | 10379.2505 | 10379.2505 | 10379.2505 | 10379.2505 | 10379.2505 | 10379.2505 | 10379.2505 | 10379.2505 | 10379.2505
Scenario 5: High TRC ZEAS Phase In | SDG&E | Ag | WholeBlg | Ag - Dairies, fishing, hunting | Energy Efficiency | Admin | 4432.2292 | 4463.2728 | 4492.4124 | 4520.3169 | 4546.1067 | 4569.3146 | 4591.1798 | 4612.8835 | 4634.4577 | 4655.8578 | 4676.695 | 4697.1975 | 4717.1663
Scenario 5: High TRC ZEAS Phase In | PG&E | Ag | WholeBlg | Ag - Irrigated Agriculture, vineyards, forestry and greenhouses | Energy Efficiency | Admin | 1960807.6372 | 2016443.6901 | 2072721.0653 | 2127696.0398 | 2181685.7998 | 2230390.9384 | 2279142.1766 | 2327029.1767 | 2376748.0033 | 2423431.9551 | 2469414.7301 | 2513953.3932 | 2557850.978
Scenario 5: High TRC ZEAS Phase In | SCE | Ag | WholeBlg | Ag - Irrigated Agriculture, vineyards, forestry and greenhouses | Energy Efficiency | Admin | 238730.6688 | 251153.3588 | 262604.498 | 273495.1051 | 284041.4545 | 293853.9148 | 303228.6801 | 312865.3158 | 322695.3988 | 332649.63 | 342516.1027 | 352268.7009 | 361984.7196
Scenario 5: High TRC ZEAS Phase In | SCG | Ag | WholeBlg | Ag - Irrigated Agriculture, vineyards, forestry and greenhouses | Energy Efficiency | Admin | 44526.5557 | 44526.5557 | 44526.5557 | 44526.5557 | 44526.5557 | 44526.5557 | 44526.5557 | 44526.5557 | 44526.5557 | 44526.5557 | 44526.5557 | 44526.5557 | 44526.5557
Scenario 5: High TRC ZEAS Phase In | SDG&E | Ag | WholeBlg | Ag - Irrigated Agriculture, vineyards, forestry and greenhouses | Energy Efficiency | Admin | 33489.0753 | 34578.8985 | 35608.1189 | 36609.6924 | 37551.2434 | 38408.9755 | 39228.6857 | 40050.7219 | 40883.9775 | 41717.6341 | 42537.4561 | 43349.4891 | 44145.5372
Scenario 5: High TRC ZEAS Phase In | PG&E | Ag | WholeBlg | Ag - Water pumping | Energy Efficiency | Admin | 1279193.1634 | 1263903.6791 | 1247846.6659 | 1231532.4167 | 1214688.6441 | 1199906.4635 | 1186237.8091 | 1172522.6002 | 1157084.6265 | 1140318.151 | 1122547.1269 | 1104504.7346 | 1086023.0134
Scenario 5: High TRC ZEAS Phase In | SCE | Ag | WholeBlg | Ag - Water pumping | Energy Efficiency | Admin | 1381632.4523 | 1380502.119 | 1379288.1277 | 1377977.4162 | 1376641.9775 | 1375439.5334 | 1374453.5272 | 1373540.8244 | 1372606.5568 | 1371464.5514 | 1370070.2142 | 1368433.671 | 1366592.4236
Scenario 5: High TRC ZEAS Phase In | SCG | Ag | WholeBlg | Ag - Water pumping | Energy Efficiency | Admin | 14623.9307 | 14623.9307 | 14623.9307 | 14623.9307 | 14623.9307 | 14623.9307 | 14623.9307 | 14623.9307 | 14623.9307 | 14623.9307 | 14623.9307 | 14623.9307 | 14623.9307
Scenario 5: High TRC ZEAS Phase In | SDG&E | Ag | WholeBlg | Ag - Water pumping | Energy Efficiency | Admin | 97451.9403 | 97263.2981 | 97079.9902 | 96888.472 | 96695.5881 | 96511.5724 | 96326.5996 | 96134.6118 | 95927.6453 | 95715.2243 | 95500.2986 | 95283.4443 | 95067.0821
Scenario 5: High TRC ZEAS Phase In | SCE | Com | WholeBlg | Com - College | Energy Efficiency | Admin | 325351.0975 | 332617.8426 | 340581.3632 | 350229.8928 | 361216.9325 | 372569.0627 | 385653.9415 | 397686.1076 | 409874.5882 | 422795.8011 | 434432.0779 | 444620.3166 | 454070.4501
Scenario 5: High TRC ZEAS Phase In | SDG&E | Com | WholeBlg | Com - College | Energy Efficiency | Admin | 150004.88 | 154032.1142 | 158259.5991 | 163373.6455 | 169044.1498 | 174814.4025 | 181450.4091 | 187915.6213 | 194608.155 | 201647.9927 | 208415.3089 | 214442.8093 | 217790.3639
Scenario 5: High TRC ZEAS Phase In | PG&E | Com | WholeBlg | Com - Grocery | Energy Efficiency | Admin | 1364558.0357 | 1400005.5852 | 1434086.9717 | 1473136.7133 | 1517110.9195 | 1562980.451 | 1613474.1666 | 1714214.081 | 1768074.8186 | 1852359.058 | 1903831.6863 | 1945206.0833 | 1972030.1353
Scenario 5: High TRC ZEAS Phase In | SCE | Com | WholeBlg | Com - Grocery | Energy Efficiency | Admin | 1115569.3041 | 1141465.8225 | 1171108.3166 | 1205028.4189 | 1244496.1131 | 1284513.8096 | 1325290.0129 | 1364826.5925 | 1405846.8453 | 1446184.6915 | 1486001.0748 | 1520032.1042 | 1511166.0171
Scenario 5: High TRC ZEAS Phase In | SCG | Com | WholeBlg | Com - Grocery | Energy Efficiency | Admin | 35302.398 | 35754.7783 | 36124.1948 | 36587.1695 | 37079.6926 | 37428.7335 | 37787.2507 | 38128.3494 | 38478.3908 | 38722.0701 | 38951.165 | 39072.7324 | 39168.9083
Scenario 5: High TRC ZEAS Phase In | SDG&E | Com | WholeBlg | Com - Grocery | Energy Efficiency | Admin | 316091.7414 | 325374.769 | 335361.5022 | 347243.2167 | 360421.2018 | 373972.134 | 388195.4887 | 402581.2313 | 417614.0544 | 432548.0264 | 447424.3993 | 460617.1102 | 460634.1028
Scenario 5: High TRC ZEAS Phase In | PG&E | Com | WholeBlg | Com - Health | Energy Efficiency | Admin | 1650399.8942 | 1698282.7849 | 1743632.1465 | 1794528.9072 | 1850910.3793 | 1908468.3408 | 1973118.9157 | 2057299.1706 | 2123819.5964 | 2229335.7967 | 2292892.887 | 2344694.3317 | 2386563.3311
Scenario 5: High TRC ZEAS Phase In | SCE | Com | WholeBlg | Com - Health | Energy Efficiency | Admin | 1063666.3216 | 1092461.8246 | 1123550.816 | 1159479.6306 | 1200417.7431 | 1241638.9504 | 1287718.3814 | 1330372.8005 | 1373865.4775 | 1418449.2715 | 1460842.4909 | 1497239.1945 | 1530343.0089
Scenario 5: High TRC ZEAS Phase In | SCG | Com | WholeBlg | Com - Health | Energy Efficiency | Admin | 129607.5112 | 131701.9534 | 133493.9354 | 135617.1457 | 137856.4201 | 139699.9323 | 141620.7849 | 143386.4063 | 145172.0179 | 146578.0358 | 147914.4655 | 148808.9923 | 149036.6603
Scenario 5: High TRC ZEAS Phase In | SDG&E | Com | WholeBlg | Com - Health | Energy Efficiency | Admin | 393435.8338 | 404657.0004 | 416224.793 | 429764.8343 | 444400.6884 | 458750.458 | 474446.9584 | 489310.7264 | 504707.8696 | 520968.6124 | 536983.1189 | 550458.8518 | 562201.9046
Scenario 5: High TRC ZEAS Phase In | PG&E | Com | WholeBlg | Com - Lodging | Energy Efficiency | Admin | 260517.1888 | 265917.427 | 270870.2649 | 276550.3941 | 283009.247 | 289661.7222 | 297354.1979 | 304199.8328 | 312400.909 | 325289.9777 | 333408.9723 | 340102.9213 | 345112.438
Scenario 5: High TRC ZEAS Phase In | PG&E | Com | BROs | Com - Lodging | Energy Efficiency | Admin | 1852.5806 | 3808.1104 | 5858.4985 | 8029.2819 | 10348.1301 | 12815.587 | 15484.3597 | 18233.3106 | 21216.4867 | 24800.9402 | 28101.2601 | 31385.83 | 34573.9932
Scenario 5: High TRC ZEAS Phase In | SCE | Com | WholeBlg | Com - Lodging | Energy Efficiency | Admin | 503149.0874 | 515190.233 | 527683.8855 | 543226.4664 | 561002.3162 | 578955.8214 | 599198.188 | 618013.0946 | 637067.583 | 656898.0126 | 675523.7297 | 691156.4002 | 702266.9135
Scenario 5: High TRC ZEAS Phase In | SCE | Com | BROs | Com - Lodging | Energy Efficiency | Admin | 4925.7645 | 10084.1032 | 15488.077 | 21252.3088 | 27426.0145 | 33953.7384 | 40984.7581 | 48295.2563 | 55989.6609 | 64126.985 | 72516.9056 | 80914.5621 | 89038.5031
Scenario 5: High TRC ZEAS Phase In | SCG | Com | WholeBlg | Com - Lodging | Energy Efficiency | Admin | 63438.1692 | 64343.962 | 65098.534 | 66015.1523 | 66989.9557 | 67765.515 | 68566.3763 | 69319.7467 | 70094.1132 | 70743.6497 | 71318.6 | 71699.9791 | 71834.8996
Scenario 5: High TRC ZEAS Phase In | SDG&E | Com | WholeBlg | Com - Lodging | Energy Efficiency | Admin | 206116.1686 | 210517.8526 | 215100.2231 | 220900.0507 | 227138.7955 | 233291.7615 | 240272.442 | 246834.0093 | 253522.7093 | 260414.0796 | 266689.7668 | 271735.7443 | 276434.5172
Scenario 5: High TRC ZEAS Phase In | SDG&E | Com | BROs | Com - Lodging | Energy Efficiency | Admin | 1753.4976 | 3588.3087 | 5511.1291 | 7565.3331 | 9751.8084 | 12057.4834 | 14538.0152 | 17123.9366 | 19847.0799 | 22717.1941 | 25656.662 | 28575.8482 | 31540.259
Scenario 5: High TRC ZEAS Phase In | SCE | Com | WholeBlg | Com - Office (Large) | Energy Efficiency | Admin | 2116939.0111 | 2149832.2914 | 2186037.7562 | 2229593.0267 | 2281595.1986 | 2333373.2906 | 2394312.5885 | 2447317.9797 | 2500115.1025 | 2554177.7349 | 2602281.5976 | 2639354.9447 | 2704530.784
Scenario 5: High TRC ZEAS Phase In | SDG&E | Com | WholeBlg | Com - Office (Large) | Energy Efficiency | Admin | 660382.5628 | 674740.5364 | 689468.3699 | 707235.6883 | 726658.642 | 746019.3063 | 768961.5453 | 790280.8525 | 811831.3041 | 834022.0093 | 854005.8541 | 870423.5754 | 893527.9164
Scenario 5: High TRC ZEAS Phase In | PG&E | Com | WholeBlg | Com - Office (Small) | Energy Efficiency | Admin | 402594.2555 | 412935.5971 | 422803.4524 | 433921.6508 | 446452.7985 | 459537.6027 | 474583.2865 | 502831.3603 | 518161.4282 | 542301.9473 | 556945.5235 | 568826.5701 | 579937.9257
Scenario 5: High TRC ZEAS Phase In | SCE | Com | WholeBlg | Com - Office (Small) | Energy Efficiency | Admin | 371635.626 | 378423.4566 | 386075.8289 | 395162.0477 | 405813.4692 | 416457.2256 | 428262.856 | 438983.2239 | 449846.1625 | 461183.0168 | 471330.6308 | 479546.2253 | 486626.6271
Scenario 5: High TRC ZEAS Phase In | SDG&E | Com | WholeBlg | Com - Office (Small) | Energy Efficiency | Admin | 188051.3344 | 191604.7263 | 195441.3515 | 200339.2312 | 205899.9219 | 211491.6842 | 217884.2207 | 224030.3177 | 230356.7279 | 237467.8282 | 243481.9287 | 248505.2117 | 252557.9007
Scenario 5: High TRC ZEAS Phase In | PG&E | Com | WholeBlg | Com - Other | Energy Efficiency | Admin | 1833408.4542 | 1955834.7484 | 2070202.0993 | 2175588.2441 | 2301890.9494 | 2458002.4117 | 2603252.7463 | 2665778.2205 | 2780300.0643 | 2938486.6772 | 3053305.1525 | 3153976.3192 | 3219447.5362
Scenario 5: High TRC ZEAS Phase In | PG&E | Com | BROs | Com - Other | Energy Efficiency | Admin | 7145.7344 | 15447.7819 | 24800.712 | 35049.6924 | 46805.4297 | 60685.6361 | 75688.9366 | 88840.1548 | 104813.6833 | 123998.9484 | 142294.3965 | 160843.6285 | 178184.2275
Scenario 5: High TRC ZEAS Phase In | SCE | Com | WholeBlg | Com - Other | Energy Efficiency | Admin | 1616983.2907 | 1648641.2375 | 1682328.1977 | 1724834.5927 | 1774033.1711 | 1823497.2777 | 1881481.3488 | 1933813.9789 | 1986540.2378 | 2040930.3214 | 2091323.0342 | 2132704.1686 | 2192943.6276
Scenario 5: High TRC ZEAS Phase In | SCE | Com | BROs | Com - Other | Energy Efficiency | Admin | 7915.0287 | 16134.8831 | 24689.051 | 33739.8118 | 43364.0451 | 53470.8756 | 64346.0374 | 75559.9215 | 87295.0666 | 99618.7426 | 112250.8865 | 124839.1999 | 139018.6653
Scenario 5: High TRC ZEAS Phase In | SDG&E | Com | WholeBlg | Com - Other | Energy Efficiency | Admin | 385132.0808 | 394284.5354 | 403744.4696 | 415363.0525 | 427993.3962 | 440469.5459 | 455208.339 | 469094.4397 | 483272.7797 | 497881.7532 | 511494.3925 | 523078.5913 | 536643.4022
Scenario 5: High TRC ZEAS Phase In | SDG&E | Com | BROs | Com - Other | Energy Efficiency | Admin | 1589.053 | 3258.9718 | 5015.6213 | 6896.7932 | 8908.8078 | 11039.2071 | 13362.5969 | 15793.6192 | 18366.1125 | 21092.965 | 23903.3988 | 26724.3784 | 29797.3512
Scenario 5: High TRC ZEAS Phase In | PG&E | Com | WholeBlg | Com - Refrig. Warehouse | Energy Efficiency | Admin | 197962.5524 | 205835.7668 | 213761.4749 | 222449.7234 | 231987.2527 | 241560.1442 | 251760.5385 | 276652.3446 | 288200.7083 | 304137.2509 | 315672.1745 | 325710.1428 | 328575.0731
Scenario 5: High TRC ZEAS Phase In | SCE | Com | WholeBlg | Com - Refrig. Warehouse | Energy Efficiency | Admin | 124418.2599 | 129017.1678 | 133956.5269 | 139814.6805 | 146282.8015 | 152574.6135 | 158819.3959 | 165116.1503 | 171696.5551 | 178104.8829 | 184723.4472 | 190611.0069 | 188743.4929
Scenario 5: High TRC ZEAS Phase In | SCG | Com | WholeBlg | Com - Refrig. Warehouse | Energy Efficiency | Admin | 8192.3271 | 8342.9645 | 8477.7529 | 8635.6241 | 8800.9056 | 8921.0106 | 9041.005 | 9159.4151 | 9281.5657 | 9368.5938 | 9460.1524 | 9525.4623 | 9554.3427
Scenario 5: High TRC ZEAS Phase In | SDG&E | Com | WholeBlg | Com - Refrig. Warehouse | Energy Efficiency | Admin | 6996.8911 | 7335.4759 | 7702.8467 | 8134.6927 | 8580.749 | 8978.6373 | 9387.2369 | 9815.2895 | 10271.7069 | 10734.8201 | 11216.1004 | 11666.7621 | 11721.8002
Scenario 5: High TRC ZEAS Phase In | PG&E | Com | BROs | Com - Retail | Energy Efficiency | Admin | 9249.8275 | 18816.2903 | 28649.0331 | 38858.5421 | 49543.5676 | 60733.738 | 72749.9769 | 86591.1179 | 99700.532 | 115303.4206 | 129252.5623 | 142827.0654 | 158748.6874
Scenario 5: High TRC ZEAS Phase In | SCE | Com | BROs | Com - Retail | Energy Efficiency | Admin | 15823.1786 | 32154.8564 | 49100.7349 | 66837.0492 | 85576.7622 | 105136.9576 | 126065.0016 | 147502.9288 | 169755.1603 | 192916.0686 | 216381.0251 | 239593.8877 | 264938.8491
Scenario 5: High TRC ZEAS Phase In | SDG&E | Com | BROs | Com - Retail | Energy Efficiency | Admin | 3532.7754 | 7191.3058 | 10985.1405 | 14979.3569 | 19190.2284 | 23579.5125 | 28313.9213 | 33196.7086 | 38281.4332 | 43596.8824 | 48964.6318 | 54275.29 | 60542.671
Scenario 5: High TRC ZEAS Phase In | PG&E | Com | WholeBlg | Com - School | Energy Efficiency | Admin | 385007.6226 | 389976.5198 | 394172.9233 | 399167.0135 | 404862.0981 | 410986.2304 | 418785.8099 | 432712.3001 | 440579.9818 | 454403.8942 | 462102.0292 | 467968.3113 | 477164.1369
Scenario 5: High TRC ZEAS Phase In | SCE | Com | WholeBlg | Com - School | Energy Efficiency | Admin | 390889.3058 | 397890.8585 | 405365.8936 | 414928.4976 | 425997.2239 | 437071.427 | 450069.6894 | 461689.9025 | 473205.7437 | 485107.2711 | 495632.0341 | 503940.2492 | 515174.7759
Scenario 5: High TRC ZEAS Phase In | SDG&E | Com | WholeBlg | Com - School | Energy Efficiency | Admin | 122385.4203 | 125058.058 | 127868.024 | 131423.5462 | 135389.9186 | 139339.2701 | 144139.61 | 148685.3745 | 153307.0164 | 158108.4443 | 162535.4889 | 166302.3538 | 170210.258
Scenario 5: High TRC ZEAS Phase In | SDG&E | Com | WholeBlg | Com - Warehouse | Energy Efficiency | Admin | 119555.0961 | 122734.8324 | 126087.8926 | 130164.0382 | 134586.33 | 138929.6008 | 143815.4969 | 148512.9299 | 153363.5323 | 158329.3419 | 163063.6237 | 167157.1684 | 171726.1622
Scenario 5: High TRC ZEAS Phase In | PG&E | Ind | WholeBlg | Ind - All Other Industrial | Energy Efficiency | Admin | 41440.731 | 41654.4505 | 41716.1795 | 41796.0562 | 41797.7858 | 41875.7986 | 41899.36 | 41983.1448 | 41996.2584 | 42062.7273 | 42097.2266 | 42158.5276 | 42209.7979
Scenario 5: High TRC ZEAS Phase In | SCE | Ind | WholeBlg | Ind - All Other Industrial | Energy Efficiency | Admin | 56663.4851 | 56564.6965 | 56609.9097 | 56745.6593 | 56833.0043 | 56888.6516 | 56930.6442 | 56961.0197 | 56983.5697 | 56989.0275 | 56956.3194 | 56933.5194 | 56897.4216
Scenario 5: High TRC ZEAS Phase In | SCG | Ind | WholeBlg | Ind - All Other Industrial | Energy Efficiency | Admin | 36086.3117 | 36318.3997 | 36494.852 | 36650.3814 | 36794.0739 | 36900.1135 | 36991.9925 | 37089.2046 | 37192.5721 | 37313.546 | 37447.3658 | 37592.9681 | 37747.0845
Scenario 5: High TRC ZEAS Phase In | SDG&E | Ind | WholeBlg | Ind - All Other Industrial | Energy Efficiency | Admin | 20634.0807 | 20646.3923 | 20657.2159 | 20718.0667 | 20748.0315 | 20767.7584 | 20800.9643 | 20818.385 | 20832.4367 | 20849.857 | 20847.8142 | 20852.6292 | 20852.7903
Scenario 5: High TRC ZEAS Phase In | PG&E | Ind | WholeBlg | Ind - Chemicals | Energy Efficiency | Admin | 539420.8063 | 543942.8361 | 547440.2934 | 550610.8606 | 553170.8594 | 555567.1644 | 557304.3524 | 558931.0263 | 560331.3044 | 561955.8993 | 563309.8898 | 564544.0961 | 565537.8914
Scenario 5: High TRC ZEAS Phase In | SCE | Ind | WholeBlg | Ind - Chemicals | Energy Efficiency | Admin | 171573.4365 | 172724.9257 | 174285.2673 | 176043.3498 | 177604.8012 | 178914.659 | 180023.2403 | 180932.7045 | 181855.3523 | 182703.9954 | 183381.1473 | 184005.4913 | 184522.6092
Scenario 5: High TRC ZEAS Phase In | SCG | Ind | WholeBlg | Ind - Chemicals | Energy Efficiency | Admin | 436298.9208 | 439455.4459 | 442378.8272 | 445047.1581 | 447530.2176 | 449592.4526 | 451284.3276 | 452699.2917 | 454163.5231 | 455631.8681 | 457000.9648 | 458223.6349 | 459382.9344
Scenario 5: High TRC ZEAS Phase In | SDG&E | Ind | WholeBlg | Ind - Chemicals | Energy Efficiency | Admin | 23459.3123 | 23630.0235 | 23793.2079 | 23997.1065 | 24158.5828 | 24296.1336 | 24426.0475 | 24514.2474 | 24599.6022 | 24683.0239 | 24733.1672 | 24777.1254 | 24805.4851
Scenario 5: High TRC ZEAS Phase In | PG&E | Ind | WholeBlg | Ind - Electronics | Energy Efficiency | Admin | 287986.6021 | 290439.7116 | 291770.2742 | 293234.8281 | 294063.6596 | 295600.7945 | 296689.4412 | 298216.8758 | 299110.8923 | 300371.8123 | 301238.9277 | 302209.4584 | 303029.933
Scenario 5: High TRC ZEAS Phase In | SCE | Ind | WholeBlg | Ind - Electronics | Energy Efficiency | Admin | 84350.6238 | 84379.9444 | 84669.5101 | 85110.7291 | 85484.3297 | 85831.1783 | 86167.1352 | 86489.6326 | 86794.7965 | 87059.0155 | 87246.5617 | 87429.7042 | 87578.5544
Scenario 5: High TRC ZEAS Phase In | SCG | Ind | WholeBlg | Ind - Electronics | Energy Efficiency | Admin | 20842.7553 | 20998.0664 | 21151.5248 | 21297.8037 | 21439.3273 | 21574.4746 | 21709.3666 | 21845.6318 | 21980.7802 | 22116.4374 | 22248.6641 | 22377.2356 | 22504.546
Scenario 5: High TRC ZEAS Phase In | SDG&E | Ind | WholeBlg | Ind - Electronics | Energy Efficiency | Admin | 59919.0889 | 60647.9319 | 61402.6854 | 62313.4898 | 63108.5064 | 63896.4094 | 64750.776 | 65541.6611 | 66306.3925 | 67063.9072 | 67717.9058 | 68368.4896 | 68975.5749
Scenario 5: High TRC ZEAS Phase In | PG&E | Ind | WholeBlg | Ind - Fabricated Metals | Energy Efficiency | Admin | 75492.8279 | 76549.7781 | 77337.3115 | 77871.2234 | 78143.7651 | 78411.8414 | 78503.564 | 78654.901 | 78681.3159 | 78785.2679 | 78801.667 | 78813.1499 | 78761.7998
Scenario 5: High TRC ZEAS Phase In | SCE | Ind | WholeBlg | Ind - Fabricated Metals | Energy Efficiency | Admin | 116553.6951 | 117277.3632 | 118415.4586 | 119399.8749 | 120133.2949 | 120648.088 | 121053.1455 | 121375.8723 | 121663.7995 | 121901.2327 | 122005.2552 | 122057.4864 | 122017.8619
Scenario 5: High TRC ZEAS Phase In | SCG | Ind | WholeBlg | Ind - Fabricated Metals | Energy Efficiency | Admin | 125103.9231 | 126654.9687 | 128257.6535 | 129386.5889 | 130284.5594 | 130921.1714 | 131387.088 | 131807.2562 | 132206.0495 | 132614.0996 | 132969.074 | 133242.9887 | 133452.1316
Scenario 5: High TRC ZEAS Phase In | SDG&E | Ind | WholeBlg | Ind - Fabricated Metals | Energy Efficiency | Admin | 10687.3477 | 10763.5864 | 10845.4258 | 10922.417 | 10966.0706 | 10991.4015 | 11013.973 | 11021.2184 | 11023.6101 | 11025.7361 | 11010.359 | 10991.1317 | 10962.7515
Scenario 5: High TRC ZEAS Phase In | PG&E | Ind | WholeBlg | Ind - Food | Energy Efficiency | Admin | 1076933.5647 | 1080999.9308 | 1082914.5538 | 1084365.8432 | 1084481.3927 | 1085058.4677 | 1085058.0924 | 1085352.3672 | 1084911.5648 | 1084985.6449 | 1084512.9743 | 1083938.5845 | 1082992.1972
Scenario 5: High TRC ZEAS Phase In | SCE | Ind | WholeBlg | Ind - Food | Energy Efficiency | Admin | 242617.6759 | 241527.589 | 241150.7272 | 241198.044 | 241053.4228 | 240842.5422 | 240642.995 | 240358.6112 | 240042.1541 | 239635.5165 | 239033.978 | 238421.5483 | 237730.2686
Scenario 5: High TRC ZEAS Phase In | SCG | Ind | WholeBlg | Ind - Food | Energy Efficiency | Admin | 599771.4088 | 599421.5827 | 598960.955 | 598438.5058 | 597794.6282 | 597033.0524 | 596264.7557 | 595418.6152 | 594583.3552 | 593799.0802 | 592934.8817 | 591959.3242 | 590987.5682
Scenario 5: High TRC ZEAS Phase In | SDG&E | Ind | WholeBlg | Ind - Food | Energy Efficiency | Admin | 34607.2867 | 34471.8733 | 34341.6995 | 34293.4399 | 34197.7232 | 34100.2616 | 34027.8142 | 33923.8419 | 33813.5427 | 33707.6185 | 33564.0136 | 33422.0939 | 33268.5918
Scenario 5: High TRC ZEAS Phase In | PG&E | Ind | WholeBlg | Ind - Industrial Machinery | Energy Efficiency | Admin | 56567.2493 | 57466.2543 | 58171.0247 | 58629.5932 | 58820.7746 | 59047.3101 | 59184.5819 | 59391.7181 | 59493.7297 | 59674.6086 | 59773.3754 | 59869.0728 | 59909.9819
Scenario 5: High TRC ZEAS Phase In | SCE | Ind | WholeBlg | Ind - Industrial Machinery | Energy Efficiency | Admin | 36457.5747 | 36708.7684 | 37105.2674 | 37420.3932 | 37619.9153 | 37752.7939 | 37886.6875 | 38001.1704 | 38111.8069 | 38209.9512 | 38260.6649 | 38292.1456 | 38293.0873
Scenario 5: High TRC ZEAS Phase In | SCG | Ind | WholeBlg | Ind - Industrial Machinery | Energy Efficiency | Admin | 13008.8315 | 13237.6295 | 13483.3823 | 13648.7756 | 13763.5393 | 13846.2523 | 13925.9004 | 14003.8562 | 14082.6208 | 14164.4129 | 14236.8748 | 14297.6891 | 14348.7012
Scenario 5: High TRC ZEAS Phase In | SDG&E | Ind | WholeBlg | Ind - Industrial Machinery | Energy Efficiency | Admin | 30199.8819 | 30533.5217 | 30886.576 | 31138.9526 | 31261.9535 | 31317.8771 | 31380.0787 | 31416.8421 | 31448.6587 | 31485.849 | 31480.3256 | 31455.8116 | 31404.1171
Scenario 5: High TRC ZEAS Phase In | PG&E | Ind | WholeBlg | Ind - Lumber & Furniture | Energy Efficiency | Admin | 43752.0875 | 43929.9804 | 43942.3051 | 43987.3823 | 43943.2505 | 43988.3248 | 43948.9439 | 43975.7459 | 43911.5872 | 43904.4887 | 43845.4945 | 43805.0702 | 43745.8944
Scenario 5: High TRC ZEAS Phase In | SCE | Ind | WholeBlg | Ind - Lumber & Furniture | Energy Efficiency | Admin | 20083.9394 | 20038.5942 | 20055.3207 | 20105.6838 | 20142.9249 | 20158.4438 | 20155.3053 | 20148.1427 | 20138.1987 | 20121.0585 | 20089.4828 | 20057.3036 | 20017.111
Scenario 5: High TRC ZEAS Phase In | SCG | Ind | WholeBlg | Ind - Lumber & Furniture | Energy Efficiency | Admin | 5851.8227 | 5894.795 | 5935.5731 | 5973.7053 | 6011.7057 | 6032.7956 | 6038.6583 | 6046.5107 | 6055.7194 | 6067.4245 | 6080.7541 | 6092.9246 | 6103.5587
Scenario 5: High TRC ZEAS Phase In | SDG&E | Ind | WholeBlg | Ind - Lumber & Furniture | Energy Efficiency | Admin | 1219.4622 | 1218.5534 | 1218.4231 | 1222.0953 | 1223.8172 | 1224.7528 | 1225.9791 | 1225.6977 | 1224.9286 | 1224.0937 | 1221.489 | 1218.9665 | 1215.7834
Scenario 5: High TRC ZEAS Phase In | PG&E | Ind | WholeBlg | Ind - Paper | Energy Efficiency | Admin | 43389.4349 | 43614.5673 | 43802.0513 | 44035.9224 | 44208.1577 | 44373.6168 | 44517.4799 | 44731.7791 | 44953.692 | 45257.2034 | 45579.4805 | 45934.9877 | 46290.9213
Scenario 5: High TRC ZEAS Phase In | SCE | Ind | WholeBlg | Ind - Paper | Energy Efficiency | Admin | 78641.2646 | 77092.6094 | 75967.5351 | 75197.3188 | 74458.5544 | 73685.6931 | 73030.8369 | 72466.1099 | 72018.8344 | 71664.3303 | 71337.2791 | 71064.5593 | 70812.1605
Scenario 5: High TRC ZEAS Phase In | SCG | Ind | WholeBlg | Ind - Paper | Energy Efficiency | Admin | 91428.2002 | 91558.4395 | 91710.7194 | 92015.4972 | 92351.5538 | 92612.2013 | 92912.7032 | 93302.6604 | 93788.453 | 94367.2388 | 94986.648 | 95608.9627 | 96238.646
Scenario 5: High TRC ZEAS Phase In | SDG&E | Ind | WholeBlg | Ind - Paper | Energy Efficiency | Admin | 1487.7753 | 1476.4948 | 1465.9478 | 1463.5323 | 1458.7328 | 1452.392 | 1447.9636 | 1442.8154 | 1438.5551 | 1435.4738 | 1430.6718 | 1425.7643 | 1420.1309
Scenario 5: High TRC ZEAS Phase In | PG&E | Ind | WholeBlg | Ind - Petroleum | Energy Efficiency | Admin | 1416030.251 | 1420057.0874 | 1422816.3559 | 1425497.9978 | 1426750.8083 | 1427300.5706 | 1426844.7349 | 1426253.2604 | 1425377.2591 | 1424877.008 | 1423564.5216 | 1421802.6307 | 1419676.395
Scenario 5: High TRC ZEAS Phase In | SCE | Ind | WholeBlg | Ind - Petroleum | Energy Efficiency | Admin | 301120.7674 | 299685.2079 | 299208.2969 | 299335.4106 | 299240.1693 | 299070.6108 | 298842.5425 | 298560.0842 | 298232.1113 | 297765.4671 | 297043.1811 | 296322.5281 | 295518.9518
Scenario 5: High TRC ZEAS Phase In | SCG | Ind | WholeBlg | Ind - Petroleum | Energy Efficiency | Admin | 1779556.0554 | 1784398.3434 | 1789196.7078 | 1793764.1956 | 1797220.1906 | 1798616.9487 | 1799111.771 | 1798903.2873 | 1799223.8402 | 1799626.8503 | 1799246.5253 | 1798067.5172 | 1796814.5575
Scenario 5: High TRC ZEAS Phase In | SDG&E | Ind | WholeBlg | Ind - Petroleum | Energy Efficiency | Admin | 874.2632 | 871.7266 | 870.0775 | 871.5312 | 871.4998 | 871.7892 | 873.1526 | 873.2891 | 873.0148 | 872.5856 | 870.6871 | 868.9042 | 866.7345
Scenario 5: High TRC ZEAS Phase In | PG&E | Ind | WholeBlg | Ind - Plastics | Energy Efficiency | Admin | 54408.362 | 55361.2988 | 56081.6775 | 56788.9233 | 57371.4719 | 58021.9495 | 58486.9928 | 58935.132 | 59287.3627 | 59714.3401 | 60070.6938 | 60431.082 | 60749.6145
Scenario 5: High TRC ZEAS Phase In | SCE | Ind | WholeBlg | Ind - Plastics | Energy Efficiency | Admin | 138262.3346 | 138045.199 | 138234.8435 | 138659.2843 | 138965.5138 | 139197.1887 | 139342.5052 | 139406.6269 | 139453.9148 | 139436.1888 | 139296.8914 | 139148.4822 | 138949.4618
Scenario 5: High TRC ZEAS Phase In | SCG | Ind | WholeBlg | Ind - Plastics | Energy Efficiency | Admin | 20456.0433 | 21450.4136 | 22410.0952 | 23311.172 | 24193.6708 | 24972.4938 | 25598.2038 | 26085.8178 | 26609.1847 | 27148.2581 | 27683.0056 | 28188.0861 | 28669.438
Scenario 5: High TRC ZEAS Phase In | SDG&E | Ind | WholeBlg | Ind - Plastics | Energy Efficiency | Admin | 7423.5009 | 7484.7893 | 7543.9463 | 7616.8921 | 7676.7558 | 7727.6804 | 7770.9764 | 7793.458 | 7815.6375 | 7837.6633 | 7848.8128 | 7857.8246 | 7861.3355
Scenario 5: High TRC ZEAS Phase In | PG&E | Ind | WholeBlg | Ind - Primary Metals | Energy Efficiency | Admin | 66413.8836 | 67082.6318 | 67631.8177 | 68121.0813 | 68469.7919 | 68842.9189 | 69172.227 | 69543.6553 | 69838.1511 | 70167.6472 | 70438.3496 | 70702.3308 | 70928.1563
Scenario 5: High TRC ZEAS Phase In | SCE | Ind | WholeBlg | Ind - Primary Metals | Energy Efficiency | Admin | 65605.4549 | 66307.3748 | 67316.5391 | 68344.2852 | 69210.4272 | 69984.4458 | 70782.863 | 71555.4117 | 72316.7084 | 73043.1703 | 73670.2845 | 74259.0579 | 74795.036
Scenario 5: High TRC ZEAS Phase In | SCG | Ind | WholeBlg | Ind - Primary Metals | Energy Efficiency | Admin | 133865.8685 | 134510.9791 | 135216.6863 | 135832.9086 | 136355.027 | 136806.5004 | 137262.6816 | 137709.8419 | 138145.4705 | 138574.6696 | 138958.5823 | 139301.5309 | 139630.2804
Scenario 5: High TRC ZEAS Phase In | SDG&E | Ind | WholeBlg | Ind - Primary Metals | Energy Efficiency | Admin | 9340.5946 | 9382.0495 | 9427.1621 | 9471.1658 | 9502.9474 | 9527.333 | 9552.6835 | 9575.7131 | 9597.6033 | 9619.1221 | 9633.8503 | 9645.6176 | 9653.6079
Scenario 5: High TRC ZEAS Phase In | PG&E | Ind | WholeBlg | Ind - Printing & Publishing | Energy Efficiency | Admin | 33909.5899 | 34058.0104 | 34090.7369 | 34146.3626 | 34123.3914 | 34157.7623 | 34142.4966 | 34175.737 | 34150.6604 | 34167.9817 | 34145.7953 | 34134.0864 | 34108.3928
Scenario 5: High TRC ZEAS Phase In | SCE | Ind | WholeBlg | Ind - Printing & Publishing | Energy Efficiency | Admin | 23227.5195 | 23124.0688 | 23096.2042 | 23112.2558 | 23104.8458 | 23077.6897 | 23051.1976 | 23021.6923 | 22997.4411 | 22968.6789 | 22920.1431 | 22868.4819 | 22807.5207
Scenario 5: High TRC ZEAS Phase In | SCG | Ind | WholeBlg | Ind - Printing & Publishing | Energy Efficiency | Admin | 7409.3833 | 7439.569 | 7468.8319 | 7496.692 | 7513.3973 | 7511.1552 | 7507.9189 | 7509.3469 | 7520.7738 | 7538.8064 | 7555.2034 | 7566.5871 | 7574.8938
Scenario 5: High TRC ZEAS Phase In | SDG&E | Ind | WholeBlg | Ind - Printing & Publishing | Energy Efficiency | Admin | 8097.2399 | 8087.7095 | 8084.5503 | 8108.1858 | 8116.1888 | 8123.1611 | 8138.7353 | 8144.301 | 8147.2448 | 8149.3458 | 8138.1132 | 8127.0188 | 8111.7824
Scenario 5: High TRC ZEAS Phase In | PG&E | Ind | WholeBlg | Ind - Stone-Glass-Clay | Energy Efficiency | Admin | 414539.2547 | 420388.7083 | 424785.8753 | 428545.5516 | 431709.1531 | 434499.5721 | 436625.8752 | 438772.7688 | 440627.5532 | 442616.3309 | 444490.5553 | 446373.3804 | 448044.3793
Scenario 5: High TRC ZEAS Phase In | SCE | Ind | WholeBlg | Ind - Stone-Glass-Clay | Energy Efficiency | Admin | 117617.8915 | 118968.9321 | 120425.6471 | 121911.4248 | 123212.3416 | 124330.4471 | 125300.2433 | 126221.5651 | 127087.2549 | 127900.3104 | 128621.6402 | 129354.8881 | 130015.2281
Scenario 5: High TRC ZEAS Phase In | SCG | Ind | WholeBlg | Ind - Stone-Glass-Clay | Energy Efficiency | Admin | 141551.6174 | 142630.9867 | 143512.6032 | 144253.598 | 144914.3263 | 145436.3223 | 145837.539 | 146213.2475 | 146568.7028 | 146932.2583 | 147288.6303 | 147635.4628 | 147969.9179
Scenario 5: High TRC ZEAS Phase In | SDG&E | Ind | WholeBlg | Ind - Stone-Glass-Clay | Energy Efficiency | Admin | 8065.871 | 8189.803 | 8284.2758 | 8369.9563 | 8442.7801 | 8496.9096 | 8535.9094 | 8569.0406 | 8599.1998 | 8629.8381 | 8657.1078 | 8683.3798 | 8704.3979
Scenario 5: High TRC ZEAS Phase In | PG&E | Ind | WholeBlg | Ind - Textiles | Energy Efficiency | Admin | 2739.2669 | 2746.4861 | 2745.1702 | 2739.7116 | 2726.5105 | 2716.0058 | 2701.8384 | 2690.3714 | 2675.3382 | 2663.95 | 2650.7898 | 2638.858 | 2626.6217
Scenario 5: High TRC ZEAS Phase In | SCE | Ind | WholeBlg | Ind - Textiles | Energy Efficiency | Admin | 16462.7742 | 16416.7664 | 16416.0205 | 16418.0886 | 16398.896 | 16363.2372 | 16328.5011 | 16282.4946 | 16237.9614 | 16192.299 | 16135.0995 | 16080.1216 | 16022.1663
Scenario 5: High TRC ZEAS Phase In | SCG | Ind | WholeBlg | Ind - Textiles | Energy Efficiency | Admin | 67634.8538 | 67726.8213 | 67816.0831 | 67860.7753 | 67874.6869 | 67860.1019 | 67837.7932 | 67807.4204 | 67772.5495 | 67739.3771 | 67695.123 | 67642.1779 | 67590.1895
Scenario 5: High TRC ZEAS Phase In | SDG&E | Ind | WholeBlg | Ind - Textiles | Energy Efficiency | Admin | 968.1513 | 965.2925 | 962.8298 | 961.7609 | 957.9088 | 953.2384 | 949.1259 | 943.6654 | 938.066 | 932.7833 | 926.2211 | 919.8994 | 913.3702
Scenario 5: High TRC ZEAS Phase In | PG&E | Ind | WholeBlg | Ind - Transportation Equipment | Energy Efficiency | Admin | 71552.4102 | 71996.4142 | 72478.6794 | 72764.9048 | 72809.1112 | 72916.3878 | 73010.9539 | 73201.3529 | 73316.5876 | 73518.2833 | 73625.1944 | 73706.0304 | 73714.9692
Scenario 5: High TRC ZEAS Phase In | SCE | Ind | WholeBlg | Ind - Transportation Equipment | Energy Efficiency | Admin | 138660.1074 | 138978.1632 | 140554.847 | 141623.2351 | 142173.6048 | 142434.9673 | 142960.6799 | 143468.601 | 144102.1256 | 144753.1149 | 145181.5494 | 145445.6242 | 145508.6223
Scenario 5: High TRC ZEAS Phase In | SCG | Ind | WholeBlg | Ind - Transportation Equipment | Energy Efficiency | Admin | 50329.2277 | 50302.6938 | 50283.8813 | 50255.573 | 50221.9704 | 50182.7172 | 50146.0906 | 50107.1613 | 50065.6097 | 50023.272 | 49973.4177 | 49917.9689 | 49864.766
Scenario 5: High TRC ZEAS Phase In | SDG&E | Ind | WholeBlg | Ind - Transportation Equipment | Energy Efficiency | Admin | 37329.2071 | 37457.7281 | 37795.3997 | 38066.9108 | 38163.3532 | 38200.6136 | 38324.7732 | 38419.7731 | 38534.2436 | 38664.2741 | 38711.9065 | 38723.2417 | 38681.9511
Scenario 5: High TRC ZEAS Phase In | PG&E | Income Qualified | BROs | Income Qualified - Multi Family IQ | Energy Efficiency | Admin | 979453.9822 | 996759.3421 | 1015571.8646 | 1038564.6261 | 1062897.6271 | 1089191.6975 | 1111319.6493 | 1137129.6928 | 1162421.9909 | 1187785.8523 | 1210793.7158 | 1102267.2673 | 1117983.8953
Scenario 5: High TRC ZEAS Phase In | SCE | Income Qualified | BROs | Income Qualified - Multi Family IQ | Energy Efficiency | Admin | 1495113.667 | 1558745.752 | 1626191.5317 | 1685817.6178 | 1725308.6454 | 1767625.0625 | 1804981.7739 | 1848045.7173 | 1888685.6951 | 1931171.1253 | 1967133.8437 | 2012027.8644 | 2057955.0896
Scenario 5: High TRC ZEAS Phase In | SCG | Income Qualified | BROs | Income Qualified - Multi Family IQ | Energy Efficiency | Admin | 106399.6848 | 106844.656 | 107477.1184 | 108284.1016 | 109241.8211 | 110330.6449 | 111463.7057 | 112973.7546 | 114643.1392 | 116622.3059 | 118697.4967 | 120899.8134 | 123285.9062
Scenario 5: High TRC ZEAS Phase In | SDG&E | Income Qualified | BROs | Income Qualified - Multi Family IQ | Energy Efficiency | Admin | 308837.1065 | 315687.7606 | 323167.6238 | 331872.3245 | 340988.9826 | 350676.8753 | 360140.2273 | 370131.4724 | 379769.2196 | 389249.8534 | 397819.7672 | 387847.7316 | 397099.6618
Scenario 5: High TRC ZEAS Phase In | PG&E | Income Qualified | BROs | Income Qualified - Single Family IQ | Energy Efficiency | Admin | 3562752.8148 | 3615344.816 | 3671755.5461 | 3744049.8554 | 3820259.9764 | 3902169.3407 | 3973367.9471 | 4054649.0055 | 4133072.3943 | 4208216.5536 | 4274207.406 | 3911028.9152 | 3955861.7715
Scenario 5: High TRC ZEAS Phase In | SCE | Income Qualified | BROs | Income Qualified - Single Family IQ | Energy Efficiency | Admin | 5096999.1268 | 5277964.5166 | 5468499.3626 | 5649443.9056 | 5762028.0152 | 5884224.0348 | 5992257.0432 | 6117124.8684 | 6233685.4479 | 6351360.6813 | 6447500.0391 | 6572867.1552 | 6701458.7803
Scenario 5: High TRC ZEAS Phase In | SCG | Income Qualified | BROs | Income Qualified - Single Family IQ | Energy Efficiency | Admin | 328406.1325 | 329423.2779 | 330953.4274 | 332958.2036 | 335408.4806 | 338297.5152 | 341509.8403 | 345715.8732 | 350395.0881 | 355579.5426 | 361028.216 | 366832.1287 | 373164.3709
Scenario 5: High TRC ZEAS Phase In | SDG&E | Income Qualified | BROs | Income Qualified - Single Family IQ | Energy Efficiency | Admin | 727061.3887 | 736798.8248 | 747850.3498 | 762728.5726 | 778332.6442 | 794713.3419 | 810423.3624 | 826942.5541 | 842744.4646 | 858177.4775 | 872054.2021 | 856040.7218 | 871725.9201
Scenario 5: High TRC ZEAS Phase In | PG&E | Res | BROs | Res - Multi Family | Energy Efficiency | Admin | 10069068.2318 | 10202560.5104 | 10347562.4056 | 10532069.9002 | 10727487.0627 | 10936552.0545 | 11115475.1261 | 11321158.6469 | 11520593.4185 | 11711375.2028 | 11881329.4674 | 12090436.8308 | 12308811.412
Scenario 5: High TRC ZEAS Phase In | SCE | Res | BROs | Res - Multi Family | Energy Efficiency | Admin | 11099129.6277 | 11496110.1277 | 11914203.1387 | 12310122.5777 | 12557210.2882 | 12825252.2573 | 13062261.5502 | 13336160.1365 | 13591996.8148 | 13850686.9514 | 14062447.4038 | 14337989.4691 | 14620611.4872
Scenario 5: High TRC ZEAS Phase In | SCG | Res | BROs | Res - Multi Family | Energy Efficiency | Admin | 1125365.2534 | 1128924.1903 | 1134254.5624 | 1141224.4992 | 1149725.0613 | 1159722.0643 | 1170788.4709 | 1185294.954 | 1201426.6943 | 1219382.243 | 1238249.6223 | 1258341.7475 | 1280252.1074
Scenario 5: High TRC ZEAS Phase In | SDG&E | Res | BROs | Res - Multi Family | Energy Efficiency | Admin | 2516154.7595 | 2552278.6353 | 2593064.9256 | 2646953.3563 | 2703522.6542 | 2763057.3706 | 2820415.0603 | 2880833.289 | 2938852.501 | 2995724.8276 | 3047135.537 | 3111992.278 | 3180996.7996
Scenario 5: High TRC ZEAS Phase In | PG&E | Res | BROs | Res - Single Family | Energy Efficiency | Admin | 2558619.1865 | 2599376.8277 | 2644004.1725 | 2698527.0172 | 2756277.1365 | 2818450.57 | 2869588.5181 | 2929692.4463 | 2988472.7966 | 3047239.6008 | 3100508.3526 | 3164193.9373 | 3230193.4469
Scenario 5: High TRC ZEAS Phase In | SCE | Res | BROs | Res - Single Family | Energy Efficiency | Admin | 2654186.7139 | 2767793.0372 | 2888237.4204 | 2994469.7221 | 3064940.2214 | 3140422.1147 | 3207041.8501 | 3283837.3547 | 3356324.9372 | 3432183.3475 | 3496444.6172 | 3576574.5389 | 3658535.908
Scenario 5: High TRC ZEAS Phase In | SCG | Res | BROs | Res - Single Family | Energy Efficiency | Admin | 321906.3941 | 323273.6587 | 325212.0913 | 327682.3752 | 330609.9416 | 333932.1914 | 337377.1859 | 341972.904 | 347051.8437 | 353095.1419 | 359431.0881 | 366154.089 | 373435.6527
Scenario 5: High TRC ZEAS Phase In | SDG&E | Res | BROs | Res - Single Family | Energy Efficiency | Admin | 892758.2487 | 912103.0951 | 933255.1742 | 957626.301 | 983114.6952 | 1010097.7324 | 1036414.134 | 1064098.2475 | 1090755.074 | 1116893.27 | 1140499.6228 | 1169683.2813 | 1200419.9638
Scenario 6: Aggressive Fuel Sub Phase In | PG&E | Ag | WholeBlg | Ag - Dairies, fishing, hunting | Energy Efficiency | Admin | 240051.4466 | 242581.025 | 245670.4463 | 248666.2804 | 252057.0827 | 254782.3663 | 257487.4449 | 259949.5217 | 262754.024 | 265211.1145 | 267724.9962 | 270019.9494 | 272345.8373
Scenario 6: Aggressive Fuel Sub Phase In | SCE | Ag | WholeBlg | Ag - Dairies, fishing, hunting | Energy Efficiency | Admin | 99182.9168 | 99771.8474 | 100296.39 | 100781.0315 | 101243.4704 | 101669.6514 | 102082.7823 | 102516.7279 | 102961.5144 | 103401.6129 | 103821.4888 | 104220.2301 | 104604.841
Scenario 6: Aggressive Fuel Sub Phase In | SCG | Ag | WholeBlg | Ag - Dairies, fishing, hunting | Energy Efficiency | Admin | 10379.2505 | 10379.2505 | 10379.2505 | 10379.2505 | 10379.2505 | 10379.2505 | 10379.2505 | 10379.2505 | 10379.2505 | 10379.2505 | 10379.2505 | 10379.2505 | 10379.2505
Scenario 6: Aggressive Fuel Sub Phase In | SDG&E | Ag | WholeBlg | Ag - Dairies, fishing, hunting | Energy Efficiency | Admin | 4432.2292 | 4463.2728 | 4492.4124 | 4520.3169 | 4546.1067 | 4569.3146 | 4591.1798 | 4612.8835 | 4634.4577 | 4655.8578 | 4676.695 | 4697.1975 | 4717.1663
Scenario 6: Aggressive Fuel Sub Phase In | PG&E | Ag | WholeBlg | Ag - Irrigated Agriculture, vineyards, forestry and greenhouses | Energy Efficiency | Admin | 1960807.6372 | 2016443.6901 | 2072721.0653 | 2127696.0398 | 2181685.7998 | 2230390.9384 | 2279142.1766 | 2327029.1767 | 2376748.0033 | 2423431.9551 | 2469414.7301 | 2513953.3932 | 2557850.978
Scenario 6: Aggressive Fuel Sub Phase In | SCE | Ag | WholeBlg | Ag - Irrigated Agriculture, vineyards, forestry and greenhouses | Energy Efficiency | Admin | 238730.6688 | 251153.3588 | 262604.498 | 273495.1051 | 284041.4545 | 293853.9148 | 303228.6801 | 312865.3158 | 322695.3988 | 332649.63 | 342516.1027 | 352268.7009 | 361984.7196
Scenario 6: Aggressive Fuel Sub Phase In | SCG | Ag | WholeBlg | Ag - Irrigated Agriculture, vineyards, forestry and greenhouses | Energy Efficiency | Admin | 44526.5557 | 44526.5557 | 44526.5557 | 44526.5557 | 44526.5557 | 44526.5557 | 44526.5557 | 44526.5557 | 44526.5557 | 44526.5557 | 44526.5557 | 44526.5557 | 44526.5557
Scenario 6: Aggressive Fuel Sub Phase In | SDG&E | Ag | WholeBlg | Ag - Irrigated Agriculture, vineyards, forestry and greenhouses | Energy Efficiency | Admin | 33489.0753 | 34578.8985 | 35608.1189 | 36609.6924 | 37551.2434 | 38408.9755 | 39228.6857 | 40050.7219 | 40883.9775 | 41717.6341 | 42537.4561 | 43349.4891 | 44145.5372
Scenario 6: Aggressive Fuel Sub Phase In | PG&E | Ag | WholeBlg | Ag - Water pumping | Energy Efficiency | Admin | 1279193.1634 | 1263903.6791 | 1247846.6659 | 1231532.4167 | 1214688.6441 | 1199906.4635 | 1186237.8091 | 1172522.6002 | 1157084.6265 | 1140318.151 | 1122547.1269 | 1104504.7346 | 1086023.0134
Scenario 6: Aggressive Fuel Sub Phase In | SCE | Ag | WholeBlg | Ag - Water pumping | Energy Efficiency | Admin | 1381632.4523 | 1380502.119 | 1379288.1277 | 1377977.4162 | 1376641.9775 | 1375439.5334 | 1374453.5272 | 1373540.8244 | 1372606.5568 | 1371464.5514 | 1370070.2142 | 1368433.671 | 1366592.4236
Scenario 6: Aggressive Fuel Sub Phase In | SCG | Ag | WholeBlg | Ag - Water pumping | Energy Efficiency | Admin | 14623.9307 | 14623.9307 | 14623.9307 | 14623.9307 | 14623.9307 | 14623.9307 | 14623.9307 | 14623.9307 | 14623.9307 | 14623.9307 | 14623.9307 | 14623.9307 | 14623.9307
Scenario 6: Aggressive Fuel Sub Phase In | SDG&E | Ag | WholeBlg | Ag - Water pumping | Energy Efficiency | Admin | 97451.9403 | 97263.2981 | 97079.9902 | 96888.472 | 96695.5881 | 96511.5724 | 96326.5996 | 96134.6118 | 95927.6453 | 95715.2243 | 95500.2986 | 95283.4443 | 95067.0821
Scenario 6: Aggressive Fuel Sub Phase In | SDG&E | Com | WholeBlg | Com - College | Energy Efficiency | Admin | 150004.88 | 154032.1142 | 158259.5991 | 163373.6455 | 169044.1498 | 174814.4025 | 181450.4091 | 187915.6213 | 194608.155 | 201647.9927 | 208415.3089 | 214442.8093 | 217790.3639
Scenario 6: Aggressive Fuel Sub Phase In | PG&E | Com | WholeBlg | Com - Grocery | Energy Efficiency | Admin | 1364558.0357 | 1400005.5852 | 1434086.9717 | 1473136.7133 | 1517110.9195 | 1562980.451 | 1613474.1666 | 1714214.081 | 1768074.8186 | 1852359.058 | 1903831.6863 | 1945206.0833 | 1972030.1353
Scenario 6: Aggressive Fuel Sub Phase In | SCE | Com | WholeBlg | Com - Grocery | Energy Efficiency | Admin | 1115569.3041 | 1141465.8225 | 1171108.3166 | 1205028.4189 | 1244496.1131 | 1284513.8096 | 1325290.0129 | 1364826.5925 | 1405846.8453 | 1446184.6915 | 1486001.0748 | 1520032.1042 | 1511166.0171
Scenario 6: Aggressive Fuel Sub Phase In | SCG | Com | WholeBlg | Com - Grocery | Energy Efficiency | Admin | 35302.398 | 35754.7783 | 36124.1948 | 36587.1695 | 37079.6926 | 37428.7335 | 37787.2507 | 38128.3494 | 38478.3908 | 38722.0701 | 38951.165 | 39072.7324 | 39168.9083
Scenario 6: Aggressive Fuel Sub Phase In | SDG&E | Com | WholeBlg | Com - Grocery | Energy Efficiency | Admin | 316091.7414 | 325374.769 | 335361.5022 | 347243.2167 | 360421.2018 | 373972.134 | 388195.4887 | 402581.2313 | 417614.0544 | 432548.0264 | 447424.3993 | 460617.1102 | 460634.1028
Scenario 6: Aggressive Fuel Sub Phase In | PG&E | Com | WholeBlg | Com - Health | Energy Efficiency | Admin | 1650399.8942 | 1698282.7849 | 1743632.1465 | 1794528.9072 | 1850910.3793 | 1908468.3408 | 1973118.9157 | 2057299.1706 | 2123819.5964 | 2229335.7967 | 2292892.887 | 2344694.3317 | 2386563.3311
Scenario 6: Aggressive Fuel Sub Phase In | SCE | Com | WholeBlg | Com - Health | Energy Efficiency | Admin | 1063666.3216 | 1092461.8246 | 1123550.816 | 1159479.6306 | 1200417.7431 | 1241638.9504 | 1287718.3814 | 1330372.8005 | 1373865.4775 | 1418449.2715 | 1460842.4909 | 1497239.1945 | 1530343.0089
Scenario 6: Aggressive Fuel Sub Phase In | SCG | Com | WholeBlg | Com - Health | Energy Efficiency | Admin | 129607.5112 | 131701.9534 | 133493.9354 | 135617.1457 | 137856.4201 | 139699.9323 | 141620.7849 | 143386.4063 | 145172.0179 | 146578.0358 | 147914.4655 | 148808.9923 | 149036.6603
Scenario 6: Aggressive Fuel Sub Phase In | SDG&E | Com | WholeBlg | Com - Health | Energy Efficiency | Admin | 393435.8338 | 404657.0004 | 416224.793 | 429764.8343 | 444400.6884 | 458750.458 | 474446.9584 | 489310.7264 | 504707.8696 | 520968.6124 | 536983.1189 | 550458.8518 | 562201.9046
Scenario 6: Aggressive Fuel Sub Phase In | PG&E | Com | WholeBlg | Com - Lodging | Energy Efficiency | Admin | 260517.1888 | 265917.427 | 270870.2649 | 276550.3941 | 283009.247 | 289661.7222 | 297354.1979 | 304199.8328 | 312400.909 | 325289.9777 | 333408.9723 | 340102.9213 | 345112.438
Scenario 6: Aggressive Fuel Sub Phase In | PG&E | Com | BROs | Com - Lodging | Energy Efficiency | Admin | 1852.5806 | 3808.1104 | 5858.4985 | 8029.2819 | 10348.1301 | 12815.587 | 15484.3597 | 18233.3106 | 21216.4867 | 24800.9402 | 28101.2601 | 31385.83 | 34573.9932
Scenario 6: Aggressive Fuel Sub Phase In | SCE | Com | WholeBlg | Com - Lodging | Energy Efficiency | Admin | 503149.0874 | 515190.233 | 527683.8855 | 543226.4664 | 561002.3162 | 578955.8214 | 599198.188 | 618013.0946 | 637067.583 | 656898.0126 | 675523.7297 | 691156.4002 | 702266.9135
Scenario 6: Aggressive Fuel Sub Phase In | SCE | Com | BROs | Com - Lodging | Energy Efficiency | Admin | 4925.7645 | 10084.1032 | 15488.077 | 21252.3088 | 27426.0145 | 33953.7384 | 40984.7581 | 48295.2563 | 55989.6609 | 64126.985 | 72516.9056 | 80914.5621 | 89038.5031
Scenario 6: Aggressive Fuel Sub Phase In | SCG | Com | WholeBlg | Com - Lodging | Energy Efficiency | Admin | 63438.1692 | 64343.962 | 65098.534 | 66015.1523 | 66989.9557 | 67765.515 | 68566.3763 | 69319.7467 | 70094.1132 | 70743.6497 | 71318.6 | 71699.9791 | 71834.8996
Scenario 6: Aggressive Fuel Sub Phase In | SDG&E | Com | WholeBlg | Com - Lodging | Energy Efficiency | Admin | 206116.1686 | 210517.8526 | 215100.2231 | 220900.0507 | 227138.7955 | 233291.7615 | 240272.442 | 246834.0093 | 253522.7093 | 260414.0796 | 266689.7668 | 271735.7443 | 276434.5172
Scenario 6: Aggressive Fuel Sub Phase In | SDG&E | Com | BROs | Com - Lodging | Energy Efficiency | Admin | 1753.4976 | 3588.3087 | 5511.1291 | 7565.3331 | 9751.8084 | 12057.4834 | 14538.0152 | 17123.9366 | 19847.0799 | 22717.1941 | 25656.662 | 28575.8482 | 31540.259
Scenario 6: Aggressive Fuel Sub Phase In | SDG&E | Com | WholeBlg | Com - Office (Large) | Energy Efficiency | Admin | 660382.5628 | 674740.5364 | 689468.3699 | 707235.6883 | 726658.642 | 746019.3063 | 768961.5453 | 790280.8525 | 811831.3041 | 834022.0093 | 854005.8541 | 870423.5754 | 893527.9164
Scenario 6: Aggressive Fuel Sub Phase In | PG&E | Com | WholeBlg | Com - Office (Small) | Energy Efficiency | Admin | 402594.2555 | 412935.5971 | 422803.4524 | 433921.6508 | 446452.7985 | 459537.6027 | 474583.2865 | 502831.3603 | 518161.4282 | 542301.9473 | 556945.5235 | 568826.5701 | 579937.9257
Scenario 6: Aggressive Fuel Sub Phase In | SCE | Com | WholeBlg | Com - Office (Small) | Energy Efficiency | Admin | 371635.626 | 378423.4566 | 386075.8289 | 395162.0477 | 405813.4692 | 416457.2256 | 428262.856 | 438983.2239 | 449846.1625 | 461183.0168 | 471330.6308 | 479546.2253 | 486626.6271
Scenario 6: Aggressive Fuel Sub Phase In | SDG&E | Com | WholeBlg | Com - Office (Small) | Energy Efficiency | Admin | 188051.3344 | 191604.7263 | 195441.3515 | 200339.2312 | 205899.9219 | 211491.6842 | 217884.2207 | 224030.3177 | 230356.7279 | 237467.8282 | 243481.9287 | 248505.2117 | 252557.9007
Scenario 6: Aggressive Fuel Sub Phase In | PG&E | Com | BROs | Com - Other | Energy Efficiency | Admin | 7145.7344 | 15447.7819 | 24800.712 | 35049.6924 | 46805.4297 | 60685.6361 | 75688.9366 | 88840.1548 | 104813.6833 | 123998.9484 | 142294.3965 | 160843.6285 | 178184.2275
Scenario 6: Aggressive Fuel Sub Phase In | SCE | Com | BROs | Com - Other | Energy Efficiency | Admin | 7915.0287 | 16134.8831 | 24689.051 | 33739.8118 | 43364.0451 | 53470.8756 | 64346.0374 | 75559.9215 | 87295.0666 | 99618.7426 | 112250.8865 | 124839.1999 | 139018.6653
Scenario 6: Aggressive Fuel Sub Phase In | SDG&E | Com | WholeBlg | Com - Other | Energy Efficiency | Admin | 385132.0808 | 394284.5354 | 403744.4696 | 415363.0525 | 427993.3962 | 440469.5459 | 455208.339 | 469094.4397 | 483272.7797 | 497881.7532 | 511494.3925 | 523078.5913 | 536643.4022
Scenario 6: Aggressive Fuel Sub Phase In | SDG&E | Com | BROs | Com - Other | Energy Efficiency | Admin | 1589.053 | 3258.9718 | 5015.6213 | 6896.7932 | 8908.8078 | 11039.2071 | 13362.5969 | 15793.6192 | 18366.1125 | 21092.965 | 23903.3988 | 26724.3784 | 29797.3512
Scenario 6: Aggressive Fuel Sub Phase In | PG&E | Com | WholeBlg | Com - Refrig. Warehouse | Energy Efficiency | Admin | 197962.5524 | 205835.7668 | 213761.4749 | 222449.7234 | 231987.2527 | 241560.1442 | 251760.5385 | 276652.3446 | 288200.7083 | 304137.2509 | 315672.1745 | 325710.1428 | 328575.0731
Scenario 6: Aggressive Fuel Sub Phase In | SCE | Com | WholeBlg | Com - Refrig. Warehouse | Energy Efficiency | Admin | 124418.2599 | 129017.1678 | 133956.5269 | 139814.6805 | 146282.8015 | 152574.6135 | 158819.3959 | 165116.1503 | 171696.5551 | 178104.8829 | 184723.4472 | 190611.0069 | 188743.4929
Scenario 6: Aggressive Fuel Sub Phase In | SCG | Com | WholeBlg | Com - Refrig. Warehouse | Energy Efficiency | Admin | 8192.3271 | 8342.9645 | 8477.7529 | 8635.6241 | 8800.9056 | 8921.0106 | 9041.005 | 9159.4151 | 9281.5657 | 9368.5938 | 9460.1524 | 9525.4623 | 9554.3427
Scenario 6: Aggressive Fuel Sub Phase In | SDG&E | Com | WholeBlg | Com - Refrig. Warehouse | Energy Efficiency | Admin | 6996.8911 | 7335.4759 | 7702.8467 | 8134.6927 | 8580.749 | 8978.6373 | 9387.2369 | 9815.2895 | 10271.7069 | 10734.8201 | 11216.1004 | 11666.7621 | 11721.8002
Scenario 6: Aggressive Fuel Sub Phase In | PG&E | Com | BROs | Com - Retail | Energy Efficiency | Admin | 9249.8275 | 18816.2903 | 28649.0331 | 38858.5421 | 49543.5676 | 60733.738 | 72749.9769 | 86591.1179 | 99700.532 | 115303.4206 | 129252.5623 | 142827.0654 | 158748.6874
Scenario 6: Aggressive Fuel Sub Phase In | SCE | Com | BROs | Com - Retail | Energy Efficiency | Admin | 15823.1786 | 32154.8564 | 49100.7349 | 66837.0492 | 85576.7622 | 105136.9576 | 126065.0016 | 147502.9288 | 169755.1603 | 192916.0686 | 216381.0251 | 239593.8877 | 264938.8491
Scenario 6: Aggressive Fuel Sub Phase In | SDG&E | Com | BROs | Com - Retail | Energy Efficiency | Admin | 3532.7754 | 7191.3058 | 10985.1405 | 14979.3569 | 19190.2284 | 23579.5125 | 28313.9213 | 33196.7086 | 38281.4332 | 43596.8824 | 48964.6318 | 54275.29 | 60542.671
Scenario 6: Aggressive Fuel Sub Phase In | PG&E | Com | WholeBlg | Com - School | Energy Efficiency | Admin | 385007.6226 | 389976.5198 | 394172.9233 | 399167.0135 | 404862.0981 | 410986.2304 | 418785.8099 | 432712.3001 | 440579.9818 | 454403.8942 | 462102.0292 | 467968.3113 | 477164.1369
Scenario 6: Aggressive Fuel Sub Phase In | SCE | Com | WholeBlg | Com - School | Energy Efficiency | Admin | 390889.3058 | 397890.8585 | 405365.8936 | 414928.4976 | 425997.2239 | 437071.427 | 450069.6894 | 461689.9025 | 473205.7437 | 485107.2711 | 495632.0341 | 503940.2492 | 515174.7759
Scenario 6: Aggressive Fuel Sub Phase In | SDG&E | Com | WholeBlg | Com - School | Energy Efficiency | Admin | 122385.4203 | 125058.058 | 127868.024 | 131423.5462 | 135389.9186 | 139339.2701 | 144139.61 | 148685.3745 | 153307.0164 | 158108.4443 | 162535.4889 | 166302.3538 | 170210.258
Scenario 6: Aggressive Fuel Sub Phase In | PG&E | Ind | WholeBlg | Ind - All Other Industrial | Energy Efficiency | Admin | 41440.731 | 41654.4505 | 41716.1795 | 41796.0562 | 41797.7858 | 41875.7986 | 41899.36 | 41983.1448 | 41996.2584 | 42062.7273 | 42097.2266 | 42158.5276 | 42209.7979
Scenario 6: Aggressive Fuel Sub Phase In | SCE | Ind | WholeBlg | Ind - All Other Industrial | Energy Efficiency | Admin | 56663.4851 | 56564.6965 | 56609.9097 | 56745.6593 | 56833.0043 | 56888.6516 | 56930.6442 | 56961.0197 | 56983.5697 | 56989.0275 | 56956.3194 | 56933.5194 | 56897.4216
Scenario 6: Aggressive Fuel Sub Phase In | SCG | Ind | WholeBlg | Ind - All Other Industrial | Energy Efficiency | Admin | 36086.3117 | 36318.3997 | 36494.852 | 36650.3814 | 36794.0739 | 36900.1135 | 36991.9925 | 37089.2046 | 37192.5721 | 37313.546 | 37447.3658 | 37592.9681 | 37747.0845
Scenario 6: Aggressive Fuel Sub Phase In | SDG&E | Ind | WholeBlg | Ind - All Other Industrial | Energy Efficiency | Admin | 20634.0807 | 20646.3923 | 20657.2159 | 20718.0667 | 20748.0315 | 20767.7584 | 20800.9643 | 20818.385 | 20832.4367 | 20849.857 | 20847.8142 | 20852.6292 | 20852.7903
Scenario 6: Aggressive Fuel Sub Phase In | PG&E | Ind | WholeBlg | Ind - Chemicals | Energy Efficiency | Admin | 539420.8063 | 543942.8361 | 547440.2934 | 550610.8606 | 553170.8594 | 555567.1644 | 557304.3524 | 558931.0263 | 560331.3044 | 561955.8993 | 563309.8898 | 564544.0961 | 565537.8914
Scenario 6: Aggressive Fuel Sub Phase In | SCE | Ind | WholeBlg | Ind - Chemicals | Energy Efficiency | Admin | 171573.4365 | 172724.9257 | 174285.2673 | 176043.3498 | 177604.8012 | 178914.659 | 180023.2403 | 180932.7045 | 181855.3523 | 182703.9954 | 183381.1473 | 184005.4913 | 184522.6092
Scenario 6: Aggressive Fuel Sub Phase In | SCG | Ind | WholeBlg | Ind - Chemicals | Energy Efficiency | Admin | 436298.9208 | 439455.4459 | 442378.8272 | 445047.1581 | 447530.2176 | 449592.4526 | 451284.3276 | 452699.2917 | 454163.5231 | 455631.8681 | 457000.9648 | 458223.6349 | 459382.9344
Scenario 6: Aggressive Fuel Sub Phase In | SDG&E | Ind | WholeBlg | Ind - Chemicals | Energy Efficiency | Admin | 23459.3123 | 23630.0235 | 23793.2079 | 23997.1065 | 24158.5828 | 24296.1336 | 24426.0475 | 24514.2474 | 24599.6022 | 24683.0239 | 24733.1672 | 24777.1254 | 24805.4851
Scenario 6: Aggressive Fuel Sub Phase In | PG&E | Ind | WholeBlg | Ind - Electronics | Energy Efficiency | Admin | 287986.6021 | 290439.7116 | 291770.2742 | 293234.8281 | 294063.6596 | 295600.7945 | 296689.4412 | 298216.8758 | 299110.8923 | 300371.8123 | 301238.9277 | 302209.4584 | 303029.933
Scenario 6: Aggressive Fuel Sub Phase In | SCE | Ind | WholeBlg | Ind - Electronics | Energy Efficiency | Admin | 84350.6238 | 84379.9444 | 84669.5101 | 85110.7291 | 85484.3297 | 85831.1783 | 86167.1352 | 86489.6326 | 86794.7965 | 87059.0155 | 87246.5617 | 87429.7042 | 87578.5544
Scenario 6: Aggressive Fuel Sub Phase In | SCG | Ind | WholeBlg | Ind - Electronics | Energy Efficiency | Admin | 20842.7553 | 20998.0664 | 21151.5248 | 21297.8037 | 21439.3273 | 21574.4746 | 21709.3666 | 21845.6318 | 21980.7802 | 22116.4374 | 22248.6641 | 22377.2356 | 22504.546
Scenario 6: Aggressive Fuel Sub Phase In | SDG&E | Ind | WholeBlg | Ind - Electronics | Energy Efficiency | Admin | 59919.0889 | 60647.9319 | 61402.6854 | 62313.4898 | 63108.5064 | 63896.4094 | 64750.776 | 65541.6611 | 66306.3925 | 67063.9072 | 67717.9058 | 68368.4896 | 68975.5749
Scenario 6: Aggressive Fuel Sub Phase In | PG&E | Ind | WholeBlg | Ind - Fabricated Metals | Energy Efficiency | Admin | 75492.8279 | 76549.7781 | 77337.3115 | 77871.2234 | 78143.7651 | 78411.8414 | 78503.564 | 78654.901 | 78681.3159 | 78785.2679 | 78801.667 | 78813.1499 | 78761.7998
Scenario 6: Aggressive Fuel Sub Phase In | SCE | Ind | WholeBlg | Ind - Fabricated Metals | Energy Efficiency | Admin | 116553.6951 | 117277.3632 | 118415.4586 | 119399.8749 | 120133.2949 | 120648.088 | 121053.1455 | 121375.8723 | 121663.7995 | 121901.2327 | 122005.2552 | 122057.4864 | 122017.8619
Scenario 6: Aggressive Fuel Sub Phase In | SCG | Ind | WholeBlg | Ind - Fabricated Metals | Energy Efficiency | Admin | 125103.9231 | 126654.9687 | 128257.6535 | 129386.5889 | 130284.5594 | 130921.1714 | 131387.088 | 131807.2562 | 132206.0495 | 132614.0996 | 132969.074 | 133242.9887 | 133452.1316
Scenario 6: Aggressive Fuel Sub Phase In | SDG&E | Ind | WholeBlg | Ind - Fabricated Metals | Energy Efficiency | Admin | 10687.3477 | 10763.5864 | 10845.4258 | 10922.417 | 10966.0706 | 10991.4015 | 11013.973 | 11021.2184 | 11023.6101 | 11025.7361 | 11010.359 | 10991.1317 | 10962.7515
Scenario 6: Aggressive Fuel Sub Phase In | PG&E | Ind | WholeBlg | Ind - Food | Energy Efficiency | Admin | 1076933.5647 | 1080999.9308 | 1082914.5538 | 1084365.8432 | 1084481.3927 | 1085058.4677 | 1085058.0924 | 1085352.3672 | 1084911.5648 | 1084985.6449 | 1084512.9743 | 1083938.5845 | 1082992.1972
Scenario 6: Aggressive Fuel Sub Phase In | SCE | Ind | WholeBlg | Ind - Food | Energy Efficiency | Admin | 242617.6759 | 241527.589 | 241150.7272 | 241198.044 | 241053.4228 | 240842.5422 | 240642.995 | 240358.6112 | 240042.1541 | 239635.5165 | 239033.978 | 238421.5483 | 237730.2686
Scenario 6: Aggressive Fuel Sub Phase In | SCG | Ind | WholeBlg | Ind - Food | Energy Efficiency | Admin | 599771.4088 | 599421.5827 | 598960.955 | 598438.5058 | 597794.6282 | 597033.0524 | 596264.7557 | 595418.6152 | 594583.3552 | 593799.0802 | 592934.8817 | 591959.3242 | 590987.5682
Scenario 6: Aggressive Fuel Sub Phase In | SDG&E | Ind | WholeBlg | Ind - Food | Energy Efficiency | Admin | 34607.2867 | 34471.8733 | 34341.6995 | 34293.4399 | 34197.7232 | 34100.2616 | 34027.8142 | 33923.8419 | 33813.5427 | 33707.6185 | 33564.0136 | 33422.0939 | 33268.5918
Scenario 6: Aggressive Fuel Sub Phase In | PG&E | Ind | WholeBlg | Ind - Industrial Machinery | Energy Efficiency | Admin | 56567.2493 | 57466.2543 | 58171.0247 | 58629.5932 | 58820.7746 | 59047.3101 | 59184.5819 | 59391.7181 | 59493.7297 | 59674.6086 | 59773.3754 | 59869.0728 | 59909.9819
Scenario 6: Aggressive Fuel Sub Phase In | SCE | Ind | WholeBlg | Ind - Industrial Machinery | Energy Efficiency | Admin | 36457.5747 | 36708.7684 | 37105.2674 | 37420.3932 | 37619.9153 | 37752.7939 | 37886.6875 | 38001.1704 | 38111.8069 | 38209.9512 | 38260.6649 | 38292.1456 | 38293.0873
Scenario 6: Aggressive Fuel Sub Phase In | SCG | Ind | WholeBlg | Ind - Industrial Machinery | Energy Efficiency | Admin | 13008.8315 | 13237.6295 | 13483.3823 | 13648.7756 | 13763.5393 | 13846.2523 | 13925.9004 | 14003.8562 | 14082.6208 | 14164.4129 | 14236.8748 | 14297.6891 | 14348.7012
Scenario 6: Aggressive Fuel Sub Phase In | SDG&E | Ind | WholeBlg | Ind - Industrial Machinery | Energy Efficiency | Admin | 30199.8819 | 30533.5217 | 30886.576 | 31138.9526 | 31261.9535 | 31317.8771 | 31380.0787 | 31416.8421 | 31448.6587 | 31485.849 | 31480.3256 | 31455.8116 | 31404.1171
Scenario 6: Aggressive Fuel Sub Phase In | PG&E | Ind | WholeBlg | Ind - Lumber & Furniture | Energy Efficiency | Admin | 43752.0875 | 43929.9804 | 43942.3051 | 43987.3823 | 43943.2505 | 43988.3248 | 43948.9439 | 43975.7459 | 43911.5872 | 43904.4887 | 43845.4945 | 43805.0702 | 43745.8944
Scenario 6: Aggressive Fuel Sub Phase In | SCE | Ind | WholeBlg | Ind - Lumber & Furniture | Energy Efficiency | Admin | 20083.9394 | 20038.5942 | 20055.3207 | 20105.6838 | 20142.9249 | 20158.4438 | 20155.3053 | 20148.1427 | 20138.1987 | 20121.0585 | 20089.4828 | 20057.3036 | 20017.111
Scenario 6: Aggressive Fuel Sub Phase In | SCG | Ind | WholeBlg | Ind - Lumber & Furniture | Energy Efficiency | Admin | 5851.8227 | 5894.795 | 5935.5731 | 5973.7053 | 6011.7057 | 6032.7956 | 6038.6583 | 6046.5107 | 6055.7194 | 6067.4245 | 6080.7541 | 6092.9246 | 6103.5587
Scenario 6: Aggressive Fuel Sub Phase In | SDG&E | Ind | WholeBlg | Ind - Lumber & Furniture | Energy Efficiency | Admin | 1219.4622 | 1218.5534 | 1218.4231 | 1222.0953 | 1223.8172 | 1224.7528 | 1225.9791 | 1225.6977 | 1224.9286 | 1224.0937 | 1221.489 | 1218.9665 | 1215.7834
Scenario 6: Aggressive Fuel Sub Phase In | PG&E | Ind | WholeBlg | Ind - Paper | Energy Efficiency | Admin | 43389.4349 | 43614.5673 | 43802.0513 | 44035.9224 | 44208.1577 | 44373.6168 | 44517.4799 | 44731.7791 | 44953.692 | 45257.2034 | 45579.4805 | 45934.9877 | 46290.9213
Scenario 6: Aggressive Fuel Sub Phase In | SCE | Ind | WholeBlg | Ind - Paper | Energy Efficiency | Admin | 78641.2646 | 77092.6094 | 75967.5351 | 75197.3188 | 74458.5544 | 73685.6931 | 73030.8369 | 72466.1099 | 72018.8344 | 71664.3303 | 71337.2791 | 71064.5593 | 70812.1605
Scenario 6: Aggressive Fuel Sub Phase In | SCG | Ind | WholeBlg | Ind - Paper | Energy Efficiency | Admin | 91428.2002 | 91558.4395 | 91710.7194 | 92015.4972 | 92351.5538 | 92612.2013 | 92912.7032 | 93302.6604 | 93788.453 | 94367.2388 | 94986.648 | 95608.9627 | 96238.646
Scenario 6: Aggressive Fuel Sub Phase In | SDG&E | Ind | WholeBlg | Ind - Paper | Energy Efficiency | Admin | 1487.7753 | 1476.4948 | 1465.9478 | 1463.5323 | 1458.7328 | 1452.392 | 1447.9636 | 1442.8154 | 1438.5551 | 1435.4738 | 1430.6718 | 1425.7643 | 1420.1309
Scenario 6: Aggressive Fuel Sub Phase In | PG&E | Ind | WholeBlg | Ind - Petroleum | Energy Efficiency | Admin | 1416030.251 | 1420057.0874 | 1422816.3559 | 1425497.9978 | 1426750.8083 | 1427300.5706 | 1426844.7349 | 1426253.2604 | 1425377.2591 | 1424877.008 | 1423564.5216 | 1421802.6307 | 1419676.395
Scenario 6: Aggressive Fuel Sub Phase In | SCE | Ind | WholeBlg | Ind - Petroleum | Energy Efficiency | Admin | 301120.7674 | 299685.2079 | 299208.2969 | 299335.4106 | 299240.1693 | 299070.6108 | 298842.5425 | 298560.0842 | 298232.1113 | 297765.4671 | 297043.1811 | 296322.5281 | 295518.9518
Scenario 6: Aggressive Fuel Sub Phase In | SCG | Ind | WholeBlg | Ind - Petroleum | Energy Efficiency | Admin | 1779556.0554 | 1784398.3434 | 1789196.7078 | 1793764.1956 | 1797220.1906 | 1798616.9487 | 1799111.771 | 1798903.2873 | 1799223.8402 | 1799626.8503 | 1799246.5253 | 1798067.5172 | 1796814.5575
Scenario 6: Aggressive Fuel Sub Phase In | SDG&E | Ind | WholeBlg | Ind - Petroleum | Energy Efficiency | Admin | 874.2632 | 871.7266 | 870.0775 | 871.5312 | 871.4998 | 871.7892 | 873.1526 | 873.2891 | 873.0148 | 872.5856 | 870.6871 | 868.9042 | 866.7345
Scenario 6: Aggressive Fuel Sub Phase In | PG&E | Ind | WholeBlg | Ind - Plastics | Energy Efficiency | Admin | 54408.362 | 55361.2988 | 56081.6775 | 56788.9233 | 57371.4719 | 58021.9495 | 58486.9928 | 58935.132 | 59287.3627 | 59714.3401 | 60070.6938 | 60431.082 | 60749.6145
Scenario 6: Aggressive Fuel Sub Phase In | SCE | Ind | WholeBlg | Ind - Plastics | Energy Efficiency | Admin | 138262.3346 | 138045.199 | 138234.8435 | 138659.2843 | 138965.5138 | 139197.1887 | 139342.5052 | 139406.6269 | 139453.9148 | 139436.1888 | 139296.8914 | 139148.4822 | 138949.4618
Scenario 6: Aggressive Fuel Sub Phase In | SCG | Ind | WholeBlg | Ind - Plastics | Energy Efficiency | Admin | 20456.0433 | 21450.4136 | 22410.0952 | 23311.172 | 24193.6708 | 24972.4938 | 25598.2038 | 26085.8178 | 26609.1847 | 27148.2581 | 27683.0056 | 28188.0861 | 28669.438
Scenario 6: Aggressive Fuel Sub Phase In | SDG&E | Ind | WholeBlg | Ind - Plastics | Energy Efficiency | Admin | 7423.5009 | 7484.7893 | 7543.9463 | 7616.8921 | 7676.7558 | 7727.6804 | 7770.9764 | 7793.458 | 7815.6375 | 7837.6633 | 7848.8128 | 7857.8246 | 7861.3355
Scenario 6: Aggressive Fuel Sub Phase In | PG&E | Ind | WholeBlg | Ind - Primary Metals | Energy Efficiency | Admin | 66413.8836 | 67082.6318 | 67631.8177 | 68121.0813 | 68469.7919 | 68842.9189 | 69172.227 | 69543.6553 | 69838.1511 | 70167.6472 | 70438.3496 | 70702.3308 | 70928.1563
Scenario 6: Aggressive Fuel Sub Phase In | SCE | Ind | WholeBlg | Ind - Primary Metals | Energy Efficiency | Admin | 65605.4549 | 66307.3748 | 67316.5391 | 68344.2852 | 69210.4272 | 69984.4458 | 70782.863 | 71555.4117 | 72316.7084 | 73043.1703 | 73670.2845 | 74259.0579 | 74795.036
Scenario 6: Aggressive Fuel Sub Phase In | SCG | Ind | WholeBlg | Ind - Primary Metals | Energy Efficiency | Admin | 133865.8685 | 134510.9791 | 135216.6863 | 135832.9086 | 136355.027 | 136806.5004 | 137262.6816 | 137709.8419 | 138145.4705 | 138574.6696 | 138958.5823 | 139301.5309 | 139630.2804
Scenario 6: Aggressive Fuel Sub Phase In | SDG&E | Ind | WholeBlg | Ind - Primary Metals | Energy Efficiency | Admin | 9340.5946 | 9382.0495 | 9427.1621 | 9471.1658 | 9502.9474 | 9527.333 | 9552.6835 | 9575.7131 | 9597.6033 | 9619.1221 | 9633.8503 | 9645.6176 | 9653.6079
Scenario 6: Aggressive Fuel Sub Phase In | PG&E | Ind | WholeBlg | Ind - Printing & Publishing | Energy Efficiency | Admin | 33909.5899 | 34058.0104 | 34090.7369 | 34146.3626 | 34123.3914 | 34157.7623 | 34142.4966 | 34175.737 | 34150.6604 | 34167.9817 | 34145.7953 | 34134.0864 | 34108.3928
Scenario 6: Aggressive Fuel Sub Phase In | SCE | Ind | WholeBlg | Ind - Printing & Publishing | Energy Efficiency | Admin | 23227.5195 | 23124.0688 | 23096.2042 | 23112.2558 | 23104.8458 | 23077.6897 | 23051.1976 | 23021.6923 | 22997.4411 | 22968.6789 | 22920.1431 | 22868.4819 | 22807.5207
Scenario 6: Aggressive Fuel Sub Phase In | SCG | Ind | WholeBlg | Ind - Printing & Publishing | Energy Efficiency | Admin | 7409.3833 | 7439.569 | 7468.8319 | 7496.692 | 7513.3973 | 7511.1552 | 7507.9189 | 7509.3469 | 7520.7738 | 7538.8064 | 7555.2034 | 7566.5871 | 7574.8938
Scenario 6: Aggressive Fuel Sub Phase In | SDG&E | Ind | WholeBlg | Ind - Printing & Publishing | Energy Efficiency | Admin | 8097.2399 | 8087.7095 | 8084.5503 | 8108.1858 | 8116.1888 | 8123.1611 | 8138.7353 | 8144.301 | 8147.2448 | 8149.3458 | 8138.1132 | 8127.0188 | 8111.7824
Scenario 6: Aggressive Fuel Sub Phase In | PG&E | Ind | WholeBlg | Ind - Stone-Glass-Clay | Energy Efficiency | Admin | 414539.2547 | 420388.7083 | 424785.8753 | 428545.5516 | 431709.1531 | 434499.5721 | 436625.8752 | 438772.7688 | 440627.5532 | 442616.3309 | 444490.5553 | 446373.3804 | 448044.3793
Scenario 6: Aggressive Fuel Sub Phase In | SCE | Ind | WholeBlg | Ind - Stone-Glass-Clay | Energy Efficiency | Admin | 117617.8915 | 118968.9321 | 120425.6471 | 121911.4248 | 123212.3416 | 124330.4471 | 125300.2433 | 126221.5651 | 127087.2549 | 127900.3104 | 128621.6402 | 129354.8881 | 130015.2281
Scenario 6: Aggressive Fuel Sub Phase In | SCG | Ind | WholeBlg | Ind - Stone-Glass-Clay | Energy Efficiency | Admin | 141551.6174 | 142630.9867 | 143512.6032 | 144253.598 | 144914.3263 | 145436.3223 | 145837.539 | 146213.2475 | 146568.7028 | 146932.2583 | 147288.6303 | 147635.4628 | 147969.9179
Scenario 6: Aggressive Fuel Sub Phase In | SDG&E | Ind | WholeBlg | Ind - Stone-Glass-Clay | Energy Efficiency | Admin | 8065.871 | 8189.803 | 8284.2758 | 8369.9563 | 8442.7801 | 8496.9096 | 8535.9094 | 8569.0406 | 8599.1998 | 8629.8381 | 8657.1078 | 8683.3798 | 8704.3979
Scenario 6: Aggressive Fuel Sub Phase In | PG&E | Ind | WholeBlg | Ind - Textiles | Energy Efficiency | Admin | 2739.2669 | 2746.4861 | 2745.1702 | 2739.7116 | 2726.5105 | 2716.0058 | 2701.8384 | 2690.3714 | 2675.3382 | 2663.95 | 2650.7898 | 2638.858 | 2626.6217
Scenario 6: Aggressive Fuel Sub Phase In | SCE | Ind | WholeBlg | Ind - Textiles | Energy Efficiency | Admin | 16462.7742 | 16416.7664 | 16416.0205 | 16418.0886 | 16398.896 | 16363.2372 | 16328.5011 | 16282.4946 | 16237.9614 | 16192.299 | 16135.0995 | 16080.1216 | 16022.1663
Scenario 6: Aggressive Fuel Sub Phase In | SCG | Ind | WholeBlg | Ind - Textiles | Energy Efficiency | Admin | 67634.8538 | 67726.8213 | 67816.0831 | 67860.7753 | 67874.6869 | 67860.1019 | 67837.7932 | 67807.4204 | 67772.5495 | 67739.3771 | 67695.123 | 67642.1779 | 67590.1895
Scenario 6: Aggressive Fuel Sub Phase In | SDG&E | Ind | WholeBlg | Ind - Textiles | Energy Efficiency | Admin | 968.1513 | 965.2925 | 962.8298 | 961.7609 | 957.9088 | 953.2384 | 949.1259 | 943.6654 | 938.066 | 932.7833 | 926.2211 | 919.8994 | 913.3702
Scenario 6: Aggressive Fuel Sub Phase In | PG&E | Ind | WholeBlg | Ind - Transportation Equipment | Energy Efficiency | Admin | 71552.4102 | 71996.4142 | 72478.6794 | 72764.9048 | 72809.1112 | 72916.3878 | 73010.9539 | 73201.3529 | 73316.5876 | 73518.2833 | 73625.1944 | 73706.0304 | 73714.9692
Scenario 6: Aggressive Fuel Sub Phase In | SCE | Ind | WholeBlg | Ind - Transportation Equipment | Energy Efficiency | Admin | 138660.1074 | 138978.1632 | 140554.847 | 141623.2351 | 142173.6048 | 142434.9673 | 142960.6799 | 143468.601 | 144102.1256 | 144753.1149 | 145181.5494 | 145445.6242 | 145508.6223
Scenario 6: Aggressive Fuel Sub Phase In | SCG | Ind | WholeBlg | Ind - Transportation Equipment | Energy Efficiency | Admin | 50329.2277 | 50302.6938 | 50283.8813 | 50255.573 | 50221.9704 | 50182.7172 | 50146.0906 | 50107.1613 | 50065.6097 | 50023.272 | 49973.4177 | 49917.9689 | 49864.766
Scenario 6: Aggressive Fuel Sub Phase In | SDG&E | Ind | WholeBlg | Ind - Transportation Equipment | Energy Efficiency | Admin | 37329.2071 | 37457.7281 | 37795.3997 | 38066.9108 | 38163.3532 | 38200.6136 | 38324.7732 | 38419.7731 | 38534.2436 | 38664.2741 | 38711.9065 | 38723.2417 | 38681.9511
Scenario 6: Aggressive Fuel Sub Phase In | PG&E | Income Qualified | BROs | Income Qualified - Multi Family IQ | Energy Efficiency | Admin | 979453.9822 | 996759.3421 | 1015571.8646 | 1038564.6261 | 1062897.6271 | 1089191.6975 | 1111319.6493 | 1137129.6928 | 1162421.9909 | 1187785.8523 | 1210793.7158 | 1102267.2673 | 1117983.8953
Scenario 6: Aggressive Fuel Sub Phase In | SCE | Income Qualified | BROs | Income Qualified - Multi Family IQ | Energy Efficiency | Admin | 1495113.667 | 1558745.752 | 1626191.5317 | 1685817.6178 | 1725308.6454 | 1767625.0625 | 1804981.7739 | 1848045.7173 | 1888685.6951 | 1931171.1253 | 1967133.8437 | 2012027.8644 | 2057955.0896
Scenario 6: Aggressive Fuel Sub Phase In | SCG | Income Qualified | BROs | Income Qualified - Multi Family IQ | Energy Efficiency | Admin | 106399.6848 | 106844.656 | 107477.1184 | 108284.1016 | 109241.8211 | 110330.6449 | 111463.7057 | 112973.7546 | 114643.1392 | 116622.3059 | 118697.4967 | 120899.8134 | 123285.9062
Scenario 6: Aggressive Fuel Sub Phase In | SDG&E | Income Qualified | BROs | Income Qualified - Multi Family IQ | Energy Efficiency | Admin | 308837.1065 | 315687.7606 | 323167.6238 | 331872.3245 | 340988.9826 | 350676.8753 | 360140.2273 | 370131.4724 | 379769.2196 | 389249.8534 | 397819.7672 | 387847.7316 | 397099.6618
Scenario 6: Aggressive Fuel Sub Phase In | PG&E | Income Qualified | BROs | Income Qualified - Single Family IQ | Energy Efficiency | Admin | 3562752.8148 | 3615344.816 | 3671755.5461 | 3744049.8554 | 3820259.9764 | 3902169.3407 | 3973367.9471 | 4054649.0055 | 4133072.3943 | 4208216.5536 | 4274207.406 | 3911028.9152 | 3955861.7715
Scenario 6: Aggressive Fuel Sub Phase In | SCE | Income Qualified | BROs | Income Qualified - Single Family IQ | Energy Efficiency | Admin | 5096999.1268 | 5277964.5166 | 5468499.3626 | 5649443.9056 | 5762028.0152 | 5884224.0348 | 5992257.0432 | 6117124.8684 | 6233685.4479 | 6351360.6813 | 6447500.0391 | 6572867.1552 | 6701458.7803
Scenario 6: Aggressive Fuel Sub Phase In | SCG | Income Qualified | BROs | Income Qualified - Single Family IQ | Energy Efficiency | Admin | 328406.1325 | 329423.2779 | 330953.4274 | 332958.2036 | 335408.4806 | 338297.5152 | 341509.8403 | 345715.8732 | 350395.0881 | 355579.5426 | 361028.216 | 366832.1287 | 373164.3709
Scenario 6: Aggressive Fuel Sub Phase In | SDG&E | Income Qualified | BROs | Income Qualified - Single Family IQ | Energy Efficiency | Admin | 727061.3887 | 736798.8248 | 747850.3498 | 762728.5726 | 778332.6442 | 794713.3419 | 810423.3624 | 826942.5541 | 842744.4646 | 858177.4775 | 872054.2021 | 856040.7218 | 871725.9201
Scenario 6: Aggressive Fuel Sub Phase In | PG&E | Res | BROs | Res - Multi Family | Energy Efficiency | Admin | 10069068.2318 | 10202560.5104 | 10347562.4056 | 10532069.9002 | 10727487.0627 | 10936552.0545 | 11115475.1261 | 11321158.6469 | 11520593.4185 | 11711375.2028 | 11881329.4674 | 12090436.8308 | 12308811.412
Scenario 6: Aggressive Fuel Sub Phase In | SCE | Res | BROs | Res - Multi Family | Energy Efficiency | Admin | 11099129.6277 | 11496110.1277 | 11914203.1387 | 12310122.5777 | 12557210.2882 | 12825252.2573 | 13062261.5502 | 13336160.1365 | 13591996.8148 | 13850686.9514 | 14062447.4038 | 14337989.4691 | 14620611.4872
Scenario 6: Aggressive Fuel Sub Phase In | SCG | Res | BROs | Res - Multi Family | Energy Efficiency | Admin | 1125365.2534 | 1128924.1903 | 1134254.5624 | 1141224.4992 | 1149725.0613 | 1159722.0643 | 1170788.4709 | 1185294.954 | 1201426.6943 | 1219382.243 | 1238249.6223 | 1258341.7475 | 1280252.1074
Scenario 6: Aggressive Fuel Sub Phase In | SDG&E | Res | BROs | Res - Multi Family | Energy Efficiency | Admin | 2516154.7595 | 2552278.6353 | 2593064.9256 | 2646953.3563 | 2703522.6542 | 2763057.3706 | 2820415.0603 | 2880833.289 | 2938852.501 | 2995724.8276 | 3047135.537 | 3111992.278 | 3180996.7996
Scenario 6: Aggressive Fuel Sub Phase In | PG&E | Res | BROs | Res - Single Family | Energy Efficiency | Admin | 2558619.1865 | 2599376.8277 | 2644004.1725 | 2698527.0172 | 2756277.1365 | 2818450.57 | 2869588.5181 | 2929692.4463 | 2988472.7966 | 3047239.6008 | 3100508.3526 | 3164193.9373 | 3230193.4469
Scenario 6: Aggressive Fuel Sub Phase In | SCE | Res | BROs | Res - Single Family | Energy Efficiency | Admin | 2654186.7139 | 2767793.0372 | 2888237.4204 | 2994469.7221 | 3064940.2214 | 3140422.1147 | 3207041.8501 | 3283837.3547 | 3356324.9372 | 3432183.3475 | 3496444.6172 | 3576574.5389 | 3658535.908
Scenario 6: Aggressive Fuel Sub Phase In | SCG | Res | BROs | Res - Single Family | Energy Efficiency | Admin | 321906.3941 | 323273.6587 | 325212.0913 | 327682.3752 | 330609.9416 | 333932.1914 | 337377.1859 | 341972.904 | 347051.8437 | 353095.1419 | 359431.0881 | 366154.089 | 373435.6527
Scenario 6: Aggressive Fuel Sub Phase In | SDG&E | Res | BROs | Res - Single Family | Energy Efficiency | Admin | 892758.2487 | 912103.0951 | 933255.1742 | 957626.301 | 983114.6952 | 1010097.7324 | 1036414.134 | 1064098.2475 | 1090755.074 | 1116893.27 | 1140499.6228 | 1169683.2813 | 1200419.9638

## C&S without Interactive (hidden)
Interactive (Y/N) | Utility | Sector | End Use | Measure Name | Policy Case | Savings Type | 2025 | 2026 | 2027 | 2028 | 2029 | 2030 | 2031 | 2032 | 2033 | 2034 | 2035 | 2036 | 2037
No | PG&E | Com | AppPlug | Fed Appliance: Commercial Clothes Washers #1 | On-the-books | Electric Energy (GWh/year) | 0.024019 | 0.024016 | 0.024015 | 0.024013 | 0.024012 | 0.024011 | 0.02401 | 0.024009 | 0.024008 | 0.024007 | 0.024006 | 0.024004 | 0.024003
No | PG&E | Com | AppPlug | Fed Appliance: Commercial Clothes Washers | On-the-books | Electric Energy (GWh/year) | 0.052705 | 0.052705 | 0.052705 | 0.052705 | 0.052705 | 0 | 0 | 0 | 0 | 0 | 0 | 0 | 0
No | PG&E | Com | AppPlug | T-20: Computers - Small Scale Servers | On-the-books | Electric Energy (GWh/year) | 0 | 0 | 0 | 0 | 0 | 0 | 0 | 0 | 0 | 0 | 0 | 0 | 0
No | PG&E | Com | AppPlug | T-20: Computers - Workstations | On-the-books | Electric Energy (GWh/year) | 0 | 0 | 0 | 0 | 0 | 0 | 0 | 0 | 0 | 0 | 0 | 0 | 0
No | PG&E | Com | AppPlug | 2005 T-20: Consumer Electronics - Audio Players | On-the-books | Electric Energy (GWh/year) | 0.013811 | 0.013809 | 0.013808 | 0.013807 | 0.013807 | 0.013807 | 0.013806 | 0.013806 | 0.013805 | 0.013805 | 0.013805 | 0.013804 | 0.013804
No | PG&E | Com | AppPlug | 2005 T-20: Consumer Electronics - DVDs | On-the-books | Electric Energy (GWh/year) | 0.0013033 | 0.0012983 | 0.0012944 | 0.0012912 | 0.0012887 | 0.0012867 | 0.0012843 | 0.0012822 | 0.0012799 | 0.0012777 | 0.0012755 | 0.0012733 | 0.0012711
No | PG&E | Com | AppPlug | Fed Appliance: External Power Supplies | On-the-books | Electric Energy (GWh/year) | 0 | 0 | 0 | 0 | 0 | 0 | 0 | 0 | 0 | 0 | 0 | 0 | 0
No | PG&E | Com | AppPlug | 2011 T-20: Large Battery Chargers (≥2kW rated input) | On-the-books | Electric Energy (GWh/year) | 1.9064 | 1.8826 | 1.8639 | 1.8493 | 0.45603 | 0.45386 | 0.45127 | 0.44896 | 0.44646 | 0.44408 | 0.44163 | 0.43923 | 0.43679
No | PG&E | Com | AppPlug | Fed Appliance: Microwave ovens | On-the-books | Electric Energy (GWh/year) | 0.31159 | 0.31045 | 0 | 0 | 0 | 0 | 0 | 0 | 0 | 0 | 0 | 0 | 0
No | PG&E | Com | AppPlug | 2011 T-20: Small Battery Chargers – Tier 1 (consumer with no USB charger or USB charger <20 watt-hours) | On-the-books | Electric Energy (GWh/year) | 0.86996 | 0.86631 | 0.86365 | 0.86173 | 0.86034 | 0.85934 | 0.85807 | 0.85698 | 0.85578 | 0.85465 | 0.85347 | 0.85233 | 0.85116
No | PG&E | Com | AppPlug | 2009 T-20: Televisions - Tier 1 | On-the-books | Electric Energy (GWh/year) | 0.29381 | 0.29371 | 0.29366 | 0.29363 | 0.29361 | 0.2936 | 0.29358 | 0.29357 | 0.29355 | 0.29354 | 0.29353 | 0.29351 | 0.2935
No | PG&E | Com | AppPlug | 2009 T-20: Televisions - Tier 2 | On-the-books | Electric Energy (GWh/year) | 0.28879 | 0.28761 | 0.28681 | 0.28627 | 0.2859 | 0.28565 | 0.28532 | 0.28504 | 0.28473 | 0.28445 | 0.28414 | 0.28385 | 0.28355
No | PG&E | Com | AppPlug | 2005 T-20: Water Dispensers | On-the-books | Electric Energy (GWh/year) | 0.057862 | 0.05784 | 0.057824 | 0.057814 | 0.057807 | 0.057802 | 0.057795 | 0.05779 | 0.057784 | 0.057778 | 0.057772 | 0.057767 | 0.057761
No | PG&E | Com | AppPlug | 2025-27 Fed App: Air purifiers - Tier 2 | On-the-books | Electric Energy (GWh/year) | 0 | 0.33997 | 0.34988 | 0.36151 | 0.37439 | 0.38843 | 0.38355 | 0.3794 | 0.37589 | 0.37292 | 0.030585 | 0.030412 | 0.030266
No | PG&E | Com | AppPlug | 2016 T-20: Computers - Desktops - Tier 1 | On-the-books | Electric Energy (GWh/year) | 0.68791 | 0.66667 | 0.65087 | 0.63931 | 0.63098 | 0.62502 | 0.6208 | 0.61781 | 0.61571 | 0.61424 | 0.6132 | 0.61248 | 0.61197
No | PG&E | Com | AppPlug | 2016 T-20: Computers - Desktops - Tier 2 | On-the-books | Electric Energy (GWh/year) | 8.5718 | 4.3552 | 0.58145 | 0.5635 | 0.55014 | 0.54037 | 0.53333 | 0.52829 | 0.52472 | 0.5222 | 0.52042 | 0.51918 | 0.5183
No | PG&E | Com | AppPlug | 2016 T-20: Computers - Notebooks | On-the-books | Electric Energy (GWh/year) | 0.0006808 | 0.00065978 | 0.00064413 | 0.0006327 | 0.00062445 | 0.00061856 | 0.00061437 | 0.00061142 | 0.00060934 | 0.00060788 | 0.00060686 | 0.00060614 | 0.00060564
No | PG&E | Com | AppPlug | 2019-21 Fed App: Dedicated-purpose pool pumps | On-the-books | Electric Energy (GWh/year) |  | 14.7932 | 2.0468 | 2.0857 | 2.1047 | 2.1308 | 2.1269 | 2.1236 | 2.1209 | 2.1186 | 2.1167 | 2.1151 | 2.1138
No | PG&E | Com | AppPlug | 2016 T-20: Displays - Monitors | On-the-books | Electric Energy (GWh/year) |  | 1.4737 | 0.27152 | 0.27152 | 0.27152 | 0.27152 | 0.27152 | 0.27152 | 0.27152 | 0.27152 | 0.27152 | 0.27152 | 0.27152
No | SCE | Com | AppPlug | Fed Appliance: Commercial Clothes Washers #1 | On-the-books | Electric Energy (GWh/year) | 0.024019 | 0.024016 | 0.024015 | 0.024013 | 0.024012 | 0.024011 | 0.02401 | 0.024009 | 0.024008 | 0.024007 | 0.024006 | 0.024004 | 0.024003
No | SCE | Com | AppPlug | Fed Appliance: Commercial Clothes Washers | On-the-books | Electric Energy (GWh/year) | 0.052705 | 0.052705 | 0.052705 | 0.052705 | 0.052705 | 0 | 0 | 0 | 0 | 0 | 0 | 0 | 0
No | SCE | Com | AppPlug | T-20: Computers - Small Scale Servers | On-the-books | Electric Energy (GWh/year) | 0 | 0 | 0 | 0 | 0 | 0 | 0 | 0 | 0 | 0 | 0 | 0 | 0
No | SCE | Com | AppPlug | T-20: Computers - Workstations | On-the-books | Electric Energy (GWh/year) | 0 | 0 | 0 | 0 | 0 | 0 | 0 | 0 | 0 | 0 | 0 | 0 | 0
No | SCE | Com | AppPlug | 2005 T-20: Consumer Electronics - Audio Players | On-the-books | Electric Energy (GWh/year) | 0.013811 | 0.013809 | 0.013808 | 0.013807 | 0.013807 | 0.013807 | 0.013806 | 0.013806 | 0.013805 | 0.013805 | 0.013805 | 0.013804 | 0.013804
No | SCE | Com | AppPlug | 2005 T-20: Consumer Electronics - DVDs | On-the-books | Electric Energy (GWh/year) | 0.0013033 | 0.0012983 | 0.0012944 | 0.0012912 | 0.0012887 | 0.0012867 | 0.0012843 | 0.0012822 | 0.0012799 | 0.0012777 | 0.0012755 | 0.0012733 | 0.0012711
No | SCE | Com | AppPlug | Fed Appliance: External Power Supplies | On-the-books | Electric Energy (GWh/year) | 0 | 0 | 0 | 0 | 0 | 0 | 0 | 0 | 0 | 0 | 0 | 0 | 0
No | SCE | Com | AppPlug | 2011 T-20: Large Battery Chargers (≥2kW rated input) | On-the-books | Electric Energy (GWh/year) | 1.9064 | 1.8826 | 1.8639 | 1.8493 | 0.45603 | 0.45386 | 0.45127 | 0.44896 | 0.44646 | 0.44408 | 0.44163 | 0.43923 | 0.43679
No | SCE | Com | AppPlug | Fed Appliance: Microwave ovens | On-the-books | Electric Energy (GWh/year) | 0.31159 | 0.31045 | 0 | 0 | 0 | 0 | 0 | 0 | 0 | 0 | 0 | 0 | 0
No | SCE | Com | AppPlug | 2011 T-20: Small Battery Chargers – Tier 1 (consumer with no USB charger or USB charger <20 watt-hours) | On-the-books | Electric Energy (GWh/year) | 0.86996 | 0.86631 | 0.86365 | 0.86173 | 0.86034 | 0.85934 | 0.85807 | 0.85698 | 0.85578 | 0.85465 | 0.85347 | 0.85233 | 0.85116
No | SCE | Com | AppPlug | 2009 T-20: Televisions - Tier 1 | On-the-books | Electric Energy (GWh/year) | 0.29381 | 0.29371 | 0.29366 | 0.29363 | 0.29361 | 0.2936 | 0.29358 | 0.29357 | 0.29355 | 0.29354 | 0.29353 | 0.29351 | 0.2935
No | SCE | Com | AppPlug | 2009 T-20: Televisions - Tier 2 | On-the-books | Electric Energy (GWh/year) | 0.28879 | 0.28761 | 0.28681 | 0.28627 | 0.2859 | 0.28565 | 0.28532 | 0.28504 | 0.28473 | 0.28445 | 0.28414 | 0.28385 | 0.28355
No | SCE | Com | AppPlug | 2005 T-20: Water Dispensers | On-the-books | Electric Energy (GWh/year) | 0.057862 | 0.05784 | 0.057824 | 0.057814 | 0.057807 | 0.057802 | 0.057795 | 0.05779 | 0.057784 | 0.057778 | 0.057772 | 0.057767 | 0.057761
No | SCE | Com | AppPlug | 2025-27 Fed App: Air purifiers - Tier 2 | On-the-books | Electric Energy (GWh/year) | 0 | 0.33997 | 0.34988 | 0.36151 | 0.37439 | 0.38843 | 0.38355 | 0.3794 | 0.37589 | 0.37292 | 0.030585 | 0.030412 | 0.030266
No | SCE | Com | AppPlug | 2016 T-20: Computers - Desktops - Tier 1 | On-the-books | Electric Energy (GWh/year) | 0.68791 | 0.66667 | 0.65087 | 0.63931 | 0.63098 | 0.62502 | 0.6208 | 0.61781 | 0.61571 | 0.61424 | 0.6132 | 0.61248 | 0.61197
No | SCE | Com | AppPlug | 2016 T-20: Computers - Desktops - Tier 2 | On-the-books | Electric Energy (GWh/year) | 8.5718 | 4.3552 | 0.58145 | 0.5635 | 0.55014 | 0.54037 | 0.53333 | 0.52829 | 0.52472 | 0.5222 | 0.52042 | 0.51918 | 0.5183
No | SCE | Com | AppPlug | 2016 T-20: Computers - Notebooks | On-the-books | Electric Energy (GWh/year) | 0.0006808 | 0.00065978 | 0.00064413 | 0.0006327 | 0.00062445 | 0.00061856 | 0.00061437 | 0.00061142 | 0.00060934 | 0.00060788 | 0.00060686 | 0.00060614 | 0.00060564
No | SCE | Com | AppPlug | 2019-21 Fed App: Dedicated-purpose pool pumps | On-the-books | Electric Energy (GWh/year) |  | 14.7932 | 2.0468 | 2.0857 | 2.1047 | 2.1308 | 2.1269 | 2.1236 | 2.1209 | 2.1186 | 2.1167 | 2.1151 | 2.1138
No | SCE | Com | AppPlug | 2016 T-20: Displays - Monitors | On-the-books | Electric Energy (GWh/year) |  | 1.4737 | 0.27152 | 0.27152 | 0.27152 | 0.27152 | 0.27152 | 0.27152 | 0.27152 | 0.27152 | 0.27152 | 0.27152 | 0.27152
No | SDG&E | Com | AppPlug | Fed Appliance: Commercial Clothes Washers #1 | On-the-books | Electric Energy (GWh/year) | 0.0049189 | 0.0049185 | 0.0049181 | 0.0049178 | 0.0049176 | 0.0049174 | 0.0049172 | 0.0049169 | 0.0049167 | 0.0049165 | 0.0049163 | 0.004916 | 0.0049158
No | SDG&E | Com | AppPlug | Fed Appliance: Commercial Clothes Washers | On-the-books | Electric Energy (GWh/year) | 0.010794 | 0.010794 | 0.010794 | 0.010794 | 0.010794 | 0 | 0 | 0 | 0 | 0 | 0 | 0 | 0
No | SDG&E | Com | AppPlug | T-20: Computers - Small Scale Servers | On-the-books | Electric Energy (GWh/year) | 0 | 0 | 0 | 0 | 0 | 0 | 0 | 0 | 0 | 0 | 0 | 0 | 0
No | SDG&E | Com | AppPlug | T-20: Computers - Workstations | On-the-books | Electric Energy (GWh/year) | 0 | 0 | 0 | 0 | 0 | 0 | 0 | 0 | 0 | 0 | 0 | 0 | 0
No | SDG&E | Com | AppPlug | 2005 T-20: Consumer Electronics - Audio Players | On-the-books | Electric Energy (GWh/year) | 0.0028285 | 0.0028281 | 0.0028278 | 0.0028277 | 0.0028276 | 0.0028275 | 0.0028275 | 0.0028274 | 0.0028273 | 0.0028272 | 0.0028272 | 0.0028271 | 0.002827
No | SDG&E | Com | AppPlug | 2005 T-20: Consumer Electronics - DVDs | On-the-books | Electric Energy (GWh/year) | 0.00026691 | 0.00026589 | 0.00026509 | 0.00026444 | 0.00026392 | 0.00026351 | 0.00026303 | 0.00026259 | 0.00026212 | 0.00026168 | 0.00026122 | 0.00026077 | 0.00026031
No | SDG&E | Com | AppPlug | Fed Appliance: External Power Supplies | On-the-books | Electric Energy (GWh/year) | 0 | 0 | 0 | 0 | 0 | 0 | 0 | 0 | 0 | 0 | 0 | 0 | 0
No | SDG&E | Com | AppPlug | 2011 T-20: Large Battery Chargers (≥2kW rated input) | On-the-books | Electric Energy (GWh/year) | 0.39043 | 0.38556 | 0.38172 | 0.37872 | 0.093394 | 0.09295 | 0.092418 | 0.091945 | 0.091433 | 0.090947 | 0.090444 | 0.089952 | 0.089453
No | SDG&E | Com | AppPlug | Fed Appliance: Microwave ovens | On-the-books | Electric Energy (GWh/year) | 0.063813 | 0.063578 | 0 | 0 | 0 | 0 | 0 | 0 | 0 | 0 | 0 | 0 | 0
No | SDG&E | Com | AppPlug | 2011 T-20: Small Battery Chargers – Tier 1 (consumer with no USB charger or USB charger <20 watt-hours) | On-the-books | Electric Energy (GWh/year) | 0.17817 | 0.17742 | 0.17687 | 0.17648 | 0.1762 | 0.17599 | 0.17573 | 0.17551 | 0.17526 | 0.17503 | 0.17479 | 0.17455 | 0.17432
No | SDG&E | Com | AppPlug | 2009 T-20: Televisions - Tier 1 | On-the-books | Electric Energy (GWh/year) | 0.060171 | 0.060152 | 0.060141 | 0.060134 | 0.06013 | 0.060128 | 0.060125 | 0.060122 | 0.060119 | 0.060116 | 0.060113 | 0.060111 | 0.060108
No | SDG&E | Com | AppPlug | 2009 T-20: Televisions - Tier 2 | On-the-books | Electric Energy (GWh/year) | 0.059144 | 0.058902 | 0.058738 | 0.058627 | 0.058552 | 0.0585 | 0.058433 | 0.058376 | 0.058313 | 0.058254 | 0.058191 | 0.058131 | 0.05807
No | SDG&E | Com | AppPlug | 2005 T-20: Water Dispensers | On-the-books | Electric Energy (GWh/year) | 0.01185 | 0.011845 | 0.011842 | 0.01184 | 0.011839 | 0.011838 | 0.011836 | 0.011835 | 0.011834 | 0.011833 | 0.011832 | 0.01183 | 0.011829
No | SDG&E | Com | AppPlug | 2025-27 Fed App: Air purifiers - Tier 2 | On-the-books | Electric Energy (GWh/year) | 0 | 0.069625 | 0.071654 | 0.074037 | 0.076673 | 0.079549 | 0.07855 | 0.077701 | 0.076981 | 0.076373 | 0.0062638 | 0.0062283 | 0.0061985
No | SDG&E | Com | AppPlug | 2016 T-20: Computers - Desktops - Tier 1 | On-the-books | Electric Energy (GWh/year) | 0.14088 | 0.13653 | 0.1333 | 0.13093 | 0.12922 | 0.128 | 0.12714 | 0.12653 | 0.1261 | 0.12579 | 0.12558 | 0.12543 | 0.12533
No | SDG&E | Com | AppPlug | 2016 T-20: Computers - Desktops - Tier 2 | On-the-books | Electric Energy (GWh/year) | 1.7555 | 0.89193 | 0.11908 | 0.1154 | 0.11267 | 0.11067 | 0.10922 | 0.10819 | 0.10746 | 0.10694 | 0.10658 | 0.10633 | 0.10615
No | SDG&E | Com | AppPlug | 2016 T-20: Computers - Notebooks | On-the-books | Electric Energy (GWh/year) | 0.00013943 | 0.00013512 | 0.00013192 | 0.00012957 | 0.00012789 | 0.00012668 | 0.00012582 | 0.00012522 | 0.00012479 | 0.00012449 | 0.00012428 | 0.00012414 | 0.00012403
No | SDG&E | Com | AppPlug | 2019-21 Fed App: Dedicated-purpose pool pumps | On-the-books | Electric Energy (GWh/year) |  | 3.0296 | 0.41919 | 0.42715 | 0.43105 | 0.43638 | 0.43558 | 0.43492 | 0.43436 | 0.43389 | 0.4335 | 0.43317 | 0.4329
No | SDG&E | Com | AppPlug | 2016 T-20: Displays - Monitors | On-the-books | Electric Energy (GWh/year) |  | 0.30181 | 0.055606 | 0.055606 | 0.055606 | 0.055606 | 0.055606 | 0.055606 | 0.055606 | 0.055606 | 0.055606 | 0.055606 | 0.055606
No | PG&E | Res | AppPlug | T-20: Computers - Workstations | On-the-books | Electric Energy (GWh/year) | 0 | 0 | 0 | 0 | 0 | 0 | 0 | 0 | 0 | 0 | 0 | 0 | 0
No | PG&E | Res | AppPlug | 2005 T-20: Consumer Electronics - Audio Players | On-the-books | Electric Energy (GWh/year) | 0.1243 | 0.12428 | 0.12427 | 0.12427 | 0.12426 | 0.12426 | 0.12426 | 0.12425 | 0.12425 | 0.12425 | 0.12424 | 0.12424 | 0.12424
No | PG&E | Res | AppPlug | 2005 T-20: Consumer Electronics - DVDs | On-the-books | Electric Energy (GWh/year) | 0.01173 | 0.011685 | 0.011649 | 0.011621 | 0.011598 | 0.01158 | 0.011559 | 0.01154 | 0.011519 | 0.0115 | 0.011479 | 0.01146 | 0.01144
No | PG&E | Res | AppPlug | Fed Appliance: External Power Supplies | On-the-books | Electric Energy (GWh/year) | 0 | 0 | 0 | 0 | 0 | 0 | 0 | 0 | 0 | 0 | 0 | 0 | 0
No | PG&E | Res | AppPlug | 2011 T-20: Large Battery Chargers (≥2kW rated input) | On-the-books | Electric Energy (GWh/year) | 0.21182 | 0.20918 | 0.2071 | 0.20547 | 0.05067 | 0.050429 | 0.050141 | 0.049884 | 0.049606 | 0.049343 | 0.04907 | 0.048803 | 0.048532
No | PG&E | Res | AppPlug | Fed Appliance: Microwave ovens | On-the-books | Electric Energy (GWh/year) | 2.8043 | 2.794 | 0 | 0 | 0 | 0 | 0 | 0 | 0 | 0 | 0 | 0 | 0
No | PG&E | Res | AppPlug | 2005 T-20: Portable Electric Spas | On-the-books | Electric Energy (GWh/year) | 0 | 0 | 0 | 0 | 0 | 0 | 0 | 0 | 0 | 0 | 0 | 0 | 0
No | PG&E | Res | AppPlug | Fed Appliance: Residential Clothes Dryers | On-the-books | Electric Energy (GWh/year) | 0.59656 | 0.59649 | 0.59644 | 0.59639 | 0.59635 | 0.59632 | 0.10196 | 0.082241 | 0.082235 | 0.082231 | 0.082225 | 0.08222 | 0.082215
No | PG&E | Res | AppPlug | Fed Appliance: Residential Clothes Washers (Front Loading) | On-the-books | Electric Energy (GWh/year) | -0.58359 | -0.56263 | -0.54244 | -0.52332 | -0.14103 | -0.060053 | -0.057917 | -0.055859 | -0.053749 | -0.051673 | -0.049574 | -0.047491 | -0.045397
No | PG&E | Res | AppPlug | Fed Appliance: Residential Clothes Washers (Top Loading) Tier I | On-the-books | Electric Energy (GWh/year) | 4.3083 | 4.1535 | 4.0045 | 3.8633 | 1.0412 | 0.44334 | 0.42757 | 0.41237 | 0.39679 | 0.38147 | 0.36598 | 0.3506 | 0.33514
No | PG&E | Res | AppPlug | Fed Appliance: Residential Clothes Washers - Top-loading | On-the-books | Electric Energy (GWh/year) | 0 | 0 | 0 | 0 | 0 | 0 | 0 | 0 | 0 | 0 | 0 | 0 | 0
No | PG&E | Res | AppPlug | Fed Appliance: Residential Dishwashers | On-the-books | Electric Energy (GWh/year) | -0.019634 | -0.019634 | -0.019634 | -0.0095581 | -0.002561 | -0.002561 | -0.002561 | -0.002561 | -0.002561 | -0.002561 | -0.002561 | -0.002561 | -0.002561
No | PG&E | Res | AppPlug | 2006 T-20: Residential Pool Pumps, 2-speed Motors, Tier 2 | On-the-books | Electric Energy (GWh/year) | 12.9147 | 12.9092 | 12.9048 | 12.9011 | 12.8981 | 12.8957 | 12.8929 | 12.8903 | 12.8876 | 12.8849 | 12.8822 | 12.8796 | 12.8769
No | PG&E | Res | AppPlug | 2005 T-20: Residential Pool Pumps, High Eff Motor, Tier 1 | On-the-books | Electric Energy (GWh/year) | 1.4313 | 1.4096 | 1.3874 | 1.3647 | 1.3414 | 1.3176 | 1.2941 | 1.2705 | 1.2469 | 1.2233 | 1.1997 | 1.1761 | 1.1525
No | PG&E | Res | AppPlug | Fed Appliance: Residential Refrigerators & Freezers | On-the-books | Electric Energy (GWh/year) | 5.9936 | 5.8881 | 5.8028 | 5.7345 | 4.2186 | 0.73529 | 0.72869 | 0.72276 | 0.71639 | 0.71032 | 0.70404 | 0.6979 | 0.69167
No | PG&E | Res | AppPlug | 2008 T-24: Residential Swimming pool | On-the-books | Electric Energy (GWh/year) | 2.7927 | 2.7874 | 2.7833 | 2.7801 | 2.7777 | 2.7758 | 2.7736 | 2.7716 | 2.7695 | 2.7674 | 2.7653 | 2.7632 | 2.7611
No | PG&E | Res | AppPlug | 2011 T-20: Small Battery Chargers – Tier 1 (consumer with no USB charger or USB charger <20 watt-hours) | On-the-books | Electric Energy (GWh/year) | 0.86996 | 0.86631 | 0.86365 | 0.86173 | 0.86034 | 0.85934 | 0.85807 | 0.85698 | 0.85578 | 0.85465 | 0.85347 | 0.85233 | 0.85116
No | PG&E | Res | AppPlug | 2009 T-20: Televisions - Tier 1 | On-the-books | Electric Energy (GWh/year) | 1.1752 | 1.1749 | 1.1746 | 1.1745 | 1.1744 | 1.1744 | 1.1743 | 1.1743 | 1.1742 | 1.1742 | 1.1741 | 1.1741 | 1.174
No | PG&E | Res | AppPlug | 2009 T-20: Televisions - Tier 2 | On-the-books | Electric Energy (GWh/year) | 1.1552 | 1.1505 | 1.1472 | 1.1451 | 1.1436 | 1.1426 | 1.1413 | 1.1402 | 1.1389 | 1.1378 | 1.1366 | 1.1354 | 1.1342
No | PG&E | Res | AppPlug | 2005 T-20: Water Dispensers | On-the-books | Electric Energy (GWh/year) | 0.014465 | 0.01446 | 0.014456 | 0.014453 | 0.014452 | 0.01445 | 0.014449 | 0.014447 | 0.014446 | 0.014445 | 0.014443 | 0.014442 | 0.01444
No | PG&E | Res | AppPlug | 2025-27 Fed App: Air purifiers - Tier 2 | On-the-books | Electric Energy (GWh/year) | 0 | 3.0598 | 3.1489 | 3.2536 | 3.3695 | 3.4959 | 3.452 | 3.4146 | 3.383 | 3.3563 | 0.27527 | 0.27371 | 0.2724
No | PG&E | Res | AppPlug | 2016 T-20: Computers - Desktops - Tier 1 | On-the-books | Electric Energy (GWh/year) | 0.68791 | 0.66667 | 0.65087 | 0.63931 | 0.63098 | 0.62502 | 0.6208 | 0.61781 | 0.61571 | 0.61424 | 0.6132 | 0.61248 | 0.61197
No | PG&E | Res | AppPlug | 2016 T-20: Computers - Desktops - Tier 2 | On-the-books | Electric Energy (GWh/year) | 8.5718 | 4.3552 | 0.58145 | 0.5635 | 0.55014 | 0.54037 | 0.53333 | 0.52829 | 0.52472 | 0.5222 | 0.52042 | 0.51918 | 0.5183
No | PG&E | Res | AppPlug | 2016 T-20: Computers - Notebooks | On-the-books | Electric Energy (GWh/year) | 0.0006808 | 0.00065978 | 0.00064413 | 0.0006327 | 0.00062445 | 0.00061856 | 0.00061437 | 0.00061142 | 0.00060934 | 0.00060788 | 0.00060686 | 0.00060614 | 0.00060564
No | PG&E | Res | AppPlug | 2025-27 Fed App: Dedicated Purpose Pool Pump Motors - Tier 1 - Standard | On-the-books | Electric Energy (GWh/year) | 7.9145 | 28.2175 | 25.618 | 22.7383 | 20.1197 | 10.8893 | 0.84054 | 0.80306 | 0.77166 | 0.7454 | 0.72346 | 0.70514 | 0.68985
No | PG&E | Res | AppPlug | 2025-27 Fed App: Dedicated Purpose Pool Pump Motors - Tier 2 - Small | On-the-books | Electric Energy (GWh/year) | 0 | 0 | 6.1043 | 23.5481 | 23.4425 | 23.3916 | 14.9598 | 0.8369 | 0.82011 | 0.80557 | 0.79306 | 0.78235 | 0.77323
No | PG&E | Res | AppPlug | 2019-21 Fed App: Dedicated-purpose pool pumps | On-the-books | Electric Energy (GWh/year) |  | 14.7932 | 2.0468 | 2.0857 | 2.1047 | 2.1308 | 2.1269 | 2.1236 | 2.1209 | 2.1186 | 2.1167 | 2.1151 | 2.1138
No | PG&E | Res | AppPlug | 2016 T-20: Displays - Monitors | On-the-books | Electric Energy (GWh/year) |  | 1.4737 | 0.27152 | 0.27152 | 0.27152 | 0.27152 | 0.27152 | 0.27152 | 0.27152 | 0.27152 | 0.27152 | 0.27152 | 0.27152
No | PG&E | Res | AppPlug | 2025-27 Fed App: Microwave ovens - Built-In and Over-the-Range Convection Microwave Ovens | On-the-books | Electric Energy (GWh/year) | 0 | 0.011646 | 0.022278 | 0.02258 | 0.022872 | 0.023049 | 0.022921 | 0.022815 | 0.022726 | 0.022652 | 0.022591 | 0.022539 | 0.007291
No | PG&E | Res | AppPlug | 2025-27 Fed App: Microwave ovens - Microwave-Only Ovens and Countertop Convection Microwave Ovens | On-the-books | Electric Energy (GWh/year) | 0 | 0.1516 | 0.28732 | 0.28871 | 0.29016 | 0.29037 | 0.28698 | 0.28411 | 0.28168 | 0.27963 | 0.2779 | 0.27646 | 0.089204
No | PG&E | Res | AppPlug | 2025-27 Fed App: Portable ACs | On-the-books | Electric Energy (GWh/year) |  | 2.753 | 2.6747 | 2.6048 | 2.543 | 2.489 | 2.442 | 2.4014 | 2.3666 | 2.3369 | 1.5924 | 0.21706 | 0.21535
No | PG&E | Res | AppPlug | 2018 T-20: Portable Electric Spas - Inflatable | On-the-books | Electric Energy (GWh/year) |  | 0.029405 | 0.029405 | 0.029405 | 0.029405 | 0.029405 | 0.029405 | 0.029405 | 0.029405 | 0.029405 | 0.029405 | 0.029405 | 0.029405
No | PG&E | Res | AppPlug | 2018 T-20: Portable Electric Spas - Rigid | On-the-books | Electric Energy (GWh/year) |  | 1.6296 | 1.6602 | 1.6908 | 0.69462 | 0.13522 | 0.13522 | 0.13522 | 0.13522 | 0.13522 | 0.13522 | 0.13522 | 0.13522
No | PG&E | Res | AppPlug | 2019-21 Fed App: Wine chillers | On-the-books | Electric Energy (GWh/year) |  | 3.9934 | 3.9573 | 3.9293 | 3.9101 | 1.6446 | 0.3671 | 0.36313 | 0.35976 | 0.35693 | 0.35453 | 0.35252 | 0.35084
No | SCE | Res | AppPlug | T-20: Computers - Workstations | On-the-books | Electric Energy (GWh/year) | 0 | 0 | 0 | 0 | 0 | 0 | 0 | 0 | 0 | 0 | 0 | 0 | 0
No | SCE | Res | AppPlug | 2005 T-20: Consumer Electronics - Audio Players | On-the-books | Electric Energy (GWh/year) | 0.1243 | 0.12428 | 0.12427 | 0.12427 | 0.12426 | 0.12426 | 0.12426 | 0.12425 | 0.12425 | 0.12425 | 0.12424 | 0.12424 | 0.12424
No | SCE | Res | AppPlug | 2005 T-20: Consumer Electronics - DVDs | On-the-books | Electric Energy (GWh/year) | 0.01173 | 0.011685 | 0.011649 | 0.011621 | 0.011598 | 0.01158 | 0.011559 | 0.01154 | 0.011519 | 0.0115 | 0.011479 | 0.01146 | 0.01144
No | SCE | Res | AppPlug | Fed Appliance: External Power Supplies | On-the-books | Electric Energy (GWh/year) | 0 | 0 | 0 | 0 | 0 | 0 | 0 | 0 | 0 | 0 | 0 | 0 | 0
No | SCE | Res | AppPlug | 2011 T-20: Large Battery Chargers (≥2kW rated input) | On-the-books | Electric Energy (GWh/year) | 0.21182 | 0.20918 | 0.2071 | 0.20547 | 0.05067 | 0.050429 | 0.050141 | 0.049884 | 0.049606 | 0.049343 | 0.04907 | 0.048803 | 0.048532
No | SCE | Res | AppPlug | Fed Appliance: Microwave ovens | On-the-books | Electric Energy (GWh/year) | 2.8043 | 2.794 | 0 | 0 | 0 | 0 | 0 | 0 | 0 | 0 | 0 | 0 | 0
No | SCE | Res | AppPlug | 2005 T-20: Portable Electric Spas | On-the-books | Electric Energy (GWh/year) | 0 | 0 | 0 | 0 | 0 | 0 | 0 | 0 | 0 | 0 | 0 | 0 | 0
No | SCE | Res | AppPlug | Fed Appliance: Residential Clothes Dryers | On-the-books | Electric Energy (GWh/year) | 0.59656 | 0.59649 | 0.59644 | 0.59639 | 0.59635 | 0.59632 | 0.10196 | 0.082241 | 0.082235 | 0.082231 | 0.082225 | 0.08222 | 0.082215
No | SCE | Res | AppPlug | Fed Appliance: Residential Clothes Washers (Front Loading) | On-the-books | Electric Energy (GWh/year) | -0.58359 | -0.56263 | -0.54244 | -0.52332 | -0.14103 | -0.060053 | -0.057917 | -0.055859 | -0.053749 | -0.051673 | -0.049574 | -0.047491 | -0.045397
No | SCE | Res | AppPlug | Fed Appliance: Residential Clothes Washers (Top Loading) Tier I | On-the-books | Electric Energy (GWh/year) | 4.3083 | 4.1535 | 4.0045 | 3.8633 | 1.0412 | 0.44334 | 0.42757 | 0.41237 | 0.39679 | 0.38147 | 0.36598 | 0.3506 | 0.33514
No | SCE | Res | AppPlug | Fed Appliance: Residential Clothes Washers - Top-loading | On-the-books | Electric Energy (GWh/year) | 0 | 0 | 0 | 0 | 0 | 0 | 0 | 0 | 0 | 0 | 0 | 0 | 0
No | SCE | Res | AppPlug | Fed Appliance: Residential Dishwashers | On-the-books | Electric Energy (GWh/year) | -0.019634 | -0.019634 | -0.019634 | -0.0095581 | -0.002561 | -0.002561 | -0.002561 | -0.002561 | -0.002561 | -0.002561 | -0.002561 | -0.002561 | -0.002561
No | SCE | Res | AppPlug | 2006 T-20: Residential Pool Pumps, 2-speed Motors, Tier 2 | On-the-books | Electric Energy (GWh/year) | 12.9147 | 12.9092 | 12.9048 | 12.9011 | 12.8981 | 12.8957 | 12.8929 | 12.8903 | 12.8876 | 12.8849 | 12.8822 | 12.8796 | 12.8769
No | SCE | Res | AppPlug | 2005 T-20: Residential Pool Pumps, High Eff Motor, Tier 1 | On-the-books | Electric Energy (GWh/year) | 1.4313 | 1.4096 | 1.3874 | 1.3647 | 1.3414 | 1.3176 | 1.2941 | 1.2705 | 1.2469 | 1.2233 | 1.1997 | 1.1761 | 1.1525
No | SCE | Res | AppPlug | Fed Appliance: Residential Refrigerators & Freezers | On-the-books | Electric Energy (GWh/year) | 5.9936 | 5.8881 | 5.8028 | 5.7345 | 4.2186 | 0.73529 | 0.72869 | 0.72276 | 0.71639 | 0.71032 | 0.70404 | 0.6979 | 0.69167
No | SCE | Res | AppPlug | 2008 T-24: Residential Swimming pool | On-the-books | Electric Energy (GWh/year) | 2.7927 | 2.7874 | 2.7833 | 2.7801 | 2.7777 | 2.7758 | 2.7736 | 2.7716 | 2.7695 | 2.7674 | 2.7653 | 2.7632 | 2.7611
No | SCE | Res | AppPlug | 2011 T-20: Small Battery Chargers – Tier 1 (consumer with no USB charger or USB charger <20 watt-hours) | On-the-books | Electric Energy (GWh/year) | 0.86996 | 0.86631 | 0.86365 | 0.86173 | 0.86034 | 0.85934 | 0.85807 | 0.85698 | 0.85578 | 0.85465 | 0.85347 | 0.85233 | 0.85116
No | SCE | Res | AppPlug | 2009 T-20: Televisions - Tier 1 | On-the-books | Electric Energy (GWh/year) | 1.1752 | 1.1749 | 1.1746 | 1.1745 | 1.1744 | 1.1744 | 1.1743 | 1.1743 | 1.1742 | 1.1742 | 1.1741 | 1.1741 | 1.174
No | SCE | Res | AppPlug | 2009 T-20: Televisions - Tier 2 | On-the-books | Electric Energy (GWh/year) | 1.1552 | 1.1505 | 1.1472 | 1.1451 | 1.1436 | 1.1426 | 1.1413 | 1.1402 | 1.1389 | 1.1378 | 1.1366 | 1.1354 | 1.1342
No | SCE | Res | AppPlug | 2005 T-20: Water Dispensers | On-the-books | Electric Energy (GWh/year) | 0.014465 | 0.01446 | 0.014456 | 0.014453 | 0.014452 | 0.01445 | 0.014449 | 0.014447 | 0.014446 | 0.014445 | 0.014443 | 0.014442 | 0.01444
No | SCE | Res | AppPlug | 2025-27 Fed App: Air purifiers - Tier 2 | On-the-books | Electric Energy (GWh/year) | 0 | 3.0598 | 3.1489 | 3.2536 | 3.3695 | 3.4959 | 3.452 | 3.4146 | 3.383 | 3.3563 | 0.27527 | 0.27371 | 0.2724
No | SCE | Res | AppPlug | 2016 T-20: Computers - Desktops - Tier 1 | On-the-books | Electric Energy (GWh/year) | 0.68791 | 0.66667 | 0.65087 | 0.63931 | 0.63098 | 0.62502 | 0.6208 | 0.61781 | 0.61571 | 0.61424 | 0.6132 | 0.61248 | 0.61197
No | SCE | Res | AppPlug | 2016 T-20: Computers - Desktops - Tier 2 | On-the-books | Electric Energy (GWh/year) | 8.5718 | 4.3552 | 0.58145 | 0.5635 | 0.55014 | 0.54037 | 0.53333 | 0.52829 | 0.52472 | 0.5222 | 0.52042 | 0.51918 | 0.5183
No | SCE | Res | AppPlug | 2016 T-20: Computers - Notebooks | On-the-books | Electric Energy (GWh/year) | 0.0006808 | 0.00065978 | 0.00064413 | 0.0006327 | 0.00062445 | 0.00061856 | 0.00061437 | 0.00061142 | 0.00060934 | 0.00060788 | 0.00060686 | 0.00060614 | 0.00060564
No | SCE | Res | AppPlug | 2025-27 Fed App: Dedicated Purpose Pool Pump Motors - Tier 1 - Standard | On-the-books | Electric Energy (GWh/year) | 7.9145 | 28.2175 | 25.618 | 22.7383 | 20.1197 | 10.8893 | 0.84054 | 0.80306 | 0.77166 | 0.7454 | 0.72346 | 0.70514 | 0.68985
No | SCE | Res | AppPlug | 2025-27 Fed App: Dedicated Purpose Pool Pump Motors - Tier 2 - Small | On-the-books | Electric Energy (GWh/year) | 0 | 0 | 6.1043 | 23.5481 | 23.4425 | 23.3916 | 14.9598 | 0.8369 | 0.82011 | 0.80557 | 0.79306 | 0.78235 | 0.77323
No | SCE | Res | AppPlug | 2019-21 Fed App: Dedicated-purpose pool pumps | On-the-books | Electric Energy (GWh/year) |  | 14.7932 | 2.0468 | 2.0857 | 2.1047 | 2.1308 | 2.1269 | 2.1236 | 2.1209 | 2.1186 | 2.1167 | 2.1151 | 2.1138
No | SCE | Res | AppPlug | 2016 T-20: Displays - Monitors | On-the-books | Electric Energy (GWh/year) |  | 1.4737 | 0.27152 | 0.27152 | 0.27152 | 0.27152 | 0.27152 | 0.27152 | 0.27152 | 0.27152 | 0.27152 | 0.27152 | 0.27152
No | SCE | Res | AppPlug | 2025-27 Fed App: Microwave ovens - Built-In and Over-the-Range Convection Microwave Ovens | On-the-books | Electric Energy (GWh/year) | 0 | 0.011646 | 0.022278 | 0.02258 | 0.022872 | 0.023049 | 0.022921 | 0.022815 | 0.022726 | 0.022652 | 0.022591 | 0.022539 | 0.007291
No | SCE | Res | AppPlug | 2025-27 Fed App: Microwave ovens - Microwave-Only Ovens and Countertop Convection Microwave Ovens | On-the-books | Electric Energy (GWh/year) | 0 | 0.1516 | 0.28732 | 0.28871 | 0.29016 | 0.29037 | 0.28698 | 0.28411 | 0.28168 | 0.27963 | 0.2779 | 0.27646 | 0.089204
No | SCE | Res | AppPlug | 2025-27 Fed App: Portable ACs | On-the-books | Electric Energy (GWh/year) |  | 2.753 | 2.6747 | 2.6048 | 2.543 | 2.489 | 2.442 | 2.4014 | 2.3666 | 2.3369 | 1.5924 | 0.21706 | 0.21535
No | SCE | Res | AppPlug | 2018 T-20: Portable Electric Spas - Inflatable | On-the-books | Electric Energy (GWh/year) |  | 0.029405 | 0.029405 | 0.029405 | 0.029405 | 0.029405 | 0.029405 | 0.029405 | 0.029405 | 0.029405 | 0.029405 | 0.029405 | 0.029405
No | SCE | Res | AppPlug | 2018 T-20: Portable Electric Spas - Rigid | On-the-books | Electric Energy (GWh/year) |  | 1.6296 | 1.6602 | 1.6908 | 0.69462 | 0.13522 | 0.13522 | 0.13522 | 0.13522 | 0.13522 | 0.13522 | 0.13522 | 0.13522
No | SCE | Res | AppPlug | 2019-21 Fed App: Wine chillers | On-the-books | Electric Energy (GWh/year) |  | 3.9934 | 3.9573 | 3.9293 | 3.9101 | 1.6446 | 0.3671 | 0.36313 | 0.35976 | 0.35693 | 0.35453 | 0.35252 | 0.35084
No | SDG&E | Res | AppPlug | T-20: Computers - Workstations | On-the-books | Electric Energy (GWh/year) | 0 | 0 | 0 | 0 | 0 | 0 | 0 | 0 | 0 | 0 | 0 | 0 | 0
No | SDG&E | Res | AppPlug | 2005 T-20: Consumer Electronics - Audio Players | On-the-books | Electric Energy (GWh/year) | 0.025456 | 0.025453 | 0.025451 | 0.025449 | 0.025448 | 0.025448 | 0.025447 | 0.025447 | 0.025446 | 0.025445 | 0.025445 | 0.025444 | 0.025443
No | SDG&E | Res | AppPlug | 2005 T-20: Consumer Electronics - DVDs | On-the-books | Electric Energy (GWh/year) | 0.0024022 | 0.0023931 | 0.0023858 | 0.0023799 | 0.0023753 | 0.0023716 | 0.0023672 | 0.0023633 | 0.0023591 | 0.0023551 | 0.002351 | 0.0023469 | 0.0023428
No | SDG&E | Res | AppPlug | Fed Appliance: External Power Supplies | On-the-books | Electric Energy (GWh/year) | 0 | 0 | 0 | 0 | 0 | 0 | 0 | 0 | 0 | 0 | 0 | 0 | 0
No | SDG&E | Res | AppPlug | 2011 T-20: Large Battery Chargers (≥2kW rated input) | On-the-books | Electric Energy (GWh/year) | 0.043381 | 0.042839 | 0.042413 | 0.04208 | 0.010377 | 0.010328 | 0.010269 | 0.010216 | 0.010159 | 0.010105 | 0.010049 | 0.0099947 | 0.0099392
No | SDG&E | Res | AppPlug | Fed Appliance: Microwave ovens | On-the-books | Electric Energy (GWh/year) | 0.57432 | 0.5722 | 0 | 0 | 0 | 0 | 0 | 0 | 0 | 0 | 0 | 0 | 0
No | SDG&E | Res | AppPlug | 2005 T-20: Portable Electric Spas | On-the-books | Electric Energy (GWh/year) | 0 | 0 | 0 | 0 | 0 | 0 | 0 | 0 | 0 | 0 | 0 | 0 | 0
No | SDG&E | Res | AppPlug | Fed Appliance: Residential Clothes Dryers | On-the-books | Electric Energy (GWh/year) | 0.12217 | 0.12216 | 0.12215 | 0.12214 | 0.12213 | 0.12212 | 0.020881 | 0.016843 | 0.016842 | 0.016841 | 0.01684 | 0.016839 | 0.016837
No | SDG&E | Res | AppPlug | Fed Appliance: Residential Clothes Washers (Front Loading) | On-the-books | Electric Energy (GWh/year) | -0.11952 | -0.11522 | -0.11109 | -0.10717 | -0.028883 | -0.012299 | -0.011861 | -0.01144 | -0.011008 | -0.010582 | -0.010153 | -0.009726 | -0.0092972
No | SDG&E | Res | AppPlug | Fed Appliance: Residential Clothes Washers (Top Loading) Tier I | On-the-books | Electric Energy (GWh/year) | 0.88233 | 0.85063 | 0.82012 | 0.7912 | 0.21322 | 0.090794 | 0.087565 | 0.084453 | 0.081262 | 0.078124 | 0.074951 | 0.071801 | 0.068636
No | SDG&E | Res | AppPlug | Fed Appliance: Residential Clothes Washers - Top-loading | On-the-books | Electric Energy (GWh/year) | 0 | 0 | 0 | 0 | 0 | 0 | 0 | 0 | 0 | 0 | 0 | 0 | 0
No | SDG&E | Res | AppPlug | Fed Appliance: Residential Dishwashers | On-the-books | Electric Energy (GWh/year) | -0.004021 | -0.004021 | -0.004021 | -0.0019575 | -0.00052448 | -0.00052448 | -0.00052448 | -0.00052448 | -0.00052448 | -0.00052448 | -0.00052448 | -0.00052448 | -0.00052448
No | SDG&E | Res | AppPlug | 2006 T-20: Residential Pool Pumps, 2-speed Motors, Tier 2 | On-the-books | Electric Energy (GWh/year) | 2.6449 | 2.6438 | 2.6429 | 2.6421 | 2.6415 | 2.641 | 2.6404 | 2.6399 | 2.6393 | 2.6388 | 2.6382 | 2.6377 | 2.6371
No | SDG&E | Res | AppPlug | 2005 T-20: Residential Pool Pumps, High Eff Motor, Tier 1 | On-the-books | Electric Energy (GWh/year) | 0.29312 | 0.28869 | 0.28414 | 0.27948 | 0.27471 | 0.26984 | 0.26504 | 0.26019 | 0.25537 | 0.25053 | 0.2457 | 0.24087 | 0.23604
No | SDG&E | Res | AppPlug | Fed Appliance: Residential Refrigerators & Freezers | On-the-books | Electric Energy (GWh/year) | 1.2275 | 1.2059 | 1.1884 | 1.1744 | 0.86397 | 0.15058 | 0.14923 | 0.14802 | 0.14672 | 0.14547 | 0.14419 | 0.14293 | 0.14165
No | SDG&E | Res | AppPlug | 2008 T-24: Residential Swimming pool | On-the-books | Electric Energy (GWh/year) | 0.57193 | 0.57085 | 0.57001 | 0.56936 | 0.56886 | 0.56848 | 0.56802 | 0.56762 | 0.56718 | 0.56676 | 0.56632 | 0.5659 | 0.56547
No | SDG&E | Res | AppPlug | 2011 T-20: Small Battery Chargers – Tier 1 (consumer with no USB charger or USB charger <20 watt-hours) | On-the-books | Electric Energy (GWh/year) | 0.17817 | 0.17742 | 0.17687 | 0.17648 | 0.1762 | 0.17599 | 0.17573 | 0.17551 | 0.17526 | 0.17503 | 0.17479 | 0.17455 | 0.17432
No | SDG&E | Res | AppPlug | 2009 T-20: Televisions - Tier 1 | On-the-books | Electric Energy (GWh/year) | 0.24068 | 0.24061 | 0.24056 | 0.24054 | 0.24052 | 0.24051 | 0.2405 | 0.24049 | 0.24048 | 0.24047 | 0.24045 | 0.24044 | 0.24043
No | SDG&E | Res | AppPlug | 2009 T-20: Televisions - Tier 2 | On-the-books | Electric Energy (GWh/year) | 0.23657 | 0.23561 | 0.23495 | 0.23451 | 0.23421 | 0.234 | 0.23373 | 0.23351 | 0.23325 | 0.23301 | 0.23277 | 0.23253 | 0.23228
No | SDG&E | Res | AppPlug | 2005 T-20: Water Dispensers | On-the-books | Electric Energy (GWh/year) | 0.0029625 | 0.0029613 | 0.0029606 | 0.00296 | 0.0029597 | 0.0029594 | 0.0029591 | 0.0029588 | 0.0029585 | 0.0029582 | 0.0029579 | 0.0029576 | 0.0029573
No | SDG&E | Res | AppPlug | 2025-27 Fed App: Air purifiers - Tier 2 | On-the-books | Electric Energy (GWh/year) | 0 | 0.62663 | 0.64489 | 0.66633 | 0.69006 | 0.71594 | 0.70695 | 0.69931 | 0.69283 | 0.68736 | 0.056374 | 0.056055 | 0.055786
No | SDG&E | Res | AppPlug | 2016 T-20: Computers - Desktops - Tier 1 | On-the-books | Electric Energy (GWh/year) | 0.14088 | 0.13653 | 0.1333 | 0.13093 | 0.12922 | 0.128 | 0.12714 | 0.12653 | 0.1261 | 0.12579 | 0.12558 | 0.12543 | 0.12533
No | SDG&E | Res | AppPlug | 2016 T-20: Computers - Desktops - Tier 2 | On-the-books | Electric Energy (GWh/year) | 1.7555 | 0.89193 | 0.11908 | 0.1154 | 0.11267 | 0.11067 | 0.10922 | 0.10819 | 0.10746 | 0.10694 | 0.10658 | 0.10633 | 0.10615
No | SDG&E | Res | AppPlug | 2016 T-20: Computers - Notebooks | On-the-books | Electric Energy (GWh/year) | 0.00013943 | 0.00013512 | 0.00013192 | 0.00012957 | 0.00012789 | 0.00012668 | 0.00012582 | 0.00012522 | 0.00012479 | 0.00012449 | 0.00012428 | 0.00012414 | 0.00012403
No | SDG&E | Res | AppPlug | 2025-27 Fed App: Dedicated Purpose Pool Pump Motors - Tier 1 - Standard | On-the-books | Electric Energy (GWh/year) | 1.6209 | 5.7789 | 5.2465 | 4.6567 | 4.1205 | 2.2301 | 0.17214 | 0.16446 | 0.15803 | 0.15266 | 0.14816 | 0.14441 | 0.14128
No | SDG&E | Res | AppPlug | 2025-27 Fed App: Dedicated Purpose Pool Pump Motors - Tier 2 - Small | On-the-books | Electric Energy (GWh/year) | 0 | 0 | 1.2501 | 4.8226 | 4.8009 | 4.7905 | 3.0637 | 0.17139 | 0.16796 | 0.16498 | 0.16242 | 0.16022 | 0.15835
No | SDG&E | Res | AppPlug | 2019-21 Fed App: Dedicated-purpose pool pumps | On-the-books | Electric Energy (GWh/year) |  | 3.0296 | 0.41919 | 0.42715 | 0.43105 | 0.43638 | 0.43558 | 0.43492 | 0.43436 | 0.43389 | 0.4335 | 0.43317 | 0.4329
No | SDG&E | Res | AppPlug | 2016 T-20: Displays - Monitors | On-the-books | Electric Energy (GWh/year) |  | 0.30181 | 0.055606 | 0.055606 | 0.055606 | 0.055606 | 0.055606 | 0.055606 | 0.055606 | 0.055606 | 0.055606 | 0.055606 | 0.055606
No | SDG&E | Res | AppPlug | 2025-27 Fed App: Microwave ovens - Built-In and Over-the-Range Convection Microwave Ovens | On-the-books | Electric Energy (GWh/year) | 0 | 0.002385 | 0.0045625 | 0.0046243 | 0.0046841 | 0.0047203 | 0.0046942 | 0.0046725 | 0.0046543 | 0.0046391 | 0.0046265 | 0.004616 | 0.0014932
No | SDG&E | Res | AppPlug | 2025-27 Fed App: Microwave ovens - Microwave-Only Ovens and Countertop Convection Microwave Ovens | On-the-books | Electric Energy (GWh/year) | 0 | 0.031047 | 0.058842 | 0.059126 | 0.059424 | 0.059466 | 0.058773 | 0.058184 | 0.057687 | 0.057267 | 0.056914 | 0.056617 | 0.018269
No | SDG&E | Res | AppPlug | 2025-27 Fed App: Portable ACs | On-the-books | Electric Energy (GWh/year) |  | 0.5638 | 0.54776 | 0.53345 | 0.52081 | 0.50973 | 0.50011 | 0.4918 | 0.48467 | 0.47859 | 0.32612 | 0.044453 | 0.044102
No | SDG&E | Res | AppPlug | 2018 T-20: Portable Electric Spas - Inflatable | On-the-books | Electric Energy (GWh/year) |  | 0.0060221 | 0.0060221 | 0.0060221 | 0.0060221 | 0.0060221 | 0.0060221 | 0.0060221 | 0.0060221 | 0.0060221 | 0.0060221 | 0.0060221 | 0.0060221
No | SDG&E | Res | AppPlug | 2018 T-20: Portable Electric Spas - Rigid | On-the-books | Electric Energy (GWh/year) |  | 0.33375 | 0.34 | 0.34626 | 0.14226 | 0.027692 | 0.027692 | 0.027692 | 0.027692 | 0.027692 | 0.027692 | 0.027692 | 0.027692
No | SDG&E | Res | AppPlug | 2019-21 Fed App: Wine chillers | On-the-books | Electric Energy (GWh/year) |  | 0.81783 | 0.81044 | 0.80472 | 0.80078 | 0.33681 | 0.07518 | 0.074367 | 0.073679 | 0.073097 | 0.072607 | 0.072196 | 0.07185
No | PG&E | Com | BldgEnv | 2008 T-24: Cool Roof Expansion | On-the-books | Electric Energy (GWh/year) | 5.8229 | 5.8197 | 5.8174 | 5.8158 | 5.8146 | 5.8138 | 5.8128 | 5.8118 | 5.8108 | 5.8099 | 5.8089 | 5.808 | 5.807
No | PG&E | Com | BldgEnv | 2005 T-24: Cool roofs | On-the-books | Electric Energy (GWh/year) | 0.52631 | 0.5263 | 0.5263 | 0.52629 | 0.52629 | 0.52629 | 0.52629 | 0.52629 | 0.52628 | 0.52628 | 0.52628 | 0.52628 | 0.52628
No | PG&E | Com | BldgEnv | 2005 T-24: Duct testing/sealing in new commercial buildings | On-the-books | Electric Energy (GWh/year) | 0.51298 | 0.51247 | 0.51214 | 0.51193 | 0.51179 | 0.5117 | 0.51158 | 0.51148 | 0.51136 | 0.51126 | 0.51114 | 0.51104 | 0.51093
No | PG&E | Com | BldgEnv | 2008 T-24: Envelope insulation | On-the-books | Electric Energy (GWh/year) | 9.3543 | 9.3054 | 9.2681 | 9.2397 | 9.218 | 9.2015 | 9.1816 | 9.164 | 9.1448 | 9.1267 | 9.1078 | 9.0895 | 9.0708
No | PG&E | Com | BldgEnv | 2013 T-24: NRA-Envelope-Cool Roofs | On-the-books | Electric Energy (GWh/year) | 0.91829 | 0.89468 | 0.87532 | 0.85949 | 0.41981 | 0 | 0 | 0 | 0 | 0 | 0 | 0 | 0
No | PG&E | Com | BldgEnv | 2008 T-24: Overall Envelope Tradeoff | On-the-books | Electric Energy (GWh/year) | 0.18984 | 0.1896 | 0.1894 | 0.18924 | 0.18911 | 0.189 | 0.18888 | 0.18877 | 0.18865 | 0.18853 | 0.18842 | 0.1883 | 0.18818
No | PG&E | Com | BldgEnv | 2025 T-24: NR High Performance Envelope - Prescriptive Heavy Mass Walls U-Value (New Construction + Additions) | On-the-books | Electric Energy (GWh/year) | 0 | 0.0022422 | 0.013392 | 0.013367 | 0.013343 | 0.013318 | 0.013293 | 0.013267 | 0.013242 | 0.013216 | 0.01319 | 0.013163 | 0.013137
No | PG&E | Com | BldgEnv | 2025 T-24: NR High Performance Envelope - Prescriptive Light Mass Walls U-Value (New Construction + Additions) | On-the-books | Electric Energy (GWh/year) | 0 | 0.0015224 | 0.0086904 | 0.0082793 | 0.0078772 | 0.007485 | 0.0071032 | 0.0067327 | 0.0063739 | 0.0060273 | 0.0056931 | 0.0053718 | 0.0050634
No | PG&E | Com | BldgEnv | 2025 T-24: NR High Performance Envelope - Prescriptive Metal Building Walls U-Value (New Construction + Additions) | On-the-books | Electric Energy (GWh/year) | 0 | 0.00071089 | 0.0042524 | 0.0042511 | 0.0042498 | 0.0042485 | 0.0042472 | 0.0042459 | 0.0042446 | 0.0042433 | 0.004242 | 0.0042407 | 0.0042394
No | PG&E | Com | BldgEnv | 2025 T-24: NR High Performance Envelope - Prescriptive Metal Roof U-Value (New Construction + Additions) | On-the-books | Electric Energy (GWh/year) | 0 | 0.00085528 | 0.0050424 | 0.004966 | 0.0048886 | 0.0048103 | 0.004731 | 0.0046509 | 0.0045701 | 0.0044885 | 0.0044063 | 0.0043236 | 0.0042403
No | PG&E | Com | BldgEnv | 2025 T-24: NR High Performance Envelope - Prescriptive Woodframed and Other Roof U-Value (New Construction + Additions) | On-the-books | Electric Energy (GWh/year) | 0 | 0.0076125 | 0.044108 | 0.042669 | 0.041235 | 0.039809 | 0.038395 | 0.036994 | 0.035609 | 0.034243 | 0.032899 | 0.031577 | 0.030281
No | PG&E | Com | BldgEnv | 2025 T-24: NR High Performance Envelope - Prescriptive Woodframed Walls U-Value (New Construction + Additions) | On-the-books | Electric Energy (GWh/year) | 0 | 0.0020013 | 0.011924 | 0.011873 | 0.01182 | 0.011767 | 0.011713 | 0.011659 | 0.011604 | 0.011548 | 0.011491 | 0.011433 | 0.011375
No | PG&E | Com | BldgEnv | 2025 T-24: NR High Performance Envelope - Reduced Infiltration Vestibules: require vestibules for certain buildings (Thermal bridging) (New Construction + Additions) | On-the-books | Electric Energy (GWh/year) | 0 | 0.14876 | 0.88636 | 0.88252 | 0.87863 | 0.87468 | 0.87068 | 0.86663 | 0.86252 | 0.85835 | 0.85413 | 0.84986 | 0.84554
No | PG&E | Com | BldgEnv | 2025 T-24: NR High Performance Envelope - Windows/Fenestration - Alterations (Alterations) | On-the-books | Electric Energy (GWh/year) | 0 | 0.71268 | 0.73508 | 0.69053 | 0.64574 | 0.60129 | 0.55775 | 0.51564 | 0.4754 | 0.43739 | 0.40189 | 0.36907 | 0.33903
No | PG&E | Com | BldgEnv | 2025 T-24: NR High Performance Envelope - Windows/Fenestration - New Construction (New Construction + Additions) | On-the-books | Electric Energy (GWh/year) | 0 | 0.0064293 | 0.03631 | 0.034109 | 0.031897 | 0.029701 | 0.02755 | 0.02547 | 0.023482 | 0.021605 | 0.019852 | 0.018231 | 0.016746
No | PG&E | Com | BldgEnv | 2022 T-24: NRA - Envelope - Cool Roofs: Steep-Sloped | On-the-books | Electric Energy (GWh/year) | 0.80956 | 0.80649 | 0.80334 | 0.80016 | 0.79696 | 0.7938 | 0.7907 | 0.78769 | 0.78481 | 0.78208 | 0.77951 | 0.77712 | 0.77492
No | PG&E | Com | BldgEnv | 2022 T-24: NRA - Envelope - Roof Recovers | On-the-books | Electric Energy (GWh/year) | 3.1887 | 3.1766 | 3.1642 | 3.1516 | 3.1391 | 3.1266 | 3.1144 | 3.1025 | 3.0912 | 3.0804 | 3.0703 | 3.0609 | 3.0522
No | PG&E | Com | BldgEnv | 2022 T-24: NRA - Envelope - Roof Replacements | On-the-books | Electric Energy (GWh/year) | 2.9408 | 2.9297 | 2.9183 | 2.9067 | 2.8951 | 2.8836 | 2.8723 | 2.8614 | 2.851 | 2.841 | 2.8317 | 2.823 | 2.815
No | PG&E | Com | BldgEnv | 2022 T-24: NRA - Reduce Infiltration - Require air barrier where not currently required | On-the-books | Electric Energy (GWh/year) | -0.02456 | -0.02441 | -0.024302 | -0.024226 | -0.024171 | -0.024132 | -0.024105 | -0.024085 | -0.024072 | -0.024062 | -0.024055 | -0.02405 | -0.024047
No | PG&E | Com | BldgEnv | 2022 T-24: NRNC - Envelope - Cool Roofs: Steep-Sloped | On-the-books | Electric Energy (GWh/year) | 0.089877 | 0.089537 | 0.089187 | 0.088834 | 0.088479 | 0.088128 | 0.087783 | 0.08745 | 0.08713 | 0.086827 | 0.086542 | 0.086277 | 0.086032
No | PG&E | Com | BldgEnv | 2022 T-24: NRNC - Envelope - High Performance Windows | On-the-books | Electric Energy (GWh/year) | 0.28798 | 0.28689 | 0.28577 | 0.28463 | 0.2835 | 0.28237 | 0.28127 | 0.2802 | 0.27918 | 0.2782 | 0.27729 | 0.27644 | 0.27566
No | PG&E | Com | BldgEnv | 2022 T-24: NRNC - Envelope - Opaque Envelope: Wall | On-the-books | Electric Energy (GWh/year) |  | 0.23419 | 0.23327 | 0.23235 | 0.23142 | 0.2305 | 0.2296 | 0.22873 | 0.22789 | 0.2271 | 0.22636 | 0.22566 | 0.22502
No | PG&E | Com | BldgEnv | 2022 T-24: NRNC - Reduce Infiltration - Require air barrier where not currently required | On-the-books | Electric Energy (GWh/year) |  | -0.024898 | -0.024788 | -0.02471 | -0.024654 | -0.024615 | -0.024587 | -0.024567 | -0.024553 | -0.024543 | -0.024536 | -0.024531 | -0.024528
No | PG&E | Com | BldgEnv | 2019 T-24: NRNC-Envelope-Dock Seals | On-the-books | Electric Energy (GWh/year) |  | 0.0099216 | 0.0091519 | 0.0082841 | 0.0073438 | 0.0063679 | 0.0053991 | 0.004479 | 0.0036412 | 0.002907 | 0.0022849 | 0.0017727 | 0.0013608
No | SCE | Com | BldgEnv | 2008 T-24: Cool Roof Expansion | On-the-books | Electric Energy (GWh/year) | 5.8229 | 5.8197 | 5.8174 | 5.8158 | 5.8146 | 5.8138 | 5.8128 | 5.8118 | 5.8108 | 5.8099 | 5.8089 | 5.808 | 5.807
No | SCE | Com | BldgEnv | 2005 T-24: Cool roofs | On-the-books | Electric Energy (GWh/year) | 0.52631 | 0.5263 | 0.5263 | 0.52629 | 0.52629 | 0.52629 | 0.52629 | 0.52629 | 0.52628 | 0.52628 | 0.52628 | 0.52628 | 0.52628
No | SCE | Com | BldgEnv | 2005 T-24: Duct testing/sealing in new commercial buildings | On-the-books | Electric Energy (GWh/year) | 0.51298 | 0.51247 | 0.51214 | 0.51193 | 0.51179 | 0.5117 | 0.51158 | 0.51148 | 0.51136 | 0.51126 | 0.51114 | 0.51104 | 0.51093
No | SCE | Com | BldgEnv | 2008 T-24: Envelope insulation | On-the-books | Electric Energy (GWh/year) | 9.3543 | 9.3054 | 9.2681 | 9.2397 | 9.218 | 9.2015 | 9.1816 | 9.164 | 9.1448 | 9.1267 | 9.1078 | 9.0895 | 9.0708
No | SCE | Com | BldgEnv | 2013 T-24: NRA-Envelope-Cool Roofs | On-the-books | Electric Energy (GWh/year) | 0.91829 | 0.89468 | 0.87532 | 0.85949 | 0.41981 | 0 | 0 | 0 | 0 | 0 | 0 | 0 | 0
No | SCE | Com | BldgEnv | 2008 T-24: Overall Envelope Tradeoff | On-the-books | Electric Energy (GWh/year) | 0.18984 | 0.1896 | 0.1894 | 0.18924 | 0.18911 | 0.189 | 0.18888 | 0.18877 | 0.18865 | 0.18853 | 0.18842 | 0.1883 | 0.18818
No | SCE | Com | BldgEnv | 2025 T-24: NR High Performance Envelope - Prescriptive Heavy Mass Walls U-Value (New Construction + Additions) | On-the-books | Electric Energy (GWh/year) | 0 | 0.0022422 | 0.013392 | 0.013367 | 0.013343 | 0.013318 | 0.013293 | 0.013267 | 0.013242 | 0.013216 | 0.01319 | 0.013163 | 0.013137
No | SCE | Com | BldgEnv | 2025 T-24: NR High Performance Envelope - Prescriptive Light Mass Walls U-Value (New Construction + Additions) | On-the-books | Electric Energy (GWh/year) | 0 | 0.0015224 | 0.0086904 | 0.0082793 | 0.0078772 | 0.007485 | 0.0071032 | 0.0067327 | 0.0063739 | 0.0060273 | 0.0056931 | 0.0053718 | 0.0050634
No | SCE | Com | BldgEnv | 2025 T-24: NR High Performance Envelope - Prescriptive Metal Building Walls U-Value (New Construction + Additions) | On-the-books | Electric Energy (GWh/year) | 0 | 0.00071089 | 0.0042524 | 0.0042511 | 0.0042498 | 0.0042485 | 0.0042472 | 0.0042459 | 0.0042446 | 0.0042433 | 0.004242 | 0.0042407 | 0.0042394
No | SCE | Com | BldgEnv | 2025 T-24: NR High Performance Envelope - Prescriptive Metal Roof U-Value (New Construction + Additions) | On-the-books | Electric Energy (GWh/year) | 0 | 0.00085528 | 0.0050424 | 0.004966 | 0.0048886 | 0.0048103 | 0.004731 | 0.0046509 | 0.0045701 | 0.0044885 | 0.0044063 | 0.0043236 | 0.0042403
No | SCE | Com | BldgEnv | 2025 T-24: NR High Performance Envelope - Prescriptive Woodframed and Other Roof U-Value (New Construction + Additions) | On-the-books | Electric Energy (GWh/year) | 0 | 0.0076125 | 0.044108 | 0.042669 | 0.041235 | 0.039809 | 0.038395 | 0.036994 | 0.035609 | 0.034243 | 0.032899 | 0.031577 | 0.030281
No | SCE | Com | BldgEnv | 2025 T-24: NR High Performance Envelope - Prescriptive Woodframed Walls U-Value (New Construction + Additions) | On-the-books | Electric Energy (GWh/year) | 0 | 0.0020013 | 0.011924 | 0.011873 | 0.01182 | 0.011767 | 0.011713 | 0.011659 | 0.011604 | 0.011548 | 0.011491 | 0.011433 | 0.011375
No | SCE | Com | BldgEnv | 2025 T-24: NR High Performance Envelope - Reduced Infiltration Vestibules: require vestibules for certain buildings (Thermal bridging) (New Construction + Additions) | On-the-books | Electric Energy (GWh/year) | 0 | 0.14876 | 0.88636 | 0.88252 | 0.87863 | 0.87468 | 0.87068 | 0.86663 | 0.86252 | 0.85835 | 0.85413 | 0.84986 | 0.84554
No | SCE | Com | BldgEnv | 2025 T-24: NR High Performance Envelope - Windows/Fenestration - Alterations (Alterations) | On-the-books | Electric Energy (GWh/year) | 0 | 0.71268 | 0.73508 | 0.69053 | 0.64574 | 0.60129 | 0.55775 | 0.51564 | 0.4754 | 0.43739 | 0.40189 | 0.36907 | 0.33903
No | SCE | Com | BldgEnv | 2025 T-24: NR High Performance Envelope - Windows/Fenestration - New Construction (New Construction + Additions) | On-the-books | Electric Energy (GWh/year) | 0 | 0.0064293 | 0.03631 | 0.034109 | 0.031897 | 0.029701 | 0.02755 | 0.02547 | 0.023482 | 0.021605 | 0.019852 | 0.018231 | 0.016746
No | SCE | Com | BldgEnv | 2022 T-24: NRA - Envelope - Cool Roofs: Steep-Sloped | On-the-books | Electric Energy (GWh/year) | 0.80956 | 0.80649 | 0.80334 | 0.80016 | 0.79696 | 0.7938 | 0.7907 | 0.78769 | 0.78481 | 0.78208 | 0.77951 | 0.77712 | 0.77492
No | SCE | Com | BldgEnv | 2022 T-24: NRA - Envelope - Roof Recovers | On-the-books | Electric Energy (GWh/year) | 3.1887 | 3.1766 | 3.1642 | 3.1516 | 3.1391 | 3.1266 | 3.1144 | 3.1025 | 3.0912 | 3.0804 | 3.0703 | 3.0609 | 3.0522
No | SCE | Com | BldgEnv | 2022 T-24: NRA - Envelope - Roof Replacements | On-the-books | Electric Energy (GWh/year) | 2.9408 | 2.9297 | 2.9183 | 2.9067 | 2.8951 | 2.8836 | 2.8723 | 2.8614 | 2.851 | 2.841 | 2.8317 | 2.823 | 2.815
No | SCE | Com | BldgEnv | 2022 T-24: NRA - Reduce Infiltration - Require air barrier where not currently required | On-the-books | Electric Energy (GWh/year) | -0.02456 | -0.02441 | -0.024302 | -0.024226 | -0.024171 | -0.024132 | -0.024105 | -0.024085 | -0.024072 | -0.024062 | -0.024055 | -0.02405 | -0.024047
No | SCE | Com | BldgEnv | 2022 T-24: NRNC - Envelope - Cool Roofs: Steep-Sloped | On-the-books | Electric Energy (GWh/year) | 0.089877 | 0.089537 | 0.089187 | 0.088834 | 0.088479 | 0.088128 | 0.087783 | 0.08745 | 0.08713 | 0.086827 | 0.086542 | 0.086277 | 0.086032
No | SCE | Com | BldgEnv | 2022 T-24: NRNC - Envelope - High Performance Windows | On-the-books | Electric Energy (GWh/year) | 0.28798 | 0.28689 | 0.28577 | 0.28463 | 0.2835 | 0.28237 | 0.28127 | 0.2802 | 0.27918 | 0.2782 | 0.27729 | 0.27644 | 0.27566
No | SCE | Com | BldgEnv | 2022 T-24: NRNC - Envelope - Opaque Envelope: Wall | On-the-books | Electric Energy (GWh/year) |  | 0.23419 | 0.23327 | 0.23235 | 0.23142 | 0.2305 | 0.2296 | 0.22873 | 0.22789 | 0.2271 | 0.22636 | 0.22566 | 0.22502
No | SCE | Com | BldgEnv | 2022 T-24: NRNC - Reduce Infiltration - Require air barrier where not currently required | On-the-books | Electric Energy (GWh/year) |  | -0.024898 | -0.024788 | -0.02471 | -0.024654 | -0.024615 | -0.024587 | -0.024567 | -0.024553 | -0.024543 | -0.024536 | -0.024531 | -0.024528
No | SCE | Com | BldgEnv | 2019 T-24: NRNC-Envelope-Dock Seals | On-the-books | Electric Energy (GWh/year) |  | 0.0099216 | 0.0091519 | 0.0082841 | 0.0073438 | 0.0063679 | 0.0053991 | 0.004479 | 0.0036412 | 0.002907 | 0.0022849 | 0.0017727 | 0.0013608
No | SDG&E | Com | BldgEnv | 2008 T-24: Cool Roof Expansion | On-the-books | Electric Energy (GWh/year) | 1.1925 | 1.1919 | 1.1914 | 1.1911 | 1.1908 | 1.1907 | 1.1904 | 1.1902 | 1.19 | 1.1899 | 1.1896 | 1.1895 | 1.1893
No | SDG&E | Com | BldgEnv | 2005 T-24: Cool roofs | On-the-books | Electric Energy (GWh/year) | 0.10779 | 0.10779 | 0.10778 | 0.10778 | 0.10778 | 0.10778 | 0.10778 | 0.10778 | 0.10778 | 0.10778 | 0.10778 | 0.10778 | 0.10778
No | SDG&E | Com | BldgEnv | 2005 T-24: Duct testing/sealing in new commercial buildings | On-the-books | Electric Energy (GWh/year) | 0.10506 | 0.10495 | 0.10489 | 0.10484 | 0.10481 | 0.10479 | 0.10477 | 0.10475 | 0.10473 | 0.1047 | 0.10468 | 0.10466 | 0.10464
No | SDG&E | Com | BldgEnv | 2008 T-24: Envelope insulation | On-the-books | Electric Energy (GWh/year) | 1.9157 | 1.9057 | 1.8981 | 1.8923 | 1.8878 | 1.8844 | 1.8804 | 1.8768 | 1.8728 | 1.8691 | 1.8653 | 1.8615 | 1.8577
No | SDG&E | Com | BldgEnv | 2013 T-24: NRA-Envelope-Cool Roofs | On-the-books | Electric Energy (GWh/year) | 0.18806 | 0.18323 | 0.17926 | 0.17602 | 0.085976 | 0 | 0 | 0 | 0 | 0 | 0 | 0 | 0
No | SDG&E | Com | BldgEnv | 2008 T-24: Overall Envelope Tradeoff | On-the-books | Electric Energy (GWh/year) | 0.038878 | 0.038829 | 0.038788 | 0.038755 | 0.038729 | 0.038707 | 0.038682 | 0.038659 | 0.038635 | 0.038611 | 0.038587 | 0.038564 | 0.03854
No | SDG&E | Com | BldgEnv | 2025 T-24: NR High Performance Envelope - Prescriptive Heavy Mass Walls U-Value (New Construction + Additions) | On-the-books | Electric Energy (GWh/year) | 0 | 0.00045919 | 0.0027426 | 0.0027376 | 0.0027326 | 0.0027275 | 0.0027223 | 0.0027171 | 0.0027119 | 0.0027066 | 0.0027012 | 0.0026958 | 0.0026904
No | SDG&E | Com | BldgEnv | 2025 T-24: NR High Performance Envelope - Prescriptive Light Mass Walls U-Value (New Construction + Additions) | On-the-books | Electric Energy (GWh/year) | 0 | 0.00031179 | 0.0017798 | 0.0016956 | 0.0016132 | 0.0015329 | 0.0014547 | 0.0013788 | 0.0013054 | 0.0012344 | 0.0011659 | 0.0011001 | 0.001037
No | SDG&E | Com | BldgEnv | 2025 T-24: NR High Performance Envelope - Prescriptive Metal Building Walls U-Value (New Construction + Additions) | On-the-books | Electric Energy (GWh/year) | 0 | 0.00014559 | 0.00087088 | 0.00087061 | 0.00087035 | 0.00087008 | 0.00086982 | 0.00086955 | 0.00086928 | 0.00086902 | 0.00086875 | 0.00086848 | 0.00086821
No | SDG&E | Com | BldgEnv | 2025 T-24: NR High Performance Envelope - Prescriptive Metal Roof U-Value (New Construction + Additions) | On-the-books | Electric Energy (GWh/year) | 0 | 0.00017516 | 0.0010327 | 0.001017 | 0.0010012 | 0.00098513 | 0.0009689 | 0.0009525 | 0.00093594 | 0.00091924 | 0.0009024 | 0.00088546 | 0.00086841
No | SDG&E | Com | BldgEnv | 2025 T-24: NR High Performance Envelope - Prescriptive Woodframed and Other Roof U-Value (New Construction + Additions) | On-the-books | Electric Energy (GWh/year) | 0 | 0.001559 | 0.0090333 | 0.0087385 | 0.0084448 | 0.0081528 | 0.0078631 | 0.0075762 | 0.0072926 | 0.0070129 | 0.0067375 | 0.0064669 | 0.0062015
No | SDG&E | Com | BldgEnv | 2025 T-24: NR High Performance Envelope - Prescriptive Woodframed Walls U-Value (New Construction + Additions) | On-the-books | Electric Energy (GWh/year) | 0 | 0.00040987 | 0.0024421 | 0.0024315 | 0.0024208 | 0.0024099 | 0.0023989 | 0.0023877 | 0.0023764 | 0.0023649 | 0.0023533 | 0.0023415 | 0.0023296
No | SDG&E | Com | BldgEnv | 2025 T-24: NR High Performance Envelope - Reduced Infiltration Vestibules: require vestibules for certain buildings (Thermal bridging) (New Construction + Additions) | On-the-books | Electric Energy (GWh/year) | 0 | 0.030466 | 0.18152 | 0.18074 | 0.17994 | 0.17913 | 0.17831 | 0.17748 | 0.17664 | 0.17579 | 0.17492 | 0.17405 | 0.17316
No | SDG&E | Com | BldgEnv | 2025 T-24: NR High Performance Envelope - Windows/Fenestration - Alterations (Alterations) | On-the-books | Electric Energy (GWh/year) | 0 | 0.14596 | 0.15054 | 0.14142 | 0.13225 | 0.12314 | 0.11423 | 0.1056 | 0.09736 | 0.089576 | 0.082306 | 0.075585 | 0.069432
No | SDG&E | Com | BldgEnv | 2025 T-24: NR High Performance Envelope - Windows/Fenestration - New Construction (New Construction + Additions) | On-the-books | Electric Energy (GWh/year) | 0 | 0.0013167 | 0.0074361 | 0.0069854 | 0.0065323 | 0.0060827 | 0.0056422 | 0.0052162 | 0.0048091 | 0.0044246 | 0.0040655 | 0.0037336 | 0.0034296
No | SDG&E | Com | BldgEnv | 2022 T-24: NRA - Envelope - Cool Roofs: Steep-Sloped | On-the-books | Electric Energy (GWh/year) | 0.16579 | 0.16517 | 0.16452 | 0.16387 | 0.16322 | 0.16257 | 0.16193 | 0.16132 | 0.16073 | 0.16017 | 0.15964 | 0.15915 | 0.1587
No | SDG&E | Com | BldgEnv | 2022 T-24: NRA - Envelope - Roof Recovers | On-the-books | Electric Energy (GWh/year) | 0.65303 | 0.65055 | 0.64802 | 0.64544 | 0.64287 | 0.64032 | 0.63782 | 0.63539 | 0.63307 | 0.63087 | 0.6288 | 0.62687 | 0.62509
No | SDG&E | Com | BldgEnv | 2022 T-24: NRA - Envelope - Roof Replacements | On-the-books | Electric Energy (GWh/year) | 0.60227 | 0.59999 | 0.59765 | 0.59528 | 0.5929 | 0.59055 | 0.58824 | 0.58601 | 0.58387 | 0.58183 | 0.57992 | 0.57815 | 0.57651
No | SDG&E | Com | BldgEnv | 2022 T-24: NRA - Reduce Infiltration - Require air barrier where not currently required | On-the-books | Electric Energy (GWh/year) | -0.0050298 | -0.0049991 | -0.0049771 | -0.0049613 | -0.0049501 | -0.0049422 | -0.0049366 | -0.0049326 | -0.0049298 | -0.0049278 | -0.0049264 | -0.0049254 | -0.0049247
No | SDG&E | Com | BldgEnv | 2022 T-24: NRNC - Envelope - Cool Roofs: Steep-Sloped | On-the-books | Electric Energy (GWh/year) | 0.018407 | 0.018337 | 0.018265 | 0.018193 | 0.01812 | 0.018048 | 0.017978 | 0.01791 | 0.017844 | 0.017782 | 0.017724 | 0.017669 | 0.017619
No | SDG&E | Com | BldgEnv | 2022 T-24: NRNC - Envelope - High Performance Windows | On-the-books | Electric Energy (GWh/year) | 0.058977 | 0.058753 | 0.058524 | 0.058292 | 0.058059 | 0.057829 | 0.057603 | 0.057384 | 0.057175 | 0.056975 | 0.056788 | 0.056614 | 0.056454
No | SDG&E | Com | BldgEnv | 2022 T-24: NRNC - Envelope - Opaque Envelope: Wall | On-the-books | Electric Energy (GWh/year) |  | 0.047961 | 0.047774 | 0.047584 | 0.047395 | 0.047206 | 0.047022 | 0.046843 | 0.046672 | 0.04651 | 0.046357 | 0.046215 | 0.046084
No | SDG&E | Com | BldgEnv | 2022 T-24: NRNC - Reduce Infiltration - Require air barrier where not currently required | On-the-books | Electric Energy (GWh/year) |  | -0.0050991 | -0.0050766 | -0.0050605 | -0.0050491 | -0.005041 | -0.0050353 | -0.0050312 | -0.0050284 | -0.0050264 | -0.0050249 | -0.0050239 | -0.0050232
No | SDG&E | Com | BldgEnv | 2019 T-24: NRNC-Envelope-Dock Seals | On-the-books | Electric Energy (GWh/year) |  | 0.0020319 | 0.0018743 | 0.0016965 | 0.001504 | 0.0013041 | 0.0011057 | 0.00091729 | 0.00074571 | 0.00059534 | 0.00046794 | 0.00036303 | 0.00027868
No | PG&E | Res | BldgEnv | 2008 T-24: Residential Fenestration | On-the-books | Electric Energy (GWh/year) | 0.26828 | 0.26734 | 0.26664 | 0.26612 | 0.26574 | 0.26546 | 0.26511 | 0.2648 | 0.26447 | 0.26415 | 0.26382 | 0.2635 | 0.26318
No | PG&E | Res | BldgEnv | 2008 T-24: Site Built Fenestration | On-the-books | Electric Energy (GWh/year) | 0.19225 | 0.19211 | 0.19201 | 0.19194 | 0.19189 | 0.19186 | 0.19182 | 0.19179 | 0.19175 | 0.19171 | 0.19167 | 0.19164 | 0.1916
No | PG&E | Res | BldgEnv | 2005 T-24: Window replacement | On-the-books | Electric Energy (GWh/year) | 0 | 0 | 0 | 0 | 0 | 0 | 0 | 0 | 0 | 0 | 0 | 0 | 0
No | PG&E | Res | BldgEnv | 2022 T-24: MFA - Restructuring - Fenestration Properties | On-the-books | Electric Energy (GWh/year) | 0.66366 | 0.64756 | 0.63078 | 0.61337 | 0.59539 | 0.57691 | 0.558 | 0.53876 | 0.51927 | 0.49963 | 0.47994 | 0.46031 | 0.44083
No | PG&E | Res | BldgEnv | 2022 T-24: MFA - Restructuring - Roof Assemblies | On-the-books | Electric Energy (GWh/year) | 0.15136 | 0.15136 | 0.15136 | 0.15136 | 0.15136 | 0.15136 | 0.15136 | 0.15136 | 0.15136 | 0.15136 | 0.15136 | 0.15136 | 0.15136
No | PG&E | Res | BldgEnv | 2022 T-24: MFNC - Restructuring - Duct Sealing and Testing | On-the-books | Electric Energy (GWh/year) | 0.049864 | 0.049687 | 0.049523 | 0.049371 | 0.049231 | 0.049102 | 0.048983 | 0.048873 | 0.048771 | 0.048678 | 0.048593 | 0.048514 | 0.048441
No | PG&E | Res | BldgEnv | 2022 T-24: MFNC - Restructuring - Fenestration Properties | On-the-books | Electric Energy (GWh/year) | -0.038263 | -0.037334 | -0.036367 | -0.035363 | -0.034327 | -0.033261 | -0.032171 | -0.031062 | -0.029938 | -0.028805 | -0.02767 | -0.026539 | -0.025416
No | PG&E | Res | BldgEnv | 2022 T-24: MFNC - Restructuring - Roof Assemblies | On-the-books | Electric Energy (GWh/year) | 0.027456 | 0.027456 | 0.027456 | 0.027456 | 0.027456 | 0.027456 | 0.027456 | 0.027456 | 0.027456 | 0.027456 | 0.027456 | 0.027456 | 0.027456
No | PG&E | Res | BldgEnv | 2022 T-24: MFNC - Restructuring - Wall U-Factor | On-the-books | Electric Energy (GWh/year) | 0.0065248 | 0.0065248 | 0.0065248 | 0.0065248 | 0.0065248 | 0.0065248 | 0.0065248 | 0.0065248 | 0.0065248 | 0.0065248 | 0.0065248 | 0.0065248 | 0.0065248
No | PG&E | Res | BldgEnv | 2025 T-24: Multifamily Envelope - Cool Roof Improvements (New Construction + Additions) | On-the-books | Electric Energy (GWh/year) | 0 | 0.029144 | 0.11558 | 0.11553 | 0.11548 | 0.11544 | 0.11539 | 0.11534 | 0.11529 | 0.11524 | 0.1152 | 0.11515 | 0.1151
No | PG&E | Res | BldgEnv | 2025 T-24: Multifamily Envelope - High Performance Windows (New Construction + Additions) | On-the-books | Electric Energy (GWh/year) | 0 | 0.0023435 | 0.0086552 | 0.0080173 | 0.0073901 | 0.0067794 | 0.0061903 | 0.0056273 | 0.0050938 | 0.0045925 | 0.004125 | 0.0036922 | 0.0032942
No | PG&E | Res | BldgEnv | 2025 T-24: Multifamily Envelope - Window Alterations (Alterations) | On-the-books | Electric Energy (GWh/year) | 0 | -0.01284 | -0.013632 | -0.013232 | -0.012832 | -0.012433 | -0.012035 | -0.01164 | -0.011247 | -0.010858 | -0.010473 | -0.010093 | -0.0097184
No | PG&E | Res | BldgEnv | 2025 T-24: Multifamily Restructuring - Slab Perimeter Insulation (New Construction + Additions) | On-the-books | Electric Energy (GWh/year) | 0 | -2.4551e-07 | -9.4633e-07 | -9.1857e-07 | -8.9081e-07 | -8.631e-07 | -8.3549e-07 | -8.0803e-07 | -7.8077e-07 | -7.5376e-07 | -7.2704e-07 | -7.0065e-07 | -6.7464e-07
No | PG&E | Res | BldgEnv | 2019 T-24: RA(MF)-Envelope-QII | On-the-books | Electric Energy (GWh/year) |  | 0.0026807 | 0.0024727 | 0.0022383 | 0.0019842 | 0.0017205 | 0.0014588 | 0.0012102 | 0.00098381 | 0.00078543 | 0.00061735 | 0.00047895 | 0.00036766
No | PG&E | Res | BldgEnv | 2019 T-24: RA(MF)-Envelope-Windows and Doors | On-the-books | Electric Energy (GWh/year) |  | 0.049461 | 0.045623 | 0.041297 | 0.03661 | 0.031745 | 0.026915 | 0.022329 | 0.018152 | 0.014492 | 0.01139 | 0.0088369 | 0.0067836
No | PG&E | Res | BldgEnv | 2019 T-24: RA(SF)-Envelope-High Performance Walls | On-the-books | Electric Energy (GWh/year) |  | 0.0076751 | 0.0070796 | 0.0064083 | 0.005681 | 0.004926 | 0.0041766 | 0.0034649 | 0.0028167 | 0.0022488 | 0.0017675 | 0.0013713 | 0.0010527
No | PG&E | Res | BldgEnv | 2019 T-24: RA(SF)-Envelope-QII | On-the-books | Electric Energy (GWh/year) |  | 0.011115 | 0.010253 | 0.0092807 | 0.0082273 | 0.007134 | 0.0060487 | 0.0050179 | 0.0040793 | 0.0032567 | 0.0025598 | 0.0019859 | 0.0015245
No | PG&E | Res | BldgEnv | 2019 T-24: RA(SF)-Envelope-Windows and Doors | On-the-books | Electric Energy (GWh/year) |  | 0.11629 | 0.10727 | 0.097097 | 0.086076 | 0.074638 | 0.063283 | 0.052499 | 0.042678 | 0.034072 | 0.026781 | 0.020777 | 0.015949
No | PG&E | Res | BldgEnv | 2019 T-24: RNC(MF)-Envelope-High Performance Attics | On-the-books | Electric Energy (GWh/year) |  | 0.032581 | 0.030054 | 0.027204 | 0.024116 | 0.020911 | 0.01773 | 0.014709 | 0.011957 | 0.0095462 | 0.0075033 | 0.0058212 | 0.0044686
No | PG&E | Res | BldgEnv | 2019 T-24: RNC(MF)-Envelope-QII | On-the-books | Electric Energy (GWh/year) |  | 0.086996 | 0.080246 | 0.072637 | 0.064393 | 0.055836 | 0.047341 | 0.039274 | 0.031927 | 0.025489 | 0.020035 | 0.015543 | 0.011932
No | PG&E | Res | BldgEnv | 2019 T-24: RNC(MF)-Envelope-Windows and Doors | On-the-books | Electric Energy (GWh/year) |  | 0.086677 | 0.079952 | 0.072371 | 0.064157 | 0.055631 | 0.047168 | 0.03913 | 0.03181 | 0.025396 | 0.019961 | 0.015486 | 0.011888
No | PG&E | Res | BldgEnv | 2019 T-24: RNC(SF)-Envelope-High Performance Attics | On-the-books | Electric Energy (GWh/year) |  | 0.18635 | 0.1719 | 0.1556 | 0.13794 | 0.11961 | 0.10141 | 0.084129 | 0.068392 | 0.054601 | 0.042916 | 0.033295 | 0.025559
No | PG&E | Res | BldgEnv | 2019 T-24: RNC(SF)-Envelope-High Performance Walls | On-the-books | Electric Energy (GWh/year) |  | 0.13916 | 0.12837 | 0.11619 | 0.10301 | 0.089317 | 0.075729 | 0.062824 | 0.051072 | 0.040774 | 0.032048 | 0.024864 | 0.019086
No | PG&E | Res | BldgEnv | 2019 T-24: RNC(SF)-Envelope-QII | On-the-books | Electric Energy (GWh/year) |  | 0.5337 | 0.4923 | 0.44562 | 0.39504 | 0.34254 | 0.29043 | 0.24094 | 0.19587 | 0.15637 | 0.12291 | 0.095355 | 0.073198
No | PG&E | Res | BldgEnv | 2019 T-24: RNC(SF)-Envelope-Windows and Doors | On-the-books | Electric Energy (GWh/year) |  | 0.30152 | 0.27813 | 0.25176 | 0.22318 | 0.19352 | 0.16408 | 0.13612 | 0.11066 | 0.088344 | 0.069438 | 0.053872 | 0.041354
No | PG&E | Res | BldgEnv | 2022 T-24: SFA - Cool roof for low-sloped roof | On-the-books | Electric Energy (GWh/year) |  | 8.1381 | 7.9902 | 7.8689 | 7.7716 | 7.6951 | 7.6357 | 7.5902 | 7.5555 | 7.5294 | 7.5097 | 7.495 | 7.484
No | PG&E | Res | BldgEnv | 2022 T-24: SFA - Cool roof for steep-sloped roofs | On-the-books | Electric Energy (GWh/year) |  | 1.0358 | 1.0148 | 0.99579 | 0.97906 | 0.96464 | 0.95245 | 0.9423 | 0.93396 | 0.92718 | 0.92172 | 0.91735 | 0.91387
No | PG&E | Res | BldgEnv | 2022 T-24: SFA - Prescriptive attic insulation for alterations | On-the-books | Electric Energy (GWh/year) |  | 1.2535 | 1.2523 | 1.2511 | 1.25 | 1.2488 | 1.2476 | 1.2465 | 1.2453 | 1.2441 | 1.2429 | 1.2418 | 1.2406
No | PG&E | Res | BldgEnv | 2022 T-24: SFA - Roof deck insulation for low-sloped roofs | On-the-books | Electric Energy (GWh/year) |  | 5.937 | 5.7651 | 5.5981 | 5.4379 | 5.2865 | 5.1451 | 5.0145 | 4.8954 | 4.7877 | 4.6912 | 4.6055 | 4.5299
No | PG&E | Res | BldgEnv | 2022 T-24: SFNC - Prescriptive attic insulation for additions | On-the-books | Electric Energy (GWh/year) |  | 0.0023188 | 0.0022775 | 0.0022442 | 0.0022175 | 0.0021961 | 0.0021793 | 0.0021659 | 0.0021554 | 0.0021472 | 0.0021407 | 0.0021357 | 0.0021318
No | PG&E | Res | BldgEnv | 2025 T-24: Single Family High-Performance Envelope - High-Performance Windows (Alterations) | On-the-books | Electric Energy (GWh/year) |  | -0.012828 | -0.014 | -0.013981 | -0.013961 | -0.013941 | -0.013921 | -0.013901 | -0.01388 | -0.013859 | -0.013838 | -0.013817 | -0.013795
No | PG&E | Res | BldgEnv | 2025 T-24: Single Family High-Performance Envelope - High-Performance Windows (New Construction + Additions) | On-the-books | Electric Energy (GWh/year) |  | 0.20117 | 0.39852 | 0.39797 | 0.39741 | 0.39684 | 0.39627 | 0.39569 | 0.39511 | 0.39452 | 0.39392 | 0.39331 | 0.3927
No | SCE | Res | BldgEnv | 2008 T-24: Residential Fenestration | On-the-books | Electric Energy (GWh/year) | 0.26828 | 0.26734 | 0.26664 | 0.26612 | 0.26574 | 0.26546 | 0.26511 | 0.2648 | 0.26447 | 0.26415 | 0.26382 | 0.2635 | 0.26318
No | SCE | Res | BldgEnv | 2008 T-24: Site Built Fenestration | On-the-books | Electric Energy (GWh/year) | 0.19225 | 0.19211 | 0.19201 | 0.19194 | 0.19189 | 0.19186 | 0.19182 | 0.19179 | 0.19175 | 0.19171 | 0.19167 | 0.19164 | 0.1916
No | SCE | Res | BldgEnv | 2005 T-24: Window replacement | On-the-books | Electric Energy (GWh/year) | 0 | 0 | 0 | 0 | 0 | 0 | 0 | 0 | 0 | 0 | 0 | 0 | 0
No | SCE | Res | BldgEnv | 2022 T-24: MFA - Restructuring - Fenestration Properties | On-the-books | Electric Energy (GWh/year) | 0.66366 | 0.64756 | 0.63078 | 0.61337 | 0.59539 | 0.57691 | 0.558 | 0.53876 | 0.51927 | 0.49963 | 0.47994 | 0.46031 | 0.44083
No | SCE | Res | BldgEnv | 2022 T-24: MFA - Restructuring - Roof Assemblies | On-the-books | Electric Energy (GWh/year) | 0.15136 | 0.15136 | 0.15136 | 0.15136 | 0.15136 | 0.15136 | 0.15136 | 0.15136 | 0.15136 | 0.15136 | 0.15136 | 0.15136 | 0.15136
No | SCE | Res | BldgEnv | 2022 T-24: MFNC - Restructuring - Duct Sealing and Testing | On-the-books | Electric Energy (GWh/year) | 0.049864 | 0.049687 | 0.049523 | 0.049371 | 0.049231 | 0.049102 | 0.048983 | 0.048873 | 0.048771 | 0.048678 | 0.048593 | 0.048514 | 0.048441
No | SCE | Res | BldgEnv | 2022 T-24: MFNC - Restructuring - Fenestration Properties | On-the-books | Electric Energy (GWh/year) | -0.038263 | -0.037334 | -0.036367 | -0.035363 | -0.034327 | -0.033261 | -0.032171 | -0.031062 | -0.029938 | -0.028805 | -0.02767 | -0.026539 | -0.025416
No | SCE | Res | BldgEnv | 2022 T-24: MFNC - Restructuring - Roof Assemblies | On-the-books | Electric Energy (GWh/year) | 0.027456 | 0.027456 | 0.027456 | 0.027456 | 0.027456 | 0.027456 | 0.027456 | 0.027456 | 0.027456 | 0.027456 | 0.027456 | 0.027456 | 0.027456
No | SCE | Res | BldgEnv | 2022 T-24: MFNC - Restructuring - Wall U-Factor | On-the-books | Electric Energy (GWh/year) | 0.0065248 | 0.0065248 | 0.0065248 | 0.0065248 | 0.0065248 | 0.0065248 | 0.0065248 | 0.0065248 | 0.0065248 | 0.0065248 | 0.0065248 | 0.0065248 | 0.0065248
No | SCE | Res | BldgEnv | 2025 T-24: Multifamily Envelope - Cool Roof Improvements (New Construction + Additions) | On-the-books | Electric Energy (GWh/year) | 0 | 0.029144 | 0.11558 | 0.11553 | 0.11548 | 0.11544 | 0.11539 | 0.11534 | 0.11529 | 0.11524 | 0.1152 | 0.11515 | 0.1151
No | SCE | Res | BldgEnv | 2025 T-24: Multifamily Envelope - High Performance Windows (New Construction + Additions) | On-the-books | Electric Energy (GWh/year) | 0 | 0.0023435 | 0.0086552 | 0.0080173 | 0.0073901 | 0.0067794 | 0.0061903 | 0.0056273 | 0.0050938 | 0.0045925 | 0.004125 | 0.0036922 | 0.0032942
No | SCE | Res | BldgEnv | 2025 T-24: Multifamily Envelope - Window Alterations (Alterations) | On-the-books | Electric Energy (GWh/year) | 0 | -0.01284 | -0.013632 | -0.013232 | -0.012832 | -0.012433 | -0.012035 | -0.01164 | -0.011247 | -0.010858 | -0.010473 | -0.010093 | -0.0097184
No | SCE | Res | BldgEnv | 2025 T-24: Multifamily Restructuring - Slab Perimeter Insulation (New Construction + Additions) | On-the-books | Electric Energy (GWh/year) | 0 | -2.4551e-07 | -9.4633e-07 | -9.1857e-07 | -8.9081e-07 | -8.631e-07 | -8.3549e-07 | -8.0803e-07 | -7.8077e-07 | -7.5376e-07 | -7.2704e-07 | -7.0065e-07 | -6.7464e-07
No | SCE | Res | BldgEnv | 2019 T-24: RA(MF)-Envelope-QII | On-the-books | Electric Energy (GWh/year) |  | 0.0026807 | 0.0024727 | 0.0022383 | 0.0019842 | 0.0017205 | 0.0014588 | 0.0012102 | 0.00098381 | 0.00078543 | 0.00061735 | 0.00047895 | 0.00036766
No | SCE | Res | BldgEnv | 2019 T-24: RA(MF)-Envelope-Windows and Doors | On-the-books | Electric Energy (GWh/year) |  | 0.049461 | 0.045623 | 0.041297 | 0.03661 | 0.031745 | 0.026915 | 0.022329 | 0.018152 | 0.014492 | 0.01139 | 0.0088369 | 0.0067836
No | SCE | Res | BldgEnv | 2019 T-24: RA(SF)-Envelope-High Performance Walls | On-the-books | Electric Energy (GWh/year) |  | 0.0076751 | 0.0070796 | 0.0064083 | 0.005681 | 0.004926 | 0.0041766 | 0.0034649 | 0.0028167 | 0.0022488 | 0.0017675 | 0.0013713 | 0.0010527
No | SCE | Res | BldgEnv | 2019 T-24: RA(SF)-Envelope-QII | On-the-books | Electric Energy (GWh/year) |  | 0.011115 | 0.010253 | 0.0092807 | 0.0082273 | 0.007134 | 0.0060487 | 0.0050179 | 0.0040793 | 0.0032567 | 0.0025598 | 0.0019859 | 0.0015245
No | SCE | Res | BldgEnv | 2019 T-24: RA(SF)-Envelope-Windows and Doors | On-the-books | Electric Energy (GWh/year) |  | 0.11629 | 0.10727 | 0.097097 | 0.086076 | 0.074638 | 0.063283 | 0.052499 | 0.042678 | 0.034072 | 0.026781 | 0.020777 | 0.015949
No | SCE | Res | BldgEnv | 2019 T-24: RNC(MF)-Envelope-High Performance Attics | On-the-books | Electric Energy (GWh/year) |  | 0.032581 | 0.030054 | 0.027204 | 0.024116 | 0.020911 | 0.01773 | 0.014709 | 0.011957 | 0.0095462 | 0.0075033 | 0.0058212 | 0.0044686
No | SCE | Res | BldgEnv | 2019 T-24: RNC(MF)-Envelope-QII | On-the-books | Electric Energy (GWh/year) |  | 0.086996 | 0.080246 | 0.072637 | 0.064393 | 0.055836 | 0.047341 | 0.039274 | 0.031927 | 0.025489 | 0.020035 | 0.015543 | 0.011932
No | SCE | Res | BldgEnv | 2019 T-24: RNC(MF)-Envelope-Windows and Doors | On-the-books | Electric Energy (GWh/year) |  | 0.086677 | 0.079952 | 0.072371 | 0.064157 | 0.055631 | 0.047168 | 0.03913 | 0.03181 | 0.025396 | 0.019961 | 0.015486 | 0.011888
No | SCE | Res | BldgEnv | 2019 T-24: RNC(SF)-Envelope-High Performance Attics | On-the-books | Electric Energy (GWh/year) |  | 0.18635 | 0.1719 | 0.1556 | 0.13794 | 0.11961 | 0.10141 | 0.084129 | 0.068392 | 0.054601 | 0.042916 | 0.033295 | 0.025559
No | SCE | Res | BldgEnv | 2019 T-24: RNC(SF)-Envelope-High Performance Walls | On-the-books | Electric Energy (GWh/year) |  | 0.13916 | 0.12837 | 0.11619 | 0.10301 | 0.089317 | 0.075729 | 0.062824 | 0.051072 | 0.040774 | 0.032048 | 0.024864 | 0.019086
No | SCE | Res | BldgEnv | 2019 T-24: RNC(SF)-Envelope-QII | On-the-books | Electric Energy (GWh/year) |  | 0.5337 | 0.4923 | 0.44562 | 0.39504 | 0.34254 | 0.29043 | 0.24094 | 0.19587 | 0.15637 | 0.12291 | 0.095355 | 0.073198
No | SCE | Res | BldgEnv | 2019 T-24: RNC(SF)-Envelope-Windows and Doors | On-the-books | Electric Energy (GWh/year) |  | 0.30152 | 0.27813 | 0.25176 | 0.22318 | 0.19352 | 0.16408 | 0.13612 | 0.11066 | 0.088344 | 0.069438 | 0.053872 | 0.041354
No | SCE | Res | BldgEnv | 2022 T-24: SFA - Cool roof for low-sloped roof | On-the-books | Electric Energy (GWh/year) |  | 8.1381 | 7.9902 | 7.8689 | 7.7716 | 7.6951 | 7.6357 | 7.5902 | 7.5555 | 7.5294 | 7.5097 | 7.495 | 7.484
No | SCE | Res | BldgEnv | 2022 T-24: SFA - Cool roof for steep-sloped roofs | On-the-books | Electric Energy (GWh/year) |  | 1.0358 | 1.0148 | 0.99579 | 0.97906 | 0.96464 | 0.95245 | 0.9423 | 0.93396 | 0.92718 | 0.92172 | 0.91735 | 0.91387
No | SCE | Res | BldgEnv | 2022 T-24: SFA - Prescriptive attic insulation for alterations | On-the-books | Electric Energy (GWh/year) |  | 1.2535 | 1.2523 | 1.2511 | 1.25 | 1.2488 | 1.2476 | 1.2465 | 1.2453 | 1.2441 | 1.2429 | 1.2418 | 1.2406
No | SCE | Res | BldgEnv | 2022 T-24: SFA - Roof deck insulation for low-sloped roofs | On-the-books | Electric Energy (GWh/year) |  | 5.937 | 5.7651 | 5.5981 | 5.4379 | 5.2865 | 5.1451 | 5.0145 | 4.8954 | 4.7877 | 4.6912 | 4.6055 | 4.5299
No | SCE | Res | BldgEnv | 2022 T-24: SFNC - Prescriptive attic insulation for additions | On-the-books | Electric Energy (GWh/year) |  | 0.0023188 | 0.0022775 | 0.0022442 | 0.0022175 | 0.0021961 | 0.0021793 | 0.0021659 | 0.0021554 | 0.0021472 | 0.0021407 | 0.0021357 | 0.0021318
No | SCE | Res | BldgEnv | 2025 T-24: Single Family High-Performance Envelope - High-Performance Windows (Alterations) | On-the-books | Electric Energy (GWh/year) |  | -0.012828 | -0.014 | -0.013981 | -0.013961 | -0.013941 | -0.013921 | -0.013901 | -0.01388 | -0.013859 | -0.013838 | -0.013817 | -0.013795
No | SCE | Res | BldgEnv | 2025 T-24: Single Family High-Performance Envelope - High-Performance Windows (New Construction + Additions) | On-the-books | Electric Energy (GWh/year) |  | 0.20117 | 0.39852 | 0.39797 | 0.39741 | 0.39684 | 0.39627 | 0.39569 | 0.39511 | 0.39452 | 0.39392 | 0.39331 | 0.3927
No | SDG&E | Res | BldgEnv | 2008 T-24: Residential Fenestration | On-the-books | Electric Energy (GWh/year) | 0.054942 | 0.05475 | 0.054607 | 0.054501 | 0.054423 | 0.054365 | 0.054293 | 0.054231 | 0.054162 | 0.054098 | 0.05403 | 0.053965 | 0.053898
No | SDG&E | Res | BldgEnv | 2008 T-24: Site Built Fenestration | On-the-books | Electric Energy (GWh/year) | 0.039372 | 0.039343 | 0.039323 | 0.039309 | 0.039299 | 0.039293 | 0.039285 | 0.039277 | 0.039269 | 0.039262 | 0.039254 | 0.039247 | 0.039239
No | SDG&E | Res | BldgEnv | 2005 T-24: Window replacement | On-the-books | Electric Energy (GWh/year) | 0 | 0 | 0 | 0 | 0 | 0 | 0 | 0 | 0 | 0 | 0 | 0 | 0
No | SDG&E | Res | BldgEnv | 2022 T-24: MFA - Restructuring - Fenestration Properties | On-the-books | Electric Energy (GWh/year) | 0.13592 | 0.13262 | 0.12918 | 0.12562 | 0.12193 | 0.11815 | 0.11428 | 0.11034 | 0.10634 | 0.10232 | 0.09829 | 0.094269 | 0.090281
No | SDG&E | Res | BldgEnv | 2022 T-24: MFA - Restructuring - Roof Assemblies | On-the-books | Electric Energy (GWh/year) | 0.030998 | 0.030998 | 0.030998 | 0.030998 | 0.030998 | 0.030998 | 0.030998 | 0.030998 | 0.030998 | 0.030998 | 0.030998 | 0.030998 | 0.030998
No | SDG&E | Res | BldgEnv | 2022 T-24: MFNC - Restructuring - Duct Sealing and Testing | On-the-books | Electric Energy (GWh/year) | 0.010212 | 0.010176 | 0.010142 | 0.010111 | 0.010082 | 0.010056 | 0.010031 | 0.010009 | 0.0099882 | 0.0099692 | 0.0099516 | 0.0099355 | 0.0099206
No | SDG&E | Res | BldgEnv | 2022 T-24: MFNC - Restructuring - Fenestration Properties | On-the-books | Electric Energy (GWh/year) | -0.0078361 | -0.007646 | -0.0074479 | -0.0072423 | -0.00703 | -0.0068118 | -0.0065886 | -0.0063613 | -0.0061312 | -0.0058993 | -0.0056668 | -0.005435 | -0.005205
No | SDG&E | Res | BldgEnv | 2022 T-24: MFNC - Restructuring - Roof Assemblies | On-the-books | Electric Energy (GWh/year) | 0.0056229 | 0.0056229 | 0.0056229 | 0.0056229 | 0.0056229 | 0.0056229 | 0.0056229 | 0.0056229 | 0.0056229 | 0.0056229 | 0.0056229 | 0.0056229 | 0.0056229
No | SDG&E | Res | BldgEnv | 2022 T-24: MFNC - Restructuring - Wall U-Factor | On-the-books | Electric Energy (GWh/year) | 0.0013363 | 0.0013363 | 0.0013363 | 0.0013363 | 0.0013363 | 0.0013363 | 0.0013363 | 0.0013363 | 0.0013363 | 0.0013363 | 0.0013363 | 0.0013363 | 0.0013363
No | SDG&E | Res | BldgEnv | 2025 T-24: Multifamily Envelope - Cool Roof Improvements (New Construction + Additions) | On-the-books | Electric Energy (GWh/year) | 0 | 0.0059686 | 0.02367 | 0.023661 | 0.023651 | 0.023641 | 0.023631 | 0.023621 | 0.023612 | 0.023602 | 0.023592 | 0.023582 | 0.023572
No | SDG&E | Res | BldgEnv | 2025 T-24: Multifamily Envelope - High Performance Windows (New Construction + Additions) | On-the-books | Electric Energy (GWh/year) | 0 | 0.00047995 | 0.0017726 | 0.0016419 | 0.0015135 | 0.0013884 | 0.0012678 | 0.0011525 | 0.0010432 | 0.00094052 | 0.00084478 | 0.00075615 | 0.00067464
No | SDG&E | Res | BldgEnv | 2025 T-24: Multifamily Envelope - Window Alterations (Alterations) | On-the-books | Electric Energy (GWh/year) | 0 | -0.0026295 | -0.0027918 | -0.0027099 | -0.002628 | -0.0025463 | -0.0024648 | -0.0023838 | -0.0023034 | -0.0022237 | -0.0021449 | -0.002067 | -0.0019903
No | SDG&E | Res | BldgEnv | 2025 T-24: Multifamily Restructuring - Slab Perimeter Insulation (New Construction + Additions) | On-the-books | Electric Energy (GWh/year) | 0 | -5.028e-08 | -1.9381e-07 | -1.8812e-07 | -1.8244e-07 | -1.7676e-07 | -1.7111e-07 | -1.6548e-07 | -1.599e-07 | -1.5437e-07 | -1.489e-07 | -1.4349e-07 | -1.3817e-07
No | SDG&E | Res | BldgEnv | 2019 T-24: RA(MF)-Envelope-QII | On-the-books | Electric Energy (GWh/year) |  | 0.000549 | 0.00050641 | 0.00045839 | 0.00040636 | 0.00035236 | 0.00029875 | 0.00024784 | 0.00020148 | 0.00016085 | 0.00012643 | 9.8088e-05 | 7.5296e-05
No | SDG&E | Res | BldgEnv | 2019 T-24: RA(MF)-Envelope-Windows and Doors | On-the-books | Electric Energy (GWh/year) |  | 0.010129 | 0.0093435 | 0.0084575 | 0.0074976 | 0.0065013 | 0.0055122 | 0.0045728 | 0.0037175 | 0.0029679 | 0.0023327 | 0.0018098 | 0.0013893
No | SDG&E | Res | BldgEnv | 2019 T-24: RA(SF)-Envelope-High Performance Walls | On-the-books | Electric Energy (GWh/year) |  | 0.0015718 | 0.0014499 | 0.0013124 | 0.0011634 | 0.0010088 | 0.00085536 | 0.00070959 | 0.00057686 | 0.00046054 | 0.00036198 | 0.00028083 | 0.00021558
No | SDG&E | Res | BldgEnv | 2019 T-24: RA(SF)-Envelope-QII | On-the-books | Electric Energy (GWh/year) |  | 0.0022764 | 0.0020998 | 0.0019007 | 0.0016849 | 0.001461 | 0.0012388 | 0.0010277 | 0.00083542 | 0.00066697 | 0.00052423 | 0.00040671 | 0.00031221
No | SDG&E | Res | BldgEnv | 2019 T-24: RA(SF)-Envelope-Windows and Doors | On-the-books | Electric Energy (GWh/year) |  | 0.023816 | 0.021968 | 0.019885 | 0.017628 | 0.015286 | 0.01296 | 0.010752 | 0.0087404 | 0.0069779 | 0.0054847 | 0.0042551 | 0.0032664
No | SDG&E | Res | BldgEnv | 2019 T-24: RNC(MF)-Envelope-High Performance Attics | On-the-books | Electric Energy (GWh/year) |  | 0.0066726 | 0.0061549 | 0.0055713 | 0.0049389 | 0.0042826 | 0.0036311 | 0.0030123 | 0.0024488 | 0.001955 | 0.0015366 | 0.0011922 | 0.00091515
No | SDG&E | Res | BldgEnv | 2019 T-24: RNC(MF)-Envelope-QII | On-the-books | Electric Energy (GWh/year) |  | 0.017816 | 0.016434 | 0.014876 | 0.013187 | 0.011435 | 0.0096953 | 0.0080431 | 0.0065386 | 0.0052201 | 0.004103 | 0.0031832 | 0.0024436
No | SDG&E | Res | BldgEnv | 2019 T-24: RNC(MF)-Envelope-Windows and Doors | On-the-books | Electric Energy (GWh/year) |  | 0.017751 | 0.016374 | 0.014821 | 0.013139 | 0.011393 | 0.0096598 | 0.0080136 | 0.0065146 | 0.005201 | 0.004088 | 0.0031715 | 0.0024346
No | SDG&E | Res | BldgEnv | 2019 T-24: RNC(SF)-Envelope-High Performance Attics | On-the-books | Electric Energy (GWh/year) |  | 0.038165 | 0.035204 | 0.031866 | 0.028249 | 0.024495 | 0.020769 | 0.017229 | 0.014006 | 0.011182 | 0.0087891 | 0.0068188 | 0.0052344
No | SDG&E | Res | BldgEnv | 2019 T-24: RNC(SF)-Envelope-High Performance Walls | On-the-books | Electric Energy (GWh/year) |  | 0.0285 | 0.026289 | 0.023796 | 0.021095 | 0.018292 | 0.015509 | 0.012866 | 0.010459 | 0.0083503 | 0.0065634 | 0.005092 | 0.0039088
No | SDG&E | Res | BldgEnv | 2019 T-24: RNC(SF)-Envelope-QII | On-the-books | Electric Energy (GWh/year) |  | 0.1093 | 0.10082 | 0.091261 | 0.080903 | 0.070152 | 0.059479 | 0.049343 | 0.040113 | 0.032025 | 0.025171 | 0.019528 | 0.014991
No | SDG&E | Res | BldgEnv | 2019 T-24: RNC(SF)-Envelope-Windows and Doors | On-the-books | Electric Energy (GWh/year) |  | 0.061751 | 0.05696 | 0.051559 | 0.045707 | 0.039633 | 0.033603 | 0.027877 | 0.022662 | 0.018093 | 0.014221 | 0.011033 | 0.0084692
No | SDG&E | Res | BldgEnv | 2022 T-24: SFA - Cool roof for low-sloped roof | On-the-books | Electric Energy (GWh/year) |  | 1.6667 | 1.6364 | 1.6115 | 1.5916 | 1.5759 | 1.5638 | 1.5544 | 1.5473 | 1.542 | 1.538 | 1.5349 | 1.5327
No | SDG&E | Res | BldgEnv | 2022 T-24: SFA - Cool roof for steep-sloped roofs | On-the-books | Electric Energy (GWh/year) |  | 0.21214 | 0.20783 | 0.20394 | 0.20051 | 0.19756 | 0.19506 | 0.19298 | 0.19127 | 0.18988 | 0.18876 | 0.18787 | 0.18716
No | SDG&E | Res | BldgEnv | 2022 T-24: SFA - Prescriptive attic insulation for alterations | On-the-books | Electric Energy (GWh/year) |  | 0.2567 | 0.25647 | 0.25623 | 0.25599 | 0.25575 | 0.25551 | 0.25527 | 0.25503 | 0.25479 | 0.25455 | 0.25431 | 0.25407
No | SDG&E | Res | BldgEnv | 2022 T-24: SFA - Roof deck insulation for low-sloped roofs | On-the-books | Electric Energy (GWh/year) |  | 1.2159 | 1.1807 | 1.1465 | 1.1137 | 1.0827 | 1.0537 | 1.027 | 1.0026 | 0.9805 | 0.96075 | 0.94319 | 0.92771
No | SDG&E | Res | BldgEnv | 2022 T-24: SFNC - Prescriptive attic insulation for additions | On-the-books | Electric Energy (GWh/year) |  | 0.00047488 | 0.00046643 | 0.0004596 | 0.00045413 | 0.00044976 | 0.00044631 | 0.00044358 | 0.00044143 | 0.00043974 | 0.00043842 | 0.00043738 | 0.00043658
No | SDG&E | Res | BldgEnv | 2025 T-24: Single Family High-Performance Envelope - High-Performance Windows (Alterations) | On-the-books | Electric Energy (GWh/year) |  | -0.0026272 | -0.0028671 | -0.0028632 | -0.0028592 | -0.0028551 | -0.002851 | -0.0028468 | -0.0028426 | -0.0028383 | -0.002834 | -0.0028297 | -0.0028252
No | SDG&E | Res | BldgEnv | 2025 T-24: Single Family High-Performance Envelope - High-Performance Windows (New Construction + Additions) | On-the-books | Electric Energy (GWh/year) |  | 0.041199 | 0.081615 | 0.081502 | 0.081388 | 0.081272 | 0.081155 | 0.081037 | 0.080917 | 0.080796 | 0.080673 | 0.080549 | 0.080423
No | PG&E | Com | HVAC | Fed Appliance: Single package vertical AC and HP - >65,000 Btu/hr and <240,000 Btu/hr | On-the-books | Electric Energy (GWh/year) | 0.2374 | 0.23517 | 0.23363 | 0.23252 | 0.23187 | 0.057501 | 0.063732 | 0.063628 | 0.06346 | 0.063307 | 0.063115 | 0.062922 | 0.062702
No | PG&E | Com | HVAC | Fed Appliance: Commercial CAC and HP - <65,000 Btu/hr | On-the-books | Electric Energy (GWh/year) | 0.0090561 | 0.0090561 | 0.0090561 | 0.0090561 | 0.0090561 | 0.0090561 | 0.0090561 | 0.0090561 | 0.0090561 | 0.0090561 | 0.0090561 | 0.0090561 | 0.0090561
No | PG&E | Com | HVAC | Fed Appliance: Commercial CAC and HP - 65,000 Btu/hr to 760,000 Btu/hr - Tier 1 | On-the-books | Electric Energy (GWh/year) | 1.8261 | 1.7896 | 1.7531 | 1.7165 | 1.68 | 1.6435 | 1.607 | 0.3698 | 0.3612 | 0.3526 | 0.344 | 0.3354 | 0.3268
No | PG&E | Com | HVAC | Fed Appliance: Computer Room Acs >=65,000 Btu/h and < 760,000 Btu/h | On-the-books | Electric Energy (GWh/year) | 7.4781e-05 | 7.4779e-05 | 7.4778e-05 | 6.4946e-05 | 1.8554e-05 | 1.8554e-05 | 1.8554e-05 | 1.8554e-05 | 1.8554e-05 | 1.8554e-05 | 1.8554e-05 | 1.8554e-05 | 1.8553e-05
No | PG&E | Com | HVAC | 2005 T-24: Cooling tower applications | On-the-books | Electric Energy (GWh/year) | 0 | 0 | 0 | 0 | 0 | 0 | 0 | 0 | 0 | 0 | 0 | 0 | 0
No | PG&E | Com | HVAC | 2008 T-24: DDC to Zone | On-the-books | Electric Energy (GWh/year) | 19.0529 | 18.9816 | 18.9267 | 18.8845 | 18.8522 | 18.8274 | 18.7976 | 18.7711 | 18.7424 | 18.7152 | 18.687 | 18.6595 | 18.6315
No | PG&E | Com | HVAC | 2005 T-24: Ducts in existing commercial buildings | On-the-books | Electric Energy (GWh/year) | 0 | 0 | 0 | 0 | 0 | 0 | 0 | 0 | 0 | 0 | 0 | 0 | 0
No | PG&E | Com | HVAC | Fed Appliance: Large and Very Large Commercial Package Air-Conditioners ≥135 kBtu/h | On-the-books | Electric Energy (GWh/year) | 0.0008912 | 0.0008849 | 0.00087921 | 0.00087406 | 0.00048614 | 0.00021467 | 0.00021355 | 0.00021248 | 0.00021138 | 0.0002103 | 0.0002092 | 0.00020812 | 0.00020703
No | PG&E | Com | HVAC | 2016 T-24: NRA-HVAC-ASHRAE Equipment Efficiency | On-the-books | Electric Energy (GWh/year) | 0.54734 | 0.54258 | 0.53933 | 0.53713 | 0.53564 | 0.53462 | 0.53329 | 0.53217 | 0.5309 | 0.52973 | 0.5285 | 0.52731 | 0
No | PG&E | Com | HVAC | 2016 T-24: NRA-HVAC-ASHRAE Measure-DDC | On-the-books | Electric Energy (GWh/year) | 0.15839 | 0.15701 | 0.15607 | 0.15543 | 0.155 | 0.15471 | 0.15432 | 0 | 0 | 0 | 0 | 0 | 0
No | PG&E | Com | HVAC | 2013 T-24: NRA-HVAC-Equipment Efficiency | On-the-books | Electric Energy (GWh/year) | 3.5592 | 3.5306 | 3.5088 | 3.4922 | 3.4796 | 3.4701 | 3.4585 | 3.4483 | 3.4372 | 1.6992 | 0 | 0 | 0
No | PG&E | Com | HVAC | 2013 T-24: NRA-Process-Air Compressors | On-the-books | Electric Energy (GWh/year) | 0.64235 | 0.61768 | 0.59705 | 0.57991 | 0.28053 | 0 | 0 | 0 | 0 | 0 | 0 | 0 | 0
No | PG&E | Com | HVAC | 2013 T-24: NRNC-HVAC-Acceptance Requirements | On-the-books | Electric Energy (GWh/year) | 0.171 | 0.16887 | 0.16719 | 0.16587 | 0.16484 | 0.16405 | 0.1631 | 0.16225 | 0.16133 | 0.16047 | 0.15957 | 0.15869 | 0.15779
No | PG&E | Com | HVAC | 2013 T-24: NRNC-HVAC-Cooling Towers Water | On-the-books | Electric Energy (GWh/year) | 0.046267 | 0.04569 | 0.045234 | 0.044877 | 0.0446 | 0.044384 | 0.044128 | 0.043899 | 0.043651 | 0.043416 | 0.043172 | 0.042934 | 0.042693
No | PG&E | Com | HVAC | 2013 T-24: NRNC-HVAC-Garage Exhaust | On-the-books | Electric Energy (GWh/year) | 2.7037 | 2.6909 | 2.6829 | 2.6779 | 2.6748 | 2.6729 | 2.6703 | 2.6681 | 2.6656 | 2.6634 | 2.661 | 2.6587 | 2.6563
No | PG&E | Com | HVAC | 2013 T-24: NRNC-HVAC-Laboratory Exhaust | On-the-books | Electric Energy (GWh/year) | 6.4896 | 6.4589 | 6.4396 | 6.4277 | 6.4203 | 6.4158 | 6.4094 | 6.4043 | 6.3983 | 6.3929 | 6.3871 | 6.3815 | 6.3758
No | PG&E | Com | HVAC | 2013 T-24: NRNC-HVAC-Occupant Controlled Smart Thermostats | On-the-books | Electric Energy (GWh/year) | 0.021846 | 0.021574 | 0.021359 | 0.02119 | 0.021059 | 0.020958 | 0.020836 | 0.020728 | 0.020611 | 0.0205 | 0.020385 | 0.020273 | 0.020159
No | PG&E | Com | HVAC | 2013 T-24: NRNC-HVAC-Small ECM Motor | On-the-books | Electric Energy (GWh/year) | 5.8414 | 5.7685 | 5.711 | 5.666 | 5.6309 | 5.6037 | 5.5713 | 5.5424 | 5.5111 | 5.4814 | 5.4507 | 5.4206 | 5.3901
No | PG&E | Com | HVAC | 2013 T-24: NRNC-HVAC-Water & Space Heating ACM | On-the-books | Electric Energy (GWh/year) | 0.017685 | 0.017464 | 0.01729 | 0.017154 | 0.017048 | 0.016965 | 0.016867 | 0.01678 | 0.016685 | 0.016595 | 0.016502 | 0.016411 | 0.016319
No | PG&E | Com | HVAC | 2013 T-24: NRNC-Process-Air Compressors | On-the-books | Electric Energy (GWh/year) | 1.2452 | 1.2296 | 1.2174 | 1.2078 | 1.2003 | 1.1945 | 1.1876 | 1.1814 | 1.1748 | 1.1684 | 1.1619 | 1.1555 | 1.149
No | PG&E | Com | HVAC | 2013 T-24: NRNC-Process-Data Centers | On-the-books | Electric Energy (GWh/year) | 4.1052 | 4.1049 | 4.1046 | 4.1045 | 4.1044 | 4.1043 | 4.1042 | 4.1041 | 4.104 | 4.104 | 4.1039 | 4.1038 | 4.1037
No | PG&E | Com | HVAC | Fed Appliance: Small Commercial Package Air-Conditioners ≥65 and <135 kBtu/h | On-the-books | Electric Energy (GWh/year) | 6.7122e-07 | 6.579e-07 | 6.4585e-07 | 3.5581e-07 | 1.551e-07 | 1.5289e-07 | 1.5052e-07 | 1.4826e-07 | 1.4593e-07 | 1.4364e-07 | 1.4132e-07 | 1.3902e-07 | 1.3671e-07
No | PG&E | Com | HVAC | 2019-21 Fed App: Ceiling Fans | On-the-books | Electric Energy (GWh/year) | 2.0341e-05 | 1.9946e-05 | 1.9576e-05 | 1.9223e-05 | 1.9013e-05 | 1.8885e-05 | 1.8611e-05 | 1.8377e-05 | 1.5859e-05 | 2.184e-06 | 2.1668e-06 | 2.1522e-06 | 2.14e-06
No | PG&E | Com | HVAC | 2022-24 Fed App: Commercial boilers | On-the-books | Electric Energy (GWh/year) | -0.040652 | -0.040487 | -0.03971 | -0.03904 | -0.038473 | -0.037993 | -0.037185 | -0.036483 | -0.035877 | -0.035357 | -0.034913 | -0.034535 | -0.034215
No | PG&E | Com | HVAC | 2016-18 Fed App: Commercial CAC and HP (65,000 Btu/hr to 760,000 Btu/hr) - Tier 2 | On-the-books | Electric Energy (GWh/year) | 12.8318 | 12.8294 | 12.8274 | 12.8257 | 12.8243 | 12.8231 | 12.8221 | 12.8213 | 12.8206 | 12.82 | 12.8195 | 12.8191 | 12.8188
No | PG&E | Com | HVAC | 2022-24 Fed App: Commercial warm air furnaces | On-the-books | Electric Energy (GWh/year) | 0.015025 | 0.015222 | 0.015418 | 0.015602 | 0.015802 | 0.015972 | 0.015971 | 0.015971 | 0.015971 | 0.01597 | 0.01597 | 0.01597 | 0.01597
No | PG&E | Com | HVAC | 2019-21 Fed App: Dehumidifiers | On-the-books | Electric Energy (GWh/year) |  | 0.53439 | 0.51878 | 0.50267 | 0.48545 | 0.27958 | 0.067072 | 0.064045 | 0.061305 | 0.058826 | 0.056584 | 0.054554 | 0.052718
No | PG&E | Com | HVAC | 2025 T-24: NR HVAC - Limit Hot Water Supply Temperatures - Electric (Alterations) | On-the-books | Electric Energy (GWh/year) | 0 | 0.16654 | 0.17959 | 0.17721 | 0.17486 | 0.17253 | 0.17024 | 0.16797 | 0.16574 | 0.16354 | 0.16138 | 0.033595 | 0.021679
No | PG&E | Com | HVAC | 2025 T-24: NR HVAC - Limit Hot Water Supply Temperatures - Electric (New Construction + Additions) | On-the-books | Electric Energy (GWh/year) | 0 | 0.014259 | 0.084191 | 0.083075 | 0.081971 | 0.080881 | 0.079805 | 0.078743 | 0.077697 | 0.076667 | 0.075654 | 0.063932 | 0.010163
No | PG&E | Com | HVAC | 2025 T-24: NR HVAC - Mechanical Heat Recovery - SHW Heat Recovery (New Construction + Additions) | On-the-books | Electric Energy (GWh/year) | 0 | 0.0058011 | 0.03361 | 0.032489 | 0.031355 | 0.030216 | 0.029081 | 0.027958 | 0.026855 | 0.025779 | 0.024737 | 0.020324 | 0.0031414
No | PG&E | Com | HVAC | 2025 T-24: NR HVAC - Mechanical Heat Recovery (without TES, waterside HR) (New Construction + Additions) | On-the-books | Electric Energy (GWh/year) | 0 | 0.015547 | 0.090076 | 0.08707 | 0.08403 | 0.080978 | 0.077936 | 0.074927 | 0.07197 | 0.069087 | 0.066294 | 0.054468 | 0.0084191
No | PG&E | Com | HVAC | 2025 T-24: NR HVAC - Mechanical Heat Recovery Scenario A - Gas Baseline (New Construction + Additions) | On-the-books | Electric Energy (GWh/year) | 0 | -0.0027845 | -0.016133 | -0.015595 | -0.01505 | -0.014504 | -0.013959 | -0.01342 | -0.01289 | -0.012374 | -0.011874 | -0.0097555 | -0.0015079
No | PG&E | Com | HVAC | 2025 T-24: NR HVAC - Mechanical Heat Recovery Scenario B - Gas Baseline (New Construction + Additions) | On-the-books | Electric Energy (GWh/year) | 0 | 0.0010442 | 0.0060499 | 0.005848 | 0.0056438 | 0.0054388 | 0.0052345 | 0.0050324 | 0.0048338 | 0.0046402 | 0.0044526 | 0.0036583 | 0.00056546
No | PG&E | Com | HVAC | 2025 T-24: NR HVAC Controls - Guideline 36 (Alterations) | On-the-books | Electric Energy (GWh/year) | 0 | 3.2753 | 3.5676 | 3.5556 | 3.5434 | 3.5308 | 3.5181 | 3.505 | 3.4916 | 3.478 | 3.4641 | 3.4499 | 3.4354
No | PG&E | Com | HVAC | 2025 T-24: NR HVAC Controls - Guideline 36 (New Construction + Additions) | On-the-books | Electric Energy (GWh/year) | 0 | 0.12434 | 0.74154 | 0.73905 | 0.7365 | 0.7339 | 0.73124 | 0.72853 | 0.72576 | 0.72292 | 0.72003 | 0.71708 | 0.71406
No | PG&E | Com | HVAC | 2022 T-24: NRA - Air Distribution - Duct Leakage Testing | On-the-books | Electric Energy (GWh/year) | 5.5778 | 5.5085 | 5.4399 | 5.3723 | 5.3061 | 5.2416 | 5.1791 | 5.1187 | 5.0607 | 5.0052 | 4.9523 | 4.9021 | 4.8547
No | PG&E | Com | HVAC | 2022 T-24: NRA - Air Distribution - Fan Energy Index | On-the-books | Electric Energy (GWh/year) | 0.16609 | 0.16402 | 0.16198 | 0.15997 | 0.158 | 0.15608 | 0.15422 | 0.15242 | 0.15069 | 0.14904 | 0.14746 | 0.14597 | 0.14456
No | PG&E | Com | HVAC | 2022 T-24: NRA - Air Distribution - Fan Power Budget | On-the-books | Electric Energy (GWh/year) | 10.1453 | 10.0192 | 9.8944 | 9.7715 | 9.6511 | 9.5338 | 9.42 | 9.3102 | 9.2046 | 9.1037 | 9.0075 | 8.9163 | 8.8301
No | PG&E | Com | HVAC | 2022 T-24: NRA - Controlled Environment Horticulture - Efficient Dehumidification | On-the-books | Electric Energy (GWh/year) | -0.0068896 | -0.0064533 | -0.0060584 | -0.0057043 | -0.0053898 | -0.0051126 | -0.00487 | -0.0046589 | -0.0044763 | -0.004319 | -0.0041841 | -0.0040688 | -0.0039704
No | PG&E | Com | HVAC | 2022 T-24: NRA - HVAC Controls - Dedicated Outdoor Air Systems (DOAS) | On-the-books | Electric Energy (GWh/year) | 2.5555 | 2.5415 | 2.527 | 2.5119 | 2.4963 | 2.4802 | 2.4636 | 2.4465 | 2.4289 | 2.4107 | 2.3921 | 2.3729 | 2.3533
No | PG&E | Com | HVAC | 2022 T-24: NRA - HVAC Controls - Exhaust Air Heat Recovery | On-the-books | Electric Energy (GWh/year) | -0.033083 | -0.032881 | -0.032673 | -0.032459 | -0.03224 | -0.032016 | -0.031787 | -0.031553 | -0.031314 | -0.03107 | -0.030823 | -0.030571 | -0.030316
No | PG&E | Com | HVAC | 2022 T-24: NRA - HVAC Controls - Expand Economizer Requirements | On-the-books | Electric Energy (GWh/year) | 1.283 | 1.2544 | 1.2273 | 1.2015 | 1.1771 | 0.67506 | 0 | 0 | 0 | 0 | 0 | 0 | 0
No | PG&E | Com | HVAC | 2022 T-24: NRA - HVAC Controls - VAV Deadband Airflow | On-the-books | Electric Energy (GWh/year) | 0.15115 | 0.098426 | 0.06134 | 0.037107 | 0.022025 | 0.012922 | 0.0075287 | 0.0043685 | 0.0025287 | 0.0014617 | 0.00084428 | 0.00048742 | 0.00028132
No | PG&E | Com | HVAC | 2019 T-24: NRA-MECH-ASHRAE 90.1 | On-the-books | Electric Energy (GWh/year) | 0.93834 | 0.87989 | 0.81162 | 0.73466 | 0.65128 | 0.56473 | 0.47882 | 0.39722 | 0.32292 | 0.2578 | 0.01721 | 0 | 0
No | PG&E | Com | HVAC | 2019 T-24: NRA-MECH-Cooling Towers | On-the-books | Electric Energy (GWh/year) | 0.050119 | 0.046997 | 0.043351 | 0.03924 | 0.034786 | 0.030164 | 0.025575 | 0.021216 | 0.017248 | 0.01377 | 0.00091922 | 0 | 0
No | PG&E | Com | HVAC | 2019 T-24: NRA-MECH-HE Fume Hoods in Lab Spaces | On-the-books | Electric Energy (GWh/year) | 1.4618 | 1.3707 | 1.2644 | 1.1445 | 1.0146 | 0.87977 | 0.74593 | 0.61881 | 0.50306 | 0.40162 | 0.026811 | 0 | 0
No | PG&E | Com | HVAC | 2019 T-24: NRA-MECH-Variable Exhaust Flow Control | On-the-books | Electric Energy (GWh/year) | 0.83961 | 0.78731 | 0.72623 | 0.65736 | 0.58275 | 0.50531 | 0.42844 | 0.35542 | 0.28894 | 0.23068 | 0.015399 | 0 | 0
No | PG&E | Com | HVAC | 2022 T-24: NRNC - Air Distribution - Duct Leakage Testing | On-the-books | Electric Energy (GWh/year) | 2.3435 | 2.3144 | 2.2856 | 2.2572 | 2.2294 | 2.2023 | 2.176 | 2.1506 | 2.1262 | 2.1029 | 2.0807 | 2.0596 | 2.0397
No | PG&E | Com | HVAC | 2022 T-24: NRNC - Air Distribution - Fan Energy Index | On-the-books | Electric Energy (GWh/year) | 0.048941 | 0.048333 | 0.04773 | 0.047138 | 0.046557 | 0.045991 | 0.045442 | 0.044912 | 0.044403 | 0.043916 | 0.043452 | 0.043012 | 0.042596
No | PG&E | Com | HVAC | 2022 T-24: NRNC - Air Distribution - Fan Power Budget | On-the-books | Electric Energy (GWh/year) | 2.7576 | 2.7234 | 2.6894 | 2.656 | 2.6233 | 2.5914 | 2.5605 | 2.5306 | 2.502 | 2.4745 | 2.4484 | 2.4236 | 2.4001
No | PG&E | Com | HVAC | 2022 T-24: NRNC - Computer Room Efficiency - Increased Temperature Thresholds for Economizers | On-the-books | Electric Energy (GWh/year) | 0.43568 | 0.41323 | 0.39286 | 0.37442 | 0.35776 | 0.34274 | 0.32923 | 0.31708 | 0.30618 | 0.29642 | 0.28767 | 0.27985 | 0.27287
No | PG&E | Com | HVAC | 2022 T-24: NRNC - Controlled Environment Horticulture - Efficient Dehumidification | On-the-books | Electric Energy (GWh/year) | -0.013779 | -0.012907 | -0.012117 | -0.011409 | -0.01078 | -0.010225 | -0.0097399 | -0.0093179 | -0.0089526 | -0.0086381 | -0.0083682 | -0.0081375 | -0.0079409
No | PG&E | Com | HVAC | 2022 T-24: NRNC - HVAC Controls - Dedicated Outdoor Air Systems (DOAS) | On-the-books | Electric Energy (GWh/year) |  | 4.6059 | 4.5864 | 4.566 | 4.5449 | 4.5229 | 4.5 | 4.4763 | 4.4517 | 4.4262 | 4.3998 | 4.3725 | 4.3444
No | PG&E | Com | HVAC | 2022 T-24: NRNC - HVAC Controls - Exhaust Air Heat Recovery | On-the-books | Electric Energy (GWh/year) |  | -0.0085177 | -0.0084638 | -0.0084085 | -0.0083518 | -0.0082937 | -0.0082343 | -0.0081737 | -0.0081118 | -0.0080487 | -0.0079846 | -0.0079194 | -0.0078532
No | PG&E | Com | HVAC | 2022 T-24: NRNC - HVAC Controls - Expand Economizer Requirements | On-the-books | Electric Energy (GWh/year) |  | 0.37964 | 0.37142 | 0.36362 | 0.35624 | 0.34927 | 0.34271 | 0.33655 | 0.33076 | 0.32535 | 0.3203 | 0.31558 | 0.31119
No | PG&E | Com | HVAC | 2022 T-24: NRNC - HVAC Controls - VAV Deadband Airflow | On-the-books | Electric Energy (GWh/year) |  | 0.028169 | 0.017555 | 0.01062 | 0.0063035 | 0.0036982 | 0.0021547 | 0.0012502 | 0.00072371 | 0.00041834 | 0.00024163 | 0.0001395 | 8.0512e-05
No | PG&E | Com | HVAC | 2019 T-24: NRNC-MECH-ASHRAE 90.1 | On-the-books | Electric Energy (GWh/year) |  | 2.5321 | 2.1522 | 1.7597 | 1.3843 | 1.0511 | 0.77408 | 0.55618 | 0.3921 | 0.27257 | 0.18757 | 0.12816 | 0.08713
No | PG&E | Com | HVAC | 2019 T-24: NRNC-MECH-Cooling Towers | On-the-books | Electric Energy (GWh/year) |  | 0.1436 | 0.13246 | 0.1199 | 0.10629 | 0.092167 | 0.078145 | 0.064828 | 0.052702 | 0.042075 | 0.033071 | 0.025657 | 0.019695
No | PG&E | Com | HVAC | 2019 T-24: NRNC-MECH-Economizer FDD | On-the-books | Electric Energy (GWh/year) |  | 0.11488 | 0.10597 | 0.095921 | 0.085033 | 0.073733 | 0.062516 | 0.051862 | 0.042161 | 0.03366 | 0.026456 | 0.020525 | 0.015756
No | PG&E | Com | HVAC | 2019 T-24: NRNC-MECH-HE Fume Hoods in Lab Spaces | On-the-books | Electric Energy (GWh/year) |  | 0.91383 | 0.84293 | 0.763 | 0.6764 | 0.58652 | 0.49729 | 0.41254 | 0.33537 | 0.26775 | 0.21045 | 0.16327 | 0.12533
No | PG&E | Com | HVAC | 2019 T-24: NRNC-MECH-Variable Exhaust Flow Control | On-the-books | Electric Energy (GWh/year) |  | 0.42939 | 0.39608 | 0.35852 | 0.31783 | 0.27559 | 0.23367 | 0.19385 | 0.15759 | 0.12581 | 0.098886 | 0.076718 | 0.058892
No | PG&E | Com | HVAC | 2019 T-24: NRNC-MECH-Ventilation & IAQ | On-the-books | Electric Energy (GWh/year) |  | 0.36553 | 0.33717 | 0.3052 | 0.27056 | 0.23461 | 0.19891 | 0.16502 | 0.13415 | 0.1071 | 0.08418 | 0.065308 | 0.050133
No | PG&E | Com | HVAC | 2019-21 Fed App: Single package vertical AC and HP - <65,000 Btu/hr | On-the-books | Electric Energy (GWh/year) |  | 0.37535 | 0.37673 | 0.38071 | 0.38669 | 0.39268 | 0.38775 | 0.38356 | 0.38 | 0.29371 | 0.07248 | 0.072069 | 0.071724
No | SCE | Com | HVAC | Fed Appliance: Single package vertical AC and HP - >65,000 Btu/hr and <240,000 Btu/hr | On-the-books | Electric Energy (GWh/year) | 0.2374 | 0.23517 | 0.23363 | 0.23252 | 0.23187 | 0.057501 | 0.063732 | 0.063628 | 0.06346 | 0.063307 | 0.063115 | 0.062922 | 0.062702
No | SCE | Com | HVAC | Fed Appliance: Commercial CAC and HP - <65,000 Btu/hr | On-the-books | Electric Energy (GWh/year) | 0.0090561 | 0.0090561 | 0.0090561 | 0.0090561 | 0.0090561 | 0.0090561 | 0.0090561 | 0.0090561 | 0.0090561 | 0.0090561 | 0.0090561 | 0.0090561 | 0.0090561
No | SCE | Com | HVAC | Fed Appliance: Commercial CAC and HP - 65,000 Btu/hr to 760,000 Btu/hr - Tier 1 | On-the-books | Electric Energy (GWh/year) | 1.8261 | 1.7896 | 1.7531 | 1.7165 | 1.68 | 1.6435 | 1.607 | 0.3698 | 0.3612 | 0.3526 | 0.344 | 0.3354 | 0.3268
No | SCE | Com | HVAC | Fed Appliance: Computer Room Acs >=65,000 Btu/h and < 760,000 Btu/h | On-the-books | Electric Energy (GWh/year) | 7.4781e-05 | 7.4779e-05 | 7.4778e-05 | 6.4946e-05 | 1.8554e-05 | 1.8554e-05 | 1.8554e-05 | 1.8554e-05 | 1.8554e-05 | 1.8554e-05 | 1.8554e-05 | 1.8554e-05 | 1.8553e-05
No | SCE | Com | HVAC | 2005 T-24: Cooling tower applications | On-the-books | Electric Energy (GWh/year) | 0 | 0 | 0 | 0 | 0 | 0 | 0 | 0 | 0 | 0 | 0 | 0 | 0
No | SCE | Com | HVAC | 2008 T-24: DDC to Zone | On-the-books | Electric Energy (GWh/year) | 19.0529 | 18.9816 | 18.9267 | 18.8845 | 18.8522 | 18.8274 | 18.7976 | 18.7711 | 18.7424 | 18.7152 | 18.687 | 18.6595 | 18.6315
No | SCE | Com | HVAC | 2005 T-24: Ducts in existing commercial buildings | On-the-books | Electric Energy (GWh/year) | 0 | 0 | 0 | 0 | 0 | 0 | 0 | 0 | 0 | 0 | 0 | 0 | 0
No | SCE | Com | HVAC | Fed Appliance: Large and Very Large Commercial Package Air-Conditioners ≥135 kBtu/h | On-the-books | Electric Energy (GWh/year) | 0.0008912 | 0.0008849 | 0.00087921 | 0.00087406 | 0.00048614 | 0.00021467 | 0.00021355 | 0.00021248 | 0.00021138 | 0.0002103 | 0.0002092 | 0.00020812 | 0.00020703
No | SCE | Com | HVAC | 2016 T-24: NRA-HVAC-ASHRAE Equipment Efficiency | On-the-books | Electric Energy (GWh/year) | 0.54734 | 0.54258 | 0.53933 | 0.53713 | 0.53564 | 0.53462 | 0.53329 | 0.53217 | 0.5309 | 0.52973 | 0.5285 | 0.52731 | 0
No | SCE | Com | HVAC | 2016 T-24: NRA-HVAC-ASHRAE Measure-DDC | On-the-books | Electric Energy (GWh/year) | 0.15839 | 0.15701 | 0.15607 | 0.15543 | 0.155 | 0.15471 | 0.15432 | 0 | 0 | 0 | 0 | 0 | 0
No | SCE | Com | HVAC | 2013 T-24: NRA-HVAC-Equipment Efficiency | On-the-books | Electric Energy (GWh/year) | 3.5592 | 3.5306 | 3.5088 | 3.4922 | 3.4796 | 3.4701 | 3.4585 | 3.4483 | 3.4372 | 1.6992 | 0 | 0 | 0
No | SCE | Com | HVAC | 2013 T-24: NRA-Process-Air Compressors | On-the-books | Electric Energy (GWh/year) | 0.64235 | 0.61768 | 0.59705 | 0.57991 | 0.28053 | 0 | 0 | 0 | 0 | 0 | 0 | 0 | 0
No | SCE | Com | HVAC | 2013 T-24: NRNC-HVAC-Acceptance Requirements | On-the-books | Electric Energy (GWh/year) | 0.171 | 0.16887 | 0.16719 | 0.16587 | 0.16484 | 0.16405 | 0.1631 | 0.16225 | 0.16133 | 0.16047 | 0.15957 | 0.15869 | 0.15779
No | SCE | Com | HVAC | 2013 T-24: NRNC-HVAC-Cooling Towers Water | On-the-books | Electric Energy (GWh/year) | 0.046267 | 0.04569 | 0.045234 | 0.044877 | 0.0446 | 0.044384 | 0.044128 | 0.043899 | 0.043651 | 0.043416 | 0.043172 | 0.042934 | 0.042693
No | SCE | Com | HVAC | 2013 T-24: NRNC-HVAC-Garage Exhaust | On-the-books | Electric Energy (GWh/year) | 2.7037 | 2.6909 | 2.6829 | 2.6779 | 2.6748 | 2.6729 | 2.6703 | 2.6681 | 2.6656 | 2.6634 | 2.661 | 2.6587 | 2.6563
No | SCE | Com | HVAC | 2013 T-24: NRNC-HVAC-Laboratory Exhaust | On-the-books | Electric Energy (GWh/year) | 6.4896 | 6.4589 | 6.4396 | 6.4277 | 6.4203 | 6.4158 | 6.4094 | 6.4043 | 6.3983 | 6.3929 | 6.3871 | 6.3815 | 6.3758
No | SCE | Com | HVAC | 2013 T-24: NRNC-HVAC-Occupant Controlled Smart Thermostats | On-the-books | Electric Energy (GWh/year) | 0.021846 | 0.021574 | 0.021359 | 0.02119 | 0.021059 | 0.020958 | 0.020836 | 0.020728 | 0.020611 | 0.0205 | 0.020385 | 0.020273 | 0.020159
No | SCE | Com | HVAC | 2013 T-24: NRNC-HVAC-Small ECM Motor | On-the-books | Electric Energy (GWh/year) | 5.8414 | 5.7685 | 5.711 | 5.666 | 5.6309 | 5.6037 | 5.5713 | 5.5424 | 5.5111 | 5.4814 | 5.4507 | 5.4206 | 5.3901
No | SCE | Com | HVAC | 2013 T-24: NRNC-HVAC-Water & Space Heating ACM | On-the-books | Electric Energy (GWh/year) | 0.017685 | 0.017464 | 0.01729 | 0.017154 | 0.017048 | 0.016965 | 0.016867 | 0.01678 | 0.016685 | 0.016595 | 0.016502 | 0.016411 | 0.016319
No | SCE | Com | HVAC | 2013 T-24: NRNC-Process-Air Compressors | On-the-books | Electric Energy (GWh/year) | 1.2452 | 1.2296 | 1.2174 | 1.2078 | 1.2003 | 1.1945 | 1.1876 | 1.1814 | 1.1748 | 1.1684 | 1.1619 | 1.1555 | 1.149
No | SCE | Com | HVAC | 2013 T-24: NRNC-Process-Data Centers | On-the-books | Electric Energy (GWh/year) | 4.1052 | 4.1049 | 4.1046 | 4.1045 | 4.1044 | 4.1043 | 4.1042 | 4.1041 | 4.104 | 4.104 | 4.1039 | 4.1038 | 4.1037
No | SCE | Com | HVAC | Fed Appliance: Small Commercial Package Air-Conditioners ≥65 and <135 kBtu/h | On-the-books | Electric Energy (GWh/year) | 6.7122e-07 | 6.579e-07 | 6.4585e-07 | 3.5581e-07 | 1.551e-07 | 1.5289e-07 | 1.5052e-07 | 1.4826e-07 | 1.4593e-07 | 1.4364e-07 | 1.4132e-07 | 1.3902e-07 | 1.3671e-07
No | SCE | Com | HVAC | 2019-21 Fed App: Ceiling Fans | On-the-books | Electric Energy (GWh/year) | 2.0341e-05 | 1.9946e-05 | 1.9576e-05 | 1.9223e-05 | 1.9013e-05 | 1.8885e-05 | 1.8611e-05 | 1.8377e-05 | 1.5859e-05 | 2.184e-06 | 2.1668e-06 | 2.1522e-06 | 2.14e-06
No | SCE | Com | HVAC | 2022-24 Fed App: Commercial boilers | On-the-books | Electric Energy (GWh/year) | -0.040652 | -0.040487 | -0.03971 | -0.03904 | -0.038473 | -0.037993 | -0.037185 | -0.036483 | -0.035877 | -0.035357 | -0.034913 | -0.034535 | -0.034215
No | SCE | Com | HVAC | 2016-18 Fed App: Commercial CAC and HP (65,000 Btu/hr to 760,000 Btu/hr) - Tier 2 | On-the-books | Electric Energy (GWh/year) | 12.8318 | 12.8294 | 12.8274 | 12.8257 | 12.8243 | 12.8231 | 12.8221 | 12.8213 | 12.8206 | 12.82 | 12.8195 | 12.8191 | 12.8188
No | SCE | Com | HVAC | 2022-24 Fed App: Commercial warm air furnaces | On-the-books | Electric Energy (GWh/year) | 0.015025 | 0.015222 | 0.015418 | 0.015602 | 0.015802 | 0.015972 | 0.015971 | 0.015971 | 0.015971 | 0.01597 | 0.01597 | 0.01597 | 0.01597
No | SCE | Com | HVAC | 2019-21 Fed App: Dehumidifiers | On-the-books | Electric Energy (GWh/year) |  | 0.53439 | 0.51878 | 0.50267 | 0.48545 | 0.27958 | 0.067072 | 0.064045 | 0.061305 | 0.058826 | 0.056584 | 0.054554 | 0.052718
No | SCE | Com | HVAC | 2025 T-24: NR HVAC - Limit Hot Water Supply Temperatures - Electric (Alterations) | On-the-books | Electric Energy (GWh/year) | 0 | 0.16654 | 0.17959 | 0.17721 | 0.17486 | 0.17253 | 0.17024 | 0.16797 | 0.16574 | 0.16354 | 0.16138 | 0.033595 | 0.021679
No | SCE | Com | HVAC | 2025 T-24: NR HVAC - Limit Hot Water Supply Temperatures - Electric (New Construction + Additions) | On-the-books | Electric Energy (GWh/year) | 0 | 0.014259 | 0.084191 | 0.083075 | 0.081971 | 0.080881 | 0.079805 | 0.078743 | 0.077697 | 0.076667 | 0.075654 | 0.063932 | 0.010163
No | SCE | Com | HVAC | 2025 T-24: NR HVAC - Mechanical Heat Recovery - SHW Heat Recovery (New Construction + Additions) | On-the-books | Electric Energy (GWh/year) | 0 | 0.0058011 | 0.03361 | 0.032489 | 0.031355 | 0.030216 | 0.029081 | 0.027958 | 0.026855 | 0.025779 | 0.024737 | 0.020324 | 0.0031414
No | SCE | Com | HVAC | 2025 T-24: NR HVAC - Mechanical Heat Recovery (without TES, waterside HR) (New Construction + Additions) | On-the-books | Electric Energy (GWh/year) | 0 | 0.015547 | 0.090076 | 0.08707 | 0.08403 | 0.080978 | 0.077936 | 0.074927 | 0.07197 | 0.069087 | 0.066294 | 0.054468 | 0.0084191
No | SCE | Com | HVAC | 2025 T-24: NR HVAC - Mechanical Heat Recovery Scenario A - Gas Baseline (New Construction + Additions) | On-the-books | Electric Energy (GWh/year) | 0 | -0.0027845 | -0.016133 | -0.015595 | -0.01505 | -0.014504 | -0.013959 | -0.01342 | -0.01289 | -0.012374 | -0.011874 | -0.0097555 | -0.0015079
No | SCE | Com | HVAC | 2025 T-24: NR HVAC - Mechanical Heat Recovery Scenario B - Gas Baseline (New Construction + Additions) | On-the-books | Electric Energy (GWh/year) | 0 | 0.0010442 | 0.0060499 | 0.005848 | 0.0056438 | 0.0054388 | 0.0052345 | 0.0050324 | 0.0048338 | 0.0046402 | 0.0044526 | 0.0036583 | 0.00056546
No | SCE | Com | HVAC | 2025 T-24: NR HVAC Controls - Guideline 36 (Alterations) | On-the-books | Electric Energy (GWh/year) | 0 | 3.2753 | 3.5676 | 3.5556 | 3.5434 | 3.5308 | 3.5181 | 3.505 | 3.4916 | 3.478 | 3.4641 | 3.4499 | 3.4354
No | SCE | Com | HVAC | 2025 T-24: NR HVAC Controls - Guideline 36 (New Construction + Additions) | On-the-books | Electric Energy (GWh/year) | 0 | 0.12434 | 0.74154 | 0.73905 | 0.7365 | 0.7339 | 0.73124 | 0.72853 | 0.72576 | 0.72292 | 0.72003 | 0.71708 | 0.71406
No | SCE | Com | HVAC | 2022 T-24: NRA - Air Distribution - Duct Leakage Testing | On-the-books | Electric Energy (GWh/year) | 5.5778 | 5.5085 | 5.4399 | 5.3723 | 5.3061 | 5.2416 | 5.1791 | 5.1187 | 5.0607 | 5.0052 | 4.9523 | 4.9021 | 4.8547
No | SCE | Com | HVAC | 2022 T-24: NRA - Air Distribution - Fan Energy Index | On-the-books | Electric Energy (GWh/year) | 0.16609 | 0.16402 | 0.16198 | 0.15997 | 0.158 | 0.15608 | 0.15422 | 0.15242 | 0.15069 | 0.14904 | 0.14746 | 0.14597 | 0.14456
No | SCE | Com | HVAC | 2022 T-24: NRA - Air Distribution - Fan Power Budget | On-the-books | Electric Energy (GWh/year) | 10.1453 | 10.0192 | 9.8944 | 9.7715 | 9.6511 | 9.5338 | 9.42 | 9.3102 | 9.2046 | 9.1037 | 9.0075 | 8.9163 | 8.8301
No | SCE | Com | HVAC | 2022 T-24: NRA - Controlled Environment Horticulture - Efficient Dehumidification | On-the-books | Electric Energy (GWh/year) | -0.0068896 | -0.0064533 | -0.0060584 | -0.0057043 | -0.0053898 | -0.0051126 | -0.00487 | -0.0046589 | -0.0044763 | -0.004319 | -0.0041841 | -0.0040688 | -0.0039704
No | SCE | Com | HVAC | 2022 T-24: NRA - HVAC Controls - Dedicated Outdoor Air Systems (DOAS) | On-the-books | Electric Energy (GWh/year) | 2.5555 | 2.5415 | 2.527 | 2.5119 | 2.4963 | 2.4802 | 2.4636 | 2.4465 | 2.4289 | 2.4107 | 2.3921 | 2.3729 | 2.3533
No | SCE | Com | HVAC | 2022 T-24: NRA - HVAC Controls - Exhaust Air Heat Recovery | On-the-books | Electric Energy (GWh/year) | -0.033083 | -0.032881 | -0.032673 | -0.032459 | -0.03224 | -0.032016 | -0.031787 | -0.031553 | -0.031314 | -0.03107 | -0.030823 | -0.030571 | -0.030316
No | SCE | Com | HVAC | 2022 T-24: NRA - HVAC Controls - Expand Economizer Requirements | On-the-books | Electric Energy (GWh/year) | 1.283 | 1.2544 | 1.2273 | 1.2015 | 1.1771 | 0.67506 | 0 | 0 | 0 | 0 | 0 | 0 | 0
No | SCE | Com | HVAC | 2022 T-24: NRA - HVAC Controls - VAV Deadband Airflow | On-the-books | Electric Energy (GWh/year) | 0.15115 | 0.098426 | 0.06134 | 0.037107 | 0.022025 | 0.012922 | 0.0075287 | 0.0043685 | 0.0025287 | 0.0014617 | 0.00084428 | 0.00048742 | 0.00028132
No | SCE | Com | HVAC | 2019 T-24: NRA-MECH-ASHRAE 90.1 | On-the-books | Electric Energy (GWh/year) | 0.93834 | 0.87989 | 0.81162 | 0.73466 | 0.65128 | 0.56473 | 0.47882 | 0.39722 | 0.32292 | 0.2578 | 0.01721 | 0 | 0
No | SCE | Com | HVAC | 2019 T-24: NRA-MECH-Cooling Towers | On-the-books | Electric Energy (GWh/year) | 0.050119 | 0.046997 | 0.043351 | 0.03924 | 0.034786 | 0.030164 | 0.025575 | 0.021216 | 0.017248 | 0.01377 | 0.00091922 | 0 | 0
No | SCE | Com | HVAC | 2019 T-24: NRA-MECH-HE Fume Hoods in Lab Spaces | On-the-books | Electric Energy (GWh/year) | 1.4618 | 1.3707 | 1.2644 | 1.1445 | 1.0146 | 0.87977 | 0.74593 | 0.61881 | 0.50306 | 0.40162 | 0.026811 | 0 | 0
No | SCE | Com | HVAC | 2019 T-24: NRA-MECH-Variable Exhaust Flow Control | On-the-books | Electric Energy (GWh/year) | 0.83961 | 0.78731 | 0.72623 | 0.65736 | 0.58275 | 0.50531 | 0.42844 | 0.35542 | 0.28894 | 0.23068 | 0.015399 | 0 | 0
No | SCE | Com | HVAC | 2022 T-24: NRNC - Air Distribution - Duct Leakage Testing | On-the-books | Electric Energy (GWh/year) | 2.3435 | 2.3144 | 2.2856 | 2.2572 | 2.2294 | 2.2023 | 2.176 | 2.1506 | 2.1262 | 2.1029 | 2.0807 | 2.0596 | 2.0397
No | SCE | Com | HVAC | 2022 T-24: NRNC - Air Distribution - Fan Energy Index | On-the-books | Electric Energy (GWh/year) | 0.048941 | 0.048333 | 0.04773 | 0.047138 | 0.046557 | 0.045991 | 0.045442 | 0.044912 | 0.044403 | 0.043916 | 0.043452 | 0.043012 | 0.042596
No | SCE | Com | HVAC | 2022 T-24: NRNC - Air Distribution - Fan Power Budget | On-the-books | Electric Energy (GWh/year) | 2.7576 | 2.7234 | 2.6894 | 2.656 | 2.6233 | 2.5914 | 2.5605 | 2.5306 | 2.502 | 2.4745 | 2.4484 | 2.4236 | 2.4001
No | SCE | Com | HVAC | 2022 T-24: NRNC - Computer Room Efficiency - Increased Temperature Thresholds for Economizers | On-the-books | Electric Energy (GWh/year) | 0.43568 | 0.41323 | 0.39286 | 0.37442 | 0.35776 | 0.34274 | 0.32923 | 0.31708 | 0.30618 | 0.29642 | 0.28767 | 0.27985 | 0.27287
No | SCE | Com | HVAC | 2022 T-24: NRNC - Controlled Environment Horticulture - Efficient Dehumidification | On-the-books | Electric Energy (GWh/year) | -0.013779 | -0.012907 | -0.012117 | -0.011409 | -0.01078 | -0.010225 | -0.0097399 | -0.0093179 | -0.0089526 | -0.0086381 | -0.0083682 | -0.0081375 | -0.0079409
No | SCE | Com | HVAC | 2022 T-24: NRNC - HVAC Controls - Dedicated Outdoor Air Systems (DOAS) | On-the-books | Electric Energy (GWh/year) |  | 4.6059 | 4.5864 | 4.566 | 4.5449 | 4.5229 | 4.5 | 4.4763 | 4.4517 | 4.4262 | 4.3998 | 4.3725 | 4.3444
No | SCE | Com | HVAC | 2022 T-24: NRNC - HVAC Controls - Exhaust Air Heat Recovery | On-the-books | Electric Energy (GWh/year) |  | -0.0085177 | -0.0084638 | -0.0084085 | -0.0083518 | -0.0082937 | -0.0082343 | -0.0081737 | -0.0081118 | -0.0080487 | -0.0079846 | -0.0079194 | -0.0078532
No | SCE | Com | HVAC | 2022 T-24: NRNC - HVAC Controls - Expand Economizer Requirements | On-the-books | Electric Energy (GWh/year) |  | 0.37964 | 0.37142 | 0.36362 | 0.35624 | 0.34927 | 0.34271 | 0.33655 | 0.33076 | 0.32535 | 0.3203 | 0.31558 | 0.31119
No | SCE | Com | HVAC | 2022 T-24: NRNC - HVAC Controls - VAV Deadband Airflow | On-the-books | Electric Energy (GWh/year) |  | 0.028169 | 0.017555 | 0.01062 | 0.0063035 | 0.0036982 | 0.0021547 | 0.0012502 | 0.00072371 | 0.00041834 | 0.00024163 | 0.0001395 | 8.0512e-05
No | SCE | Com | HVAC | 2019 T-24: NRNC-MECH-ASHRAE 90.1 | On-the-books | Electric Energy (GWh/year) |  | 2.5321 | 2.1522 | 1.7597 | 1.3843 | 1.0511 | 0.77408 | 0.55618 | 0.3921 | 0.27257 | 0.18757 | 0.12816 | 0.08713
No | SCE | Com | HVAC | 2019 T-24: NRNC-MECH-Cooling Towers | On-the-books | Electric Energy (GWh/year) |  | 0.1436 | 0.13246 | 0.1199 | 0.10629 | 0.092167 | 0.078145 | 0.064828 | 0.052702 | 0.042075 | 0.033071 | 0.025657 | 0.019695
No | SCE | Com | HVAC | 2019 T-24: NRNC-MECH-Economizer FDD | On-the-books | Electric Energy (GWh/year) |  | 0.11488 | 0.10597 | 0.095921 | 0.085033 | 0.073733 | 0.062516 | 0.051862 | 0.042161 | 0.03366 | 0.026456 | 0.020525 | 0.015756
No | SCE | Com | HVAC | 2019 T-24: NRNC-MECH-HE Fume Hoods in Lab Spaces | On-the-books | Electric Energy (GWh/year) |  | 0.91383 | 0.84293 | 0.763 | 0.6764 | 0.58652 | 0.49729 | 0.41254 | 0.33537 | 0.26775 | 0.21045 | 0.16327 | 0.12533
No | SCE | Com | HVAC | 2019 T-24: NRNC-MECH-Variable Exhaust Flow Control | On-the-books | Electric Energy (GWh/year) |  | 0.42939 | 0.39608 | 0.35852 | 0.31783 | 0.27559 | 0.23367 | 0.19385 | 0.15759 | 0.12581 | 0.098886 | 0.076718 | 0.058892
No | SCE | Com | HVAC | 2019 T-24: NRNC-MECH-Ventilation & IAQ | On-the-books | Electric Energy (GWh/year) |  | 0.36553 | 0.33717 | 0.3052 | 0.27056 | 0.23461 | 0.19891 | 0.16502 | 0.13415 | 0.1071 | 0.08418 | 0.065308 | 0.050133
No | SCE | Com | HVAC | 2019-21 Fed App: Single package vertical AC and HP - <65,000 Btu/hr | On-the-books | Electric Energy (GWh/year) |  | 0.37535 | 0.37673 | 0.38071 | 0.38669 | 0.39268 | 0.38775 | 0.38356 | 0.38 | 0.29371 | 0.07248 | 0.072069 | 0.071724
No | SDG&E | Com | HVAC | Fed Appliance: Single package vertical AC and HP - >65,000 Btu/hr and <240,000 Btu/hr | On-the-books | Electric Energy (GWh/year) | 0.048619 | 0.048162 | 0.047848 | 0.047619 | 0.047487 | 0.011776 | 0.013052 | 0.013031 | 0.012996 | 0.012965 | 0.012926 | 0.012886 | 0.012841
No | SDG&E | Com | HVAC | Fed Appliance: Commercial CAC and HP - <65,000 Btu/hr | On-the-books | Electric Energy (GWh/year) | 0.0018547 | 0.0018547 | 0.0018547 | 0.0018547 | 0.0018547 | 0.0018547 | 0.0018547 | 0.0018547 | 0.0018547 | 0.0018547 | 0.0018547 | 0.0018547 | 0.0018547
No | SDG&E | Com | HVAC | Fed Appliance: Commercial CAC and HP - 65,000 Btu/hr to 760,000 Btu/hr - Tier 1 | On-the-books | Electric Energy (GWh/year) | 0.37398 | 0.3665 | 0.35902 | 0.35154 | 0.34406 | 0.33658 | 0.3291 | 0.075734 | 0.073973 | 0.072211 | 0.07045 | 0.068689 | 0.066928
No | SDG&E | Com | HVAC | Fed Appliance: Computer Room Acs >=65,000 Btu/h and < 760,000 Btu/h | On-the-books | Electric Energy (GWh/year) | 1.5315e-05 | 1.5315e-05 | 1.5314e-05 | 1.3301e-05 | 3.7998e-06 | 3.7998e-06 | 3.7997e-06 | 3.7997e-06 | 3.7997e-06 | 3.7997e-06 | 3.7997e-06 | 3.7997e-06 | 3.7997e-06
No | SDG&E | Com | HVAC | 2005 T-24: Cooling tower applications | On-the-books | Electric Energy (GWh/year) | 0 | 0 | 0 | 0 | 0 | 0 | 0 | 0 | 0 | 0 | 0 | 0 | 0
No | SDG&E | Com | HVAC | 2008 T-24: DDC to Zone | On-the-books | Electric Energy (GWh/year) | 3.902 | 3.8874 | 3.8761 | 3.8675 | 3.8609 | 3.8558 | 3.8497 | 3.8443 | 3.8384 | 3.8328 | 3.827 | 3.8214 | 3.8157
No | SDG&E | Com | HVAC | 2005 T-24: Ducts in existing commercial buildings | On-the-books | Electric Energy (GWh/year) | 0 | 0 | 0 | 0 | 0 | 0 | 0 | 0 | 0 | 0 | 0 | 0 | 0
No | SDG&E | Com | HVAC | Fed Appliance: Large and Very Large Commercial Package Air-Conditioners ≥135 kBtu/h | On-the-books | Electric Energy (GWh/year) | 0.00018252 | 0.00018123 | 0.00018006 | 0.000179 | 9.9561e-05 | 4.3964e-05 | 4.3735e-05 | 4.3516e-05 | 4.329e-05 | 4.3069e-05 | 4.2844e-05 | 4.2622e-05 | 4.2398e-05
No | SDG&E | Com | HVAC | 2016 T-24: NRA-HVAC-ASHRAE Equipment Efficiency | On-the-books | Electric Energy (GWh/year) | 0.11209 | 0.11112 | 0.11045 | 0.11 | 0.1097 | 0.10949 | 0.10922 | 0.10899 | 0.10873 | 0.10849 | 0.10824 | 0.10799 | 0
No | SDG&E | Com | HVAC | 2016 T-24: NRA-HVAC-ASHRAE Measure-DDC | On-the-books | Electric Energy (GWh/year) | 0.032437 | 0.032155 | 0.031963 | 0.031832 | 0.031744 | 0.031684 | 0.031604 | 0 | 0 | 0 | 0 | 0 | 0
No | SDG&E | Com | HVAC | 2013 T-24: NRA-HVAC-Equipment Efficiency | On-the-books | Electric Energy (GWh/year) | 0.72891 | 0.72306 | 0.7186 | 0.7152 | 0.71262 | 0.71067 | 0.7083 | 0.7062 | 0.70392 | 0.348 | 0 | 0 | 0
No | SDG&E | Com | HVAC | 2013 T-24: NRA-Process-Air Compressors | On-the-books | Electric Energy (GWh/year) | 0.13155 | 0.1265 | 0.12227 | 0.11876 | 0.057452 | 0 | 0 | 0 | 0 | 0 | 0 | 0 | 0
No | SDG&E | Com | HVAC | 2013 T-24: NRNC-HVAC-Acceptance Requirements | On-the-books | Electric Energy (GWh/year) | 0.035021 | 0.034584 | 0.034239 | 0.033969 | 0.033759 | 0.033596 | 0.033402 | 0.033228 | 0.033041 | 0.032863 | 0.032679 | 0.032498 | 0.032315
No | SDG&E | Com | HVAC | 2013 T-24: NRNC-HVAC-Cooling Towers Water | On-the-books | Electric Energy (GWh/year) | 0.0094753 | 0.0093571 | 0.0092638 | 0.0091907 | 0.0091339 | 0.0090898 | 0.0090372 | 0.0089903 | 0.0089396 | 0.0088914 | 0.0088415 | 0.0087928 | 0.0087433
No | SDG&E | Com | HVAC | 2013 T-24: NRNC-HVAC-Garage Exhaust | On-the-books | Electric Energy (GWh/year) | 0.55371 | 0.55109 | 0.54945 | 0.54842 | 0.5478 | 0.54741 | 0.54687 | 0.54643 | 0.54592 | 0.54545 | 0.54496 | 0.54449 | 0.544
No | SDG&E | Com | HVAC | 2013 T-24: NRNC-HVAC-Laboratory Exhaust | On-the-books | Electric Energy (GWh/year) | 1.3291 | 1.3228 | 1.3188 | 1.3164 | 1.3149 | 1.3139 | 1.3126 | 1.3116 | 1.3103 | 1.3092 | 1.3081 | 1.3069 | 1.3057
No | SDG&E | Com | HVAC | 2013 T-24: NRNC-HVAC-Occupant Controlled Smart Thermostats | On-the-books | Electric Energy (GWh/year) | 0.0044741 | 0.0044183 | 0.0043742 | 0.0043397 | 0.0043129 | 0.004292 | 0.0042672 | 0.0042451 | 0.0042211 | 0.0041984 | 0.0041748 | 0.0041518 | 0.0041284
No | SDG&E | Com | HVAC | 2013 T-24: NRNC-HVAC-Small ECM Motor | On-the-books | Electric Energy (GWh/year) | 1.1963 | 1.1814 | 1.1696 | 1.1604 | 1.1532 | 1.1476 | 1.141 | 1.1351 | 1.1287 | 1.1226 | 1.1163 | 1.1101 | 1.1039
No | SDG&E | Com | HVAC | 2013 T-24: NRNC-HVAC-Water & Space Heating ACM | On-the-books | Electric Energy (GWh/year) | 0.0036218 | 0.0035766 | 0.003541 | 0.0035131 | 0.0034913 | 0.0034745 | 0.0034544 | 0.0034364 | 0.0034171 | 0.0033986 | 0.0033796 | 0.0033609 | 0.003342
No | SDG&E | Com | HVAC | 2013 T-24: NRNC-Process-Air Compressors | On-the-books | Electric Energy (GWh/year) | 0.25501 | 0.25183 | 0.24931 | 0.24735 | 0.24582 | 0.24463 | 0.24322 | 0.24195 | 0.24059 | 0.23929 | 0.23795 | 0.23664 | 0.23531
No | SDG&E | Com | HVAC | 2013 T-24: NRNC-Process-Data Centers | On-the-books | Electric Energy (GWh/year) | 0.84074 | 0.84066 | 0.84062 | 0.84058 | 0.84056 | 0.84055 | 0.84053 | 0.84051 | 0.84049 | 0.84048 | 0.84046 | 0.84044 | 0.84042
No | SDG&E | Com | HVAC | Fed Appliance: Small Commercial Package Air-Conditioners ≥65 and <135 kBtu/h | On-the-books | Electric Energy (GWh/year) | 1.3746e-07 | 1.3474e-07 | 1.3227e-07 | 7.287e-08 | 3.1764e-08 | 3.1311e-08 | 3.0826e-08 | 3.0363e-08 | 2.9885e-08 | 2.9417e-08 | 2.8942e-08 | 2.8472e-08 | 2.7999e-08
No | SDG&E | Com | HVAC | 2019-21 Fed App: Ceiling Fans | On-the-books | Electric Energy (GWh/year) | 4.1658e-06 | 4.0849e-06 | 4.0091e-06 | 3.9369e-06 | 3.8939e-06 | 3.8675e-06 | 3.8115e-06 | 3.7636e-06 | 3.2479e-06 | 4.4728e-07 | 4.4375e-07 | 4.4077e-07 | 4.3827e-07
No | SDG&E | Com | HVAC | 2022-24 Fed App: Commercial boilers | On-the-books | Electric Energy (GWh/year) | -0.0083254 | -0.0082916 | -0.0081324 | -0.0079953 | -0.0078792 | -0.0077808 | -0.0076153 | -0.0074715 | -0.0073474 | -0.0072409 | -0.00715 | -0.0070727 | -0.0070072
No | SDG&E | Com | HVAC | 2016-18 Fed App: Commercial CAC and HP (65,000 Btu/hr to 760,000 Btu/hr) - Tier 2 | On-the-books | Electric Energy (GWh/year) | 2.6279 | 2.6274 | 2.627 | 2.6267 | 2.6264 | 2.6261 | 2.6259 | 2.6258 | 2.6256 | 2.6255 | 2.6254 | 2.6253 | 2.6252
No | SDG&E | Com | HVAC | 2022-24 Fed App: Commercial warm air furnaces | On-the-books | Electric Energy (GWh/year) | 0.0030771 | 0.0031173 | 0.0031575 | 0.0031953 | 0.0032362 | 0.003271 | 0.0032709 | 0.0032708 | 0.0032707 | 0.0032707 | 0.0032707 | 0.0032707 | 0.0032707
No | SDG&E | Com | HVAC | 2019-21 Fed App: Dehumidifiers | On-the-books | Electric Energy (GWh/year) |  | 0.10944 | 0.10624 | 0.10294 | 0.099419 | 0.057257 | 0.013736 | 0.013116 | 0.012555 | 0.012047 | 0.011588 | 0.011173 | 0.010796
No | SDG&E | Com | HVAC | 2025 T-24: NR HVAC - Limit Hot Water Supply Temperatures - Electric (Alterations) | On-the-books | Electric Energy (GWh/year) | 0 | 0.034107 | 0.03678 | 0.036292 | 0.03581 | 0.035334 | 0.034864 | 0.0344 | 0.033943 | 0.033493 | 0.033051 | 0.0068802 | 0.0044398
No | SDG&E | Com | HVAC | 2025 T-24: NR HVAC - Limit Hot Water Supply Temperatures - Electric (New Construction + Additions) | On-the-books | Electric Energy (GWh/year) | 0 | 0.0029201 | 0.017242 | 0.017013 | 0.016788 | 0.016564 | 0.016344 | 0.016126 | 0.015912 | 0.015701 | 0.015494 | 0.013093 | 0.0020813
No | SDG&E | Com | HVAC | 2025 T-24: NR HVAC - Mechanical Heat Recovery - SHW Heat Recovery (New Construction + Additions) | On-the-books | Electric Energy (GWh/year) | 0 | 0.001188 | 0.0068833 | 0.0066536 | 0.0064213 | 0.0061881 | 0.0059556 | 0.0057257 | 0.0054998 | 0.0052794 | 0.005066 | 0.0041623 | 0.00064336
No | SDG&E | Com | HVAC | 2025 T-24: NR HVAC - Mechanical Heat Recovery (without TES, waterside HR) (New Construction + Additions) | On-the-books | Electric Energy (GWh/year) | 0 | 0.003184 | 0.018447 | 0.017832 | 0.017209 | 0.016584 | 0.015961 | 0.015345 | 0.014739 | 0.014149 | 0.013577 | 0.011155 | 0.0017242
No | SDG&E | Com | HVAC | 2025 T-24: NR HVAC - Mechanical Heat Recovery Scenario A - Gas Baseline (New Construction + Additions) | On-the-books | Electric Energy (GWh/year) | 0 | -0.00057026 | -0.003304 | -0.0031937 | -0.0030822 | -0.0029703 | -0.0028587 | -0.0027483 | -0.0026399 | -0.0025341 | -0.0024317 | -0.0019979 | -0.00030881
No | SDG&E | Com | HVAC | 2025 T-24: NR HVAC - Mechanical Heat Recovery Scenario B - Gas Baseline (New Construction + Additions) | On-the-books | Electric Energy (GWh/year) | 0 | 0.00021385 | 0.001239 | 0.0011976 | 0.0011558 | 0.0011139 | 0.001072 | 0.0010306 | 0.00098996 | 0.00095029 | 0.00091188 | 0.00074921 | 0.0001158
No | SDG&E | Com | HVAC | 2025 T-24: NR HVAC Controls - Guideline 36 (Alterations) | On-the-books | Electric Energy (GWh/year) | 0 | 0.67077 | 0.73063 | 0.72818 | 0.72567 | 0.72311 | 0.72049 | 0.71781 | 0.71508 | 0.71229 | 0.70944 | 0.70653 | 0.70356
No | SDG&E | Com | HVAC | 2025 T-24: NR HVAC Controls - Guideline 36 (New Construction + Additions) | On-the-books | Electric Energy (GWh/year) | 0 | 0.025464 | 0.15186 | 0.15136 | 0.15083 | 0.1503 | 0.14976 | 0.1492 | 0.14863 | 0.14805 | 0.14746 | 0.14686 | 0.14624
No | SDG&E | Com | HVAC | 2022 T-24: NRA - Air Distribution - Duct Leakage Testing | On-the-books | Electric Energy (GWh/year) | 1.1423 | 1.1281 | 1.1141 | 1.1002 | 1.0867 | 1.0735 | 1.0607 | 1.0483 | 1.0364 | 1.025 | 1.0142 | 1.0039 | 0.99423
No | SDG&E | Com | HVAC | 2022 T-24: NRA - Air Distribution - Fan Energy Index | On-the-books | Electric Energy (GWh/year) | 0.034015 | 0.033592 | 0.033173 | 0.032761 | 0.032358 | 0.031964 | 0.031583 | 0.031215 | 0.030861 | 0.030522 | 0.0302 | 0.029894 | 0.029605
No | SDG&E | Com | HVAC | 2022 T-24: NRA - Air Distribution - Fan Power Budget | On-the-books | Electric Energy (GWh/year) | 2.0777 | 2.0519 | 2.0263 | 2.0012 | 1.9765 | 1.9525 | 1.9292 | 1.9067 | 1.8851 | 1.8644 | 1.8447 | 1.826 | 1.8084
No | SDG&E | Com | HVAC | 2022 T-24: NRA - Controlled Environment Horticulture - Efficient Dehumidification | On-the-books | Electric Energy (GWh/year) | -0.001411 | -0.0013216 | -0.0012407 | -0.0011682 | -0.0011038 | -0.001047 | -0.00099736 | -0.00095413 | -0.00091674 | -0.00088453 | -0.00085689 | -0.00083327 | -0.00081313
No | SDG&E | Com | HVAC | 2022 T-24: NRA - HVAC Controls - Dedicated Outdoor Air Systems (DOAS) | On-the-books | Electric Energy (GWh/year) | 0.52337 | 0.52049 | 0.51751 | 0.51443 | 0.51124 | 0.50794 | 0.50454 | 0.50104 | 0.49742 | 0.49371 | 0.48989 | 0.48596 | 0.48194
No | SDG&E | Com | HVAC | 2022 T-24: NRA - HVAC Controls - Exhaust Air Heat Recovery | On-the-books | Electric Energy (GWh/year) | -0.0067753 | -0.0067339 | -0.0066913 | -0.0066476 | -0.0066027 | -0.0065568 | -0.0065099 | -0.0064619 | -0.006413 | -0.0063631 | -0.0063124 | -0.0062609 | -0.0062086
No | SDG&E | Com | HVAC | 2022 T-24: NRA - HVAC Controls - Expand Economizer Requirements | On-the-books | Electric Energy (GWh/year) | 0.26275 | 0.2569 | 0.25134 | 0.24606 | 0.24107 | 0.13825 | 0 | 0 | 0 | 0 | 0 | 0 | 0
No | SDG&E | Com | HVAC | 2022 T-24: NRA - HVAC Controls - VAV Deadband Airflow | On-the-books | Electric Energy (GWh/year) | 0.030955 | 0.020157 | 0.012562 | 0.0075994 | 0.0045107 | 0.0026464 | 0.0015419 | 0.00089466 | 0.00051788 | 0.00029936 | 0.00017291 | 9.9822e-05 | 5.7613e-05
No | SDG&E | Com | HVAC | 2019 T-24: NRA-MECH-ASHRAE 90.1 | On-the-books | Electric Energy (GWh/year) | 0.19217 | 0.1802 | 0.16622 | 0.15046 | 0.13338 | 0.11566 | 0.09806 | 0.081349 | 0.066132 | 0.052797 | 0.0035245 | 0 | 0
No | SDG&E | Com | HVAC | 2019 T-24: NRA-MECH-Cooling Towers | On-the-books | Electric Energy (GWh/year) | 0.010264 | 0.0096249 | 0.0088781 | 0.0080363 | 0.0071242 | 0.0061774 | 0.0052376 | 0.0043451 | 0.0035323 | 0.00282 | 0.00018825 | 0 | 0
No | SDG&E | Com | HVAC | 2019 T-24: NRA-MECH-HE Fume Hoods in Lab Spaces | On-the-books | Electric Energy (GWh/year) | 0.29937 | 0.28072 | 0.25895 | 0.23439 | 0.20779 | 0.18018 | 0.15276 | 0.12673 | 0.10303 | 0.082251 | 0.0054907 | 0 | 0
No | SDG&E | Com | HVAC | 2019 T-24: NRA-MECH-Variable Exhaust Flow Control | On-the-books | Electric Energy (GWh/year) | 0.17195 | 0.16124 | 0.14873 | 0.13463 | 0.11935 | 0.10349 | 0.087742 | 0.07279 | 0.059174 | 0.047242 | 0.0031537 | 0 | 0
No | SDG&E | Com | HVAC | 2022 T-24: NRNC - Air Distribution - Duct Leakage Testing | On-the-books | Electric Energy (GWh/year) | 0.47995 | 0.47398 | 0.46807 | 0.46226 | 0.45657 | 0.45102 | 0.44563 | 0.44044 | 0.43545 | 0.43067 | 0.42612 | 0.42181 | 0.41773
No | SDG&E | Com | HVAC | 2022 T-24: NRNC - Air Distribution - Fan Energy Index | On-the-books | Electric Energy (GWh/year) | 0.010023 | 0.0098984 | 0.0097751 | 0.0096537 | 0.0095347 | 0.0094188 | 0.0093064 | 0.0091979 | 0.0090937 | 0.0089939 | 0.0088989 | 0.0088088 | 0.0087236
No | SDG&E | Com | HVAC | 2022 T-24: NRNC - Air Distribution - Fan Power Budget | On-the-books | Electric Energy (GWh/year) | 0.56476 | 0.55774 | 0.55079 | 0.54395 | 0.53725 | 0.53071 | 0.52438 | 0.51827 | 0.51239 | 0.50677 | 0.50142 | 0.49634 | 0.49154
No | SDG&E | Com | HVAC | 2022 T-24: NRNC - Computer Room Efficiency - Increased Temperature Thresholds for Economizers | On-the-books | Electric Energy (GWh/year) | 0.089226 | 0.084628 | 0.080456 | 0.07668 | 0.073268 | 0.070193 | 0.067425 | 0.064937 | 0.062705 | 0.060705 | 0.058915 | 0.057313 | 0.055883
No | SDG&E | Com | HVAC | 2022 T-24: NRNC - Controlled Environment Horticulture - Efficient Dehumidification | On-the-books | Electric Energy (GWh/year) | -0.0028219 | -0.0026432 | -0.0024815 | -0.0023365 | -0.0022076 | -0.0020941 | -0.0019947 | -0.0019083 | -0.0018335 | -0.0017691 | -0.0017138 | -0.0016665 | -0.0016263
No | SDG&E | Com | HVAC | 2022 T-24: NRNC - HVAC Controls - Dedicated Outdoor Air Systems (DOAS) | On-the-books | Electric Energy (GWh/year) |  | 0.94328 | 0.93927 | 0.93511 | 0.93077 | 0.92627 | 0.92159 | 0.91673 | 0.91169 | 0.90647 | 0.90107 | 0.89548 | 0.88971
No | SDG&E | Com | HVAC | 2022 T-24: NRNC - HVAC Controls - Exhaust Air Heat Recovery | On-the-books | Electric Energy (GWh/year) |  | -0.0017444 | -0.0017334 | -0.001722 | -0.0017104 | -0.0016985 | -0.0016864 | -0.0016739 | -0.0016613 | -0.0016484 | -0.0016352 | -0.0016219 | -0.0016083
No | SDG&E | Com | HVAC | 2022 T-24: NRNC - HVAC Controls - Expand Economizer Requirements | On-the-books | Electric Energy (GWh/year) |  | 0.077749 | 0.076065 | 0.074468 | 0.072957 | 0.07153 | 0.070186 | 0.068923 | 0.067739 | 0.066631 | 0.065596 | 0.06463 | 0.06373
No | SDG&E | Com | HVAC | 2022 T-24: NRNC - HVAC Controls - VAV Deadband Airflow | On-the-books | Electric Energy (GWh/year) |  | 0.005769 | 0.0035953 | 0.0021749 | 0.0012909 | 0.00075739 | 0.00044127 | 0.00025605 | 0.00014821 | 8.5676e-05 | 4.9485e-05 | 2.8569e-05 | 1.6489e-05
No | SDG&E | Com | HVAC | 2019 T-24: NRNC-MECH-ASHRAE 90.1 | On-the-books | Electric Energy (GWh/year) |  | 0.51856 | 0.44075 | 0.36037 | 0.28351 | 0.21526 | 0.15853 | 0.1139 | 0.080301 | 0.055821 | 0.038413 | 0.026246 | 0.017844
No | SDG&E | Com | HVAC | 2019 T-24: NRNC-MECH-Cooling Towers | On-the-books | Electric Energy (GWh/year) |  | 0.029409 | 0.027128 | 0.024555 | 0.021768 | 0.018875 | 0.016004 | 0.013277 | 0.010793 | 0.0086168 | 0.0067727 | 0.0052544 | 0.0040335
No | SDG&E | Com | HVAC | 2019 T-24: NRNC-MECH-Economizer FDD | On-the-books | Electric Energy (GWh/year) |  | 0.023527 | 0.021702 | 0.019644 | 0.017415 | 0.0151 | 0.012803 | 0.010621 | 0.0086345 | 0.0068934 | 0.0054182 | 0.0042036 | 0.0032268
No | SDG&E | Com | HVAC | 2019 T-24: NRNC-MECH-HE Fume Hoods in Lab Spaces | On-the-books | Electric Energy (GWh/year) |  | 0.18715 | 0.17263 | 0.15626 | 0.13853 | 0.12012 | 0.10184 | 0.084487 | 0.068683 | 0.054834 | 0.043099 | 0.033437 | 0.025668
No | SDG&E | Com | HVAC | 2019 T-24: NRNC-MECH-Variable Exhaust Flow Control | On-the-books | Electric Energy (GWh/year) |  | 0.087938 | 0.081116 | 0.073424 | 0.06509 | 0.056441 | 0.047854 | 0.039699 | 0.032273 | 0.025765 | 0.020252 | 0.015712 | 0.012061
No | SDG&E | Com | HVAC | 2019 T-24: NRNC-MECH-Ventilation & IAQ | On-the-books | Electric Energy (GWh/year) |  | 0.07486 | 0.069052 | 0.062504 | 0.05541 | 0.048047 | 0.040737 | 0.033795 | 0.027473 | 0.021934 | 0.01724 | 0.013375 | 0.010267
No | SDG&E | Com | HVAC | 2019-21 Fed App: Single package vertical AC and HP - <65,000 Btu/hr | On-the-books | Electric Energy (GWh/year) |  | 0.07687 | 0.077154 | 0.077969 | 0.079194 | 0.08042 | 0.07941 | 0.078551 | 0.077824 | 0.06015 | 0.014844 | 0.014759 | 0.014689
No | PG&E | Res | HVAC | 2005 T-24: Duct improvement | On-the-books | Electric Energy (GWh/year) | 0 | 0 | 0 | 0 | 0 | 0 | 0 | 0 | 0 | 0 | 0 | 0 | 0
No | PG&E | Res | HVAC | Fed Appliance: Residential Central AC, Heat Pumps and Furnaces | On-the-books | Electric Energy (GWh/year) | 1.3557 | 1.3287 | 1.3065 | 1.2883 | 1.2735 | 1.2615 | 1.2477 | 1.2351 | 0.18635 | 0.18438 | 0.18236 | 0.18038 | 0.17837
No | PG&E | Res | HVAC | Fed Appliance: Residential Room AC | On-the-books | Electric Energy (GWh/year) | 0.4184 | 0.086052 | 0.084545 | 0.083312 | 0.082311 | 0.081501 | 0.080563 | 0.079711 | 0.078802 | 0.07793 | 0.077033 | 0.076154 | 0.075263
No | PG&E | Res | HVAC | 2016 T-20: Air Filter Labeling | On-the-books | Electric Energy (GWh/year) | 0.0056233 | 0.0056035 | 0.0055876 | 0.0055748 | 0.0055647 | 0.0055566 | 0.0055502 | 0.0055451 | 0.0055411 | 0.005538 | 0.0055355 | 0.0055335 | 0.0055319
No | PG&E | Res | HVAC | 2024 T-20: Air Filter Labeling | On-the-books | Electric Energy (GWh/year) | 0.018789 | 0.018904 | 0.019019 | 0.019134 | 0.019248 | 0.019363 | 0.019363 | 0.019363 | 0.019363 | 0.019363 | 0.019363 | 0.019363 | 0.019363
No | PG&E | Res | HVAC | 2019-21 Fed App: Ceiling Fans | On-the-books | Electric Energy (GWh/year) | 0.00038649 | 0.00037897 | 0.00037194 | 0.00036524 | 0.00036126 | 0.00035881 | 0.00035361 | 0.00034917 | 0.00030132 | 4.1496e-05 | 4.1168e-05 | 4.0893e-05 | 4.0661e-05
No | PG&E | Res | HVAC | 2019-21 Fed App: Dehumidifiers | On-the-books | Electric Energy (GWh/year) |  | 0.53439 | 0.51878 | 0.50267 | 0.48545 | 0.27958 | 0.067072 | 0.064045 | 0.061305 | 0.058826 | 0.056584 | 0.054554 | 0.052718
No | PG&E | Res | HVAC | 2022 T-24: MFA - Restructuring - Airflow and Fan Watt Draw | On-the-books | Electric Energy (GWh/year) | 0.47777 | 0.47611 | 0.4748 | 0.47376 | 0.47295 | 0.47231 | 0.47181 | 0.47142 | 0.47111 | 0.47088 | 0.47069 | 0.47055 | 0.47044
No | PG&E | Res | HVAC | 2022 T-24: MFA - Restructuring - Duct Sealing and Testing | On-the-books | Electric Energy (GWh/year) | 0.072774 | 0.072516 | 0.072277 | 0.072055 | 0.071851 | 0.071662 | 0.071488 | 0.071328 | 0.07118 | 0.071044 | 0.070919 | 0.070804 | 0.070698
No | PG&E | Res | HVAC | 2022 T-24: MFA - Restructuring - Refrigerant Charge Verification | On-the-books | Electric Energy (GWh/year) | 0.39025 | 0.38293 | 0.37579 | 0.36886 | 0.36217 | 0.35574 | 0.34959 | 0.34374 | 0.33818 | 0.33294 | 0.32801 | 0.32339 | 0.31908
No | PG&E | Res | HVAC | 2022 T-24: MFNC - All Electric Package - Single Zone Heat Pump Electric Space Heating for Mid-rise and High-rise MF | On-the-books | Electric Energy (GWh/year) | -0.84099 | -0.81719 | -0.79279 | -0.76807 | -0.7433 | -0.71875 | -0.69471 | -0.67141 | -0.64908 | -0.62789 | -0.60797 | -0.58943 | -0.57232
No | PG&E | Res | HVAC | 2022 T-24: MFNC - Indoor Air Quality - Central Ventilation Duct Sealing | On-the-books | Electric Energy (GWh/year) | 0.035171 | 0.034759 | 0.034355 | 0.033961 | 0.033578 | 0.033208 | 0.032853 | 0.032513 | 0.032189 | 0.031882 | 0.031592 | 0.031319 | 0.031063
No | PG&E | Res | HVAC | 2022 T-24: MFNC - Indoor Air Quality - Heat or Energy Recovery Ventilator | On-the-books | Electric Energy (GWh/year) | 0.0050761 | 0.0050166 | 0.0049583 | 0.0049013 | 0.0048461 | 0.0047927 | 0.0047414 | 0.0046924 | 0.0046456 | 0.0046013 | 0.0045595 | 0.0045201 | 0.0044832
No | PG&E | Res | HVAC | 2022 T-24: MFNC - Restructuring - Airflow and Fan Watt Draw | On-the-books | Electric Energy (GWh/year) | 0.20812 | 0.2074 | 0.20683 | 0.20638 | 0.20602 | 0.20575 | 0.20553 | 0.20536 | 0.20522 | 0.20512 | 0.20504 | 0.20498 | 0.20493
No | PG&E | Res | HVAC | 2022 T-24: MFNC - Restructuring - Refrigerant Charge Verification | On-the-books | Electric Energy (GWh/year) | 0.11818 | 0.11597 | 0.1138 | 0.11171 | 0.10968 | 0.10773 | 0.10587 | 0.1041 | 0.10242 | 0.10083 | 0.099335 | 0.097936 | 0.096629
No | PG&E | Res | HVAC | 2025 T-24: Multifamily IAQ - Compartmentalization and Balanced or supply-only ventilation (New Construction + Additions) | On-the-books | Electric Energy (GWh/year) | 0 | 0.04074 | 0.16126 | 0.16088 | 0.16047 | 0.16004 | 0.15959 | 0.15911 | 0.15862 | 0.15811 | 0.15757 | 0.15702 | 0.15645
No | PG&E | Res | HVAC | 2025 T-24: Multifamily Restructuring - Central Ventilation Shaft Sealing (New Construction + Additions) | On-the-books | Electric Energy (GWh/year) | 0 | 0.00087282 | 0.0033643 | 0.0032656 | 0.0031669 | 0.0030684 | 0.0029703 | 0.0028727 | 0.0027758 | 0.0026797 | 0.0025847 | 0.0024909 | 0.0023984
No | PG&E | Res | HVAC | 2019 T-24: RA(MF)-MECH-Quality HVAC | On-the-books | Electric Energy (GWh/year) |  | 0.0033531 | 0.003093 | 0.0027997 | 0.0024819 | 0.0021521 | 0.0018247 | 0.0015138 | 0.0012306 | 0.00098245 | 0.00077221 | 0.0005991 | 0.00045989
No | PG&E | Res | HVAC | 2019 T-24: RA(SF)-MECH-Quality HVAC | On-the-books | Electric Energy (GWh/year) |  | 0.0081643 | 0.0075309 | 0.0068168 | 0.006043 | 0.00524 | 0.0044428 | 0.0036857 | 0.0029963 | 0.0023921 | 0.0018802 | 0.0014587 | 0.0011197
No | PG&E | Res | HVAC | 2019-21 Fed App: Residential boilers - gas-fired hot water and electric hot water | On-the-books | Electric Energy (GWh/year) |  | 0.0045802 | 0.0045555 | 0.0045415 | 0.0045425 | 0.004541 | 0.0045283 | 0.0045172 | 0.0045076 | 0.0044994 | 0.0044924 | 0.0044865 | 0.0044814
No | PG&E | Res | HVAC | 2019-21 Fed App: Residential boilers - gas-fired steam and electric steam | On-the-books | Electric Energy (GWh/year) |  | 0.00027892 | 0.00026169 | 0.00024616 | 0.00023391 | 0.00022154 | 0.00021212 | 0.00020394 | 0.00019688 | 0.00019082 | 0.00018564 | 0.00018125 | 0.00017752
No | PG&E | Res | HVAC | 2022-24 Fed App: Residential central AC & HP | On-the-books | Electric Energy (GWh/year) |  | 9.0258 | 8.8594 | 8.6912 | 8.5875 | 8.518 | 8.3369 | 8.1795 | 8.0436 | 7.927 | 7.8275 | 7.7428 | 7.6711
No | PG&E | Res | HVAC | 2019-21 Fed App: Residential furnace fans | On-the-books | Electric Energy (GWh/year) |  | 5.5167 | 5.5401 | 5.5624 | 5.5955 | 5.6353 | 5.635 | 5.6348 | 5.6348 | 5.6347 | 5.6347 | 5.6347 | 5.6347
No | PG&E | Res | HVAC | 2025 T-24: Residential HVAC Performance - Multifamily Design (Alterations) | On-the-books | Electric Energy (GWh/year) |  | 0.62206 | 0.67964 | 0.67948 | 0.67932 | 0.67916 | 0.679 | 0.67884 | 0.67868 | 0.67851 | 0.67835 | 0.67819 | 0.67803
No | PG&E | Res | HVAC | 2025 T-24: Residential HVAC Performance - Refrigerant Charge Verification (Alterations) | On-the-books | Electric Energy (GWh/year) |  | 0.28196 | 0.30799 | 0.30785 | 0.30771 | 0.30756 | 0.30742 | 0.30727 | 0.30713 | 0.30698 | 0.30684 | 0.30669 | 0.30654
No | PG&E | Res | HVAC | 2025 T-24: Residential HVAC Performance - Refrigerant Charge Verification (New Construction + Additions) | On-the-books | Electric Energy (GWh/year) |  | 0.033672 | 0.066764 | 0.066734 | 0.066703 | 0.066671 | 0.06664 | 0.066609 | 0.066577 | 0.066546 | 0.066514 | 0.066482 | 0.066451
No | PG&E | Res | HVAC | 2025 T-24: Residential HVAC Performance - Single Family Defrost (Alterations) | On-the-books | Electric Energy (GWh/year) |  | 0.58204 | 0.63579 | 0.63552 | 0.63525 | 0.63497 | 0.6347 | 0.63442 | 0.63414 | 0.63387 | 0.63359 | 0.63331 | 0.63303
No | PG&E | Res | HVAC | 2025 T-24: Residential HVAC Performance - Single Family Defrost (New Construction + Additions) | On-the-books | Electric Energy (GWh/year) |  | 0.15348 | 0.30433 | 0.3042 | 0.30407 | 0.30394 | 0.30381 | 0.30368 | 0.30355 | 0.30341 | 0.30328 | 0.30315 | 0.30301
No | PG&E | Res | HVAC | 2025 T-24: Residential HVAC Performance - Single Family Design (Alterations) | On-the-books | Electric Energy (GWh/year) |  | 4.5389 | 4.959 | 4.9579 | 4.9567 | 4.9555 | 4.9544 | 4.9532 | 4.952 | 4.9508 | 4.9496 | 4.9485 | 4.9473
No | PG&E | Res | HVAC | 2025 T-24: Residential HVAC Performance - Single Family Design (New Construction + Additions) | On-the-books | Electric Energy (GWh/year) |  | 0.0010362 | 0.0020551 | 0.0020546 | 0.0020541 | 0.0020537 | 0.0020532 | 0.0020527 | 0.0020522 | 0.0020517 | 0.0020512 | 0.0020507 | 0.0020502
No | PG&E | Res | HVAC | 2019 T-24: RNC(MF)-MECH-Quality HVAC | On-the-books | Electric Energy (GWh/year) |  | 0.13355 | 0.12319 | 0.11151 | 0.098852 | 0.085715 | 0.072675 | 0.06029 | 0.049013 | 0.039129 | 0.030756 | 0.023861 | 0.018317
No | PG&E | Res | HVAC | 2019 T-24: RNC(SF)-MECH-Quality HVAC | On-the-books | Electric Energy (GWh/year) |  | 0.4811 | 0.44378 | 0.4017 | 0.3561 | 0.30878 | 0.26181 | 0.21719 | 0.17656 | 0.14096 | 0.11079 | 0.085957 | 0.065984
No | PG&E | Res | HVAC | 2022 T-24: SFA - Electric resistance space heating | On-the-books | Electric Energy (GWh/year) |  | 1.5224 | 1.4862 | 1.4463 | 1.4027 | 1.3557 | 1.3057 | 1.253 | 1.1983 | 1.1423 | 1.0858 | 1.0296 | 0.97454
No | PG&E | Res | HVAC | 2022 T-24: SFA - Prescriptive duct insulation | On-the-books | Electric Energy (GWh/year) |  | 0.030353 | 0.030098 | 0.02986 | 0.029638 | 0.029433 | 0.029245 | 0.029072 | 0.028916 | 0.028774 | 0.028645 | 0.02853 | 0.028427
No | PG&E | Res | HVAC | 2022 T-24: SFA - Prescriptive duct sealing | On-the-books | Electric Energy (GWh/year) |  | 0.37992 | 0.37588 | 0.37259 | 0.36991 | 0.36773 | 0.36598 | 0.36456 | 0.36342 | 0.3625 | 0.36176 | 0.36117 | 0.36069
No | PG&E | Res | HVAC | 2025 T-24: Single Family HVAC - Supplemental Heating Combined (New Construction + Additions) | On-the-books | Electric Energy (GWh/year) |  | 0.31755 | 0.62978 | 0.62963 | 0.62948 | 0.62933 | 0.62918 | 0.62903 | 0.62888 | 0.62873 | 0.62858 | 0.62843 | 0.62828
No | SCE | Res | HVAC | 2005 T-24: Duct improvement | On-the-books | Electric Energy (GWh/year) | 0 | 0 | 0 | 0 | 0 | 0 | 0 | 0 | 0 | 0 | 0 | 0 | 0
No | SCE | Res | HVAC | Fed Appliance: Residential Central AC, Heat Pumps and Furnaces | On-the-books | Electric Energy (GWh/year) | 1.3557 | 1.3287 | 1.3065 | 1.2883 | 1.2735 | 1.2615 | 1.2477 | 1.2351 | 0.18635 | 0.18438 | 0.18236 | 0.18038 | 0.17837
No | SCE | Res | HVAC | Fed Appliance: Residential Room AC | On-the-books | Electric Energy (GWh/year) | 0.4184 | 0.086052 | 0.084545 | 0.083312 | 0.082311 | 0.081501 | 0.080563 | 0.079711 | 0.078802 | 0.07793 | 0.077033 | 0.076154 | 0.075263
No | SCE | Res | HVAC | 2016 T-20: Air Filter Labeling | On-the-books | Electric Energy (GWh/year) | 0.0056233 | 0.0056035 | 0.0055876 | 0.0055748 | 0.0055647 | 0.0055566 | 0.0055502 | 0.0055451 | 0.0055411 | 0.005538 | 0.0055355 | 0.0055335 | 0.0055319
No | SCE | Res | HVAC | 2024 T-20: Air Filter Labeling | On-the-books | Electric Energy (GWh/year) | 0.018789 | 0.018904 | 0.019019 | 0.019134 | 0.019248 | 0.019363 | 0.019363 | 0.019363 | 0.019363 | 0.019363 | 0.019363 | 0.019363 | 0.019363
No | SCE | Res | HVAC | 2019-21 Fed App: Ceiling Fans | On-the-books | Electric Energy (GWh/year) | 0.00038649 | 0.00037897 | 0.00037194 | 0.00036524 | 0.00036126 | 0.00035881 | 0.00035361 | 0.00034917 | 0.00030132 | 4.1496e-05 | 4.1168e-05 | 4.0893e-05 | 4.0661e-05
No | SCE | Res | HVAC | 2019-21 Fed App: Dehumidifiers | On-the-books | Electric Energy (GWh/year) |  | 0.53439 | 0.51878 | 0.50267 | 0.48545 | 0.27958 | 0.067072 | 0.064045 | 0.061305 | 0.058826 | 0.056584 | 0.054554 | 0.052718
No | SCE | Res | HVAC | 2022 T-24: MFA - Restructuring - Airflow and Fan Watt Draw | On-the-books | Electric Energy (GWh/year) | 0.47777 | 0.47611 | 0.4748 | 0.47376 | 0.47295 | 0.47231 | 0.47181 | 0.47142 | 0.47111 | 0.47088 | 0.47069 | 0.47055 | 0.47044
No | SCE | Res | HVAC | 2022 T-24: MFA - Restructuring - Duct Sealing and Testing | On-the-books | Electric Energy (GWh/year) | 0.072774 | 0.072516 | 0.072277 | 0.072055 | 0.071851 | 0.071662 | 0.071488 | 0.071328 | 0.07118 | 0.071044 | 0.070919 | 0.070804 | 0.070698
No | SCE | Res | HVAC | 2022 T-24: MFA - Restructuring - Refrigerant Charge Verification | On-the-books | Electric Energy (GWh/year) | 0.39025 | 0.38293 | 0.37579 | 0.36886 | 0.36217 | 0.35574 | 0.34959 | 0.34374 | 0.33818 | 0.33294 | 0.32801 | 0.32339 | 0.31908
No | SCE | Res | HVAC | 2022 T-24: MFNC - All Electric Package - Single Zone Heat Pump Electric Space Heating for Mid-rise and High-rise MF | On-the-books | Electric Energy (GWh/year) | -0.84099 | -0.81719 | -0.79279 | -0.76807 | -0.7433 | -0.71875 | -0.69471 | -0.67141 | -0.64908 | -0.62789 | -0.60797 | -0.58943 | -0.57232
No | SCE | Res | HVAC | 2022 T-24: MFNC - Indoor Air Quality - Central Ventilation Duct Sealing | On-the-books | Electric Energy (GWh/year) | 0.035171 | 0.034759 | 0.034355 | 0.033961 | 0.033578 | 0.033208 | 0.032853 | 0.032513 | 0.032189 | 0.031882 | 0.031592 | 0.031319 | 0.031063
No | SCE | Res | HVAC | 2022 T-24: MFNC - Indoor Air Quality - Heat or Energy Recovery Ventilator | On-the-books | Electric Energy (GWh/year) | 0.0050761 | 0.0050166 | 0.0049583 | 0.0049013 | 0.0048461 | 0.0047927 | 0.0047414 | 0.0046924 | 0.0046456 | 0.0046013 | 0.0045595 | 0.0045201 | 0.0044832
No | SCE | Res | HVAC | 2022 T-24: MFNC - Restructuring - Airflow and Fan Watt Draw | On-the-books | Electric Energy (GWh/year) | 0.20812 | 0.2074 | 0.20683 | 0.20638 | 0.20602 | 0.20575 | 0.20553 | 0.20536 | 0.20522 | 0.20512 | 0.20504 | 0.20498 | 0.20493
No | SCE | Res | HVAC | 2022 T-24: MFNC - Restructuring - Refrigerant Charge Verification | On-the-books | Electric Energy (GWh/year) | 0.11818 | 0.11597 | 0.1138 | 0.11171 | 0.10968 | 0.10773 | 0.10587 | 0.1041 | 0.10242 | 0.10083 | 0.099335 | 0.097936 | 0.096629
No | SCE | Res | HVAC | 2025 T-24: Multifamily IAQ - Compartmentalization and Balanced or supply-only ventilation (New Construction + Additions) | On-the-books | Electric Energy (GWh/year) | 0 | 0.04074 | 0.16126 | 0.16088 | 0.16047 | 0.16004 | 0.15959 | 0.15911 | 0.15862 | 0.15811 | 0.15757 | 0.15702 | 0.15645
No | SCE | Res | HVAC | 2025 T-24: Multifamily Restructuring - Central Ventilation Shaft Sealing (New Construction + Additions) | On-the-books | Electric Energy (GWh/year) | 0 | 0.00087282 | 0.0033643 | 0.0032656 | 0.0031669 | 0.0030684 | 0.0029703 | 0.0028727 | 0.0027758 | 0.0026797 | 0.0025847 | 0.0024909 | 0.0023984
No | SCE | Res | HVAC | 2019 T-24: RA(MF)-MECH-Quality HVAC | On-the-books | Electric Energy (GWh/year) |  | 0.0033531 | 0.003093 | 0.0027997 | 0.0024819 | 0.0021521 | 0.0018247 | 0.0015138 | 0.0012306 | 0.00098245 | 0.00077221 | 0.0005991 | 0.00045989
No | SCE | Res | HVAC | 2019 T-24: RA(SF)-MECH-Quality HVAC | On-the-books | Electric Energy (GWh/year) |  | 0.0081643 | 0.0075309 | 0.0068168 | 0.006043 | 0.00524 | 0.0044428 | 0.0036857 | 0.0029963 | 0.0023921 | 0.0018802 | 0.0014587 | 0.0011197
No | SCE | Res | HVAC | 2019-21 Fed App: Residential boilers - gas-fired hot water and electric hot water | On-the-books | Electric Energy (GWh/year) |  | 0.0045802 | 0.0045555 | 0.0045415 | 0.0045425 | 0.004541 | 0.0045283 | 0.0045172 | 0.0045076 | 0.0044994 | 0.0044924 | 0.0044865 | 0.0044814
No | SCE | Res | HVAC | 2019-21 Fed App: Residential boilers - gas-fired steam and electric steam | On-the-books | Electric Energy (GWh/year) |  | 0.00027892 | 0.00026169 | 0.00024616 | 0.00023391 | 0.00022154 | 0.00021212 | 0.00020394 | 0.00019688 | 0.00019082 | 0.00018564 | 0.00018125 | 0.00017752
No | SCE | Res | HVAC | 2022-24 Fed App: Residential central AC & HP | On-the-books | Electric Energy (GWh/year) |  | 9.0258 | 8.8594 | 8.6912 | 8.5875 | 8.518 | 8.3369 | 8.1795 | 8.0436 | 7.927 | 7.8275 | 7.7428 | 7.6711
No | SCE | Res | HVAC | 2019-21 Fed App: Residential furnace fans | On-the-books | Electric Energy (GWh/year) |  | 5.5167 | 5.5401 | 5.5624 | 5.5955 | 5.6353 | 5.635 | 5.6348 | 5.6348 | 5.6347 | 5.6347 | 5.6347 | 5.6347
No | SCE | Res | HVAC | 2025 T-24: Residential HVAC Performance - Multifamily Design (Alterations) | On-the-books | Electric Energy (GWh/year) |  | 0.62206 | 0.67964 | 0.67948 | 0.67932 | 0.67916 | 0.679 | 0.67884 | 0.67868 | 0.67851 | 0.67835 | 0.67819 | 0.67803
No | SCE | Res | HVAC | 2025 T-24: Residential HVAC Performance - Refrigerant Charge Verification (Alterations) | On-the-books | Electric Energy (GWh/year) |  | 0.28196 | 0.30799 | 0.30785 | 0.30771 | 0.30756 | 0.30742 | 0.30727 | 0.30713 | 0.30698 | 0.30684 | 0.30669 | 0.30654
No | SCE | Res | HVAC | 2025 T-24: Residential HVAC Performance - Refrigerant Charge Verification (New Construction + Additions) | On-the-books | Electric Energy (GWh/year) |  | 0.033672 | 0.066764 | 0.066734 | 0.066703 | 0.066671 | 0.06664 | 0.066609 | 0.066577 | 0.066546 | 0.066514 | 0.066482 | 0.066451
No | SCE | Res | HVAC | 2025 T-24: Residential HVAC Performance - Single Family Defrost (Alterations) | On-the-books | Electric Energy (GWh/year) |  | 0.58204 | 0.63579 | 0.63552 | 0.63525 | 0.63497 | 0.6347 | 0.63442 | 0.63414 | 0.63387 | 0.63359 | 0.63331 | 0.63303
No | SCE | Res | HVAC | 2025 T-24: Residential HVAC Performance - Single Family Defrost (New Construction + Additions) | On-the-books | Electric Energy (GWh/year) |  | 0.15348 | 0.30433 | 0.3042 | 0.30407 | 0.30394 | 0.30381 | 0.30368 | 0.30355 | 0.30341 | 0.30328 | 0.30315 | 0.30301
No | SCE | Res | HVAC | 2025 T-24: Residential HVAC Performance - Single Family Design (Alterations) | On-the-books | Electric Energy (GWh/year) |  | 4.5389 | 4.959 | 4.9579 | 4.9567 | 4.9555 | 4.9544 | 4.9532 | 4.952 | 4.9508 | 4.9496 | 4.9485 | 4.9473
No | SCE | Res | HVAC | 2025 T-24: Residential HVAC Performance - Single Family Design (New Construction + Additions) | On-the-books | Electric Energy (GWh/year) |  | 0.0010362 | 0.0020551 | 0.0020546 | 0.0020541 | 0.0020537 | 0.0020532 | 0.0020527 | 0.0020522 | 0.0020517 | 0.0020512 | 0.0020507 | 0.0020502
No | SCE | Res | HVAC | 2019 T-24: RNC(MF)-MECH-Quality HVAC | On-the-books | Electric Energy (GWh/year) |  | 0.13355 | 0.12319 | 0.11151 | 0.098852 | 0.085715 | 0.072675 | 0.06029 | 0.049013 | 0.039129 | 0.030756 | 0.023861 | 0.018317
No | SCE | Res | HVAC | 2019 T-24: RNC(SF)-MECH-Quality HVAC | On-the-books | Electric Energy (GWh/year) |  | 0.4811 | 0.44378 | 0.4017 | 0.3561 | 0.30878 | 0.26181 | 0.21719 | 0.17656 | 0.14096 | 0.11079 | 0.085957 | 0.065984
No | SCE | Res | HVAC | 2022 T-24: SFA - Electric resistance space heating | On-the-books | Electric Energy (GWh/year) |  | 1.5224 | 1.4862 | 1.4463 | 1.4027 | 1.3557 | 1.3057 | 1.253 | 1.1983 | 1.1423 | 1.0858 | 1.0296 | 0.97454
No | SCE | Res | HVAC | 2022 T-24: SFA - Prescriptive duct insulation | On-the-books | Electric Energy (GWh/year) |  | 0.030353 | 0.030098 | 0.02986 | 0.029638 | 0.029433 | 0.029245 | 0.029072 | 0.028916 | 0.028774 | 0.028645 | 0.02853 | 0.028427
No | SCE | Res | HVAC | 2022 T-24: SFA - Prescriptive duct sealing | On-the-books | Electric Energy (GWh/year) |  | 0.37992 | 0.37588 | 0.37259 | 0.36991 | 0.36773 | 0.36598 | 0.36456 | 0.36342 | 0.3625 | 0.36176 | 0.36117 | 0.36069
No | SCE | Res | HVAC | 2025 T-24: Single Family HVAC - Supplemental Heating Combined (New Construction + Additions) | On-the-books | Electric Energy (GWh/year) |  | 0.31755 | 0.62978 | 0.62963 | 0.62948 | 0.62933 | 0.62918 | 0.62903 | 0.62888 | 0.62873 | 0.62858 | 0.62843 | 0.62828
No | SDG&E | Res | HVAC | 2005 T-24: Duct improvement | On-the-books | Electric Energy (GWh/year) | 0 | 0 | 0 | 0 | 0 | 0 | 0 | 0 | 0 | 0 | 0 | 0 | 0
No | SDG&E | Res | HVAC | Fed Appliance: Residential Central AC, Heat Pumps and Furnaces | On-the-books | Electric Energy (GWh/year) | 0.27764 | 0.27212 | 0.26757 | 0.26384 | 0.26081 | 0.25836 | 0.25552 | 0.25294 | 0.038164 | 0.037761 | 0.037347 | 0.036941 | 0.03653
No | SDG&E | Res | HVAC | Fed Appliance: Residential Room AC | On-the-books | Electric Energy (GWh/year) | 0.085687 | 0.017623 | 0.017315 | 0.017062 | 0.016857 | 0.016691 | 0.016499 | 0.016325 | 0.016138 | 0.01596 | 0.015776 | 0.015596 | 0.015414
No | SDG&E | Res | HVAC | 2016 T-20: Air Filter Labeling | On-the-books | Electric Energy (GWh/year) | 0.0011516 | 0.0011476 | 0.0011443 | 0.0011417 | 0.0011396 | 0.001138 | 0.0011367 | 0.0011356 | 0.0011348 | 0.0011342 | 0.0011336 | 0.0011332 | 0.0011329
No | SDG&E | Res | HVAC | 2024 T-20: Air Filter Labeling | On-the-books | Electric Energy (GWh/year) | 0.003848 | 0.0038715 | 0.003895 | 0.0039185 | 0.003942 | 0.0039655 | 0.0039655 | 0.0039655 | 0.0039655 | 0.0039655 | 0.0039655 | 0.0039655 | 0.0039655
No | SDG&E | Res | HVAC | 2019-21 Fed App: Ceiling Fans | On-the-books | Electric Energy (GWh/year) | 7.9151e-05 | 7.7613e-05 | 7.6173e-05 | 7.48e-05 | 7.3984e-05 | 7.3483e-05 | 7.2418e-05 | 7.1508e-05 | 6.1709e-05 | 8.4983e-06 | 8.4312e-06 | 8.3747e-06 | 8.3272e-06
No | SDG&E | Res | HVAC | 2019-21 Fed App: Dehumidifiers | On-the-books | Electric Energy (GWh/year) |  | 0.10944 | 0.10624 | 0.10294 | 0.099419 | 0.057257 | 0.013736 | 0.013116 | 0.012555 | 0.012047 | 0.011588 | 0.011173 | 0.010796
No | SDG&E | Res | HVAC | 2022 T-24: MFA - Restructuring - Airflow and Fan Watt Draw | On-the-books | Electric Energy (GWh/year) | 0.097845 | 0.097506 | 0.097237 | 0.097025 | 0.096858 | 0.096727 | 0.096625 | 0.096545 | 0.096483 | 0.096434 | 0.096396 | 0.096367 | 0.096344
No | SDG&E | Res | HVAC | 2022 T-24: MFA - Restructuring - Duct Sealing and Testing | On-the-books | Electric Energy (GWh/year) | 0.014904 | 0.014851 | 0.014802 | 0.014757 | 0.014715 | 0.014676 | 0.014641 | 0.014608 | 0.014577 | 0.01455 | 0.014524 | 0.0145 | 0.014479
No | SDG&E | Res | HVAC | 2022 T-24: MFA - Restructuring - Refrigerant Charge Verification | On-the-books | Electric Energy (GWh/year) | 0.079922 | 0.078423 | 0.076961 | 0.075542 | 0.074172 | 0.072855 | 0.071595 | 0.070396 | 0.069259 | 0.068186 | 0.067176 | 0.06623 | 0.065346
No | SDG&E | Res | HVAC | 2022 T-24: MFNC - All Electric Package - Single Zone Heat Pump Electric Space Heating for Mid-rise and High-rise MF | On-the-books | Electric Energy (GWh/year) | -0.17223 | -0.16736 | -0.16236 | -0.1573 | -0.15223 | -0.1472 | -0.14227 | -0.1375 | -0.13293 | -0.12859 | -0.12451 | -0.12071 | -0.11721
No | SDG&E | Res | HVAC | 2022 T-24: MFNC - Indoor Air Quality - Central Ventilation Duct Sealing | On-the-books | Electric Energy (GWh/year) | 0.007203 | 0.0071186 | 0.0070358 | 0.006955 | 0.0068766 | 0.0068009 | 0.0067281 | 0.0066585 | 0.0065922 | 0.0065293 | 0.0064699 | 0.0064141 | 0.0063617
No | SDG&E | Res | HVAC | 2022 T-24: MFNC - Indoor Air Quality - Heat or Energy Recovery Ventilator | On-the-books | Electric Energy (GWh/year) | 0.0010396 | 0.0010274 | 0.0010154 | 0.0010038 | 0.00099246 | 0.00098153 | 0.00097103 | 0.00096098 | 0.00095141 | 0.00094234 | 0.00093377 | 0.00092571 | 0.00091815
No | SDG&E | Res | HVAC | 2022 T-24: MFNC - Restructuring - Airflow and Fan Watt Draw | On-the-books | Electric Energy (GWh/year) | 0.042623 | 0.042475 | 0.042358 | 0.042266 | 0.042193 | 0.042136 | 0.042091 | 0.042057 | 0.042029 | 0.042008 | 0.041992 | 0.041979 | 0.041969
No | SDG&E | Res | HVAC | 2022 T-24: MFNC - Restructuring - Refrigerant Charge Verification | On-the-books | Electric Energy (GWh/year) | 0.024203 | 0.02375 | 0.023307 | 0.022877 | 0.022462 | 0.022063 | 0.021682 | 0.021319 | 0.020974 | 0.020649 | 0.020344 | 0.020057 | 0.019789
No | SDG&E | Res | HVAC | 2025 T-24: Multifamily IAQ - Compartmentalization and Balanced or supply-only ventilation (New Construction + Additions) | On-the-books | Electric Energy (GWh/year) | 0 | 0.0083435 | 0.033026 | 0.032947 | 0.032863 | 0.032775 | 0.032683 | 0.032586 | 0.032485 | 0.03238 | 0.032271 | 0.032157 | 0.03204
No | SDG&E | Res | HVAC | 2025 T-24: Multifamily Restructuring - Central Ventilation Shaft Sealing (New Construction + Additions) | On-the-books | Electric Energy (GWh/year) | 0 | 0.00017875 | 0.000689 | 0.00066879 | 0.00064858 | 0.00062841 | 0.0006083 | 0.00058831 | 0.00056847 | 0.0005488 | 0.00052934 | 0.00051013 | 0.0004912
No | SDG&E | Res | HVAC | 2019 T-24: RA(MF)-MECH-Quality HVAC | On-the-books | Electric Energy (GWh/year) |  | 0.00068672 | 0.00063344 | 0.00057337 | 0.00050829 | 0.00044075 | 0.0003737 | 0.00031001 | 0.00025202 | 0.0002012 | 0.00015815 | 0.00012269 | 9.4184e-05
No | SDG&E | Res | HVAC | 2019 T-24: RA(SF)-MECH-Quality HVAC | On-the-books | Electric Energy (GWh/year) |  | 0.001672 | 0.0015423 | 0.0013961 | 0.0012376 | 0.0010731 | 0.00090987 | 0.00075482 | 0.00061363 | 0.00048989 | 0.00038505 | 0.00029873 | 0.00022932
No | SDG&E | Res | HVAC | 2019-21 Fed App: Residential boilers - gas-fired hot water and electric hot water | On-the-books | Electric Energy (GWh/year) |  | 0.00093801 | 0.00093295 | 0.00093009 | 0.0009303 | 0.00092998 | 0.00092737 | 0.0009251 | 0.00092315 | 0.00092147 | 0.00092003 | 0.00091881 | 0.00091778
No | SDG&E | Res | HVAC | 2019-21 Fed App: Residential boilers - gas-fired steam and electric steam | On-the-books | Electric Energy (GWh/year) |  | 5.7122e-05 | 5.3594e-05 | 5.0414e-05 | 4.7905e-05 | 4.537e-05 | 4.3442e-05 | 4.1767e-05 | 4.032e-05 | 3.9079e-05 | 3.8019e-05 | 3.7118e-05 | 3.6355e-05
No | SDG&E | Res | HVAC | 2022-24 Fed App: Residential central AC & HP | On-the-books | Electric Energy (GWh/year) |  | 1.8484 | 1.8144 | 1.7799 | 1.7587 | 1.7445 | 1.7074 | 1.6751 | 1.6473 | 1.6234 | 1.603 | 1.5857 | 1.571
No | SDG&E | Res | HVAC | 2019-21 Fed App: Residential furnace fans | On-the-books | Electric Energy (GWh/year) |  | 1.1298 | 1.1346 | 1.1392 | 1.1459 | 1.1541 | 1.154 | 1.154 | 1.154 | 1.154 | 1.154 | 1.154 | 1.154
No | SDG&E | Res | HVAC | 2025 T-24: Residential HVAC Performance - Multifamily Design (Alterations) | On-the-books | Electric Energy (GWh/year) |  | 0.1274 | 0.13919 | 0.13916 | 0.13912 | 0.13909 | 0.13906 | 0.13902 | 0.13899 | 0.13896 | 0.13892 | 0.13889 | 0.13886
No | SDG&E | Res | HVAC | 2025 T-24: Residential HVAC Performance - Refrigerant Charge Verification (Alterations) | On-the-books | Electric Energy (GWh/year) |  | 0.057745 | 0.063076 | 0.063046 | 0.063017 | 0.062988 | 0.062958 | 0.062929 | 0.062899 | 0.062869 | 0.062839 | 0.062809 | 0.062779
No | SDG&E | Res | HVAC | 2025 T-24: Residential HVAC Performance - Refrigerant Charge Verification (New Construction + Additions) | On-the-books | Electric Energy (GWh/year) |  | 0.006896 | 0.013673 | 0.013667 | 0.01366 | 0.013654 | 0.013648 | 0.013641 | 0.013635 | 0.013628 | 0.013622 | 0.013615 | 0.013609
No | SDG&E | Res | HVAC | 2025 T-24: Residential HVAC Performance - Single Family Defrost (Alterations) | On-the-books | Electric Energy (GWh/year) |  | 0.1192 | 0.13021 | 0.13015 | 0.1301 | 0.13004 | 0.12998 | 0.12993 | 0.12987 | 0.12981 | 0.12976 | 0.1297 | 0.12964
No | SDG&E | Res | HVAC | 2025 T-24: Residential HVAC Performance - Single Family Defrost (New Construction + Additions) | On-the-books | Electric Energy (GWh/year) |  | 0.031433 | 0.062327 | 0.0623 | 0.062273 | 0.062246 | 0.062219 | 0.062192 | 0.062165 | 0.062138 | 0.062111 | 0.062083 | 0.062056
No | SDG&E | Res | HVAC | 2025 T-24: Residential HVAC Performance - Single Family Design (Alterations) | On-the-books | Electric Energy (GWh/year) |  | 0.92956 | 1.0156 | 1.0154 | 1.0151 | 1.0149 | 1.0146 | 1.0144 | 1.0142 | 1.0139 | 1.0137 | 1.0134 | 1.0132
No | SDG&E | Res | HVAC | 2025 T-24: Residential HVAC Performance - Single Family Design (New Construction + Additions) | On-the-books | Electric Energy (GWh/year) |  | 0.00021222 | 0.00042088 | 0.00042078 | 0.00042068 | 0.00042058 | 0.00042048 | 0.00042038 | 0.00042028 | 0.00042018 | 0.00042008 | 0.00041998 | 0.00041988
No | SDG&E | Res | HVAC | 2019 T-24: RNC(MF)-MECH-Quality HVAC | On-the-books | Electric Energy (GWh/year) |  | 0.027351 | 0.025229 | 0.022836 | 0.020245 | 0.017554 | 0.014884 | 0.012347 | 0.010038 | 0.0080136 | 0.0062987 | 0.0048866 | 0.0037512
No | SDG&E | Res | HVAC | 2019 T-24: RNC(SF)-MECH-Quality HVAC | On-the-books | Electric Energy (GWh/year) |  | 0.098528 | 0.090884 | 0.082266 | 0.072929 | 0.063238 | 0.053617 | 0.04448 | 0.03616 | 0.028868 | 0.02269 | 0.017604 | 0.013513
No | SDG&E | Res | HVAC | 2022 T-24: SFA - Electric resistance space heating | On-the-books | Electric Energy (GWh/year) |  | 0.31179 | 0.30437 | 0.29619 | 0.28727 | 0.27765 | 0.2674 | 0.25661 | 0.24541 | 0.23394 | 0.22238 | 0.21087 | 0.19958
No | SDG&E | Res | HVAC | 2022 T-24: SFA - Prescriptive duct insulation | On-the-books | Electric Energy (GWh/year) |  | 0.0062162 | 0.0061641 | 0.0061152 | 0.0060698 | 0.0060278 | 0.0059892 | 0.0059539 | 0.0059218 | 0.0058927 | 0.0058665 | 0.0058429 | 0.0058218
No | SDG&E | Res | HVAC | 2022 T-24: SFA - Prescriptive duct sealing | On-the-books | Electric Energy (GWh/year) |  | 0.077806 | 0.07698 | 0.076305 | 0.075756 | 0.075311 | 0.074951 | 0.07466 | 0.074426 | 0.074238 | 0.074087 | 0.073966 | 0.073868
No | SDG&E | Res | HVAC | 2025 T-24: Single Family HVAC - Supplemental Heating Combined (New Construction + Additions) | On-the-books | Electric Energy (GWh/year) |  | 0.065034 | 0.12898 | 0.12895 | 0.12892 | 0.12889 | 0.12885 | 0.12882 | 0.12879 | 0.12876 | 0.12873 | 0.1287 | 0.12867
No | PG&E | Com | WaterHeat | 2013 T-24: NRNC-DHW-Solar Water Heating | On-the-books | Electric Energy (GWh/year) | 0.30366 | 0.30324 | 0.30291 | 0.30265 | 0.30244 | 0.30229 | 0.3021 | 0.30193 | 0.30175 | 0.30158 | 0.3014 | 0.30123 | 0.30105
No | PG&E | Com | WaterHeat | T-20: Public Lavatory Faucets | On-the-books | Electric Energy (GWh/year) | 0 | 0 | 0 | 0 | 0 | 0 | 0 | 0 | 0 | 0 | 0 | 0 | 0
No | PG&E | Com | WaterHeat | T-20: Showerheads - w/ Electric Water Heaters - Tier 1 | On-the-books | Electric Energy (GWh/year) | 0.59404 | 0 | 0 | 0 | 0 | 0 | 0 | 0 | 0 | 0 | 0 | 0 | 0
No | PG&E | Com | WaterHeat | 2019-21 Fed App: Pre-rinse spray valves | On-the-books | Electric Energy (GWh/year) |  | 0.17482 | 0.17655 | 0.17831 | 0.18008 | 0.18188 | 0.18187 | 0.18186 | 0.18186 | 0.18186 | 0.18185 | 0.18185 | 0.18185
No | SCE | Com | WaterHeat | 2013 T-24: NRNC-DHW-Solar Water Heating | On-the-books | Electric Energy (GWh/year) | 0.30366 | 0.30324 | 0.30291 | 0.30265 | 0.30244 | 0.30229 | 0.3021 | 0.30193 | 0.30175 | 0.30158 | 0.3014 | 0.30123 | 0.30105
No | SCE | Com | WaterHeat | T-20: Public Lavatory Faucets | On-the-books | Electric Energy (GWh/year) | 0 | 0 | 0 | 0 | 0 | 0 | 0 | 0 | 0 | 0 | 0 | 0 | 0
No | SCE | Com | WaterHeat | T-20: Showerheads - w/ Electric Water Heaters - Tier 1 | On-the-books | Electric Energy (GWh/year) | 0.59404 | 0 | 0 | 0 | 0 | 0 | 0 | 0 | 0 | 0 | 0 | 0 | 0
No | SCE | Com | WaterHeat | 2019-21 Fed App: Pre-rinse spray valves | On-the-books | Electric Energy (GWh/year) |  | 0.17482 | 0.17655 | 0.17831 | 0.18008 | 0.18188 | 0.18187 | 0.18186 | 0.18186 | 0.18186 | 0.18185 | 0.18185 | 0.18185
No | SDG&E | Com | WaterHeat | 2013 T-24: NRNC-DHW-Solar Water Heating | On-the-books | Electric Energy (GWh/year) | 0.06219 | 0.062103 | 0.062035 | 0.061981 | 0.061939 | 0.061907 | 0.061869 | 0.061834 | 0.061797 | 0.061762 | 0.061726 | 0.06169 | 0.061654
No | SDG&E | Com | WaterHeat | T-20: Public Lavatory Faucets | On-the-books | Electric Energy (GWh/year) | 0 | 0 | 0 | 0 | 0 | 0 | 0 | 0 | 0 | 0 | 0 | 0 | 0
No | SDG&E | Com | WaterHeat | T-20: Showerheads - w/ Electric Water Heaters - Tier 1 | On-the-books | Electric Energy (GWh/year) | 0.12166 | 0 | 0 | 0 | 0 | 0 | 0 | 0 | 0 | 0 | 0 | 0 | 0
No | SDG&E | Com | WaterHeat | 2019-21 Fed App: Pre-rinse spray valves | On-the-books | Electric Energy (GWh/year) |  | 0.035802 | 0.036158 | 0.036517 | 0.03688 | 0.037248 | 0.037246 | 0.037245 | 0.037244 | 0.037244 | 0.037243 | 0.037242 | 0.037242
No | PG&E | Res | WaterHeat | T-20: Residential Faucets & Aerators - Kitchen w/ Electric Water Heating | On-the-books | Electric Energy (GWh/year) | 3.6653 | 0 | 0 | 0 | 0 | 0 | 0 | 0 | 0 | 0 | 0 | 0 | 0
No | PG&E | Res | WaterHeat | T-20: Residential Faucets & Aerators - Lavatory w/ Electric Water Heating - Tier 1 | On-the-books | Electric Energy (GWh/year) | 0 | 0 | 0 | 0 | 0 | 0 | 0 | 0 | 0 | 0 | 0 | 0 | 0
No | PG&E | Res | WaterHeat | T-20: Residential Faucets & Aerators - Lavatory w/ Electric Water Heating - Tier 2 | On-the-books | Electric Energy (GWh/year) | 1.4192 | 0 | 0 | 0 | 0 | 0 | 0 | 0 | 0 | 0 | 0 | 0 | 0
No | PG&E | Res | WaterHeat | Fed Appliance: Residential Electric storage water heater | On-the-books | Electric Energy (GWh/year) | 0.93738 | 0.93729 | 0.93723 | 0.34802 | 0.10781 | 0.10781 | 0.10781 | 0.10781 | 0.1078 | 0.1078 | 0.1078 | 0.10779 | 0.10779
No | PG&E | Res | WaterHeat | Fed Appliance: Residential Gas-fired instantaneous water heater | On-the-books | Electric Energy (GWh/year) | -0.018 | -0.018 | -0.018 | -0.018 | -0.018 | -0.018 | -0.018 | -0.018 | -0.018 | -0.018 | -0.0073151 | -0.003 | -0.003
No | PG&E | Res | WaterHeat | 2013 T-24: RNC-DHW - MF DHW Control and Solar | On-the-books | Electric Energy (GWh/year) | -0.1009 | -0.10076 | -0.10065 | -0.10056 | -0.10049 | -0.10044 | -0.10038 | -0.10032 | -0.10026 | -0.10021 | -0.10015 | -0.10009 | -0.10003
No | PG&E | Res | WaterHeat | 2013 T-24: RNC-DHW - Solar for Electrically Heated Homes | On-the-books | Electric Energy (GWh/year) | 0.018899 | 0.018873 | 0.018852 | 0.018835 | 0.018823 | 0.018813 | 0.018801 | 0.018791 | 0.01878 | 0.018769 | 0.018758 | 0.018747 | 0.018736
No | PG&E | Res | WaterHeat | T-20: Showerheads - w/ Electric Water Heaters - Tier 1 | On-the-books | Electric Energy (GWh/year) | 5.3464 | 0 | 0 | 0 | 0 | 0 | 0 | 0 | 0 | 0 | 0 | 0 | 0
No | PG&E | Res | WaterHeat | 2022 T-24: MFNC - All Electric Package - Prescriptive Alternative for Central HPWH | On-the-books | Electric Energy (GWh/year) | -1.1205 | -1.1114 | -1.1011 | -1.0897 | -1.0774 | -1.0644 | -1.051 | -1.0376 | -1.0246 | -1.0121 | -1.0006 | -0.99013 | -0.98082
No | PG&E | Res | WaterHeat | 2025 T-24: Multifamily Domestic Hot Water - CPC Appendix M Pipe Sizing-HPWH (New Construction + Additions) | On-the-books | Electric Energy (GWh/year) | 0 | 0.016455 | 0.065181 | 0.065079 | 0.064975 | 0.06487 | 0.064764 | 0.064657 | 0.064548 | 0.064437 | 0.064326 | 0.049539 | 0.0058271
No | PG&E | Res | WaterHeat | 2025 T-24: Multifamily Domestic Hot Water - DHW Balancing Valves-HPWH (Alterations) | On-the-books | Electric Energy (GWh/year) | 0 | 0.004126 | 0.0043365 | 0.004159 | 0.0039775 | 0.0037928 | 0.0036061 | 0.0034186 | 0.0032312 | 0.0030453 | 0.0028618 | 0.00045031 | 0.00022786
No | PG&E | Res | WaterHeat | 2025 T-24: Multifamily Domestic Hot Water - DHW Balancing Valves-HPWH (New Construction + Additions) | On-the-books | Electric Energy (GWh/year) | 0 | 0.00013286 | 0.00050695 | 0.0004862 | 0.00046498 | 0.00044339 | 0.00042157 | 0.00039964 | 0.00037774 | 0.000356 | 0.00033456 | 0.00024188 | 2.6637e-05
No | PG&E | Res | WaterHeat | 2025 T-24: Multifamily Domestic Hot Water - DHW Master Mixing Valves-HPWH (New Construction + Additions) | On-the-books | Electric Energy (GWh/year) | 0 | 0.014357 | 0.056579 | 0.05619 | 0.055791 | 0.055383 | 0.054965 | 0.054539 | 0.054103 | 0.053658 | 0.053204 | 0.040688 | 0.0047516
No | PG&E | Res | WaterHeat | 2025 T-24: Multifamily Domestic Hot Water - DHW Pipe Insulation Enhancement-HPWH (New Construction + Additions) | On-the-books | Electric Energy (GWh/year) | 0 | 0.025644 | 0.10173 | 0.10172 | 0.1017 | 0.10169 | 0.10168 | 0.10167 | 0.10166 | 0.10165 | 0.10164 | 0.078402 | 0.0092375
No | PG&E | Res | WaterHeat | 2025 T-24: Multifamily Domestic Hot Water - Individual HPWH Ventilation - Exterior (Alterations) | On-the-books | Electric Energy (GWh/year) | 0 | 0.018529 | 0.019213 | 0.018168 | 0.017119 | 0.016075 | 0.015042 | 0.014028 | 0.013038 | 0.012079 | 0.011155 | 0.0017245 | 0.00085722
No | PG&E | Res | WaterHeat | 2025 T-24: Multifamily Domestic Hot Water - Individual HPWH Ventilation - Exterior (New Construction + Additions) | On-the-books | Electric Energy (GWh/year) | 0 | 0.024849 | 0.093545 | 0.088454 | 0.083349 | 0.078265 | 0.073236 | 0.068297 | 0.063478 | 0.058808 | 0.05431 | 0.038578 | 0.0041736
No | PG&E | Res | WaterHeat | 2025 T-24: Multifamily Domestic Hot Water - Individual HPWH Ventilation - Interior (Alterations) | On-the-books | Electric Energy (GWh/year) | 0 | 0.03036 | 0.031482 | 0.029769 | 0.028051 | 0.02634 | 0.024647 | 0.022985 | 0.021363 | 0.019791 | 0.018278 | 0.0028257 | 0.0014046
No | PG&E | Res | WaterHeat | 2025 T-24: Multifamily Domestic Hot Water - Individual HPWH Ventilation - Interior (New Construction + Additions) | On-the-books | Electric Energy (GWh/year) | 0 | 0.038242 | 0.14396 | 0.13613 | 0.12827 | 0.12045 | 0.11271 | 0.10511 | 0.097693 | 0.090505 | 0.083583 | 0.059372 | 0.0064231
No | SCE | Res | WaterHeat | T-20: Residential Faucets & Aerators - Kitchen w/ Electric Water Heating | On-the-books | Electric Energy (GWh/year) | 3.6653 | 0 | 0 | 0 | 0 | 0 | 0 | 0 | 0 | 0 | 0 | 0 | 0
No | SCE | Res | WaterHeat | T-20: Residential Faucets & Aerators - Lavatory w/ Electric Water Heating - Tier 1 | On-the-books | Electric Energy (GWh/year) | 0 | 0 | 0 | 0 | 0 | 0 | 0 | 0 | 0 | 0 | 0 | 0 | 0
No | SCE | Res | WaterHeat | T-20: Residential Faucets & Aerators - Lavatory w/ Electric Water Heating - Tier 2 | On-the-books | Electric Energy (GWh/year) | 1.4192 | 0 | 0 | 0 | 0 | 0 | 0 | 0 | 0 | 0 | 0 | 0 | 0
No | SCE | Res | WaterHeat | Fed Appliance: Residential Electric storage water heater | On-the-books | Electric Energy (GWh/year) | 0.93738 | 0.93729 | 0.93723 | 0.34802 | 0.10781 | 0.10781 | 0.10781 | 0.10781 | 0.1078 | 0.1078 | 0.1078 | 0.10779 | 0.10779
No | SCE | Res | WaterHeat | Fed Appliance: Residential Gas-fired instantaneous water heater | On-the-books | Electric Energy (GWh/year) | -0.018 | -0.018 | -0.018 | -0.018 | -0.018 | -0.018 | -0.018 | -0.018 | -0.018 | -0.018 | -0.0073151 | -0.003 | -0.003
No | SCE | Res | WaterHeat | 2013 T-24: RNC-DHW - MF DHW Control and Solar | On-the-books | Electric Energy (GWh/year) | -0.1009 | -0.10076 | -0.10065 | -0.10056 | -0.10049 | -0.10044 | -0.10038 | -0.10032 | -0.10026 | -0.10021 | -0.10015 | -0.10009 | -0.10003
No | SCE | Res | WaterHeat | 2013 T-24: RNC-DHW - Solar for Electrically Heated Homes | On-the-books | Electric Energy (GWh/year) | 0.018899 | 0.018873 | 0.018852 | 0.018835 | 0.018823 | 0.018813 | 0.018801 | 0.018791 | 0.01878 | 0.018769 | 0.018758 | 0.018747 | 0.018736
No | SCE | Res | WaterHeat | T-20: Showerheads - w/ Electric Water Heaters - Tier 1 | On-the-books | Electric Energy (GWh/year) | 5.3464 | 0 | 0 | 0 | 0 | 0 | 0 | 0 | 0 | 0 | 0 | 0 | 0
No | SCE | Res | WaterHeat | 2022 T-24: MFNC - All Electric Package - Prescriptive Alternative for Central HPWH | On-the-books | Electric Energy (GWh/year) | -1.1205 | -1.1114 | -1.1011 | -1.0897 | -1.0774 | -1.0644 | -1.051 | -1.0376 | -1.0246 | -1.0121 | -1.0006 | -0.99013 | -0.98082
No | SCE | Res | WaterHeat | 2025 T-24: Multifamily Domestic Hot Water - CPC Appendix M Pipe Sizing-HPWH (New Construction + Additions) | On-the-books | Electric Energy (GWh/year) | 0 | 0.016455 | 0.065181 | 0.065079 | 0.064975 | 0.06487 | 0.064764 | 0.064657 | 0.064548 | 0.064437 | 0.064326 | 0.049539 | 0.0058271
No | SCE | Res | WaterHeat | 2025 T-24: Multifamily Domestic Hot Water - DHW Balancing Valves-HPWH (Alterations) | On-the-books | Electric Energy (GWh/year) | 0 | 0.004126 | 0.0043365 | 0.004159 | 0.0039775 | 0.0037928 | 0.0036061 | 0.0034186 | 0.0032312 | 0.0030453 | 0.0028618 | 0.00045031 | 0.00022786
No | SCE | Res | WaterHeat | 2025 T-24: Multifamily Domestic Hot Water - DHW Balancing Valves-HPWH (New Construction + Additions) | On-the-books | Electric Energy (GWh/year) | 0 | 0.00013286 | 0.00050695 | 0.0004862 | 0.00046498 | 0.00044339 | 0.00042157 | 0.00039964 | 0.00037774 | 0.000356 | 0.00033456 | 0.00024188 | 2.6637e-05
No | SCE | Res | WaterHeat | 2025 T-24: Multifamily Domestic Hot Water - DHW Master Mixing Valves-HPWH (New Construction + Additions) | On-the-books | Electric Energy (GWh/year) | 0 | 0.014357 | 0.056579 | 0.05619 | 0.055791 | 0.055383 | 0.054965 | 0.054539 | 0.054103 | 0.053658 | 0.053204 | 0.040688 | 0.0047516
No | SCE | Res | WaterHeat | 2025 T-24: Multifamily Domestic Hot Water - DHW Pipe Insulation Enhancement-HPWH (New Construction + Additions) | On-the-books | Electric Energy (GWh/year) | 0 | 0.025644 | 0.10173 | 0.10172 | 0.1017 | 0.10169 | 0.10168 | 0.10167 | 0.10166 | 0.10165 | 0.10164 | 0.078402 | 0.0092375
No | SCE | Res | WaterHeat | 2025 T-24: Multifamily Domestic Hot Water - Individual HPWH Ventilation - Exterior (Alterations) | On-the-books | Electric Energy (GWh/year) | 0 | 0.018529 | 0.019213 | 0.018168 | 0.017119 | 0.016075 | 0.015042 | 0.014028 | 0.013038 | 0.012079 | 0.011155 | 0.0017245 | 0.00085722
No | SCE | Res | WaterHeat | 2025 T-24: Multifamily Domestic Hot Water - Individual HPWH Ventilation - Exterior (New Construction + Additions) | On-the-books | Electric Energy (GWh/year) | 0 | 0.024849 | 0.093545 | 0.088454 | 0.083349 | 0.078265 | 0.073236 | 0.068297 | 0.063478 | 0.058808 | 0.05431 | 0.038578 | 0.0041736
No | SCE | Res | WaterHeat | 2025 T-24: Multifamily Domestic Hot Water - Individual HPWH Ventilation - Interior (Alterations) | On-the-books | Electric Energy (GWh/year) | 0 | 0.03036 | 0.031482 | 0.029769 | 0.028051 | 0.02634 | 0.024647 | 0.022985 | 0.021363 | 0.019791 | 0.018278 | 0.0028257 | 0.0014046
No | SCE | Res | WaterHeat | 2025 T-24: Multifamily Domestic Hot Water - Individual HPWH Ventilation - Interior (New Construction + Additions) | On-the-books | Electric Energy (GWh/year) | 0 | 0.038242 | 0.14396 | 0.13613 | 0.12827 | 0.12045 | 0.11271 | 0.10511 | 0.097693 | 0.090505 | 0.083583 | 0.059372 | 0.0064231
No | SDG&E | Res | WaterHeat | T-20: Residential Faucets & Aerators - Kitchen w/ Electric Water Heating | On-the-books | Electric Energy (GWh/year) | 0.75064 | 0 | 0 | 0 | 0 | 0 | 0 | 0 | 0 | 0 | 0 | 0 | 0
No | SDG&E | Res | WaterHeat | T-20: Residential Faucets & Aerators - Lavatory w/ Electric Water Heating - Tier 1 | On-the-books | Electric Energy (GWh/year) | 0 | 0 | 0 | 0 | 0 | 0 | 0 | 0 | 0 | 0 | 0 | 0 | 0
No | SDG&E | Res | WaterHeat | T-20: Residential Faucets & Aerators - Lavatory w/ Electric Water Heating - Tier 2 | On-the-books | Electric Energy (GWh/year) | 0.29065 | 0 | 0 | 0 | 0 | 0 | 0 | 0 | 0 | 0 | 0 | 0 | 0
No | SDG&E | Res | WaterHeat | Fed Appliance: Residential Electric storage water heater | On-the-books | Electric Energy (GWh/year) | 0.19197 | 0.19195 | 0.19194 | 0.071273 | 0.02208 | 0.02208 | 0.022079 | 0.022078 | 0.022078 | 0.022077 | 0.022076 | 0.022076 | 0.022075
No | SDG&E | Res | WaterHeat | Fed Appliance: Residential Gas-fired instantaneous water heater | On-the-books | Electric Energy (GWh/year) | -0.0036863 | -0.0036863 | -0.0036863 | -0.0036863 | -0.0036863 | -0.0036863 | -0.0036863 | -0.0036863 | -0.0036863 | -0.0036863 | -0.0014981 | -0.00061439 | -0.00061439
No | SDG&E | Res | WaterHeat | 2013 T-24: RNC-DHW - MF DHW Control and Solar | On-the-books | Electric Energy (GWh/year) | -0.020664 | -0.020635 | -0.020613 | -0.020595 | -0.020581 | -0.02057 | -0.020558 | -0.020546 | -0.020534 | -0.020522 | -0.02051 | -0.020498 | -0.020486
No | SDG&E | Res | WaterHeat | 2013 T-24: RNC-DHW - Solar for Electrically Heated Homes | On-the-books | Electric Energy (GWh/year) | 0.0038704 | 0.003865 | 0.0038608 | 0.0038574 | 0.0038549 | 0.0038529 | 0.0038505 | 0.0038483 | 0.003846 | 0.0038438 | 0.0038416 | 0.0038393 | 0.0038371
No | SDG&E | Res | WaterHeat | T-20: Showerheads - w/ Electric Water Heaters - Tier 1 | On-the-books | Electric Energy (GWh/year) | 1.0949 | 0 | 0 | 0 | 0 | 0 | 0 | 0 | 0 | 0 | 0 | 0 | 0
No | SDG&E | Res | WaterHeat | 2022 T-24: MFNC - All Electric Package - Prescriptive Alternative for Central HPWH | On-the-books | Electric Energy (GWh/year) | -0.22948 | -0.22761 | -0.2255 | -0.22317 | -0.22065 | -0.21799 | -0.21525 | -0.21251 | -0.20983 | -0.20728 | -0.20492 | -0.20278 | -0.20087
No | SDG&E | Res | WaterHeat | 2025 T-24: Multifamily Domestic Hot Water - CPC Appendix M Pipe Sizing-HPWH (New Construction + Additions) | On-the-books | Electric Energy (GWh/year) | 0 | 0.0033698 | 0.013349 | 0.013328 | 0.013307 | 0.013285 | 0.013264 | 0.013241 | 0.013219 | 0.013197 | 0.013174 | 0.010145 | 0.0011934
No | SDG&E | Res | WaterHeat | 2025 T-24: Multifamily Domestic Hot Water - DHW Balancing Valves-HPWH (Alterations) | On-the-books | Electric Energy (GWh/year) | 0 | 0.000845 | 0.0008881 | 0.00085175 | 0.00081457 | 0.00077676 | 0.00073853 | 0.00070011 | 0.00066175 | 0.00062367 | 0.0005861 | 9.2223e-05 | 4.6665e-05
No | SDG&E | Res | WaterHeat | 2025 T-24: Multifamily Domestic Hot Water - DHW Balancing Valves-HPWH (New Construction + Additions) | On-the-books | Electric Energy (GWh/year) | 0 | 2.721e-05 | 0.00010382 | 9.9573e-05 | 9.5226e-05 | 9.0805e-05 | 8.6336e-05 | 8.1845e-05 | 7.736e-05 | 7.2909e-05 | 6.8516e-05 | 4.9536e-05 | 5.4553e-06
No | SDG&E | Res | WaterHeat | 2025 T-24: Multifamily Domestic Hot Water - DHW Master Mixing Valves-HPWH (New Construction + Additions) | On-the-books | Electric Energy (GWh/year) | 0 | 0.0029403 | 0.011587 | 0.011507 | 0.011426 | 0.011342 | 0.011257 | 0.011169 | 0.01108 | 0.010989 | 0.010896 | 0.0083329 | 0.00097312
No | SDG&E | Res | WaterHeat | 2025 T-24: Multifamily Domestic Hot Water - DHW Pipe Insulation Enhancement-HPWH (New Construction + Additions) | On-the-books | Electric Energy (GWh/year) | 0 | 0.0052517 | 0.020833 | 0.020831 | 0.020829 | 0.020826 | 0.020824 | 0.020822 | 0.020819 | 0.020817 | 0.020815 | 0.016056 | 0.0018918
No | SDG&E | Res | WaterHeat | 2025 T-24: Multifamily Domestic Hot Water - Individual HPWH Ventilation - Exterior (Alterations) | On-the-books | Electric Energy (GWh/year) | 0 | 0.0037947 | 0.0039349 | 0.0037207 | 0.003506 | 0.0032921 | 0.0030806 | 0.0028728 | 0.0026701 | 0.0024737 | 0.0022845 | 0.00035318 | 0.00017556
No | SDG&E | Res | WaterHeat | 2025 T-24: Multifamily Domestic Hot Water - Individual HPWH Ventilation - Exterior (New Construction + Additions) | On-the-books | Electric Energy (GWh/year) | 0 | 0.005089 | 0.019158 | 0.018115 | 0.01707 | 0.016028 | 0.014999 | 0.013987 | 0.013 | 0.012044 | 0.011123 | 0.0079007 | 0.00085473
No | SDG&E | Res | WaterHeat | 2025 T-24: Multifamily Domestic Hot Water - Individual HPWH Ventilation - Interior (Alterations) | On-the-books | Electric Energy (GWh/year) | 0 | 0.0062177 | 0.0064474 | 0.0060965 | 0.0057447 | 0.0053943 | 0.0050477 | 0.0047072 | 0.0043751 | 0.0040532 | 0.0037432 | 0.0005787 | 0.00028766
No | SDG&E | Res | WaterHeat | 2025 T-24: Multifamily Domestic Hot Water - Individual HPWH Ventilation - Interior (New Construction + Additions) | On-the-books | Electric Energy (GWh/year) | 0 | 0.0078319 | 0.029484 | 0.027879 | 0.02627 | 0.024668 | 0.023083 | 0.021526 | 0.020007 | 0.018535 | 0.017118 | 0.012159 | 0.0013154
No | PG&E | Com | ComRefrig | Fed Appliance: Commercial Ice Makers | On-the-books | Electric Energy (GWh/year) | 1.2889 | 1.2889 | 1.2889 | 1.2889 | 1.2889 | 1.2889 | 1.2889 | 1.2889 | 1.2889 | 1.2889 | 1.2889 | 1.2889 | 1.2889
No | PG&E | Com | ComRefrig | Fed Appliance: Commercial Refrigeration | On-the-books | Electric Energy (GWh/year) | 0.30305 | 0.30299 | 0.30295 | 0.30293 | 0.30291 | 0.3029 | 0.30288 | 0.30287 | 0.30285 | 0.30284 | 0.30282 | 0.30281 | 0.30279
No | PG&E | Com | ComRefrig | Fed Appliance: Commercial Refrigeration Equipment | On-the-books | Electric Energy (GWh/year) | 11.5946 | 11.5519 | 4.2724 | 0 | 0 | 0 | 0 | 0 | 0 | 0 | 0 | 0 | 0
No | PG&E | Com | ComRefrig | 2013 T-24: NRNC-Refrigeration-Supermarket | On-the-books | Electric Energy (GWh/year) | 2.5981 | 2.5675 | 2.5302 | 2.486 | 2.4352 | 2.3789 | 2.3263 | 2.2712 | 2.2178 | 2.1632 | 2.1094 | 2.0551 | 2.0012
No | PG&E | Com | ComRefrig | 2013 T-24: NRNC-Refrigeration-Warehouse | On-the-books | Electric Energy (GWh/year) | 0.26315 | 0.26006 | 0.25628 | 0.2518 | 0.24665 | 0.24095 | 0.23562 | 0.23005 | 0.22463 | 0.21911 | 0.21366 | 0.20816 | 0.2027
No | PG&E | Com | ComRefrig | Fed Appliance: Refrigerated Beverage Vending Machines | On-the-books | Electric Energy (GWh/year) | 0.0064554 | 0.0064551 | 0.006455 | 0.0064549 | 0.0064548 | 0.0064548 | 0.0064548 | 0.0064547 | 0.0064547 | 0.0064547 | 0.0064546 | 0.0064546 | 0.0064546
No | PG&E | Com | ComRefrig | 2008 T-24: Refrigerated warehouses | On-the-books | Electric Energy (GWh/year) | 0.13699 | 0.13674 | 0.13656 | 0.13643 | 0.13632 | 0.13625 | 0.13616 | 0.13608 | 0.13599 | 0.1359 | 0.13582 | 0.13573 | 0.13564
No | PG&E | Com | ComRefrig | Fed Appliance: Walk-in coolers and freezers | On-the-books | Electric Energy (GWh/year) | 32.8878 | 32.5801 | 32.2724 | 17.1979 | 0 | 0 | 0 | 0 | 0 | 0 | 0 | 0 | 0
No | PG&E | Com | ComRefrig | 2005 T-20: Walk-In Refrigerators / Freezers | On-the-books | Electric Energy (GWh/year) | 0 | 0 | 0 | 0 | 0 | 0 | 0 | 0 | 0 | 0 | 0 | 0 | 0
No | PG&E | Com | ComRefrig | 2025 T-24: NR Refrigeration - Evaporator Specific Efficiency for Refrigerated Warehouses (Alterations) | On-the-books | Electric Energy (GWh/year) | 0 | 0.01042 | 0.010616 | 0.0099283 | 0.0093246 | 0.008801 | 0.0083517 | 0.0079697 | 0.0076476 | 0.0073777 | 0.0071528 | 0.0069663 | 0.0068123
No | PG&E | Com | ComRefrig | 2025 T-24: NR Refrigeration - Evaporator Specific Efficiency for Refrigerated Warehouses (New Construction + Additions) | On-the-books | Electric Energy (GWh/year) | 0 | 0.0014253 | 0.0079507 | 0.0074359 | 0.0069838 | 0.0065916 | 0.0062551 | 0.005969 | 0.0057277 | 0.0055256 | 0.0053572 | 0.0052175 | 0.0051022
No | PG&E | Com | ComRefrig | 2022 T-24: NRA - Refrigeration System - Automatic Door Closers​ for Refrigerated Spaces | On-the-books | Electric Energy (GWh/year) | 0.019351 | 0.018329 | 0.01742 | 0.016613 | 0.015898 | 0.015268 | 0.014712 | 0.014223 | 0.013793 | 0.0044934 | 0 | 0 | 0
No | PG&E | Com | ComRefrig | 2022 T-24: NRNC - Refrigeration System - Automatic Door Closers​ for Refrigerated Spaces | On-the-books | Electric Energy (GWh/year) |  | 0.0079388 | 0.0075448 | 0.0071953 | 0.0068859 | 0.0066128 | 0.006372 | 0.0061601 | 0.005974 | 0.0058107 | 0.0056676 | 0.0055423 | 0.0054327
No | PG&E | Com | ComRefrig | 2022 T-24: NRNC - Refrigeration System - Design and Control Requirements for Transcritical CO2 Systems - Adiabatic Condenser | On-the-books | Electric Energy (GWh/year) |  | 0.11013 | 0.10466 | 0.099812 | 0.095521 | 0.091731 | 0.088391 | 0.085452 | 0.08287 | 0.080605 | 0.07862 | 0.076882 | 0.075362
No | PG&E | Com | ComRefrig | 2019 T-24: NRNC-MECH-Adiabatic Condensers for Refrigeration | On-the-books | Electric Energy (GWh/year) |  | 0.088772 | 0.081885 | 0.07412 | 0.065708 | 0.056976 | 0.048308 | 0.040076 | 0.032579 | 0.02601 | 0.020444 | 0.015861 | 0.012175
No | PG&E | Com | ComRefrig | 2019-21 Fed App: Refrigerated beverage vending machines | On-the-books | Electric Energy (GWh/year) |  | 0.22041 | 0.22159 | 0.22332 | 0.22346 | 0.22411 | 0.21662 | 0.10928 | 0.035965 | 0.034985 | 0.034099 | 0.033297 | 0.032571
No | SCE | Com | ComRefrig | Fed Appliance: Commercial Ice Makers | On-the-books | Electric Energy (GWh/year) | 1.2889 | 1.2889 | 1.2889 | 1.2889 | 1.2889 | 1.2889 | 1.2889 | 1.2889 | 1.2889 | 1.2889 | 1.2889 | 1.2889 | 1.2889
No | SCE | Com | ComRefrig | Fed Appliance: Commercial Refrigeration | On-the-books | Electric Energy (GWh/year) | 0.30305 | 0.30299 | 0.30295 | 0.30293 | 0.30291 | 0.3029 | 0.30288 | 0.30287 | 0.30285 | 0.30284 | 0.30282 | 0.30281 | 0.30279
No | SCE | Com | ComRefrig | Fed Appliance: Commercial Refrigeration Equipment | On-the-books | Electric Energy (GWh/year) | 11.5946 | 11.5519 | 4.2724 | 0 | 0 | 0 | 0 | 0 | 0 | 0 | 0 | 0 | 0
No | SCE | Com | ComRefrig | 2013 T-24: NRNC-Refrigeration-Supermarket | On-the-books | Electric Energy (GWh/year) | 2.5981 | 2.5675 | 2.5302 | 2.486 | 2.4352 | 2.3789 | 2.3263 | 2.2712 | 2.2178 | 2.1632 | 2.1094 | 2.0551 | 2.0012
No | SCE | Com | ComRefrig | 2013 T-24: NRNC-Refrigeration-Warehouse | On-the-books | Electric Energy (GWh/year) | 0.26315 | 0.26006 | 0.25628 | 0.2518 | 0.24665 | 0.24095 | 0.23562 | 0.23005 | 0.22463 | 0.21911 | 0.21366 | 0.20816 | 0.2027
No | SCE | Com | ComRefrig | Fed Appliance: Refrigerated Beverage Vending Machines | On-the-books | Electric Energy (GWh/year) | 0.0064554 | 0.0064551 | 0.006455 | 0.0064549 | 0.0064548 | 0.0064548 | 0.0064548 | 0.0064547 | 0.0064547 | 0.0064547 | 0.0064546 | 0.0064546 | 0.0064546
No | SCE | Com | ComRefrig | 2008 T-24: Refrigerated warehouses | On-the-books | Electric Energy (GWh/year) | 0.13699 | 0.13674 | 0.13656 | 0.13643 | 0.13632 | 0.13625 | 0.13616 | 0.13608 | 0.13599 | 0.1359 | 0.13582 | 0.13573 | 0.13564
No | SCE | Com | ComRefrig | Fed Appliance: Walk-in coolers and freezers | On-the-books | Electric Energy (GWh/year) | 32.8878 | 32.5801 | 32.2724 | 17.1979 | 0 | 0 | 0 | 0 | 0 | 0 | 0 | 0 | 0
No | SCE | Com | ComRefrig | 2005 T-20: Walk-In Refrigerators / Freezers | On-the-books | Electric Energy (GWh/year) | 0 | 0 | 0 | 0 | 0 | 0 | 0 | 0 | 0 | 0 | 0 | 0 | 0
No | SCE | Com | ComRefrig | 2025 T-24: NR Refrigeration - Evaporator Specific Efficiency for Refrigerated Warehouses (Alterations) | On-the-books | Electric Energy (GWh/year) | 0 | 0.01042 | 0.010616 | 0.0099283 | 0.0093246 | 0.008801 | 0.0083517 | 0.0079697 | 0.0076476 | 0.0073777 | 0.0071528 | 0.0069663 | 0.0068123
No | SCE | Com | ComRefrig | 2025 T-24: NR Refrigeration - Evaporator Specific Efficiency for Refrigerated Warehouses (New Construction + Additions) | On-the-books | Electric Energy (GWh/year) | 0 | 0.0014253 | 0.0079507 | 0.0074359 | 0.0069838 | 0.0065916 | 0.0062551 | 0.005969 | 0.0057277 | 0.0055256 | 0.0053572 | 0.0052175 | 0.0051022
No | SCE | Com | ComRefrig | 2022 T-24: NRA - Refrigeration System - Automatic Door Closers​ for Refrigerated Spaces | On-the-books | Electric Energy (GWh/year) | 0.019351 | 0.018329 | 0.01742 | 0.016613 | 0.015898 | 0.015268 | 0.014712 | 0.014223 | 0.013793 | 0.0044934 | 0 | 0 | 0
No | SCE | Com | ComRefrig | 2022 T-24: NRNC - Refrigeration System - Automatic Door Closers​ for Refrigerated Spaces | On-the-books | Electric Energy (GWh/year) |  | 0.0079388 | 0.0075448 | 0.0071953 | 0.0068859 | 0.0066128 | 0.006372 | 0.0061601 | 0.005974 | 0.0058107 | 0.0056676 | 0.0055423 | 0.0054327
No | SCE | Com | ComRefrig | 2022 T-24: NRNC - Refrigeration System - Design and Control Requirements for Transcritical CO2 Systems - Adiabatic Condenser | On-the-books | Electric Energy (GWh/year) |  | 0.11013 | 0.10466 | 0.099812 | 0.095521 | 0.091731 | 0.088391 | 0.085452 | 0.08287 | 0.080605 | 0.07862 | 0.076882 | 0.075362
No | SCE | Com | ComRefrig | 2019 T-24: NRNC-MECH-Adiabatic Condensers for Refrigeration | On-the-books | Electric Energy (GWh/year) |  | 0.088772 | 0.081885 | 0.07412 | 0.065708 | 0.056976 | 0.048308 | 0.040076 | 0.032579 | 0.02601 | 0.020444 | 0.015861 | 0.012175
No | SCE | Com | ComRefrig | 2019-21 Fed App: Refrigerated beverage vending machines | On-the-books | Electric Energy (GWh/year) |  | 0.22041 | 0.22159 | 0.22332 | 0.22346 | 0.22411 | 0.21662 | 0.10928 | 0.035965 | 0.034985 | 0.034099 | 0.033297 | 0.032571
No | SDG&E | Com | ComRefrig | Fed Appliance: Commercial Ice Makers | On-the-books | Electric Energy (GWh/year) | 0.26396 | 0.26396 | 0.26396 | 0.26396 | 0.26396 | 0.26396 | 0.26396 | 0.26396 | 0.26396 | 0.26396 | 0.26396 | 0.26396 | 0.26396
No | SDG&E | Com | ComRefrig | Fed Appliance: Commercial Refrigeration | On-the-books | Electric Energy (GWh/year) | 0.062063 | 0.062052 | 0.062044 | 0.062039 | 0.062035 | 0.062032 | 0.062029 | 0.062026 | 0.062023 | 0.06202 | 0.062017 | 0.062014 | 0.062011
No | SDG&E | Com | ComRefrig | Fed Appliance: Commercial Refrigeration Equipment | On-the-books | Electric Energy (GWh/year) | 2.3745 | 2.3658 | 0.87497 | 0 | 0 | 0 | 0 | 0 | 0 | 0 | 0 | 0 | 0
No | SDG&E | Com | ComRefrig | 2013 T-24: NRNC-Refrigeration-Supermarket | On-the-books | Electric Energy (GWh/year) | 0.53207 | 0.52582 | 0.51819 | 0.50913 | 0.49871 | 0.48719 | 0.47641 | 0.46514 | 0.45419 | 0.44302 | 0.432 | 0.42089 | 0.40984
No | SDG&E | Com | ComRefrig | 2013 T-24: NRNC-Refrigeration-Warehouse | On-the-books | Electric Energy (GWh/year) | 0.053893 | 0.053259 | 0.052486 | 0.051568 | 0.050514 | 0.049347 | 0.048255 | 0.047113 | 0.046004 | 0.044873 | 0.043757 | 0.042631 | 0.041512
No | SDG&E | Com | ComRefrig | Fed Appliance: Refrigerated Beverage Vending Machines | On-the-books | Electric Energy (GWh/year) | 0.001322 | 0.001322 | 0.001322 | 0.0013219 | 0.0013219 | 0.0013219 | 0.0013219 | 0.0013219 | 0.0013219 | 0.0013219 | 0.0013219 | 0.0013219 | 0.0013219
No | SDG&E | Com | ComRefrig | 2008 T-24: Refrigerated warehouses | On-the-books | Electric Energy (GWh/year) | 0.028055 | 0.028005 | 0.027967 | 0.02794 | 0.027919 | 0.027903 | 0.027884 | 0.027868 | 0.02785 | 0.027833 | 0.027815 | 0.027797 | 0.02778
No | SDG&E | Com | ComRefrig | Fed Appliance: Walk-in coolers and freezers | On-the-books | Electric Energy (GWh/year) | 6.7353 | 6.6723 | 6.6093 | 3.5221 | 0 | 0 | 0 | 0 | 0 | 0 | 0 | 0 | 0
No | SDG&E | Com | ComRefrig | 2005 T-20: Walk-In Refrigerators / Freezers | On-the-books | Electric Energy (GWh/year) | 0 | 0 | 0 | 0 | 0 | 0 | 0 | 0 | 0 | 0 | 0 | 0 | 0
No | SDG&E | Com | ComRefrig | 2025 T-24: NR Refrigeration - Evaporator Specific Efficiency for Refrigerated Warehouses (Alterations) | On-the-books | Electric Energy (GWh/year) | 0 | 0.002134 | 0.002174 | 0.0020333 | 0.0019097 | 0.0018024 | 0.0017104 | 0.0016322 | 0.0015662 | 0.0015109 | 0.0014649 | 0.0014267 | 0.0013951
No | SDG&E | Com | ComRefrig | 2025 T-24: NR Refrigeration - Evaporator Specific Efficiency for Refrigerated Warehouses (New Construction + Additions) | On-the-books | Electric Energy (GWh/year) | 0 | 0.0002919 | 0.0016283 | 0.0015229 | 0.0014303 | 0.0013499 | 0.001281 | 0.0012224 | 0.001173 | 0.0011316 | 0.0010971 | 0.0010685 | 0.0010449
No | SDG&E | Com | ComRefrig | 2022 T-24: NRA - Refrigeration System - Automatic Door Closers​ for Refrigerated Spaces | On-the-books | Electric Energy (GWh/year) | 0.0039631 | 0.0037537 | 0.0035675 | 0.0034022 | 0.0032559 | 0.0031268 | 0.0030129 | 0.0029127 | 0.0028247 | 0.00092023 | 0 | 0 | 0
No | SDG&E | Com | ComRefrig | 2022 T-24: NRNC - Refrigeration System - Automatic Door Closers​ for Refrigerated Spaces | On-the-books | Electric Energy (GWh/year) |  | 0.0016258 | 0.0015452 | 0.0014736 | 0.0014102 | 0.0013543 | 0.001305 | 0.0012616 | 0.0012235 | 0.00119 | 0.0011607 | 0.001135 | 0.0011126
No | SDG&E | Com | ComRefrig | 2022 T-24: NRNC - Refrigeration System - Design and Control Requirements for Transcritical CO2 Systems - Adiabatic Condenser | On-the-books | Electric Energy (GWh/year) |  | 0.022553 | 0.021434 | 0.020441 | 0.019562 | 0.018786 | 0.018102 | 0.0175 | 0.016972 | 0.016508 | 0.016101 | 0.015745 | 0.015434
No | SDG&E | Com | ComRefrig | 2019 T-24: NRNC-MECH-Adiabatic Condensers for Refrigeration | On-the-books | Electric Energy (GWh/year) |  | 0.01818 | 0.01677 | 0.01518 | 0.013457 | 0.011668 | 0.0098933 | 0.0082074 | 0.0066721 | 0.0053267 | 0.0041868 | 0.0032482 | 0.0024934
No | SDG&E | Com | ComRefrig | 2019-21 Fed App: Refrigerated beverage vending machines | On-the-books | Electric Energy (GWh/year) |  | 0.045139 | 0.045381 | 0.045735 | 0.045763 | 0.045898 | 0.044364 | 0.022381 | 0.0073655 | 0.0071649 | 0.0069833 | 0.0068191 | 0.0066704
No | PG&E | Com | FoodServ | 2005 T-20: Hot Food Holding Cabinets | On-the-books | Electric Energy (GWh/year) | 0.041411 | 0.041382 | 0.041364 | 0.041353 | 0.041346 | 0.041342 | 0.041336 | 0.041332 | 0.041326 | 0.041321 | 0.041316 | 0.041311 | 0.041306
No | SCE | Com | FoodServ | 2005 T-20: Hot Food Holding Cabinets | On-the-books | Electric Energy (GWh/year) | 0.041411 | 0.041382 | 0.041364 | 0.041353 | 0.041346 | 0.041342 | 0.041336 | 0.041332 | 0.041326 | 0.041321 | 0.041316 | 0.041311 | 0.041306
No | SDG&E | Com | FoodServ | 2005 T-20: Hot Food Holding Cabinets | On-the-books | Electric Energy (GWh/year) | 0.0084808 | 0.0084749 | 0.0084712 | 0.008469 | 0.0084676 | 0.0084668 | 0.0084656 | 0.0084646 | 0.0084635 | 0.0084625 | 0.0084614 | 0.0084603 | 0.0084593
No | PG&E | Com | Lighting | 2005 T-24: Bi-level lighting control credits | On-the-books | Electric Energy (GWh/year) | 0.014111 | 0.014024 | 0.013942 | 0.013865 | 0.013793 | 0.013725 | 0.013655 | 0.013586 | 0.013516 | 0.013447 | 0.013378 | 0.013309 | 0.013239
No | PG&E | Com | Lighting | T-20: Dimming Ballasts | On-the-books | Electric Energy (GWh/year) | 3.6082 | 3.6177 | 3.6272 | 3.6367 | 0 | 0 | 0 | 0 | 0 | 0 | 0 | 0 | 0
No | PG&E | Com | Lighting | 2008 T-20: General Purpose Lighting -- 60 and 40 watt | On-the-books | Electric Energy (GWh/year) | 0 | 0 | 0 | 0 | 0 | 0 | 0 | 0 | 0 | 0 | 0 | 0 | 0
No | PG&E | Com | Lighting | Fed Appliance: General Service Fluorescent Lamps #1 | On-the-books | Electric Energy (GWh/year) | 1.1419 | 1.1392 | 1.1373 | 1.136 | 1.135 | 1.1343 | 1.1334 | 1.1327 | 1.1318 | 1.1311 | 1.1302 | 1.1295 | 1.1286
No | PG&E | Com | Lighting | Fed Appliance: GSFLs | On-the-books | Electric Energy (GWh/year) | 31.7844 | 31.8629 | 31.9413 | 32.0198 | 0 | 0 | 0 | 0 | 0 | 0 | 0 | 0 | 0
No | PG&E | Com | Lighting | 2006 T-20: General Service Incandescent Lamps, Tier 2 #3 | On-the-books | Electric Energy (GWh/year) | 0.00054298 | 0.00054274 | 0.00054254 | 0.00054238 | 0.00054225 | 0.00054215 | 0.00054202 | 0.00054191 | 0.00054179 | 0.00054168 | 0.00054156 | 0.00054145 | 0.00054133
No | PG&E | Com | Lighting | T-20: GSLs - Original Scope - Tier 2 | On-the-books | Electric Energy (GWh/year) | 7.6223 | 7.2894 | 6.9564 | 6.6235 | 6.2906 | 5.9577 | 5.6247 | 5.2918 | 4.9589 | 0.63806 | 0.59214 | 0.54622 | 0.5003
No | PG&E | Com | Lighting | T-20: LED Lamps - Tier 1 | On-the-books | Electric Energy (GWh/year) | 0.70533 | 0.66023 | 0.61513 | 0.57003 | 0.52492 | 0.47982 | 0.43472 | 0.38961 | 0.34451 | 0.29941 | 0.03695 | 0.030397 | 0.023843
No | PG&E | Com | Lighting | Fed Appliance: Incandescent Reflector Lamps | On-the-books | Electric Energy (GWh/year) | 0.0047812 | 0.004664 | 0.0045691 | 0.0044938 | 0.0044351 | 0.0043898 | 0.0043355 | 0.0042873 | 0.004235 | 0.0041854 | 0.004134 | 0.0040838 | 0.0040328
No | PG&E | Com | Lighting | 2005 T-24: Lighting controls under skylights | On-the-books | Electric Energy (GWh/year) | 0.18155 | 0.18093 | 0.18047 | 0.18013 | 0.17988 | 0.1797 | 0.17948 | 0.17928 | 0.17906 | 0.17886 | 0.17865 | 0.17844 | 0.17823
No | PG&E | Com | Lighting | Fed Appliance: Metal Halide Lamp Fixtures | On-the-books | Electric Energy (GWh/year) | 0.38875 | 0.37457 | 0.36038 | 0.3462 | 0.33201 | 0.31783 | 0.30365 | 0.28946 | 0.27528 | 0.26109 | 0.24691 | 0.23272 | 0.21854
No | PG&E | Com | Lighting | 2005 T-20: Modular Furniture Task Lighting Fixtures | On-the-books | Electric Energy (GWh/year) | 0.015747 | 0.015702 | 0.01567 | 0.015646 | 0.015629 | 0.015617 | 0.015602 | 0.015589 | 0.015574 | 0.015561 | 0.015546 | 0.015533 | 0.015518
No | PG&E | Com | Lighting | 2016 T-24: Nonresidential Lighting Alterations (Units = sq ft) | On-the-books | Electric Energy (GWh/year) | 14.5745 | 14.3905 | 14.1963 | 13.9981 | 13.802 | 13.6038 | 13.4014 | 0 | 0 | 0 | 0 | 0 | 0
No | PG&E | Com | Lighting | 2013 T-24: NRA-Lighting-Alterations-Existing Measures | On-the-books | Electric Energy (GWh/year) | 18.1905 | 17.9596 | 17.7779 | 17.636 | 8.691 | 0 | 0 | 0 | 0 | 0 | 0 | 0 | 0
No | PG&E | Com | Lighting | 2013 T-24: NRA-Lighting-Alterations-New Measures | On-the-books | Electric Energy (GWh/year) | 26.2556 | 25.9389 | 25.6702 | 25.4435 | 12.5227 | 0 | 0 | 0 | 0 | 0 | 0 | 0 | 0
No | PG&E | Com | Lighting | 2016 T-24: NRA-Lighting-ASHRAE Elevator Lighting & Ventilation | On-the-books | Electric Energy (GWh/year) | 0.13774 | 0.13654 | 0.13572 | 0.13517 | 0.13479 | 0.13454 | 0.1342 | 0 | 0 | 0 | 0 | 0 | 0
No | PG&E | Com | Lighting | 2013 T-24: NRA-Lighting-Egress Lighting Control | On-the-books | Electric Energy (GWh/year) | 16.9527 | 16.661 | 16.3909 | 16.1426 | 7.8924 | 0 | 0 | 0 | 0 | 0 | 0 | 0 | 0
No | PG&E | Com | Lighting | 2013 T-24: NRA-Lighting-Hotel Corridors | On-the-books | Electric Energy (GWh/year) | 0.28775 | 0.28448 | 0.28167 | 0.27929 | 0.1375 | 0 | 0 | 0 | 0 | 0 | 0 | 0 | 0
No | PG&E | Com | Lighting | 2013 T-24: NRA-Lighting-MF Building Corridors | On-the-books | Electric Energy (GWh/year) | 0.90992 | 0.90147 | 0.8938 | 0.88689 | 0.43673 | 0 | 0 | 0 | 0 | 0 | 0 | 0 | 0
No | PG&E | Com | Lighting | 2016 T-24: NRA-Lighting-Outdoor Lighting Controls (unit = control) | On-the-books | Electric Energy (GWh/year) | 0.094795 | 0.09397 | 0.093409 | 0.093028 | 0.092769 | 0.092593 | 0.092362 | 0 | 0 | 0 | 0 | 0 | 0
No | PG&E | Com | Lighting | 2013 T-24: NRA-Lighting-Warehouses and Libraries | On-the-books | Electric Energy (GWh/year) | 7.7825 | 7.6811 | 7.5985 | 7.5317 | 3.7081 | 0 | 0 | 0 | 0 | 0 | 0 | 0 | 0
No | PG&E | Com | Lighting | 2013 T-24: NRNC-Lighting-Controllable Lighting | On-the-books | Electric Energy (GWh/year) | 7.907 | 7.6995 | 7.5171 | 7.3584 | 7.2217 | 7.1048 | 6.9747 | 6.8534 | 6.7263 | 6.603 | 6.4772 | 6.3531 | 6.2278
No | PG&E | Com | Lighting | 2013 T-24: NRNC-Lighting-DR Lighting Controls | On-the-books | Electric Energy (GWh/year) | 0.15228 | 0.15156 | 0.1511 | 0.15082 | 0.15065 | 0.15055 | 0.15039 | 0.15027 | 0.15013 | 0.15001 | 0.14987 | 0.14974 | 0.14961
No | PG&E | Com | Lighting | 2013 T-24: NRNC-Lighting-Egress Lighting Control | On-the-books | Electric Energy (GWh/year) | 8.2575 | 8.0888 | 7.9262 | 7.7709 | 7.6238 | 7.4856 | 7.3415 | 7.2014 | 7.0586 | 6.9176 | 6.7754 | 6.6339 | 6.492
No | PG&E | Com | Lighting | 2013 T-24: NRNC-Lighting-Hotel Corridors | On-the-books | Electric Energy (GWh/year) | 0.14575 | 0.14289 | 0.14031 | 0.13801 | 0.13597 | 0.13421 | 0.13226 | 0.13044 | 0.12853 | 0.12668 | 0.12479 | 0.12293 | 0.12105
No | PG&E | Com | Lighting | 2013 T-24: NRNC-Lighting-MF Building Corridors | On-the-books | Electric Energy (GWh/year) | 1.0527 | 1.0398 | 1.0274 | 1.0157 | 1.0048 | 0.99469 | 0.98405 | 0.97378 | 0.96327 | 0.95292 | 0.94246 | 0.93207 | 0.92164
No | PG&E | Com | Lighting | 2013 T-24: NRNC-Lighting-Office Plug Load Control | On-the-books | Electric Energy (GWh/year) | 2.411 | 2.3598 | 2.3135 | 2.2725 | 2.2367 | 2.2058 | 2.1716 | 2.1396 | 2.1062 | 2.0737 | 2.0406 | 2.0079 | 1.9749
No | PG&E | Com | Lighting | 2013 T-24: NRNC-Lighting-Outdoor Lighting & Controls | On-the-books | Electric Energy (GWh/year) | 0.91046 | 0.90316 | 0.89759 | 0.89334 | 0.89012 | 0.88768 | 0.88471 | 0.8821 | 0.87925 | 0.87656 | 0.87376 | 0.87104 | 0.86826
No | PG&E | Com | Lighting | 2013 T-24: NRNC-Lighting-Parking Garage | On-the-books | Electric Energy (GWh/year) | 1.6856 | 1.6738 | 1.6655 | 1.6598 | 1.6558 | 1.653 | 1.6495 | 1.6465 | 1.6431 | 1.6399 | 1.6366 | 1.6334 | 1.6302
No | PG&E | Com | Lighting | 2013 T-24: NRNC-Lighting-Warehouses and Libraries | On-the-books | Electric Energy (GWh/year) | 3.13 | 3.0397 | 2.9627 | 2.8978 | 2.8439 | 2.7994 | 2.7485 | 2.7019 | 2.6525 | 2.605 | 2.5562 | 2.5082 | 2.4597
No | PG&E | Com | Lighting | 2008 T-24: Outdoor Lighting | On-the-books | Electric Energy (GWh/year) | 0.38007 | 0.37681 | 0.37412 | 0.37189 | 0.37005 | 0.36853 | 0.3668 | 0.36521 | 0.36353 | 0.36191 | 0.36025 | 0.35861 | 0.35696
No | PG&E | Com | Lighting | 2008 T-24: Sidelighting | On-the-books | Electric Energy (GWh/year) | 1.0901 | 1.0847 | 1.0801 | 1.0763 | 1.0731 | 1.0705 | 1.0676 | 1.0648 | 1.0619 | 1.0591 | 1.0563 | 1.0535 | 1.0506
No | PG&E | Com | Lighting | 2008 T-24: Skylighting | On-the-books | Electric Energy (GWh/year) | 2.8747 | 2.8692 | 2.8651 | 2.8621 | 2.8599 | 2.8583 | 2.8563 | 2.8545 | 2.8526 | 2.8508 | 2.8489 | 2.8471 | 2.8452
No | PG&E | Com | Lighting | T-20: Small Diameter Directional Lamps | On-the-books | Electric Energy (GWh/year) | 14.1255 | 13.5815 | 0 | 0 | 0 | 0 | 0 | 0 | 0 | 0 | 0 | 0 | 0
No | PG&E | Com | Lighting | 2008 T-24: Tailored Indoor lighting | On-the-books | Electric Energy (GWh/year) | 1.0108 | 1.0087 | 1.0071 | 1.0059 | 1.005 | 1.0043 | 1.0034 | 1.0027 | 1.0019 | 1.0012 | 1.0004 | 0.99961 | 0.99883
No | PG&E | Com | Lighting | 2019-21 Fed App: Ceiling fan light kits | On-the-books | Electric Energy (GWh/year) | 0.018851 | 0.017856 | 0.016928 | 0.016055 | 0.015339 | 0.014719 | 0.014019 | 0.013386 | 0.011179 | 0.001491 | 0.0014342 | 0.0013828 | 0.0013362
No | PG&E | Com | Lighting | 2025 T-24: Daylighting - Revise Automatic Daylighting Controls Exceptions (Alterations) | On-the-books | Electric Energy (GWh/year) |  | 1.1416 | 1.212 | 1.1765 | 1.1409 | 1.1054 | 1.0701 | 1.0349 | 0.99999 | 0.9654 | 0.93117 | 0.89738 | 0.86406
No | PG&E | Com | Lighting | 2025 T-24: Daylighting - Revise Automatic Daylighting Controls Exceptions (New Construction + Additions) | On-the-books | Electric Energy (GWh/year) | 0 | 0.05208 | 0.30276 | 0.29388 | 0.285 | 0.27613 | 0.2673 | 0.25851 | 0.24979 | 0.24115 | 0.2326 | 0.22416 | 0.21584
No | PG&E | Com | Lighting | 2019 T-20: General Service Lamps - Expanded Scope | On-the-books | Electric Energy (GWh/year) |  | 1.628 | 1.7246 | 1.5751 | 0.19669 | 0.24417 | 0.24287 | 0.24224 | 0.24194 | 0.24179 | 0.24172 | 0.24168 | 0.24166
No | PG&E | Com | Lighting | 2016 T-20: LED Quality - Tier 2 | On-the-books | Electric Energy (GWh/year) | 0.016093 | 0.015748 | 0.015374 | 0.015 | 0.014383 | 0.013813 | 0.013295 | 0.012832 | 0.012425 | 0.012071 | 0.011767 | 0.011508 | 0.0042151
No | PG&E | Com | Lighting | 2022 T-24: NRA - Controlled Environment Horticulture - Lighting Efficacy | On-the-books | Electric Energy (GWh/year) | 5.4359 | 5.0917 | 4.78 | 4.5007 | 4.2526 | 4.0338 | 3.8424 | 3.6759 | 0.29996 | 0 | 0 | 0 | 0
No | PG&E | Com | Lighting | 2022 T-24: NRA - Daylighting - Automatic Daylight Dimming to 10% | On-the-books | Electric Energy (GWh/year) | 6.71 | 6.5101 | 6.2605 | 5.9559 | 5.5943 | 5.1787 | 0.40077 | 0 | 0 | 0 | 0 | 0 | 0
No | PG&E | Com | Lighting | 2022 T-24: NRA - Grid Integration - Demand Responsive Lighting Systems | On-the-books | Electric Energy (GWh/year) | 0.034439 | 0.030784 | 0.028557 | 0.027202 | 0.026378 | 0.015137 | 0 | 0 | 0 | 0 | 0 | 0 | 0
No | PG&E | Com | Lighting | 2022 T-24: NRA - Indoor Lighting - Lighting Power Densities | On-the-books | Electric Energy (GWh/year) | 12.9169 | 12.8038 | 12.6632 | 12.4953 | 12.3043 | 12.0984 | 11.8891 | 11.6885 | 11.5068 | 11.3507 | 11.2223 | 11.1206 | 11.0423
No | PG&E | Com | Lighting | 2022 T-24: NRA - Indoor Lighting - Multi-zone Occupancy Sensing in Large Offices | On-the-books | Electric Energy (GWh/year) | 8.4762 | 8.1621 | 7.8354 | 7.5067 | 7.1869 | 6.886 | 0.56151 | 0 | 0 | 0 | 0 | 0 | 0
No | PG&E | Com | Lighting | 2022 T-24: NRA - Outdoor Lighting - Lighting Power Allowances for General Hardscapes | On-the-books | Electric Energy (GWh/year) | 2.5275 | 2.5275 | 2.5275 | 2.5275 | 2.5275 | 2.5275 | 2.5275 | 2.5275 | 2.5275 | 2.5275 | 2.5275 | 2.5275 | 2.5275
No | PG&E | Com | Lighting | 2022 T-24: NRA - Outdoor Lighting - Lighting Zone Reclassification | On-the-books | Electric Energy (GWh/year) | 0.29259 | 0.29259 | 0.29259 | 0.29259 | 0.29259 | 0.29259 | 0.29259 | 0.29259 | 0.29259 | 0.29259 | 0.29259 | 0.29259 | 0.29259
No | PG&E | Com | Lighting | 2019 T-24: NRA-Indoor Lighting-Alterations (Control) | On-the-books | Electric Energy (GWh/year) | 0.040374 | 0.037859 | 0.034922 | 0.03161 | 0.028022 | 0.024299 | 0.020602 | 0.017091 | 0.013894 | 0.011092 | 0.00074048 | 0 | 0
No | PG&E | Com | Lighting | 2019 T-24: NRA-Indoor Lighting-Alterations (LPD) | On-the-books | Electric Energy (GWh/year) | 1.3581 | 1.0002 | 0.71863 | 0.50663 | 0.35218 | 0.24235 | 0.16559 | 0.11258 | 0.076279 | 0.051563 | 0.0029557 | 0 | 0
No | PG&E | Com | Lighting | 2019 T-24: NRA-Indoor Lighting-New Controls | On-the-books | Electric Energy (GWh/year) | 2.5199 | 2.3629 | 2.1796 | 1.9729 | 1.749 | 1.5166 | 1.2858 | 1.0667 | 0.86718 | 0.69232 | 0.046216 | 0 | 0
No | PG&E | Com | Lighting | 2019 T-24: NRA-Indoor Lighting-New LPD | On-the-books | Electric Energy (GWh/year) | 12.4363 | 9.1587 | 6.5806 | 4.6393 | 3.225 | 2.2193 | 1.5163 | 1.0309 | 0.6985 | 0.47217 | 0.027066 | 0 | 0
No | PG&E | Com | Lighting | 2019 T-24: NRA-Outdoor Lighting-Controls | On-the-books | Electric Energy (GWh/year) | 2.7858 | 2.6123 | 2.4096 | 2.1811 | 1.9335 | 1.6766 | 1.4215 | 1.1793 | 0.95869 | 0.76538 | 0.051093 | 0 | 0
No | PG&E | Com | Lighting | 2019 T-24: NRA-Outdoor Lighting-LPA (General Hardscape) | On-the-books | Electric Energy (GWh/year) | 2.0185 | 1.4865 | 1.0681 | 0.75299 | 0.52344 | 0.3602 | 0.24611 | 0.16732 | 0.11337 | 0.076638 | 0.004393 | 0 | 0
No | PG&E | Com | Lighting | 2019 T-24: NRA-Outdoor Lighting-LPA (Specific Applications) | On-the-books | Electric Energy (GWh/year) | 1.984 | 1.4611 | 1.0498 | 0.74011 | 0.51449 | 0.35404 | 0.2419 | 0.16446 | 0.11143 | 0.075327 | 0.0043179 | 0 | 0
No | PG&E | Com | Lighting | 2022 T-24: NRNC - Controlled Environment Horticulture - Lighting Efficacy | On-the-books | Electric Energy (GWh/year) | 14.8127 | 13.8747 | 13.0255 | 12.2643 | 11.5881 | 10.9921 | 10.4704 | 10.0167 | 9.6241 | 9.2859 | 8.9958 | 8.7478 | 8.5364
No | PG&E | Com | Lighting | 2022 T-24: NRNC - Daylighting - Automatic Daylight Dimming to 10% | On-the-books | Electric Energy (GWh/year) | 1.3442 | 1.3042 | 1.2542 | 1.1932 | 1.1207 | 1.0375 | 0.94533 | 0.84748 | 0.74803 | 0.65138 | 0.56144 | 0.48105 | 0.41175
No | PG&E | Com | Lighting | 2022 T-24: NRNC - Grid Integration - Demand Responsive Lighting Systems | On-the-books | Electric Energy (GWh/year) |  | 0.0011342 | 0.0010521 | 0.0010022 | 0.00097186 | 0.00095344 | 0.00094226 | 0.00093548 | 0.00093137 | 0.00092887 | 0.00092736 | 0.00092644 | 0.00092588
No | PG&E | Com | Lighting | 2022 T-24: NRNC - Indoor Lighting - Lighting Power Densities | On-the-books | Electric Energy (GWh/year) |  | 2.8248 | 2.7938 | 2.7568 | 2.7146 | 2.6692 | 2.623 | 2.5788 | 2.5387 | 2.5042 | 2.4759 | 2.4535 | 2.4362
No | PG&E | Com | Lighting | 2022 T-24: NRNC - Indoor Lighting - Multi-zone Occupancy Sensing in Large Offices | On-the-books | Electric Energy (GWh/year) |  | 5.2544 | 5.044 | 4.8324 | 4.6266 | 4.4329 | 4.256 | 4.0992 | 3.9634 | 3.8485 | 3.753 | 3.6749 | 3.6117
No | PG&E | Com | Lighting | 2022 T-24: NRNC - Outdoor Lighting - Nonresidential Lighting Power Allowances for General Hardscapes | On-the-books | Electric Energy (GWh/year) |  | 0.81182 | 0.81182 | 0.81182 | 0.81182 | 0.81182 | 0.81182 | 0.81182 | 0.81182 | 0.81182 | 0.81182 | 0.81182 | 0.81182
No | PG&E | Com | Lighting | 2022 T-24: NRNC - Outdoor Lighting - Nonresidential Lighting Zone Reclassification | On-the-books | Electric Energy (GWh/year) |  | 0.094781 | 0.094781 | 0.094781 | 0.094781 | 0.094781 | 0.094781 | 0.094781 | 0.094781 | 0.094781 | 0.094781 | 0.094781 | 0.094781
No | PG&E | Com | Lighting | 2019 T-24: NRNC-Indoor Lighting-Controls | On-the-books | Electric Energy (GWh/year) |  | 1.5406 | 1.4211 | 1.2863 | 1.1403 | 0.98878 | 0.83835 | 0.69549 | 0.56539 | 0.45138 | 0.35479 | 0.27525 | 0.21129
No | PG&E | Com | Lighting | 2019 T-24: NRNC-Indoor Lighting-LPD | On-the-books | Electric Energy (GWh/year) |  | 3.151 | 2.264 | 1.5961 | 1.1095 | 0.76353 | 0.52168 | 0.35468 | 0.24032 | 0.16245 | 0.10964 | 0.073919 | 0.049799
No | PG&E | Com | Lighting | 2019 T-24: NRNC-Outdoor Lighting-Controls | On-the-books | Electric Energy (GWh/year) |  | 0.89164 | 0.82246 | 0.74447 | 0.65998 | 0.57227 | 0.48521 | 0.40252 | 0.32723 | 0.26125 | 0.20534 | 0.15931 | 0.12229
No | PG&E | Com | Lighting | 2019 T-24: NRNC-Outdoor Lighting-LPA (General Hardscape) | On-the-books | Electric Energy (GWh/year) |  | 1.0713 | 0.88873 | 0.72249 | 0.5768 | 0.45337 | 0.35173 | 0.27 | 0.20552 | 0.15541 | 0.11692 | 0.087614 | 0.065462
No | PG&E | Com | Lighting | 2019 T-24: NRNC-Outdoor Lighting-LPA (Specific Applications) | On-the-books | Electric Energy (GWh/year) |  | 1.0479 | 0.86929 | 0.70668 | 0.56418 | 0.44345 | 0.34404 | 0.26409 | 0.20102 | 0.15201 | 0.11436 | 0.085697 | 0.064029
No | SCE | Com | Lighting | 2005 T-24: Bi-level lighting control credits | On-the-books | Electric Energy (GWh/year) | 0.014111 | 0.014024 | 0.013942 | 0.013865 | 0.013793 | 0.013725 | 0.013655 | 0.013586 | 0.013516 | 0.013447 | 0.013378 | 0.013309 | 0.013239
No | SCE | Com | Lighting | T-20: Dimming Ballasts | On-the-books | Electric Energy (GWh/year) | 3.6082 | 3.6177 | 3.6272 | 3.6367 | 0 | 0 | 0 | 0 | 0 | 0 | 0 | 0 | 0
No | SCE | Com | Lighting | 2008 T-20: General Purpose Lighting -- 60 and 40 watt | On-the-books | Electric Energy (GWh/year) | 0 | 0 | 0 | 0 | 0 | 0 | 0 | 0 | 0 | 0 | 0 | 0 | 0
No | SCE | Com | Lighting | Fed Appliance: General Service Fluorescent Lamps #1 | On-the-books | Electric Energy (GWh/year) | 1.1419 | 1.1392 | 1.1373 | 1.136 | 1.135 | 1.1343 | 1.1334 | 1.1327 | 1.1318 | 1.1311 | 1.1302 | 1.1295 | 1.1286
No | SCE | Com | Lighting | Fed Appliance: GSFLs | On-the-books | Electric Energy (GWh/year) | 31.7844 | 31.8629 | 31.9413 | 32.0198 | 0 | 0 | 0 | 0 | 0 | 0 | 0 | 0 | 0
No | SCE | Com | Lighting | 2006 T-20: General Service Incandescent Lamps, Tier 2 #3 | On-the-books | Electric Energy (GWh/year) | 0.00054298 | 0.00054274 | 0.00054254 | 0.00054238 | 0.00054225 | 0.00054215 | 0.00054202 | 0.00054191 | 0.00054179 | 0.00054168 | 0.00054156 | 0.00054145 | 0.00054133
No | SCE | Com | Lighting | T-20: GSLs - Original Scope - Tier 2 | On-the-books | Electric Energy (GWh/year) | 7.6223 | 7.2894 | 6.9564 | 6.6235 | 6.2906 | 5.9577 | 5.6247 | 5.2918 | 4.9589 | 0.63806 | 0.59214 | 0.54622 | 0.5003
No | SCE | Com | Lighting | T-20: LED Lamps - Tier 1 | On-the-books | Electric Energy (GWh/year) | 0.70533 | 0.66023 | 0.61513 | 0.57003 | 0.52492 | 0.47982 | 0.43472 | 0.38961 | 0.34451 | 0.29941 | 0.03695 | 0.030397 | 0.023843
No | SCE | Com | Lighting | Fed Appliance: Incandescent Reflector Lamps | On-the-books | Electric Energy (GWh/year) | 0.0047812 | 0.004664 | 0.0045691 | 0.0044938 | 0.0044351 | 0.0043898 | 0.0043355 | 0.0042873 | 0.004235 | 0.0041854 | 0.004134 | 0.0040838 | 0.0040328
No | SCE | Com | Lighting | 2005 T-24: Lighting controls under skylights | On-the-books | Electric Energy (GWh/year) | 0.18155 | 0.18093 | 0.18047 | 0.18013 | 0.17988 | 0.1797 | 0.17948 | 0.17928 | 0.17906 | 0.17886 | 0.17865 | 0.17844 | 0.17823
No | SCE | Com | Lighting | Fed Appliance: Metal Halide Lamp Fixtures | On-the-books | Electric Energy (GWh/year) | 0.38875 | 0.37457 | 0.36038 | 0.3462 | 0.33201 | 0.31783 | 0.30365 | 0.28946 | 0.27528 | 0.26109 | 0.24691 | 0.23272 | 0.21854
No | SCE | Com | Lighting | 2005 T-20: Modular Furniture Task Lighting Fixtures | On-the-books | Electric Energy (GWh/year) | 0.015747 | 0.015702 | 0.01567 | 0.015646 | 0.015629 | 0.015617 | 0.015602 | 0.015589 | 0.015574 | 0.015561 | 0.015546 | 0.015533 | 0.015518
No | SCE | Com | Lighting | 2016 T-24: Nonresidential Lighting Alterations (Units = sq ft) | On-the-books | Electric Energy (GWh/year) | 14.5745 | 14.3905 | 14.1963 | 13.9981 | 13.802 | 13.6038 | 13.4014 | 0 | 0 | 0 | 0 | 0 | 0
No | SCE | Com | Lighting | 2013 T-24: NRA-Lighting-Alterations-Existing Measures | On-the-books | Electric Energy (GWh/year) | 18.1905 | 17.9596 | 17.7779 | 17.636 | 8.691 | 0 | 0 | 0 | 0 | 0 | 0 | 0 | 0
No | SCE | Com | Lighting | 2013 T-24: NRA-Lighting-Alterations-New Measures | On-the-books | Electric Energy (GWh/year) | 26.2556 | 25.9389 | 25.6702 | 25.4435 | 12.5227 | 0 | 0 | 0 | 0 | 0 | 0 | 0 | 0
No | SCE | Com | Lighting | 2016 T-24: NRA-Lighting-ASHRAE Elevator Lighting & Ventilation | On-the-books | Electric Energy (GWh/year) | 0.13774 | 0.13654 | 0.13572 | 0.13517 | 0.13479 | 0.13454 | 0.1342 | 0 | 0 | 0 | 0 | 0 | 0
No | SCE | Com | Lighting | 2013 T-24: NRA-Lighting-Egress Lighting Control | On-the-books | Electric Energy (GWh/year) | 16.9527 | 16.661 | 16.3909 | 16.1426 | 7.8924 | 0 | 0 | 0 | 0 | 0 | 0 | 0 | 0
No | SCE | Com | Lighting | 2013 T-24: NRA-Lighting-Hotel Corridors | On-the-books | Electric Energy (GWh/year) | 0.28775 | 0.28448 | 0.28167 | 0.27929 | 0.1375 | 0 | 0 | 0 | 0 | 0 | 0 | 0 | 0
No | SCE | Com | Lighting | 2013 T-24: NRA-Lighting-MF Building Corridors | On-the-books | Electric Energy (GWh/year) | 0.90992 | 0.90147 | 0.8938 | 0.88689 | 0.43673 | 0 | 0 | 0 | 0 | 0 | 0 | 0 | 0
No | SCE | Com | Lighting | 2016 T-24: NRA-Lighting-Outdoor Lighting Controls (unit = control) | On-the-books | Electric Energy (GWh/year) | 0.094795 | 0.09397 | 0.093409 | 0.093028 | 0.092769 | 0.092593 | 0.092362 | 0 | 0 | 0 | 0 | 0 | 0
No | SCE | Com | Lighting | 2013 T-24: NRA-Lighting-Warehouses and Libraries | On-the-books | Electric Energy (GWh/year) | 7.7825 | 7.6811 | 7.5985 | 7.5317 | 3.7081 | 0 | 0 | 0 | 0 | 0 | 0 | 0 | 0
No | SCE | Com | Lighting | 2013 T-24: NRNC-Lighting-Controllable Lighting | On-the-books | Electric Energy (GWh/year) | 7.907 | 7.6995 | 7.5171 | 7.3584 | 7.2217 | 7.1048 | 6.9747 | 6.8534 | 6.7263 | 6.603 | 6.4772 | 6.3531 | 6.2278
No | SCE | Com | Lighting | 2013 T-24: NRNC-Lighting-DR Lighting Controls | On-the-books | Electric Energy (GWh/year) | 0.15228 | 0.15156 | 0.1511 | 0.15082 | 0.15065 | 0.15055 | 0.15039 | 0.15027 | 0.15013 | 0.15001 | 0.14987 | 0.14974 | 0.14961
No | SCE | Com | Lighting | 2013 T-24: NRNC-Lighting-Egress Lighting Control | On-the-books | Electric Energy (GWh/year) | 8.2575 | 8.0888 | 7.9262 | 7.7709 | 7.6238 | 7.4856 | 7.3415 | 7.2014 | 7.0586 | 6.9176 | 6.7754 | 6.6339 | 6.492
No | SCE | Com | Lighting | 2013 T-24: NRNC-Lighting-Hotel Corridors | On-the-books | Electric Energy (GWh/year) | 0.14575 | 0.14289 | 0.14031 | 0.13801 | 0.13597 | 0.13421 | 0.13226 | 0.13044 | 0.12853 | 0.12668 | 0.12479 | 0.12293 | 0.12105
No | SCE | Com | Lighting | 2013 T-24: NRNC-Lighting-MF Building Corridors | On-the-books | Electric Energy (GWh/year) | 1.0527 | 1.0398 | 1.0274 | 1.0157 | 1.0048 | 0.99469 | 0.98405 | 0.97378 | 0.96327 | 0.95292 | 0.94246 | 0.93207 | 0.92164
No | SCE | Com | Lighting | 2013 T-24: NRNC-Lighting-Office Plug Load Control | On-the-books | Electric Energy (GWh/year) | 2.411 | 2.3598 | 2.3135 | 2.2725 | 2.2367 | 2.2058 | 2.1716 | 2.1396 | 2.1062 | 2.0737 | 2.0406 | 2.0079 | 1.9749
No | SCE | Com | Lighting | 2013 T-24: NRNC-Lighting-Outdoor Lighting & Controls | On-the-books | Electric Energy (GWh/year) | 0.91046 | 0.90316 | 0.89759 | 0.89334 | 0.89012 | 0.88768 | 0.88471 | 0.8821 | 0.87925 | 0.87656 | 0.87376 | 0.87104 | 0.86826
No | SCE | Com | Lighting | 2013 T-24: NRNC-Lighting-Parking Garage | On-the-books | Electric Energy (GWh/year) | 1.6856 | 1.6738 | 1.6655 | 1.6598 | 1.6558 | 1.653 | 1.6495 | 1.6465 | 1.6431 | 1.6399 | 1.6366 | 1.6334 | 1.6302
No | SCE | Com | Lighting | 2013 T-24: NRNC-Lighting-Warehouses and Libraries | On-the-books | Electric Energy (GWh/year) | 3.13 | 3.0397 | 2.9627 | 2.8978 | 2.8439 | 2.7994 | 2.7485 | 2.7019 | 2.6525 | 2.605 | 2.5562 | 2.5082 | 2.4597
No | SCE | Com | Lighting | 2008 T-24: Outdoor Lighting | On-the-books | Electric Energy (GWh/year) | 0.38007 | 0.37681 | 0.37412 | 0.37189 | 0.37005 | 0.36853 | 0.3668 | 0.36521 | 0.36353 | 0.36191 | 0.36025 | 0.35861 | 0.35696
No | SCE | Com | Lighting | 2008 T-24: Sidelighting | On-the-books | Electric Energy (GWh/year) | 1.0901 | 1.0847 | 1.0801 | 1.0763 | 1.0731 | 1.0705 | 1.0676 | 1.0648 | 1.0619 | 1.0591 | 1.0563 | 1.0535 | 1.0506
No | SCE | Com | Lighting | 2008 T-24: Skylighting | On-the-books | Electric Energy (GWh/year) | 2.8747 | 2.8692 | 2.8651 | 2.8621 | 2.8599 | 2.8583 | 2.8563 | 2.8545 | 2.8526 | 2.8508 | 2.8489 | 2.8471 | 2.8452
No | SCE | Com | Lighting | T-20: Small Diameter Directional Lamps | On-the-books | Electric Energy (GWh/year) | 14.1255 | 13.5815 | 0 | 0 | 0 | 0 | 0 | 0 | 0 | 0 | 0 | 0 | 0
No | SCE | Com | Lighting | 2008 T-24: Tailored Indoor lighting | On-the-books | Electric Energy (GWh/year) | 1.0108 | 1.0087 | 1.0071 | 1.0059 | 1.005 | 1.0043 | 1.0034 | 1.0027 | 1.0019 | 1.0012 | 1.0004 | 0.99961 | 0.99883
No | SCE | Com | Lighting | 2019-21 Fed App: Ceiling fan light kits | On-the-books | Electric Energy (GWh/year) | 0.018851 | 0.017856 | 0.016928 | 0.016055 | 0.015339 | 0.014719 | 0.014019 | 0.013386 | 0.011179 | 0.001491 | 0.0014342 | 0.0013828 | 0.0013362
No | SCE | Com | Lighting | 2025 T-24: Daylighting - Revise Automatic Daylighting Controls Exceptions (Alterations) | On-the-books | Electric Energy (GWh/year) |  | 1.1416 | 1.212 | 1.1765 | 1.1409 | 1.1054 | 1.0701 | 1.0349 | 0.99999 | 0.9654 | 0.93117 | 0.89738 | 0.86406
No | SCE | Com | Lighting | 2025 T-24: Daylighting - Revise Automatic Daylighting Controls Exceptions (New Construction + Additions) | On-the-books | Electric Energy (GWh/year) | 0 | 0.05208 | 0.30276 | 0.29388 | 0.285 | 0.27613 | 0.2673 | 0.25851 | 0.24979 | 0.24115 | 0.2326 | 0.22416 | 0.21584
No | SCE | Com | Lighting | 2019 T-20: General Service Lamps - Expanded Scope | On-the-books | Electric Energy (GWh/year) |  | 1.628 | 1.7246 | 1.5751 | 0.19669 | 0.24417 | 0.24287 | 0.24224 | 0.24194 | 0.24179 | 0.24172 | 0.24168 | 0.24166
No | SCE | Com | Lighting | 2016 T-20: LED Quality - Tier 2 | On-the-books | Electric Energy (GWh/year) | 0.016093 | 0.015748 | 0.015374 | 0.015 | 0.014383 | 0.013813 | 0.013295 | 0.012832 | 0.012425 | 0.012071 | 0.011767 | 0.011508 | 0.0042151
No | SCE | Com | Lighting | 2022 T-24: NRA - Controlled Environment Horticulture - Lighting Efficacy | On-the-books | Electric Energy (GWh/year) | 5.4359 | 5.0917 | 4.78 | 4.5007 | 4.2526 | 4.0338 | 3.8424 | 3.6759 | 0.29996 | 0 | 0 | 0 | 0
No | SCE | Com | Lighting | 2022 T-24: NRA - Daylighting - Automatic Daylight Dimming to 10% | On-the-books | Electric Energy (GWh/year) | 6.71 | 6.5101 | 6.2605 | 5.9559 | 5.5943 | 5.1787 | 0.40077 | 0 | 0 | 0 | 0 | 0 | 0
No | SCE | Com | Lighting | 2022 T-24: NRA - Grid Integration - Demand Responsive Lighting Systems | On-the-books | Electric Energy (GWh/year) | 0.034439 | 0.030784 | 0.028557 | 0.027202 | 0.026378 | 0.015137 | 0 | 0 | 0 | 0 | 0 | 0 | 0
No | SCE | Com | Lighting | 2022 T-24: NRA - Indoor Lighting - Lighting Power Densities | On-the-books | Electric Energy (GWh/year) | 12.9169 | 12.8038 | 12.6632 | 12.4953 | 12.3043 | 12.0984 | 11.8891 | 11.6885 | 11.5068 | 11.3507 | 11.2223 | 11.1206 | 11.0423
No | SCE | Com | Lighting | 2022 T-24: NRA - Indoor Lighting - Multi-zone Occupancy Sensing in Large Offices | On-the-books | Electric Energy (GWh/year) | 8.4762 | 8.1621 | 7.8354 | 7.5067 | 7.1869 | 6.886 | 0.56151 | 0 | 0 | 0 | 0 | 0 | 0
No | SCE | Com | Lighting | 2022 T-24: NRA - Outdoor Lighting - Lighting Power Allowances for General Hardscapes | On-the-books | Electric Energy (GWh/year) | 2.5275 | 2.5275 | 2.5275 | 2.5275 | 2.5275 | 2.5275 | 2.5275 | 2.5275 | 2.5275 | 2.5275 | 2.5275 | 2.5275 | 2.5275
No | SCE | Com | Lighting | 2022 T-24: NRA - Outdoor Lighting - Lighting Zone Reclassification | On-the-books | Electric Energy (GWh/year) | 0.29259 | 0.29259 | 0.29259 | 0.29259 | 0.29259 | 0.29259 | 0.29259 | 0.29259 | 0.29259 | 0.29259 | 0.29259 | 0.29259 | 0.29259
No | SCE | Com | Lighting | 2019 T-24: NRA-Indoor Lighting-Alterations (Control) | On-the-books | Electric Energy (GWh/year) | 0.040374 | 0.037859 | 0.034922 | 0.03161 | 0.028022 | 0.024299 | 0.020602 | 0.017091 | 0.013894 | 0.011092 | 0.00074048 | 0 | 0
No | SCE | Com | Lighting | 2019 T-24: NRA-Indoor Lighting-Alterations (LPD) | On-the-books | Electric Energy (GWh/year) | 1.3581 | 1.0002 | 0.71863 | 0.50663 | 0.35218 | 0.24235 | 0.16559 | 0.11258 | 0.076279 | 0.051563 | 0.0029557 | 0 | 0
No | SCE | Com | Lighting | 2019 T-24: NRA-Indoor Lighting-New Controls | On-the-books | Electric Energy (GWh/year) | 2.5199 | 2.3629 | 2.1796 | 1.9729 | 1.749 | 1.5166 | 1.2858 | 1.0667 | 0.86718 | 0.69232 | 0.046216 | 0 | 0
No | SCE | Com | Lighting | 2019 T-24: NRA-Indoor Lighting-New LPD | On-the-books | Electric Energy (GWh/year) | 12.4363 | 9.1587 | 6.5806 | 4.6393 | 3.225 | 2.2193 | 1.5163 | 1.0309 | 0.6985 | 0.47217 | 0.027066 | 0 | 0
No | SCE | Com | Lighting | 2019 T-24: NRA-Outdoor Lighting-Controls | On-the-books | Electric Energy (GWh/year) | 2.7858 | 2.6123 | 2.4096 | 2.1811 | 1.9335 | 1.6766 | 1.4215 | 1.1793 | 0.95869 | 0.76538 | 0.051093 | 0 | 0
No | SCE | Com | Lighting | 2019 T-24: NRA-Outdoor Lighting-LPA (General Hardscape) | On-the-books | Electric Energy (GWh/year) | 2.0185 | 1.4865 | 1.0681 | 0.75299 | 0.52344 | 0.3602 | 0.24611 | 0.16732 | 0.11337 | 0.076638 | 0.004393 | 0 | 0
No | SCE | Com | Lighting | 2019 T-24: NRA-Outdoor Lighting-LPA (Specific Applications) | On-the-books | Electric Energy (GWh/year) | 1.984 | 1.4611 | 1.0498 | 0.74011 | 0.51449 | 0.35404 | 0.2419 | 0.16446 | 0.11143 | 0.075327 | 0.0043179 | 0 | 0
No | SCE | Com | Lighting | 2022 T-24: NRNC - Controlled Environment Horticulture - Lighting Efficacy | On-the-books | Electric Energy (GWh/year) | 14.8127 | 13.8747 | 13.0255 | 12.2643 | 11.5881 | 10.9921 | 10.4704 | 10.0167 | 9.6241 | 9.2859 | 8.9958 | 8.7478 | 8.5364
No | SCE | Com | Lighting | 2022 T-24: NRNC - Daylighting - Automatic Daylight Dimming to 10% | On-the-books | Electric Energy (GWh/year) | 1.3442 | 1.3042 | 1.2542 | 1.1932 | 1.1207 | 1.0375 | 0.94533 | 0.84748 | 0.74803 | 0.65138 | 0.56144 | 0.48105 | 0.41175
No | SCE | Com | Lighting | 2022 T-24: NRNC - Grid Integration - Demand Responsive Lighting Systems | On-the-books | Electric Energy (GWh/year) |  | 0.0011342 | 0.0010521 | 0.0010022 | 0.00097186 | 0.00095344 | 0.00094226 | 0.00093548 | 0.00093137 | 0.00092887 | 0.00092736 | 0.00092644 | 0.00092588
No | SCE | Com | Lighting | 2022 T-24: NRNC - Indoor Lighting - Lighting Power Densities | On-the-books | Electric Energy (GWh/year) |  | 2.8248 | 2.7938 | 2.7568 | 2.7146 | 2.6692 | 2.623 | 2.5788 | 2.5387 | 2.5042 | 2.4759 | 2.4535 | 2.4362
No | SCE | Com | Lighting | 2022 T-24: NRNC - Indoor Lighting - Multi-zone Occupancy Sensing in Large Offices | On-the-books | Electric Energy (GWh/year) |  | 5.2544 | 5.044 | 4.8324 | 4.6266 | 4.4329 | 4.256 | 4.0992 | 3.9634 | 3.8485 | 3.753 | 3.6749 | 3.6117
No | SCE | Com | Lighting | 2022 T-24: NRNC - Outdoor Lighting - Nonresidential Lighting Power Allowances for General Hardscapes | On-the-books | Electric Energy (GWh/year) |  | 0.81182 | 0.81182 | 0.81182 | 0.81182 | 0.81182 | 0.81182 | 0.81182 | 0.81182 | 0.81182 | 0.81182 | 0.81182 | 0.81182
No | SCE | Com | Lighting | 2022 T-24: NRNC - Outdoor Lighting - Nonresidential Lighting Zone Reclassification | On-the-books | Electric Energy (GWh/year) |  | 0.094781 | 0.094781 | 0.094781 | 0.094781 | 0.094781 | 0.094781 | 0.094781 | 0.094781 | 0.094781 | 0.094781 | 0.094781 | 0.094781
No | SCE | Com | Lighting | 2019 T-24: NRNC-Indoor Lighting-Controls | On-the-books | Electric Energy (GWh/year) |  | 1.5406 | 1.4211 | 1.2863 | 1.1403 | 0.98878 | 0.83835 | 0.69549 | 0.56539 | 0.45138 | 0.35479 | 0.27525 | 0.21129
No | SCE | Com | Lighting | 2019 T-24: NRNC-Indoor Lighting-LPD | On-the-books | Electric Energy (GWh/year) |  | 3.151 | 2.264 | 1.5961 | 1.1095 | 0.76353 | 0.52168 | 0.35468 | 0.24032 | 0.16245 | 0.10964 | 0.073919 | 0.049799
No | SCE | Com | Lighting | 2019 T-24: NRNC-Outdoor Lighting-Controls | On-the-books | Electric Energy (GWh/year) |  | 0.89164 | 0.82246 | 0.74447 | 0.65998 | 0.57227 | 0.48521 | 0.40252 | 0.32723 | 0.26125 | 0.20534 | 0.15931 | 0.12229
No | SCE | Com | Lighting | 2019 T-24: NRNC-Outdoor Lighting-LPA (General Hardscape) | On-the-books | Electric Energy (GWh/year) |  | 1.0713 | 0.88873 | 0.72249 | 0.5768 | 0.45337 | 0.35173 | 0.27 | 0.20552 | 0.15541 | 0.11692 | 0.087614 | 0.065462
No | SCE | Com | Lighting | 2019 T-24: NRNC-Outdoor Lighting-LPA (Specific Applications) | On-the-books | Electric Energy (GWh/year) |  | 1.0479 | 0.86929 | 0.70668 | 0.56418 | 0.44345 | 0.34404 | 0.26409 | 0.20102 | 0.15201 | 0.11436 | 0.085697 | 0.064029
No | SDG&E | Com | Lighting | 2005 T-24: Bi-level lighting control credits | On-the-books | Electric Energy (GWh/year) | 0.0028898 | 0.002872 | 0.0028553 | 0.0028395 | 0.0028247 | 0.0028109 | 0.0027965 | 0.0027824 | 0.0027681 | 0.002754 | 0.0027397 | 0.0027256 | 0.0027114
No | SDG&E | Com | Lighting | T-20: Dimming Ballasts | On-the-books | Electric Energy (GWh/year) | 0.73895 | 0.7409 | 0.74284 | 0.74479 | 0 | 0 | 0 | 0 | 0 | 0 | 0 | 0 | 0
No | SDG&E | Com | Lighting | 2008 T-20: General Purpose Lighting -- 60 and 40 watt | On-the-books | Electric Energy (GWh/year) | 0 | 0 | 0 | 0 | 0 | 0 | 0 | 0 | 0 | 0 | 0 | 0 | 0
No | SDG&E | Com | Lighting | Fed Appliance: General Service Fluorescent Lamps #1 | On-the-books | Electric Energy (GWh/year) | 0.23386 | 0.23331 | 0.23292 | 0.23264 | 0.23244 | 0.2323 | 0.23212 | 0.23197 | 0.2318 | 0.23164 | 0.23147 | 0.23131 | 0.23114
No | SDG&E | Com | Lighting | Fed Appliance: GSFLs | On-the-books | Electric Energy (GWh/year) | 6.5093 | 6.5254 | 6.5415 | 6.5576 | 0 | 0 | 0 | 0 | 0 | 0 | 0 | 0 | 0
No | SDG&E | Com | Lighting | 2006 T-20: General Service Incandescent Lamps, Tier 2 #3 | On-the-books | Electric Energy (GWh/year) | 0.0001112 | 0.00011115 | 0.00011111 | 0.00011108 | 0.00011105 | 0.00011103 | 0.000111 | 0.00011098 | 0.00011096 | 0.00011093 | 0.00011091 | 0.00011089 | 0.00011086
No | SDG&E | Com | Lighting | T-20: GSLs - Original Scope - Tier 2 | On-the-books | Electric Energy (GWh/year) | 1.561 | 1.4928 | 1.4247 | 1.3565 | 1.2883 | 1.2201 | 1.1519 | 1.0837 | 1.0156 | 0.13067 | 0.12127 | 0.11186 | 0.10246
No | SDG&E | Com | Lighting | T-20: LED Lamps - Tier 1 | On-the-books | Electric Energy (GWh/year) | 0.14445 | 0.13521 | 0.12598 | 0.11674 | 0.1075 | 0.098266 | 0.089029 | 0.079792 | 0.070555 | 0.061318 | 0.0075673 | 0.0062252 | 0.004883
No | SDG&E | Com | Lighting | Fed Appliance: Incandescent Reflector Lamps | On-the-books | Electric Energy (GWh/year) | 0.00097918 | 0.00095517 | 0.00093574 | 0.00092032 | 0.00090829 | 0.00089902 | 0.0008879 | 0.00087802 | 0.00086731 | 0.00085715 | 0.00084663 | 0.00083635 | 0.00082591
No | SDG&E | Com | Lighting | 2005 T-24: Lighting controls under skylights | On-the-books | Electric Energy (GWh/year) | 0.03718 | 0.037053 | 0.03696 | 0.036891 | 0.03684 | 0.036802 | 0.036756 | 0.036716 | 0.036671 | 0.03663 | 0.036586 | 0.036544 | 0.036501
No | SDG&E | Com | Lighting | Fed Appliance: Metal Halide Lamp Fixtures | On-the-books | Electric Energy (GWh/year) | 0.079615 | 0.07671 | 0.073805 | 0.0709 | 0.067995 | 0.065091 | 0.062186 | 0.059281 | 0.056376 | 0.053471 | 0.050566 | 0.047661 | 0.044756
No | SDG&E | Com | Lighting | 2005 T-20: Modular Furniture Task Lighting Fixtures | On-the-books | Electric Energy (GWh/year) | 0.003225 | 0.0032158 | 0.0032091 | 0.0032043 | 0.0032009 | 0.0031984 | 0.0031952 | 0.0031925 | 0.0031896 | 0.0031868 | 0.0031839 | 0.003181 | 0.0031781
No | SDG&E | Com | Lighting | 2016 T-24: Nonresidential Lighting Alterations (Units = sq ft) | On-the-books | Electric Energy (GWh/year) | 2.9848 | 2.9471 | 2.9074 | 2.8668 | 2.8266 | 2.786 | 2.7446 | 0 | 0 | 0 | 0 | 0 | 0
No | SDG&E | Com | Lighting | 2013 T-24: NRA-Lighting-Alterations-Existing Measures | On-the-books | Electric Energy (GWh/year) | 3.7254 | 3.6781 | 3.6409 | 3.6118 | 1.7799 | 0 | 0 | 0 | 0 | 0 | 0 | 0 | 0
No | SDG&E | Com | Lighting | 2013 T-24: NRA-Lighting-Alterations-New Measures | On-the-books | Electric Energy (GWh/year) | 5.3771 | 5.3122 | 5.2572 | 5.2108 | 2.5646 | 0 | 0 | 0 | 0 | 0 | 0 | 0 | 0
No | SDG&E | Com | Lighting | 2016 T-24: NRA-Lighting-ASHRAE Elevator Lighting & Ventilation | On-the-books | Electric Energy (GWh/year) | 0.028209 | 0.027963 | 0.027796 | 0.027683 | 0.027606 | 0.027553 | 0.027484 | 0 | 0 | 0 | 0 | 0 | 0
No | SDG&E | Com | Lighting | 2013 T-24: NRA-Lighting-Egress Lighting Control | On-the-books | Electric Energy (GWh/year) | 3.4719 | 3.4121 | 3.3568 | 3.306 | 1.6163 | 0 | 0 | 0 | 0 | 0 | 0 | 0 | 0
No | SDG&E | Com | Lighting | 2013 T-24: NRA-Lighting-Hotel Corridors | On-the-books | Electric Energy (GWh/year) | 0.05893 | 0.05826 | 0.057686 | 0.057198 | 0.02816 | 0 | 0 | 0 | 0 | 0 | 0 | 0 | 0
No | SDG&E | Com | Lighting | 2013 T-24: NRA-Lighting-MF Building Corridors | On-the-books | Electric Energy (GWh/year) | 0.18635 | 0.18462 | 0.18305 | 0.18163 | 0.089441 | 0 | 0 | 0 | 0 | 0 | 0 | 0 | 0
No | SDG&E | Com | Lighting | 2016 T-24: NRA-Lighting-Outdoor Lighting Controls (unit = control) | On-the-books | Electric Energy (GWh/year) | 0.019414 | 0.019245 | 0.01913 | 0.019052 | 0.018999 | 0.018963 | 0.018915 | 0 | 0 | 0 | 0 | 0 | 0
No | SDG&E | Com | Lighting | 2013 T-24: NRA-Lighting-Warehouses and Libraries | On-the-books | Electric Energy (GWh/year) | 1.5938 | 1.5731 | 1.5562 | 1.5425 | 0.75941 | 0 | 0 | 0 | 0 | 0 | 0 | 0 | 0
No | SDG&E | Com | Lighting | 2013 T-24: NRNC-Lighting-Controllable Lighting | On-the-books | Electric Energy (GWh/year) | 1.6193 | 1.5768 | 1.5395 | 1.507 | 1.479 | 1.455 | 1.4284 | 1.4036 | 1.3775 | 1.3523 | 1.3265 | 1.3011 | 1.2754
No | SDG&E | Com | Lighting | 2013 T-24: NRNC-Lighting-DR Lighting Controls | On-the-books | Electric Energy (GWh/year) | 0.031186 | 0.031039 | 0.030946 | 0.030888 | 0.030853 | 0.030831 | 0.0308 | 0.030776 | 0.030747 | 0.030721 | 0.030693 | 0.030666 | 0.030639
No | SDG&E | Com | Lighting | 2013 T-24: NRNC-Lighting-Egress Lighting Control | On-the-books | Electric Energy (GWh/year) | 1.6911 | 1.6566 | 1.6233 | 1.5915 | 1.5613 | 1.533 | 1.5035 | 1.4748 | 1.4456 | 1.4167 | 1.3876 | 1.3586 | 1.3295
No | SDG&E | Com | Lighting | 2013 T-24: NRNC-Lighting-Hotel Corridors | On-the-books | Electric Energy (GWh/year) | 0.029849 | 0.029264 | 0.028735 | 0.028263 | 0.027847 | 0.027485 | 0.027087 | 0.026713 | 0.026323 | 0.025943 | 0.025557 | 0.025175 | 0.02479
No | SDG&E | Com | Lighting | 2013 T-24: NRNC-Lighting-MF Building Corridors | On-the-books | Electric Energy (GWh/year) | 0.2156 | 0.21294 | 0.2104 | 0.20801 | 0.20577 | 0.20371 | 0.20153 | 0.19943 | 0.19727 | 0.19516 | 0.19301 | 0.19089 | 0.18875
No | SDG&E | Com | Lighting | 2013 T-24: NRNC-Lighting-Office Plug Load Control | On-the-books | Electric Energy (GWh/year) | 0.49376 | 0.48327 | 0.4738 | 0.4654 | 0.45806 | 0.45174 | 0.44474 | 0.43819 | 0.43134 | 0.42469 | 0.4179 | 0.41121 | 0.40445
No | SDG&E | Com | Lighting | 2013 T-24: NRNC-Lighting-Outdoor Lighting & Controls | On-the-books | Electric Energy (GWh/year) | 0.18646 | 0.18496 | 0.18382 | 0.18295 | 0.18229 | 0.18179 | 0.18119 | 0.18065 | 0.18007 | 0.17952 | 0.17894 | 0.17839 | 0.17782
No | SDG&E | Com | Lighting | 2013 T-24: NRNC-Lighting-Parking Garage | On-the-books | Electric Energy (GWh/year) | 0.34521 | 0.34278 | 0.34109 | 0.33991 | 0.3391 | 0.33854 | 0.33781 | 0.33719 | 0.3365 | 0.33585 | 0.33517 | 0.33452 | 0.33385
No | SDG&E | Com | Lighting | 2013 T-24: NRNC-Lighting-Warehouses and Libraries | On-the-books | Electric Energy (GWh/year) | 0.64101 | 0.62251 | 0.60674 | 0.59347 | 0.58242 | 0.5733 | 0.56289 | 0.55335 | 0.54323 | 0.53349 | 0.52349 | 0.51367 | 0.50373
No | SDG&E | Com | Lighting | 2008 T-24: Outdoor Lighting | On-the-books | Electric Energy (GWh/year) | 0.077837 | 0.07717 | 0.076618 | 0.076162 | 0.075785 | 0.075475 | 0.07512 | 0.074795 | 0.07445 | 0.074118 | 0.073778 | 0.073443 | 0.073104
No | SDG&E | Com | Lighting | 2008 T-24: Sidelighting | On-the-books | Electric Energy (GWh/year) | 0.22325 | 0.22214 | 0.2212 | 0.22042 | 0.21978 | 0.21924 | 0.21863 | 0.21807 | 0.21748 | 0.21691 | 0.21633 | 0.21575 | 0.21517
No | SDG&E | Com | Lighting | 2008 T-24: Skylighting | On-the-books | Electric Energy (GWh/year) | 0.58872 | 0.58759 | 0.58676 | 0.58615 | 0.5857 | 0.58536 | 0.58495 | 0.5846 | 0.5842 | 0.58383 | 0.58345 | 0.58307 | 0.58269
No | SDG&E | Com | Lighting | T-20: Small Diameter Directional Lamps | On-the-books | Electric Energy (GWh/year) | 2.8929 | 2.7815 | 0 | 0 | 0 | 0 | 0 | 0 | 0 | 0 | 0 | 0 | 0
No | SDG&E | Com | Lighting | 2008 T-24: Tailored Indoor lighting | On-the-books | Electric Energy (GWh/year) | 0.207 | 0.20657 | 0.20624 | 0.206 | 0.20581 | 0.20567 | 0.2055 | 0.20535 | 0.20519 | 0.20503 | 0.20487 | 0.20472 | 0.20456
No | SDG&E | Com | Lighting | 2019-21 Fed App: Ceiling fan light kits | On-the-books | Electric Energy (GWh/year) | 0.0038607 | 0.0036569 | 0.0034668 | 0.0032881 | 0.0031414 | 0.0030143 | 0.0028711 | 0.0027415 | 0.0022894 | 0.00030536 | 0.00029372 | 0.00028319 | 0.00027365
No | SDG&E | Com | Lighting | 2025 T-24: Daylighting - Revise Automatic Daylighting Controls Exceptions (Alterations) | On-the-books | Electric Energy (GWh/year) |  | 0.23379 | 0.24822 | 0.24094 | 0.23366 | 0.22639 | 0.21915 | 0.21195 | 0.2048 | 0.19771 | 0.1907 | 0.18378 | 0.17696
No | SDG&E | Com | Lighting | 2025 T-24: Daylighting - Revise Automatic Daylighting Controls Exceptions (New Construction + Additions) | On-the-books | Electric Energy (GWh/year) | 0 | 0.010666 | 0.062004 | 0.060185 | 0.058367 | 0.056551 | 0.054742 | 0.052943 | 0.051157 | 0.049387 | 0.047636 | 0.045907 | 0.044203
No | SDG&E | Com | Lighting | 2019 T-20: General Service Lamps - Expanded Scope | On-the-books | Electric Energy (GWh/year) |  | 0.3334 | 0.3532 | 0.32257 | 0.040282 | 0.050005 | 0.049739 | 0.04961 | 0.049548 | 0.049517 | 0.049503 | 0.049496 | 0.049492
No | SDG&E | Com | Lighting | 2016 T-20: LED Quality - Tier 2 | On-the-books | Electric Energy (GWh/year) | 0.0032958 | 0.0032251 | 0.0031485 | 0.003072 | 0.0029457 | 0.0028289 | 0.0027228 | 0.002628 | 0.0025446 | 0.0024721 | 0.0024098 | 0.0023568 | 0.00086324
No | SDG&E | Com | Lighting | 2022 T-24: NRA - Controlled Environment Horticulture - Lighting Efficacy | On-the-books | Electric Energy (GWh/year) | 1.1133 | 1.0428 | 0.97894 | 0.92173 | 0.87091 | 0.82612 | 0.78691 | 0.75281 | 0.061431 | 0 | 0 | 0 | 0
No | SDG&E | Com | Lighting | 2022 T-24: NRA - Daylighting - Automatic Daylight Dimming to 10% | On-the-books | Electric Energy (GWh/year) | 1.3742 | 1.3332 | 1.2821 | 1.2198 | 1.1457 | 1.0606 | 0.082076 | 0 | 0 | 0 | 0 | 0 | 0
No | SDG&E | Com | Lighting | 2022 T-24: NRA - Grid Integration - Demand Responsive Lighting Systems | On-the-books | Electric Energy (GWh/year) | 0.007053 | 0.0063045 | 0.0058483 | 0.0055708 | 0.0054022 | 0.0031 | 0 | 0 | 0 | 0 | 0 | 0 | 0
No | SDG&E | Com | Lighting | 2022 T-24: NRA - Indoor Lighting - Lighting Power Densities | On-the-books | Electric Energy (GWh/year) | 2.6453 | 2.6222 | 2.5934 | 2.559 | 2.5199 | 2.4777 | 2.4348 | 2.3938 | 2.3566 | 2.3246 | 2.2983 | 2.2775 | 2.2614
No | SDG&E | Com | Lighting | 2022 T-24: NRA - Indoor Lighting - Multi-zone Occupancy Sensing in Large Offices | On-the-books | Electric Energy (GWh/year) | 1.7359 | 1.6716 | 1.6047 | 1.5373 | 1.4719 | 1.4102 | 0.115 | 0 | 0 | 0 | 0 | 0 | 0
No | SDG&E | Com | Lighting | 2022 T-24: NRA - Outdoor Lighting - Lighting Power Allowances for General Hardscapes | On-the-books | Electric Energy (GWh/year) | 0.51763 | 0.51763 | 0.51763 | 0.51763 | 0.51763 | 0.51763 | 0.51763 | 0.51763 | 0.51763 | 0.51763 | 0.51763 | 0.51763 | 0.51763
No | SDG&E | Com | Lighting | 2022 T-24: NRA - Outdoor Lighting - Lighting Zone Reclassification | On-the-books | Electric Energy (GWh/year) | 0.059921 | 0.059921 | 0.059921 | 0.059921 | 0.059921 | 0.059921 | 0.059921 | 0.059921 | 0.059921 | 0.059921 | 0.059921 | 0.059921 | 0.059921
No | SDG&E | Com | Lighting | 2019 T-24: NRA-Indoor Lighting-Alterations (Control) | On-the-books | Electric Energy (GWh/year) | 0.0082684 | 0.0077534 | 0.0071518 | 0.0064737 | 0.0057389 | 0.0049763 | 0.0042192 | 0.0035002 | 0.0028455 | 0.0022717 | 0.00015165 | 0 | 0
No | SDG&E | Com | Lighting | 2019 T-24: NRA-Indoor Lighting-Alterations (LPD) | On-the-books | Electric Energy (GWh/year) | 0.27813 | 0.20483 | 0.14717 | 0.10376 | 0.072125 | 0.049633 | 0.033912 | 0.023056 | 0.015622 | 0.01056 | 0.00060532 | 0 | 0
No | SDG&E | Com | Lighting | 2019 T-24: NRA-Indoor Lighting-New Controls | On-the-books | Electric Energy (GWh/year) | 0.51606 | 0.48392 | 0.44637 | 0.40405 | 0.35819 | 0.31059 | 0.26334 | 0.21846 | 0.1776 | 0.14178 | 0.009465 | 0 | 0
No | SDG&E | Com | Lighting | 2019 T-24: NRA-Indoor Lighting-New LPD | On-the-books | Electric Energy (GWh/year) | 2.5469 | 1.8757 | 1.3477 | 0.95011 | 0.66046 | 0.4545 | 0.31054 | 0.21113 | 0.14305 | 0.0967 | 0.005543 | 0 | 0
No | SDG&E | Com | Lighting | 2019 T-24: NRA-Outdoor Lighting-Controls | On-the-books | Electric Energy (GWh/year) | 0.57052 | 0.53498 | 0.49348 | 0.44668 | 0.39598 | 0.34336 | 0.29112 | 0.24151 | 0.19634 | 0.15675 | 0.010464 | 0 | 0
No | SDG&E | Com | Lighting | 2019 T-24: NRA-Outdoor Lighting-LPA (General Hardscape) | On-the-books | Electric Energy (GWh/year) | 0.41338 | 0.30444 | 0.21874 | 0.15421 | 0.1072 | 0.073768 | 0.050403 | 0.034267 | 0.023218 | 0.015695 | 0.00089967 | 0 | 0
No | SDG&E | Com | Lighting | 2019 T-24: NRA-Outdoor Lighting-LPA (Specific Applications) | On-the-books | Electric Energy (GWh/year) | 0.40632 | 0.29923 | 0.215 | 0.15157 | 0.10537 | 0.072507 | 0.049541 | 0.033681 | 0.022821 | 0.015427 | 0.00088429 | 0 | 0
No | SDG&E | Com | Lighting | 2022 T-24: NRNC - Controlled Environment Horticulture - Lighting Efficacy | On-the-books | Electric Energy (GWh/year) | 3.0336 | 2.8415 | 2.6676 | 2.5117 | 2.3732 | 2.2511 | 2.1443 | 2.0514 | 1.971 | 1.9017 | 1.8423 | 1.7915 | 1.7482
No | SDG&E | Com | Lighting | 2022 T-24: NRNC - Daylighting - Automatic Daylight Dimming to 10% | On-the-books | Electric Energy (GWh/year) | 0.2753 | 0.2671 | 0.25686 | 0.24436 | 0.22952 | 0.21247 | 0.1936 | 0.17356 | 0.1532 | 0.1334 | 0.11498 | 0.098517 | 0.084326
No | SDG&E | Com | Lighting | 2022 T-24: NRNC - Grid Integration - Demand Responsive Lighting Systems | On-the-books | Electric Energy (GWh/year) |  | 0.00023228 | 0.00021547 | 0.00020525 | 0.00019903 | 0.00019526 | 0.00019297 | 0.00019158 | 0.00019074 | 0.00019023 | 0.00018992 | 0.00018973 | 0.00018962
No | SDG&E | Com | Lighting | 2022 T-24: NRNC - Indoor Lighting - Lighting Power Densities | On-the-books | Electric Energy (GWh/year) |  | 0.57852 | 0.57216 | 0.56458 | 0.55595 | 0.54665 | 0.53719 | 0.52812 | 0.51992 | 0.51286 | 0.50706 | 0.50246 | 0.49893
No | SDG&E | Com | Lighting | 2022 T-24: NRNC - Indoor Lighting - Multi-zone Occupancy Sensing in Large Offices | On-the-books | Electric Energy (GWh/year) |  | 1.0761 | 1.033 | 0.98967 | 0.94751 | 0.90784 | 0.87162 | 0.8395 | 0.8117 | 0.78817 | 0.76861 | 0.7526 | 0.73967
No | SDG&E | Com | Lighting | 2022 T-24: NRNC - Outdoor Lighting - Nonresidential Lighting Power Allowances for General Hardscapes | On-the-books | Electric Energy (GWh/year) |  | 0.16626 | 0.16626 | 0.16626 | 0.16626 | 0.16626 | 0.16626 | 0.16626 | 0.16626 | 0.16626 | 0.16626 | 0.16626 | 0.16626
No | SDG&E | Com | Lighting | 2022 T-24: NRNC - Outdoor Lighting - Nonresidential Lighting Zone Reclassification | On-the-books | Electric Energy (GWh/year) |  | 0.019411 | 0.019411 | 0.019411 | 0.019411 | 0.019411 | 0.019411 | 0.019411 | 0.019411 | 0.019411 | 0.019411 | 0.019411 | 0.019411
No | SDG&E | Com | Lighting | 2019 T-24: NRNC-Indoor Lighting-Controls | On-the-books | Electric Energy (GWh/year) |  | 0.31551 | 0.29103 | 0.26343 | 0.23353 | 0.2025 | 0.17169 | 0.14243 | 0.11579 | 0.092442 | 0.072659 | 0.056371 | 0.043272
No | SDG&E | Com | Lighting | 2019 T-24: NRNC-Indoor Lighting-LPD | On-the-books | Electric Energy (GWh/year) |  | 0.64532 | 0.46367 | 0.32688 | 0.22723 | 0.15637 | 0.10684 | 0.072637 | 0.049216 | 0.033269 | 0.022454 | 0.015138 | 0.010199
No | SDG&E | Com | Lighting | 2019 T-24: NRNC-Outdoor Lighting-Controls | On-the-books | Electric Energy (GWh/year) |  | 0.1826 | 0.16844 | 0.15247 | 0.13516 | 0.1172 | 0.099369 | 0.082436 | 0.067015 | 0.053502 | 0.042053 | 0.032625 | 0.025045
No | SDG&E | Com | Lighting | 2019 T-24: NRNC-Outdoor Lighting-LPA (General Hardscape) | On-the-books | Electric Energy (GWh/year) |  | 0.2194 | 0.18201 | 0.14796 | 0.11813 | 0.092848 | 0.072034 | 0.055296 | 0.04209 | 0.031827 | 0.023944 | 0.017943 | 0.013406
No | SDG&E | Com | Lighting | 2019 T-24: NRNC-Outdoor Lighting-LPA (Specific Applications) | On-the-books | Electric Energy (GWh/year) |  | 0.2146 | 0.17803 | 0.14473 | 0.11554 | 0.090816 | 0.070457 | 0.054086 | 0.041169 | 0.031131 | 0.02342 | 0.017551 | 0.013113
No | PG&E | Res | Lighting | T-20: Dimming Ballasts | On-the-books | Electric Energy (GWh/year) | 0.40091 | 0.40197 | 0.40302 | 0.40408 | 0 | 0 | 0 | 0 | 0 | 0 | 0 | 0 | 0
No | PG&E | Res | Lighting | 2008 T-20: General Purpose Lighting -- 60 and 40 watt | On-the-books | Electric Energy (GWh/year) | 0 | 0 | 0 | 0 | 0 | 0 | 0 | 0 | 0 | 0 | 0 | 0 | 0
No | PG&E | Res | Lighting | Fed Appliance: General Service Fluorescent Lamps #1 | On-the-books | Electric Energy (GWh/year) | 0.84037 | 0.8384 | 0.837 | 0.83599 | 0.83528 | 0.83477 | 0.83413 | 0.83358 | 0.83296 | 0.83239 | 0.83179 | 0.83121 | 0.83061
No | PG&E | Res | Lighting | Fed Appliance: GSFLs | On-the-books | Electric Energy (GWh/year) | 23.3913 | 23.4491 | 23.5068 | 23.5646 | 0 | 0 | 0 | 0 | 0 | 0 | 0 | 0 | 0
No | PG&E | Res | Lighting | 2006 T-20: General Service Incandescent Lamps, Tier 2 #3 | On-the-books | Electric Energy (GWh/year) | 0.0082161 | 0.0082124 | 0.0082094 | 0.0082069 | 0.008205 | 0.0082034 | 0.0082015 | 0.0081998 | 0.008198 | 0.0081963 | 0.0081945 | 0.0081928 | 0.008191
No | PG&E | Res | Lighting | T-20: GSLs - Original Scope - Tier 2 | On-the-books | Electric Energy (GWh/year) | 115.3354 | 110.2978 | 105.2601 | 100.2225 | 95.1848 | 90.1472 | 85.1096 | 80.0719 | 75.0343 | 9.6547 | 8.9599 | 8.265 | 7.5702
No | PG&E | Res | Lighting | T-20: LED Lamps - Tier 1 | On-the-books | Electric Energy (GWh/year) | 10.6726 | 9.9902 | 9.3077 | 8.6252 | 7.9428 | 7.2603 | 6.5778 | 5.8954 | 5.2129 | 4.5304 | 0.5591 | 0.45994 | 0.36078
No | PG&E | Res | Lighting | Fed Appliance: Incandescent Reflector Lamps | On-the-books | Electric Energy (GWh/year) | 0.017277 | 0.016854 | 0.016511 | 0.016239 | 0.016027 | 0.015863 | 0.015667 | 0.015492 | 0.015304 | 0.015124 | 0.014939 | 0.014757 | 0.014573
No | PG&E | Res | Lighting | 2005 T-20: Modular Furniture Task Lighting Fixtures | On-the-books | Electric Energy (GWh/year) | 0.0017497 | 0.0017447 | 0.0017411 | 0.0017385 | 0.0017366 | 0.0017353 | 0.0017336 | 0.0017321 | 0.0017305 | 0.001729 | 0.0017274 | 0.0017258 | 0.0017243
No | PG&E | Res | Lighting | 2008 T-20: Portable Lighting Fixtures | On-the-books | Electric Energy (GWh/year) | 1.1121 | 1.1119 | 1.1119 | 1.1118 | 1.1118 | 1.1118 | 1.1118 | 1.1117 | 1.1117 | 1.1117 | 1.1117 | 1.1116 | 1.1116
No | PG&E | Res | Lighting | T-20: Small Diameter Directional Lamps | On-the-books | Electric Energy (GWh/year) | 14.1255 | 13.5815 | 0 | 0 | 0 | 0 | 0 | 0 | 0 | 0 | 0 | 0 | 0
No | PG&E | Res | Lighting | 2019-21 Fed App: Ceiling fan light kits | On-the-books | Electric Energy (GWh/year) | 0.35818 | 0.33927 | 0.32163 | 0.30505 | 0.29144 | 0.27965 | 0.26637 | 0.25434 | 0.2124 | 0.02833 | 0.02725 | 0.026272 | 0.025388
No | PG&E | Res | Lighting | 2019 T-20: General Service Lamps - Expanded Scope | On-the-books | Electric Energy (GWh/year) |  | 24.6332 | 26.0957 | 23.8329 | 2.9762 | 3.6946 | 3.6749 | 3.6654 | 3.6608 | 3.6586 | 3.6575 | 3.657 | 3.6567
No | PG&E | Res | Lighting | 2016 T-20: LED Quality - Tier 2 | On-the-books | Electric Energy (GWh/year) | 0.016093 | 0.015748 | 0.015374 | 0.015 | 0.014383 | 0.013813 | 0.013295 | 0.012832 | 0.012425 | 0.012071 | 0.011767 | 0.011508 | 0.0042151
No | PG&E | Res | Lighting | 2022 T-24: MFA - Outdoor Lighting - Lighting Power Allowances | On-the-books | Electric Energy (GWh/year) | 1.3008 | 1.3008 | 1.3008 | 1.3008 | 1.3008 | 1.3008 | 1.3008 | 1.3008 | 1.3008 | 1.3008 | 1.3008 | 1.3008 | 1.3008
No | PG&E | Res | Lighting | 2022 T-24: MFNC - Outdoor Lighting - Lighting Power Allowances | On-the-books | Electric Energy (GWh/year) | 0.31319 | 0.31319 | 0.31319 | 0.31319 | 0.31319 | 0.31319 | 0.31319 | 0.31319 | 0.31319 | 0.31319 | 0.31319 | 0.31319 | 0.31319
No | SCE | Res | Lighting | T-20: Dimming Ballasts | On-the-books | Electric Energy (GWh/year) | 0.40091 | 0.40197 | 0.40302 | 0.40408 | 0 | 0 | 0 | 0 | 0 | 0 | 0 | 0 | 0
No | SCE | Res | Lighting | 2008 T-20: General Purpose Lighting -- 60 and 40 watt | On-the-books | Electric Energy (GWh/year) | 0 | 0 | 0 | 0 | 0 | 0 | 0 | 0 | 0 | 0 | 0 | 0 | 0
No | SCE | Res | Lighting | Fed Appliance: General Service Fluorescent Lamps #1 | On-the-books | Electric Energy (GWh/year) | 0.84037 | 0.8384 | 0.837 | 0.83599 | 0.83528 | 0.83477 | 0.83413 | 0.83358 | 0.83296 | 0.83239 | 0.83179 | 0.83121 | 0.83061
No | SCE | Res | Lighting | Fed Appliance: GSFLs | On-the-books | Electric Energy (GWh/year) | 23.3913 | 23.4491 | 23.5068 | 23.5646 | 0 | 0 | 0 | 0 | 0 | 0 | 0 | 0 | 0
No | SCE | Res | Lighting | 2006 T-20: General Service Incandescent Lamps, Tier 2 #3 | On-the-books | Electric Energy (GWh/year) | 0.0082161 | 0.0082124 | 0.0082094 | 0.0082069 | 0.008205 | 0.0082034 | 0.0082015 | 0.0081998 | 0.008198 | 0.0081963 | 0.0081945 | 0.0081928 | 0.008191
No | SCE | Res | Lighting | T-20: GSLs - Original Scope - Tier 2 | On-the-books | Electric Energy (GWh/year) | 115.3354 | 110.2978 | 105.2601 | 100.2225 | 95.1848 | 90.1472 | 85.1096 | 80.0719 | 75.0343 | 9.6547 | 8.9599 | 8.265 | 7.5702
No | SCE | Res | Lighting | T-20: LED Lamps - Tier 1 | On-the-books | Electric Energy (GWh/year) | 10.6726 | 9.9902 | 9.3077 | 8.6252 | 7.9428 | 7.2603 | 6.5778 | 5.8954 | 5.2129 | 4.5304 | 0.5591 | 0.45994 | 0.36078
No | SCE | Res | Lighting | Fed Appliance: Incandescent Reflector Lamps | On-the-books | Electric Energy (GWh/year) | 0.017277 | 0.016854 | 0.016511 | 0.016239 | 0.016027 | 0.015863 | 0.015667 | 0.015492 | 0.015304 | 0.015124 | 0.014939 | 0.014757 | 0.014573
No | SCE | Res | Lighting | 2005 T-20: Modular Furniture Task Lighting Fixtures | On-the-books | Electric Energy (GWh/year) | 0.0017497 | 0.0017447 | 0.0017411 | 0.0017385 | 0.0017366 | 0.0017353 | 0.0017336 | 0.0017321 | 0.0017305 | 0.001729 | 0.0017274 | 0.0017258 | 0.0017243
No | SCE | Res | Lighting | 2008 T-20: Portable Lighting Fixtures | On-the-books | Electric Energy (GWh/year) | 1.1121 | 1.1119 | 1.1119 | 1.1118 | 1.1118 | 1.1118 | 1.1118 | 1.1117 | 1.1117 | 1.1117 | 1.1117 | 1.1116 | 1.1116
No | SCE | Res | Lighting | T-20: Small Diameter Directional Lamps | On-the-books | Electric Energy (GWh/year) | 14.1255 | 13.5815 | 0 | 0 | 0 | 0 | 0 | 0 | 0 | 0 | 0 | 0 | 0
No | SCE | Res | Lighting | 2019-21 Fed App: Ceiling fan light kits | On-the-books | Electric Energy (GWh/year) | 0.35818 | 0.33927 | 0.32163 | 0.30505 | 0.29144 | 0.27965 | 0.26637 | 0.25434 | 0.2124 | 0.02833 | 0.02725 | 0.026272 | 0.025388
No | SCE | Res | Lighting | 2019 T-20: General Service Lamps - Expanded Scope | On-the-books | Electric Energy (GWh/year) |  | 24.6332 | 26.0957 | 23.8329 | 2.9762 | 3.6946 | 3.6749 | 3.6654 | 3.6608 | 3.6586 | 3.6575 | 3.657 | 3.6567
No | SCE | Res | Lighting | 2016 T-20: LED Quality - Tier 2 | On-the-books | Electric Energy (GWh/year) | 0.016093 | 0.015748 | 0.015374 | 0.015 | 0.014383 | 0.013813 | 0.013295 | 0.012832 | 0.012425 | 0.012071 | 0.011767 | 0.011508 | 0.0042151
No | SCE | Res | Lighting | 2022 T-24: MFA - Outdoor Lighting - Lighting Power Allowances | On-the-books | Electric Energy (GWh/year) | 1.3008 | 1.3008 | 1.3008 | 1.3008 | 1.3008 | 1.3008 | 1.3008 | 1.3008 | 1.3008 | 1.3008 | 1.3008 | 1.3008 | 1.3008
No | SCE | Res | Lighting | 2022 T-24: MFNC - Outdoor Lighting - Lighting Power Allowances | On-the-books | Electric Energy (GWh/year) | 0.31319 | 0.31319 | 0.31319 | 0.31319 | 0.31319 | 0.31319 | 0.31319 | 0.31319 | 0.31319 | 0.31319 | 0.31319 | 0.31319 | 0.31319
No | SDG&E | Res | Lighting | T-20: Dimming Ballasts | On-the-books | Electric Energy (GWh/year) | 0.082106 | 0.082322 | 0.082538 | 0.082754 | 0 | 0 | 0 | 0 | 0 | 0 | 0 | 0 | 0
No | SDG&E | Res | Lighting | 2008 T-20: General Purpose Lighting -- 60 and 40 watt | On-the-books | Electric Energy (GWh/year) | 0 | 0 | 0 | 0 | 0 | 0 | 0 | 0 | 0 | 0 | 0 | 0 | 0
No | SDG&E | Res | Lighting | Fed Appliance: General Service Fluorescent Lamps #1 | On-the-books | Electric Energy (GWh/year) | 0.1721 | 0.1717 | 0.17141 | 0.17121 | 0.17106 | 0.17096 | 0.17083 | 0.17071 | 0.17059 | 0.17047 | 0.17035 | 0.17023 | 0.17011
No | SDG&E | Res | Lighting | Fed Appliance: GSFLs | On-the-books | Electric Energy (GWh/year) | 4.7905 | 4.8023 | 4.8141 | 4.826 | 0 | 0 | 0 | 0 | 0 | 0 | 0 | 0 | 0
No | SDG&E | Res | Lighting | 2006 T-20: General Service Incandescent Lamps, Tier 2 #3 | On-the-books | Electric Energy (GWh/year) | 0.0016826 | 0.0016819 | 0.0016813 | 0.0016808 | 0.0016804 | 0.00168 | 0.0016796 | 0.0016793 | 0.0016789 | 0.0016786 | 0.0016782 | 0.0016779 | 0.0016775
No | SDG&E | Res | Lighting | T-20: GSLs - Original Scope - Tier 2 | On-the-books | Electric Energy (GWh/year) | 23.6203 | 22.5887 | 21.557 | 20.5253 | 19.4936 | 18.4619 | 17.4302 | 16.3985 | 15.3668 | 1.9773 | 1.835 | 1.6927 | 1.5503
No | SDG&E | Res | Lighting | T-20: LED Lamps - Tier 1 | On-the-books | Electric Energy (GWh/year) | 2.1857 | 2.046 | 1.9062 | 1.7664 | 1.6267 | 1.4869 | 1.3471 | 1.2074 | 1.0676 | 0.92782 | 0.1145 | 0.094195 | 0.073887
No | SDG&E | Res | Lighting | Fed Appliance: Incandescent Reflector Lamps | On-the-books | Electric Energy (GWh/year) | 0.0035384 | 0.0034516 | 0.0033814 | 0.0033257 | 0.0032822 | 0.0032487 | 0.0032085 | 0.0031728 | 0.0031341 | 0.0030974 | 0.0030594 | 0.0030223 | 0.0029845
No | SDG&E | Res | Lighting | 2005 T-20: Modular Furniture Task Lighting Fixtures | On-the-books | Electric Energy (GWh/year) | 0.00035834 | 0.00035731 | 0.00035657 | 0.00035603 | 0.00035565 | 0.00035537 | 0.00035503 | 0.00035473 | 0.0003544 | 0.00035409 | 0.00035376 | 0.00035345 | 0.00035313
No | SDG&E | Res | Lighting | 2008 T-20: Portable Lighting Fixtures | On-the-books | Electric Energy (GWh/year) | 0.22775 | 0.22772 | 0.22771 | 0.2277 | 0.22769 | 0.22769 | 0.22768 | 0.22768 | 0.22767 | 0.22767 | 0.22767 | 0.22766 | 0.22766
No | SDG&E | Res | Lighting | T-20: Small Diameter Directional Lamps | On-the-books | Electric Energy (GWh/year) | 2.8929 | 2.7815 | 0 | 0 | 0 | 0 | 0 | 0 | 0 | 0 | 0 | 0 | 0
No | SDG&E | Res | Lighting | 2019-21 Fed App: Ceiling fan light kits | On-the-books | Electric Energy (GWh/year) | 0.073353 | 0.069482 | 0.065869 | 0.062474 | 0.059686 | 0.057272 | 0.054551 | 0.052089 | 0.043498 | 0.0058019 | 0.0055807 | 0.0053805 | 0.0051994
No | SDG&E | Res | Lighting | 2019 T-20: General Service Lamps - Expanded Scope | On-the-books | Electric Energy (GWh/year) |  | 5.0448 | 5.3443 | 4.8809 | 0.60952 | 0.75664 | 0.75261 | 0.75067 | 0.74972 | 0.74926 | 0.74904 | 0.74893 | 0.74888
No | SDG&E | Res | Lighting | 2016 T-20: LED Quality - Tier 2 | On-the-books | Electric Energy (GWh/year) | 0.0032958 | 0.0032251 | 0.0031485 | 0.003072 | 0.0029457 | 0.0028289 | 0.0027228 | 0.002628 | 0.0025446 | 0.0024721 | 0.0024098 | 0.0023568 | 0.00086324
No | SDG&E | Res | Lighting | 2022 T-24: MFA - Outdoor Lighting - Lighting Power Allowances | On-the-books | Electric Energy (GWh/year) | 0.26641 | 0.26641 | 0.26641 | 0.26641 | 0.26641 | 0.26641 | 0.26641 | 0.26641 | 0.26641 | 0.26641 | 0.26641 | 0.26641 | 0.26641
No | SDG&E | Res | Lighting | 2022 T-24: MFNC - Outdoor Lighting - Lighting Power Allowances | On-the-books | Electric Energy (GWh/year) | 0.064141 | 0.064141 | 0.064141 | 0.064141 | 0.064141 | 0.064141 | 0.064141 | 0.064141 | 0.064141 | 0.064141 | 0.064141 | 0.064141 | 0.064141
No | PG&E | Com | AppPlug | Fed Appliance: Commercial Clothes Washers #1 | On-the-books | Electric Demand (MW) | 0.0028024 | 0.0028022 | 0.002802 | 0.0028018 | 0.0028017 | 0.0028016 | 0.0028014 | 0.0028013 | 0.0028012 | 0.0028011 | 0.0028009 | 0.0028008 | 0.0028007
No | PG&E | Com | AppPlug | Fed Appliance: Commercial Clothes Washers | On-the-books | Electric Demand (MW) | 0.0064994 | 0.0064994 | 0.0064994 | 0.0064994 | 0.0064994 | 0 | 0 | 0 | 0 | 0 | 0 | 0 | 0
No | PG&E | Com | AppPlug | T-20: Computers - Small Scale Servers | On-the-books | Electric Demand (MW) | 0 | 0 | 0 | 0 | 0 | 0 | 0 | 0 | 0 | 0 | 0 | 0 | 0
No | PG&E | Com | AppPlug | T-20: Computers - Workstations | On-the-books | Electric Demand (MW) | 0 | 0 | 0 | 0 | 0 | 0 | 0 | 0 | 0 | 0 | 0 | 0 | 0
No | PG&E | Com | AppPlug | 2005 T-20: Consumer Electronics - Audio Players | On-the-books | Electric Demand (MW) | 0.0013728 | 0.0013726 | 0.0013725 | 0.0013725 | 0.0013724 | 0.0013724 | 0.0013724 | 0.0013723 | 0.0013723 | 0.0013722 | 0.0013722 | 0.0013722 | 0.0013721
No | PG&E | Com | AppPlug | 2005 T-20: Consumer Electronics - DVDs | On-the-books | Electric Demand (MW) | 0.00012565 | 0.00012517 | 0.00012479 | 0.00012448 | 0.00012424 | 0.00012405 | 0.00012382 | 0.00012361 | 0.00012339 | 0.00012318 | 0.00012297 | 0.00012276 | 0.00012254
No | PG&E | Com | AppPlug | Fed Appliance: External Power Supplies | On-the-books | Electric Demand (MW) | 0 | 0 | 0 | 0 | 0 | 0 | 0 | 0 | 0 | 0 | 0 | 0 | 0
No | PG&E | Com | AppPlug | 2011 T-20: Large Battery Chargers (≥2kW rated input) | On-the-books | Electric Demand (MW) | 0.074895 | 0.07396 | 0.073224 | 0.07265 | 0.017915 | 0.01783 | 0.017728 | 0.017638 | 0.017539 | 0.017446 | 0.01735 | 0.017255 | 0.017159
No | PG&E | Com | AppPlug | Fed Appliance: Microwave ovens | On-the-books | Electric Demand (MW) | 0.055563 | 0.055359 | 0 | 0 | 0 | 0 | 0 | 0 | 0 | 0 | 0 | 0 | 0
No | PG&E | Com | AppPlug | 2011 T-20: Small Battery Chargers – Tier 1 (consumer with no USB charger or USB charger <20 watt-hours) | On-the-books | Electric Demand (MW) | 0.02999 | 0.029864 | 0.029773 | 0.029707 | 0.029659 | 0.029624 | 0.029581 | 0.029543 | 0.029501 | 0.029463 | 0.029422 | 0.029382 | 0.029342
No | PG&E | Com | AppPlug | 2011 T-20: Small Battery Chargers – Tier 2 (consumer with USB charger ≥20 watt-hours) | On-the-books | Electric Demand (MW) | 0.014707 | 0.014539 | 0.014407 | 0.014304 | 0.014223 | 0.01416 | 0.014085 | 0.014018 | 0.013945 | 0.013876 | 0.013805 | 0.013735 | 0.013665
No | PG&E | Com | AppPlug | 2009 T-20: Televisions - Tier 1 | On-the-books | Electric Demand (MW) | 0.023373 | 0.023366 | 0.023362 | 0.023359 | 0.023358 | 0.023357 | 0.023355 | 0.023354 | 0.023353 | 0.023352 | 0.023351 | 0.02335 | 0.023349
No | PG&E | Com | AppPlug | 2009 T-20: Televisions - Tier 2 | On-the-books | Electric Demand (MW) | 0.020677 | 0.020593 | 0.020535 | 0.020496 | 0.02047 | 0.020452 | 0.020428 | 0.020409 | 0.020386 | 0.020366 | 0.020344 | 0.020323 | 0.020301
No | PG&E | Com | AppPlug | 2005 T-20: Water Dispensers | On-the-books | Electric Demand (MW) | 0.0065973 | 0.0065948 | 0.006593 | 0.0065918 | 0.006591 | 0.0065904 | 0.0065897 | 0.0065891 | 0.0065884 | 0.0065877 | 0.0065871 | 0.0065864 | 0.0065857
No | PG&E | Com | AppPlug | 2025-27 Fed App: Air purifiers - Tier 2 | On-the-books | Electric Demand (MW) | 0 | 0.07998 | 0.082311 | 0.085048 | 0.088076 | 0.09138 | 0.090232 | 0.089256 | 0.08843 | 0.087732 | 0.0071954 | 0.0071546 | 0.0071203
No | PG&E | Com | AppPlug | 2016 T-20: Computers - Desktops - Tier 1 | On-the-books | Electric Demand (MW) | 0.098171 | 0.09514 | 0.092884 | 0.091235 | 0.090046 | 0.089196 | 0.088593 | 0.088167 | 0.087867 | 0.087657 | 0.087509 | 0.087406 | 0.087334
No | PG&E | Com | AppPlug | 2016 T-20: Computers - Desktops - Tier 2 | On-the-books | Electric Demand (MW) | 1.0769 | 0.54715 | 0.073049 | 0.070793 | 0.069114 | 0.067887 | 0.067002 | 0.06637 | 0.065921 | 0.065604 | 0.065381 | 0.065225 | 0.065115
No | PG&E | Com | AppPlug | 2016 T-20: Computers - Notebooks | On-the-books | Electric Demand (MW) | 9.7155e-05 | 9.4155e-05 | 9.1923e-05 | 9.0291e-05 | 8.9114e-05 | 8.8273e-05 | 8.7676e-05 | 8.7255e-05 | 8.6958e-05 | 8.675e-05 | 8.6604e-05 | 8.6502e-05 | 8.643e-05
No | PG&E | Com | AppPlug | 2019-21 Fed App: Dedicated-purpose pool pumps | On-the-books | Electric Demand (MW) |  | 2.2904 | 0.3169 | 0.32293 | 0.32587 | 0.3299 | 0.3293 | 0.32879 | 0.32837 | 0.32802 | 0.32772 | 0.32747 | 0.32726
No | PG&E | Com | AppPlug | 2016 T-20: Displays - Monitors | On-the-books | Electric Demand (MW) |  | 0.2122 | 0.039097 | 0.039097 | 0.039097 | 0.039097 | 0.039097 | 0.039097 | 0.039097 | 0.039097 | 0.039097 | 0.039097 | 0.039097
No | SCE | Com | AppPlug | Fed Appliance: Commercial Clothes Washers #1 | On-the-books | Electric Demand (MW) | 0.0027509 | 0.0027507 | 0.0027505 | 0.0027503 | 0.0027502 | 0.00275 | 0.0027499 | 0.0027498 | 0.0027497 | 0.0027495 | 0.0027494 | 0.0027493 | 0.0027492
No | SCE | Com | AppPlug | Fed Appliance: Commercial Clothes Washers | On-the-books | Electric Demand (MW) | 0.0063798 | 0.0063798 | 0.0063798 | 0.0063798 | 0.0063798 | 0 | 0 | 0 | 0 | 0 | 0 | 0 | 0
No | SCE | Com | AppPlug | T-20: Computers - Small Scale Servers | On-the-books | Electric Demand (MW) | 0 | 0 | 0 | 0 | 0 | 0 | 0 | 0 | 0 | 0 | 0 | 0 | 0
No | SCE | Com | AppPlug | T-20: Computers - Workstations | On-the-books | Electric Demand (MW) | 0 | 0 | 0 | 0 | 0 | 0 | 0 | 0 | 0 | 0 | 0 | 0 | 0
No | SCE | Com | AppPlug | 2005 T-20: Consumer Electronics - Audio Players | On-the-books | Electric Demand (MW) | 0.0013476 | 0.0013474 | 0.0013473 | 0.0013472 | 0.0013472 | 0.0013472 | 0.0013471 | 0.0013471 | 0.001347 | 0.001347 | 0.001347 | 0.0013469 | 0.0013469
No | SCE | Com | AppPlug | 2005 T-20: Consumer Electronics - DVDs | On-the-books | Electric Demand (MW) | 0.00012334 | 0.00012287 | 0.00012249 | 0.00012219 | 0.00012196 | 0.00012177 | 0.00012154 | 0.00012134 | 0.00012113 | 0.00012092 | 0.00012071 | 0.0001205 | 0.00012029
No | SCE | Com | AppPlug | Fed Appliance: External Power Supplies | On-the-books | Electric Demand (MW) | 0 | 0 | 0 | 0 | 0 | 0 | 0 | 0 | 0 | 0 | 0 | 0 | 0
No | SCE | Com | AppPlug | 2011 T-20: Large Battery Chargers (≥2kW rated input) | On-the-books | Electric Demand (MW) | 0.073518 | 0.0726 | 0.071877 | 0.071314 | 0.017586 | 0.017502 | 0.017402 | 0.017313 | 0.017217 | 0.017125 | 0.017031 | 0.016938 | 0.016844
No | SCE | Com | AppPlug | Fed Appliance: Microwave ovens | On-the-books | Electric Demand (MW) | 0.054541 | 0.05434 | 0 | 0 | 0 | 0 | 0 | 0 | 0 | 0 | 0 | 0 | 0
No | SCE | Com | AppPlug | 2011 T-20: Small Battery Chargers – Tier 1 (consumer with no USB charger or USB charger <20 watt-hours) | On-the-books | Electric Demand (MW) | 0.029439 | 0.029315 | 0.029225 | 0.02916 | 0.029113 | 0.029079 | 0.029037 | 0.029 | 0.028959 | 0.028921 | 0.028881 | 0.028842 | 0.028803
No | SCE | Com | AppPlug | 2011 T-20: Small Battery Chargers – Tier 2 (consumer with USB charger ≥20 watt-hours) | On-the-books | Electric Demand (MW) | 0.014436 | 0.014272 | 0.014142 | 0.014041 | 0.013962 | 0.013899 | 0.013826 | 0.01376 | 0.013689 | 0.013621 | 0.013551 | 0.013483 | 0.013413
No | SCE | Com | AppPlug | 2009 T-20: Televisions - Tier 1 | On-the-books | Electric Demand (MW) | 0.022944 | 0.022936 | 0.022932 | 0.022929 | 0.022928 | 0.022927 | 0.022926 | 0.022925 | 0.022924 | 0.022923 | 0.022922 | 0.022921 | 0.022919
No | SCE | Com | AppPlug | 2009 T-20: Televisions - Tier 2 | On-the-books | Electric Demand (MW) | 0.020297 | 0.020214 | 0.020158 | 0.020119 | 0.020093 | 0.020076 | 0.020053 | 0.020033 | 0.020011 | 0.019991 | 0.01997 | 0.019949 | 0.019928
No | SCE | Com | AppPlug | 2005 T-20: Water Dispensers | On-the-books | Electric Demand (MW) | 0.006476 | 0.0064735 | 0.0064718 | 0.0064706 | 0.0064698 | 0.0064692 | 0.0064685 | 0.0064679 | 0.0064672 | 0.0064666 | 0.0064659 | 0.0064653 | 0.0064646
No | SCE | Com | AppPlug | 2025-27 Fed App: Air purifiers - Tier 2 | On-the-books | Electric Demand (MW) | 0 | 0.078509 | 0.080797 | 0.083483 | 0.086456 | 0.089699 | 0.088573 | 0.087615 | 0.086804 | 0.086118 | 0.007063 | 0.007023 | 0.0069894
No | SCE | Com | AppPlug | 2016 T-20: Computers - Desktops - Tier 1 | On-the-books | Electric Demand (MW) | 0.096366 | 0.09339 | 0.091176 | 0.089557 | 0.08839 | 0.087556 | 0.086964 | 0.086545 | 0.086251 | 0.086045 | 0.0859 | 0.085798 | 0.085727
No | SCE | Com | AppPlug | 2016 T-20: Computers - Desktops - Tier 2 | On-the-books | Electric Demand (MW) | 1.0571 | 0.53709 | 0.071705 | 0.069491 | 0.067843 | 0.066639 | 0.06577 | 0.06515 | 0.064709 | 0.064398 | 0.064179 | 0.064025 | 0.063917
No | SCE | Com | AppPlug | 2016 T-20: Computers - Notebooks | On-the-books | Electric Demand (MW) | 9.5369e-05 | 9.2424e-05 | 9.0232e-05 | 8.8631e-05 | 8.7475e-05 | 8.665e-05 | 8.6064e-05 | 8.565e-05 | 8.5359e-05 | 8.5154e-05 | 8.5011e-05 | 8.4911e-05 | 8.4841e-05
No | SCE | Com | AppPlug | 2019-21 Fed App: Dedicated-purpose pool pumps | On-the-books | Electric Demand (MW) |  | 2.2482 | 0.31107 | 0.31699 | 0.31987 | 0.32383 | 0.32324 | 0.32275 | 0.32233 | 0.32198 | 0.32169 | 0.32145 | 0.32125
No | SCE | Com | AppPlug | 2016 T-20: Displays - Monitors | On-the-books | Electric Demand (MW) |  | 0.2083 | 0.038378 | 0.038378 | 0.038378 | 0.038378 | 0.038378 | 0.038378 | 0.038378 | 0.038378 | 0.038378 | 0.038378 | 0.038378
No | SDG&E | Com | AppPlug | Fed Appliance: Commercial Clothes Washers #1 | On-the-books | Electric Demand (MW) | 0.00056282 | 0.00056277 | 0.00056273 | 0.0005627 | 0.00056267 | 0.00056265 | 0.00056262 | 0.0005626 | 0.00056257 | 0.00056254 | 0.00056252 | 0.00056249 | 0.00056247
No | SDG&E | Com | AppPlug | Fed Appliance: Commercial Clothes Washers | On-the-books | Electric Demand (MW) | 0.0013053 | 0.0013053 | 0.0013053 | 0.0013053 | 0.0013053 | 0 | 0 | 0 | 0 | 0 | 0 | 0 | 0
No | SDG&E | Com | AppPlug | T-20: Computers - Small Scale Servers | On-the-books | Electric Demand (MW) | 0 | 0 | 0 | 0 | 0 | 0 | 0 | 0 | 0 | 0 | 0 | 0 | 0
No | SDG&E | Com | AppPlug | T-20: Computers - Workstations | On-the-books | Electric Demand (MW) | 0 | 0 | 0 | 0 | 0 | 0 | 0 | 0 | 0 | 0 | 0 | 0 | 0
No | SDG&E | Com | AppPlug | 2005 T-20: Consumer Electronics - Audio Players | On-the-books | Electric Demand (MW) | 0.00027571 | 0.00027567 | 0.00027565 | 0.00027564 | 0.00027563 | 0.00027562 | 0.00027561 | 0.00027561 | 0.0002756 | 0.00027559 | 0.00027559 | 0.00027558 | 0.00027557
No | SDG&E | Com | AppPlug | 2005 T-20: Consumer Electronics - DVDs | On-the-books | Electric Demand (MW) | 2.5234e-05 | 2.5138e-05 | 2.5062e-05 | 2.5e-05 | 2.4952e-05 | 2.4913e-05 | 2.4867e-05 | 2.4826e-05 | 2.4782e-05 | 2.474e-05 | 2.4696e-05 | 2.4653e-05 | 2.461e-05
No | SDG&E | Com | AppPlug | Fed Appliance: External Power Supplies | On-the-books | Electric Demand (MW) | 0 | 0 | 0 | 0 | 0 | 0 | 0 | 0 | 0 | 0 | 0 | 0 | 0
No | SDG&E | Com | AppPlug | 2011 T-20: Large Battery Chargers (≥2kW rated input) | On-the-books | Electric Demand (MW) | 0.015041 | 0.014854 | 0.014706 | 0.01459 | 0.003598 | 0.0035809 | 0.0035604 | 0.0035422 | 0.0035225 | 0.0035038 | 0.0034844 | 0.0034654 | 0.0034462
No | SDG&E | Com | AppPlug | Fed Appliance: Microwave ovens | On-the-books | Electric Demand (MW) | 0.011159 | 0.011118 | 0 | 0 | 0 | 0 | 0 | 0 | 0 | 0 | 0 | 0 | 0
No | SDG&E | Com | AppPlug | 2011 T-20: Small Battery Chargers – Tier 1 (consumer with no USB charger or USB charger <20 watt-hours) | On-the-books | Electric Demand (MW) | 0.0060231 | 0.0059977 | 0.0059794 | 0.005966 | 0.0059564 | 0.0059495 | 0.0059407 | 0.0059332 | 0.0059249 | 0.0059171 | 0.0059089 | 0.005901 | 0.0058929
No | SDG&E | Com | AppPlug | 2011 T-20: Small Battery Chargers – Tier 2 (consumer with USB charger ≥20 watt-hours) | On-the-books | Electric Demand (MW) | 0.0029536 | 0.00292 | 0.0028935 | 0.0028727 | 0.0028565 | 0.0028438 | 0.0028287 | 0.0028152 | 0.0028007 | 0.0027868 | 0.0027725 | 0.0027585 | 0.0027443
No | SDG&E | Com | AppPlug | 2009 T-20: Televisions - Tier 1 | On-the-books | Electric Demand (MW) | 0.0046941 | 0.0046927 | 0.0046918 | 0.0046913 | 0.004691 | 0.0046908 | 0.0046905 | 0.0046903 | 0.0046901 | 0.0046899 | 0.0046897 | 0.0046894 | 0.0046892
No | SDG&E | Com | AppPlug | 2009 T-20: Televisions - Tier 2 | On-the-books | Electric Demand (MW) | 0.0041526 | 0.0041357 | 0.0041241 | 0.0041163 | 0.004111 | 0.0041074 | 0.0041027 | 0.0040987 | 0.0040943 | 0.0040901 | 0.0040857 | 0.0040815 | 0.0040772
No | SDG&E | Com | AppPlug | 2005 T-20: Water Dispensers | On-the-books | Electric Demand (MW) | 0.001325 | 0.0013244 | 0.0013241 | 0.0013239 | 0.0013237 | 0.0013236 | 0.0013234 | 0.0013233 | 0.0013232 | 0.001323 | 0.0013229 | 0.0013228 | 0.0013226
No | SDG&E | Com | AppPlug | 2025-27 Fed App: Air purifiers - Tier 2 | On-the-books | Electric Demand (MW) | 0 | 0.016063 | 0.016531 | 0.01708 | 0.017689 | 0.018352 | 0.018122 | 0.017926 | 0.01776 | 0.017619 | 0.0014451 | 0.0014369 | 0.00143
No | SDG&E | Com | AppPlug | 2016 T-20: Computers - Desktops - Tier 1 | On-the-books | Electric Demand (MW) | 0.019716 | 0.019107 | 0.018654 | 0.018323 | 0.018084 | 0.017913 | 0.017792 | 0.017707 | 0.017647 | 0.017604 | 0.017575 | 0.017554 | 0.017539
No | SDG&E | Com | AppPlug | 2016 T-20: Computers - Desktops - Tier 2 | On-the-books | Electric Demand (MW) | 0.21627 | 0.10989 | 0.014671 | 0.014218 | 0.01388 | 0.013634 | 0.013456 | 0.013329 | 0.013239 | 0.013176 | 0.013131 | 0.013099 | 0.013077
No | SDG&E | Com | AppPlug | 2016 T-20: Computers - Notebooks | On-the-books | Electric Demand (MW) | 1.9512e-05 | 1.891e-05 | 1.8461e-05 | 1.8133e-05 | 1.7897e-05 | 1.7728e-05 | 1.7608e-05 | 1.7524e-05 | 1.7464e-05 | 1.7422e-05 | 1.7393e-05 | 1.7372e-05 | 1.7358e-05
No | SDG&E | Com | AppPlug | 2019-21 Fed App: Dedicated-purpose pool pumps | On-the-books | Electric Demand (MW) |  | 0.45998 | 0.063644 | 0.064854 | 0.065445 | 0.066254 | 0.066134 | 0.066032 | 0.065947 | 0.065876 | 0.065817 | 0.065767 | 0.065726
No | SDG&E | Com | AppPlug | 2016 T-20: Displays - Monitors | On-the-books | Electric Demand (MW) |  | 0.042617 | 0.0078519 | 0.0078519 | 0.0078519 | 0.0078519 | 0.0078519 | 0.0078519 | 0.0078519 | 0.0078519 | 0.0078519 | 0.0078519 | 0.0078519
No | PG&E | Res | AppPlug | T-20: Computers - Workstations | On-the-books | Electric Demand (MW) | 0 | 0 | 0 | 0 | 0 | 0 | 0 | 0 | 0 | 0 | 0 | 0 | 0
No | PG&E | Res | AppPlug | 2005 T-20: Consumer Electronics - Audio Players | On-the-books | Electric Demand (MW) | 0.015371 | 0.015369 | 0.015367 | 0.015366 | 0.015366 | 0.015366 | 0.015365 | 0.015365 | 0.015364 | 0.015364 | 0.015364 | 0.015363 | 0.015363
No | PG&E | Res | AppPlug | 2005 T-20: Consumer Electronics - DVDs | On-the-books | Electric Demand (MW) | 0.0014068 | 0.0014014 | 0.0013972 | 0.0013938 | 0.001391 | 0.0013889 | 0.0013863 | 0.001384 | 0.0013816 | 0.0013792 | 0.0013768 | 0.0013744 | 0.001372
No | PG&E | Res | AppPlug | Fed Appliance: External Power Supplies | On-the-books | Electric Demand (MW) | 0 | 0 | 0 | 0 | 0 | 0 | 0 | 0 | 0 | 0 | 0 | 0 | 0
No | PG&E | Res | AppPlug | 2011 T-20: Large Battery Chargers (≥2kW rated input) | On-the-books | Electric Demand (MW) | 0.010352 | 0.010223 | 0.010121 | 0.010042 | 0.0024764 | 0.0024646 | 0.0024505 | 0.002438 | 0.0024244 | 0.0024115 | 0.0023982 | 0.0023851 | 0.0023719
No | PG&E | Res | AppPlug | Fed Appliance: Microwave ovens | On-the-books | Electric Demand (MW) | 0.6221 | 0.61981 | 0 | 0 | 0 | 0 | 0 | 0 | 0 | 0 | 0 | 0 | 0
No | PG&E | Res | AppPlug | 2005 T-20: Portable Electric Spas | On-the-books | Electric Demand (MW) | 0 | 0 | 0 | 0 | 0 | 0 | 0 | 0 | 0 | 0 | 0 | 0 | 0
No | PG&E | Res | AppPlug | Fed Appliance: Residential Clothes Dryers | On-the-books | Electric Demand (MW) | 0.081967 | 0.081959 | 0.081951 | 0.081945 | 0.081939 | 0.081935 | 0.01401 | 0.0113 | 0.011299 | 0.011299 | 0.011298 | 0.011297 | 0.011296
No | PG&E | Res | AppPlug | Fed Appliance: Residential Clothes Washers (Front Loading) | On-the-books | Electric Demand (MW) | -0.079415 | -0.076562 | -0.073816 | -0.071213 | -0.019192 | -0.008172 | -0.0078814 | -0.0076012 | -0.0073141 | -0.0070316 | -0.0067461 | -0.0064625 | -0.0061777
No | PG&E | Res | AppPlug | Fed Appliance: Residential Clothes Washers (Top Loading) Tier I | On-the-books | Electric Demand (MW) | 0.60973 | 0.58782 | 0.56673 | 0.54675 | 0.14735 | 0.062742 | 0.060511 | 0.05836 | 0.056156 | 0.053987 | 0.051794 | 0.049618 | 0.04743
No | PG&E | Res | AppPlug | Fed Appliance: Residential Clothes Washers - Top-loading | On-the-books | Electric Demand (MW) | 0 | 0 | 0 | 0 | 0 | 0 | 0 | 0 | 0 | 0 | 0 | 0 | 0
No | PG&E | Res | AppPlug | Fed Appliance: Residential Dishwashers | On-the-books | Electric Demand (MW) | -0.0024132 | -0.0024132 | -0.0024132 | -0.0011748 | -0.00031477 | -0.00031477 | -0.00031477 | -0.00031477 | -0.00031477 | -0.00031477 | -0.00031477 | -0.00031477 | -0.00031477
No | PG&E | Res | AppPlug | 2006 T-20: Residential Pool Pumps, 2-speed Motors, Tier 2 | On-the-books | Electric Demand (MW) | 1.0213 | 1.0208 | 1.0205 | 1.0202 | 1.02 | 1.0198 | 1.0195 | 1.0193 | 1.0191 | 1.0189 | 1.0187 | 1.0185 | 1.0183
No | PG&E | Res | AppPlug | 2005 T-20: Residential Pool Pumps, High Eff Motor, Tier 1 | On-the-books | Electric Demand (MW) | 0.29846 | 0.29395 | 0.28932 | 0.28457 | 0.27972 | 0.27476 | 0.26987 | 0.26493 | 0.26002 | 0.25509 | 0.25018 | 0.24525 | 0.24034
No | PG&E | Res | AppPlug | Fed Appliance: Residential Refrigerators & Freezers | On-the-books | Electric Demand (MW) | 0.78748 | 0.77363 | 0.76242 | 0.75344 | 0.55428 | 0.096607 | 0.095741 | 0.094962 | 0.094125 | 0.093326 | 0.092502 | 0.091695 | 0.090877
No | PG&E | Res | AppPlug | 2008 T-24: Residential Swimming pool | On-the-books | Electric Demand (MW) | 1.699 | 1.6958 | 1.6933 | 1.6914 | 1.6899 | 1.6888 | 1.6874 | 1.6862 | 1.6849 | 1.6836 | 1.6823 | 1.6811 | 1.6798
No | PG&E | Res | AppPlug | 2011 T-20: Small Battery Chargers – Tier 1 (consumer with no USB charger or USB charger <20 watt-hours) | On-the-books | Electric Demand (MW) | 0.037309 | 0.037152 | 0.037038 | 0.036956 | 0.036896 | 0.036853 | 0.036799 | 0.036752 | 0.036701 | 0.036652 | 0.036602 | 0.036553 | 0.036503
No | PG&E | Res | AppPlug | 2011 T-20: Small Battery Chargers – Tier 2 (consumer with USB charger ≥20 watt-hours) | On-the-books | Electric Demand (MW) | 0.018296 | 0.018087 | 0.017923 | 0.017795 | 0.017694 | 0.017615 | 0.017522 | 0.017438 | 0.017348 | 0.017263 | 0.017174 | 0.017087 | 0.016999
No | PG&E | Res | AppPlug | 2009 T-20: Televisions - Tier 1 | On-the-books | Electric Demand (MW) | 0.11631 | 0.11627 | 0.11625 | 0.11624 | 0.11623 | 0.11623 | 0.11622 | 0.11621 | 0.11621 | 0.1162 | 0.1162 | 0.11619 | 0.11619
No | PG&E | Res | AppPlug | 2009 T-20: Televisions - Tier 2 | On-the-books | Electric Demand (MW) | 0.10289 | 0.10247 | 0.10219 | 0.10199 | 0.10186 | 0.10177 | 0.10165 | 0.10156 | 0.10145 | 0.10134 | 0.10123 | 0.10113 | 0.10102
No | PG&E | Res | AppPlug | 2005 T-20: Water Dispensers | On-the-books | Electric Demand (MW) | 0.0020518 | 0.002051 | 0.0020505 | 0.0020501 | 0.0020499 | 0.0020497 | 0.0020495 | 0.0020493 | 0.002049 | 0.0020488 | 0.0020486 | 0.0020484 | 0.0020482
No | PG&E | Res | AppPlug | 2025-27 Fed App: Air purifiers - Tier 2 | On-the-books | Electric Demand (MW) | 0 | 0.89548 | 0.92158 | 0.95222 | 0.98613 | 1.0231 | 1.0103 | 0.99934 | 0.99009 | 0.98227 | 0.080561 | 0.080105 | 0.079721
No | PG&E | Res | AppPlug | 2016 T-20: Computers - Desktops - Tier 1 | On-the-books | Electric Demand (MW) | 0.12213 | 0.11836 | 0.11555 | 0.1135 | 0.11202 | 0.11096 | 0.11021 | 0.10968 | 0.10931 | 0.10905 | 0.10886 | 0.10874 | 0.10865
No | PG&E | Res | AppPlug | 2016 T-20: Computers - Desktops - Tier 2 | On-the-books | Electric Demand (MW) | 1.3397 | 0.68067 | 0.090875 | 0.088069 | 0.085981 | 0.084454 | 0.083353 | 0.082567 | 0.082008 | 0.081614 | 0.081337 | 0.081142 | 0.081005
No | PG&E | Res | AppPlug | 2016 T-20: Computers - Notebooks | On-the-books | Electric Demand (MW) | 0.00012086 | 0.00011713 | 0.00011436 | 0.00011233 | 0.00011086 | 0.00010981 | 0.00010907 | 0.00010855 | 0.00010818 | 0.00010792 | 0.00010774 | 0.00010761 | 0.00010752
No | PG&E | Res | AppPlug | 2025-27 Fed App: Dedicated Purpose Pool Pump Motors - Tier 1 - Standard | On-the-books | Electric Demand (MW) | 0.47637 | 1.6984 | 1.5419 | 1.3686 | 1.211 | 0.65543 | 0.050592 | 0.048336 | 0.046446 | 0.044866 | 0.043545 | 0.042442 | 0.041522
No | PG&E | Res | AppPlug | 2025-27 Fed App: Dedicated Purpose Pool Pump Motors - Tier 2 - Small | On-the-books | Electric Demand (MW) | 0 | 0 | 0.36742 | 1.4174 | 1.411 | 1.4079 | 0.90043 | 0.050373 | 0.049362 | 0.048487 | 0.047734 | 0.04709 | 0.04654
No | PG&E | Res | AppPlug | 2019-21 Fed App: Dedicated-purpose pool pumps | On-the-books | Electric Demand (MW) |  | 2.8493 | 0.39424 | 0.40173 | 0.40539 | 0.4104 | 0.40966 | 0.40903 | 0.4085 | 0.40806 | 0.40769 | 0.40739 | 0.40713
No | PG&E | Res | AppPlug | 2016 T-20: Displays - Monitors | On-the-books | Electric Demand (MW) |  | 0.26399 | 0.048638 | 0.048638 | 0.048638 | 0.048638 | 0.048638 | 0.048638 | 0.048638 | 0.048638 | 0.048638 | 0.048638 | 0.048638
No | PG&E | Res | AppPlug | 2025-27 Fed App: Microwave ovens - Built-In and Over-the-Range Convection Microwave Ovens | On-the-books | Electric Demand (MW) | 0 | 0.00064302 | 0.0012301 | 0.0012468 | 0.0012629 | 0.0012727 | 0.0012656 | 0.0012598 | 0.0012549 | 0.0012508 | 0.0012474 | 0.0012445 | 0.00040258
No | PG&E | Res | AppPlug | 2025-27 Fed App: Microwave ovens - Microwave-Only Ovens and Countertop Convection Microwave Ovens | On-the-books | Electric Demand (MW) | 0 | 0.0083706 | 0.015865 | 0.015941 | 0.016022 | 0.016033 | 0.015846 | 0.015687 | 0.015553 | 0.01544 | 0.015345 | 0.015265 | 0.0049255
No | PG&E | Res | AppPlug | 2025-27 Fed App: Portable ACs | On-the-books | Electric Demand (MW) |  | 5.6301 | 5.47 | 5.3271 | 5.2008 | 5.0902 | 4.9941 | 4.9112 | 4.84 | 4.7792 | 3.2567 | 0.44391 | 0.44041
No | PG&E | Res | AppPlug | 2018 T-20: Portable Electric Spas - Inflatable | On-the-books | Electric Demand (MW) |  | 0.0083902 | 0.0083902 | 0.0083902 | 0.0083902 | 0.0083902 | 0.0083902 | 0.0083902 | 0.0083902 | 0.0083902 | 0.0083902 | 0.0083902 | 0.0083902
No | PG&E | Res | AppPlug | 2018 T-20: Portable Electric Spas - Rigid | On-the-books | Electric Demand (MW) |  | 0.46489 | 0.4736 | 0.48232 | 0.19815 | 0.038574 | 0.038574 | 0.038574 | 0.038574 | 0.038574 | 0.038574 | 0.038574 | 0.038574
No | PG&E | Res | AppPlug | 2019-21 Fed App: Wine chillers | On-the-books | Electric Demand (MW) |  | 0.54093 | 0.53605 | 0.53226 | 0.52966 | 0.22278 | 0.049726 | 0.049189 | 0.048733 | 0.048349 | 0.048024 | 0.047752 | 0.047524
No | SCE | Res | AppPlug | T-20: Computers - Workstations | On-the-books | Electric Demand (MW) | 0 | 0 | 0 | 0 | 0 | 0 | 0 | 0 | 0 | 0 | 0 | 0 | 0
No | SCE | Res | AppPlug | 2005 T-20: Consumer Electronics - Audio Players | On-the-books | Electric Demand (MW) | 0.015176 | 0.015174 | 0.015172 | 0.015172 | 0.015171 | 0.015171 | 0.01517 | 0.01517 | 0.01517 | 0.015169 | 0.015169 | 0.015169 | 0.015168
No | SCE | Res | AppPlug | 2005 T-20: Consumer Electronics - DVDs | On-the-books | Electric Demand (MW) | 0.0013889 | 0.0013837 | 0.0013795 | 0.0013761 | 0.0013734 | 0.0013713 | 0.0013687 | 0.0013665 | 0.001364 | 0.0013617 | 0.0013593 | 0.001357 | 0.0013546
No | SCE | Res | AppPlug | Fed Appliance: External Power Supplies | On-the-books | Electric Demand (MW) | 0 | 0 | 0 | 0 | 0 | 0 | 0 | 0 | 0 | 0 | 0 | 0 | 0
No | SCE | Res | AppPlug | 2011 T-20: Large Battery Chargers (≥2kW rated input) | On-the-books | Electric Demand (MW) | 0.010221 | 0.010094 | 0.0099931 | 0.0099147 | 0.002445 | 0.0024334 | 0.0024194 | 0.0024071 | 0.0023937 | 0.0023809 | 0.0023678 | 0.0023549 | 0.0023418
No | SCE | Res | AppPlug | Fed Appliance: Microwave ovens | On-the-books | Electric Demand (MW) | 0.61421 | 0.61195 | 0 | 0 | 0 | 0 | 0 | 0 | 0 | 0 | 0 | 0 | 0
No | SCE | Res | AppPlug | 2005 T-20: Portable Electric Spas | On-the-books | Electric Demand (MW) | 0 | 0 | 0 | 0 | 0 | 0 | 0 | 0 | 0 | 0 | 0 | 0 | 0
No | SCE | Res | AppPlug | Fed Appliance: Residential Clothes Dryers | On-the-books | Electric Demand (MW) | 0.080928 | 0.080919 | 0.080912 | 0.080906 | 0.0809 | 0.080896 | 0.013832 | 0.011157 | 0.011156 | 0.011155 | 0.011155 | 0.011154 | 0.011153
No | SCE | Res | AppPlug | Fed Appliance: Residential Clothes Washers (Front Loading) | On-the-books | Electric Demand (MW) | -0.078408 | -0.075591 | -0.07288 | -0.07031 | -0.018948 | -0.0080684 | -0.0077815 | -0.0075049 | -0.0072214 | -0.0069425 | -0.0066605 | -0.0063806 | -0.0060993
No | SCE | Res | AppPlug | Fed Appliance: Residential Clothes Washers (Top Loading) Tier I | On-the-books | Electric Demand (MW) | 0.602 | 0.58037 | 0.55955 | 0.53982 | 0.14548 | 0.061947 | 0.059744 | 0.05762 | 0.055444 | 0.053302 | 0.051138 | 0.048988 | 0.046829
No | SCE | Res | AppPlug | Fed Appliance: Residential Clothes Washers - Top-loading | On-the-books | Electric Demand (MW) | 0 | 0 | 0 | 0 | 0 | 0 | 0 | 0 | 0 | 0 | 0 | 0 | 0
No | SCE | Res | AppPlug | Fed Appliance: Residential Dishwashers | On-the-books | Electric Demand (MW) | -0.0023826 | -0.0023826 | -0.0023826 | -0.0011599 | -0.00031078 | -0.00031078 | -0.00031078 | -0.00031078 | -0.00031078 | -0.00031078 | -0.00031078 | -0.00031078 | -0.00031078
No | SCE | Res | AppPlug | 2006 T-20: Residential Pool Pumps, 2-speed Motors, Tier 2 | On-the-books | Electric Demand (MW) | 1.0083 | 1.0079 | 1.0075 | 1.0073 | 1.007 | 1.0068 | 1.0066 | 1.0064 | 1.0062 | 1.006 | 1.0058 | 1.0056 | 1.0054
No | SCE | Res | AppPlug | 2005 T-20: Residential Pool Pumps, High Eff Motor, Tier 1 | On-the-books | Electric Demand (MW) | 0.29468 | 0.29022 | 0.28565 | 0.28096 | 0.27617 | 0.27127 | 0.26644 | 0.26157 | 0.25672 | 0.25186 | 0.24701 | 0.24215 | 0.23729
No | SCE | Res | AppPlug | Fed Appliance: Residential Refrigerators & Freezers | On-the-books | Electric Demand (MW) | 0.77749 | 0.76382 | 0.75275 | 0.74388 | 0.54725 | 0.095382 | 0.094527 | 0.093758 | 0.092931 | 0.092143 | 0.091329 | 0.090532 | 0.089724
No | SCE | Res | AppPlug | 2008 T-24: Residential Swimming pool | On-the-books | Electric Demand (MW) | 1.6775 | 1.6743 | 1.6718 | 1.6699 | 1.6685 | 1.6673 | 1.666 | 1.6648 | 1.6635 | 1.6623 | 1.661 | 1.6598 | 1.6585
No | SCE | Res | AppPlug | 2011 T-20: Small Battery Chargers – Tier 1 (consumer with no USB charger or USB charger <20 watt-hours) | On-the-books | Electric Demand (MW) | 0.036836 | 0.036681 | 0.036569 | 0.036487 | 0.036428 | 0.036386 | 0.036333 | 0.036286 | 0.036235 | 0.036188 | 0.036138 | 0.036089 | 0.03604
No | SCE | Res | AppPlug | 2011 T-20: Small Battery Chargers – Tier 2 (consumer with USB charger ≥20 watt-hours) | On-the-books | Electric Demand (MW) | 0.018064 | 0.017858 | 0.017696 | 0.017569 | 0.01747 | 0.017392 | 0.0173 | 0.017217 | 0.017128 | 0.017044 | 0.016956 | 0.016871 | 0.016784
No | SCE | Res | AppPlug | 2009 T-20: Televisions - Tier 1 | On-the-books | Electric Demand (MW) | 0.11483 | 0.1148 | 0.11478 | 0.11476 | 0.11476 | 0.11475 | 0.11475 | 0.11474 | 0.11474 | 0.11473 | 0.11472 | 0.11472 | 0.11471
No | SCE | Res | AppPlug | 2009 T-20: Televisions - Tier 2 | On-the-books | Electric Demand (MW) | 0.10159 | 0.10117 | 0.10089 | 0.1007 | 0.10057 | 0.10048 | 0.10037 | 0.10027 | 0.10016 | 0.10006 | 0.099951 | 0.099848 | 0.099742
No | SCE | Res | AppPlug | 2005 T-20: Water Dispensers | On-the-books | Electric Demand (MW) | 0.0020258 | 0.002025 | 0.0020245 | 0.0020241 | 0.0020239 | 0.0020237 | 0.0020235 | 0.0020233 | 0.0020231 | 0.0020229 | 0.0020227 | 0.0020225 | 0.0020223
No | SCE | Res | AppPlug | 2025-27 Fed App: Air purifiers - Tier 2 | On-the-books | Electric Demand (MW) | 0 | 0.88413 | 0.90989 | 0.94014 | 0.97362 | 1.0101 | 0.99746 | 0.98667 | 0.97753 | 0.96982 | 0.07954 | 0.079089 | 0.078711
No | SCE | Res | AppPlug | 2016 T-20: Computers - Desktops - Tier 1 | On-the-books | Electric Demand (MW) | 0.12058 | 0.11686 | 0.11409 | 0.11206 | 0.1106 | 0.10956 | 0.10882 | 0.10829 | 0.10792 | 0.10767 | 0.10748 | 0.10736 | 0.10727
No | SCE | Res | AppPlug | 2016 T-20: Computers - Desktops - Tier 2 | On-the-books | Electric Demand (MW) | 1.3227 | 0.67204 | 0.089723 | 0.086952 | 0.08489 | 0.083383 | 0.082296 | 0.08152 | 0.080969 | 0.080579 | 0.080305 | 0.080113 | 0.079978
No | SCE | Res | AppPlug | 2016 T-20: Computers - Notebooks | On-the-books | Electric Demand (MW) | 0.00011933 | 0.00011565 | 0.00011291 | 0.0001109 | 0.00010946 | 0.00010842 | 0.00010769 | 0.00010717 | 0.00010681 | 0.00010655 | 0.00010637 | 0.00010625 | 0.00010616
No | SCE | Res | AppPlug | 2025-27 Fed App: Dedicated Purpose Pool Pump Motors - Tier 1 - Standard | On-the-books | Electric Demand (MW) | 0.47033 | 1.6769 | 1.5224 | 1.3513 | 1.1956 | 0.64712 | 0.04995 | 0.047723 | 0.045857 | 0.044297 | 0.042993 | 0.041904 | 0.040996
No | SCE | Res | AppPlug | 2025-27 Fed App: Dedicated Purpose Pool Pump Motors - Tier 2 - Small | On-the-books | Electric Demand (MW) | 0 | 0 | 0.36276 | 1.3994 | 1.3931 | 1.3901 | 0.88901 | 0.049734 | 0.048736 | 0.047872 | 0.047129 | 0.046492 | 0.04595
No | SCE | Res | AppPlug | 2019-21 Fed App: Dedicated-purpose pool pumps | On-the-books | Electric Demand (MW) |  | 2.8132 | 0.38924 | 0.39664 | 0.40025 | 0.4052 | 0.40446 | 0.40384 | 0.40332 | 0.40289 | 0.40252 | 0.40222 | 0.40197
No | SCE | Res | AppPlug | 2016 T-20: Displays - Monitors | On-the-books | Electric Demand (MW) |  | 0.26064 | 0.048021 | 0.048021 | 0.048021 | 0.048021 | 0.048021 | 0.048021 | 0.048021 | 0.048021 | 0.048021 | 0.048021 | 0.048021
No | SCE | Res | AppPlug | 2025-27 Fed App: Microwave ovens - Built-In and Over-the-Range Convection Microwave Ovens | On-the-books | Electric Demand (MW) | 0 | 0.00063486 | 0.0012145 | 0.001231 | 0.0012469 | 0.0012565 | 0.0012496 | 0.0012438 | 0.0012389 | 0.0012349 | 0.0012316 | 0.0012288 | 0.00039748
No | SCE | Res | AppPlug | 2025-27 Fed App: Microwave ovens - Microwave-Only Ovens and Countertop Convection Microwave Ovens | On-the-books | Electric Demand (MW) | 0 | 0.0082645 | 0.015663 | 0.015739 | 0.015818 | 0.01583 | 0.015645 | 0.015488 | 0.015356 | 0.015244 | 0.01515 | 0.015071 | 0.0048631
No | SCE | Res | AppPlug | 2025-27 Fed App: Portable ACs | On-the-books | Electric Demand (MW) |  | 5.5587 | 5.4006 | 5.2595 | 5.1349 | 5.0257 | 4.9308 | 4.8489 | 4.7786 | 4.7186 | 3.2154 | 0.43828 | 0.43482
No | SCE | Res | AppPlug | 2018 T-20: Portable Electric Spas - Inflatable | On-the-books | Electric Demand (MW) |  | 0.0082838 | 0.0082838 | 0.0082838 | 0.0082838 | 0.0082838 | 0.0082838 | 0.0082838 | 0.0082838 | 0.0082838 | 0.0082838 | 0.0082838 | 0.0082838
No | SCE | Res | AppPlug | 2018 T-20: Portable Electric Spas - Rigid | On-the-books | Electric Demand (MW) |  | 0.45899 | 0.4676 | 0.4762 | 0.19564 | 0.038085 | 0.038085 | 0.038085 | 0.038085 | 0.038085 | 0.038085 | 0.038085 | 0.038085
No | SCE | Res | AppPlug | 2019-21 Fed App: Wine chillers | On-the-books | Electric Demand (MW) |  | 0.53407 | 0.52925 | 0.52551 | 0.52294 | 0.21995 | 0.049096 | 0.048565 | 0.048115 | 0.047735 | 0.047416 | 0.047147 | 0.046921
No | SDG&E | Res | AppPlug | T-20: Computers - Workstations | On-the-books | Electric Demand (MW) | 0 | 0 | 0 | 0 | 0 | 0 | 0 | 0 | 0 | 0 | 0 | 0 | 0
No | SDG&E | Res | AppPlug | 2005 T-20: Consumer Electronics - Audio Players | On-the-books | Electric Demand (MW) | 0.0032574 | 0.003257 | 0.0032567 | 0.0032565 | 0.0032564 | 0.0032564 | 0.0032563 | 0.0032562 | 0.0032561 | 0.003256 | 0.0032559 | 0.0032559 | 0.0032558
No | SDG&E | Res | AppPlug | 2005 T-20: Consumer Electronics - DVDs | On-the-books | Electric Demand (MW) | 0.00029813 | 0.000297 | 0.00029609 | 0.00029537 | 0.00029479 | 0.00029433 | 0.00029379 | 0.00029331 | 0.00029279 | 0.00029229 | 0.00029177 | 0.00029127 | 0.00029076
No | SDG&E | Res | AppPlug | Fed Appliance: External Power Supplies | On-the-books | Electric Demand (MW) | 0 | 0 | 0 | 0 | 0 | 0 | 0 | 0 | 0 | 0 | 0 | 0 | 0
No | SDG&E | Res | AppPlug | 2011 T-20: Large Battery Chargers (≥2kW rated input) | On-the-books | Electric Demand (MW) | 0.0021939 | 0.0021665 | 0.002145 | 0.0021282 | 0.0005248 | 0.00052231 | 0.00051932 | 0.00051667 | 0.00051379 | 0.00051106 | 0.00050823 | 0.00050546 | 0.00050266
No | SDG&E | Res | AppPlug | Fed Appliance: Microwave ovens | On-the-books | Electric Demand (MW) | 0.13184 | 0.13135 | 0 | 0 | 0 | 0 | 0 | 0 | 0 | 0 | 0 | 0 | 0
No | SDG&E | Res | AppPlug | 2005 T-20: Portable Electric Spas | On-the-books | Electric Demand (MW) | 0 | 0 | 0 | 0 | 0 | 0 | 0 | 0 | 0 | 0 | 0 | 0 | 0
No | SDG&E | Res | AppPlug | Fed Appliance: Residential Clothes Dryers | On-the-books | Electric Demand (MW) | 0.017371 | 0.017369 | 0.017367 | 0.017366 | 0.017365 | 0.017364 | 0.002969 | 0.0023947 | 0.0023946 | 0.0023944 | 0.0023943 | 0.0023941 | 0.002394
No | SDG&E | Res | AppPlug | Fed Appliance: Residential Clothes Washers (Front Loading) | On-the-books | Electric Demand (MW) | -0.01683 | -0.016225 | -0.015643 | -0.015092 | -0.0040671 | -0.0017318 | -0.0016703 | -0.0016109 | -0.00155 | -0.0014902 | -0.0014297 | -0.0013696 | -0.0013092
No | SDG&E | Res | AppPlug | Fed Appliance: Residential Clothes Washers (Top Loading) Tier I | On-the-books | Electric Demand (MW) | 0.12922 | 0.12457 | 0.1201 | 0.11587 | 0.031226 | 0.013297 | 0.012824 | 0.012368 | 0.011901 | 0.011441 | 0.010976 | 0.010515 | 0.010052
No | SDG&E | Res | AppPlug | Fed Appliance: Residential Clothes Washers - Top-loading | On-the-books | Electric Demand (MW) | 0 | 0 | 0 | 0 | 0 | 0 | 0 | 0 | 0 | 0 | 0 | 0 | 0
No | SDG&E | Res | AppPlug | Fed Appliance: Residential Dishwashers | On-the-books | Electric Demand (MW) | -0.00051142 | -0.00051142 | -0.00051142 | -0.00024897 | -6.6707e-05 | -6.6707e-05 | -6.6707e-05 | -6.6707e-05 | -6.6707e-05 | -6.6707e-05 | -6.6707e-05 | -6.6707e-05 | -6.6707e-05
No | SDG&E | Res | AppPlug | 2006 T-20: Residential Pool Pumps, 2-speed Motors, Tier 2 | On-the-books | Electric Demand (MW) | 0.21643 | 0.21634 | 0.21626 | 0.2162 | 0.21615 | 0.21611 | 0.21606 | 0.21602 | 0.21598 | 0.21593 | 0.21589 | 0.21584 | 0.2158
No | SDG&E | Res | AppPlug | 2005 T-20: Residential Pool Pumps, High Eff Motor, Tier 1 | On-the-books | Electric Demand (MW) | 0.063252 | 0.062294 | 0.061313 | 0.060308 | 0.059279 | 0.058227 | 0.057191 | 0.056144 | 0.055104 | 0.05406 | 0.053019 | 0.051975 | 0.050933
No | SDG&E | Res | AppPlug | Fed Appliance: Residential Refrigerators & Freezers | On-the-books | Electric Demand (MW) | 0.16689 | 0.16395 | 0.16157 | 0.15967 | 0.11746 | 0.020473 | 0.02029 | 0.020125 | 0.019947 | 0.019778 | 0.019603 | 0.019432 | 0.019259
No | SDG&E | Res | AppPlug | 2008 T-24: Residential Swimming pool | On-the-books | Electric Demand (MW) | 0.36006 | 0.35937 | 0.35885 | 0.35844 | 0.35813 | 0.35789 | 0.3576 | 0.35734 | 0.35706 | 0.3568 | 0.35653 | 0.35626 | 0.35599
No | SDG&E | Res | AppPlug | 2011 T-20: Small Battery Chargers – Tier 1 (consumer with no USB charger or USB charger <20 watt-hours) | On-the-books | Electric Demand (MW) | 0.0079067 | 0.0078734 | 0.0078493 | 0.0078318 | 0.0078192 | 0.0078101 | 0.0077986 | 0.0077887 | 0.0077778 | 0.0077675 | 0.0077568 | 0.0077464 | 0.0077358
No | SDG&E | Res | AppPlug | 2011 T-20: Small Battery Chargers – Tier 2 (consumer with USB charger ≥20 watt-hours) | On-the-books | Electric Demand (MW) | 0.0038773 | 0.0038331 | 0.0037984 | 0.0037711 | 0.0037498 | 0.0037331 | 0.0037133 | 0.0036956 | 0.0036765 | 0.0036584 | 0.0036396 | 0.0036212 | 0.0036026
No | SDG&E | Res | AppPlug | 2009 T-20: Televisions - Tier 1 | On-the-books | Electric Demand (MW) | 0.024649 | 0.024641 | 0.024636 | 0.024634 | 0.024632 | 0.024631 | 0.02463 | 0.024629 | 0.024627 | 0.024626 | 0.024625 | 0.024624 | 0.024623
No | SDG&E | Res | AppPlug | 2009 T-20: Televisions - Tier 2 | On-the-books | Electric Demand (MW) | 0.021805 | 0.021716 | 0.021656 | 0.021615 | 0.021587 | 0.021568 | 0.021543 | 0.021522 | 0.021499 | 0.021477 | 0.021454 | 0.021432 | 0.021409
No | SDG&E | Res | AppPlug | 2005 T-20: Water Dispensers | On-the-books | Electric Demand (MW) | 0.00043483 | 0.00043466 | 0.00043455 | 0.00043447 | 0.00043441 | 0.00043438 | 0.00043433 | 0.00043429 | 0.00043424 | 0.0004342 | 0.00043415 | 0.00043411 | 0.00043407
No | SDG&E | Res | AppPlug | 2025-27 Fed App: Air purifiers - Tier 2 | On-the-books | Electric Demand (MW) | 0 | 0.18977 | 0.1953 | 0.2018 | 0.20898 | 0.21682 | 0.2141 | 0.21178 | 0.20982 | 0.20817 | 0.017073 | 0.016976 | 0.016895
No | SDG&E | Res | AppPlug | 2016 T-20: Computers - Desktops - Tier 1 | On-the-books | Electric Demand (MW) | 0.025882 | 0.025083 | 0.024488 | 0.024053 | 0.02374 | 0.023516 | 0.023357 | 0.023244 | 0.023165 | 0.02311 | 0.023071 | 0.023044 | 0.023025
No | SDG&E | Res | AppPlug | 2016 T-20: Computers - Desktops - Tier 2 | On-the-books | Electric Demand (MW) | 0.28391 | 0.14425 | 0.019259 | 0.018664 | 0.018221 | 0.017898 | 0.017665 | 0.017498 | 0.01738 | 0.017296 | 0.017237 | 0.017196 | 0.017167
No | SDG&E | Res | AppPlug | 2016 T-20: Computers - Notebooks | On-the-books | Electric Demand (MW) | 2.5614e-05 | 2.4823e-05 | 2.4235e-05 | 2.3804e-05 | 2.3494e-05 | 2.3272e-05 | 2.3115e-05 | 2.3004e-05 | 2.2926e-05 | 2.2871e-05 | 2.2832e-05 | 2.2805e-05 | 2.2786e-05
No | SDG&E | Res | AppPlug | 2025-27 Fed App: Dedicated Purpose Pool Pump Motors - Tier 1 - Standard | On-the-books | Electric Demand (MW) | 0.10095 | 0.35993 | 0.32677 | 0.29004 | 0.25664 | 0.1389 | 0.010722 | 0.010244 | 0.0098431 | 0.0095081 | 0.0092282 | 0.0089945 | 0.0087995
No | SDG&E | Res | AppPlug | 2025-27 Fed App: Dedicated Purpose Pool Pump Motors - Tier 2 - Small | On-the-books | Electric Demand (MW) | 0 | 0 | 0.077864 | 0.30037 | 0.29902 | 0.29838 | 0.19082 | 0.010675 | 0.010461 | 0.010276 | 0.010116 | 0.0099794 | 0.009863
No | SDG&E | Res | AppPlug | 2019-21 Fed App: Dedicated-purpose pool pumps | On-the-books | Electric Demand (MW) |  | 0.60383 | 0.083548 | 0.085136 | 0.085912 | 0.086974 | 0.086816 | 0.086683 | 0.086572 | 0.086478 | 0.0864 | 0.086335 | 0.08628
No | SDG&E | Res | AppPlug | 2016 T-20: Displays - Monitors | On-the-books | Electric Demand (MW) |  | 0.055945 | 0.010307 | 0.010307 | 0.010307 | 0.010307 | 0.010307 | 0.010307 | 0.010307 | 0.010307 | 0.010307 | 0.010307 | 0.010307
No | SDG&E | Res | AppPlug | 2025-27 Fed App: Microwave ovens - Built-In and Over-the-Range Convection Microwave Ovens | On-the-books | Electric Demand (MW) | 0 | 0.00013627 | 0.00026069 | 0.00026422 | 0.00026764 | 0.00026971 | 0.00026822 | 0.00026697 | 0.00026593 | 0.00026507 | 0.00026435 | 0.00026375 | 8.5317e-05
No | SDG&E | Res | AppPlug | 2025-27 Fed App: Microwave ovens - Microwave-Only Ovens and Countertop Convection Microwave Ovens | On-the-books | Electric Demand (MW) | 0 | 0.0017739 | 0.0033621 | 0.0033783 | 0.0033954 | 0.0033978 | 0.0033581 | 0.0033245 | 0.0032961 | 0.0032721 | 0.0032519 | 0.003235 | 0.0010438
No | SDG&E | Res | AppPlug | 2025-27 Fed App: Portable ACs | On-the-books | Electric Demand (MW) |  | 1.1932 | 1.1592 | 1.1289 | 1.1022 | 1.0787 | 1.0584 | 1.0408 | 1.0257 | 1.0128 | 0.69017 | 0.094075 | 0.093333
No | SDG&E | Res | AppPlug | 2018 T-20: Portable Electric Spas - Inflatable | On-the-books | Electric Demand (MW) |  | 0.0017781 | 0.0017781 | 0.0017781 | 0.0017781 | 0.0017781 | 0.0017781 | 0.0017781 | 0.0017781 | 0.0017781 | 0.0017781 | 0.0017781 | 0.0017781
No | SDG&E | Res | AppPlug | 2018 T-20: Portable Electric Spas - Rigid | On-the-books | Electric Demand (MW) |  | 0.09852 | 0.10037 | 0.10222 | 0.041993 | 0.0081747 | 0.0081747 | 0.0081747 | 0.0081747 | 0.0081747 | 0.0081747 | 0.0081747 | 0.0081747
No | SDG&E | Res | AppPlug | 2019-21 Fed App: Wine chillers | On-the-books | Electric Demand (MW) |  | 0.11464 | 0.1136 | 0.1128 | 0.11225 | 0.047212 | 0.010538 | 0.010424 | 0.010328 | 0.010246 | 0.010178 | 0.01012 | 0.010071
No | PG&E | Com | BldgEnv | 2008 T-24: Cool Roof Expansion | On-the-books | Electric Demand (MW) | 0.35806 | 0.35786 | 0.35772 | 0.35762 | 0.35755 | 0.3575 | 0.35743 | 0.35738 | 0.35731 | 0.35726 | 0.3572 | 0.35714 | 0.35708
No | PG&E | Com | BldgEnv | 2005 T-24: Cool roofs | On-the-books | Electric Demand (MW) | 0.25253 | 0.25253 | 0.25253 | 0.25253 | 0.25252 | 0.25252 | 0.25252 | 0.25252 | 0.25252 | 0.25252 | 0.25252 | 0.25252 | 0.25252
No | PG&E | Com | BldgEnv | 2008 T-24: Envelope insulation | On-the-books | Electric Demand (MW) | 1.0983 | 1.0925 | 1.0881 | 1.0848 | 1.0823 | 1.0803 | 1.078 | 1.0759 | 1.0737 | 1.0715 | 1.0693 | 1.0672 | 1.065
No | PG&E | Com | BldgEnv | 2013 T-24: NRA-Envelope-Cool Roofs | On-the-books | Electric Demand (MW) | 0.23636 | 0.23028 | 0.2253 | 0.22122 | 0.10806 | 0 | 0 | 0 | 0 | 0 | 0 | 0 | 0
No | PG&E | Com | BldgEnv | 2025 T-24: NR High Performance Envelope - Prescriptive Heavy Mass Walls U-Value (New Construction + Additions) | On-the-books | Electric Demand (MW) | 0 | 0.00015382 | 0.00091873 | 0.00091705 | 0.00091536 | 0.00091365 | 0.00091192 | 0.00091018 | 0.00090842 | 0.00090665 | 0.00090486 | 0.00090305 | 0.00090123
No | PG&E | Com | BldgEnv | 2025 T-24: NR High Performance Envelope - Prescriptive Light Mass Walls U-Value (New Construction + Additions) | On-the-books | Electric Demand (MW) | 0 | 0.00022816 | 0.0013024 | 0.0012408 | 0.0011806 | 0.0011218 | 0.0010646 | 0.001009 | 0.00095526 | 0.00090331 | 0.00085323 | 0.00080507 | 0.00075885
No | PG&E | Com | BldgEnv | 2025 T-24: NR High Performance Envelope - Prescriptive Metal Building Walls U-Value (New Construction + Additions) | On-the-books | Electric Demand (MW) | 0 | 0.00034064 | 0.0020376 | 0.002037 | 0.0020364 | 0.0020358 | 0.0020352 | 0.0020345 | 0.0020339 | 0.0020333 | 0.0020327 | 0.002032 | 0.0020314
No | PG&E | Com | BldgEnv | 2025 T-24: NR High Performance Envelope - Prescriptive Metal Roof U-Value (New Construction + Additions) | On-the-books | Electric Demand (MW) | 0 | 0.00023795 | 0.0014029 | 0.0013816 | 0.0013601 | 0.0013383 | 0.0013162 | 0.001294 | 0.0012715 | 0.0012488 | 0.0012259 | 0.0012029 | 0.0011797
No | PG&E | Com | BldgEnv | 2025 T-24: NR High Performance Envelope - Prescriptive Woodframed and Other Roof U-Value (New Construction + Additions) | On-the-books | Electric Demand (MW) | 0 | 0.00080618 | 0.0046711 | 0.0045187 | 0.0043668 | 0.0042158 | 0.004066 | 0.0039177 | 0.003771 | 0.0036264 | 0.003484 | 0.0033441 | 0.0032068
No | PG&E | Com | BldgEnv | 2025 T-24: NR High Performance Envelope - Prescriptive Woodframed Walls U-Value (New Construction + Additions) | On-the-books | Electric Demand (MW) | 0 | 0.00016002 | 0.00095343 | 0.0009493 | 0.00094512 | 0.00094087 | 0.00093657 | 0.00093221 | 0.00092779 | 0.00092331 | 0.00091877 | 0.00091418 | 0.00090952
No | PG&E | Com | BldgEnv | 2025 T-24: NR High Performance Envelope - Reduced Infiltration Vestibules: require vestibules for certain buildings (Thermal bridging) (New Construction + Additions) | On-the-books | Electric Demand (MW) | 0 | 0.0020315 | 0.012104 | 0.012052 | 0.011999 | 0.011945 | 0.01189 | 0.011835 | 0.011779 | 0.011722 | 0.011664 | 0.011606 | 0.011547
No | PG&E | Com | BldgEnv | 2025 T-24: NR High Performance Envelope - Windows/Fenestration - Alterations (Alterations) | On-the-books | Electric Demand (MW) | 0 | 0.01171 | 0.012078 | 0.011346 | 0.01061 | 0.0098795 | 0.0091641 | 0.0084721 | 0.0078109 | 0.0071865 | 0.0066032 | 0.006064 | 0.0055703
No | PG&E | Com | BldgEnv | 2025 T-24: NR High Performance Envelope - Windows/Fenestration - New Construction (New Construction + Additions) | On-the-books | Electric Demand (MW) | 0 | 8.5276e-05 | 0.0004816 | 0.00045241 | 0.00042306 | 0.00039394 | 0.00036542 | 0.00033782 | 0.00031146 | 0.00028656 | 0.0002633 | 0.0002418 | 0.00022212
No | PG&E | Com | BldgEnv | 2022 T-24: NRA - Envelope - Cool Roofs: Steep-Sloped | On-the-books | Electric Demand (MW) | 0.048763 | 0.048578 | 0.048389 | 0.048197 | 0.048005 | 0.047814 | 0.047627 | 0.047446 | 0.047273 | 0.047108 | 0.046954 | 0.04681 | 0.046677
No | PG&E | Com | BldgEnv | 2022 T-24: NRA - Envelope - Roof Recovers | On-the-books | Electric Demand (MW) | 0.20724 | 0.20646 | 0.20565 | 0.20484 | 0.20402 | 0.20321 | 0.20242 | 0.20165 | 0.20091 | 0.20021 | 0.19955 | 0.19894 | 0.19838
No | PG&E | Com | BldgEnv | 2022 T-24: NRA - Envelope - Roof Replacements | On-the-books | Electric Demand (MW) | 0.17067 | 0.17002 | 0.16936 | 0.16869 | 0.16802 | 0.16735 | 0.1667 | 0.16606 | 0.16545 | 0.16488 | 0.16434 | 0.16383 | 0.16337
No | PG&E | Com | BldgEnv | 2022 T-24: NRA - Reduce Infiltration - Require air barrier where not currently required | On-the-books | Electric Demand (MW) | 0.0090611 | 0.0090057 | 0.008966 | 0.0089377 | 0.0089175 | 0.0089032 | 0.0088931 | 0.0088859 | 0.0088809 | 0.0088773 | 0.0088748 | 0.008873 | 0.0088718
No | PG&E | Com | BldgEnv | 2022 T-24: NRNC - Envelope - Cool Roofs: Steep-Sloped | On-the-books | Electric Demand (MW) | 0.01024 | 0.010201 | 0.010162 | 0.010121 | 0.010081 | 0.010041 | 0.010002 | 0.0099637 | 0.0099273 | 0.0098927 | 0.0098603 | 0.00983 | 0.0098021
No | PG&E | Com | BldgEnv | 2022 T-24: NRNC - Envelope - High Performance Windows | On-the-books | Electric Demand (MW) | 0.012905 | 0.012856 | 0.012806 | 0.012756 | 0.012705 | 0.012654 | 0.012605 | 0.012557 | 0.012511 | 0.012467 | 0.012426 | 0.012388 | 0.012353
No | PG&E | Com | BldgEnv | 2022 T-24: NRNC - Envelope - Opaque Envelope: Wall | On-the-books | Electric Demand (MW) |  | 0.015582 | 0.015521 | 0.015459 | 0.015397 | 0.015336 | 0.015276 | 0.015218 | 0.015163 | 0.01511 | 0.01506 | 0.015014 | 0.014972
No | PG&E | Com | BldgEnv | 2022 T-24: NRNC - Reduce Infiltration - Require air barrier where not currently required | On-the-books | Electric Demand (MW) |  | 0.0075648 | 0.0075315 | 0.0075077 | 0.0074907 | 0.0074787 | 0.0074702 | 0.0074642 | 0.0074599 | 0.0074569 | 0.0074548 | 0.0074533 | 0.0074523
No | PG&E | Com | BldgEnv | 2019 T-24: NRNC-Envelope-Dock Seals | On-the-books | Electric Demand (MW) |  | -0.00038531 | -0.00035542 | -0.00032171 | -0.0002852 | -0.0002473 | -0.00020968 | -0.00017395 | -0.00014141 | -0.00011289 | -8.8734e-05 | -6.8842e-05 | -5.2846e-05
No | SCE | Com | BldgEnv | 2008 T-24: Cool Roof Expansion | On-the-books | Electric Demand (MW) | 0.35875 | 0.35855 | 0.35841 | 0.35831 | 0.35824 | 0.35819 | 0.35812 | 0.35807 | 0.35801 | 0.35795 | 0.35789 | 0.35783 | 0.35777
No | SCE | Com | BldgEnv | 2005 T-24: Cool roofs | On-the-books | Electric Demand (MW) | 0.25302 | 0.25302 | 0.25302 | 0.25301 | 0.25301 | 0.25301 | 0.25301 | 0.25301 | 0.25301 | 0.25301 | 0.25301 | 0.25301 | 0.25301
No | SCE | Com | BldgEnv | 2008 T-24: Envelope insulation | On-the-books | Electric Demand (MW) | 1.1004 | 1.0946 | 1.0903 | 1.0869 | 1.0844 | 1.0824 | 1.0801 | 1.078 | 1.0757 | 1.0736 | 1.0714 | 1.0692 | 1.067
No | SCE | Com | BldgEnv | 2013 T-24: NRA-Envelope-Cool Roofs | On-the-books | Electric Demand (MW) | 0.23682 | 0.23073 | 0.22574 | 0.22165 | 0.10826 | 0 | 0 | 0 | 0 | 0 | 0 | 0 | 0
No | SCE | Com | BldgEnv | 2025 T-24: NR High Performance Envelope - Prescriptive Heavy Mass Walls U-Value (New Construction + Additions) | On-the-books | Electric Demand (MW) | 0 | 0.00015412 | 0.00092051 | 0.00091883 | 0.00091713 | 0.00091542 | 0.00091369 | 0.00091194 | 0.00091018 | 0.0009084 | 0.00090661 | 0.0009048 | 0.00090297
No | SCE | Com | BldgEnv | 2025 T-24: NR High Performance Envelope - Prescriptive Light Mass Walls U-Value (New Construction + Additions) | On-the-books | Electric Demand (MW) | 0 | 0.00022861 | 0.0013049 | 0.0012432 | 0.0011828 | 0.0011239 | 0.0010666 | 0.001011 | 0.0009571 | 0.00090505 | 0.00085488 | 0.00080663 | 0.00076032
No | SCE | Com | BldgEnv | 2025 T-24: NR High Performance Envelope - Prescriptive Metal Building Walls U-Value (New Construction + Additions) | On-the-books | Electric Demand (MW) | 0 | 0.0003413 | 0.0020416 | 0.002041 | 0.0020403 | 0.0020397 | 0.0020391 | 0.0020385 | 0.0020378 | 0.0020372 | 0.0020366 | 0.002036 | 0.0020353
No | SCE | Com | BldgEnv | 2025 T-24: NR High Performance Envelope - Prescriptive Metal Roof U-Value (New Construction + Additions) | On-the-books | Electric Demand (MW) | 0 | 0.00023841 | 0.0014056 | 0.0013843 | 0.0013627 | 0.0013409 | 0.0013188 | 0.0012965 | 0.0012739 | 0.0012512 | 0.0012283 | 0.0012052 | 0.001182
No | SCE | Com | BldgEnv | 2025 T-24: NR High Performance Envelope - Prescriptive Woodframed and Other Roof U-Value (New Construction + Additions) | On-the-books | Electric Demand (MW) | 0 | 0.00080774 | 0.0046802 | 0.0045274 | 0.0043753 | 0.004224 | 0.0040739 | 0.0039253 | 0.0037783 | 0.0036334 | 0.0034907 | 0.0033505 | 0.003213
No | SCE | Com | BldgEnv | 2025 T-24: NR High Performance Envelope - Prescriptive Woodframed Walls U-Value (New Construction + Additions) | On-the-books | Electric Demand (MW) | 0 | 0.00016033 | 0.00095528 | 0.00095114 | 0.00094695 | 0.00094269 | 0.00093838 | 0.00093401 | 0.00092958 | 0.0009251 | 0.00092055 | 0.00091595 | 0.00091128
No | SCE | Com | BldgEnv | 2025 T-24: NR High Performance Envelope - Reduced Infiltration Vestibules: require vestibules for certain buildings (Thermal bridging) (New Construction + Additions) | On-the-books | Electric Demand (MW) | 0 | 0.0020355 | 0.012128 | 0.012075 | 0.012022 | 0.011968 | 0.011913 | 0.011858 | 0.011802 | 0.011745 | 0.011687 | 0.011628 | 0.011569
No | SCE | Com | BldgEnv | 2025 T-24: NR High Performance Envelope - Windows/Fenestration - Alterations (Alterations) | On-the-books | Electric Demand (MW) | 0 | 0.011732 | 0.012101 | 0.011368 | 0.01063 | 0.0098986 | 0.0091818 | 0.0084885 | 0.007826 | 0.0072004 | 0.006616 | 0.0060758 | 0.0055811
No | SCE | Com | BldgEnv | 2025 T-24: NR High Performance Envelope - Windows/Fenestration - New Construction (New Construction + Additions) | On-the-books | Electric Demand (MW) | 0 | 8.5441e-05 | 0.00048253 | 0.00045328 | 0.00042388 | 0.0003947 | 0.00036612 | 0.00033848 | 0.00031206 | 0.00028711 | 0.00026381 | 0.00024227 | 0.00022255
No | SCE | Com | BldgEnv | 2022 T-24: NRA - Envelope - Cool Roofs: Steep-Sloped | On-the-books | Electric Demand (MW) | 0.048857 | 0.048672 | 0.048483 | 0.04829 | 0.048097 | 0.047906 | 0.047719 | 0.047538 | 0.047364 | 0.047199 | 0.047044 | 0.0469 | 0.046767
No | SCE | Com | BldgEnv | 2022 T-24: NRA - Envelope - Roof Recovers | On-the-books | Electric Demand (MW) | 0.20764 | 0.20686 | 0.20605 | 0.20523 | 0.20441 | 0.2036 | 0.20281 | 0.20204 | 0.2013 | 0.2006 | 0.19994 | 0.19933 | 0.19876
No | SCE | Com | BldgEnv | 2022 T-24: NRA - Envelope - Roof Replacements | On-the-books | Electric Demand (MW) | 0.171 | 0.17035 | 0.16969 | 0.16902 | 0.16834 | 0.16767 | 0.16702 | 0.16638 | 0.16578 | 0.1652 | 0.16466 | 0.16415 | 0.16368
No | SCE | Com | BldgEnv | 2022 T-24: NRA - Reduce Infiltration - Require air barrier where not currently required | On-the-books | Electric Demand (MW) | 0.0090786 | 0.0090232 | 0.0089834 | 0.008955 | 0.0089348 | 0.0089204 | 0.0089103 | 0.0089031 | 0.0088981 | 0.0088945 | 0.008892 | 0.0088902 | 0.0088889
No | SCE | Com | BldgEnv | 2022 T-24: NRNC - Envelope - Cool Roofs: Steep-Sloped | On-the-books | Electric Demand (MW) | 0.01026 | 0.010221 | 0.010181 | 0.010141 | 0.0101 | 0.01006 | 0.010021 | 0.009983 | 0.0099465 | 0.0099119 | 0.0098793 | 0.009849 | 0.0098211
No | SCE | Com | BldgEnv | 2022 T-24: NRNC - Envelope - High Performance Windows | On-the-books | Electric Demand (MW) | 0.01293 | 0.012881 | 0.012831 | 0.01278 | 0.012729 | 0.012679 | 0.012629 | 0.012581 | 0.012535 | 0.012492 | 0.012451 | 0.012412 | 0.012377
No | SCE | Com | BldgEnv | 2022 T-24: NRNC - Envelope - Opaque Envelope: Wall | On-the-books | Electric Demand (MW) |  | 0.015612 | 0.015551 | 0.015489 | 0.015427 | 0.015366 | 0.015306 | 0.015248 | 0.015192 | 0.015139 | 0.01509 | 0.015043 | 0.015001
No | SCE | Com | BldgEnv | 2022 T-24: NRNC - Reduce Infiltration - Require air barrier where not currently required | On-the-books | Electric Demand (MW) |  | 0.0075795 | 0.007546 | 0.0075222 | 0.0075052 | 0.0074932 | 0.0074847 | 0.0074786 | 0.0074744 | 0.0074714 | 0.0074692 | 0.0074678 | 0.0074667
No | SCE | Com | BldgEnv | 2019 T-24: NRNC-Envelope-Dock Seals | On-the-books | Electric Demand (MW) |  | -0.00038605 | -0.0003561 | -0.00032234 | -0.00028575 | -0.00024778 | -0.00021008 | -0.00017428 | -0.00014168 | -0.00011311 | -8.8906e-05 | -6.8975e-05 | -5.2948e-05
No | SDG&E | Com | BldgEnv | 2008 T-24: Cool Roof Expansion | On-the-books | Electric Demand (MW) | 0.071795 | 0.071755 | 0.071727 | 0.071707 | 0.071693 | 0.071683 | 0.07167 | 0.071658 | 0.071646 | 0.071634 | 0.071622 | 0.07161 | 0.071598
No | SDG&E | Com | BldgEnv | 2005 T-24: Cool roofs | On-the-books | Electric Demand (MW) | 0.050636 | 0.050635 | 0.050635 | 0.050634 | 0.050634 | 0.050634 | 0.050634 | 0.050634 | 0.050634 | 0.050633 | 0.050633 | 0.050633 | 0.050633
No | SDG&E | Com | BldgEnv | 2008 T-24: Envelope insulation | On-the-books | Electric Demand (MW) | 0.22022 | 0.21907 | 0.21819 | 0.21752 | 0.21701 | 0.21662 | 0.21615 | 0.21574 | 0.21528 | 0.21486 | 0.21441 | 0.21398 | 0.21354
No | SDG&E | Com | BldgEnv | 2013 T-24: NRA-Envelope-Cool Roofs | On-the-books | Electric Demand (MW) | 0.047393 | 0.046175 | 0.045175 | 0.044358 | 0.021666 | 0 | 0 | 0 | 0 | 0 | 0 | 0 | 0
No | SDG&E | Com | BldgEnv | 2025 T-24: NR High Performance Envelope - Prescriptive Heavy Mass Walls U-Value (New Construction + Additions) | On-the-books | Electric Demand (MW) | 0 | 3.0843e-05 | 0.00018422 | 0.00018388 | 0.00018354 | 0.0001832 | 0.00018285 | 0.0001825 | 0.00018215 | 0.00018179 | 0.00018144 | 0.00018107 | 0.00018071
No | SDG&E | Com | BldgEnv | 2025 T-24: NR High Performance Envelope - Prescriptive Light Mass Walls U-Value (New Construction + Additions) | On-the-books | Electric Demand (MW) | 0 | 4.575e-05 | 0.00026115 | 0.0002488 | 0.00023672 | 0.00022493 | 0.00021346 | 0.00020232 | 0.00019154 | 0.00018112 | 0.00017108 | 0.00016143 | 0.00015216
No | SDG&E | Com | BldgEnv | 2025 T-24: NR High Performance Envelope - Prescriptive Metal Building Walls U-Value (New Construction + Additions) | On-the-books | Electric Demand (MW) | 0 | 6.8302e-05 | 0.00040857 | 0.00040845 | 0.00040832 | 0.0004082 | 0.00040807 | 0.00040795 | 0.00040782 | 0.0004077 | 0.00040757 | 0.00040745 | 0.00040732
No | SDG&E | Com | BldgEnv | 2025 T-24: NR High Performance Envelope - Prescriptive Metal Roof U-Value (New Construction + Additions) | On-the-books | Electric Demand (MW) | 0 | 4.7712e-05 | 0.00028129 | 0.00027703 | 0.00027271 | 0.00026834 | 0.00026392 | 0.00025945 | 0.00025494 | 0.00025039 | 0.00024581 | 0.00024119 | 0.00023655
No | SDG&E | Com | BldgEnv | 2025 T-24: NR High Performance Envelope - Prescriptive Woodframed and Other Roof U-Value (New Construction + Additions) | On-the-books | Electric Demand (MW) | 0 | 0.00016165 | 0.00093662 | 0.00090605 | 0.0008756 | 0.00084533 | 0.00081529 | 0.00078554 | 0.00075614 | 0.00072714 | 0.00069859 | 0.00067053 | 0.000643
No | SDG&E | Com | BldgEnv | 2025 T-24: NR High Performance Envelope - Prescriptive Woodframed Walls U-Value (New Construction + Additions) | On-the-books | Electric Demand (MW) | 0 | 3.2086e-05 | 0.00019117 | 0.00019035 | 0.00018951 | 0.00018866 | 0.00018779 | 0.00018692 | 0.00018603 | 0.00018513 | 0.00018423 | 0.0001833 | 0.00018237
No | SDG&E | Com | BldgEnv | 2025 T-24: NR High Performance Envelope - Reduced Infiltration Vestibules: require vestibules for certain buildings (Thermal bridging) (New Construction + Additions) | On-the-books | Electric Demand (MW) | 0 | 0.00040735 | 0.0024271 | 0.0024165 | 0.0024059 | 0.0023951 | 0.0023841 | 0.002373 | 0.0023618 | 0.0023504 | 0.0023388 | 0.0023271 | 0.0023153
No | SDG&E | Com | BldgEnv | 2025 T-24: NR High Performance Envelope - Windows/Fenestration - Alterations (Alterations) | On-the-books | Electric Demand (MW) | 0 | 0.0023479 | 0.0024217 | 0.0022749 | 0.0021274 | 0.001981 | 0.0018375 | 0.0016988 | 0.0015662 | 0.001441 | 0.001324 | 0.0012159 | 0.0011169
No | SDG&E | Com | BldgEnv | 2025 T-24: NR High Performance Envelope - Windows/Fenestration - New Construction (New Construction + Additions) | On-the-books | Electric Demand (MW) | 0 | 1.7099e-05 | 9.6566e-05 | 9.0713e-05 | 8.4829e-05 | 7.899e-05 | 7.3271e-05 | 6.7738e-05 | 6.2451e-05 | 5.7459e-05 | 5.2795e-05 | 4.8484e-05 | 4.4537e-05
No | SDG&E | Com | BldgEnv | 2022 T-24: NRA - Envelope - Cool Roofs: Steep-Sloped | On-the-books | Electric Demand (MW) | 0.0097776 | 0.0097405 | 0.0097026 | 0.0096641 | 0.0096255 | 0.0095873 | 0.0095498 | 0.0095136 | 0.0094788 | 0.0094458 | 0.0094148 | 0.0093859 | 0.0093593
No | SDG&E | Com | BldgEnv | 2022 T-24: NRA - Envelope - Roof Recovers | On-the-books | Electric Demand (MW) | 0.041555 | 0.041397 | 0.041236 | 0.041072 | 0.040908 | 0.040746 | 0.040587 | 0.040433 | 0.040285 | 0.040145 | 0.040013 | 0.03989 | 0.039777
No | SDG&E | Com | BldgEnv | 2022 T-24: NRA - Envelope - Roof Replacements | On-the-books | Electric Demand (MW) | 0.034222 | 0.034092 | 0.033959 | 0.033824 | 0.033689 | 0.033555 | 0.033424 | 0.033297 | 0.033176 | 0.03306 | 0.032952 | 0.032851 | 0.032757
No | SDG&E | Com | BldgEnv | 2022 T-24: NRA - Reduce Infiltration - Require air barrier where not currently required | On-the-books | Electric Demand (MW) | 0.0018169 | 0.0018058 | 0.0017978 | 0.0017921 | 0.0017881 | 0.0017852 | 0.0017832 | 0.0017817 | 0.0017807 | 0.00178 | 0.0017795 | 0.0017791 | 0.0017789
No | SDG&E | Com | BldgEnv | 2022 T-24: NRNC - Envelope - Cool Roofs: Steep-Sloped | On-the-books | Electric Demand (MW) | 0.0020533 | 0.0020455 | 0.0020375 | 0.0020295 | 0.0020214 | 0.0020133 | 0.0020055 | 0.0019978 | 0.0019905 | 0.0019836 | 0.0019771 | 0.001971 | 0.0019654
No | SDG&E | Com | BldgEnv | 2022 T-24: NRNC - Envelope - High Performance Windows | On-the-books | Electric Demand (MW) | 0.0025877 | 0.0025779 | 0.0025678 | 0.0025576 | 0.0025474 | 0.0025373 | 0.0025274 | 0.0025178 | 0.0025086 | 0.0024999 | 0.0024917 | 0.002484 | 0.002477
No | SDG&E | Com | BldgEnv | 2022 T-24: NRNC - Envelope - Opaque Envelope: Wall | On-the-books | Electric Demand (MW) |  | 0.0031243 | 0.0031121 | 0.0030998 | 0.0030874 | 0.0030751 | 0.0030631 | 0.0030515 | 0.0030403 | 0.0030297 | 0.0030198 | 0.0030105 | 0.003002
No | SDG&E | Com | BldgEnv | 2022 T-24: NRNC - Reduce Infiltration - Require air barrier where not currently required | On-the-books | Electric Demand (MW) |  | 0.0015168 | 0.0015102 | 0.0015054 | 0.001502 | 0.0014996 | 0.0014979 | 0.0014967 | 0.0014958 | 0.0014952 | 0.0014948 | 0.0014945 | 0.0014943
No | SDG&E | Com | BldgEnv | 2019 T-24: NRNC-Envelope-Dock Seals | On-the-books | Electric Demand (MW) |  | -7.7259e-05 | -7.1265e-05 | -6.4508e-05 | -5.7186e-05 | -4.9587e-05 | -4.2043e-05 | -3.4878e-05 | -2.8354e-05 | -2.2637e-05 | -1.7792e-05 | -1.3804e-05 | -1.0596e-05
No | PG&E | Res | BldgEnv | 2008 T-24: Residential Fenestration | On-the-books | Electric Demand (MW) | 0.23662 | 0.23579 | 0.23517 | 0.23472 | 0.23438 | 0.23413 | 0.23382 | 0.23355 | 0.23326 | 0.23298 | 0.23269 | 0.23241 | 0.23212
No | PG&E | Res | BldgEnv | 2005 T-24: Window replacement | On-the-books | Electric Demand (MW) | 0 | 0 | 0 | 0 | 0 | 0 | 0 | 0 | 0 | 0 | 0 | 0 | 0
No | PG&E | Res | BldgEnv | 2022 T-24: MFA - Restructuring - Fenestration Properties | On-the-books | Electric Demand (MW) | 0.21289 | 0.20772 | 0.20234 | 0.19676 | 0.19099 | 0.18506 | 0.179 | 0.17282 | 0.16657 | 0.16027 | 0.15396 | 0.14766 | 0.14141
No | PG&E | Res | BldgEnv | 2022 T-24: MFA - Restructuring - Roof Assemblies | On-the-books | Electric Demand (MW) | 0.022531 | 0.022531 | 0.022531 | 0.022531 | 0.022531 | 0.022531 | 0.022531 | 0.022531 | 0.022531 | 0.022531 | 0.022531 | 0.022531 | 0.022531
No | PG&E | Res | BldgEnv | 2022 T-24: MFNC - Restructuring - Duct Sealing and Testing | On-the-books | Electric Demand (MW) | 0.019768 | 0.019698 | 0.019633 | 0.019573 | 0.019517 | 0.019466 | 0.019419 | 0.019375 | 0.019335 | 0.019298 | 0.019264 | 0.019233 | 0.019204
No | PG&E | Res | BldgEnv | 2022 T-24: MFNC - Restructuring - Fenestration Properties | On-the-books | Electric Demand (MW) | 0.0017594 | 0.0017167 | 0.0016723 | 0.0016261 | 0.0015784 | 0.0015294 | 0.0014793 | 0.0014283 | 0.0013766 | 0.0013245 | 0.0012724 | 0.0012203 | 0.0011687
No | PG&E | Res | BldgEnv | 2022 T-24: MFNC - Restructuring - Roof Assemblies | On-the-books | Electric Demand (MW) | 0.014082 | 0.014082 | 0.014082 | 0.014082 | 0.014082 | 0.014082 | 0.014082 | 0.014082 | 0.014082 | 0.014082 | 0.014082 | 0.014082 | 0.014082
No | PG&E | Res | BldgEnv | 2022 T-24: MFNC - Restructuring - Wall U-Factor | On-the-books | Electric Demand (MW) | -0.0043504 | -0.0043504 | -0.0043504 | -0.0043504 | -0.0043504 | -0.0043504 | -0.0043504 | -0.0043504 | -0.0043504 | -0.0043504 | -0.0043504 | -0.0043504 | -0.0043504
No | PG&E | Res | BldgEnv | 2025 T-24: Multifamily Envelope - Cool Roof Improvements (New Construction + Additions) | On-the-books | Electric Demand (MW) | 0 | 0.00072109 | 0.0028597 | 0.0028585 | 0.0028573 | 0.0028561 | 0.002855 | 0.0028538 | 0.0028526 | 0.0028514 | 0.0028502 | 0.002849 | 0.0028478
No | PG&E | Res | BldgEnv | 2025 T-24: Multifamily Envelope - High Performance Windows (New Construction + Additions) | On-the-books | Electric Demand (MW) | 0 | 0.0018383 | 0.0067892 | 0.0062888 | 0.0057968 | 0.0053178 | 0.0048557 | 0.0044141 | 0.0039956 | 0.0036024 | 0.0032357 | 0.0028962 | 0.002584
No | PG&E | Res | BldgEnv | 2025 T-24: Multifamily Envelope - Window Alterations (Alterations) | On-the-books | Electric Demand (MW) | 0 | -0.00029758 | -0.00031594 | -0.00030668 | -0.00029741 | -0.00028816 | -0.00027894 | -0.00026977 | -0.00026067 | -0.00025165 | -0.00024273 | -0.00023392 | -0.00022524
No | PG&E | Res | BldgEnv | 2025 T-24: Multifamily Restructuring - Slab Perimeter Insulation (New Construction + Additions) | On-the-books | Electric Demand (MW) | 0 | -6.9882e-09 | -2.6936e-08 | -2.6146e-08 | -2.5356e-08 | -2.4567e-08 | -2.3781e-08 | -2.3e-08 | -2.2224e-08 | -2.1455e-08 | -2.0694e-08 | -1.9943e-08 | -1.9203e-08
No | PG&E | Res | BldgEnv | 2019 T-24: RA(MF)-Envelope-QII | On-the-books | Electric Demand (MW) |  | 0.005345 | 0.0049303 | 0.0044628 | 0.0039563 | 0.0034305 | 0.0029086 | 0.002413 | 0.0019616 | 0.0015661 | 0.0012309 | 0.00095497 | 0.00073307
No | PG&E | Res | BldgEnv | 2019 T-24: RA(MF)-Envelope-Windows and Doors | On-the-books | Electric Demand (MW) |  | 0.10401 | 0.095944 | 0.086847 | 0.076989 | 0.066758 | 0.056602 | 0.046956 | 0.038173 | 0.030475 | 0.023954 | 0.018584 | 0.014266
No | PG&E | Res | BldgEnv | 2019 T-24: RA(SF)-Envelope-High Performance Walls | On-the-books | Electric Demand (MW) |  | 0.011773 | 0.01086 | 0.0098302 | 0.0087145 | 0.0075564 | 0.0064068 | 0.005315 | 0.0043208 | 0.0034495 | 0.0027113 | 0.0021035 | 0.0016147
No | PG&E | Res | BldgEnv | 2019 T-24: RA(SF)-Envelope-QII | On-the-books | Electric Demand (MW) |  | 0.020993 | 0.019364 | 0.017528 | 0.015538 | 0.013473 | 0.011424 | 0.0094769 | 0.0077042 | 0.0061507 | 0.0048344 | 0.0037507 | 0.0028792
No | PG&E | Res | BldgEnv | 2019 T-24: RA(SF)-Envelope-Windows and Doors | On-the-books | Electric Demand (MW) |  | 0.22027 | 0.20318 | 0.18391 | 0.16304 | 0.14137 | 0.11987 | 0.099439 | 0.080838 | 0.064538 | 0.050726 | 0.039355 | 0.03021
No | PG&E | Res | BldgEnv | 2019 T-24: RNC(MF)-Envelope-High Performance Attics | On-the-books | Electric Demand (MW) |  | 0.045393 | 0.041871 | 0.037901 | 0.033599 | 0.029134 | 0.024702 | 0.020492 | 0.016659 | 0.0133 | 0.010454 | 0.0081101 | 0.0062257
No | PG&E | Res | BldgEnv | 2019 T-24: RNC(MF)-Envelope-QII | On-the-books | Electric Demand (MW) |  | 0.17346 | 0.16 | 0.14483 | 0.12839 | 0.11133 | 0.094393 | 0.078307 | 0.063659 | 0.050823 | 0.039947 | 0.030991 | 0.02379
No | PG&E | Res | BldgEnv | 2019 T-24: RNC(MF)-Envelope-Windows and Doors | On-the-books | Electric Demand (MW) |  | 0.18228 | 0.16814 | 0.15219 | 0.13492 | 0.11699 | 0.099192 | 0.082288 | 0.066896 | 0.053407 | 0.041977 | 0.032567 | 0.025
No | PG&E | Res | BldgEnv | 2019 T-24: RNC(SF)-Envelope-High Performance Attics | On-the-books | Electric Demand (MW) |  | 0.41459 | 0.38242 | 0.34616 | 0.30687 | 0.26609 | 0.22561 | 0.18716 | 0.15215 | 0.12147 | 0.095476 | 0.074073 | 0.056861
No | PG&E | Res | BldgEnv | 2019 T-24: RNC(SF)-Envelope-High Performance Walls | On-the-books | Electric Demand (MW) |  | 0.21347 | 0.19691 | 0.17824 | 0.15801 | 0.13701 | 0.11617 | 0.09637 | 0.078343 | 0.062546 | 0.049161 | 0.03814 | 0.029278
No | PG&E | Res | BldgEnv | 2019 T-24: RNC(SF)-Envelope-QII | On-the-books | Electric Demand (MW) |  | 1.008 | 0.92976 | 0.8416 | 0.74608 | 0.64693 | 0.54851 | 0.45504 | 0.36992 | 0.29533 | 0.23213 | 0.18009 | 0.13824
No | PG&E | Res | BldgEnv | 2019 T-24: RNC(SF)-Envelope-Windows and Doors | On-the-books | Electric Demand (MW) |  | 0.57112 | 0.52681 | 0.47686 | 0.42273 | 0.36656 | 0.31079 | 0.25783 | 0.2096 | 0.16733 | 0.13152 | 0.10204 | 0.07833
No | PG&E | Res | BldgEnv | 2022 T-24: SFA - Cool roof for low-sloped roof | On-the-books | Electric Demand (MW) |  | 6.176 | 6.0637 | 5.9717 | 5.8979 | 5.8398 | 5.7947 | 5.7602 | 5.7339 | 5.714 | 5.6991 | 5.6879 | 5.6796
No | PG&E | Res | BldgEnv | 2022 T-24: SFA - Cool roof for steep-sloped roofs | On-the-books | Electric Demand (MW) |  | 0.85505 | 0.83767 | 0.82199 | 0.80818 | 0.79628 | 0.78621 | 0.77783 | 0.77095 | 0.76535 | 0.76084 | 0.75724 | 0.75437
No | PG&E | Res | BldgEnv | 2022 T-24: SFA - Prescriptive attic insulation for alterations | On-the-books | Electric Demand (MW) |  | 0.76397 | 0.76326 | 0.76255 | 0.76184 | 0.76113 | 0.76042 | 0.7597 | 0.75899 | 0.75828 | 0.75756 | 0.75685 | 0.75613
No | PG&E | Res | BldgEnv | 2022 T-24: SFA - Roof deck insulation for low-sloped roofs | On-the-books | Electric Demand (MW) |  | 2.3931 | 2.3238 | 2.2565 | 2.192 | 2.1309 | 2.0739 | 2.0213 | 1.9733 | 1.9298 | 1.891 | 1.8564 | 1.8259
No | PG&E | Res | BldgEnv | 2022 T-24: SFNC - Prescriptive attic insulation for additions | On-the-books | Electric Demand (MW) |  | 0.0013978 | 0.0013729 | 0.0013528 | 0.0013367 | 0.0013239 | 0.0013137 | 0.0013056 | 0.0012993 | 0.0012943 | 0.0012905 | 0.0012874 | 0.001285
No | PG&E | Res | BldgEnv | 2025 T-24: Single Family High-Performance Envelope - High-Performance Windows (Alterations) | On-the-books | Electric Demand (MW) |  | 0.0013085 | 0.001428 | 0.001426 | 0.001424 | 0.001422 | 0.0014199 | 0.0014179 | 0.0014158 | 0.0014136 | 0.0014115 | 0.0014093 | 0.0014071
No | PG&E | Res | BldgEnv | 2025 T-24: Single Family High-Performance Envelope - High-Performance Windows (New Construction + Additions) | On-the-books | Electric Demand (MW) |  | 0.071286 | 0.14122 | 0.14102 | 0.14082 | 0.14062 | 0.14042 | 0.14022 | 0.14001 | 0.1398 | 0.13959 | 0.13937 | 0.13915
No | SCE | Res | BldgEnv | 2008 T-24: Residential Fenestration | On-the-books | Electric Demand (MW) | 0.18317 | 0.18253 | 0.18205 | 0.1817 | 0.18144 | 0.18124 | 0.18101 | 0.1808 | 0.18057 | 0.18035 | 0.18013 | 0.17991 | 0.17969
No | SCE | Res | BldgEnv | 2005 T-24: Window replacement | On-the-books | Electric Demand (MW) | 0 | 0 | 0 | 0 | 0 | 0 | 0 | 0 | 0 | 0 | 0 | 0 | 0
No | SCE | Res | BldgEnv | 2022 T-24: MFA - Restructuring - Fenestration Properties | On-the-books | Electric Demand (MW) | 0.1648 | 0.1608 | 0.15664 | 0.15231 | 0.14785 | 0.14326 | 0.13856 | 0.13379 | 0.12894 | 0.12407 | 0.11918 | 0.1143 | 0.10947
No | SCE | Res | BldgEnv | 2022 T-24: MFA - Restructuring - Roof Assemblies | On-the-books | Electric Demand (MW) | 0.017441 | 0.017441 | 0.017441 | 0.017441 | 0.017441 | 0.017441 | 0.017441 | 0.017441 | 0.017441 | 0.017441 | 0.017441 | 0.017441 | 0.017441
No | SCE | Res | BldgEnv | 2022 T-24: MFNC - Restructuring - Duct Sealing and Testing | On-the-books | Electric Demand (MW) | 0.015303 | 0.015249 | 0.015198 | 0.015152 | 0.015109 | 0.015069 | 0.015032 | 0.014999 | 0.014968 | 0.014939 | 0.014913 | 0.014889 | 0.014866
No | SCE | Res | BldgEnv | 2022 T-24: MFNC - Restructuring - Fenestration Properties | On-the-books | Electric Demand (MW) | 0.001362 | 0.0013289 | 0.0012945 | 0.0012588 | 0.0012219 | 0.001184 | 0.0011452 | 0.0011057 | 0.0010657 | 0.0010254 | 0.00098495 | 0.00094466 | 0.00090469
No | SCE | Res | BldgEnv | 2022 T-24: MFNC - Restructuring - Roof Assemblies | On-the-books | Electric Demand (MW) | 0.010901 | 0.010901 | 0.010901 | 0.010901 | 0.010901 | 0.010901 | 0.010901 | 0.010901 | 0.010901 | 0.010901 | 0.010901 | 0.010901 | 0.010901
No | SCE | Res | BldgEnv | 2022 T-24: MFNC - Restructuring - Wall U-Factor | On-the-books | Electric Demand (MW) | -0.0033677 | -0.0033677 | -0.0033677 | -0.0033677 | -0.0033677 | -0.0033677 | -0.0033677 | -0.0033677 | -0.0033677 | -0.0033677 | -0.0033677 | -0.0033677 | -0.0033677
No | SCE | Res | BldgEnv | 2025 T-24: Multifamily Envelope - Cool Roof Improvements (New Construction + Additions) | On-the-books | Electric Demand (MW) | 0 | 0.0005582 | 0.0022137 | 0.0022128 | 0.0022119 | 0.002211 | 0.0022101 | 0.0022092 | 0.0022082 | 0.0022073 | 0.0022064 | 0.0022055 | 0.0022045
No | SCE | Res | BldgEnv | 2025 T-24: Multifamily Envelope - High Performance Windows (New Construction + Additions) | On-the-books | Electric Demand (MW) | 0 | 0.001423 | 0.0052556 | 0.0048683 | 0.0044874 | 0.0041166 | 0.0037589 | 0.003417 | 0.0030931 | 0.0027886 | 0.0025048 | 0.002242 | 0.0020003
No | SCE | Res | BldgEnv | 2025 T-24: Multifamily Envelope - Window Alterations (Alterations) | On-the-books | Electric Demand (MW) | 0 | -0.00023036 | -0.00024458 | -0.0002374 | -0.00023023 | -0.00022307 | -0.00021593 | -0.00020883 | -0.00020179 | -0.00019481 | -0.0001879 | -0.00018108 | -0.00017436
No | SCE | Res | BldgEnv | 2025 T-24: Multifamily Restructuring - Slab Perimeter Insulation (New Construction + Additions) | On-the-books | Electric Demand (MW) | 0 | -5.4097e-09 | -2.0852e-08 | -2.024e-08 | -1.9628e-08 | -1.9018e-08 | -1.841e-08 | -1.7805e-08 | -1.7204e-08 | -1.6609e-08 | -1.602e-08 | -1.5439e-08 | -1.4865e-08
No | SCE | Res | BldgEnv | 2019 T-24: RA(MF)-Envelope-QII | On-the-books | Electric Demand (MW) |  | 0.0041376 | 0.0038166 | 0.0034547 | 0.0030626 | 0.0026556 | 0.0022516 | 0.0018679 | 0.0015185 | 0.0012123 | 0.00095287 | 0.00073926 | 0.00056748
No | SCE | Res | BldgEnv | 2019 T-24: RA(MF)-Envelope-Windows and Doors | On-the-books | Electric Demand (MW) |  | 0.080519 | 0.074272 | 0.067229 | 0.059599 | 0.051679 | 0.043817 | 0.03635 | 0.02955 | 0.023592 | 0.018543 | 0.014386 | 0.011043
No | SCE | Res | BldgEnv | 2019 T-24: RA(SF)-Envelope-High Performance Walls | On-the-books | Electric Demand (MW) |  | 0.009114 | 0.0084069 | 0.0076097 | 0.006746 | 0.0058495 | 0.0049596 | 0.0041144 | 0.0033448 | 0.0026703 | 0.0020989 | 0.0016284 | 0.00125
No | SCE | Res | BldgEnv | 2019 T-24: RA(SF)-Envelope-QII | On-the-books | Electric Demand (MW) |  | 0.016251 | 0.01499 | 0.013569 | 0.012028 | 0.01043 | 0.0088433 | 0.0073362 | 0.0059639 | 0.0047614 | 0.0037424 | 0.0029034 | 0.0022288
No | SCE | Res | BldgEnv | 2019 T-24: RA(SF)-Envelope-Windows and Doors | On-the-books | Electric Demand (MW) |  | 0.17051 | 0.15728 | 0.14237 | 0.12621 | 0.10944 | 0.09279 | 0.076977 | 0.062578 | 0.04996 | 0.039268 | 0.030465 | 0.023386
No | SCE | Res | BldgEnv | 2019 T-24: RNC(MF)-Envelope-High Performance Attics | On-the-books | Electric Demand (MW) |  | 0.035139 | 0.032413 | 0.02934 | 0.026009 | 0.022553 | 0.019122 | 0.015863 | 0.012896 | 0.010296 | 0.0080923 | 0.0062782 | 0.0048194
No | SCE | Res | BldgEnv | 2019 T-24: RNC(MF)-Envelope-QII | On-the-books | Electric Demand (MW) |  | 0.13428 | 0.12386 | 0.11212 | 0.09939 | 0.086182 | 0.073071 | 0.060619 | 0.04928 | 0.039343 | 0.030923 | 0.023991 | 0.018416
No | SCE | Res | BldgEnv | 2019 T-24: RNC(MF)-Envelope-Windows and Doors | On-the-books | Electric Demand (MW) |  | 0.1411 | 0.13016 | 0.11782 | 0.10444 | 0.090564 | 0.076786 | 0.063701 | 0.051785 | 0.041343 | 0.032495 | 0.025211 | 0.019353
No | SCE | Res | BldgEnv | 2019 T-24: RNC(SF)-Envelope-High Performance Attics | On-the-books | Electric Demand (MW) |  | 0.32094 | 0.29604 | 0.26797 | 0.23755 | 0.20598 | 0.17465 | 0.14489 | 0.11778 | 0.094033 | 0.07391 | 0.057341 | 0.044017
No | SCE | Res | BldgEnv | 2019 T-24: RNC(SF)-Envelope-High Performance Walls | On-the-books | Electric Demand (MW) |  | 0.16525 | 0.15243 | 0.13798 | 0.12232 | 0.10606 | 0.089926 | 0.074602 | 0.060647 | 0.048418 | 0.038056 | 0.029525 | 0.022664
No | SCE | Res | BldgEnv | 2019 T-24: RNC(SF)-Envelope-QII | On-the-books | Electric Demand (MW) |  | 0.78028 | 0.71974 | 0.6515 | 0.57755 | 0.5008 | 0.42461 | 0.35225 | 0.28636 | 0.22862 | 0.17969 | 0.13941 | 0.10702
No | SCE | Res | BldgEnv | 2019 T-24: RNC(SF)-Envelope-Windows and Doors | On-the-books | Electric Demand (MW) |  | 0.44211 | 0.40781 | 0.36914 | 0.32724 | 0.28376 | 0.24059 | 0.19959 | 0.16225 | 0.12954 | 0.10182 | 0.078991 | 0.060636
No | SCE | Res | BldgEnv | 2022 T-24: SFA - Cool roof for low-sloped roof | On-the-books | Electric Demand (MW) |  | 4.7809 | 4.694 | 4.6228 | 4.5656 | 4.5207 | 4.4858 | 4.459 | 4.4387 | 4.4233 | 4.4117 | 4.4031 | 4.3966
No | SCE | Res | BldgEnv | 2022 T-24: SFA - Cool roof for steep-sloped roofs | On-the-books | Electric Demand (MW) |  | 0.66191 | 0.64846 | 0.63631 | 0.62562 | 0.61641 | 0.60862 | 0.60213 | 0.5968 | 0.59247 | 0.58898 | 0.58619 | 0.58397
No | SCE | Res | BldgEnv | 2022 T-24: SFA - Prescriptive attic insulation for alterations | On-the-books | Electric Demand (MW) |  | 0.5914 | 0.59085 | 0.5903 | 0.58975 | 0.5892 | 0.58865 | 0.5881 | 0.58755 | 0.58699 | 0.58644 | 0.58589 | 0.58534
No | SCE | Res | BldgEnv | 2022 T-24: SFA - Roof deck insulation for low-sloped roofs | On-the-books | Electric Demand (MW) |  | 1.8526 | 1.7989 | 1.7468 | 1.6968 | 1.6496 | 1.6054 | 1.5647 | 1.5275 | 1.4939 | 1.4638 | 1.4371 | 1.4135
No | SCE | Res | BldgEnv | 2022 T-24: SFNC - Prescriptive attic insulation for additions | On-the-books | Electric Demand (MW) |  | 0.0010821 | 0.0010628 | 0.0010472 | 0.0010348 | 0.0010248 | 0.0010169 | 0.0010107 | 0.0010058 | 0.001002 | 0.00099896 | 0.00099661 | 0.00099477
No | SCE | Res | BldgEnv | 2025 T-24: Single Family High-Performance Envelope - High-Performance Windows (Alterations) | On-the-books | Electric Demand (MW) |  | 0.0010129 | 0.0011054 | 0.0011039 | 0.0011023 | 0.0011008 | 0.0010992 | 0.0010976 | 0.001096 | 0.0010943 | 0.0010927 | 0.001091 | 0.0010893
No | SCE | Res | BldgEnv | 2025 T-24: Single Family High-Performance Envelope - High-Performance Windows (New Construction + Additions) | On-the-books | Electric Demand (MW) |  | 0.055184 | 0.10932 | 0.10917 | 0.10901 | 0.10886 | 0.1087 | 0.10854 | 0.10838 | 0.10822 | 0.10806 | 0.10789 | 0.10772
No | SDG&E | Res | BldgEnv | 2008 T-24: Residential Fenestration | On-the-books | Electric Demand (MW) | 0.032431 | 0.032317 | 0.032232 | 0.03217 | 0.032124 | 0.032089 | 0.032047 | 0.03201 | 0.03197 | 0.031932 | 0.031892 | 0.031854 | 0.031814
No | SDG&E | Res | BldgEnv | 2005 T-24: Window replacement | On-the-books | Electric Demand (MW) | 0 | 0 | 0 | 0 | 0 | 0 | 0 | 0 | 0 | 0 | 0 | 0 | 0
No | SDG&E | Res | BldgEnv | 2022 T-24: MFA - Restructuring - Fenestration Properties | On-the-books | Electric Demand (MW) | 0.029178 | 0.02847 | 0.027733 | 0.026967 | 0.026177 | 0.025364 | 0.024533 | 0.023687 | 0.02283 | 0.021966 | 0.021101 | 0.020238 | 0.019381
No | SDG&E | Res | BldgEnv | 2022 T-24: MFA - Restructuring - Roof Assemblies | On-the-books | Electric Demand (MW) | 0.003088 | 0.003088 | 0.003088 | 0.003088 | 0.003088 | 0.003088 | 0.003088 | 0.003088 | 0.003088 | 0.003088 | 0.003088 | 0.003088 | 0.003088
No | SDG&E | Res | BldgEnv | 2022 T-24: MFNC - Restructuring - Duct Sealing and Testing | On-the-books | Electric Demand (MW) | 0.0027094 | 0.0026998 | 0.0026909 | 0.0026826 | 0.002675 | 0.002668 | 0.0026615 | 0.0026555 | 0.00265 | 0.002645 | 0.0026403 | 0.002636 | 0.0026321
No | SDG&E | Res | BldgEnv | 2022 T-24: MFNC - Restructuring - Fenestration Properties | On-the-books | Electric Demand (MW) | 0.00024114 | 0.00023529 | 0.0002292 | 0.00022287 | 0.00021634 | 0.00020962 | 0.00020275 | 0.00019576 | 0.00018868 | 0.00018154 | 0.00017439 | 0.00016725 | 0.00016018
No | SDG&E | Res | BldgEnv | 2022 T-24: MFNC - Restructuring - Roof Assemblies | On-the-books | Electric Demand (MW) | 0.00193 | 0.00193 | 0.00193 | 0.00193 | 0.00193 | 0.00193 | 0.00193 | 0.00193 | 0.00193 | 0.00193 | 0.00193 | 0.00193 | 0.00193
No | SDG&E | Res | BldgEnv | 2022 T-24: MFNC - Restructuring - Wall U-Factor | On-the-books | Electric Demand (MW) | -0.00059626 | -0.00059626 | -0.00059626 | -0.00059626 | -0.00059626 | -0.00059626 | -0.00059626 | -0.00059626 | -0.00059626 | -0.00059626 | -0.00059626 | -0.00059626 | -0.00059626
No | SDG&E | Res | BldgEnv | 2025 T-24: Multifamily Envelope - Cool Roof Improvements (New Construction + Additions) | On-the-books | Electric Demand (MW) | 0 | 9.883e-05 | 0.00039194 | 0.00039178 | 0.00039162 | 0.00039146 | 0.0003913 | 0.00039113 | 0.00039097 | 0.00039081 | 0.00039064 | 0.00039048 | 0.00039031
No | SDG&E | Res | BldgEnv | 2025 T-24: Multifamily Envelope - High Performance Windows (New Construction + Additions) | On-the-books | Electric Demand (MW) | 0 | 0.00025195 | 0.00093051 | 0.00086193 | 0.0007945 | 0.00072885 | 0.00066552 | 0.00060499 | 0.00054763 | 0.00049373 | 0.00044347 | 0.00039694 | 0.00035416
No | SDG&E | Res | BldgEnv | 2025 T-24: Multifamily Envelope - Window Alterations (Alterations) | On-the-books | Electric Demand (MW) | 0 | -4.0785e-05 | -4.3303e-05 | -4.2032e-05 | -4.0762e-05 | -3.9494e-05 | -3.8231e-05 | -3.6974e-05 | -3.5727e-05 | -3.4491e-05 | -3.3268e-05 | -3.2061e-05 | -3.0871e-05
No | SDG&E | Res | BldgEnv | 2025 T-24: Multifamily Restructuring - Slab Perimeter Insulation (New Construction + Additions) | On-the-books | Electric Demand (MW) | 0 | -9.5779e-10 | -3.6918e-09 | -3.5835e-09 | -3.4752e-09 | -3.3671e-09 | -3.2594e-09 | -3.1523e-09 | -3.046e-09 | -2.9406e-09 | -2.8363e-09 | -2.7334e-09 | -2.6319e-09
No | SDG&E | Res | BldgEnv | 2019 T-24: RA(MF)-Envelope-QII | On-the-books | Electric Demand (MW) |  | 0.00073257 | 0.00067574 | 0.00061166 | 0.00054224 | 0.00047018 | 0.00039865 | 0.00033072 | 0.00026885 | 0.00021464 | 0.00016871 | 0.00013089 | 0.00010047
No | SDG&E | Res | BldgEnv | 2019 T-24: RA(MF)-Envelope-Windows and Doors | On-the-books | Electric Demand (MW) |  | 0.014256 | 0.01315 | 0.011903 | 0.010552 | 0.0091497 | 0.0077577 | 0.0064357 | 0.0052319 | 0.0041769 | 0.003283 | 0.002547 | 0.0019552
No | SDG&E | Res | BldgEnv | 2019 T-24: RA(SF)-Envelope-High Performance Walls | On-the-books | Electric Demand (MW) |  | 0.0016136 | 0.0014884 | 0.0013473 | 0.0011944 | 0.0010357 | 0.00087811 | 0.00072847 | 0.0005922 | 0.00047279 | 0.00037161 | 0.0002883 | 0.00022131
No | SDG&E | Res | BldgEnv | 2019 T-24: RA(SF)-Envelope-QII | On-the-books | Electric Demand (MW) |  | 0.0028772 | 0.002654 | 0.0024023 | 0.0021296 | 0.0018466 | 0.0015657 | 0.0012989 | 0.0010559 | 0.000843 | 0.0006626 | 0.00051406 | 0.00039461
No | SDG&E | Res | BldgEnv | 2019 T-24: RA(SF)-Envelope-Windows and Doors | On-the-books | Electric Demand (MW) |  | 0.03019 | 0.027847 | 0.025207 | 0.022346 | 0.019376 | 0.016429 | 0.013629 | 0.011079 | 0.0088454 | 0.0069525 | 0.0053939 | 0.0041405
No | SDG&E | Res | BldgEnv | 2019 T-24: RNC(MF)-Envelope-High Performance Attics | On-the-books | Electric Demand (MW) |  | 0.0062214 | 0.0057387 | 0.0051946 | 0.004605 | 0.003993 | 0.0033856 | 0.0028086 | 0.0022832 | 0.0018228 | 0.0014327 | 0.0011116 | 0.00085328
No | SDG&E | Res | BldgEnv | 2019 T-24: RNC(MF)-Envelope-QII | On-the-books | Electric Demand (MW) |  | 0.023774 | 0.02193 | 0.01985 | 0.017597 | 0.015259 | 0.012937 | 0.010733 | 0.008725 | 0.0069656 | 0.005475 | 0.0042476 | 0.0032606
No | SDG&E | Res | BldgEnv | 2019 T-24: RNC(MF)-Envelope-Windows and Doors | On-the-books | Electric Demand (MW) |  | 0.024983 | 0.023044 | 0.020859 | 0.018492 | 0.016034 | 0.013595 | 0.011278 | 0.0091686 | 0.0073198 | 0.0057533 | 0.0044636 | 0.0034264
No | SDG&E | Res | BldgEnv | 2019 T-24: RNC(SF)-Envelope-High Performance Attics | On-the-books | Electric Demand (MW) |  | 0.056822 | 0.052414 | 0.047444 | 0.042059 | 0.03647 | 0.030921 | 0.025652 | 0.020854 | 0.016649 | 0.013086 | 0.010152 | 0.0077933
No | SDG&E | Res | BldgEnv | 2019 T-24: RNC(SF)-Envelope-High Performance Walls | On-the-books | Electric Demand (MW) |  | 0.029258 | 0.026988 | 0.024429 | 0.021656 | 0.018778 | 0.015922 | 0.013208 | 0.010738 | 0.0085724 | 0.0067379 | 0.0052274 | 0.0040128
No | SDG&E | Res | BldgEnv | 2019 T-24: RNC(SF)-Envelope-QII | On-the-books | Electric Demand (MW) |  | 0.13815 | 0.12743 | 0.11535 | 0.10226 | 0.088667 | 0.075178 | 0.062366 | 0.0507 | 0.040477 | 0.031815 | 0.024683 | 0.018947
No | SDG&E | Res | BldgEnv | 2019 T-24: RNC(SF)-Envelope-Windows and Doors | On-the-books | Electric Demand (MW) |  | 0.078276 | 0.072203 | 0.065357 | 0.057939 | 0.050239 | 0.042596 | 0.035337 | 0.028727 | 0.022935 | 0.018026 | 0.013985 | 0.010736
No | SDG&E | Res | BldgEnv | 2022 T-24: SFA - Cool roof for low-sloped roof | On-the-books | Electric Demand (MW) |  | 0.84646 | 0.83108 | 0.81846 | 0.80835 | 0.80039 | 0.79421 | 0.78947 | 0.78587 | 0.78315 | 0.7811 | 0.77957 | 0.77843
No | SDG&E | Res | BldgEnv | 2022 T-24: SFA - Cool roof for steep-sloped roofs | On-the-books | Electric Demand (MW) |  | 0.11719 | 0.11481 | 0.11266 | 0.11077 | 0.10914 | 0.10776 | 0.10661 | 0.10566 | 0.1049 | 0.10428 | 0.10379 | 0.10339
No | SDG&E | Res | BldgEnv | 2022 T-24: SFA - Prescriptive attic insulation for alterations | On-the-books | Electric Demand (MW) |  | 0.10471 | 0.10461 | 0.10451 | 0.10442 | 0.10432 | 0.10422 | 0.10412 | 0.10403 | 0.10393 | 0.10383 | 0.10373 | 0.10363
No | SDG&E | Res | BldgEnv | 2022 T-24: SFA - Roof deck insulation for low-sloped roofs | On-the-books | Electric Demand (MW) |  | 0.328 | 0.3185 | 0.30927 | 0.30043 | 0.29206 | 0.28424 | 0.27703 | 0.27045 | 0.2645 | 0.25917 | 0.25444 | 0.25026
No | SDG&E | Res | BldgEnv | 2022 T-24: SFNC - Prescriptive attic insulation for additions | On-the-books | Electric Demand (MW) |  | 0.00019158 | 0.00018817 | 0.00018541 | 0.0001832 | 0.00018144 | 0.00018005 | 0.00017895 | 0.00017808 | 0.0001774 | 0.00017687 | 0.00017645 | 0.00017612
No | SDG&E | Res | BldgEnv | 2025 T-24: Single Family High-Performance Envelope - High-Performance Windows (Alterations) | On-the-books | Electric Demand (MW) |  | 0.00017934 | 0.00019572 | 0.00019544 | 0.00019517 | 0.00019489 | 0.00019461 | 0.00019433 | 0.00019404 | 0.00019375 | 0.00019346 | 0.00019316 | 0.00019286
No | SDG&E | Res | BldgEnv | 2025 T-24: Single Family High-Performance Envelope - High-Performance Windows (New Construction + Additions) | On-the-books | Electric Demand (MW) |  | 0.0097703 | 0.019355 | 0.019328 | 0.019301 | 0.019274 | 0.019246 | 0.019218 | 0.019189 | 0.01916 | 0.019131 | 0.019102 | 0.019072
No | PG&E | Com | HVAC | Fed Appliance: Single package vertical AC and HP - >65,000 Btu/hr and <240,000 Btu/hr | On-the-books | Electric Demand (MW) | 0.090895 | 0.09004 | 0.089452 | 0.089025 | 0.088778 | 0.024462 | 0.024401 | 0.024361 | 0.024297 | 0.024238 | 0.024165 | 0.024091 | 0.024007
No | PG&E | Com | HVAC | Fed Appliance: Commercial CAC and HP - <65,000 Btu/hr | On-the-books | Electric Demand (MW) | 0.0033121 | 0.0033121 | 0.0033121 | 0.0033121 | 0.0033121 | 0.0033121 | 0.0033121 | 0.0033121 | 0.0033121 | 0.0033121 | 0.0033121 | 0.0033121 | 0.0033121
No | PG&E | Com | HVAC | Fed Appliance: Commercial CAC and HP - 65,000 Btu/hr to 760,000 Btu/hr - Tier 1 | On-the-books | Electric Demand (MW) | 0.73249 | 0.71784 | 0.70319 | 0.68854 | 0.67389 | 0.65924 | 0.64459 | 0.14833 | 0.14489 | 0.14144 | 0.13799 | 0.13454 | 0.13109
No | PG&E | Com | HVAC | Fed Appliance: Computer Room Acs >=65,000 Btu/h and < 760,000 Btu/h | On-the-books | Electric Demand (MW) | 6.5344e-06 | 6.5342e-06 | 6.5341e-06 | 5.675e-06 | 1.6212e-06 | 1.6212e-06 | 1.6212e-06 | 1.6212e-06 | 1.6212e-06 | 1.6212e-06 | 1.6212e-06 | 1.6212e-06 | 1.6212e-06
No | PG&E | Com | HVAC | 2008 T-24: DDC to Zone | On-the-books | Electric Demand (MW) | 4.9517 | 4.9332 | 4.9189 | 4.9079 | 4.8995 | 4.8931 | 4.8853 | 4.8785 | 4.871 | 4.8639 | 4.8566 | 4.8494 | 4.8422
No | PG&E | Com | HVAC | 2005 T-24: Ducts in existing commercial buildings | On-the-books | Electric Demand (MW) | 0 | 0 | 0 | 0 | 0 | 0 | 0 | 0 | 0 | 0 | 0 | 0 | 0
No | PG&E | Com | HVAC | Fed Appliance: Large and Very Large Commercial Package Air-Conditioners ≥135 kBtu/h | On-the-books | Electric Demand (MW) | 0.00026093 | 0.00025909 | 0.00025742 | 0.00025592 | 0.00014234 | 6.2853e-05 | 6.2526e-05 | 6.2213e-05 | 6.189e-05 | 6.1573e-05 | 6.1253e-05 | 6.0935e-05 | 6.0615e-05
No | PG&E | Com | HVAC | 2016 T-24: NRA-HVAC-ASHRAE Equipment Efficiency | On-the-books | Electric Demand (MW) | 0.54035 | 0.53564 | 0.53244 | 0.53027 | 0.52879 | 0.52779 | 0.52647 | 0.52537 | 0.52412 | 0.52297 | 0.52175 | 0.52057 | 0
No | PG&E | Com | HVAC | 2016 T-24: NRA-HVAC-ASHRAE Measure-DDC | On-the-books | Electric Demand (MW) | 0.025924 | 0.025698 | 0.025545 | 0.02544 | 0.025369 | 0.025321 | 0.025258 | 0 | 0 | 0 | 0 | 0 | 0
No | PG&E | Com | HVAC | 2013 T-24: NRA-HVAC-Equipment Efficiency | On-the-books | Electric Demand (MW) | 0.846 | 0.83922 | 0.83404 | 0.83009 | 0.8271 | 0.82483 | 0.82208 | 0.81965 | 0.817 | 0.4039 | 0 | 0 | 0
No | PG&E | Com | HVAC | 2013 T-24: NRNC-HVAC-Garage Exhaust | On-the-books | Electric Demand (MW) | 0.45529 | 0.45314 | 0.45178 | 0.45094 | 0.45043 | 0.45011 | 0.44966 | 0.4493 | 0.44888 | 0.4485 | 0.44809 | 0.4477 | 0.4473
No | PG&E | Com | HVAC | 2013 T-24: NRNC-HVAC-Laboratory Exhaust | On-the-books | Electric Demand (MW) | 1.0323 | 1.0274 | 1.0244 | 1.0225 | 1.0213 | 1.0206 | 1.0196 | 1.0187 | 1.0178 | 1.0169 | 1.016 | 1.0151 | 1.0142
No | PG&E | Com | HVAC | 2013 T-24: NRNC-HVAC-Occupant Controlled Smart Thermostats | On-the-books | Electric Demand (MW) | 0.21181 | 0.20917 | 0.20709 | 0.20545 | 0.20418 | 0.2032 | 0.20202 | 0.20097 | 0.19984 | 0.19876 | 0.19765 | 0.19656 | 0.19545
No | PG&E | Com | HVAC | 2013 T-24: NRNC-HVAC-Water & Space Heating ACM | On-the-books | Electric Demand (MW) | 0.021338 | 0.021072 | 0.020862 | 0.020698 | 0.020569 | 0.02047 | 0.020352 | 0.020246 | 0.020132 | 0.020023 | 0.019911 | 0.019801 | 0.01969
No | PG&E | Com | HVAC | 2013 T-24: NRNC-Process-Data Centers | On-the-books | Electric Demand (MW) | 0.086546 | 0.086539 | 0.086534 | 0.086531 | 0.086529 | 0.086527 | 0.086525 | 0.086523 | 0.086522 | 0.08652 | 0.086518 | 0.086516 | 0.086514
No | PG&E | Com | HVAC | Fed Appliance: Small Commercial Package Air-Conditioners ≥65 and <135 kBtu/h | On-the-books | Electric Demand (MW) | 1.292e-07 | 1.2664e-07 | 1.2432e-07 | 6.849e-08 | 2.9855e-08 | 2.9429e-08 | 2.8974e-08 | 2.8538e-08 | 2.8089e-08 | 2.7649e-08 | 2.7203e-08 | 2.6761e-08 | 2.6316e-08
No | PG&E | Com | HVAC | 2019-21 Fed App: Ceiling Fans | On-the-books | Electric Demand (MW) | 2.7157e-05 | 2.6629e-05 | 2.6136e-05 | 2.5665e-05 | 2.5384e-05 | 2.5212e-05 | 2.4847e-05 | 2.4535e-05 | 2.1173e-05 | 2.9158e-06 | 2.8928e-06 | 2.8734e-06 | 2.8571e-06
No | PG&E | Com | HVAC | 2022-24 Fed App: Commercial boilers | On-the-books | Electric Demand (MW) | -0.0064032 | -0.0063773 | -0.0062548 | -0.0061494 | -0.0060601 | -0.0059844 | -0.0058571 | -0.0057465 | -0.0056511 | -0.0055692 | -0.0054992 | -0.0054398 | -0.0053894
No | PG&E | Com | HVAC | 2016-18 Fed App: Commercial CAC and HP (65,000 Btu/hr to 760,000 Btu/hr) - Tier 2 | On-the-books | Electric Demand (MW) | 5.1467 | 5.1457 | 5.1449 | 5.1442 | 5.1436 | 5.1432 | 5.1428 | 5.1424 | 5.1422 | 5.1419 | 5.1417 | 5.1416 | 5.1414
No | PG&E | Com | HVAC | 2019-21 Fed App: Dehumidifiers | On-the-books | Electric Demand (MW) |  | 0.15827 | 0.15365 | 0.14888 | 0.14378 | 0.082806 | 0.019865 | 0.018969 | 0.018157 | 0.017423 | 0.016759 | 0.016158 | 0.015614
No | PG&E | Com | HVAC | 2025 T-24: NR HVAC - Limit Hot Water Supply Temperatures - Electric (Alterations) | On-the-books | Electric Demand (MW) | 0 | 0.020882 | 0.022519 | 0.022221 | 0.021925 | 0.021634 | 0.021346 | 0.021062 | 0.020782 | 0.020507 | 0.020236 | 0.0042125 | 0.0027183
No | PG&E | Com | HVAC | 2025 T-24: NR HVAC - Limit Hot Water Supply Temperatures - Electric (New Construction + Additions) | On-the-books | Electric Demand (MW) | 0 | 0.0017419 | 0.010285 | 0.010149 | 0.010014 | 0.0098808 | 0.0097493 | 0.0096196 | 0.0094918 | 0.009366 | 0.0092423 | 0.0078102 | 0.0012415
No | PG&E | Com | HVAC | 2025 T-24: NR HVAC - Mechanical Heat Recovery (without TES, waterside HR) (New Construction + Additions) | On-the-books | Electric Demand (MW) | 0 | 0.0018834 | 0.010912 | 0.010548 | 0.01018 | 0.00981 | 0.0094415 | 0.0090769 | 0.0087187 | 0.0083694 | 0.0080311 | 0.0065984 | 0.0010199
No | PG&E | Com | HVAC | 2025 T-24: NR HVAC - Mechanical Heat Recovery Scenario A - Gas Baseline (New Construction + Additions) | On-the-books | Electric Demand (MW) | 0 | -8.5609e-05 | -0.000496 | -0.00047945 | -0.00046271 | -0.00044591 | -0.00042916 | -0.00041258 | -0.00039631 | -0.00038043 | -0.00036505 | -0.00029993 | -4.636e-05
No | PG&E | Com | HVAC | 2025 T-24: NR HVAC Controls - Guideline 36 (Alterations) | On-the-books | Electric Demand (MW) | 0 | 2.0646 | 2.2488 | 2.2413 | 2.2335 | 2.2257 | 2.2176 | 2.2094 | 2.2009 | 2.1924 | 2.1836 | 2.1746 | 2.1655
No | PG&E | Com | HVAC | 2025 T-24: NR HVAC Controls - Guideline 36 (New Construction + Additions) | On-the-books | Electric Demand (MW) | 0 | 0.087775 | 0.52349 | 0.52173 | 0.51994 | 0.5181 | 0.51622 | 0.51431 | 0.51235 | 0.51035 | 0.50831 | 0.50622 | 0.50409
No | PG&E | Com | HVAC | 2022 T-24: NRA - Air Distribution - Duct Leakage Testing | On-the-books | Electric Demand (MW) | 0.17362 | 0.17146 | 0.16932 | 0.16722 | 0.16516 | 0.16315 | 0.1612 | 0.15932 | 0.15752 | 0.15579 | 0.15415 | 0.15258 | 0.15111
No | PG&E | Com | HVAC | 2022 T-24: NRA - Air Distribution - Fan Energy Index | On-the-books | Electric Demand (MW) | 0.010213 | 0.010086 | 0.0099601 | 0.0098364 | 0.0097152 | 0.0095971 | 0.0094826 | 0.009372 | 0.0092658 | 0.0091642 | 0.0090674 | 0.0089756 | 0.0088888
No | PG&E | Com | HVAC | 2022 T-24: NRA - Air Distribution - Fan Power Budget | On-the-books | Electric Demand (MW) | 0.25532 | 0.25214 | 0.249 | 0.24591 | 0.24288 | 0.23993 | 0.23707 | 0.2343 | 0.23165 | 0.22911 | 0.22669 | 0.22439 | 0.22222
No | PG&E | Com | HVAC | 2022 T-24: NRA - HVAC Controls - Dedicated Outdoor Air Systems (DOAS) | On-the-books | Electric Demand (MW) | 0.18496 | 0.18395 | 0.18289 | 0.1818 | 0.18068 | 0.17951 | 0.17831 | 0.17707 | 0.17579 | 0.17448 | 0.17313 | 0.17174 | 0.17032
No | PG&E | Com | HVAC | 2022 T-24: NRA - HVAC Controls - Exhaust Air Heat Recovery | On-the-books | Electric Demand (MW) | 0.0034873 | 0.003466 | 0.003444 | 0.0034215 | 0.0033985 | 0.0033748 | 0.0033507 | 0.003326 | 0.0033008 | 0.0032751 | 0.003249 | 0.0032225 | 0.0031956
No | PG&E | Com | HVAC | 2022 T-24: NRA - HVAC Controls - Expand Economizer Requirements | On-the-books | Electric Demand (MW) | 0.043313 | 0.042349 | 0.041432 | 0.040562 | 0.039739 | 0.02279 | 0 | 0 | 0 | 0 | 0 | 0 | 0
No | PG&E | Com | HVAC | 2022 T-24: NRA - HVAC Controls - VAV Deadband Airflow | On-the-books | Electric Demand (MW) | 0.0097636 | 0.0063578 | 0.0039623 | 0.0023969 | 0.0014227 | 0.0008347 | 0.00048632 | 0.00028218 | 0.00016334 | 9.4421e-05 | 5.4536e-05 | 3.1485e-05 | 1.8172e-05
No | PG&E | Com | HVAC | 2019 T-24: NRA-MECH-ASHRAE 90.1 | On-the-books | Electric Demand (MW) | 0.45508 | 0.42673 | 0.39362 | 0.3563 | 0.31586 | 0.27388 | 0.23222 | 0.19264 | 0.15661 | 0.12503 | 0.0083465 | 0 | 0
No | PG&E | Com | HVAC | 2019 T-24: NRA-MECH-Cooling Towers | On-the-books | Electric Demand (MW) | 0.042118 | 0.039494 | 0.03643 | 0.032976 | 0.029233 | 0.025348 | 0.021492 | 0.017829 | 0.014494 | 0.011572 | 0.00077247 | 0 | 0
No | PG&E | Com | HVAC | 2019 T-24: NRA-MECH-HE Fume Hoods in Lab Spaces | On-the-books | Electric Demand (MW) | 0.18799 | 0.17628 | 0.1626 | 0.14718 | 0.13048 | 0.11314 | 0.095927 | 0.07958 | 0.064694 | 0.051649 | 0.0034479 | 0 | 0
No | PG&E | Com | HVAC | 2019 T-24: NRA-MECH-Variable Exhaust Flow Control | On-the-books | Electric Demand (MW) | 0.062817 | 0.058904 | 0.054334 | 0.049182 | 0.0436 | 0.037806 | 0.032054 | 0.026592 | 0.021617 | 0.017258 | 0.0011521 | 1.6004e-17 | 1.6004e-17
No | PG&E | Com | HVAC | 2022 T-24: NRNC - Air Distribution - Duct Leakage Testing | On-the-books | Electric Demand (MW) | 0.094366 | 0.093193 | 0.092032 | 0.090888 | 0.089769 | 0.088678 | 0.087619 | 0.086598 | 0.085616 | 0.084677 | 0.083783 | 0.082934 | 0.082132
No | PG&E | Com | HVAC | 2022 T-24: NRNC - Air Distribution - Fan Energy Index | On-the-books | Electric Demand (MW) | 0.0042893 | 0.004236 | 0.0041833 | 0.0041313 | 0.0040804 | 0.0040308 | 0.0039827 | 0.0039363 | 0.0038916 | 0.003849 | 0.0038083 | 0.0037697 | 0.0037333
No | PG&E | Com | HVAC | 2022 T-24: NRNC - Air Distribution - Fan Power Budget | On-the-books | Electric Demand (MW) | 0.085787 | 0.08472 | 0.083665 | 0.082626 | 0.081608 | 0.080616 | 0.079654 | 0.078725 | 0.077833 | 0.076979 | 0.076166 | 0.075395 | 0.074666
No | PG&E | Com | HVAC | 2022 T-24: NRNC - Computer Room Efficiency - Increased Temperature Thresholds for Economizers | On-the-books | Electric Demand (MW) | 0.040822 | 0.038719 | 0.03681 | 0.035082 | 0.033521 | 0.032114 | 0.030848 | 0.02971 | 0.028689 | 0.027774 | 0.026954 | 0.026222 | 0.025567
No | PG&E | Com | HVAC | 2022 T-24: NRNC - HVAC Controls - Dedicated Outdoor Air Systems (DOAS) | On-the-books | Electric Demand (MW) |  | 0.33739 | 0.33595 | 0.33446 | 0.33291 | 0.3313 | 0.32963 | 0.32789 | 0.32609 | 0.32422 | 0.32229 | 0.32029 | 0.31823
No | PG&E | Com | HVAC | 2022 T-24: NRNC - HVAC Controls - Exhaust Air Heat Recovery | On-the-books | Electric Demand (MW) |  | 0.00097047 | 0.00096433 | 0.00095803 | 0.00095157 | 0.00094496 | 0.00093819 | 0.00093128 | 0.00092423 | 0.00091704 | 0.00090973 | 0.0009023 | 0.00089477
No | PG&E | Com | HVAC | 2022 T-24: NRNC - HVAC Controls - Expand Economizer Requirements | On-the-books | Electric Demand (MW) |  | 0.01625 | 0.015899 | 0.015565 | 0.015249 | 0.014951 | 0.01467 | 0.014406 | 0.014158 | 0.013927 | 0.01371 | 0.013508 | 0.01332
No | PG&E | Com | HVAC | 2022 T-24: NRNC - HVAC Controls - VAV Deadband Airflow | On-the-books | Electric Demand (MW) |  | 0.0022595 | 0.0014081 | 0.00085183 | 0.00050561 | 0.00029664 | 0.00017283 | 0.00010028 | 5.805e-05 | 3.3556e-05 | 1.9381e-05 | 1.1189e-05 | 6.458e-06
No | PG&E | Com | HVAC | 2019 T-24: NRNC-MECH-ASHRAE 90.1 | On-the-books | Electric Demand (MW) |  | 0.74529 | 0.63346 | 0.51794 | 0.40747 | 0.30938 | 0.22784 | 0.1637 | 0.11541 | 0.080227 | 0.055208 | 0.037721 | 0.025646
No | PG&E | Com | HVAC | 2019 T-24: NRNC-MECH-Cooling Towers | On-the-books | Electric Demand (MW) |  | 0.10018 | 0.092408 | 0.083646 | 0.074152 | 0.064298 | 0.054516 | 0.045226 | 0.036766 | 0.029352 | 0.023071 | 0.017899 | 0.01374
No | PG&E | Com | HVAC | 2019 T-24: NRNC-MECH-Economizer FDD | On-the-books | Electric Demand (MW) |  | 0.10307 | 0.095074 | 0.086059 | 0.076291 | 0.066153 | 0.056088 | 0.04653 | 0.037826 | 0.030199 | 0.023736 | 0.018415 | 0.014136
No | PG&E | Com | HVAC | 2019 T-24: NRNC-MECH-HE Fume Hoods in Lab Spaces | On-the-books | Electric Demand (MW) |  | 0.11848 | 0.10929 | 0.098927 | 0.087699 | 0.076045 | 0.064476 | 0.053488 | 0.043483 | 0.034715 | 0.027286 | 0.021169 | 0.01625
No | PG&E | Com | HVAC | 2019 T-24: NRNC-MECH-Variable Exhaust Flow Control | On-the-books | Electric Demand (MW) |  | 0.032126 | 0.029633 | 0.026823 | 0.023779 | 0.020619 | 0.017482 | 0.014503 | 0.01179 | 0.0094126 | 0.0073983 | 0.0057398 | 0.0044061
No | PG&E | Com | HVAC | 2019 T-24: NRNC-MECH-Ventilation & IAQ | On-the-books | Electric Demand (MW) |  | 0.057796 | 0.053312 | 0.048257 | 0.04278 | 0.037095 | 0.031451 | 0.026092 | 0.021211 | 0.016934 | 0.01331 | 0.010326 | 0.0079268
No | PG&E | Com | HVAC | 2019-21 Fed App: Single package vertical AC and HP - <65,000 Btu/hr | On-the-books | Electric Demand (MW) |  | 0.13595 | 0.13645 | 0.13789 | 0.14006 | 0.14223 | 0.14044 | 0.13892 | 0.13764 | 0.10638 | 0.026252 | 0.026103 | 0.025978
No | SCE | Com | HVAC | Fed Appliance: Single package vertical AC and HP - >65,000 Btu/hr and <240,000 Btu/hr | On-the-books | Electric Demand (MW) | 0.09107 | 0.090214 | 0.089625 | 0.089197 | 0.08895 | 0.024509 | 0.024448 | 0.024409 | 0.024344 | 0.024285 | 0.024212 | 0.024138 | 0.024053
No | SCE | Com | HVAC | Fed Appliance: Commercial CAC and HP - <65,000 Btu/hr | On-the-books | Electric Demand (MW) | 0.0033185 | 0.0033185 | 0.0033185 | 0.0033185 | 0.0033185 | 0.0033185 | 0.0033185 | 0.0033185 | 0.0033185 | 0.0033185 | 0.0033185 | 0.0033185 | 0.0033185
No | SCE | Com | HVAC | Fed Appliance: Commercial CAC and HP - 65,000 Btu/hr to 760,000 Btu/hr - Tier 1 | On-the-books | Electric Demand (MW) | 0.73391 | 0.71923 | 0.70455 | 0.68987 | 0.67519 | 0.66052 | 0.64584 | 0.14862 | 0.14517 | 0.14171 | 0.13825 | 0.1348 | 0.13134
No | SCE | Com | HVAC | Fed Appliance: Computer Room Acs >=65,000 Btu/h and < 760,000 Btu/h | On-the-books | Electric Demand (MW) | 6.547e-06 | 6.5468e-06 | 6.5467e-06 | 5.686e-06 | 1.6244e-06 | 1.6244e-06 | 1.6244e-06 | 1.6244e-06 | 1.6243e-06 | 1.6243e-06 | 1.6243e-06 | 1.6243e-06 | 1.6243e-06
No | SCE | Com | HVAC | 2008 T-24: DDC to Zone | On-the-books | Electric Demand (MW) | 4.9613 | 4.9427 | 4.9284 | 4.9174 | 4.909 | 4.9026 | 4.8948 | 4.8879 | 4.8804 | 4.8733 | 4.866 | 4.8588 | 4.8515
No | SCE | Com | HVAC | 2005 T-24: Ducts in existing commercial buildings | On-the-books | Electric Demand (MW) | 0 | 0 | 0 | 0 | 0 | 0 | 0 | 0 | 0 | 0 | 0 | 0 | 0
No | SCE | Com | HVAC | Fed Appliance: Large and Very Large Commercial Package Air-Conditioners ≥135 kBtu/h | On-the-books | Electric Demand (MW) | 0.00026144 | 0.00025959 | 0.00025792 | 0.00025641 | 0.00014261 | 6.2975e-05 | 6.2647e-05 | 6.2333e-05 | 6.201e-05 | 6.1693e-05 | 6.1371e-05 | 6.1053e-05 | 6.0732e-05
No | SCE | Com | HVAC | 2016 T-24: NRA-HVAC-ASHRAE Equipment Efficiency | On-the-books | Electric Demand (MW) | 0.54139 | 0.53668 | 0.53347 | 0.5313 | 0.52982 | 0.52881 | 0.52749 | 0.52638 | 0.52513 | 0.52398 | 0.52276 | 0.52158 | 0
No | SCE | Com | HVAC | 2016 T-24: NRA-HVAC-ASHRAE Measure-DDC | On-the-books | Electric Demand (MW) | 0.025974 | 0.025748 | 0.025594 | 0.02549 | 0.025419 | 0.02537 | 0.025307 | 0 | 0 | 0 | 0 | 0 | 0
No | SCE | Com | HVAC | 2013 T-24: NRA-HVAC-Equipment Efficiency | On-the-books | Electric Demand (MW) | 0.84764 | 0.84084 | 0.83565 | 0.8317 | 0.8287 | 0.82643 | 0.82367 | 0.82123 | 0.81858 | 0.40468 | 0 | 0 | 0
No | SCE | Com | HVAC | 2013 T-24: NRNC-HVAC-Garage Exhaust | On-the-books | Electric Demand (MW) | 0.45617 | 0.45401 | 0.45266 | 0.45181 | 0.4513 | 0.45098 | 0.45053 | 0.45017 | 0.44975 | 0.44937 | 0.44896 | 0.44857 | 0.44817
No | SCE | Com | HVAC | 2013 T-24: NRNC-HVAC-Laboratory Exhaust | On-the-books | Electric Demand (MW) | 1.0343 | 1.0294 | 1.0264 | 1.0245 | 1.0233 | 1.0226 | 1.0215 | 1.0207 | 1.0198 | 1.0189 | 1.018 | 1.0171 | 1.0162
No | SCE | Com | HVAC | 2013 T-24: NRNC-HVAC-Occupant Controlled Smart Thermostats | On-the-books | Electric Demand (MW) | 0.21222 | 0.20958 | 0.20749 | 0.20585 | 0.20458 | 0.20359 | 0.20241 | 0.20136 | 0.20022 | 0.19915 | 0.19803 | 0.19694 | 0.19583
No | SCE | Com | HVAC | 2013 T-24: NRNC-HVAC-Water & Space Heating ACM | On-the-books | Electric Demand (MW) | 0.02138 | 0.021113 | 0.020902 | 0.020738 | 0.020609 | 0.02051 | 0.020391 | 0.020285 | 0.020171 | 0.020062 | 0.01995 | 0.01984 | 0.019728
No | SCE | Com | HVAC | 2013 T-24: NRNC-Process-Data Centers | On-the-books | Electric Demand (MW) | 0.086714 | 0.086706 | 0.086702 | 0.086698 | 0.086696 | 0.086694 | 0.086692 | 0.086691 | 0.086689 | 0.086687 | 0.086685 | 0.086684 | 0.086682
No | SCE | Com | HVAC | Fed Appliance: Small Commercial Package Air-Conditioners ≥65 and <135 kBtu/h | On-the-books | Electric Demand (MW) | 1.2945e-07 | 1.2688e-07 | 1.2456e-07 | 6.8622e-08 | 2.9913e-08 | 2.9486e-08 | 2.903e-08 | 2.8593e-08 | 2.8143e-08 | 2.7702e-08 | 2.7255e-08 | 2.6812e-08 | 2.6367e-08
No | SCE | Com | HVAC | 2019-21 Fed App: Ceiling Fans | On-the-books | Electric Demand (MW) | 2.721e-05 | 2.6681e-05 | 2.6186e-05 | 2.5714e-05 | 2.5434e-05 | 2.5261e-05 | 2.4895e-05 | 2.4582e-05 | 2.1214e-05 | 2.9215e-06 | 2.8984e-06 | 2.879e-06 | 2.8626e-06
No | SCE | Com | HVAC | 2022-24 Fed App: Commercial boilers | On-the-books | Electric Demand (MW) | -0.0064156 | -0.0063896 | -0.0062669 | -0.0061613 | -0.0060718 | -0.0059959 | -0.0058684 | -0.0057576 | -0.005662 | -0.0055799 | -0.0055099 | -0.0054503 | -0.0053998
No | SCE | Com | HVAC | 2016-18 Fed App: Commercial CAC and HP (65,000 Btu/hr to 760,000 Btu/hr) - Tier 2 | On-the-books | Electric Demand (MW) | 5.1566 | 5.1557 | 5.1548 | 5.1542 | 5.1536 | 5.1531 | 5.1527 | 5.1524 | 5.1521 | 5.1519 | 5.1517 | 5.1515 | 5.1514
No | SCE | Com | HVAC | 2019-21 Fed App: Dehumidifiers | On-the-books | Electric Demand (MW) |  | 0.15858 | 0.15395 | 0.14917 | 0.14406 | 0.082966 | 0.019904 | 0.019005 | 0.018192 | 0.017457 | 0.016791 | 0.016189 | 0.015644
No | SCE | Com | HVAC | 2025 T-24: NR HVAC - Limit Hot Water Supply Temperatures - Electric (Alterations) | On-the-books | Electric Demand (MW) | 0 | 0.020923 | 0.022563 | 0.022263 | 0.021968 | 0.021676 | 0.021387 | 0.021103 | 0.020822 | 0.020546 | 0.020275 | 0.0042206 | 0.0027236
No | SCE | Com | HVAC | 2025 T-24: NR HVAC - Limit Hot Water Supply Temperatures - Electric (New Construction + Additions) | On-the-books | Electric Demand (MW) | 0 | 0.0017453 | 0.010305 | 0.010168 | 0.010033 | 0.0098999 | 0.0097682 | 0.0096382 | 0.0095102 | 0.0093841 | 0.0092601 | 0.0078253 | 0.0012439
No | SCE | Com | HVAC | 2025 T-24: NR HVAC - Mechanical Heat Recovery (without TES, waterside HR) (New Construction + Additions) | On-the-books | Electric Demand (MW) | 0 | 0.001887 | 0.010933 | 0.010568 | 0.010199 | 0.0098289 | 0.0094597 | 0.0090944 | 0.0087356 | 0.0083856 | 0.0080466 | 0.0066112 | 0.0010219
No | SCE | Com | HVAC | 2025 T-24: NR HVAC - Mechanical Heat Recovery Scenario A - Gas Baseline (New Construction + Additions) | On-the-books | Electric Demand (MW) | 0 | -8.5775e-05 | -0.00049696 | -0.00048038 | -0.00046361 | -0.00044677 | -0.00042999 | -0.00041338 | -0.00039707 | -0.00038116 | -0.00036576 | -0.00030051 | -4.6449e-05
No | SCE | Com | HVAC | 2025 T-24: NR HVAC Controls - Guideline 36 (Alterations) | On-the-books | Electric Demand (MW) | 0 | 2.0686 | 2.2532 | 2.2456 | 2.2379 | 2.23 | 2.2219 | 2.2136 | 2.2052 | 2.1966 | 2.1878 | 2.1788 | 2.1697
No | SCE | Com | HVAC | 2025 T-24: NR HVAC Controls - Guideline 36 (New Construction + Additions) | On-the-books | Electric Demand (MW) | 0 | 0.087944 | 0.5245 | 0.52274 | 0.52094 | 0.5191 | 0.51722 | 0.5153 | 0.51334 | 0.51133 | 0.50929 | 0.5072 | 0.50507
No | SCE | Com | HVAC | 2022 T-24: NRA - Air Distribution - Duct Leakage Testing | On-the-books | Electric Demand (MW) | 0.17395 | 0.17179 | 0.16965 | 0.16754 | 0.16548 | 0.16347 | 0.16152 | 0.15963 | 0.15782 | 0.15609 | 0.15444 | 0.15288 | 0.1514
No | SCE | Com | HVAC | 2022 T-24: NRA - Air Distribution - Fan Energy Index | On-the-books | Electric Demand (MW) | 0.010232 | 0.010105 | 0.0099794 | 0.0098554 | 0.009734 | 0.0096157 | 0.0095009 | 0.0093902 | 0.0092837 | 0.0091819 | 0.0090849 | 0.0089929 | 0.008906
No | SCE | Com | HVAC | 2022 T-24: NRA - Air Distribution - Fan Power Budget | On-the-books | Electric Demand (MW) | 0.25581 | 0.25263 | 0.24948 | 0.24639 | 0.24335 | 0.24039 | 0.23752 | 0.23475 | 0.23209 | 0.22955 | 0.22712 | 0.22482 | 0.22265
No | SCE | Com | HVAC | 2022 T-24: NRA - HVAC Controls - Dedicated Outdoor Air Systems (DOAS) | On-the-books | Electric Demand (MW) | 0.18532 | 0.1843 | 0.18325 | 0.18216 | 0.18103 | 0.17986 | 0.17866 | 0.17741 | 0.17613 | 0.17482 | 0.17347 | 0.17208 | 0.17065
No | SCE | Com | HVAC | 2022 T-24: NRA - HVAC Controls - Exhaust Air Heat Recovery | On-the-books | Electric Demand (MW) | 0.003494 | 0.0034727 | 0.0034507 | 0.0034282 | 0.003405 | 0.0033814 | 0.0033572 | 0.0033324 | 0.0033072 | 0.0032815 | 0.0032553 | 0.0032287 | 0.0032018
No | SCE | Com | HVAC | 2022 T-24: NRA - HVAC Controls - Expand Economizer Requirements | On-the-books | Electric Demand (MW) | 0.043397 | 0.042431 | 0.041512 | 0.040641 | 0.039816 | 0.022834 | 0 | 0 | 0 | 0 | 0 | 0 | 0
No | SCE | Com | HVAC | 2022 T-24: NRA - HVAC Controls - VAV Deadband Airflow | On-the-books | Electric Demand (MW) | 0.0097825 | 0.0063701 | 0.0039699 | 0.0024015 | 0.0014255 | 0.00083631 | 0.00048726 | 0.00028273 | 0.00016366 | 9.4604e-05 | 5.4642e-05 | 3.1546e-05 | 1.8207e-05
No | SCE | Com | HVAC | 2019 T-24: NRA-MECH-ASHRAE 90.1 | On-the-books | Electric Demand (MW) | 0.45596 | 0.42756 | 0.39438 | 0.35699 | 0.31647 | 0.27441 | 0.23267 | 0.19302 | 0.15691 | 0.12527 | 0.0083626 | 0 | 0
No | SCE | Com | HVAC | 2019 T-24: NRA-MECH-Cooling Towers | On-the-books | Electric Demand (MW) | 0.042199 | 0.039571 | 0.036501 | 0.03304 | 0.029289 | 0.025397 | 0.021533 | 0.017864 | 0.014522 | 0.011594 | 0.00077397 | 0 | 0
No | SCE | Com | HVAC | 2019 T-24: NRA-MECH-HE Fume Hoods in Lab Spaces | On-the-books | Electric Demand (MW) | 0.18835 | 0.17662 | 0.16292 | 0.14747 | 0.13073 | 0.11336 | 0.096113 | 0.079734 | 0.064819 | 0.051749 | 0.0034545 | 0 | 0
No | SCE | Com | HVAC | 2019 T-24: NRA-MECH-Variable Exhaust Flow Control | On-the-books | Electric Demand (MW) | 0.062938 | 0.059018 | 0.054439 | 0.049277 | 0.043684 | 0.037879 | 0.032116 | 0.026643 | 0.021659 | 0.017292 | 0.0011543 | 1.6035e-17 | 1.6035e-17
No | SCE | Com | HVAC | 2022 T-24: NRNC - Air Distribution - Duct Leakage Testing | On-the-books | Electric Demand (MW) | 0.094548 | 0.093373 | 0.09221 | 0.091064 | 0.089942 | 0.088849 | 0.087789 | 0.086765 | 0.085782 | 0.084841 | 0.083945 | 0.083095 | 0.082291
No | SCE | Com | HVAC | 2022 T-24: NRNC - Air Distribution - Fan Energy Index | On-the-books | Electric Demand (MW) | 0.0042976 | 0.0042442 | 0.0041913 | 0.0041393 | 0.0040883 | 0.0040386 | 0.0039904 | 0.0039439 | 0.0038992 | 0.0038564 | 0.0038157 | 0.003777 | 0.0037405
No | SCE | Com | HVAC | 2022 T-24: NRNC - Air Distribution - Fan Power Budget | On-the-books | Electric Demand (MW) | 0.085953 | 0.084884 | 0.083827 | 0.082786 | 0.081766 | 0.080772 | 0.079808 | 0.078877 | 0.077983 | 0.077128 | 0.076314 | 0.075541 | 0.07481
No | SCE | Com | HVAC | 2022 T-24: NRNC - Computer Room Efficiency - Increased Temperature Thresholds for Economizers | On-the-books | Electric Demand (MW) | 0.040901 | 0.038794 | 0.036881 | 0.03515 | 0.033586 | 0.032176 | 0.030908 | 0.029767 | 0.028744 | 0.027827 | 0.027007 | 0.026273 | 0.025617
No | SCE | Com | HVAC | 2022 T-24: NRNC - HVAC Controls - Dedicated Outdoor Air Systems (DOAS) | On-the-books | Electric Demand (MW) |  | 0.33804 | 0.3366 | 0.33511 | 0.33356 | 0.33194 | 0.33027 | 0.32852 | 0.32672 | 0.32485 | 0.32291 | 0.32091 | 0.31884
No | SCE | Com | HVAC | 2022 T-24: NRNC - HVAC Controls - Exhaust Air Heat Recovery | On-the-books | Electric Demand (MW) |  | 0.00097235 | 0.0009662 | 0.00095989 | 0.00095341 | 0.00094678 | 0.00094001 | 0.00093308 | 0.00092601 | 0.00091882 | 0.00091149 | 0.00090405 | 0.0008965
No | SCE | Com | HVAC | 2022 T-24: NRNC - HVAC Controls - Expand Economizer Requirements | On-the-books | Electric Demand (MW) |  | 0.016282 | 0.015929 | 0.015595 | 0.015278 | 0.014979 | 0.014698 | 0.014434 | 0.014186 | 0.013954 | 0.013737 | 0.013535 | 0.013346
No | SCE | Com | HVAC | 2022 T-24: NRNC - HVAC Controls - VAV Deadband Airflow | On-the-books | Electric Demand (MW) |  | 0.0022639 | 0.0014109 | 0.00085347 | 0.00050659 | 0.00029721 | 0.00017316 | 0.00010048 | 5.8162e-05 | 3.3621e-05 | 1.9419e-05 | 1.1211e-05 | 6.4705e-06
No | SCE | Com | HVAC | 2019 T-24: NRNC-MECH-ASHRAE 90.1 | On-the-books | Electric Demand (MW) |  | 0.74673 | 0.63469 | 0.51894 | 0.40826 | 0.30997 | 0.22828 | 0.16402 | 0.11563 | 0.080383 | 0.055315 | 0.037794 | 0.025695
No | SCE | Com | HVAC | 2019 T-24: NRNC-MECH-Cooling Towers | On-the-books | Electric Demand (MW) |  | 0.10037 | 0.092587 | 0.083808 | 0.074295 | 0.064422 | 0.054621 | 0.045313 | 0.036837 | 0.029409 | 0.023115 | 0.017933 | 0.013766
No | SCE | Com | HVAC | 2019 T-24: NRNC-MECH-Economizer FDD | On-the-books | Electric Demand (MW) |  | 0.10327 | 0.095258 | 0.086225 | 0.076438 | 0.066281 | 0.056197 | 0.04662 | 0.0379 | 0.030257 | 0.023782 | 0.018451 | 0.014164
No | SCE | Com | HVAC | 2019 T-24: NRNC-MECH-HE Fume Hoods in Lab Spaces | On-the-books | Electric Demand (MW) |  | 0.11871 | 0.1095 | 0.099119 | 0.087868 | 0.076192 | 0.0646 | 0.053592 | 0.043567 | 0.034782 | 0.027338 | 0.02121 | 0.016281
No | SCE | Com | HVAC | 2019 T-24: NRNC-MECH-Variable Exhaust Flow Control | On-the-books | Electric Demand (MW) |  | 0.032188 | 0.029691 | 0.026875 | 0.023825 | 0.020659 | 0.017516 | 0.014531 | 0.011813 | 0.0094308 | 0.0074126 | 0.0057509 | 0.0044146
No | SCE | Com | HVAC | 2019 T-24: NRNC-MECH-Ventilation & IAQ | On-the-books | Electric Demand (MW) |  | 0.057908 | 0.053415 | 0.048351 | 0.042863 | 0.037167 | 0.031512 | 0.026142 | 0.021252 | 0.016967 | 0.013336 | 0.010346 | 0.0079422
No | SCE | Com | HVAC | 2019-21 Fed App: Single package vertical AC and HP - <65,000 Btu/hr | On-the-books | Electric Demand (MW) |  | 0.13621 | 0.13672 | 0.13816 | 0.14033 | 0.1425 | 0.14071 | 0.13919 | 0.1379 | 0.10659 | 0.026303 | 0.026154 | 0.026028
No | SDG&E | Com | HVAC | Fed Appliance: Single package vertical AC and HP - >65,000 Btu/hr and <240,000 Btu/hr | On-the-books | Electric Demand (MW) | 0.018225 | 0.018054 | 0.017936 | 0.017851 | 0.017801 | 0.0049049 | 0.0048927 | 0.0048848 | 0.0048718 | 0.0048601 | 0.0048454 | 0.0048306 | 0.0048137
No | SDG&E | Com | HVAC | Fed Appliance: Commercial CAC and HP - <65,000 Btu/hr | On-the-books | Electric Demand (MW) | 0.00066411 | 0.00066411 | 0.00066411 | 0.00066411 | 0.00066411 | 0.00066411 | 0.00066411 | 0.00066411 | 0.00066411 | 0.00066411 | 0.00066411 | 0.00066411 | 0.00066411
No | SDG&E | Com | HVAC | Fed Appliance: Commercial CAC and HP - 65,000 Btu/hr to 760,000 Btu/hr - Tier 1 | On-the-books | Electric Demand (MW) | 0.14687 | 0.14394 | 0.141 | 0.13806 | 0.13512 | 0.13219 | 0.12925 | 0.029743 | 0.029051 | 0.02836 | 0.027668 | 0.026976 | 0.026284
No | SDG&E | Com | HVAC | Fed Appliance: Computer Room Acs >=65,000 Btu/h and < 760,000 Btu/h | On-the-books | Electric Demand (MW) | 1.3102e-06 | 1.3102e-06 | 1.3102e-06 | 1.1379e-06 | 3.2508e-07 | 3.2507e-07 | 3.2507e-07 | 3.2507e-07 | 3.2507e-07 | 3.2507e-07 | 3.2507e-07 | 3.2507e-07 | 3.2507e-07
No | SDG&E | Com | HVAC | 2008 T-24: DDC to Zone | On-the-books | Electric Demand (MW) | 0.99287 | 0.98916 | 0.9863 | 0.9841 | 0.98241 | 0.98112 | 0.97957 | 0.97819 | 0.9767 | 0.97528 | 0.97381 | 0.97237 | 0.97092
No | SDG&E | Com | HVAC | 2005 T-24: Ducts in existing commercial buildings | On-the-books | Electric Demand (MW) | 0 | 0 | 0 | 0 | 0 | 0 | 0 | 0 | 0 | 0 | 0 | 0 | 0
No | SDG&E | Com | HVAC | Fed Appliance: Large and Very Large Commercial Package Air-Conditioners ≥135 kBtu/h | On-the-books | Electric Demand (MW) | 5.232e-05 | 5.1951e-05 | 5.1616e-05 | 5.1314e-05 | 2.8541e-05 | 1.2603e-05 | 1.2537e-05 | 1.2474e-05 | 1.241e-05 | 1.2346e-05 | 1.2282e-05 | 1.2218e-05 | 1.2154e-05
No | SDG&E | Com | HVAC | 2016 T-24: NRA-HVAC-ASHRAE Equipment Efficiency | On-the-books | Electric Demand (MW) | 0.10835 | 0.1074 | 0.10676 | 0.10633 | 0.10603 | 0.10583 | 0.10556 | 0.10534 | 0.10509 | 0.10486 | 0.10462 | 0.10438 | 0
No | SDG&E | Com | HVAC | 2016 T-24: NRA-HVAC-ASHRAE Measure-DDC | On-the-books | Electric Demand (MW) | 0.005198 | 0.0051528 | 0.005122 | 0.0051011 | 0.0050869 | 0.0050773 | 0.0050646 | 0 | 0 | 0 | 0 | 0 | 0
No | SDG&E | Com | HVAC | 2013 T-24: NRA-HVAC-Equipment Efficiency | On-the-books | Electric Demand (MW) | 0.16963 | 0.16827 | 0.16723 | 0.16644 | 0.16584 | 0.16539 | 0.16484 | 0.16435 | 0.16382 | 0.080987 | 0 | 0 | 0
No | SDG&E | Com | HVAC | 2013 T-24: NRNC-HVAC-Garage Exhaust | On-the-books | Electric Demand (MW) | 0.091291 | 0.090859 | 0.090588 | 0.090419 | 0.090316 | 0.090252 | 0.090162 | 0.09009 | 0.090006 | 0.08993 | 0.089848 | 0.08977 | 0.08969
No | SDG&E | Com | HVAC | 2013 T-24: NRNC-HVAC-Laboratory Exhaust | On-the-books | Electric Demand (MW) | 0.20699 | 0.20602 | 0.2054 | 0.20502 | 0.20478 | 0.20464 | 0.20444 | 0.20427 | 0.20408 | 0.20391 | 0.20372 | 0.20355 | 0.20336
No | SDG&E | Com | HVAC | 2013 T-24: NRNC-HVAC-Occupant Controlled Smart Thermostats | On-the-books | Electric Demand (MW) | 0.042471 | 0.041941 | 0.041523 | 0.041196 | 0.040941 | 0.040743 | 0.040508 | 0.040297 | 0.04007 | 0.039854 | 0.039631 | 0.039412 | 0.03919
No | SDG&E | Com | HVAC | 2013 T-24: NRNC-HVAC-Water & Space Heating ACM | On-the-books | Electric Demand (MW) | 0.0042786 | 0.0042252 | 0.0041831 | 0.0041501 | 0.0041244 | 0.0041045 | 0.0040808 | 0.0040596 | 0.0040367 | 0.0040149 | 0.0039924 | 0.0039704 | 0.0039481
No | SDG&E | Com | HVAC | 2013 T-24: NRNC-Process-Data Centers | On-the-books | Electric Demand (MW) | 0.017354 | 0.017352 | 0.017351 | 0.01735 | 0.01735 | 0.01735 | 0.017349 | 0.017349 | 0.017349 | 0.017348 | 0.017348 | 0.017348 | 0.017347
No | SDG&E | Com | HVAC | Fed Appliance: Small Commercial Package Air-Conditioners ≥65 and <135 kBtu/h | On-the-books | Electric Demand (MW) | 2.5907e-08 | 2.5392e-08 | 2.4927e-08 | 1.3733e-08 | 5.9863e-09 | 5.9009e-09 | 5.8096e-09 | 5.7222e-09 | 5.6322e-09 | 5.5439e-09 | 5.4545e-09 | 5.3658e-09 | 5.2767e-09
No | SDG&E | Com | HVAC | 2019-21 Fed App: Ceiling Fans | On-the-books | Electric Demand (MW) | 5.4454e-06 | 5.3395e-06 | 5.2405e-06 | 5.1461e-06 | 5.0899e-06 | 5.0554e-06 | 4.9821e-06 | 4.9195e-06 | 4.2454e-06 | 5.8466e-07 | 5.8004e-07 | 5.7615e-07 | 5.7289e-07
No | SDG&E | Com | HVAC | 2022-24 Fed App: Commercial boilers | On-the-books | Electric Demand (MW) | -0.0012839 | -0.0012787 | -0.0012542 | -0.001233 | -0.0012151 | -0.0011999 | -0.0011744 | -0.0011522 | -0.0011331 | -0.0011167 | -0.0011027 | -0.0010907 | -0.0010806
No | SDG&E | Com | HVAC | 2016-18 Fed App: Commercial CAC and HP (65,000 Btu/hr to 760,000 Btu/hr) - Tier 2 | On-the-books | Electric Demand (MW) | 1.032 | 1.0318 | 1.0316 | 1.0315 | 1.0314 | 1.0313 | 1.0312 | 1.0311 | 1.0311 | 1.031 | 1.031 | 1.0309 | 1.0309
No | SDG&E | Com | HVAC | 2019-21 Fed App: Dehumidifiers | On-the-books | Electric Demand (MW) |  | 0.031736 | 0.030809 | 0.029852 | 0.02883 | 0.016604 | 0.0039833 | 0.0038035 | 0.0036408 | 0.0034936 | 0.0033604 | 0.0032398 | 0.0031308
No | SDG&E | Com | HVAC | 2025 T-24: NR HVAC - Limit Hot Water Supply Temperatures - Electric (Alterations) | On-the-books | Electric Demand (MW) | 0 | 0.0041871 | 0.0045153 | 0.0044555 | 0.0043963 | 0.0043378 | 0.0042801 | 0.0042232 | 0.0041671 | 0.0041118 | 0.0040575 | 0.00084466 | 0.00054506
No | SDG&E | Com | HVAC | 2025 T-24: NR HVAC - Limit Hot Water Supply Temperatures - Electric (New Construction + Additions) | On-the-books | Electric Demand (MW) | 0 | 0.00034927 | 0.0020623 | 0.002035 | 0.0020079 | 0.0019812 | 0.0019549 | 0.0019288 | 0.0019032 | 0.001878 | 0.0018532 | 0.001566 | 0.00024894
No | SDG&E | Com | HVAC | 2025 T-24: NR HVAC - Mechanical Heat Recovery (without TES, waterside HR) (New Construction + Additions) | On-the-books | Electric Demand (MW) | 0 | 0.00037764 | 0.002188 | 0.002115 | 0.0020411 | 0.001967 | 0.0018931 | 0.00182 | 0.0017482 | 0.0016782 | 0.0016103 | 0.0013231 | 0.00020451
No | SDG&E | Com | HVAC | 2025 T-24: NR HVAC - Mechanical Heat Recovery Scenario A - Gas Baseline (New Construction + Additions) | On-the-books | Electric Demand (MW) | 0 | -1.7166e-05 | -9.9455e-05 | -9.6136e-05 | -9.2779e-05 | -8.941e-05 | -8.6051e-05 | -8.2728e-05 | -7.9464e-05 | -7.6281e-05 | -7.3197e-05 | -6.0139e-05 | -9.2957e-06
No | SDG&E | Com | HVAC | 2025 T-24: NR HVAC Controls - Guideline 36 (Alterations) | On-the-books | Electric Demand (MW) | 0 | 0.41397 | 0.45091 | 0.4494 | 0.44785 | 0.44627 | 0.44466 | 0.443 | 0.44132 | 0.43959 | 0.43784 | 0.43604 | 0.43421
No | SDG&E | Com | HVAC | 2025 T-24: NR HVAC Controls - Guideline 36 (New Construction + Additions) | On-the-books | Electric Demand (MW) | 0 | 0.0176 | 0.10497 | 0.10461 | 0.10425 | 0.10389 | 0.10351 | 0.10312 | 0.10273 | 0.10233 | 0.10192 | 0.1015 | 0.10108
No | SDG&E | Com | HVAC | 2022 T-24: NRA - Air Distribution - Duct Leakage Testing | On-the-books | Electric Demand (MW) | 0.034812 | 0.034379 | 0.033951 | 0.033529 | 0.033116 | 0.032714 | 0.032323 | 0.031947 | 0.031584 | 0.031238 | 0.030908 | 0.030595 | 0.030299
No | SDG&E | Com | HVAC | 2022 T-24: NRA - Air Distribution - Fan Energy Index | On-the-books | Electric Demand (MW) | 0.0020478 | 0.0020223 | 0.0019971 | 0.0019723 | 0.001948 | 0.0019243 | 0.0019014 | 0.0018792 | 0.0018579 | 0.0018375 | 0.0018181 | 0.0017997 | 0.0017823
No | SDG&E | Com | HVAC | 2022 T-24: NRA - Air Distribution - Fan Power Budget | On-the-books | Electric Demand (MW) | 0.051194 | 0.050558 | 0.049928 | 0.049308 | 0.048701 | 0.048109 | 0.047534 | 0.04698 | 0.046448 | 0.045938 | 0.045453 | 0.044993 | 0.044558
No | SDG&E | Com | HVAC | 2022 T-24: NRA - HVAC Controls - Dedicated Outdoor Air Systems (DOAS) | On-the-books | Electric Demand (MW) | 0.037087 | 0.036884 | 0.036673 | 0.036454 | 0.036228 | 0.035994 | 0.035753 | 0.035505 | 0.035249 | 0.034985 | 0.034715 | 0.034437 | 0.034152
No | SDG&E | Com | HVAC | 2022 T-24: NRA - HVAC Controls - Exhaust Air Heat Recovery | On-the-books | Electric Demand (MW) | 0.00069924 | 0.00069497 | 0.00069057 | 0.00068606 | 0.00068143 | 0.0006767 | 0.00067185 | 0.0006669 | 0.00066185 | 0.00065671 | 0.00065147 | 0.00064615 | 0.00064076
No | SDG&E | Com | HVAC | 2022 T-24: NRA - HVAC Controls - Expand Economizer Requirements | On-the-books | Electric Demand (MW) | 0.0086849 | 0.0084916 | 0.0083077 | 0.0081332 | 0.0079681 | 0.0045697 | 0 | 0 | 0 | 0 | 0 | 0 | 0
No | SDG&E | Com | HVAC | 2022 T-24: NRA - HVAC Controls - VAV Deadband Airflow | On-the-books | Electric Demand (MW) | 0.0019577 | 0.0012748 | 0.00079448 | 0.00048061 | 0.00028527 | 0.00016737 | 9.7513e-05 | 5.6581e-05 | 3.2752e-05 | 1.8933e-05 | 1.0935e-05 | 6.3131e-06 | 3.6437e-06
No | SDG&E | Com | HVAC | 2019 T-24: NRA-MECH-ASHRAE 90.1 | On-the-books | Electric Demand (MW) | 0.091248 | 0.085565 | 0.078926 | 0.071442 | 0.063333 | 0.054917 | 0.046562 | 0.038627 | 0.031402 | 0.02507 | 0.0016736 | 0 | 0
No | SDG&E | Com | HVAC | 2019 T-24: NRA-MECH-Cooling Towers | On-the-books | Electric Demand (MW) | 0.0084451 | 0.0079191 | 0.0073047 | 0.006612 | 0.0058616 | 0.0050826 | 0.0043094 | 0.003575 | 0.0029063 | 0.0023202 | 0.00015489 | 0 | 0
No | SDG&E | Com | HVAC | 2019 T-24: NRA-MECH-HE Fume Hoods in Lab Spaces | On-the-books | Electric Demand (MW) | 0.037694 | 0.035346 | 0.032604 | 0.029512 | 0.026163 | 0.022686 | 0.019235 | 0.015957 | 0.012972 | 0.010356 | 0.00069134 | 0 | 0
No | SDG&E | Com | HVAC | 2019 T-24: NRA-MECH-Variable Exhaust Flow Control | On-the-books | Electric Demand (MW) | 0.012595 | 0.011811 | 0.010895 | 0.0098615 | 0.0087422 | 0.0075805 | 0.0064272 | 0.0053319 | 0.0043346 | 0.0034605 | 0.00023101 | 3.209e-18 | 3.209e-18
No | SDG&E | Com | HVAC | 2022 T-24: NRNC - Air Distribution - Duct Leakage Testing | On-the-books | Electric Demand (MW) | 0.018921 | 0.018686 | 0.018453 | 0.018224 | 0.018 | 0.017781 | 0.017569 | 0.017364 | 0.017167 | 0.016979 | 0.016799 | 0.016629 | 0.016469
No | SDG&E | Com | HVAC | 2022 T-24: NRNC - Air Distribution - Fan Energy Index | On-the-books | Electric Demand (MW) | 0.00086007 | 0.00084937 | 0.00083879 | 0.00082837 | 0.00081817 | 0.00080822 | 0.00079858 | 0.00078927 | 0.00078032 | 0.00077176 | 0.00076361 | 0.00075588 | 0.00074857
No | SDG&E | Com | HVAC | 2022 T-24: NRNC - Air Distribution - Fan Power Budget | On-the-books | Electric Demand (MW) | 0.017201 | 0.016987 | 0.016776 | 0.016567 | 0.016363 | 0.016164 | 0.015972 | 0.015785 | 0.015606 | 0.015435 | 0.015272 | 0.015118 | 0.014971
No | SDG&E | Com | HVAC | 2022 T-24: NRNC - Computer Room Efficiency - Increased Temperature Thresholds for Economizers | On-the-books | Electric Demand (MW) | 0.0081854 | 0.0077636 | 0.0073809 | 0.0070344 | 0.0067215 | 0.0064393 | 0.0061854 | 0.0059572 | 0.0057525 | 0.005569 | 0.0054047 | 0.0052578 | 0.0051266
No | SDG&E | Com | HVAC | 2022 T-24: NRNC - HVAC Controls - Dedicated Outdoor Air Systems (DOAS) | On-the-books | Electric Demand (MW) |  | 0.06765 | 0.067363 | 0.067064 | 0.066753 | 0.06643 | 0.066094 | 0.065746 | 0.065385 | 0.06501 | 0.064623 | 0.064222 | 0.063808
No | SDG&E | Com | HVAC | 2022 T-24: NRNC - HVAC Controls - Exhaust Air Heat Recovery | On-the-books | Electric Demand (MW) |  | 0.00019459 | 0.00019336 | 0.0001921 | 0.0001908 | 0.00018948 | 0.00018812 | 0.00018673 | 0.00018532 | 0.00018388 | 0.00018241 | 0.00018092 | 0.00017941
No | SDG&E | Com | HVAC | 2022 T-24: NRNC - HVAC Controls - Expand Economizer Requirements | On-the-books | Electric Demand (MW) |  | 0.0032584 | 0.0031878 | 0.0031209 | 0.0030576 | 0.0029978 | 0.0029415 | 0.0028885 | 0.0028389 | 0.0027925 | 0.0027491 | 0.0027086 | 0.0026709
No | SDG&E | Com | HVAC | 2022 T-24: NRNC - HVAC Controls - VAV Deadband Airflow | On-the-books | Electric Demand (MW) |  | 0.00045305 | 0.00028235 | 0.0001708 | 0.00010138 | 5.948e-05 | 3.4654e-05 | 2.0108e-05 | 1.164e-05 | 6.7283e-06 | 3.8862e-06 | 2.2436e-06 | 1.2949e-06
No | SDG&E | Com | HVAC | 2019 T-24: NRNC-MECH-ASHRAE 90.1 | On-the-books | Electric Demand (MW) |  | 0.14944 | 0.12702 | 0.10385 | 0.081702 | 0.062034 | 0.045685 | 0.032825 | 0.023141 | 0.016087 | 0.01107 | 0.0075635 | 0.0051423
No | SDG&E | Com | HVAC | 2019 T-24: NRNC-MECH-Cooling Towers | On-the-books | Electric Demand (MW) |  | 0.020087 | 0.018529 | 0.016772 | 0.014868 | 0.012893 | 0.010931 | 0.0090683 | 0.007372 | 0.0058855 | 0.004626 | 0.0035889 | 0.002755
No | SDG&E | Com | HVAC | 2019 T-24: NRNC-MECH-Economizer FDD | On-the-books | Electric Demand (MW) |  | 0.020667 | 0.019063 | 0.017256 | 0.015297 | 0.013264 | 0.011246 | 0.0093299 | 0.0075847 | 0.0060553 | 0.0047594 | 0.0036925 | 0.0028345
No | SDG&E | Com | HVAC | 2019 T-24: NRNC-MECH-HE Fume Hoods in Lab Spaces | On-the-books | Electric Demand (MW) |  | 0.023757 | 0.021914 | 0.019836 | 0.017585 | 0.015248 | 0.012928 | 0.010725 | 0.0087188 | 0.0069607 | 0.0054711 | 0.0042446 | 0.0032583
No | SDG&E | Com | HVAC | 2019 T-24: NRNC-MECH-Variable Exhaust Flow Control | On-the-books | Electric Demand (MW) |  | 0.0064416 | 0.0059418 | 0.0053784 | 0.0047679 | 0.0041343 | 0.0035054 | 0.002908 | 0.002364 | 0.0018873 | 0.0014834 | 0.0011509 | 0.00088347
No | SDG&E | Com | HVAC | 2019 T-24: NRNC-MECH-Ventilation & IAQ | On-the-books | Electric Demand (MW) |  | 0.011589 | 0.01069 | 0.0096761 | 0.0085779 | 0.007438 | 0.0063064 | 0.0052317 | 0.0042531 | 0.0033955 | 0.0026688 | 0.0020705 | 0.0015894
No | SDG&E | Com | HVAC | 2019-21 Fed App: Single package vertical AC and HP - <65,000 Btu/hr | On-the-books | Electric Demand (MW) |  | 0.027259 | 0.02736 | 0.027649 | 0.028084 | 0.028518 | 0.02816 | 0.027856 | 0.027598 | 0.02133 | 0.0052638 | 0.005234 | 0.0052089
No | PG&E | Res | HVAC | 2005 T-24: Duct improvement | On-the-books | Electric Demand (MW) | 0 | 0 | 0 | 0 | 0 | 0 | 0 | 0 | 0 | 0 | 0 | 0 | 0
No | PG&E | Res | HVAC | Fed Appliance: Residential Central AC, Heat Pumps and Furnaces | On-the-books | Electric Demand (MW) | 1.4126 | 1.3845 | 1.3614 | 1.3424 | 1.327 | 1.3145 | 1.3001 | 1.2869 | 0.19417 | 0.19213 | 0.19002 | 0.18795 | 0.18586
No | PG&E | Res | HVAC | Fed Appliance: Residential Room AC | On-the-books | Electric Demand (MW) | 0.78722 | 0.16191 | 0.15907 | 0.15675 | 0.15487 | 0.15334 | 0.15158 | 0.14998 | 0.14827 | 0.14663 | 0.14494 | 0.14328 | 0.14161
No | PG&E | Res | HVAC | 2016 T-20: Air Filter Labeling | On-the-books | Electric Demand (MW) | 0.0012928 | 0.0012882 | 0.0012846 | 0.0012816 | 0.0012793 | 0.0012774 | 0.001276 | 0.0012748 | 0.0012739 | 0.0012731 | 0.0012726 | 0.0012721 | 0.0012718
No | PG&E | Res | HVAC | 2024 T-20: Air Filter Labeling | On-the-books | Electric Demand (MW) | 0.036031 | 0.036251 | 0.036471 | 0.036691 | 0.036911 | 0.037132 | 0.037132 | 0.037132 | 0.037131 | 0.037131 | 0.037131 | 0.037131 | 0.037131
No | PG&E | Res | HVAC | 2019-21 Fed App: Ceiling Fans | On-the-books | Electric Demand (MW) | 0.0009325 | 0.00091438 | 0.00089742 | 0.00088125 | 0.00087163 | 0.00086572 | 0.00085317 | 0.00084246 | 0.00072702 | 0.00010012 | 9.933e-05 | 9.8665e-05 | 9.8105e-05
No | PG&E | Res | HVAC | 2019-21 Fed App: Dehumidifiers | On-the-books | Electric Demand (MW) |  | 0.28604 | 0.27768 | 0.26906 | 0.25984 | 0.14965 | 0.035901 | 0.034281 | 0.032814 | 0.031487 | 0.030287 | 0.029201 | 0.028218
No | PG&E | Res | HVAC | 2022 T-24: MFA - Restructuring - Airflow and Fan Watt Draw | On-the-books | Electric Demand (MW) | 0.19549 | 0.19482 | 0.19428 | 0.19385 | 0.19352 | 0.19326 | 0.19306 | 0.1929 | 0.19277 | 0.19267 | 0.1926 | 0.19254 | 0.19249
No | PG&E | Res | HVAC | 2022 T-24: MFA - Restructuring - Duct Sealing and Testing | On-the-books | Electric Demand (MW) | 0.02516 | 0.02507 | 0.024988 | 0.024911 | 0.02484 | 0.024775 | 0.024715 | 0.024659 | 0.024608 | 0.024561 | 0.024518 | 0.024478 | 0.024442
No | PG&E | Res | HVAC | 2022 T-24: MFA - Restructuring - Refrigerant Charge Verification | On-the-books | Electric Demand (MW) | 0.18058 | 0.17719 | 0.17389 | 0.17068 | 0.16759 | 0.16461 | 0.16177 | 0.15906 | 0.15649 | 0.15406 | 0.15178 | 0.14964 | 0.14765
No | PG&E | Res | HVAC | 2022 T-24: MFNC - Indoor Air Quality - Central Ventilation Duct Sealing | On-the-books | Electric Demand (MW) | 0.15029 | 0.14853 | 0.1468 | 0.14512 | 0.14348 | 0.1419 | 0.14038 | 0.13893 | 0.13754 | 0.13623 | 0.13499 | 0.13383 | 0.13274
No | PG&E | Res | HVAC | 2022 T-24: MFNC - Indoor Air Quality - Heat or Energy Recovery Ventilator | On-the-books | Electric Demand (MW) | 0.22822 | 0.22554 | 0.22292 | 0.22036 | 0.21788 | 0.21548 | 0.21317 | 0.21097 | 0.20886 | 0.20687 | 0.20499 | 0.20322 | 0.20156
No | PG&E | Res | HVAC | 2022 T-24: MFNC - Restructuring - Airflow and Fan Watt Draw | On-the-books | Electric Demand (MW) | 0.087274 | 0.086971 | 0.086731 | 0.086542 | 0.086394 | 0.086277 | 0.086186 | 0.086114 | 0.086059 | 0.086015 | 0.085981 | 0.085955 | 0.085935
No | PG&E | Res | HVAC | 2022 T-24: MFNC - Restructuring - Refrigerant Charge Verification | On-the-books | Electric Demand (MW) | 0.052532 | 0.051547 | 0.050586 | 0.049653 | 0.048753 | 0.047887 | 0.047059 | 0.046271 | 0.045523 | 0.044818 | 0.044154 | 0.043532 | 0.042951
No | PG&E | Res | HVAC | 2025 T-24: Multifamily IAQ - Compartmentalization and Balanced or supply-only ventilation (New Construction + Additions) | On-the-books | Electric Demand (MW) | 0 | 0.0084105 | 0.033292 | 0.033211 | 0.033127 | 0.033038 | 0.032945 | 0.032848 | 0.032746 | 0.03264 | 0.03253 | 0.032416 | 0.032298
No | PG&E | Res | HVAC | 2025 T-24: Multifamily Restructuring - Central Ventilation Shaft Sealing (New Construction + Additions) | On-the-books | Electric Demand (MW) | 0 | 0.00019037 | 0.0007338 | 0.00071227 | 0.00069074 | 0.00066926 | 0.00064785 | 0.00062656 | 0.00060542 | 0.00058448 | 0.00056376 | 0.0005433 | 0.00052313
No | PG&E | Res | HVAC | 2019 T-24: RA(MF)-MECH-Quality HVAC | On-the-books | Electric Demand (MW) |  | 0.0065199 | 0.006014 | 0.0054438 | 0.0048259 | 0.0041846 | 0.003548 | 0.0029433 | 0.0023928 | 0.0019103 | 0.0015015 | 0.0011649 | 0.00089421
No | PG&E | Res | HVAC | 2019 T-24: RA(SF)-MECH-Quality HVAC | On-the-books | Electric Demand (MW) |  | 0.01136 | 0.010478 | 0.0094847 | 0.0084082 | 0.0072908 | 0.0061816 | 0.0051282 | 0.0041689 | 0.0033283 | 0.002616 | 0.0020296 | 0.001558
No | PG&E | Res | HVAC | 2019-21 Fed App: Residential boilers - gas-fired hot water and electric hot water | On-the-books | Electric Demand (MW) |  | 0.00039597 | 0.00039384 | 0.00039263 | 0.00039272 | 0.00039258 | 0.00039148 | 0.00039052 | 0.0003897 | 0.00038899 | 0.00038838 | 0.00038787 | 0.00038743
No | PG&E | Res | HVAC | 2019-21 Fed App: Residential boilers - gas-fired steam and electric steam | On-the-books | Electric Demand (MW) |  | 1.984e-05 | 1.8615e-05 | 1.751e-05 | 1.6639e-05 | 1.5758e-05 | 1.5089e-05 | 1.4507e-05 | 1.4004e-05 | 1.3573e-05 | 1.3205e-05 | 1.2892e-05 | 1.2627e-05
No | PG&E | Res | HVAC | 2022-24 Fed App: Residential central AC & HP | On-the-books | Electric Demand (MW) |  | 22.6152 | 22.1984 | 21.777 | 21.5171 | 21.3429 | 20.8891 | 20.4947 | 20.1543 | 19.8622 | 19.6127 | 19.4006 | 19.221
No | PG&E | Res | HVAC | 2019-21 Fed App: Residential furnace fans | On-the-books | Electric Demand (MW) |  | 1.2681 | 1.2735 | 1.2786 | 1.2862 | 1.2953 | 1.2953 | 1.2952 | 1.2952 | 1.2952 | 1.2952 | 1.2952 | 1.2952
No | PG&E | Res | HVAC | 2025 T-24: Residential HVAC Performance - Multifamily Design (Alterations) | On-the-books | Electric Demand (MW) |  | 0.019599 | 0.021413 | 0.021408 | 0.021403 | 0.021398 | 0.021393 | 0.021388 | 0.021383 | 0.021378 | 0.021372 | 0.021367 | 0.021362
No | PG&E | Res | HVAC | 2025 T-24: Residential HVAC Performance - Refrigerant Charge Verification (Alterations) | On-the-books | Electric Demand (MW) |  | 0.072773 | 0.079491 | 0.079454 | 0.079417 | 0.07938 | 0.079343 | 0.079306 | 0.079268 | 0.079231 | 0.079193 | 0.079155 | 0.079117
No | PG&E | Res | HVAC | 2025 T-24: Residential HVAC Performance - Refrigerant Charge Verification (New Construction + Additions) | On-the-books | Electric Demand (MW) |  | 0.012829 | 0.025437 | 0.025425 | 0.025414 | 0.025402 | 0.02539 | 0.025378 | 0.025366 | 0.025354 | 0.025342 | 0.02533 | 0.025318
No | PG&E | Res | HVAC | 2025 T-24: Residential HVAC Performance - Single Family Defrost (Alterations) | On-the-books | Electric Demand (MW) |  | 0.27851 | 0.30423 | 0.3041 | 0.30397 | 0.30384 | 0.30371 | 0.30357 | 0.30344 | 0.30331 | 0.30318 | 0.30304 | 0.30291
No | PG&E | Res | HVAC | 2025 T-24: Residential HVAC Performance - Single Family Defrost (New Construction + Additions) | On-the-books | Electric Demand (MW) |  | 0.070436 | 0.13966 | 0.13961 | 0.13955 | 0.13948 | 0.13942 | 0.13936 | 0.1393 | 0.13924 | 0.13918 | 0.13912 | 0.13906
No | PG&E | Res | HVAC | 2025 T-24: Residential HVAC Performance - Single Family Design (Alterations) | On-the-books | Electric Demand (MW) |  | 0.001108 | 0.0012105 | 0.0012102 | 0.00121 | 0.0012097 | 0.0012094 | 0.0012091 | 0.0012088 | 0.0012085 | 0.0012082 | 0.0012079 | 0.0012077
No | PG&E | Res | HVAC | 2025 T-24: Residential HVAC Performance - Single Family Design (New Construction + Additions) | On-the-books | Electric Demand (MW) |  | 0.00040487 | 0.00080295 | 0.00080276 | 0.00080257 | 0.00080238 | 0.00080219 | 0.000802 | 0.00080181 | 0.00080162 | 0.00080143 | 0.00080124 | 0.00080104
No | PG&E | Res | HVAC | 2019 T-24: RNC(MF)-MECH-Quality HVAC | On-the-books | Electric Demand (MW) |  | 0.25968 | 0.23953 | 0.21682 | 0.19221 | 0.16666 | 0.14131 | 0.11723 | 0.0953 | 0.076083 | 0.059801 | 0.046395 | 0.035615
No | PG&E | Res | HVAC | 2019 T-24: RNC(SF)-MECH-Quality HVAC | On-the-books | Electric Demand (MW) |  | 0.6694 | 0.61746 | 0.55891 | 0.49548 | 0.42963 | 0.36427 | 0.30219 | 0.24567 | 0.19613 | 0.15416 | 0.1196 | 0.091809
No | PG&E | Res | HVAC | 2022 T-24: SFA - Electric resistance space heating | On-the-books | Electric Demand (MW) |  | 0.015308 | 0.014944 | 0.014543 | 0.014105 | 0.013632 | 0.013129 | 0.012599 | 0.012049 | 0.011486 | 0.010918 | 0.010353 | 0.0097994
No | PG&E | Res | HVAC | 2022 T-24: SFA - Prescriptive duct insulation | On-the-books | Electric Demand (MW) |  | 0.027411 | 0.027182 | 0.026966 | 0.026766 | 0.026581 | 0.026411 | 0.026255 | 0.026113 | 0.025985 | 0.025869 | 0.025765 | 0.025672
No | PG&E | Res | HVAC | 2022 T-24: SFA - Prescriptive duct sealing | On-the-books | Electric Demand (MW) |  | 0.31282 | 0.3095 | 0.30679 | 0.30458 | 0.30279 | 0.30134 | 0.30017 | 0.29923 | 0.29848 | 0.29787 | 0.29738 | 0.29699
No | PG&E | Res | HVAC | 2025 T-24: Single Family HVAC - Supplemental Heating Combined (New Construction + Additions) | On-the-books | Electric Demand (MW) |  | 0.089823 | 0.17814 | 0.1781 | 0.17806 | 0.17801 | 0.17797 | 0.17793 | 0.17789 | 0.17785 | 0.1778 | 0.17776 | 0.17772
No | SCE | Res | HVAC | 2005 T-24: Duct improvement | On-the-books | Electric Demand (MW) | 0 | 0 | 0 | 0 | 0 | 0 | 0 | 0 | 0 | 0 | 0 | 0 | 0
No | SCE | Res | HVAC | Fed Appliance: Residential Central AC, Heat Pumps and Furnaces | On-the-books | Electric Demand (MW) | 1.0935 | 1.0718 | 1.0538 | 1.0392 | 1.0272 | 1.0176 | 1.0064 | 0.99623 | 0.15031 | 0.14873 | 0.1471 | 0.1455 | 0.14388
No | SCE | Res | HVAC | Fed Appliance: Residential Room AC | On-the-books | Electric Demand (MW) | 0.6094 | 0.12534 | 0.12314 | 0.12134 | 0.11989 | 0.11871 | 0.11734 | 0.1161 | 0.11477 | 0.11351 | 0.1122 | 0.11092 | 0.10962
No | SCE | Res | HVAC | 2016 T-20: Air Filter Labeling | On-the-books | Electric Demand (MW) | 0.0010008 | 0.00099723 | 0.00099439 | 0.00099212 | 0.00099032 | 0.00098888 | 0.00098774 | 0.00098684 | 0.00098613 | 0.00098556 | 0.00098512 | 0.00098477 | 0.00098449
No | SCE | Res | HVAC | 2024 T-20: Air Filter Labeling | On-the-books | Electric Demand (MW) | 0.027892 | 0.028063 | 0.028233 | 0.028403 | 0.028574 | 0.028744 | 0.028744 | 0.028744 | 0.028744 | 0.028744 | 0.028744 | 0.028744 | 0.028744
No | SCE | Res | HVAC | 2019-21 Fed App: Ceiling Fans | On-the-books | Electric Demand (MW) | 0.00072186 | 0.00070783 | 0.0006947 | 0.00068219 | 0.00067474 | 0.00067017 | 0.00066045 | 0.00065216 | 0.00056279 | 7.7505e-05 | 7.6893e-05 | 7.6378e-05 | 7.5945e-05
No | SCE | Res | HVAC | 2019-21 Fed App: Dehumidifiers | On-the-books | Electric Demand (MW) |  | 0.22142 | 0.21496 | 0.20828 | 0.20115 | 0.11585 | 0.027792 | 0.026537 | 0.025402 | 0.024375 | 0.023446 | 0.022605 | 0.021844
No | SCE | Res | HVAC | 2022 T-24: MFA - Restructuring - Airflow and Fan Watt Draw | On-the-books | Electric Demand (MW) | 0.15133 | 0.15081 | 0.15039 | 0.15007 | 0.14981 | 0.14961 | 0.14945 | 0.14932 | 0.14923 | 0.14915 | 0.14909 | 0.14905 | 0.14901
No | SCE | Res | HVAC | 2022 T-24: MFA - Restructuring - Duct Sealing and Testing | On-the-books | Electric Demand (MW) | 0.019476 | 0.019407 | 0.019343 | 0.019284 | 0.019229 | 0.019179 | 0.019132 | 0.019089 | 0.01905 | 0.019013 | 0.01898 | 0.018949 | 0.018921
No | SCE | Res | HVAC | 2022 T-24: MFA - Restructuring - Refrigerant Charge Verification | On-the-books | Electric Demand (MW) | 0.13979 | 0.13717 | 0.13461 | 0.13213 | 0.12973 | 0.12743 | 0.12523 | 0.12313 | 0.12114 | 0.11926 | 0.1175 | 0.11584 | 0.11429
No | SCE | Res | HVAC | 2022 T-24: MFNC - Indoor Air Quality - Central Ventilation Duct Sealing | On-the-books | Electric Demand (MW) | 0.11634 | 0.11498 | 0.11364 | 0.11234 | 0.11107 | 0.10985 | 0.10867 | 0.10755 | 0.10648 | 0.10546 | 0.1045 | 0.1036 | 0.10275
No | SCE | Res | HVAC | 2022 T-24: MFNC - Indoor Air Quality - Heat or Energy Recovery Ventilator | On-the-books | Electric Demand (MW) | 0.17667 | 0.1746 | 0.17257 | 0.17058 | 0.16866 | 0.1668 | 0.16502 | 0.16331 | 0.16169 | 0.16014 | 0.15869 | 0.15732 | 0.15603
No | SCE | Res | HVAC | 2022 T-24: MFNC - Restructuring - Airflow and Fan Watt Draw | On-the-books | Electric Demand (MW) | 0.06756 | 0.067326 | 0.06714 | 0.066994 | 0.066879 | 0.066788 | 0.066718 | 0.066662 | 0.066619 | 0.066586 | 0.06656 | 0.066539 | 0.066523
No | SCE | Res | HVAC | 2022 T-24: MFNC - Restructuring - Refrigerant Charge Verification | On-the-books | Electric Demand (MW) | 0.040666 | 0.039903 | 0.039159 | 0.038437 | 0.03774 | 0.03707 | 0.036429 | 0.035819 | 0.03524 | 0.034694 | 0.03418 | 0.033699 | 0.033249
No | SCE | Res | HVAC | 2025 T-24: Multifamily IAQ - Compartmentalization and Balanced or supply-only ventilation (New Construction + Additions) | On-the-books | Electric Demand (MW) | 0 | 0.0065107 | 0.025772 | 0.02571 | 0.025644 | 0.025575 | 0.025503 | 0.025428 | 0.025349 | 0.025267 | 0.025182 | 0.025094 | 0.025002
No | SCE | Res | HVAC | 2025 T-24: Multifamily Restructuring - Central Ventilation Shaft Sealing (New Construction + Additions) | On-the-books | Electric Demand (MW) | 0 | 0.00014737 | 0.00056804 | 0.00055138 | 0.00053472 | 0.00051808 | 0.00050151 | 0.00048503 | 0.00046867 | 0.00045245 | 0.00043641 | 0.00042057 | 0.00040496
No | SCE | Res | HVAC | 2019 T-24: RA(MF)-MECH-Quality HVAC | On-the-books | Electric Demand (MW) |  | 0.0050471 | 0.0046556 | 0.0042141 | 0.0037358 | 0.0032394 | 0.0027465 | 0.0022785 | 0.0018523 | 0.0014788 | 0.0011623 | 0.00090175 | 0.00069222
No | SCE | Res | HVAC | 2019 T-24: RA(SF)-MECH-Quality HVAC | On-the-books | Electric Demand (MW) |  | 0.0087936 | 0.0081114 | 0.0073423 | 0.0065089 | 0.0056439 | 0.0047853 | 0.0039698 | 0.0032272 | 0.0025765 | 0.0020251 | 0.0015711 | 0.0012061
No | SCE | Res | HVAC | 2019-21 Fed App: Residential boilers - gas-fired hot water and electric hot water | On-the-books | Electric Demand (MW) |  | 0.00030653 | 0.00030488 | 0.00030394 | 0.00030401 | 0.00030391 | 0.00030305 | 0.00030231 | 0.00030167 | 0.00030112 | 0.00030065 | 0.00030025 | 0.00029992
No | SCE | Res | HVAC | 2019-21 Fed App: Residential boilers - gas-fired steam and electric steam | On-the-books | Electric Demand (MW) |  | 1.5359e-05 | 1.441e-05 | 1.3555e-05 | 1.288e-05 | 1.2199e-05 | 1.168e-05 | 1.123e-05 | 1.0841e-05 | 1.0507e-05 | 1.0222e-05 | 9.9802e-06 | 9.7749e-06
No | SCE | Res | HVAC | 2022-24 Fed App: Residential central AC & HP | On-the-books | Electric Demand (MW) |  | 17.5068 | 17.1841 | 16.8579 | 16.6567 | 16.5219 | 16.1706 | 15.8653 | 15.6018 | 15.3756 | 15.1825 | 15.0183 | 14.8793
No | SCE | Res | HVAC | 2019-21 Fed App: Residential furnace fans | On-the-books | Electric Demand (MW) |  | 0.98163 | 0.9858 | 0.98976 | 0.99565 | 1.0027 | 1.0027 | 1.0027 | 1.0026 | 1.0026 | 1.0026 | 1.0026 | 1.0026
No | SCE | Res | HVAC | 2025 T-24: Residential HVAC Performance - Multifamily Design (Alterations) | On-the-books | Electric Demand (MW) |  | 0.015172 | 0.016576 | 0.016572 | 0.016568 | 0.016564 | 0.016561 | 0.016557 | 0.016553 | 0.016549 | 0.016545 | 0.016541 | 0.016537
No | SCE | Res | HVAC | 2025 T-24: Residential HVAC Performance - Refrigerant Charge Verification (Alterations) | On-the-books | Electric Demand (MW) |  | 0.056335 | 0.061535 | 0.061507 | 0.061478 | 0.06145 | 0.061421 | 0.061392 | 0.061363 | 0.061334 | 0.061305 | 0.061275 | 0.061246
No | SCE | Res | HVAC | 2025 T-24: Residential HVAC Performance - Refrigerant Charge Verification (New Construction + Additions) | On-the-books | Electric Demand (MW) |  | 0.0099312 | 0.019691 | 0.019682 | 0.019673 | 0.019664 | 0.019655 | 0.019645 | 0.019636 | 0.019627 | 0.019617 | 0.019608 | 0.019599
No | SCE | Res | HVAC | 2025 T-24: Residential HVAC Performance - Single Family Defrost (Alterations) | On-the-books | Electric Demand (MW) |  | 0.2156 | 0.23551 | 0.23541 | 0.23531 | 0.23521 | 0.2351 | 0.235 | 0.2349 | 0.2348 | 0.23469 | 0.23459 | 0.23449
No | SCE | Res | HVAC | 2025 T-24: Residential HVAC Performance - Single Family Defrost (New Construction + Additions) | On-the-books | Electric Demand (MW) |  | 0.054526 | 0.10812 | 0.10807 | 0.10802 | 0.10798 | 0.10793 | 0.10788 | 0.10784 | 0.10779 | 0.10774 | 0.10769 | 0.10765
No | SCE | Res | HVAC | 2025 T-24: Residential HVAC Performance - Single Family Design (Alterations) | On-the-books | Electric Demand (MW) |  | 0.0008577 | 0.00093709 | 0.00093687 | 0.00093664 | 0.00093642 | 0.0009362 | 0.00093598 | 0.00093576 | 0.00093553 | 0.00093531 | 0.00093509 | 0.00093486
No | SCE | Res | HVAC | 2025 T-24: Residential HVAC Performance - Single Family Design (New Construction + Additions) | On-the-books | Electric Demand (MW) |  | 0.00031342 | 0.00062157 | 0.00062143 | 0.00062128 | 0.00062114 | 0.00062099 | 0.00062084 | 0.00062069 | 0.00062055 | 0.0006204 | 0.00062025 | 0.0006201
No | SCE | Res | HVAC | 2019 T-24: RNC(MF)-MECH-Quality HVAC | On-the-books | Electric Demand (MW) |  | 0.20102 | 0.18542 | 0.16784 | 0.14879 | 0.12902 | 0.10939 | 0.090748 | 0.073773 | 0.058897 | 0.046293 | 0.035915 | 0.02757
No | SCE | Res | HVAC | 2019 T-24: RNC(SF)-MECH-Quality HVAC | On-the-books | Electric Demand (MW) |  | 0.51819 | 0.47799 | 0.43266 | 0.38356 | 0.33259 | 0.28199 | 0.23393 | 0.19017 | 0.15183 | 0.11934 | 0.092583 | 0.07107
No | SCE | Res | HVAC | 2022 T-24: SFA - Electric resistance space heating | On-the-books | Electric Demand (MW) |  | 0.011851 | 0.011568 | 0.011258 | 0.010919 | 0.010553 | 0.010163 | 0.0097533 | 0.0093276 | 0.0088919 | 0.0084521 | 0.0080147 | 0.0075859
No | SCE | Res | HVAC | 2022 T-24: SFA - Prescriptive duct insulation | On-the-books | Electric Demand (MW) |  | 0.02122 | 0.021042 | 0.020875 | 0.02072 | 0.020577 | 0.020445 | 0.020324 | 0.020215 | 0.020116 | 0.020026 | 0.019945 | 0.019873
No | SCE | Res | HVAC | 2022 T-24: SFA - Prescriptive duct sealing | On-the-books | Electric Demand (MW) |  | 0.24216 | 0.23959 | 0.23749 | 0.23578 | 0.23439 | 0.23327 | 0.23237 | 0.23164 | 0.23105 | 0.23058 | 0.23021 | 0.2299
No | SCE | Res | HVAC | 2025 T-24: Single Family HVAC - Supplemental Heating Combined (New Construction + Additions) | On-the-books | Electric Demand (MW) |  | 0.069534 | 0.1379 | 0.13787 | 0.13784 | 0.1378 | 0.13777 | 0.13774 | 0.13771 | 0.13767 | 0.13764 | 0.13761 | 0.13757
No | SDG&E | Res | HVAC | 2005 T-24: Duct improvement | On-the-books | Electric Demand (MW) | 0 | 0 | 0 | 0 | 0 | 0 | 0 | 0 | 0 | 0 | 0 | 0 | 0
No | SDG&E | Res | HVAC | Fed Appliance: Residential Central AC, Heat Pumps and Furnaces | On-the-books | Electric Demand (MW) | 0.19361 | 0.18976 | 0.18658 | 0.18399 | 0.18187 | 0.18016 | 0.17818 | 0.17638 | 0.026613 | 0.026332 | 0.026044 | 0.02576 | 0.025473
No | SDG&E | Res | HVAC | Fed Appliance: Residential Room AC | On-the-books | Electric Demand (MW) | 0.10789 | 0.022191 | 0.021802 | 0.021484 | 0.021226 | 0.021017 | 0.020775 | 0.020555 | 0.020321 | 0.020096 | 0.019865 | 0.019638 | 0.019408
No | SDG&E | Res | HVAC | 2016 T-20: Air Filter Labeling | On-the-books | Electric Demand (MW) | 0.00017718 | 0.00017656 | 0.00017606 | 0.00017566 | 0.00017534 | 0.00017508 | 0.00017488 | 0.00017472 | 0.00017459 | 0.00017449 | 0.00017442 | 0.00017435 | 0.00017431
No | SDG&E | Res | HVAC | 2024 T-20: Air Filter Labeling | On-the-books | Electric Demand (MW) | 0.0049384 | 0.0049685 | 0.0049986 | 0.0050288 | 0.005059 | 0.0050892 | 0.0050892 | 0.0050892 | 0.0050892 | 0.0050892 | 0.0050892 | 0.0050892 | 0.0050892
No | SDG&E | Res | HVAC | 2019-21 Fed App: Ceiling Fans | On-the-books | Electric Demand (MW) | 0.00012781 | 0.00012532 | 0.000123 | 0.00012078 | 0.00011946 | 0.00011865 | 0.00011693 | 0.00011547 | 9.9643e-05 | 1.3722e-05 | 1.3614e-05 | 1.3523e-05 | 1.3446e-05
No | SDG&E | Res | HVAC | 2019-21 Fed App: Dehumidifiers | On-the-books | Electric Demand (MW) |  | 0.039203 | 0.038058 | 0.036877 | 0.035614 | 0.020511 | 0.0049205 | 0.0046984 | 0.0044974 | 0.0043156 | 0.0041511 | 0.0040022 | 0.0038675
No | SDG&E | Res | HVAC | 2022 T-24: MFA - Restructuring - Airflow and Fan Watt Draw | On-the-books | Electric Demand (MW) | 0.026794 | 0.026701 | 0.026627 | 0.026569 | 0.026524 | 0.026488 | 0.02646 | 0.026438 | 0.026421 | 0.026407 | 0.026397 | 0.026389 | 0.026383
No | SDG&E | Res | HVAC | 2022 T-24: MFA - Restructuring - Duct Sealing and Testing | On-the-books | Electric Demand (MW) | 0.0034483 | 0.0034361 | 0.0034247 | 0.0034142 | 0.0034046 | 0.0033956 | 0.0033874 | 0.0033798 | 0.0033728 | 0.0033663 | 0.0033604 | 0.0033549 | 0.0033499
No | SDG&E | Res | HVAC | 2022 T-24: MFA - Restructuring - Refrigerant Charge Verification | On-the-books | Electric Demand (MW) | 0.02475 | 0.024286 | 0.023833 | 0.023393 | 0.022969 | 0.022561 | 0.022171 | 0.0218 | 0.021448 | 0.021115 | 0.020803 | 0.02051 | 0.020236
No | SDG&E | Res | HVAC | 2022 T-24: MFNC - Indoor Air Quality - Central Ventilation Duct Sealing | On-the-books | Electric Demand (MW) | 0.020598 | 0.020357 | 0.02012 | 0.019889 | 0.019665 | 0.019448 | 0.01924 | 0.019041 | 0.018852 | 0.018672 | 0.018502 | 0.018342 | 0.018192
No | SDG&E | Res | HVAC | 2022 T-24: MFNC - Indoor Air Quality - Heat or Energy Recovery Ventilator | On-the-books | Electric Demand (MW) | 0.031279 | 0.030912 | 0.030553 | 0.030202 | 0.029862 | 0.029533 | 0.029217 | 0.028914 | 0.028627 | 0.028353 | 0.028096 | 0.027853 | 0.027626
No | SDG&E | Res | HVAC | 2022 T-24: MFNC - Restructuring - Airflow and Fan Watt Draw | On-the-books | Electric Demand (MW) | 0.011962 | 0.01192 | 0.011887 | 0.011861 | 0.011841 | 0.011825 | 0.011812 | 0.011803 | 0.011795 | 0.011789 | 0.011784 | 0.011781 | 0.011778
No | SDG&E | Res | HVAC | 2022 T-24: MFNC - Restructuring - Refrigerant Charge Verification | On-the-books | Electric Demand (MW) | 0.0071999 | 0.0070649 | 0.0069332 | 0.0068054 | 0.0066819 | 0.0065633 | 0.0064498 | 0.0063418 | 0.0062393 | 0.0061426 | 0.0060517 | 0.0059664 | 0.0058868
No | SDG&E | Res | HVAC | 2025 T-24: Multifamily IAQ - Compartmentalization and Balanced or supply-only ventilation (New Construction + Additions) | On-the-books | Electric Demand (MW) | 0 | 0.0011527 | 0.0045629 | 0.0045519 | 0.0045403 | 0.0045282 | 0.0045154 | 0.004502 | 0.0044881 | 0.0044736 | 0.0044585 | 0.0044428 | 0.0044266
No | SDG&E | Res | HVAC | 2025 T-24: Multifamily Restructuring - Central Ventilation Shaft Sealing (New Construction + Additions) | On-the-books | Electric Demand (MW) | 0 | 2.6092e-05 | 0.00010057 | 9.7622e-05 | 9.4672e-05 | 9.1727e-05 | 8.8793e-05 | 8.5875e-05 | 8.2978e-05 | 8.0107e-05 | 7.7267e-05 | 7.4463e-05 | 7.1699e-05
No | SDG&E | Res | HVAC | 2019 T-24: RA(MF)-MECH-Quality HVAC | On-the-books | Electric Demand (MW) |  | 0.0008936 | 0.00082427 | 0.00074611 | 0.00066143 | 0.00057353 | 0.00048628 | 0.00040341 | 0.00032795 | 0.00026182 | 0.00020579 | 0.00015966 | 0.00012256
No | SDG&E | Res | HVAC | 2019 T-24: RA(SF)-MECH-Quality HVAC | On-the-books | Electric Demand (MW) |  | 0.0015569 | 0.0014361 | 0.0013 | 0.0011524 | 0.00099926 | 0.00084724 | 0.00070286 | 0.00057138 | 0.00045617 | 0.00035855 | 0.00027817 | 0.00021353
No | SDG&E | Res | HVAC | 2019-21 Fed App: Residential boilers - gas-fired hot water and electric hot water | On-the-books | Electric Demand (MW) |  | 5.4271e-05 | 5.3978e-05 | 5.3813e-05 | 5.3825e-05 | 5.3807e-05 | 5.3656e-05 | 5.3524e-05 | 5.3411e-05 | 5.3314e-05 | 5.3231e-05 | 5.316e-05 | 5.3101e-05
No | SDG&E | Res | HVAC | 2019-21 Fed App: Residential boilers - gas-fired steam and electric steam | On-the-books | Electric Demand (MW) |  | 2.7192e-06 | 2.5513e-06 | 2.3999e-06 | 2.2805e-06 | 2.1598e-06 | 2.068e-06 | 1.9883e-06 | 1.9194e-06 | 1.8603e-06 | 1.8099e-06 | 1.767e-06 | 1.7307e-06
No | SDG&E | Res | HVAC | 2022-24 Fed App: Residential central AC & HP | On-the-books | Electric Demand (MW) |  | 3.0996 | 3.0425 | 2.9847 | 2.9491 | 2.9252 | 2.863 | 2.809 | 2.7623 | 2.7223 | 2.6881 | 2.659 | 2.6344
No | SDG&E | Res | HVAC | 2019-21 Fed App: Residential furnace fans | On-the-books | Electric Demand (MW) |  | 0.1738 | 0.17454 | 0.17524 | 0.17628 | 0.17753 | 0.17753 | 0.17752 | 0.17752 | 0.17752 | 0.17752 | 0.17752 | 0.17752
No | SDG&E | Res | HVAC | 2025 T-24: Residential HVAC Performance - Multifamily Design (Alterations) | On-the-books | Electric Demand (MW) |  | 0.0026862 | 0.0029348 | 0.0029341 | 0.0029334 | 0.0029327 | 0.0029321 | 0.0029314 | 0.0029307 | 0.00293 | 0.0029293 | 0.0029286 | 0.0029279
No | SDG&E | Res | HVAC | 2025 T-24: Residential HVAC Performance - Refrigerant Charge Verification (Alterations) | On-the-books | Electric Demand (MW) |  | 0.0099741 | 0.010895 | 0.01089 | 0.010885 | 0.01088 | 0.010875 | 0.010869 | 0.010864 | 0.010859 | 0.010854 | 0.010849 | 0.010844
No | SDG&E | Res | HVAC | 2025 T-24: Residential HVAC Performance - Refrigerant Charge Verification (New Construction + Additions) | On-the-books | Electric Demand (MW) |  | 0.0017583 | 0.0034864 | 0.0034847 | 0.0034831 | 0.0034815 | 0.0034799 | 0.0034782 | 0.0034766 | 0.0034749 | 0.0034733 | 0.0034716 | 0.00347
No | SDG&E | Res | HVAC | 2025 T-24: Residential HVAC Performance - Single Family Defrost (Alterations) | On-the-books | Electric Demand (MW) |  | 0.038172 | 0.041697 | 0.041679 | 0.041661 | 0.041643 | 0.041625 | 0.041607 | 0.041589 | 0.041571 | 0.041553 | 0.041534 | 0.041516
No | SDG&E | Res | HVAC | 2025 T-24: Residential HVAC Performance - Single Family Defrost (New Construction + Additions) | On-the-books | Electric Demand (MW) |  | 0.0096538 | 0.019142 | 0.019134 | 0.019126 | 0.019117 | 0.019109 | 0.019101 | 0.019093 | 0.019084 | 0.019076 | 0.019067 | 0.019059
No | SDG&E | Res | HVAC | 2025 T-24: Residential HVAC Performance - Single Family Design (Alterations) | On-the-books | Electric Demand (MW) |  | 0.00015186 | 0.00016591 | 0.00016587 | 0.00016583 | 0.00016579 | 0.00016576 | 0.00016572 | 0.00016568 | 0.00016564 | 0.0001656 | 0.00016556 | 0.00016552
No | SDG&E | Res | HVAC | 2025 T-24: Residential HVAC Performance - Single Family Design (New Construction + Additions) | On-the-books | Electric Demand (MW) |  | 5.549e-05 | 0.00011005 | 0.00011002 | 0.00011 | 0.00010997 | 0.00010995 | 0.00010992 | 0.00010989 | 0.00010987 | 0.00010984 | 0.00010982 | 0.00010979
No | SDG&E | Res | HVAC | 2019 T-24: RNC(MF)-MECH-Quality HVAC | On-the-books | Electric Demand (MW) |  | 0.03559 | 0.032829 | 0.029716 | 0.026343 | 0.022843 | 0.019368 | 0.016067 | 0.013062 | 0.010428 | 0.0081962 | 0.0063588 | 0.0048813
No | SDG&E | Res | HVAC | 2019 T-24: RNC(SF)-MECH-Quality HVAC | On-the-books | Electric Demand (MW) |  | 0.091746 | 0.084628 | 0.076603 | 0.067909 | 0.058884 | 0.049926 | 0.041418 | 0.03367 | 0.026881 | 0.021128 | 0.016392 | 0.012583
No | SDG&E | Res | HVAC | 2022 T-24: SFA - Electric resistance space heating | On-the-books | Electric Demand (MW) |  | 0.0020981 | 0.0020482 | 0.0019932 | 0.0019332 | 0.0018684 | 0.0017994 | 0.0017268 | 0.0016515 | 0.0015743 | 0.0014965 | 0.001419 | 0.0013431
No | SDG&E | Res | HVAC | 2022 T-24: SFA - Prescriptive duct insulation | On-the-books | Electric Demand (MW) |  | 0.003757 | 0.0037254 | 0.0036959 | 0.0036685 | 0.0036431 | 0.0036198 | 0.0035984 | 0.003579 | 0.0035615 | 0.0035456 | 0.0035314 | 0.0035186
No | SDG&E | Res | HVAC | 2022 T-24: SFA - Prescriptive duct sealing | On-the-books | Electric Demand (MW) |  | 0.042875 | 0.042419 | 0.042047 | 0.041745 | 0.041499 | 0.041301 | 0.041141 | 0.041012 | 0.040908 | 0.040825 | 0.040758 | 0.040705
No | SDG&E | Res | HVAC | 2025 T-24: Single Family HVAC - Supplemental Heating Combined (New Construction + Additions) | On-the-books | Electric Demand (MW) |  | 0.012311 | 0.024416 | 0.02441 | 0.024404 | 0.024398 | 0.024392 | 0.024387 | 0.024381 | 0.024375 | 0.024369 | 0.024363 | 0.024358
No | PG&E | Com | WaterHeat | 2013 T-24: NRNC-DHW-Solar Water Heating | On-the-books | Electric Demand (MW) | 0.035571 | 0.035522 | 0.035482 | 0.035452 | 0.035428 | 0.03541 | 0.035388 | 0.035368 | 0.035347 | 0.035327 | 0.035306 | 0.035285 | 0.035265
No | PG&E | Com | WaterHeat | T-20: Public Lavatory Faucets | On-the-books | Electric Demand (MW) | 0 | 0 | 0 | 0 | 0 | 0 | 0 | 0 | 0 | 0 | 0 | 0 | 0
No | PG&E | Com | WaterHeat | T-20: Showerheads - w/ Electric Water Heaters - Tier 1 | On-the-books | Electric Demand (MW) | 0.078751 | 0 | 0 | 0 | 0 | 0 | 0 | 0 | 0 | 0 | 0 | 0 | 0
No | PG&E | Com | WaterHeat | 2019-21 Fed App: Pre-rinse spray valves | On-the-books | Electric Demand (MW) |  | 0.026118 | 0.026377 | 0.026639 | 0.026904 | 0.027172 | 0.027171 | 0.027171 | 0.02717 | 0.027169 | 0.027169 | 0.027169 | 0.027168
No | SCE | Com | WaterHeat | 2013 T-24: NRNC-DHW-Solar Water Heating | On-the-books | Electric Demand (MW) | 0.035571 | 0.035522 | 0.035482 | 0.035452 | 0.035428 | 0.03541 | 0.035388 | 0.035368 | 0.035347 | 0.035327 | 0.035306 | 0.035285 | 0.035265
No | SCE | Com | WaterHeat | T-20: Public Lavatory Faucets | On-the-books | Electric Demand (MW) | 0 | 0 | 0 | 0 | 0 | 0 | 0 | 0 | 0 | 0 | 0 | 0 | 0
No | SCE | Com | WaterHeat | T-20: Showerheads - w/ Electric Water Heaters - Tier 1 | On-the-books | Electric Demand (MW) | 0.078751 | 0 | 0 | 0 | 0 | 0 | 0 | 0 | 0 | 0 | 0 | 0 | 0
No | SCE | Com | WaterHeat | 2019-21 Fed App: Pre-rinse spray valves | On-the-books | Electric Demand (MW) |  | 0.026118 | 0.026377 | 0.026639 | 0.026904 | 0.027172 | 0.027171 | 0.027171 | 0.02717 | 0.027169 | 0.027169 | 0.027169 | 0.027168
No | SDG&E | Com | WaterHeat | 2013 T-24: NRNC-DHW-Solar Water Heating | On-the-books | Electric Demand (MW) | 0.0072848 | 0.0072747 | 0.0072667 | 0.0072604 | 0.0072555 | 0.0072518 | 0.0072473 | 0.0072433 | 0.0072389 | 0.0072348 | 0.0072305 | 0.0072264 | 0.0072221
No | SDG&E | Com | WaterHeat | T-20: Public Lavatory Faucets | On-the-books | Electric Demand (MW) | 0 | 0 | 0 | 0 | 0 | 0 | 0 | 0 | 0 | 0 | 0 | 0 | 0
No | SDG&E | Com | WaterHeat | T-20: Showerheads - w/ Electric Water Heaters - Tier 1 | On-the-books | Electric Demand (MW) | 0.016128 | 0 | 0 | 0 | 0 | 0 | 0 | 0 | 0 | 0 | 0 | 0 | 0
No | SDG&E | Com | WaterHeat | 2019-21 Fed App: Pre-rinse spray valves | On-the-books | Electric Demand (MW) |  | 0.0053489 | 0.005402 | 0.0054557 | 0.0055099 | 0.0055648 | 0.0055646 | 0.0055644 | 0.0055643 | 0.0055642 | 0.0055641 | 0.005564 | 0.005564
No | PG&E | Res | WaterHeat | T-20: Residential Faucets & Aerators - Kitchen w/ Electric Water Heating | On-the-books | Electric Demand (MW) | 0.48682 | 0 | 0 | 0 | 0 | 0 | 0 | 0 | 0 | 0 | 0 | 0 | 0
No | PG&E | Res | WaterHeat | T-20: Residential Faucets & Aerators - Lavatory w/ Electric Water Heating - Tier 1 | On-the-books | Electric Demand (MW) | 0 | 0 | 0 | 0 | 0 | 0 | 0 | 0 | 0 | 0 | 0 | 0 | 0
No | PG&E | Res | WaterHeat | T-20: Residential Faucets & Aerators - Lavatory w/ Electric Water Heating - Tier 2 | On-the-books | Electric Demand (MW) | 0.19057 | 0 | 0 | 0 | 0 | 0 | 0 | 0 | 0 | 0 | 0 | 0 | 0
No | PG&E | Res | WaterHeat | Fed Appliance: Residential Electric storage water heater | On-the-books | Electric Demand (MW) | 0.092112 | 0.092104 | 0.092098 | 0.034198 | 0.010594 | 0.010594 | 0.010594 | 0.010594 | 0.010593 | 0.010593 | 0.010593 | 0.010592 | 0.010592
No | PG&E | Res | WaterHeat | Fed Appliance: Residential Gas-fired instantaneous water heater | On-the-books | Electric Demand (MW) | -0.0018621 | -0.0018621 | -0.0018621 | -0.0018621 | -0.0018621 | -0.0018621 | -0.0018621 | -0.0018621 | -0.0018621 | -0.0018621 | -0.00075673 | -0.00031034 | -0.00031034
No | PG&E | Res | WaterHeat | 2013 T-24: RNC-DHW - Solar for Electrically Heated Homes | On-the-books | Electric Demand (MW) | 0.0020999 | 0.0020969 | 0.0020946 | 0.0020928 | 0.0020914 | 0.0020903 | 0.002089 | 0.0020879 | 0.0020866 | 0.0020854 | 0.0020842 | 0.002083 | 0.0020818
No | PG&E | Res | WaterHeat | T-20: Showerheads - w/ Electric Water Heaters - Tier 1 | On-the-books | Electric Demand (MW) | 0.70876 | 0 | 0 | 0 | 0 | 0 | 0 | 0 | 0 | 0 | 0 | 0 | 0
No | PG&E | Res | WaterHeat | 2022 T-24: MFNC - All Electric Package - Prescriptive Alternative for Central HPWH | On-the-books | Electric Demand (MW) | -0.8725 | -0.86539 | -0.85737 | -0.8485 | -0.83891 | -0.82879 | -0.81839 | -0.80796 | -0.79779 | -0.78811 | -0.77912 | -0.77097 | -0.76372
No | PG&E | Res | WaterHeat | 2025 T-24: Multifamily Domestic Hot Water - CPC Appendix M Pipe Sizing-HPWH (New Construction + Additions) | On-the-books | Electric Demand (MW) | 0 | 0.0019517 | 0.0077312 | 0.0077191 | 0.0077068 | 0.0076944 | 0.0076818 | 0.007669 | 0.0076561 | 0.007643 | 0.0076297 | 0.0058759 | 0.00069116
No | PG&E | Res | WaterHeat | 2025 T-24: Multifamily Domestic Hot Water - DHW Balancing Valves-HPWH (Alterations) | On-the-books | Electric Demand (MW) | 0 | 0.00048095 | 0.00050548 | 0.0004848 | 0.00046363 | 0.00044211 | 0.00042035 | 0.00039849 | 0.00037665 | 0.00035498 | 0.00033359 | 5.2491e-05 | 2.656e-05
No | PG&E | Res | WaterHeat | 2025 T-24: Multifamily Domestic Hot Water - DHW Balancing Valves-HPWH (New Construction + Additions) | On-the-books | Electric Demand (MW) | 0 | 1.5566e-05 | 5.9393e-05 | 5.6962e-05 | 5.4476e-05 | 5.1947e-05 | 4.939e-05 | 4.6821e-05 | 4.4256e-05 | 4.1709e-05 | 3.9196e-05 | 2.8338e-05 | 3.1208e-06
No | PG&E | Res | WaterHeat | 2025 T-24: Multifamily Domestic Hot Water - DHW Master Mixing Valves-HPWH (New Construction + Additions) | On-the-books | Electric Demand (MW) | 0 | 0.0083627 | 0.032957 | 0.03273 | 0.032497 | 0.032259 | 0.032016 | 0.031768 | 0.031514 | 0.031255 | 0.03099 | 0.0237 | 0.0027678
No | PG&E | Res | WaterHeat | 2025 T-24: Multifamily Domestic Hot Water - DHW Pipe Insulation Enhancement-HPWH (New Construction + Additions) | On-the-books | Electric Demand (MW) | 0 | 0.0030369 | 0.012047 | 0.012046 | 0.012044 | 0.012043 | 0.012042 | 0.01204 | 0.012039 | 0.012038 | 0.012036 | 0.0092848 | 0.001094
No | PG&E | Res | WaterHeat | 2025 T-24: Multifamily Domestic Hot Water - Individual HPWH Ventilation - Exterior (Alterations) | On-the-books | Electric Demand (MW) | 0 | 0.0014918 | 0.0015469 | 0.0014627 | 0.0013783 | 0.0012942 | 0.0012111 | 0.0011294 | 0.0010497 | 0.00097246 | 0.00089808 | 0.00013884 | 6.9015e-05
No | PG&E | Res | WaterHeat | 2025 T-24: Multifamily Domestic Hot Water - Individual HPWH Ventilation - Exterior (New Construction + Additions) | On-the-books | Electric Demand (MW) | 0 | 0.0019014 | 0.0071579 | 0.0067684 | 0.0063777 | 0.0059887 | 0.0056039 | 0.005226 | 0.0048572 | 0.0044999 | 0.0041557 | 0.0029519 | 0.00031935
No | PG&E | Res | WaterHeat | 2025 T-24: Multifamily Domestic Hot Water - Individual HPWH Ventilation - Interior (Alterations) | On-the-books | Electric Demand (MW) | 0 | 0.00219 | 0.0022709 | 0.0021473 | 0.0020234 | 0.0018999 | 0.0017779 | 0.001658 | 0.001541 | 0.0014276 | 0.0013184 | 0.00020383 | 0.00010132
No | PG&E | Res | WaterHeat | 2025 T-24: Multifamily Domestic Hot Water - Individual HPWH Ventilation - Interior (New Construction + Additions) | On-the-books | Electric Demand (MW) | 0 | 0.0027607 | 0.010393 | 0.0098273 | 0.0092601 | 0.0086952 | 0.0081366 | 0.0075878 | 0.0070524 | 0.0065336 | 0.0060339 | 0.0042861 | 0.00046368
No | SCE | Res | WaterHeat | T-20: Residential Faucets & Aerators - Kitchen w/ Electric Water Heating | On-the-books | Electric Demand (MW) | 0.48682 | 0 | 0 | 0 | 0 | 0 | 0 | 0 | 0 | 0 | 0 | 0 | 0
No | SCE | Res | WaterHeat | T-20: Residential Faucets & Aerators - Lavatory w/ Electric Water Heating - Tier 1 | On-the-books | Electric Demand (MW) | 0 | 0 | 0 | 0 | 0 | 0 | 0 | 0 | 0 | 0 | 0 | 0 | 0
No | SCE | Res | WaterHeat | T-20: Residential Faucets & Aerators - Lavatory w/ Electric Water Heating - Tier 2 | On-the-books | Electric Demand (MW) | 0.19057 | 0 | 0 | 0 | 0 | 0 | 0 | 0 | 0 | 0 | 0 | 0 | 0
No | SCE | Res | WaterHeat | Fed Appliance: Residential Electric storage water heater | On-the-books | Electric Demand (MW) | 0.092112 | 0.092104 | 0.092098 | 0.034198 | 0.010594 | 0.010594 | 0.010594 | 0.010594 | 0.010593 | 0.010593 | 0.010593 | 0.010592 | 0.010592
No | SCE | Res | WaterHeat | Fed Appliance: Residential Gas-fired instantaneous water heater | On-the-books | Electric Demand (MW) | -0.0018621 | -0.0018621 | -0.0018621 | -0.0018621 | -0.0018621 | -0.0018621 | -0.0018621 | -0.0018621 | -0.0018621 | -0.0018621 | -0.00075673 | -0.00031034 | -0.00031034
No | SCE | Res | WaterHeat | 2013 T-24: RNC-DHW - Solar for Electrically Heated Homes | On-the-books | Electric Demand (MW) | 0.0020999 | 0.0020969 | 0.0020946 | 0.0020928 | 0.0020914 | 0.0020903 | 0.002089 | 0.0020879 | 0.0020866 | 0.0020854 | 0.0020842 | 0.002083 | 0.0020818
No | SCE | Res | WaterHeat | T-20: Showerheads - w/ Electric Water Heaters - Tier 1 | On-the-books | Electric Demand (MW) | 0.70876 | 0 | 0 | 0 | 0 | 0 | 0 | 0 | 0 | 0 | 0 | 0 | 0
No | SCE | Res | WaterHeat | 2022 T-24: MFNC - All Electric Package - Prescriptive Alternative for Central HPWH | On-the-books | Electric Demand (MW) | -0.8725 | -0.86539 | -0.85737 | -0.8485 | -0.83891 | -0.82879 | -0.81839 | -0.80796 | -0.79779 | -0.78811 | -0.77912 | -0.77097 | -0.76372
No | SCE | Res | WaterHeat | 2025 T-24: Multifamily Domestic Hot Water - CPC Appendix M Pipe Sizing-HPWH (New Construction + Additions) | On-the-books | Electric Demand (MW) | 0 | 0.0019517 | 0.0077312 | 0.0077191 | 0.0077068 | 0.0076944 | 0.0076818 | 0.007669 | 0.0076561 | 0.007643 | 0.0076297 | 0.0058759 | 0.00069116
No | SCE | Res | WaterHeat | 2025 T-24: Multifamily Domestic Hot Water - DHW Balancing Valves-HPWH (Alterations) | On-the-books | Electric Demand (MW) | 0 | 0.00048095 | 0.00050548 | 0.0004848 | 0.00046363 | 0.00044211 | 0.00042035 | 0.00039849 | 0.00037665 | 0.00035498 | 0.00033359 | 5.2491e-05 | 2.656e-05
No | SCE | Res | WaterHeat | 2025 T-24: Multifamily Domestic Hot Water - DHW Balancing Valves-HPWH (New Construction + Additions) | On-the-books | Electric Demand (MW) | 0 | 1.5566e-05 | 5.9393e-05 | 5.6962e-05 | 5.4476e-05 | 5.1947e-05 | 4.939e-05 | 4.6821e-05 | 4.4256e-05 | 4.1709e-05 | 3.9196e-05 | 2.8338e-05 | 3.1208e-06
No | SCE | Res | WaterHeat | 2025 T-24: Multifamily Domestic Hot Water - DHW Master Mixing Valves-HPWH (New Construction + Additions) | On-the-books | Electric Demand (MW) | 0 | 0.0083627 | 0.032957 | 0.03273 | 0.032497 | 0.032259 | 0.032016 | 0.031768 | 0.031514 | 0.031255 | 0.03099 | 0.0237 | 0.0027678
No | SCE | Res | WaterHeat | 2025 T-24: Multifamily Domestic Hot Water - DHW Pipe Insulation Enhancement-HPWH (New Construction + Additions) | On-the-books | Electric Demand (MW) | 0 | 0.0030369 | 0.012047 | 0.012046 | 0.012044 | 0.012043 | 0.012042 | 0.01204 | 0.012039 | 0.012038 | 0.012036 | 0.0092848 | 0.001094
No | SCE | Res | WaterHeat | 2025 T-24: Multifamily Domestic Hot Water - Individual HPWH Ventilation - Exterior (Alterations) | On-the-books | Electric Demand (MW) | 0 | 0.0014918 | 0.0015469 | 0.0014627 | 0.0013783 | 0.0012942 | 0.0012111 | 0.0011294 | 0.0010497 | 0.00097246 | 0.00089808 | 0.00013884 | 6.9015e-05
No | SCE | Res | WaterHeat | 2025 T-24: Multifamily Domestic Hot Water - Individual HPWH Ventilation - Exterior (New Construction + Additions) | On-the-books | Electric Demand (MW) | 0 | 0.0019014 | 0.0071579 | 0.0067684 | 0.0063777 | 0.0059887 | 0.0056039 | 0.005226 | 0.0048572 | 0.0044999 | 0.0041557 | 0.0029519 | 0.00031935
No | SCE | Res | WaterHeat | 2025 T-24: Multifamily Domestic Hot Water - Individual HPWH Ventilation - Interior (Alterations) | On-the-books | Electric Demand (MW) | 0 | 0.00219 | 0.0022709 | 0.0021473 | 0.0020234 | 0.0018999 | 0.0017779 | 0.001658 | 0.001541 | 0.0014276 | 0.0013184 | 0.00020383 | 0.00010132
No | SCE | Res | WaterHeat | 2025 T-24: Multifamily Domestic Hot Water - Individual HPWH Ventilation - Interior (New Construction + Additions) | On-the-books | Electric Demand (MW) | 0 | 0.0027607 | 0.010393 | 0.0098273 | 0.0092601 | 0.0086952 | 0.0081366 | 0.0075878 | 0.0070524 | 0.0065336 | 0.0060339 | 0.0042861 | 0.00046368
No | SDG&E | Res | WaterHeat | T-20: Residential Faucets & Aerators - Kitchen w/ Electric Water Heating | On-the-books | Electric Demand (MW) | 0.099699 | 0 | 0 | 0 | 0 | 0 | 0 | 0 | 0 | 0 | 0 | 0 | 0
No | SDG&E | Res | WaterHeat | T-20: Residential Faucets & Aerators - Lavatory w/ Electric Water Heating - Tier 1 | On-the-books | Electric Demand (MW) | 0 | 0 | 0 | 0 | 0 | 0 | 0 | 0 | 0 | 0 | 0 | 0 | 0
No | SDG&E | Res | WaterHeat | T-20: Residential Faucets & Aerators - Lavatory w/ Electric Water Heating - Tier 2 | On-the-books | Electric Demand (MW) | 0.039027 | 0 | 0 | 0 | 0 | 0 | 0 | 0 | 0 | 0 | 0 | 0 | 0
No | SDG&E | Res | WaterHeat | Fed Appliance: Residential Electric storage water heater | On-the-books | Electric Demand (MW) | 0.018864 | 0.018863 | 0.018861 | 0.0070037 | 0.0021697 | 0.0021697 | 0.0021696 | 0.0021695 | 0.0021695 | 0.0021694 | 0.0021694 | 0.0021693 | 0.0021692
No | SDG&E | Res | WaterHeat | Fed Appliance: Residential Gas-fired instantaneous water heater | On-the-books | Electric Demand (MW) | -0.00038135 | -0.00038135 | -0.00038135 | -0.00038135 | -0.00038135 | -0.00038135 | -0.00038135 | -0.00038135 | -0.00038135 | -0.00038135 | -0.00015498 | -6.3558e-05 | -6.3558e-05
No | SDG&E | Res | WaterHeat | 2013 T-24: RNC-DHW - Solar for Electrically Heated Homes | On-the-books | Electric Demand (MW) | 0.00043005 | 0.00042945 | 0.00042898 | 0.0004286 | 0.00042832 | 0.00042809 | 0.00042783 | 0.00042759 | 0.00042734 | 0.00042709 | 0.00042684 | 0.00042659 | 0.00042634
No | SDG&E | Res | WaterHeat | T-20: Showerheads - w/ Electric Water Heaters - Tier 1 | On-the-books | Electric Demand (MW) | 0.14515 | 0 | 0 | 0 | 0 | 0 | 0 | 0 | 0 | 0 | 0 | 0 | 0
No | SDG&E | Res | WaterHeat | 2022 T-24: MFNC - All Electric Package - Prescriptive Alternative for Central HPWH | On-the-books | Electric Demand (MW) | -0.17868 | -0.17723 | -0.17559 | -0.17377 | -0.17181 | -0.16973 | -0.1676 | -0.16547 | -0.16338 | -0.1614 | -0.15956 | -0.15789 | -0.15641
No | SDG&E | Res | WaterHeat | 2025 T-24: Multifamily Domestic Hot Water - CPC Appendix M Pipe Sizing-HPWH (New Construction + Additions) | On-the-books | Electric Demand (MW) | 0 | 0.0003997 | 0.0015833 | 0.0015808 | 0.0015783 | 0.0015758 | 0.0015732 | 0.0015706 | 0.0015679 | 0.0015653 | 0.0015625 | 0.0012034 | 0.00014155
No | SDG&E | Res | WaterHeat | 2025 T-24: Multifamily Domestic Hot Water - DHW Balancing Valves-HPWH (Alterations) | On-the-books | Electric Demand (MW) | 0 | 9.8497e-05 | 0.00010352 | 9.9285e-05 | 9.495e-05 | 9.0542e-05 | 8.6086e-05 | 8.1609e-05 | 7.7137e-05 | 7.2698e-05 | 6.8318e-05 | 1.075e-05 | 5.4395e-06
No | SDG&E | Res | WaterHeat | 2025 T-24: Multifamily Domestic Hot Water - DHW Balancing Valves-HPWH (New Construction + Additions) | On-the-books | Electric Demand (MW) | 0 | 3.1878e-06 | 1.2164e-05 | 1.1666e-05 | 1.1156e-05 | 1.0639e-05 | 1.0115e-05 | 9.5888e-06 | 9.0634e-06 | 8.5418e-06 | 8.0272e-06 | 5.8035e-06 | 6.3913e-07
No | SDG&E | Res | WaterHeat | 2025 T-24: Multifamily Domestic Hot Water - DHW Master Mixing Valves-HPWH (New Construction + Additions) | On-the-books | Electric Demand (MW) | 0 | 0.0017127 | 0.0067494 | 0.0067029 | 0.0066553 | 0.0066066 | 0.0065569 | 0.006506 | 0.006454 | 0.0064009 | 0.0063467 | 0.0048538 | 0.00056683
No | SDG&E | Res | WaterHeat | 2025 T-24: Multifamily Domestic Hot Water - DHW Pipe Insulation Enhancement-HPWH (New Construction + Additions) | On-the-books | Electric Demand (MW) | 0 | 0.00062194 | 0.0024672 | 0.0024669 | 0.0024667 | 0.0024664 | 0.0024661 | 0.0024658 | 0.0024656 | 0.0024653 | 0.002465 | 0.0019015 | 0.00022404
No | SDG&E | Res | WaterHeat | 2025 T-24: Multifamily Domestic Hot Water - Individual HPWH Ventilation - Exterior (Alterations) | On-the-books | Electric Demand (MW) | 0 | 0.00030551 | 0.0003168 | 0.00029956 | 0.00028227 | 0.00026505 | 0.00024802 | 0.00023129 | 0.00021497 | 0.00019916 | 0.00018392 | 2.8435e-05 | 1.4134e-05
No | SDG&E | Res | WaterHeat | 2025 T-24: Multifamily Domestic Hot Water - Individual HPWH Ventilation - Exterior (New Construction + Additions) | On-the-books | Electric Demand (MW) | 0 | 0.0003894 | 0.0014659 | 0.0013861 | 0.0013061 | 0.0012265 | 0.0011477 | 0.0010703 | 0.00099475 | 0.00092156 | 0.00085108 | 0.00060455 | 6.5403e-05
No | SDG&E | Res | WaterHeat | 2025 T-24: Multifamily Domestic Hot Water - Individual HPWH Ventilation - Interior (Alterations) | On-the-books | Electric Demand (MW) | 0 | 0.0004485 | 0.00046507 | 0.00043976 | 0.00041438 | 0.0003891 | 0.0003641 | 0.00033955 | 0.00031559 | 0.00029237 | 0.00027001 | 4.1743e-05 | 2.0749e-05
No | SDG&E | Res | WaterHeat | 2025 T-24: Multifamily Domestic Hot Water - Individual HPWH Ventilation - Interior (New Construction + Additions) | On-the-books | Electric Demand (MW) | 0 | 0.00056538 | 0.0021284 | 0.0020126 | 0.0018964 | 0.0017808 | 0.0016663 | 0.001554 | 0.0014443 | 0.0013381 | 0.0012357 | 0.00087777 | 9.4961e-05
No | PG&E | Com | ComRefrig | Fed Appliance: Commercial Ice Makers | On-the-books | Electric Demand (MW) | 0.13957 | 0.13957 | 0.13957 | 0.13957 | 0.13957 | 0.13957 | 0.13957 | 0.13957 | 0.13957 | 0.13957 | 0.13957 | 0.13957 | 0.13957
No | PG&E | Com | ComRefrig | Fed Appliance: Commercial Refrigeration | On-the-books | Electric Demand (MW) | 0.038354 | 0.038347 | 0.038342 | 0.038339 | 0.038336 | 0.038335 | 0.038333 | 0.038331 | 0.038329 | 0.038327 | 0.038325 | 0.038324 | 0.038322
No | PG&E | Com | ComRefrig | Fed Appliance: Commercial Refrigeration Equipment | On-the-books | Electric Demand (MW) | 1.2563 | 1.2517 | 0.46292 | 0 | 0 | 0 | 0 | 0 | 0 | 0 | 0 | 0 | 0
No | PG&E | Com | ComRefrig | 2013 T-24: NRNC-Refrigeration-Supermarket | On-the-books | Electric Demand (MW) | 0.21075 | 0.20827 | 0.20525 | 0.20166 | 0.19754 | 0.19297 | 0.1887 | 0.18424 | 0.1799 | 0.17548 | 0.17111 | 0.16671 | 0.16233
No | PG&E | Com | ComRefrig | 2013 T-24: NRNC-Refrigeration-Warehouse | On-the-books | Electric Demand (MW) | 0.041185 | 0.0407 | 0.04011 | 0.039408 | 0.038602 | 0.037711 | 0.036876 | 0.036003 | 0.035156 | 0.034292 | 0.033439 | 0.032578 | 0.031723
No | PG&E | Com | ComRefrig | Fed Appliance: Refrigerated Beverage Vending Machines | On-the-books | Electric Demand (MW) | 0.00081427 | 0.00081424 | 0.00081422 | 0.00081421 | 0.0008142 | 0.0008142 | 0.00081419 | 0.00081419 | 0.00081419 | 0.00081418 | 0.00081418 | 0.00081417 | 0.00081417
No | PG&E | Com | ComRefrig | 2008 T-24: Refrigerated warehouses | On-the-books | Electric Demand (MW) | 0.021397 | 0.021359 | 0.02133 | 0.021309 | 0.021293 | 0.021282 | 0.021267 | 0.021254 | 0.021241 | 0.021228 | 0.021214 | 0.021201 | 0.021187
No | PG&E | Com | ComRefrig | Fed Appliance: Walk-in coolers and freezers | On-the-books | Electric Demand (MW) | 3.5627 | 3.5294 | 3.4961 | 1.863 | 0 | 0 | 0 | 0 | 0 | 0 | 0 | 0 | 0
No | PG&E | Com | ComRefrig | 2005 T-20: Walk-In Refrigerators / Freezers | On-the-books | Electric Demand (MW) | 0 | 0 | 0 | 0 | 0 | 0 | 0 | 0 | 0 | 0 | 0 | 0 | 0
No | PG&E | Com | ComRefrig | 2025 T-24: NR Refrigeration - Evaporator Specific Efficiency for Refrigerated Warehouses (Alterations) | On-the-books | Electric Demand (MW) | 0 | 0.00097117 | 0.0009894 | 0.00092534 | 0.00086908 | 0.00082028 | 0.0007784 | 0.0007428 | 0.00071277 | 0.00068762 | 0.00066666 | 0.00064928 | 0.00063492
No | PG&E | Com | ComRefrig | 2025 T-24: NR Refrigeration - Evaporator Specific Efficiency for Refrigerated Warehouses (New Construction + Additions) | On-the-books | Electric Demand (MW) | 0 | 0.00013277 | 0.00074065 | 0.00069269 | 0.00065058 | 0.00061404 | 0.00058269 | 0.00055605 | 0.00053357 | 0.00051474 | 0.00049905 | 0.00048604 | 0.00047529
No | PG&E | Com | ComRefrig | 2022 T-24: NRNC - Refrigeration System - Design and Control Requirements for Transcritical CO2 Systems - Adiabatic Condenser | On-the-books | Electric Demand (MW) |  | 0.0779 | 0.074034 | 0.070605 | 0.067569 | 0.064888 | 0.062526 | 0.060447 | 0.05862 | 0.057018 | 0.055614 | 0.054384 | 0.053309
No | PG&E | Com | ComRefrig | 2019 T-24: NRNC-MECH-Adiabatic Condensers for Refrigeration | On-the-books | Electric Demand (MW) |  | 0.0074349 | 0.0068581 | 0.0062078 | 0.0055032 | 0.0047719 | 0.0040459 | 0.0033564 | 0.0027286 | 0.0021784 | 0.0017122 | 0.0013284 | 0.0010197
No | PG&E | Com | ComRefrig | 2019-21 Fed App: Refrigerated beverage vending machines | On-the-books | Electric Demand (MW) |  | 0.028422 | 0.028575 | 0.028797 | 0.028815 | 0.0289 | 0.027934 | 0.014092 | 0.0046378 | 0.0045114 | 0.0043971 | 0.0042937 | 0.0042001
No | SCE | Com | ComRefrig | Fed Appliance: Commercial Ice Makers | On-the-books | Electric Demand (MW) | 0.13958 | 0.13958 | 0.13958 | 0.13958 | 0.13958 | 0.13958 | 0.13958 | 0.13958 | 0.13958 | 0.13958 | 0.13958 | 0.13958 | 0.13958
No | SCE | Com | ComRefrig | Fed Appliance: Commercial Refrigeration | On-the-books | Electric Demand (MW) | 0.038355 | 0.038348 | 0.038343 | 0.03834 | 0.038338 | 0.038336 | 0.038334 | 0.038332 | 0.03833 | 0.038329 | 0.038327 | 0.038325 | 0.038323
No | SCE | Com | ComRefrig | Fed Appliance: Commercial Refrigeration Equipment | On-the-books | Electric Demand (MW) | 1.2564 | 1.2517 | 0.46294 | 0 | 0 | 0 | 0 | 0 | 0 | 0 | 0 | 0 | 0
No | SCE | Com | ComRefrig | 2013 T-24: NRNC-Refrigeration-Supermarket | On-the-books | Electric Demand (MW) | 0.21076 | 0.20828 | 0.20526 | 0.20167 | 0.19754 | 0.19298 | 0.18871 | 0.18424 | 0.17991 | 0.17548 | 0.17112 | 0.16672 | 0.16234
No | SCE | Com | ComRefrig | 2013 T-24: NRNC-Refrigeration-Warehouse | On-the-books | Electric Demand (MW) | 0.041186 | 0.040702 | 0.040111 | 0.03941 | 0.038604 | 0.037712 | 0.036877 | 0.036005 | 0.035157 | 0.034293 | 0.03344 | 0.03258 | 0.031724
No | SCE | Com | ComRefrig | Fed Appliance: Refrigerated Beverage Vending Machines | On-the-books | Electric Demand (MW) | 0.0008143 | 0.00081427 | 0.00081425 | 0.00081424 | 0.00081423 | 0.00081423 | 0.00081422 | 0.00081422 | 0.00081421 | 0.00081421 | 0.00081421 | 0.0008142 | 0.0008142
No | SCE | Com | ComRefrig | 2008 T-24: Refrigerated warehouses | On-the-books | Electric Demand (MW) | 0.021398 | 0.02136 | 0.021331 | 0.02131 | 0.021294 | 0.021282 | 0.021268 | 0.021255 | 0.021241 | 0.021228 | 0.021215 | 0.021201 | 0.021188
No | SCE | Com | ComRefrig | Fed Appliance: Walk-in coolers and freezers | On-the-books | Electric Demand (MW) | 3.5629 | 3.5295 | 3.4962 | 1.8631 | 0 | 0 | 0 | 0 | 0 | 0 | 0 | 0 | 0
No | SCE | Com | ComRefrig | 2005 T-20: Walk-In Refrigerators / Freezers | On-the-books | Electric Demand (MW) | 0 | 0 | 0 | 0 | 0 | 0 | 0 | 0 | 0 | 0 | 0 | 0 | 0
No | SCE | Com | ComRefrig | 2025 T-24: NR Refrigeration - Evaporator Specific Efficiency for Refrigerated Warehouses (Alterations) | On-the-books | Electric Demand (MW) | 0 | 0.0009712 | 0.00098944 | 0.00092538 | 0.00086911 | 0.00082031 | 0.00077843 | 0.00074283 | 0.0007128 | 0.00068764 | 0.00066668 | 0.0006493 | 0.00063495
No | SCE | Com | ComRefrig | 2025 T-24: NR Refrigeration - Evaporator Specific Efficiency for Refrigerated Warehouses (New Construction + Additions) | On-the-books | Electric Demand (MW) | 0 | 0.00013278 | 0.00074067 | 0.00069272 | 0.0006506 | 0.00061407 | 0.00058272 | 0.00055607 | 0.00053359 | 0.00051476 | 0.00049907 | 0.00048606 | 0.00047531
No | SCE | Com | ComRefrig | 2022 T-24: NRNC - Refrigeration System - Design and Control Requirements for Transcritical CO2 Systems - Adiabatic Condenser | On-the-books | Electric Demand (MW) |  | 0.077903 | 0.074037 | 0.070607 | 0.067571 | 0.064891 | 0.062528 | 0.060449 | 0.058623 | 0.05702 | 0.055616 | 0.054386 | 0.053311
No | SCE | Com | ComRefrig | 2019 T-24: NRNC-MECH-Adiabatic Condensers for Refrigeration | On-the-books | Electric Demand (MW) |  | 0.0074351 | 0.0068583 | 0.006208 | 0.0055034 | 0.004772 | 0.004046 | 0.0033565 | 0.0027287 | 0.0021785 | 0.0017123 | 0.0013284 | 0.0010197
No | SCE | Com | ComRefrig | 2019-21 Fed App: Refrigerated beverage vending machines | On-the-books | Electric Demand (MW) |  | 0.028423 | 0.028576 | 0.028799 | 0.028816 | 0.028901 | 0.027935 | 0.014093 | 0.004638 | 0.0045116 | 0.0043973 | 0.0042939 | 0.0042003
No | SDG&E | Com | ComRefrig | Fed Appliance: Commercial Ice Makers | On-the-books | Electric Demand (MW) | 0.028802 | 0.028802 | 0.028802 | 0.028802 | 0.028802 | 0.028802 | 0.028802 | 0.028802 | 0.028802 | 0.028802 | 0.028802 | 0.028802 | 0.028802
No | SDG&E | Com | ComRefrig | Fed Appliance: Commercial Refrigeration | On-the-books | Electric Demand (MW) | 0.0079146 | 0.0079132 | 0.0079122 | 0.0079116 | 0.0079111 | 0.0079108 | 0.0079103 | 0.00791 | 0.0079096 | 0.0079092 | 0.0079088 | 0.0079084 | 0.0079081
No | SDG&E | Com | ComRefrig | Fed Appliance: Commercial Refrigeration Equipment | On-the-books | Electric Demand (MW) | 0.25925 | 0.2583 | 0.095528 | 0 | 0 | 0 | 0 | 0 | 0 | 0 | 0 | 0 | 0
No | SDG&E | Com | ComRefrig | 2013 T-24: NRNC-Refrigeration-Supermarket | On-the-books | Electric Demand (MW) | 0.04349 | 0.042979 | 0.042355 | 0.041615 | 0.040764 | 0.039822 | 0.038941 | 0.038019 | 0.037124 | 0.036212 | 0.035311 | 0.034402 | 0.033499
No | SDG&E | Com | ComRefrig | 2013 T-24: NRNC-Refrigeration-Warehouse | On-the-books | Electric Demand (MW) | 0.0084988 | 0.0083989 | 0.008277 | 0.0081323 | 0.007966 | 0.007782 | 0.0076097 | 0.0074296 | 0.0072548 | 0.0070765 | 0.0069004 | 0.0067229 | 0.0065463
No | SDG&E | Com | ComRefrig | Fed Appliance: Refrigerated Beverage Vending Machines | On-the-books | Electric Demand (MW) | 0.00016803 | 0.00016803 | 0.00016802 | 0.00016802 | 0.00016802 | 0.00016802 | 0.00016802 | 0.00016802 | 0.00016802 | 0.00016801 | 0.00016801 | 0.00016801 | 0.00016801
No | SDG&E | Com | ComRefrig | 2008 T-24: Refrigerated warehouses | On-the-books | Electric Demand (MW) | 0.0044156 | 0.0044077 | 0.0044018 | 0.0043974 | 0.0043941 | 0.0043917 | 0.0043887 | 0.0043861 | 0.0043832 | 0.0043805 | 0.0043777 | 0.004375 | 0.0043722
No | SDG&E | Com | ComRefrig | Fed Appliance: Walk-in coolers and freezers | On-the-books | Electric Demand (MW) | 0.7352 | 0.72833 | 0.72145 | 0.38446 | 0 | 0 | 0 | 0 | 0 | 0 | 0 | 0 | 0
No | SDG&E | Com | ComRefrig | 2005 T-20: Walk-In Refrigerators / Freezers | On-the-books | Electric Demand (MW) | 0 | 0 | 0 | 0 | 0 | 0 | 0 | 0 | 0 | 0 | 0 | 0 | 0
No | SDG&E | Com | ComRefrig | 2025 T-24: NR Refrigeration - Evaporator Specific Efficiency for Refrigerated Warehouses (Alterations) | On-the-books | Electric Demand (MW) | 0 | 0.00020041 | 0.00020417 | 0.00019095 | 0.00017934 | 0.00016927 | 0.00016063 | 0.00015328 | 0.00014709 | 0.0001419 | 0.00013757 | 0.00013399 | 0.00013102
No | SDG&E | Com | ComRefrig | 2025 T-24: NR Refrigeration - Evaporator Specific Efficiency for Refrigerated Warehouses (New Construction + Additions) | On-the-books | Electric Demand (MW) | 0 | 2.7399e-05 | 0.00015284 | 0.00014294 | 0.00013425 | 0.00012671 | 0.00012025 | 0.00011475 | 0.00011011 | 0.00010622 | 0.00010298 | 0.0001003 | 9.8081e-05
No | SDG&E | Com | ComRefrig | 2022 T-24: NRNC - Refrigeration System - Design and Control Requirements for Transcritical CO2 Systems - Adiabatic Condenser | On-the-books | Electric Demand (MW) |  | 0.016075 | 0.015278 | 0.01457 | 0.013944 | 0.01339 | 0.012903 | 0.012474 | 0.012097 | 0.011766 | 0.011476 | 0.011223 | 0.011001
No | SDG&E | Com | ComRefrig | 2019 T-24: NRNC-MECH-Adiabatic Condensers for Refrigeration | On-the-books | Electric Demand (MW) |  | 0.0015343 | 0.0014152 | 0.001281 | 0.0011356 | 0.00098472 | 0.00083491 | 0.00069263 | 0.00056307 | 0.00044953 | 0.00035333 | 0.00027412 | 0.00021043
No | SDG&E | Com | ComRefrig | 2019-21 Fed App: Refrigerated beverage vending machines | On-the-books | Electric Demand (MW) |  | 0.0058652 | 0.0058967 | 0.0059427 | 0.0059464 | 0.0059638 | 0.0057645 | 0.0029081 | 0.00095705 | 0.00093098 | 0.00090739 | 0.00088605 | 0.00086674
No | PG&E | Com | FoodServ | 2005 T-20: Hot Food Holding Cabinets | On-the-books | Electric Demand (MW) | 0.0057872 | 0.0057832 | 0.0057807 | 0.0057791 | 0.0057782 | 0.0057776 | 0.0057768 | 0.0057762 | 0.0057754 | 0.0057747 | 0.005774 | 0.0057732 | 0.0057725
No | SCE | Com | FoodServ | 2005 T-20: Hot Food Holding Cabinets | On-the-books | Electric Demand (MW) | 0.0057872 | 0.0057832 | 0.0057807 | 0.0057791 | 0.0057782 | 0.0057776 | 0.0057768 | 0.0057762 | 0.0057754 | 0.0057747 | 0.005774 | 0.0057732 | 0.0057725
No | SDG&E | Com | FoodServ | 2005 T-20: Hot Food Holding Cabinets | On-the-books | Electric Demand (MW) | 0.0011852 | 0.0011844 | 0.0011839 | 0.0011836 | 0.0011834 | 0.0011832 | 0.0011831 | 0.0011829 | 0.0011828 | 0.0011826 | 0.0011825 | 0.0011823 | 0.0011822
No | PG&E | Com | Lighting | T-20: Dimming Ballasts | On-the-books | Electric Demand (MW) | 0.45846 | 0.45967 | 0.46088 | 0.46208 | 0 | 0 | 0 | 0 | 0 | 0 | 0 | 0 | 0
No | PG&E | Com | Lighting | 2008 T-20: General Purpose Lighting -- 60 and 40 watt | On-the-books | Electric Demand (MW) | 0 | 0 | 0 | 0 | 0 | 0 | 0 | 0 | 0 | 0 | 0 | 0 | 0
No | PG&E | Com | Lighting | Fed Appliance: General Service Fluorescent Lamps #1 | On-the-books | Electric Demand (MW) | 0.22585 | 0.22532 | 0.22495 | 0.22468 | 0.22449 | 0.22435 | 0.22418 | 0.22403 | 0.22386 | 0.22371 | 0.22355 | 0.22339 | 0.22323
No | PG&E | Com | Lighting | Fed Appliance: GSFLs | On-the-books | Electric Demand (MW) | 4.0536 | 4.0636 | 4.0736 | 4.0836 | 0 | 0 | 0 | 0 | 0 | 0 | 0 | 0 | 0
No | PG&E | Com | Lighting | 2006 T-20: General Service Incandescent Lamps, Tier 2 #3 | On-the-books | Electric Demand (MW) | 6.0129e-05 | 6.0102e-05 | 6.008e-05 | 6.0062e-05 | 6.0048e-05 | 6.0036e-05 | 6.0022e-05 | 6.001e-05 | 5.9997e-05 | 5.9984e-05 | 5.9971e-05 | 5.9959e-05 | 5.9946e-05
No | PG&E | Com | Lighting | T-20: GSLs - Original Scope - Tier 2 | On-the-books | Electric Demand (MW) | 0.49711 | 0.47539 | 0.45368 | 0.43197 | 0.41025 | 0.38854 | 0.36683 | 0.34512 | 0.3234 | 0.041613 | 0.038618 | 0.035623 | 0.032628
No | PG&E | Com | Lighting | T-20: LED Lamps - Tier 1 | On-the-books | Electric Demand (MW) | 0.12076 | 0.11304 | 0.10532 | 0.097596 | 0.089874 | 0.082152 | 0.07443 | 0.066707 | 0.058985 | 0.051263 | 0.0063264 | 0.0052044 | 0.0040823
No | PG&E | Com | Lighting | Fed Appliance: Incandescent Reflector Lamps | On-the-books | Electric Demand (MW) | 0.00077138 | 0.00075247 | 0.00073716 | 0.00072501 | 0.00071554 | 0.00070823 | 0.00069948 | 0.00069169 | 0.00068326 | 0.00067525 | 0.00066696 | 0.00065886 | 0.00065064
No | PG&E | Com | Lighting | Fed Appliance: Metal Halide Lamp Fixtures | On-the-books | Electric Demand (MW) | 0.040525 | 0.039047 | 0.037568 | 0.036089 | 0.034611 | 0.033132 | 0.031653 | 0.030175 | 0.028696 | 0.027218 | 0.025739 | 0.02426 | 0.022782
No | PG&E | Com | Lighting | 2005 T-20: Modular Furniture Task Lighting Fixtures | On-the-books | Electric Demand (MW) | 0.0022647 | 0.0022582 | 0.0022535 | 0.0022501 | 0.0022477 | 0.002246 | 0.0022438 | 0.0022419 | 0.0022398 | 0.0022378 | 0.0022358 | 0.0022338 | 0.0022318
No | PG&E | Com | Lighting | 2016 T-24: Nonresidential Lighting Alterations (Units = sq ft) | On-the-books | Electric Demand (MW) | 2.2555 | 2.2271 | 2.197 | 2.1663 | 2.136 | 2.1053 | 2.074 | 0 | 0 | 0 | 0 | 0 | 0
No | PG&E | Com | Lighting | 2013 T-24: NRA-Lighting-Alterations-Existing Measures | On-the-books | Electric Demand (MW) | 2.125 | 2.098 | 2.0768 | 2.0602 | 1.0153 | 0 | 0 | 0 | 0 | 0 | 0 | 0 | 0
No | PG&E | Com | Lighting | 2013 T-24: NRA-Lighting-Alterations-New Measures | On-the-books | Electric Demand (MW) | 3.9948 | 3.9466 | 3.9058 | 3.8713 | 1.9053 | 0 | 0 | 0 | 0 | 0 | 0 | 0 | 0
No | PG&E | Com | Lighting | 2016 T-24: NRA-Lighting-ASHRAE Elevator Lighting & Ventilation | On-the-books | Electric Demand (MW) | 0.0039405 | 0.0039062 | 0.0038829 | 0.003867 | 0.0038563 | 0.003849 | 0.0038394 | 0 | 0 | 0 | 0 | 0 | 0
No | PG&E | Com | Lighting | 2013 T-24: NRA-Lighting-Hotel Corridors | On-the-books | Electric Demand (MW) | 0.022637 | 0.022379 | 0.022159 | 0.021971 | 0.010817 | 0 | 0 | 0 | 0 | 0 | 0 | 0 | 0
No | PG&E | Com | Lighting | 2013 T-24: NRA-Lighting-MF Building Corridors | On-the-books | Electric Demand (MW) | 0.071581 | 0.070917 | 0.070313 | 0.069769 | 0.034357 | 0 | 0 | 0 | 0 | 0 | 0 | 0 | 0
No | PG&E | Com | Lighting | 2013 T-24: NRA-Lighting-Warehouses and Libraries | On-the-books | Electric Demand (MW) | 0.63116 | 0.62294 | 0.61624 | 0.61082 | 0.30073 | 0 | 0 | 0 | 0 | 0 | 0 | 0 | 0
No | PG&E | Com | Lighting | 2013 T-24: NRNC-Lighting-DR Lighting Controls | On-the-books | Electric Demand (MW) | 0.19962 | 0.19867 | 0.19808 | 0.19771 | 0.19748 | 0.19735 | 0.19715 | 0.19699 | 0.19681 | 0.19664 | 0.19646 | 0.19629 | 0.19612
No | PG&E | Com | Lighting | 2013 T-24: NRNC-Lighting-Hotel Corridors | On-the-books | Electric Demand (MW) | 0.011724 | 0.011494 | 0.011286 | 0.011101 | 0.010937 | 0.010795 | 0.010639 | 0.010492 | 0.010338 | 0.010189 | 0.010038 | 0.0098877 | 0.0097365
No | PG&E | Com | Lighting | 2013 T-24: NRNC-Lighting-MF Building Corridors | On-the-books | Electric Demand (MW) | 0.084678 | 0.083634 | 0.082637 | 0.081697 | 0.08082 | 0.080008 | 0.079153 | 0.078327 | 0.077481 | 0.076649 | 0.075807 | 0.074972 | 0.074133
No | PG&E | Com | Lighting | 2013 T-24: NRNC-Lighting-Office Plug Load Control | On-the-books | Electric Demand (MW) | 0.50426 | 0.49355 | 0.48388 | 0.4753 | 0.46781 | 0.46135 | 0.4542 | 0.44751 | 0.44051 | 0.43372 | 0.42679 | 0.41995 | 0.41305
No | PG&E | Com | Lighting | 2013 T-24: NRNC-Lighting-Outdoor Lighting & Controls | On-the-books | Electric Demand (MW) | 0.14419 | 0.14304 | 0.14216 | 0.14148 | 0.14097 | 0.14059 | 0.14012 | 0.1397 | 0.13925 | 0.13882 | 0.13838 | 0.13795 | 0.13751
No | PG&E | Com | Lighting | 2013 T-24: NRNC-Lighting-Parking Garage | On-the-books | Electric Demand (MW) | 0.11942 | 0.11858 | 0.11799 | 0.11758 | 0.1173 | 0.11711 | 0.11686 | 0.11664 | 0.1164 | 0.11618 | 0.11595 | 0.11572 | 0.11549
No | PG&E | Com | Lighting | 2013 T-24: NRNC-Lighting-Warehouses and Libraries | On-the-books | Electric Demand (MW) | 0.25955 | 0.25206 | 0.24567 | 0.2403 | 0.23582 | 0.23213 | 0.22792 | 0.22405 | 0.21995 | 0.21601 | 0.21196 | 0.20799 | 0.20396
No | PG&E | Com | Lighting | 2008 T-24: Sidelighting | On-the-books | Electric Demand (MW) | 0.2989 | 0.29741 | 0.29615 | 0.29511 | 0.29425 | 0.29353 | 0.29271 | 0.29197 | 0.29117 | 0.29041 | 0.28963 | 0.28886 | 0.28808
No | PG&E | Com | Lighting | 2008 T-24: Skylighting | On-the-books | Electric Demand (MW) | 0.10602 | 0.10581 | 0.10566 | 0.10555 | 0.10547 | 0.10541 | 0.10534 | 0.10527 | 0.1052 | 0.10514 | 0.10507 | 0.105 | 0.10493
No | PG&E | Com | Lighting | T-20: Small Diameter Directional Lamps | On-the-books | Electric Demand (MW) | 2.4365 | 2.3427 | 0 | 0 | 0 | 0 | 0 | 0 | 0 | 0 | 0 | 0 | 0
No | PG&E | Com | Lighting | 2008 T-24: Tailored Indoor lighting | On-the-books | Electric Demand (MW) | 0.17685 | 0.17648 | 0.1762 | 0.17599 | 0.17583 | 0.17571 | 0.17557 | 0.17544 | 0.1753 | 0.17517 | 0.17503 | 0.1749 | 0.17476
No | PG&E | Com | Lighting | 2019-21 Fed App: Ceiling fan light kits | On-the-books | Electric Demand (MW) | 0.0004549 | 0.00043089 | 0.00040848 | 0.00038743 | 0.00037014 | 0.00035517 | 0.0003383 | 0.00032303 | 0.00026976 | 3.598e-05 | 3.4609e-05 | 3.3367e-05 | 3.2244e-05
No | PG&E | Com | Lighting | 2025 T-24: Daylighting - Revise Automatic Daylighting Controls Exceptions (Alterations) | On-the-books | Electric Demand (MW) |  | 0.003779 | 0.0040123 | 0.0038946 | 0.0037769 | 0.0036594 | 0.0035423 | 0.0034259 | 0.0033103 | 0.0031958 | 0.0030825 | 0.0029707 | 0.0028604
No | PG&E | Com | Lighting | 2025 T-24: Daylighting - Revise Automatic Daylighting Controls Exceptions (New Construction + Additions) | On-the-books | Electric Demand (MW) | 0 | 0.00017292 | 0.0010053 | 0.00097578 | 0.00094629 | 0.00091686 | 0.00088753 | 0.00085836 | 0.00082941 | 0.00080071 | 0.00077233 | 0.0007443 | 0.00071666
No | PG&E | Com | Lighting | 2019 T-20: General Service Lamps - Expanded Scope | On-the-books | Electric Demand (MW) |  | 0.10569 | 0.11197 | 0.10226 | 0.01277 | 0.015852 | 0.015768 | 0.015727 | 0.015707 | 0.015698 | 0.015693 | 0.015691 | 0.01569
No | PG&E | Com | Lighting | 2016 T-20: LED Quality - Tier 2 | On-the-books | Electric Demand (MW) | 0.0020455 | 0.0020016 | 0.0019541 | 0.0019066 | 0.0018282 | 0.0017557 | 0.0016899 | 0.001631 | 0.0015793 | 0.0015343 | 0.0014956 | 0.0014627 | 0.00053576
No | PG&E | Com | Lighting | 2022 T-24: NRA - Controlled Environment Horticulture - Lighting Efficacy | On-the-books | Electric Demand (MW) | 0.33665 | 0.31533 | 0.29603 | 0.27873 | 0.26336 | 0.24982 | 0.23796 | 0.22765 | 0.018577 | 0 | 0 | 0 | 0
No | PG&E | Com | Lighting | 2022 T-24: NRA - Daylighting - Automatic Daylight Dimming to 10% | On-the-books | Electric Demand (MW) | 0.07648 | 0.074202 | 0.071358 | 0.067886 | 0.063764 | 0.059027 | 0.004568 | 0 | 0 | 0 | 0 | 0 | 0
No | PG&E | Com | Lighting | 2022 T-24: NRA - Grid Integration - Demand Responsive Lighting Systems | On-the-books | Electric Demand (MW) | 0.058973 | 0.052714 | 0.0489 | 0.046579 | 0.04517 | 0.02592 | 0 | 0 | 0 | 0 | 0 | 0 | 0
No | PG&E | Com | Lighting | 2022 T-24: NRA - Indoor Lighting - Lighting Power Densities | On-the-books | Electric Demand (MW) | 0.83421 | 0.82691 | 0.81783 | 0.80699 | 0.79465 | 0.78135 | 0.76783 | 0.75488 | 0.74315 | 0.73306 | 0.72477 | 0.7182 | 0.71314
No | PG&E | Com | Lighting | 2022 T-24: NRA - Indoor Lighting - Multi-zone Occupancy Sensing in Large Offices | On-the-books | Electric Demand (MW) | 0.79873 | 0.76913 | 0.73834 | 0.70737 | 0.67724 | 0.64888 | 0.052912 | 0 | 0 | 0 | 0 | 0 | 0
No | PG&E | Com | Lighting | 2022 T-24: NRA - Outdoor Lighting - Lighting Power Allowances for General Hardscapes | On-the-books | Electric Demand (MW) | 0.25858 | 0.25858 | 0.25858 | 0.25858 | 0.25858 | 0.25858 | 0.25858 | 0.25858 | 0.25858 | 0.25858 | 0.25858 | 0.25858 | 0.25858
No | PG&E | Com | Lighting | 2022 T-24: NRA - Outdoor Lighting - Lighting Zone Reclassification | On-the-books | Electric Demand (MW) | 0.037412 | 0.037412 | 0.037412 | 0.037412 | 0.037412 | 0.037412 | 0.037412 | 0.037412 | 0.037412 | 0.037412 | 0.037412 | 0.037412 | 0.037412
No | PG&E | Com | Lighting | 2019 T-24: NRA-Indoor Lighting-Alterations (Control) | On-the-books | Electric Demand (MW) | 0.0039032 | 0.0036601 | 0.0033761 | 0.003056 | 0.0027091 | 0.0023491 | 0.0019917 | 0.0016523 | 0.0013432 | 0.0010724 | 7.1588e-05 | 0 | 0
No | PG&E | Com | Lighting | 2019 T-24: NRA-Indoor Lighting-Alterations (LPD) | On-the-books | Electric Demand (MW) | 0.13826 | 0.10182 | 0.073159 | 0.051577 | 0.035853 | 0.024672 | 0.016857 | 0.011461 | 0.0077655 | 0.0052493 | 0.0003009 | 0 | 0
No | PG&E | Com | Lighting | 2019 T-24: NRA-Indoor Lighting-New Controls | On-the-books | Electric Demand (MW) | 0.052024 | 0.048783 | 0.044999 | 0.040732 | 0.036109 | 0.03131 | 0.026547 | 0.022023 | 0.017903 | 0.014293 | 0.00095416 | 0 | 0
No | PG&E | Com | Lighting | 2019 T-24: NRA-Indoor Lighting-New LPD | On-the-books | Electric Demand (MW) | 1.3717 | 1.0102 | 0.72581 | 0.51169 | 0.3557 | 0.24478 | 0.16724 | 0.1137 | 0.077042 | 0.052079 | 0.0029853 | 0 | 0
No | PG&E | Com | Lighting | 2019 T-24: NRA-Outdoor Lighting-Controls | On-the-books | Electric Demand (MW) | 0.061336 | 0.057515 | 0.053053 | 0.048023 | 0.042572 | 0.036915 | 0.031299 | 0.025965 | 0.021108 | 0.016852 | 0.0011249 | 0 | 0
No | PG&E | Com | Lighting | 2019 T-24: NRA-Outdoor Lighting-LPA (General Hardscape) | On-the-books | Electric Demand (MW) | 0.027288 | 0.020096 | 0.014439 | 0.01018 | 0.0070763 | 0.0048695 | 0.0033271 | 0.002262 | 0.0015327 | 0.0010361 | 5.9388e-05 | 0 | 0
No | PG&E | Com | Lighting | 2019 T-24: NRA-Outdoor Lighting-LPA (Specific Applications) | On-the-books | Electric Demand (MW) | 0.037112 | 0.027331 | 0.019637 | 0.013844 | 0.0096238 | 0.0066226 | 0.0045249 | 0.0030764 | 0.0020844 | 0.001409 | 8.0768e-05 | 0 | 0
No | PG&E | Com | Lighting | 2022 T-24: NRNC - Controlled Environment Horticulture - Lighting Efficacy | On-the-books | Electric Demand (MW) | 0.81127 | 0.7599 | 0.71339 | 0.6717 | 0.63466 | 0.60202 | 0.57345 | 0.5486 | 0.5271 | 0.50858 | 0.49269 | 0.47911 | 0.46753
No | PG&E | Com | Lighting | 2022 T-24: NRNC - Daylighting - Automatic Daylight Dimming to 10% | On-the-books | Electric Demand (MW) | 0.017904 | 0.017371 | 0.016705 | 0.015892 | 0.014927 | 0.013818 | 0.012591 | 0.011287 | 0.009963 | 0.0086757 | 0.0074777 | 0.006407 | 0.0054841
No | PG&E | Com | Lighting | 2022 T-24: NRNC - Grid Integration - Demand Responsive Lighting Systems | On-the-books | Electric Demand (MW) |  | 0.001986 | 0.0018423 | 0.0017549 | 0.0017018 | 0.0016695 | 0.00165 | 0.0016381 | 0.0016309 | 0.0016265 | 0.0016239 | 0.0016223 | 0.0016213
No | PG&E | Com | Lighting | 2022 T-24: NRNC - Indoor Lighting - Lighting Power Densities | On-the-books | Electric Demand (MW) |  | 0.22631 | 0.22382 | 0.22085 | 0.21748 | 0.21384 | 0.21014 | 0.20659 | 0.20338 | 0.20062 | 0.19835 | 0.19656 | 0.19517
No | PG&E | Com | Lighting | 2022 T-24: NRNC - Indoor Lighting - Multi-zone Occupancy Sensing in Large Offices | On-the-books | Electric Demand (MW) |  | 0.4953 | 0.47547 | 0.45552 | 0.43612 | 0.41786 | 0.40119 | 0.3864 | 0.37361 | 0.36278 | 0.35378 | 0.34641 | 0.34045
No | PG&E | Com | Lighting | 2022 T-24: NRNC - Outdoor Lighting - Nonresidential Lighting Power Allowances for General Hardscapes | On-the-books | Electric Demand (MW) |  | 0.083626 | 0.083626 | 0.083626 | 0.083626 | 0.083626 | 0.083626 | 0.083626 | 0.083626 | 0.083626 | 0.083626 | 0.083626 | 0.083626
No | PG&E | Com | Lighting | 2022 T-24: NRNC - Outdoor Lighting - Nonresidential Lighting Zone Reclassification | On-the-books | Electric Demand (MW) |  | 0.012104 | 0.012104 | 0.012104 | 0.012104 | 0.012104 | 0.012104 | 0.012104 | 0.012104 | 0.012104 | 0.012104 | 0.012104 | 0.012104
No | PG&E | Com | Lighting | 2019 T-24: NRNC-Indoor Lighting-Controls | On-the-books | Electric Demand (MW) |  | 0.045266 | 0.041754 | 0.037795 | 0.033505 | 0.029052 | 0.024633 | 0.020435 | 0.016612 | 0.013263 | 0.010424 | 0.0080874 | 0.0062082
No | PG&E | Com | Lighting | 2019 T-24: NRNC-Indoor Lighting-LPD | On-the-books | Electric Demand (MW) |  | 0.34834 | 0.25028 | 0.17645 | 0.12266 | 0.084405 | 0.05767 | 0.039208 | 0.026566 | 0.017958 | 0.01212 | 0.0081715 | 0.0055052
No | PG&E | Com | Lighting | 2019 T-24: NRNC-Outdoor Lighting-Controls | On-the-books | Electric Demand (MW) |  | 0.019869 | 0.018327 | 0.01659 | 0.014707 | 0.012752 | 0.010812 | 0.0089697 | 0.0072918 | 0.0058215 | 0.0045757 | 0.0035499 | 0.0027251
No | PG&E | Com | Lighting | 2019 T-24: NRNC-Outdoor Lighting-LPA (General Hardscape) | On-the-books | Electric Demand (MW) |  | 0.014227 | 0.011802 | 0.0095945 | 0.0076599 | 0.0060206 | 0.0046709 | 0.0035856 | 0.0027293 | 0.0020638 | 0.0015526 | 0.0011635 | 0.00086932
No | PG&E | Com | Lighting | 2019 T-24: NRNC-Outdoor Lighting-LPA (Specific Applications) | On-the-books | Electric Demand (MW) |  | 0.019348 | 0.016051 | 0.013049 | 0.010417 | 0.0081881 | 0.0063525 | 0.0048764 | 0.0037118 | 0.0028068 | 0.0021116 | 0.0015824 | 0.0011823
No | SCE | Com | Lighting | T-20: Dimming Ballasts | On-the-books | Electric Demand (MW) | 0.46555 | 0.46677 | 0.468 | 0.46922 | 0 | 0 | 0 | 0 | 0 | 0 | 0 | 0 | 0
No | SCE | Com | Lighting | 2008 T-20: General Purpose Lighting -- 60 and 40 watt | On-the-books | Electric Demand (MW) | 0 | 0 | 0 | 0 | 0 | 0 | 0 | 0 | 0 | 0 | 0 | 0 | 0
No | SCE | Com | Lighting | Fed Appliance: General Service Fluorescent Lamps #1 | On-the-books | Electric Demand (MW) | 0.22934 | 0.22881 | 0.22842 | 0.22815 | 0.22795 | 0.22782 | 0.22764 | 0.22749 | 0.22732 | 0.22717 | 0.227 | 0.22684 | 0.22668
No | SCE | Com | Lighting | Fed Appliance: GSFLs | On-the-books | Electric Demand (MW) | 4.1162 | 4.1264 | 4.1365 | 4.1467 | 0 | 0 | 0 | 0 | 0 | 0 | 0 | 0 | 0
No | SCE | Com | Lighting | 2006 T-20: General Service Incandescent Lamps, Tier 2 #3 | On-the-books | Electric Demand (MW) | 6.1058e-05 | 6.1031e-05 | 6.1008e-05 | 6.099e-05 | 6.0975e-05 | 6.0964e-05 | 6.095e-05 | 6.0937e-05 | 6.0924e-05 | 6.0911e-05 | 6.0898e-05 | 6.0885e-05 | 6.0872e-05
No | SCE | Com | Lighting | T-20: GSLs - Original Scope - Tier 2 | On-the-books | Electric Demand (MW) | 0.50479 | 0.48274 | 0.46069 | 0.43864 | 0.41659 | 0.39455 | 0.3725 | 0.35045 | 0.3284 | 0.042256 | 0.039214 | 0.036173 | 0.033132
No | SCE | Com | Lighting | T-20: LED Lamps - Tier 1 | On-the-books | Electric Demand (MW) | 0.12263 | 0.11479 | 0.10695 | 0.099104 | 0.091263 | 0.083421 | 0.075579 | 0.067738 | 0.059896 | 0.052055 | 0.0064241 | 0.0052848 | 0.0041454
No | SCE | Com | Lighting | Fed Appliance: Incandescent Reflector Lamps | On-the-books | Electric Demand (MW) | 0.0007833 | 0.00076409 | 0.00074855 | 0.00073622 | 0.00072659 | 0.00071917 | 0.00071028 | 0.00070237 | 0.00069381 | 0.00068568 | 0.00067727 | 0.00066904 | 0.00066069
No | SCE | Com | Lighting | Fed Appliance: Metal Halide Lamp Fixtures | On-the-books | Electric Demand (MW) | 0.041151 | 0.03965 | 0.038148 | 0.036647 | 0.035145 | 0.033644 | 0.032142 | 0.030641 | 0.02914 | 0.027638 | 0.026137 | 0.024635 | 0.023134
No | SCE | Com | Lighting | 2005 T-20: Modular Furniture Task Lighting Fixtures | On-the-books | Electric Demand (MW) | 0.0022997 | 0.0022931 | 0.0022883 | 0.0022849 | 0.0022824 | 0.0022807 | 0.0022784 | 0.0022765 | 0.0022744 | 0.0022724 | 0.0022703 | 0.0022683 | 0.0022662
No | SCE | Com | Lighting | 2016 T-24: Nonresidential Lighting Alterations (Units = sq ft) | On-the-books | Electric Demand (MW) | 2.2904 | 2.2615 | 2.2309 | 2.1998 | 2.169 | 2.1378 | 2.106 | 0 | 0 | 0 | 0 | 0 | 0
No | SCE | Com | Lighting | 2013 T-24: NRA-Lighting-Alterations-Existing Measures | On-the-books | Electric Demand (MW) | 2.1578 | 2.1304 | 2.1088 | 2.092 | 1.0309 | 0 | 0 | 0 | 0 | 0 | 0 | 0 | 0
No | SCE | Com | Lighting | 2013 T-24: NRA-Lighting-Alterations-New Measures | On-the-books | Electric Demand (MW) | 4.0565 | 4.0076 | 3.9661 | 3.9311 | 1.9348 | 0 | 0 | 0 | 0 | 0 | 0 | 0 | 0
No | SCE | Com | Lighting | 2016 T-24: NRA-Lighting-ASHRAE Elevator Lighting & Ventilation | On-the-books | Electric Demand (MW) | 0.0040014 | 0.0039666 | 0.0039429 | 0.0039268 | 0.0039158 | 0.0039084 | 0.0038987 | 0 | 0 | 0 | 0 | 0 | 0
No | SCE | Com | Lighting | 2013 T-24: NRA-Lighting-Hotel Corridors | On-the-books | Electric Demand (MW) | 0.022986 | 0.022725 | 0.022501 | 0.022311 | 0.010984 | 0 | 0 | 0 | 0 | 0 | 0 | 0 | 0
No | SCE | Com | Lighting | 2013 T-24: NRA-Lighting-MF Building Corridors | On-the-books | Electric Demand (MW) | 0.072687 | 0.072012 | 0.0714 | 0.070847 | 0.034887 | 0 | 0 | 0 | 0 | 0 | 0 | 0 | 0
No | SCE | Com | Lighting | 2013 T-24: NRA-Lighting-Warehouses and Libraries | On-the-books | Electric Demand (MW) | 0.64091 | 0.63256 | 0.62576 | 0.62026 | 0.30538 | 0 | 0 | 0 | 0 | 0 | 0 | 0 | 0
No | SCE | Com | Lighting | 2013 T-24: NRNC-Lighting-DR Lighting Controls | On-the-books | Electric Demand (MW) | 0.2027 | 0.20174 | 0.20114 | 0.20077 | 0.20054 | 0.20039 | 0.20019 | 0.20003 | 0.19985 | 0.19968 | 0.1995 | 0.19932 | 0.19915
No | SCE | Com | Lighting | 2013 T-24: NRNC-Lighting-Hotel Corridors | On-the-books | Electric Demand (MW) | 0.011905 | 0.011671 | 0.01146 | 0.011272 | 0.011106 | 0.010962 | 0.010803 | 0.010654 | 0.010498 | 0.010347 | 0.010193 | 0.01004 | 0.0098869
No | SCE | Com | Lighting | 2013 T-24: NRNC-Lighting-MF Building Corridors | On-the-books | Electric Demand (MW) | 0.085986 | 0.084926 | 0.083914 | 0.082959 | 0.082068 | 0.081244 | 0.080376 | 0.079537 | 0.078678 | 0.077833 | 0.076979 | 0.07613 | 0.075278
No | SCE | Com | Lighting | 2013 T-24: NRNC-Lighting-Office Plug Load Control | On-the-books | Electric Demand (MW) | 0.51205 | 0.50118 | 0.49136 | 0.48264 | 0.47503 | 0.46847 | 0.46121 | 0.45442 | 0.44732 | 0.44042 | 0.43338 | 0.42644 | 0.41943
No | SCE | Com | Lighting | 2013 T-24: NRNC-Lighting-Outdoor Lighting & Controls | On-the-books | Electric Demand (MW) | 0.14642 | 0.14525 | 0.14435 | 0.14367 | 0.14315 | 0.14276 | 0.14228 | 0.14186 | 0.1414 | 0.14097 | 0.14052 | 0.14008 | 0.13964
No | SCE | Com | Lighting | 2013 T-24: NRNC-Lighting-Parking Garage | On-the-books | Electric Demand (MW) | 0.12126 | 0.12041 | 0.11981 | 0.1194 | 0.11912 | 0.11892 | 0.11866 | 0.11844 | 0.1182 | 0.11797 | 0.11774 | 0.11751 | 0.11727
No | SCE | Com | Lighting | 2013 T-24: NRNC-Lighting-Warehouses and Libraries | On-the-books | Electric Demand (MW) | 0.26356 | 0.25595 | 0.24947 | 0.24401 | 0.23947 | 0.23572 | 0.23144 | 0.22751 | 0.22335 | 0.21935 | 0.21524 | 0.2112 | 0.20711
No | SCE | Com | Lighting | 2008 T-24: Sidelighting | On-the-books | Electric Demand (MW) | 0.30352 | 0.302 | 0.30073 | 0.29967 | 0.29879 | 0.29806 | 0.29724 | 0.29648 | 0.29567 | 0.2949 | 0.2941 | 0.29332 | 0.29253
No | SCE | Com | Lighting | 2008 T-24: Skylighting | On-the-books | Electric Demand (MW) | 0.10765 | 0.10745 | 0.1073 | 0.10718 | 0.1071 | 0.10704 | 0.10696 | 0.1069 | 0.10683 | 0.10676 | 0.10669 | 0.10662 | 0.10655
No | SCE | Com | Lighting | T-20: Small Diameter Directional Lamps | On-the-books | Electric Demand (MW) | 2.4742 | 2.3789 | 0 | 0 | 0 | 0 | 0 | 0 | 0 | 0 | 0 | 0 | 0
No | SCE | Com | Lighting | 2008 T-24: Tailored Indoor lighting | On-the-books | Electric Demand (MW) | 0.17958 | 0.1792 | 0.17892 | 0.17871 | 0.17855 | 0.17843 | 0.17828 | 0.17815 | 0.17801 | 0.17787 | 0.17773 | 0.1776 | 0.17746
No | SCE | Com | Lighting | 2019-21 Fed App: Ceiling fan light kits | On-the-books | Electric Demand (MW) | 0.00046193 | 0.00043755 | 0.00041479 | 0.00039341 | 0.00037586 | 0.00036066 | 0.00034352 | 0.00032802 | 0.00027392 | 3.6536e-05 | 3.5143e-05 | 3.3883e-05 | 3.2742e-05
No | SCE | Com | Lighting | 2025 T-24: Daylighting - Revise Automatic Daylighting Controls Exceptions (Alterations) | On-the-books | Electric Demand (MW) |  | 0.0038374 | 0.0040743 | 0.0039547 | 0.0038352 | 0.0037159 | 0.0035971 | 0.0034788 | 0.0033615 | 0.0032452 | 0.0031301 | 0.0030165 | 0.0029046
No | SCE | Com | Lighting | 2025 T-24: Daylighting - Revise Automatic Daylighting Controls Exceptions (New Construction + Additions) | On-the-books | Electric Demand (MW) | 0 | 0.0001756 | 0.0010208 | 0.00099086 | 0.00096091 | 0.00093102 | 0.00090124 | 0.00087162 | 0.00084222 | 0.00081308 | 0.00078426 | 0.00075579 | 0.00072774
No | SCE | Com | Lighting | 2019 T-20: General Service Lamps - Expanded Scope | On-the-books | Electric Demand (MW) |  | 0.10733 | 0.1137 | 0.10384 | 0.012967 | 0.016097 | 0.016012 | 0.01597 | 0.01595 | 0.01594 | 0.015936 | 0.015933 | 0.015932
No | SCE | Com | Lighting | 2016 T-20: LED Quality - Tier 2 | On-the-books | Electric Demand (MW) | 0.0020771 | 0.0020326 | 0.0019843 | 0.0019361 | 0.0018564 | 0.0017828 | 0.001716 | 0.0016562 | 0.0016037 | 0.001558 | 0.0015187 | 0.0014853 | 0.00054404
No | SCE | Com | Lighting | 2022 T-24: NRA - Controlled Environment Horticulture - Lighting Efficacy | On-the-books | Electric Demand (MW) | 0.34185 | 0.3202 | 0.3006 | 0.28304 | 0.26743 | 0.25368 | 0.24164 | 0.23117 | 0.018864 | 0 | 0 | 0 | 0
No | SCE | Com | Lighting | 2022 T-24: NRA - Daylighting - Automatic Daylight Dimming to 10% | On-the-books | Electric Demand (MW) | 0.077662 | 0.075349 | 0.07246 | 0.068935 | 0.064749 | 0.059939 | 0.0046385 | 0 | 0 | 0 | 0 | 0 | 0
No | SCE | Com | Lighting | 2022 T-24: NRA - Grid Integration - Demand Responsive Lighting Systems | On-the-books | Electric Demand (MW) | 0.059884 | 0.053528 | 0.049655 | 0.047299 | 0.045867 | 0.026321 | 0 | 0 | 0 | 0 | 0 | 0 | 0
No | SCE | Com | Lighting | 2022 T-24: NRA - Indoor Lighting - Lighting Power Densities | On-the-books | Electric Demand (MW) | 0.8471 | 0.83968 | 0.83046 | 0.81945 | 0.80693 | 0.79342 | 0.77969 | 0.76654 | 0.75463 | 0.74439 | 0.73597 | 0.7293 | 0.72416
No | SCE | Com | Lighting | 2022 T-24: NRA - Indoor Lighting - Multi-zone Occupancy Sensing in Large Offices | On-the-books | Electric Demand (MW) | 0.81107 | 0.78102 | 0.74975 | 0.7183 | 0.6877 | 0.6589 | 0.053729 | 0 | 0 | 0 | 0 | 0 | 0
No | SCE | Com | Lighting | 2022 T-24: NRA - Outdoor Lighting - Lighting Power Allowances for General Hardscapes | On-the-books | Electric Demand (MW) | 0.26258 | 0.26258 | 0.26258 | 0.26258 | 0.26258 | 0.26258 | 0.26258 | 0.26258 | 0.26258 | 0.26258 | 0.26258 | 0.26258 | 0.26258
No | SCE | Com | Lighting | 2022 T-24: NRA - Outdoor Lighting - Lighting Zone Reclassification | On-the-books | Electric Demand (MW) | 0.03799 | 0.03799 | 0.03799 | 0.03799 | 0.03799 | 0.03799 | 0.03799 | 0.03799 | 0.03799 | 0.03799 | 0.03799 | 0.03799 | 0.03799
No | SCE | Com | Lighting | 2019 T-24: NRA-Indoor Lighting-Alterations (Control) | On-the-books | Electric Demand (MW) | 0.0039635 | 0.0037166 | 0.0034283 | 0.0031032 | 0.002751 | 0.0023854 | 0.0020225 | 0.0016778 | 0.001364 | 0.0010889 | 7.2694e-05 | 0 | 0
No | SCE | Com | Lighting | 2019 T-24: NRA-Indoor Lighting-Alterations (LPD) | On-the-books | Electric Demand (MW) | 0.14039 | 0.10339 | 0.074289 | 0.052373 | 0.036407 | 0.025053 | 0.017118 | 0.011638 | 0.0078854 | 0.0053304 | 0.00030555 | 0 | 0
No | SCE | Com | Lighting | 2019 T-24: NRA-Indoor Lighting-New Controls | On-the-books | Electric Demand (MW) | 0.052828 | 0.049537 | 0.045694 | 0.041361 | 0.036667 | 0.031794 | 0.026957 | 0.022363 | 0.01818 | 0.014514 | 0.0009689 | 0 | 0
No | SCE | Com | Lighting | 2019 T-24: NRA-Indoor Lighting-New LPD | On-the-books | Electric Demand (MW) | 1.3929 | 1.0258 | 0.73703 | 0.5196 | 0.3612 | 0.24856 | 0.16983 | 0.11546 | 0.078232 | 0.052884 | 0.0030314 | 0 | 0
No | SCE | Com | Lighting | 2019 T-24: NRA-Outdoor Lighting-Controls | On-the-books | Electric Demand (MW) | 0.062284 | 0.058404 | 0.053873 | 0.048764 | 0.04323 | 0.037485 | 0.031782 | 0.026366 | 0.021434 | 0.017112 | 0.0011423 | 0 | 0
No | SCE | Com | Lighting | 2019 T-24: NRA-Outdoor Lighting-LPA (General Hardscape) | On-the-books | Electric Demand (MW) | 0.02771 | 0.020407 | 0.014662 | 0.010337 | 0.0071856 | 0.0049448 | 0.0033785 | 0.002297 | 0.0015563 | 0.0010521 | 6.0306e-05 | 0 | 0
No | SCE | Com | Lighting | 2019 T-24: NRA-Outdoor Lighting-LPA (Specific Applications) | On-the-books | Electric Demand (MW) | 0.037685 | 0.027753 | 0.019941 | 0.014058 | 0.0097725 | 0.0067249 | 0.0045948 | 0.0031239 | 0.0021166 | 0.0014308 | 8.2016e-05 | 0 | 0
No | SCE | Com | Lighting | 2022 T-24: NRNC - Controlled Environment Horticulture - Lighting Efficacy | On-the-books | Electric Demand (MW) | 0.8238 | 0.77164 | 0.72441 | 0.68208 | 0.64447 | 0.61132 | 0.58231 | 0.55708 | 0.53524 | 0.51643 | 0.5003 | 0.48651 | 0.47475
No | SCE | Com | Lighting | 2022 T-24: NRNC - Daylighting - Automatic Daylight Dimming to 10% | On-the-books | Electric Demand (MW) | 0.018181 | 0.017639 | 0.016963 | 0.016137 | 0.015158 | 0.014032 | 0.012785 | 0.011462 | 0.010117 | 0.0088097 | 0.0075932 | 0.006506 | 0.0055688
No | SCE | Com | Lighting | 2022 T-24: NRNC - Grid Integration - Demand Responsive Lighting Systems | On-the-books | Electric Demand (MW) |  | 0.0020167 | 0.0018708 | 0.001782 | 0.0017281 | 0.0016953 | 0.0016755 | 0.0016634 | 0.0016561 | 0.0016517 | 0.001649 | 0.0016473 | 0.0016463
No | SCE | Com | Lighting | 2022 T-24: NRNC - Indoor Lighting - Lighting Power Densities | On-the-books | Electric Demand (MW) |  | 0.2298 | 0.22728 | 0.22427 | 0.22084 | 0.21714 | 0.21338 | 0.20978 | 0.20652 | 0.20372 | 0.20142 | 0.19959 | 0.19819
No | SCE | Com | Lighting | 2022 T-24: NRNC - Indoor Lighting - Multi-zone Occupancy Sensing in Large Offices | On-the-books | Electric Demand (MW) |  | 0.50295 | 0.48282 | 0.46256 | 0.44286 | 0.42431 | 0.40739 | 0.39237 | 0.37938 | 0.36838 | 0.35924 | 0.35176 | 0.34571
No | SCE | Com | Lighting | 2022 T-24: NRNC - Outdoor Lighting - Nonresidential Lighting Power Allowances for General Hardscapes | On-the-books | Electric Demand (MW) |  | 0.084918 | 0.084918 | 0.084918 | 0.084918 | 0.084918 | 0.084918 | 0.084918 | 0.084918 | 0.084918 | 0.084918 | 0.084918 | 0.084918
No | SCE | Com | Lighting | 2022 T-24: NRNC - Outdoor Lighting - Nonresidential Lighting Zone Reclassification | On-the-books | Electric Demand (MW) |  | 0.012291 | 0.012291 | 0.012291 | 0.012291 | 0.012291 | 0.012291 | 0.012291 | 0.012291 | 0.012291 | 0.012291 | 0.012291 | 0.012291
No | SCE | Com | Lighting | 2019 T-24: NRNC-Indoor Lighting-Controls | On-the-books | Electric Demand (MW) |  | 0.045965 | 0.042399 | 0.038378 | 0.034022 | 0.029501 | 0.025013 | 0.020751 | 0.016869 | 0.013467 | 0.010585 | 0.0082124 | 0.0063042
No | SCE | Com | Lighting | 2019 T-24: NRNC-Indoor Lighting-LPD | On-the-books | Electric Demand (MW) |  | 0.35372 | 0.25415 | 0.17917 | 0.12455 | 0.085709 | 0.058561 | 0.039814 | 0.026977 | 0.018236 | 0.012308 | 0.0082977 | 0.0055902
No | SCE | Com | Lighting | 2019 T-24: NRNC-Outdoor Lighting-Controls | On-the-books | Electric Demand (MW) |  | 0.020176 | 0.018611 | 0.016846 | 0.014934 | 0.012949 | 0.010979 | 0.0091083 | 0.0074045 | 0.0059114 | 0.0046464 | 0.0036048 | 0.0027672
No | SCE | Com | Lighting | 2019 T-24: NRNC-Outdoor Lighting-LPA (General Hardscape) | On-the-books | Electric Demand (MW) |  | 0.014446 | 0.011985 | 0.0097428 | 0.0077782 | 0.0061136 | 0.0047431 | 0.003641 | 0.0027715 | 0.0020957 | 0.0015766 | 0.0011815 | 0.00088275
No | SCE | Com | Lighting | 2019 T-24: NRNC-Outdoor Lighting-LPA (Specific Applications) | On-the-books | Electric Demand (MW) |  | 0.019647 | 0.016299 | 0.01325 | 0.010578 | 0.0083145 | 0.0064506 | 0.0049517 | 0.0037692 | 0.0028501 | 0.0021442 | 0.0016068 | 0.0012005
No | SDG&E | Com | Lighting | T-20: Dimming Ballasts | On-the-books | Electric Demand (MW) | 0.09572 | 0.095971 | 0.096223 | 0.096475 | 0 | 0 | 0 | 0 | 0 | 0 | 0 | 0 | 0
No | SDG&E | Com | Lighting | 2008 T-20: General Purpose Lighting -- 60 and 40 watt | On-the-books | Electric Demand (MW) | 0 | 0 | 0 | 0 | 0 | 0 | 0 | 0 | 0 | 0 | 0 | 0 | 0
No | SDG&E | Com | Lighting | Fed Appliance: General Service Fluorescent Lamps #1 | On-the-books | Electric Demand (MW) | 0.047154 | 0.047044 | 0.046965 | 0.046909 | 0.046869 | 0.046841 | 0.046804 | 0.046773 | 0.046739 | 0.046707 | 0.046673 | 0.04664 | 0.046607
No | SDG&E | Com | Lighting | Fed Appliance: GSFLs | On-the-books | Electric Demand (MW) | 0.84632 | 0.84841 | 0.8505 | 0.85259 | 0 | 0 | 0 | 0 | 0 | 0 | 0 | 0 | 0
No | SDG&E | Com | Lighting | 2006 T-20: General Service Incandescent Lamps, Tier 2 #3 | On-the-books | Electric Demand (MW) | 1.2554e-05 | 1.2548e-05 | 1.2544e-05 | 1.254e-05 | 1.2537e-05 | 1.2535e-05 | 1.2532e-05 | 1.2529e-05 | 1.2526e-05 | 1.2524e-05 | 1.2521e-05 | 1.2518e-05 | 1.2516e-05
No | SDG&E | Com | Lighting | T-20: GSLs - Original Scope - Tier 2 | On-the-books | Electric Demand (MW) | 0.10379 | 0.099254 | 0.094721 | 0.090188 | 0.085654 | 0.081121 | 0.076588 | 0.072055 | 0.067521 | 0.008688 | 0.0080627 | 0.0074375 | 0.0068122
No | SDG&E | Com | Lighting | T-20: LED Lamps - Tier 1 | On-the-books | Electric Demand (MW) | 0.025213 | 0.023601 | 0.021989 | 0.020376 | 0.018764 | 0.017152 | 0.01554 | 0.013927 | 0.012315 | 0.010703 | 0.0013208 | 0.0010866 | 0.00085232
No | SDG&E | Com | Lighting | Fed Appliance: Incandescent Reflector Lamps | On-the-books | Electric Demand (MW) | 0.00016105 | 0.0001571 | 0.00015391 | 0.00015137 | 0.00014939 | 0.00014787 | 0.00014604 | 0.00014441 | 0.00014265 | 0.00014098 | 0.00013925 | 0.00013756 | 0.00013584
No | SDG&E | Com | Lighting | Fed Appliance: Metal Halide Lamp Fixtures | On-the-books | Electric Demand (MW) | 0.008461 | 0.0081523 | 0.0078435 | 0.0075348 | 0.0072261 | 0.0069174 | 0.0066087 | 0.0063 | 0.0059913 | 0.0056826 | 0.0053739 | 0.0050651 | 0.0047564
No | SDG&E | Com | Lighting | 2005 T-20: Modular Furniture Task Lighting Fixtures | On-the-books | Electric Demand (MW) | 0.00047283 | 0.00047147 | 0.00047049 | 0.00046979 | 0.00046928 | 0.00046892 | 0.00046846 | 0.00046807 | 0.00046763 | 0.00046722 | 0.00046679 | 0.00046638 | 0.00046595
No | SDG&E | Com | Lighting | 2016 T-24: Nonresidential Lighting Alterations (Units = sq ft) | On-the-books | Electric Demand (MW) | 0.47092 | 0.46497 | 0.4587 | 0.45229 | 0.44596 | 0.43955 | 0.43301 | 0 | 0 | 0 | 0 | 0 | 0
No | SDG&E | Com | Lighting | 2013 T-24: NRA-Lighting-Alterations-Existing Measures | On-the-books | Electric Demand (MW) | 0.44366 | 0.43803 | 0.43359 | 0.43013 | 0.21197 | 0 | 0 | 0 | 0 | 0 | 0 | 0 | 0
No | SDG&E | Com | Lighting | 2013 T-24: NRA-Lighting-Alterations-New Measures | On-the-books | Electric Demand (MW) | 0.83405 | 0.82399 | 0.81546 | 0.80826 | 0.3978 | 0 | 0 | 0 | 0 | 0 | 0 | 0 | 0
No | SDG&E | Com | Lighting | 2016 T-24: NRA-Lighting-ASHRAE Elevator Lighting & Ventilation | On-the-books | Electric Demand (MW) | 0.00082271 | 0.00081555 | 0.00081068 | 0.00080737 | 0.00080512 | 0.0008036 | 0.00080159 | 0 | 0 | 0 | 0 | 0 | 0
No | SDG&E | Com | Lighting | 2013 T-24: NRA-Lighting-Hotel Corridors | On-the-books | Electric Demand (MW) | 0.0047262 | 0.0046724 | 0.0046264 | 0.0045872 | 0.0022584 | 0 | 0 | 0 | 0 | 0 | 0 | 0 | 0
No | SDG&E | Com | Lighting | 2013 T-24: NRA-Lighting-MF Building Corridors | On-the-books | Electric Demand (MW) | 0.014945 | 0.014806 | 0.01468 | 0.014567 | 0.0071731 | 0 | 0 | 0 | 0 | 0 | 0 | 0 | 0
No | SDG&E | Com | Lighting | 2013 T-24: NRA-Lighting-Warehouses and Libraries | On-the-books | Electric Demand (MW) | 0.13178 | 0.13006 | 0.12866 | 0.12753 | 0.062787 | 0 | 0 | 0 | 0 | 0 | 0 | 0 | 0
No | SDG&E | Com | Lighting | 2013 T-24: NRNC-Lighting-DR Lighting Controls | On-the-books | Electric Demand (MW) | 0.041677 | 0.04148 | 0.041356 | 0.041279 | 0.041231 | 0.041203 | 0.041161 | 0.041128 | 0.04109 | 0.041055 | 0.041018 | 0.040982 | 0.040946
No | SDG&E | Com | Lighting | 2013 T-24: NRNC-Lighting-Hotel Corridors | On-the-books | Electric Demand (MW) | 0.0024477 | 0.0023997 | 0.0023563 | 0.0023176 | 0.0022835 | 0.0022538 | 0.0022212 | 0.0021905 | 0.0021585 | 0.0021274 | 0.0020957 | 0.0020644 | 0.0020328
No | SDG&E | Com | Lighting | 2013 T-24: NRNC-Lighting-MF Building Corridors | On-the-books | Electric Demand (MW) | 0.017679 | 0.017461 | 0.017253 | 0.017057 | 0.016874 | 0.016704 | 0.016526 | 0.016353 | 0.016177 | 0.016003 | 0.015827 | 0.015653 | 0.015478
No | SDG&E | Com | Lighting | 2013 T-24: NRNC-Lighting-Office Plug Load Control | On-the-books | Electric Demand (MW) | 0.10528 | 0.10304 | 0.10103 | 0.099235 | 0.09767 | 0.096321 | 0.094829 | 0.093432 | 0.091971 | 0.090553 | 0.089106 | 0.087679 | 0.086239
No | SDG&E | Com | Lighting | 2013 T-24: NRNC-Lighting-Outdoor Lighting & Controls | On-the-books | Electric Demand (MW) | 0.030105 | 0.029864 | 0.02968 | 0.029539 | 0.029433 | 0.029352 | 0.029254 | 0.029167 | 0.029073 | 0.028984 | 0.028892 | 0.028802 | 0.02871
No | SDG&E | Com | Lighting | 2013 T-24: NRNC-Lighting-Parking Garage | On-the-books | Electric Demand (MW) | 0.024932 | 0.024757 | 0.024635 | 0.02455 | 0.024491 | 0.02445 | 0.024398 | 0.024353 | 0.024303 | 0.024256 | 0.024207 | 0.02416 | 0.024112
No | SDG&E | Com | Lighting | 2013 T-24: NRNC-Lighting-Warehouses and Libraries | On-the-books | Electric Demand (MW) | 0.054189 | 0.052625 | 0.051292 | 0.05017 | 0.049236 | 0.048465 | 0.047585 | 0.046778 | 0.045923 | 0.045099 | 0.044254 | 0.043424 | 0.042584
No | SDG&E | Com | Lighting | 2008 T-24: Sidelighting | On-the-books | Electric Demand (MW) | 0.062406 | 0.062093 | 0.061832 | 0.061614 | 0.061433 | 0.061284 | 0.061114 | 0.060958 | 0.060792 | 0.060633 | 0.060469 | 0.060308 | 0.060146
No | SDG&E | Com | Lighting | 2008 T-24: Skylighting | On-the-books | Electric Demand (MW) | 0.022134 | 0.022092 | 0.022061 | 0.022038 | 0.022021 | 0.022008 | 0.021993 | 0.021979 | 0.021964 | 0.021951 | 0.021936 | 0.021922 | 0.021908
No | SDG&E | Com | Lighting | T-20: Small Diameter Directional Lamps | On-the-books | Electric Demand (MW) | 0.50871 | 0.48912 | 0 | 0 | 0 | 0 | 0 | 0 | 0 | 0 | 0 | 0 | 0
No | SDG&E | Com | Lighting | 2008 T-24: Tailored Indoor lighting | On-the-books | Electric Demand (MW) | 0.036922 | 0.036846 | 0.036788 | 0.036744 | 0.036711 | 0.036686 | 0.036655 | 0.036629 | 0.036599 | 0.036572 | 0.036543 | 0.036515 | 0.036487
No | SDG&E | Com | Lighting | 2019-21 Fed App: Ceiling fan light kits | On-the-books | Electric Demand (MW) | 9.4975e-05 | 8.9962e-05 | 8.5284e-05 | 8.0889e-05 | 7.7279e-05 | 7.4154e-05 | 7.0631e-05 | 6.7442e-05 | 5.632e-05 | 7.5121e-06 | 7.2257e-06 | 6.9665e-06 | 6.732e-06
No | SDG&E | Com | Lighting | 2025 T-24: Daylighting - Revise Automatic Daylighting Controls Exceptions (Alterations) | On-the-books | Electric Demand (MW) |  | 0.00078899 | 0.00083769 | 0.00081312 | 0.00078855 | 0.00076402 | 0.00073958 | 0.00071527 | 0.00069114 | 0.00066723 | 0.00064358 | 0.00062022 | 0.0005972
No | SDG&E | Com | Lighting | 2025 T-24: Daylighting - Revise Automatic Daylighting Controls Exceptions (New Construction + Additions) | On-the-books | Electric Demand (MW) | 0 | 3.6104e-05 | 0.00020988 | 0.00020373 | 0.00019757 | 0.00019142 | 0.0001853 | 0.00017921 | 0.00017317 | 0.00016717 | 0.00016125 | 0.0001554 | 0.00014963
No | SDG&E | Com | Lighting | 2019 T-20: General Service Lamps - Expanded Scope | On-the-books | Electric Demand (MW) |  | 0.022067 | 0.023377 | 0.02135 | 0.0026662 | 0.0033097 | 0.0032921 | 0.0032836 | 0.0032795 | 0.0032775 | 0.0032765 | 0.003276 | 0.0032758
No | SDG&E | Com | Lighting | 2016 T-20: LED Quality - Tier 2 | On-the-books | Electric Demand (MW) | 0.00042707 | 0.00041791 | 0.00040798 | 0.00039807 | 0.0003817 | 0.00036656 | 0.00035281 | 0.00034053 | 0.00032972 | 0.00032033 | 0.00031226 | 0.0003054 | 0.00011186
No | SDG&E | Com | Lighting | 2022 T-24: NRA - Controlled Environment Horticulture - Lighting Efficacy | On-the-books | Electric Demand (MW) | 0.070287 | 0.065836 | 0.061806 | 0.058195 | 0.054986 | 0.052158 | 0.049683 | 0.04753 | 0.0038785 | 0 | 0 | 0 | 0
No | SDG&E | Com | Lighting | 2022 T-24: NRA - Daylighting - Automatic Daylight Dimming to 10% | On-the-books | Electric Demand (MW) | 0.015968 | 0.015492 | 0.014898 | 0.014173 | 0.013313 | 0.012324 | 0.00095371 | 0 | 0 | 0 | 0 | 0 | 0
No | SDG&E | Com | Lighting | 2022 T-24: NRA - Grid Integration - Demand Responsive Lighting Systems | On-the-books | Electric Demand (MW) | 0.012312 | 0.011006 | 0.010209 | 0.009725 | 0.0094307 | 0.0054118 | 0 | 0 | 0 | 0 | 0 | 0 | 0
No | SDG&E | Com | Lighting | 2022 T-24: NRA - Indoor Lighting - Lighting Power Densities | On-the-books | Electric Demand (MW) | 0.17417 | 0.17264 | 0.17075 | 0.16849 | 0.16591 | 0.16313 | 0.16031 | 0.15761 | 0.15516 | 0.15305 | 0.15132 | 0.14995 | 0.14889
No | SDG&E | Com | Lighting | 2022 T-24: NRA - Indoor Lighting - Multi-zone Occupancy Sensing in Large Offices | On-the-books | Electric Demand (MW) | 0.16676 | 0.16058 | 0.15415 | 0.14769 | 0.1414 | 0.13547 | 0.011047 | 0 | 0 | 0 | 0 | 0 | 0
No | SDG&E | Com | Lighting | 2022 T-24: NRA - Outdoor Lighting - Lighting Power Allowances for General Hardscapes | On-the-books | Electric Demand (MW) | 0.053987 | 0.053987 | 0.053987 | 0.053987 | 0.053987 | 0.053987 | 0.053987 | 0.053987 | 0.053987 | 0.053987 | 0.053987 | 0.053987 | 0.053987
No | SDG&E | Com | Lighting | 2022 T-24: NRA - Outdoor Lighting - Lighting Zone Reclassification | On-the-books | Electric Demand (MW) | 0.0078109 | 0.0078109 | 0.0078109 | 0.0078109 | 0.0078109 | 0.0078109 | 0.0078109 | 0.0078109 | 0.0078109 | 0.0078109 | 0.0078109 | 0.0078109 | 0.0078109
No | SDG&E | Com | Lighting | 2019 T-24: NRA-Indoor Lighting-Alterations (Control) | On-the-books | Electric Demand (MW) | 0.00081492 | 0.00076416 | 0.00070487 | 0.00063804 | 0.00056562 | 0.00049045 | 0.00041584 | 0.00034497 | 0.00028044 | 0.00022389 | 1.4946e-05 | 0 | 0
No | SDG&E | Com | Lighting | 2019 T-24: NRA-Indoor Lighting-Alterations (LPD) | On-the-books | Electric Demand (MW) | 0.028866 | 0.021259 | 0.015274 | 0.010768 | 0.0074856 | 0.0051512 | 0.0035195 | 0.0023929 | 0.0016213 | 0.001096 | 6.2823e-05 | 0 | 0
No | SDG&E | Com | Lighting | 2019 T-24: NRA-Indoor Lighting-New Controls | On-the-books | Electric Demand (MW) | 0.010862 | 0.010185 | 0.009395 | 0.0085041 | 0.0075389 | 0.0065371 | 0.0055425 | 0.004598 | 0.0037379 | 0.0029842 | 0.00019921 | 0 | 0
No | SDG&E | Com | Lighting | 2019 T-24: NRA-Indoor Lighting-New LPD | On-the-books | Electric Demand (MW) | 0.28638 | 0.21091 | 0.15154 | 0.10683 | 0.074265 | 0.051105 | 0.034918 | 0.02374 | 0.016085 | 0.010873 | 0.00062327 | 0 | 0
No | SDG&E | Com | Lighting | 2019 T-24: NRA-Outdoor Lighting-Controls | On-the-books | Electric Demand (MW) | 0.012806 | 0.012008 | 0.011077 | 0.010026 | 0.0088883 | 0.0077071 | 0.0065346 | 0.005421 | 0.004407 | 0.0035183 | 0.00023487 | 0 | 0
No | SDG&E | Com | Lighting | 2019 T-24: NRA-Outdoor Lighting-LPA (General Hardscape) | On-the-books | Electric Demand (MW) | 0.0056973 | 0.0041958 | 0.0030147 | 0.0021253 | 0.0014774 | 0.0010167 | 0.00069465 | 0.00047227 | 0.00031999 | 0.00021631 | 1.2399e-05 | 0 | 0
No | SDG&E | Com | Lighting | 2019 T-24: NRA-Outdoor Lighting-LPA (Specific Applications) | On-the-books | Electric Demand (MW) | 0.0077483 | 0.0057062 | 0.0041 | 0.0028904 | 0.0020093 | 0.0013827 | 0.00094472 | 0.00064229 | 0.00043519 | 0.00029418 | 1.6863e-05 | 0 | 0
No | SDG&E | Com | Lighting | 2022 T-24: NRNC - Controlled Environment Horticulture - Lighting Efficacy | On-the-books | Electric Demand (MW) | 0.16938 | 0.15865 | 0.14894 | 0.14024 | 0.13251 | 0.12569 | 0.11973 | 0.11454 | 0.11005 | 0.10618 | 0.10287 | 0.10003 | 0.097612
No | SDG&E | Com | Lighting | 2022 T-24: NRNC - Daylighting - Automatic Daylight Dimming to 10% | On-the-books | Electric Demand (MW) | 0.003738 | 0.0036267 | 0.0034877 | 0.003318 | 0.0031165 | 0.002885 | 0.0026287 | 0.0023566 | 0.0020801 | 0.0018113 | 0.0015612 | 0.0013377 | 0.001145
No | SDG&E | Com | Lighting | 2022 T-24: NRNC - Grid Integration - Demand Responsive Lighting Systems | On-the-books | Electric Demand (MW) |  | 0.00041465 | 0.00038465 | 0.0003664 | 0.00035531 | 0.00034857 | 0.00034449 | 0.00034201 | 0.0003405 | 0.00033959 | 0.00033904 | 0.0003387 | 0.0003385
No | SDG&E | Com | Lighting | 2022 T-24: NRNC - Indoor Lighting - Lighting Power Densities | On-the-books | Electric Demand (MW) |  | 0.047249 | 0.04673 | 0.046111 | 0.045406 | 0.044646 | 0.043873 | 0.043133 | 0.042463 | 0.041887 | 0.041413 | 0.041038 | 0.040749
No | SDG&E | Com | Lighting | 2022 T-24: NRNC - Indoor Lighting - Multi-zone Occupancy Sensing in Large Offices | On-the-books | Electric Demand (MW) |  | 0.10341 | 0.099271 | 0.095106 | 0.091055 | 0.087242 | 0.083762 | 0.080675 | 0.078004 | 0.075742 | 0.073863 | 0.072324 | 0.071081
No | SDG&E | Com | Lighting | 2022 T-24: NRNC - Outdoor Lighting - Nonresidential Lighting Power Allowances for General Hardscapes | On-the-books | Electric Demand (MW) |  | 0.01746 | 0.01746 | 0.01746 | 0.01746 | 0.01746 | 0.01746 | 0.01746 | 0.01746 | 0.01746 | 0.01746 | 0.01746 | 0.01746
No | SDG&E | Com | Lighting | 2022 T-24: NRNC - Outdoor Lighting - Nonresidential Lighting Zone Reclassification | On-the-books | Electric Demand (MW) |  | 0.0025271 | 0.0025271 | 0.0025271 | 0.0025271 | 0.0025271 | 0.0025271 | 0.0025271 | 0.0025271 | 0.0025271 | 0.0025271 | 0.0025271 | 0.0025271
No | SDG&E | Com | Lighting | 2019 T-24: NRNC-Indoor Lighting-Controls | On-the-books | Electric Demand (MW) |  | 0.0094507 | 0.0087175 | 0.0078909 | 0.0069952 | 0.0060657 | 0.0051429 | 0.0042665 | 0.0034684 | 0.002769 | 0.0021764 | 0.0016885 | 0.0012962
No | SDG&E | Com | Lighting | 2019 T-24: NRNC-Indoor Lighting-LPD | On-the-books | Electric Demand (MW) |  | 0.072727 | 0.052254 | 0.036839 | 0.025609 | 0.017622 | 0.012041 | 0.0081861 | 0.0055466 | 0.0037494 | 0.0025305 | 0.0017061 | 0.0011494
No | SDG&E | Com | Lighting | 2019 T-24: NRNC-Outdoor Lighting-Controls | On-the-books | Electric Demand (MW) |  | 0.0041483 | 0.0038265 | 0.0034636 | 0.0030705 | 0.0026625 | 0.0022574 | 0.0018727 | 0.0015224 | 0.0012154 | 0.00095532 | 0.00074116 | 0.00056894
No | SDG&E | Com | Lighting | 2019 T-24: NRNC-Outdoor Lighting-LPA (General Hardscape) | On-the-books | Electric Demand (MW) |  | 0.0029703 | 0.0024641 | 0.0020032 | 0.0015992 | 0.001257 | 0.00097521 | 0.00074861 | 0.00056983 | 0.00043089 | 0.00032416 | 0.00024292 | 0.0001815
No | SDG&E | Com | Lighting | 2019 T-24: NRNC-Outdoor Lighting-LPA (Specific Applications) | On-the-books | Electric Demand (MW) |  | 0.0040396 | 0.0033512 | 0.0027243 | 0.002175 | 0.0017095 | 0.0013263 | 0.0010181 | 0.00077497 | 0.00058601 | 0.00044086 | 0.00033037 | 0.00024684
No | PG&E | Res | Lighting | T-20: Dimming Ballasts | On-the-books | Electric Demand (MW) | 0.078952 | 0.07916 | 0.079367 | 0.079575 | 0 | 0 | 0 | 0 | 0 | 0 | 0 | 0 | 0
No | PG&E | Res | Lighting | 2008 T-20: General Purpose Lighting -- 60 and 40 watt | On-the-books | Electric Demand (MW) | 0 | 0 | 0 | 0 | 0 | 0 | 0 | 0 | 0 | 0 | 0 | 0 | 0
No | PG&E | Res | Lighting | Fed Appliance: General Service Fluorescent Lamps #1 | On-the-books | Electric Demand (MW) | 0.25761 | 0.25701 | 0.25658 | 0.25627 | 0.25605 | 0.2559 | 0.2557 | 0.25553 | 0.25534 | 0.25517 | 0.25498 | 0.2548 | 0.25462
No | PG&E | Res | Lighting | Fed Appliance: GSFLs | On-the-books | Electric Demand (MW) | 4.6236 | 4.635 | 4.6464 | 4.6578 | 0 | 0 | 0 | 0 | 0 | 0 | 0 | 0 | 0
No | PG&E | Res | Lighting | 2006 T-20: General Service Incandescent Lamps, Tier 2 #3 | On-the-books | Electric Demand (MW) | 0.0014101 | 0.0014095 | 0.001409 | 0.0014086 | 0.0014082 | 0.001408 | 0.0014076 | 0.0014073 | 0.001407 | 0.0014067 | 0.0014064 | 0.0014061 | 0.0014058
No | PG&E | Res | Lighting | T-20: GSLs - Original Scope - Tier 2 | On-the-books | Electric Demand (MW) | 11.658 | 11.1488 | 10.6396 | 10.1304 | 9.6212 | 9.112 | 8.6028 | 8.0936 | 7.5844 | 0.97589 | 0.90566 | 0.83542 | 0.76519
No | PG&E | Res | Lighting | T-20: LED Lamps - Tier 1 | On-the-books | Electric Demand (MW) | 2.8321 | 2.651 | 2.4699 | 2.2888 | 2.1077 | 1.9266 | 1.7455 | 1.5644 | 1.3833 | 1.2022 | 0.14837 | 0.12205 | 0.095738
No | PG&E | Res | Lighting | Fed Appliance: Incandescent Reflector Lamps | On-the-books | Electric Demand (MW) | 0.0043203 | 0.0042143 | 0.0041286 | 0.0040606 | 0.0040075 | 0.0039666 | 0.0039175 | 0.0038739 | 0.0038267 | 0.0037819 | 0.0037355 | 0.0036901 | 0.003644
No | PG&E | Res | Lighting | 2005 T-20: Modular Furniture Task Lighting Fixtures | On-the-books | Electric Demand (MW) | 0.00039 | 0.00038888 | 0.00038807 | 0.00038749 | 0.00038708 | 0.00038678 | 0.0003864 | 0.00038607 | 0.00038571 | 0.00038537 | 0.00038502 | 0.00038468 | 0.00038433
No | PG&E | Res | Lighting | 2008 T-20: Portable Lighting Fixtures | On-the-books | Electric Demand (MW) | 0.20526 | 0.20524 | 0.20522 | 0.20522 | 0.20521 | 0.20521 | 0.2052 | 0.2052 | 0.2052 | 0.20519 | 0.20519 | 0.20518 | 0.20518
No | PG&E | Res | Lighting | T-20: Small Diameter Directional Lamps | On-the-books | Electric Demand (MW) | 3.7764 | 3.6309 | 0 | 0 | 0 | 0 | 0 | 0 | 0 | 0 | 0 | 0 | 0
No | PG&E | Res | Lighting | 2019-21 Fed App: Ceiling fan light kits | On-the-books | Electric Demand (MW) | 0.013396 | 0.012689 | 0.012029 | 0.011409 | 0.0109 | 0.010459 | 0.0099621 | 0.0095124 | 0.0079437 | 0.0010595 | 0.0010191 | 0.00098259 | 0.00094952
No | PG&E | Res | Lighting | 2019 T-20: General Service Lamps - Expanded Scope | On-the-books | Electric Demand (MW) |  | 2.4787 | 2.6259 | 2.3982 | 0.29948 | 0.37177 | 0.36979 | 0.36883 | 0.36837 | 0.36814 | 0.36804 | 0.36798 | 0.36796
No | PG&E | Res | Lighting | 2016 T-20: LED Quality - Tier 2 | On-the-books | Electric Demand (MW) | 0.0031703 | 0.0031023 | 0.0030286 | 0.002955 | 0.0028335 | 0.0027211 | 0.0026191 | 0.0025279 | 0.0024477 | 0.0023779 | 0.002318 | 0.0022671 | 0.00083037
No | PG&E | Res | Lighting | 2022 T-24: MFA - Outdoor Lighting - Lighting Power Allowances | On-the-books | Electric Demand (MW) | 0.3155 | 0.3155 | 0.3155 | 0.3155 | 0.3155 | 0.3155 | 0.3155 | 0.3155 | 0.3155 | 0.3155 | 0.3155 | 0.3155 | 0.3155
No | PG&E | Res | Lighting | 2022 T-24: MFNC - Outdoor Lighting - Lighting Power Allowances | On-the-books | Electric Demand (MW) | 0.076743 | 0.076743 | 0.076743 | 0.076743 | 0.076743 | 0.076743 | 0.076743 | 0.076743 | 0.076743 | 0.076743 | 0.076743 | 0.076743 | 0.076743
No | SCE | Res | Lighting | T-20: Dimming Ballasts | On-the-books | Electric Demand (MW) | 0.076179 | 0.07638 | 0.07658 | 0.07678 | 0 | 0 | 0 | 0 | 0 | 0 | 0 | 0 | 0
No | SCE | Res | Lighting | 2008 T-20: General Purpose Lighting -- 60 and 40 watt | On-the-books | Electric Demand (MW) | 0 | 0 | 0 | 0 | 0 | 0 | 0 | 0 | 0 | 0 | 0 | 0 | 0
No | SCE | Res | Lighting | Fed Appliance: General Service Fluorescent Lamps #1 | On-the-books | Electric Demand (MW) | 0.24856 | 0.24798 | 0.24757 | 0.24727 | 0.24706 | 0.24691 | 0.24672 | 0.24656 | 0.24637 | 0.24621 | 0.24603 | 0.24586 | 0.24568
No | SCE | Res | Lighting | Fed Appliance: GSFLs | On-the-books | Electric Demand (MW) | 4.4612 | 4.4722 | 4.4832 | 4.4943 | 0 | 0 | 0 | 0 | 0 | 0 | 0 | 0 | 0
No | SCE | Res | Lighting | 2006 T-20: General Service Incandescent Lamps, Tier 2 #3 | On-the-books | Electric Demand (MW) | 0.0013606 | 0.00136 | 0.0013595 | 0.0013591 | 0.0013588 | 0.0013585 | 0.0013582 | 0.0013579 | 0.0013576 | 0.0013573 | 0.001357 | 0.0013568 | 0.0013565
No | SCE | Res | Lighting | T-20: GSLs - Original Scope - Tier 2 | On-the-books | Electric Demand (MW) | 11.2486 | 10.7573 | 10.266 | 9.7746 | 9.2833 | 8.792 | 8.3007 | 7.8094 | 7.318 | 0.94162 | 0.87385 | 0.80608 | 0.73831
No | SCE | Res | Lighting | T-20: LED Lamps - Tier 1 | On-the-books | Electric Demand (MW) | 2.7327 | 2.5579 | 2.3832 | 2.2084 | 2.0337 | 1.8589 | 1.6842 | 1.5095 | 1.3347 | 1.16 | 0.14315 | 0.11777 | 0.092375
No | SCE | Res | Lighting | Fed Appliance: Incandescent Reflector Lamps | On-the-books | Electric Demand (MW) | 0.0041685 | 0.0040663 | 0.0039836 | 0.003918 | 0.0038667 | 0.0038273 | 0.00378 | 0.0037379 | 0.0036923 | 0.0036491 | 0.0036043 | 0.0035605 | 0.003516
No | SCE | Res | Lighting | 2005 T-20: Modular Furniture Task Lighting Fixtures | On-the-books | Electric Demand (MW) | 0.0003763 | 0.00037522 | 0.00037444 | 0.00037389 | 0.00037348 | 0.00037319 | 0.00037283 | 0.00037251 | 0.00037217 | 0.00037184 | 0.0003715 | 0.00037117 | 0.00037083
No | SCE | Res | Lighting | 2008 T-20: Portable Lighting Fixtures | On-the-books | Electric Demand (MW) | 0.19805 | 0.19803 | 0.19802 | 0.19801 | 0.198 | 0.198 | 0.198 | 0.19799 | 0.19799 | 0.19799 | 0.19798 | 0.19798 | 0.19797
No | SCE | Res | Lighting | T-20: Small Diameter Directional Lamps | On-the-books | Electric Demand (MW) | 3.6437 | 3.5034 | 0 | 0 | 0 | 0 | 0 | 0 | 0 | 0 | 0 | 0 | 0
No | SCE | Res | Lighting | 2019-21 Fed App: Ceiling fan light kits | On-the-books | Electric Demand (MW) | 0.012925 | 0.012243 | 0.011606 | 0.011008 | 0.010517 | 0.010092 | 0.0096122 | 0.0091784 | 0.0076647 | 0.0010223 | 0.00098335 | 0.00094808 | 0.00091617
No | SCE | Res | Lighting | 2019 T-20: General Service Lamps - Expanded Scope | On-the-books | Electric Demand (MW) |  | 2.3917 | 2.5337 | 2.314 | 0.28897 | 0.35871 | 0.3568 | 0.35588 | 0.35543 | 0.35521 | 0.35511 | 0.35506 | 0.35503
No | SCE | Res | Lighting | 2016 T-20: LED Quality - Tier 2 | On-the-books | Electric Demand (MW) | 0.003059 | 0.0029934 | 0.0029222 | 0.0028512 | 0.002734 | 0.0026256 | 0.0025271 | 0.0024391 | 0.0023617 | 0.0022944 | 0.0022366 | 0.0021875 | 0.00080121
No | SCE | Res | Lighting | 2022 T-24: MFA - Outdoor Lighting - Lighting Power Allowances | On-the-books | Electric Demand (MW) | 0.30442 | 0.30442 | 0.30442 | 0.30442 | 0.30442 | 0.30442 | 0.30442 | 0.30442 | 0.30442 | 0.30442 | 0.30442 | 0.30442 | 0.30442
No | SCE | Res | Lighting | 2022 T-24: MFNC - Outdoor Lighting - Lighting Power Allowances | On-the-books | Electric Demand (MW) | 0.074048 | 0.074048 | 0.074048 | 0.074048 | 0.074048 | 0.074048 | 0.074048 | 0.074048 | 0.074048 | 0.074048 | 0.074048 | 0.074048 | 0.074048
No | SDG&E | Res | Lighting | T-20: Dimming Ballasts | On-the-books | Electric Demand (MW) | 0.016024 | 0.016066 | 0.016108 | 0.01615 | 0 | 0 | 0 | 0 | 0 | 0 | 0 | 0 | 0
No | SDG&E | Res | Lighting | 2008 T-20: General Purpose Lighting -- 60 and 40 watt | On-the-books | Electric Demand (MW) | 0 | 0 | 0 | 0 | 0 | 0 | 0 | 0 | 0 | 0 | 0 | 0 | 0
No | SDG&E | Res | Lighting | Fed Appliance: General Service Fluorescent Lamps #1 | On-the-books | Electric Demand (MW) | 0.052284 | 0.052161 | 0.052074 | 0.052012 | 0.051968 | 0.051936 | 0.051896 | 0.051861 | 0.051823 | 0.051788 | 0.05175 | 0.051714 | 0.051677
No | SDG&E | Res | Lighting | Fed Appliance: GSFLs | On-the-books | Electric Demand (MW) | 0.93838 | 0.9407 | 0.94302 | 0.94534 | 0 | 0 | 0 | 0 | 0 | 0 | 0 | 0 | 0
No | SDG&E | Res | Lighting | 2006 T-20: General Service Incandescent Lamps, Tier 2 #3 | On-the-books | Electric Demand (MW) | 0.00028619 | 0.00028607 | 0.00028596 | 0.00028588 | 0.00028581 | 0.00028575 | 0.00028569 | 0.00028563 | 0.00028557 | 0.00028551 | 0.00028544 | 0.00028538 | 0.00028532
No | SDG&E | Res | Lighting | T-20: GSLs - Original Scope - Tier 2 | On-the-books | Electric Demand (MW) | 2.3661 | 2.2627 | 2.1594 | 2.056 | 1.9527 | 1.8493 | 1.746 | 1.6426 | 1.5393 | 0.19806 | 0.18381 | 0.16955 | 0.1553
No | SDG&E | Res | Lighting | T-20: LED Lamps - Tier 1 | On-the-books | Electric Demand (MW) | 0.57479 | 0.53804 | 0.50128 | 0.46453 | 0.42777 | 0.39102 | 0.35426 | 0.31751 | 0.28075 | 0.24399 | 0.030112 | 0.024771 | 0.01943
No | SDG&E | Res | Lighting | Fed Appliance: Incandescent Reflector Lamps | On-the-books | Electric Demand (MW) | 0.00087682 | 0.00085532 | 0.00083792 | 0.00082412 | 0.00081334 | 0.00080504 | 0.00079509 | 0.00078623 | 0.00077665 | 0.00076755 | 0.00075813 | 0.00074893 | 0.00073958
No | SDG&E | Res | Lighting | 2005 T-20: Modular Furniture Task Lighting Fixtures | On-the-books | Electric Demand (MW) | 7.9153e-05 | 7.8925e-05 | 7.8762e-05 | 7.8644e-05 | 7.8559e-05 | 7.8499e-05 | 7.8422e-05 | 7.8356e-05 | 7.8282e-05 | 7.8214e-05 | 7.8142e-05 | 7.8073e-05 | 7.8002e-05
No | SDG&E | Res | Lighting | 2008 T-20: Portable Lighting Fixtures | On-the-books | Electric Demand (MW) | 0.041659 | 0.041654 | 0.041651 | 0.04165 | 0.041649 | 0.041648 | 0.041647 | 0.041646 | 0.041646 | 0.041645 | 0.041644 | 0.041643 | 0.041642
No | SDG&E | Res | Lighting | T-20: Small Diameter Directional Lamps | On-the-books | Electric Demand (MW) | 0.76643 | 0.73692 | 0 | 0 | 0 | 0 | 0 | 0 | 0 | 0 | 0 | 0 | 0
No | SDG&E | Res | Lighting | 2019-21 Fed App: Ceiling fan light kits | On-the-books | Electric Demand (MW) | 0.0027188 | 0.0025753 | 0.0024413 | 0.0023155 | 0.0022122 | 0.0021227 | 0.0020219 | 0.0019306 | 0.0016122 | 0.00021504 | 0.00020684 | 0.00019942 | 0.00019271
No | SDG&E | Res | Lighting | 2019 T-20: General Service Lamps - Expanded Scope | On-the-books | Electric Demand (MW) |  | 0.50307 | 0.53294 | 0.48673 | 0.060782 | 0.075452 | 0.075051 | 0.074857 | 0.074763 | 0.074717 | 0.074695 | 0.074684 | 0.074679
No | SDG&E | Res | Lighting | 2016 T-20: LED Quality - Tier 2 | On-the-books | Electric Demand (MW) | 0.00064343 | 0.00062963 | 0.00061467 | 0.00059974 | 0.00057508 | 0.00055227 | 0.00053156 | 0.00051305 | 0.00049677 | 0.00048262 | 0.00047046 | 0.00046012 | 0.00016853
No | SDG&E | Res | Lighting | 2022 T-24: MFA - Outdoor Lighting - Lighting Power Allowances | On-the-books | Electric Demand (MW) | 0.064032 | 0.064032 | 0.064032 | 0.064032 | 0.064032 | 0.064032 | 0.064032 | 0.064032 | 0.064032 | 0.064032 | 0.064032 | 0.064032 | 0.064032
No | SDG&E | Res | Lighting | 2022 T-24: MFNC - Outdoor Lighting - Lighting Power Allowances | On-the-books | Electric Demand (MW) | 0.015575 | 0.015575 | 0.015575 | 0.015575 | 0.015575 | 0.015575 | 0.015575 | 0.015575 | 0.015575 | 0.015575 | 0.015575 | 0.015575 | 0.015575
No | PG&E | Com | AppPlug | Fed Appliance: Commercial Clothes Washers #1 | On-the-books | Gas Energy (MMTherm/year) | 0.0065783 | 0.0065777 | 0.0065772 | 0.0065768 | 0.0065765 | 0.0065762 | 0.0065759 | 0.0065756 | 0.0065753 | 0.006575 | 0.0065747 | 0.0065744 | 0.0065741
No | PG&E | Com | AppPlug | Fed Appliance: Commercial Clothes Washers | On-the-books | Gas Energy (MMTherm/year) | 0.0045204 | 0.0045204 | 0.0045204 | 0.0045204 | 0.0045204 | 0 | 0 | 0 | 0 | 0 | 0 | 0 | 0
No | PG&E | Com | AppPlug | 2025 T-24: Solar Pool and Water Heating - Solar Pool Heating - Nonresidential (New Construction + Additions) | On-the-books | Gas Energy (MMTherm/year) |  | 0.03757 | 0.074338 | 0.074159 | 0.073988 | 0.073825 | 0.07367 | 0.073523 | 0.073383 | 0.073251 | 0.073125 | 0.073007 | 0.072895
No | SCG | Com | AppPlug | Fed Appliance: Commercial Clothes Washers #1 | On-the-books | Gas Energy (MMTherm/year) | 0.0073267 | 0.007326 | 0.0073255 | 0.0073251 | 0.0073247 | 0.0073244 | 0.0073241 | 0.0073237 | 0.0073234 | 0.0073231 | 0.0073227 | 0.0073224 | 0.0073221
No | SCG | Com | AppPlug | Fed Appliance: Commercial Clothes Washers | On-the-books | Gas Energy (MMTherm/year) | 0.0050346 | 0.0050346 | 0.0050346 | 0.0050346 | 0.0050346 | 0 | 0 | 0 | 0 | 0 | 0 | 0 | 0
No | SCG | Com | AppPlug | 2025 T-24: Solar Pool and Water Heating - Solar Pool Heating - Nonresidential (New Construction + Additions) | On-the-books | Gas Energy (MMTherm/year) |  | 0.041844 | 0.082796 | 0.082596 | 0.082406 | 0.082224 | 0.082052 | 0.081888 | 0.081732 | 0.081585 | 0.081445 | 0.081313 | 0.081188
No | SDG&E | Com | AppPlug | Fed Appliance: Commercial Clothes Washers #1 | On-the-books | Gas Energy (MMTherm/year) | 0.00066472 | 0.00066466 | 0.00066461 | 0.00066457 | 0.00066454 | 0.00066451 | 0.00066448 | 0.00066445 | 0.00066442 | 0.00066439 | 0.00066436 | 0.00066433 | 0.0006643
No | SDG&E | Com | AppPlug | Fed Appliance: Commercial Clothes Washers | On-the-books | Gas Energy (MMTherm/year) | 0.00045677 | 0.00045677 | 0.00045677 | 0.00045677 | 0.00045677 | 0 | 0 | 0 | 0 | 0 | 0 | 0 | 0
No | SDG&E | Com | AppPlug | 2025 T-24: Solar Pool and Water Heating - Solar Pool Heating - Nonresidential (New Construction + Additions) | On-the-books | Gas Energy (MMTherm/year) |  | 0.0037963 | 0.0075117 | 0.0074936 | 0.0074763 | 0.0074598 | 0.0074442 | 0.0074293 | 0.0074152 | 0.0074018 | 0.0073892 | 0.0073772 | 0.0073659
No | PG&E | Res | AppPlug | Fed Appliance: Residential Clothes Dryers | On-the-books | Gas Energy (MMTherm/year) | 0.024984 | 0.024981 | 0.024979 | 0.024977 | 0.024975 | 0.024974 | 0.0042702 | 0.0034442 | 0.003444 | 0.0034438 | 0.0034436 | 0.0034434 | 0.0034432
No | PG&E | Res | AppPlug | Fed Appliance: Residential Clothes Washers (Front Loading) | On-the-books | Gas Energy (MMTherm/year) | 0.1933 | 0.18636 | 0.17967 | 0.17334 | 0.046713 | 0.019891 | 0.019184 | 0.018502 | 0.017803 | 0.017115 | 0.01642 | 0.01573 | 0.015037
No | PG&E | Res | AppPlug | Fed Appliance: Residential Clothes Washers (Top Loading) Tier I | On-the-books | Gas Energy (MMTherm/year) | 0.77373 | 0.74593 | 0.71917 | 0.69381 | 0.18698 | 0.079618 | 0.076787 | 0.074057 | 0.07126 | 0.068508 | 0.065726 | 0.062963 | 0.060188
No | PG&E | Res | AppPlug | Fed Appliance: Residential Clothes Washers - Top-loading | On-the-books | Gas Energy (MMTherm/year) | 0 | 0 | 0 | 0 | 0 | 0 | 0 | 0 | 0 | 0 | 0 | 0 | 0
No | PG&E | Res | AppPlug | Fed Appliance: Residential Dishwashers | On-the-books | Gas Energy (MMTherm/year) | 0.0097574 | 0.0097574 | 0.0097574 | 0.00475 | 0.0012727 | 0.0012727 | 0.0012727 | 0.0012727 | 0.0012727 | 0.0012727 | 0.0012727 | 0.0012727 | 0.0012727
No | PG&E | Res | AppPlug | Fed Appliance: Residential Electric & Gas Ranges | On-the-books | Gas Energy (MMTherm/year) | 0.0092883 | 0.009277 | 0.0092668 | 0.0092576 | 0.0092492 | 0.0092417 | 0.0035576 | 0.001473 | 0.0014718 | 0.0014705 | 0.0014692 | 0.001468 | 0.0014667
No | PG&E | Res | AppPlug | Fed Appliance: Residential Pool Heaters | On-the-books | Gas Energy (MMTherm/year) | 0.00025641 | 0.00025538 | 0.00025437 | 0.00025336 | 0.00025236 | 0.00025138 | 0.00025039 | 0.0002494 | 0.00024841 | 0.00024742 | 0.00024643 | 0.00024544 | 0.00024445
No | PG&E | Res | AppPlug | 2025 T-24: Solar Pool and Water Heating - Solar Pool Heating - Residential (New Construction + Additions) | On-the-books | Gas Energy (MMTherm/year) |  | 0.070727 | 0.13944 | 0.13858 | 0.1377 | 0.13682 | 0.13593 | 0.13503 | 0.13413 | 0.13322 | 0.1323 | 0.13138 | 0.13046
No | SCG | Res | AppPlug | Fed Appliance: Residential Clothes Dryers | On-the-books | Gas Energy (MMTherm/year) | 0.027826 | 0.027823 | 0.027821 | 0.027819 | 0.027817 | 0.027815 | 0.004756 | 0.0038361 | 0.0038359 | 0.0038356 | 0.0038354 | 0.0038352 | 0.0038349
No | SCG | Res | AppPlug | Fed Appliance: Residential Clothes Washers (Front Loading) | On-the-books | Gas Energy (MMTherm/year) | 0.21529 | 0.20756 | 0.20011 | 0.19306 | 0.052028 | 0.022154 | 0.021366 | 0.020607 | 0.019829 | 0.019063 | 0.018289 | 0.01752 | 0.016748
No | SCG | Res | AppPlug | Fed Appliance: Residential Clothes Washers (Top Loading) Tier I | On-the-books | Gas Energy (MMTherm/year) | 0.86176 | 0.8308 | 0.80099 | 0.77275 | 0.20825 | 0.088677 | 0.085523 | 0.082483 | 0.079367 | 0.076302 | 0.073203 | 0.070127 | 0.067035
No | SCG | Res | AppPlug | Fed Appliance: Residential Clothes Washers - Top-loading | On-the-books | Gas Energy (MMTherm/year) | 0 | 0 | 0 | 0 | 0 | 0 | 0 | 0 | 0 | 0 | 0 | 0 | 0
No | SCG | Res | AppPlug | Fed Appliance: Residential Dishwashers | On-the-books | Gas Energy (MMTherm/year) | 0.010868 | 0.010868 | 0.010868 | 0.0052905 | 0.0014175 | 0.0014175 | 0.0014175 | 0.0014175 | 0.0014175 | 0.0014175 | 0.0014175 | 0.0014175 | 0.0014175
No | SCG | Res | AppPlug | Fed Appliance: Residential Electric & Gas Ranges | On-the-books | Gas Energy (MMTherm/year) | 0.010345 | 0.010332 | 0.010321 | 0.010311 | 0.010302 | 0.010293 | 0.0039623 | 0.0016406 | 0.0016392 | 0.0016378 | 0.0016364 | 0.001635 | 0.0016336
No | SCG | Res | AppPlug | Fed Appliance: Residential Pool Heaters | On-the-books | Gas Energy (MMTherm/year) | 0.00028558 | 0.00028444 | 0.00028331 | 0.00028219 | 0.00028108 | 0.00027998 | 0.00027887 | 0.00027777 | 0.00027667 | 0.00027557 | 0.00027447 | 0.00027337 | 0.00027226
No | SCG | Res | AppPlug | 2025 T-24: Solar Pool and Water Heating - Solar Pool Heating - Residential (New Construction + Additions) | On-the-books | Gas Energy (MMTherm/year) |  | 0.078774 | 0.15531 | 0.15434 | 0.15337 | 0.15239 | 0.1514 | 0.1504 | 0.14939 | 0.14838 | 0.14736 | 0.14633 | 0.1453
No | SDG&E | Res | AppPlug | Fed Appliance: Residential Clothes Dryers | On-the-books | Gas Energy (MMTherm/year) | 0.0025246 | 0.0025243 | 0.0025241 | 0.0025239 | 0.0025237 | 0.0025236 | 0.00043149 | 0.00034803 | 0.00034801 | 0.00034799 | 0.00034797 | 0.00034795 | 0.00034793
No | SDG&E | Res | AppPlug | Fed Appliance: Residential Clothes Washers (Front Loading) | On-the-books | Gas Energy (MMTherm/year) | 0.019533 | 0.018831 | 0.018155 | 0.017515 | 0.0047203 | 0.00201 | 0.0019385 | 0.0018696 | 0.001799 | 0.0017295 | 0.0016592 | 0.0015895 | 0.0015194
No | SDG&E | Res | AppPlug | Fed Appliance: Residential Clothes Washers (Top Loading) Tier I | On-the-books | Gas Energy (MMTherm/year) | 0.078183 | 0.075375 | 0.072671 | 0.070108 | 0.018894 | 0.0080453 | 0.0077591 | 0.0074833 | 0.0072007 | 0.0069226 | 0.0066414 | 0.0063623 | 0.0060818
No | SDG&E | Res | AppPlug | Fed Appliance: Residential Clothes Washers - Top-loading | On-the-books | Gas Energy (MMTherm/year) | 0 | 0 | 0 | 0 | 0 | 0 | 0 | 0 | 0 | 0 | 0 | 0 | 0
No | SDG&E | Res | AppPlug | Fed Appliance: Residential Dishwashers | On-the-books | Gas Energy (MMTherm/year) | 0.00098597 | 0.00098597 | 0.00098597 | 0.00047998 | 0.0001286 | 0.0001286 | 0.0001286 | 0.0001286 | 0.0001286 | 0.0001286 | 0.0001286 | 0.0001286 | 0.0001286
No | SDG&E | Res | AppPlug | Fed Appliance: Residential Electric & Gas Ranges | On-the-books | Gas Energy (MMTherm/year) | 0.00093856 | 0.00093742 | 0.00093639 | 0.00093546 | 0.00093461 | 0.00093385 | 0.00035949 | 0.00014885 | 0.00014872 | 0.00014859 | 0.00014846 | 0.00014834 | 0.00014821
No | SDG&E | Res | AppPlug | Fed Appliance: Residential Pool Heaters | On-the-books | Gas Energy (MMTherm/year) | 2.591e-05 | 2.5806e-05 | 2.5703e-05 | 2.5601e-05 | 2.5501e-05 | 2.5401e-05 | 2.5301e-05 | 2.5201e-05 | 2.5101e-05 | 2.5001e-05 | 2.4901e-05 | 2.4801e-05 | 2.4701e-05
No | SDG&E | Res | AppPlug | 2025 T-24: Solar Pool and Water Heating - Solar Pool Heating - Residential (New Construction + Additions) | On-the-books | Gas Energy (MMTherm/year) |  | 0.0071468 | 0.014091 | 0.014003 | 0.013915 | 0.013826 | 0.013736 | 0.013645 | 0.013554 | 0.013462 | 0.013369 | 0.013276 | 0.013182
No | PG&E | Com | BldgEnv | 2008 T-24: Cool Roof Expansion | On-the-books | Gas Energy (MMTherm/year) | -0.054692 | -0.054662 | -0.054641 | -0.054626 | -0.054615 | -0.054607 | -0.054597 | -0.054588 | -0.054579 | -0.05457 | -0.054561 | -0.054552 | -0.054543
No | PG&E | Com | BldgEnv | 2005 T-24: Cool roofs | On-the-books | Gas Energy (MMTherm/year) | -0.0089266 | -0.0089264 | -0.0089263 | -0.0089263 | -0.0089262 | -0.0089262 | -0.0089262 | -0.0089261 | -0.0089261 | -0.0089261 | -0.008926 | -0.008926 | -0.008926
No | PG&E | Com | BldgEnv | 2005 T-24: Duct testing/sealing in new commercial buildings | On-the-books | Gas Energy (MMTherm/year) | 0.0031612 | 0.0031581 | 0.003156 | 0.0031547 | 0.0031538 | 0.0031533 | 0.0031525 | 0.0031519 | 0.0031512 | 0.0031505 | 0.0031499 | 0.0031492 | 0.0031485
No | PG&E | Com | BldgEnv | 2008 T-24: Envelope insulation | On-the-books | Gas Energy (MMTherm/year) | 0.89805 | 0.89336 | 0.88978 | 0.88705 | 0.88497 | 0.88339 | 0.88147 | 0.87978 | 0.87794 | 0.8762 | 0.87439 | 0.87263 | 0.87083
No | PG&E | Com | BldgEnv | 2013 T-24: NRA-Envelope-Cool Roofs | On-the-books | Gas Energy (MMTherm/year) | -0.0063472 | -0.0061841 | -0.0060502 | -0.0059408 | -0.0029018 | 0 | 0 | 0 | 0 | 0 | 0 | 0 | 0
No | PG&E | Com | BldgEnv | 2025 T-24: NR High Performance Envelope - Prescriptive Heavy Mass Walls U-Value (New Construction + Additions) | On-the-books | Gas Energy (MMTherm/year) | 0 | 5.1961e-05 | 0.00031035 | 0.00030978 | 0.00030921 | 0.00030863 | 0.00030805 | 0.00030746 | 0.00030687 | 0.00030627 | 0.00030567 | 0.00030506 | 0.00030444
No | PG&E | Com | BldgEnv | 2025 T-24: NR High Performance Envelope - Prescriptive Light Mass Walls U-Value (New Construction + Additions) | On-the-books | Gas Energy (MMTherm/year) | 0 | 0.00034391 | 0.0019632 | 0.0018703 | 0.0017795 | 0.0016909 | 0.0016046 | 0.0015209 | 0.0014399 | 0.0013616 | 0.0012861 | 0.0012135 | 0.0011438
No | PG&E | Com | BldgEnv | 2025 T-24: NR High Performance Envelope - Prescriptive Metal Building Walls U-Value (New Construction + Additions) | On-the-books | Gas Energy (MMTherm/year) | 0 | 0.00037011 | 0.0022139 | 0.0022133 | 0.0022126 | 0.0022119 | 0.0022112 | 0.0022106 | 0.0022099 | 0.0022092 | 0.0022085 | 0.0022078 | 0.0022072
No | PG&E | Com | BldgEnv | 2025 T-24: NR High Performance Envelope - Prescriptive Metal Roof U-Value (New Construction + Additions) | On-the-books | Gas Energy (MMTherm/year) | 0 | 0.00026996 | 0.0015916 | 0.0015675 | 0.001543 | 0.0015183 | 0.0014933 | 0.001468 | 0.0014425 | 0.0014168 | 0.0013908 | 0.0013647 | 0.0013384
No | PG&E | Com | BldgEnv | 2025 T-24: NR High Performance Envelope - Prescriptive Woodframed and Other Roof U-Value (New Construction + Additions) | On-the-books | Gas Energy (MMTherm/year) | 0 | 0.00028358 | 0.0016431 | 0.0015895 | 0.0015361 | 0.001483 | 0.0014303 | 0.0013781 | 0.0013265 | 0.0012756 | 0.0012255 | 0.0011763 | 0.001128
No | PG&E | Com | BldgEnv | 2025 T-24: NR High Performance Envelope - Prescriptive Woodframed Walls U-Value (New Construction + Additions) | On-the-books | Gas Energy (MMTherm/year) | 0 | 0.00017565 | 0.0010466 | 0.001042 | 0.0010374 | 0.0010328 | 0.001028 | 0.0010233 | 0.0010184 | 0.0010135 | 0.0010085 | 0.0010035 | 0.00099836
No | PG&E | Com | BldgEnv | 2025 T-24: NR High Performance Envelope - Reduced Infiltration Vestibules: require vestibules for certain buildings (Thermal bridging) (New Construction + Additions) | On-the-books | Gas Energy (MMTherm/year) | 0 | 0.00063049 | 0.0037566 | 0.0037403 | 0.0037238 | 0.0037071 | 0.0036901 | 0.0036729 | 0.0036555 | 0.0036379 | 0.00362 | 0.0036019 | 0.0035836
No | PG&E | Com | BldgEnv | 2025 T-24: NR High Performance Envelope - Windows/Fenestration - Alterations (Alterations) | On-the-books | Gas Energy (MMTherm/year) | 0 | 0.0072651 | 0.0074935 | 0.0070393 | 0.0065827 | 0.0061296 | 0.0056858 | 0.0052564 | 0.0048462 | 0.0044588 | 0.0040969 | 0.0037624 | 0.0034561
No | PG&E | Com | BldgEnv | 2025 T-24: NR High Performance Envelope - Windows/Fenestration - New Construction (New Construction + Additions) | On-the-books | Gas Energy (MMTherm/year) | 0 | 4.869e-05 | 0.00027497 | 0.00025831 | 0.00024155 | 0.00022493 | 0.00020864 | 0.00019289 | 0.00017783 | 0.00016362 | 0.00015034 | 0.00013806 | 0.00012682
No | PG&E | Com | BldgEnv | 2022 T-24: NRA - Envelope - Cool Roofs: Steep-Sloped | On-the-books | Gas Energy (MMTherm/year) | -0.020362 | -0.020285 | -0.020206 | -0.020126 | -0.020046 | -0.019966 | -0.019888 | -0.019812 | -0.01974 | -0.019671 | -0.019607 | -0.019547 | -0.019491
No | PG&E | Com | BldgEnv | 2022 T-24: NRA - Envelope - Roof Recovers | On-the-books | Gas Energy (MMTherm/year) | 0.79413 | 0.79112 | 0.78804 | 0.78491 | 0.78178 | 0.77867 | 0.77563 | 0.77269 | 0.76986 | 0.76718 | 0.76466 | 0.76232 | 0.76015
No | PG&E | Com | BldgEnv | 2022 T-24: NRA - Envelope - Roof Replacements | On-the-books | Gas Energy (MMTherm/year) | 0.83486 | 0.83169 | 0.82845 | 0.82516 | 0.82187 | 0.8186 | 0.81541 | 0.81231 | 0.80934 | 0.80652 | 0.80388 | 0.80141 | 0.79914
No | PG&E | Com | BldgEnv | 2022 T-24: NRA - Reduce Infiltration - Require air barrier where not currently required | On-the-books | Gas Energy (MMTherm/year) | 0.075674 | 0.075212 | 0.07488 | 0.074643 | 0.074475 | 0.074355 | 0.074271 | 0.074211 | 0.074169 | 0.074139 | 0.074118 | 0.074103 | 0.074093
No | PG&E | Com | BldgEnv | 2022 T-24: NRNC - Envelope - High Performance Windows | On-the-books | Gas Energy (MMTherm/year) | -0.0053282 | -0.005308 | -0.0052873 | -0.0052664 | -0.0052453 | -0.0052245 | -0.0052041 | -0.0051843 | -0.0051654 | -0.0051474 | -0.0051305 | -0.0051148 | -0.0051003
No | PG&E | Com | BldgEnv | 2022 T-24: NRNC - Envelope - Opaque Envelope: Wall | On-the-books | Gas Energy (MMTherm/year) |  | 0.051654 | 0.051453 | 0.051249 | 0.051044 | 0.050841 | 0.050643 | 0.050451 | 0.050266 | 0.050091 | 0.049927 | 0.049774 | 0.049632
No | PG&E | Com | BldgEnv | 2022 T-24: NRNC - Reduce Infiltration - Require air barrier where not currently required | On-the-books | Gas Energy (MMTherm/year) |  | 0.068593 | 0.068291 | 0.068075 | 0.067921 | 0.067812 | 0.067735 | 0.067681 | 0.067642 | 0.067615 | 0.067596 | 0.067582 | 0.067573
No | PG&E | Com | BldgEnv | 2019 T-24: NRNC-Envelope-Dock Seals | On-the-books | Gas Energy (MMTherm/year) |  | 0.003057 | 0.0028199 | 0.0025525 | 0.0022628 | 0.0019621 | 0.0016636 | 0.0013801 | 0.0011219 | 0.00089569 | 0.00070401 | 0.00054619 | 0.00041927
No | SCG | Com | BldgEnv | 2008 T-24: Cool Roof Expansion | On-the-books | Gas Energy (MMTherm/year) | -0.060915 | -0.060881 | -0.060858 | -0.06084 | -0.060828 | -0.06082 | -0.060808 | -0.060799 | -0.060788 | -0.060779 | -0.060768 | -0.060758 | -0.060748
No | SCG | Com | BldgEnv | 2005 T-24: Cool roofs | On-the-books | Gas Energy (MMTherm/year) | -0.0099421 | -0.009942 | -0.0099419 | -0.0099418 | -0.0099418 | -0.0099418 | -0.0099417 | -0.0099417 | -0.0099417 | -0.0099416 | -0.0099416 | -0.0099416 | -0.0099415
No | SCG | Com | BldgEnv | 2005 T-24: Duct testing/sealing in new commercial buildings | On-the-books | Gas Energy (MMTherm/year) | 0.0035208 | 0.0035174 | 0.0035151 | 0.0035136 | 0.0035127 | 0.003512 | 0.0035112 | 0.0035105 | 0.0035097 | 0.003509 | 0.0035082 | 0.0035075 | 0.0035067
No | SCG | Com | BldgEnv | 2008 T-24: Envelope insulation | On-the-books | Gas Energy (MMTherm/year) | 1.0002 | 0.995 | 0.99101 | 0.98797 | 0.98565 | 0.98389 | 0.98176 | 0.97987 | 0.97782 | 0.97589 | 0.97387 | 0.97191 | 0.96991
No | SCG | Com | BldgEnv | 2013 T-24: NRA-Envelope-Cool Roofs | On-the-books | Gas Energy (MMTherm/year) | -0.0070694 | -0.0068877 | -0.0067386 | -0.0066167 | -0.0032319 | 0 | 0 | 0 | 0 | 0 | 0 | 0 | 0
No | SCG | Com | BldgEnv | 2025 T-24: NR High Performance Envelope - Prescriptive Heavy Mass Walls U-Value (New Construction + Additions) | On-the-books | Gas Energy (MMTherm/year) | 0 | 5.7873e-05 | 0.00034566 | 0.00034503 | 0.00034439 | 0.00034375 | 0.0003431 | 0.00034244 | 0.00034178 | 0.00034112 | 0.00034044 | 0.00033976 | 0.00033908
No | SCG | Com | BldgEnv | 2025 T-24: NR High Performance Envelope - Prescriptive Light Mass Walls U-Value (New Construction + Additions) | On-the-books | Gas Energy (MMTherm/year) | 0 | 0.00038304 | 0.0021865 | 0.0020831 | 0.0019819 | 0.0018832 | 0.0017872 | 0.001694 | 0.0016037 | 0.0015165 | 0.0014324 | 0.0013516 | 0.001274
No | SCG | Com | BldgEnv | 2025 T-24: NR High Performance Envelope - Prescriptive Metal Building Walls U-Value (New Construction + Additions) | On-the-books | Gas Energy (MMTherm/year) | 0 | 0.00041222 | 0.0024658 | 0.0024651 | 0.0024643 | 0.0024636 | 0.0024628 | 0.0024621 | 0.0024613 | 0.0024606 | 0.0024598 | 0.002459 | 0.0024583
No | SCG | Com | BldgEnv | 2025 T-24: NR High Performance Envelope - Prescriptive Metal Roof U-Value (New Construction + Additions) | On-the-books | Gas Energy (MMTherm/year) | 0 | 0.00030068 | 0.0017727 | 0.0017458 | 0.0017186 | 0.0016911 | 0.0016632 | 0.001635 | 0.0016066 | 0.0015779 | 0.0015491 | 0.00152 | 0.0014907
No | SCG | Com | BldgEnv | 2025 T-24: NR High Performance Envelope - Prescriptive Woodframed and Other Roof U-Value (New Construction + Additions) | On-the-books | Gas Energy (MMTherm/year) | 0 | 0.00031584 | 0.0018301 | 0.0017703 | 0.0017108 | 0.0016517 | 0.001593 | 0.0015349 | 0.0014774 | 0.0014208 | 0.001365 | 0.0013101 | 0.0012564
No | SCG | Com | BldgEnv | 2025 T-24: NR High Performance Envelope - Prescriptive Woodframed Walls U-Value (New Construction + Additions) | On-the-books | Gas Energy (MMTherm/year) | 0 | 0.00019564 | 0.0011656 | 0.0011606 | 0.0011555 | 0.0011503 | 0.001145 | 0.0011397 | 0.0011343 | 0.0011288 | 0.0011233 | 0.0011176 | 0.0011119
No | SCG | Com | BldgEnv | 2025 T-24: NR High Performance Envelope - Reduced Infiltration Vestibules: require vestibules for certain buildings (Thermal bridging) (New Construction + Additions) | On-the-books | Gas Energy (MMTherm/year) | 0 | 0.00070222 | 0.004184 | 0.0041658 | 0.0041475 | 0.0041288 | 0.00411 | 0.0040908 | 0.0040714 | 0.0040518 | 0.0040319 | 0.0040117 | 0.0039913
No | SCG | Com | BldgEnv | 2025 T-24: NR High Performance Envelope - Windows/Fenestration - Alterations (Alterations) | On-the-books | Gas Energy (MMTherm/year) | 0 | 0.0080917 | 0.008346 | 0.0078402 | 0.0073316 | 0.006827 | 0.0063326 | 0.0058545 | 0.0053976 | 0.0049661 | 0.004563 | 0.0041904 | 0.0038493
No | SCG | Com | BldgEnv | 2025 T-24: NR High Performance Envelope - Windows/Fenestration - New Construction (New Construction + Additions) | On-the-books | Gas Energy (MMTherm/year) | 0 | 5.4229e-05 | 0.00030626 | 0.0002877 | 0.00026904 | 0.00025052 | 0.00023238 | 0.00021483 | 0.00019806 | 0.00018223 | 0.00016744 | 0.00015377 | 0.00014125
No | SCG | Com | BldgEnv | 2022 T-24: NRA - Envelope - Cool Roofs: Steep-Sloped | On-the-books | Gas Energy (MMTherm/year) | -0.022679 | -0.022593 | -0.022505 | -0.022416 | -0.022326 | -0.022238 | -0.022151 | -0.022067 | -0.021986 | -0.021909 | -0.021837 | -0.02177 | -0.021709
No | SCG | Com | BldgEnv | 2022 T-24: NRA - Envelope - Roof Recovers | On-the-books | Gas Energy (MMTherm/year) | 0.88448 | 0.88113 | 0.87769 | 0.87421 | 0.87072 | 0.86726 | 0.86388 | 0.8606 | 0.85745 | 0.85446 | 0.85166 | 0.84905 | 0.84664
No | SCG | Com | BldgEnv | 2022 T-24: NRA - Envelope - Roof Replacements | On-the-books | Gas Energy (MMTherm/year) | 0.92984 | 0.92632 | 0.9227 | 0.91904 | 0.91537 | 0.91174 | 0.90818 | 0.90473 | 0.90142 | 0.89828 | 0.89534 | 0.89259 | 0.89006
No | SCG | Com | BldgEnv | 2022 T-24: NRA - Reduce Infiltration - Require air barrier where not currently required | On-the-books | Gas Energy (MMTherm/year) | 0.084283 | 0.083769 | 0.083399 | 0.083136 | 0.082948 | 0.082815 | 0.082721 | 0.082654 | 0.082607 | 0.082574 | 0.082551 | 0.082534 | 0.082523
No | SCG | Com | BldgEnv | 2022 T-24: NRNC - Envelope - High Performance Windows | On-the-books | Gas Energy (MMTherm/year) | -0.0059344 | -0.0059119 | -0.0058889 | -0.0058655 | -0.0058421 | -0.0058189 | -0.0057962 | -0.0057742 | -0.0057531 | -0.005733 | -0.0057142 | -0.0056967 | -0.0056805
No | SCG | Com | BldgEnv | 2022 T-24: NRNC - Envelope - Opaque Envelope: Wall | On-the-books | Gas Energy (MMTherm/year) |  | 0.057531 | 0.057307 | 0.057079 | 0.056852 | 0.056626 | 0.056405 | 0.05619 | 0.055985 | 0.05579 | 0.055607 | 0.055437 | 0.055279
No | SCG | Com | BldgEnv | 2022 T-24: NRNC - Reduce Infiltration - Require air barrier where not currently required | On-the-books | Gas Energy (MMTherm/year) |  | 0.076397 | 0.07606 | 0.07582 | 0.075649 | 0.075527 | 0.075441 | 0.075381 | 0.075338 | 0.075308 | 0.075286 | 0.075271 | 0.075261
No | SCG | Com | BldgEnv | 2019 T-24: NRNC-Envelope-Dock Seals | On-the-books | Gas Energy (MMTherm/year) |  | 0.0034048 | 0.0031407 | 0.0028429 | 0.0025202 | 0.0021853 | 0.0018528 | 0.0015371 | 0.0012496 | 0.0009976 | 0.00078411 | 0.00060833 | 0.00046698
No | SDG&E | Com | BldgEnv | 2008 T-24: Cool Roof Expansion | On-the-books | Gas Energy (MMTherm/year) | -0.0055265 | -0.0055235 | -0.0055213 | -0.0055198 | -0.0055187 | -0.0055179 | -0.0055169 | -0.005516 | -0.0055151 | -0.0055142 | -0.0055133 | -0.0055123 | -0.0055114
No | SDG&E | Com | BldgEnv | 2005 T-24: Cool roofs | On-the-books | Gas Energy (MMTherm/year) | -0.00090201 | -0.000902 | -0.00090199 | -0.00090198 | -0.00090198 | -0.00090197 | -0.00090197 | -0.00090197 | -0.00090196 | -0.00090196 | -0.00090196 | -0.00090196 | -0.00090195
No | SDG&E | Com | BldgEnv | 2005 T-24: Duct testing/sealing in new commercial buildings | On-the-books | Gas Energy (MMTherm/year) | 0.00031943 | 0.00031911 | 0.00031891 | 0.00031878 | 0.00031869 | 0.00031863 | 0.00031856 | 0.00031849 | 0.00031842 | 0.00031836 | 0.00031829 | 0.00031822 | 0.00031815
No | SDG&E | Com | BldgEnv | 2008 T-24: Envelope insulation | On-the-books | Gas Energy (MMTherm/year) | 0.090746 | 0.090272 | 0.08991 | 0.089634 | 0.089424 | 0.089264 | 0.089071 | 0.0889 | 0.088714 | 0.088538 | 0.088355 | 0.088177 | 0.087996
No | SDG&E | Com | BldgEnv | 2013 T-24: NRA-Envelope-Cool Roofs | On-the-books | Gas Energy (MMTherm/year) | -0.00064137 | -0.00062489 | -0.00061136 | -0.00060031 | -0.00029322 | 0 | 0 | 0 | 0 | 0 | 0 | 0 | 0
No | SDG&E | Com | BldgEnv | 2025 T-24: NR High Performance Envelope - Prescriptive Heavy Mass Walls U-Value (New Construction + Additions) | On-the-books | Gas Energy (MMTherm/year) | 0 | 5.2505e-06 | 3.136e-05 | 3.1303e-05 | 3.1245e-05 | 3.1187e-05 | 3.1128e-05 | 3.1068e-05 | 3.1008e-05 | 3.0948e-05 | 3.0887e-05 | 3.0825e-05 | 3.0763e-05
No | SDG&E | Com | BldgEnv | 2025 T-24: NR High Performance Envelope - Prescriptive Light Mass Walls U-Value (New Construction + Additions) | On-the-books | Gas Energy (MMTherm/year) | 0 | 3.4752e-05 | 0.00019837 | 0.00018899 | 0.00017981 | 0.00017086 | 0.00016214 | 0.00015369 | 0.0001455 | 0.00013758 | 0.00012996 | 0.00012262 | 0.00011558
No | SDG&E | Com | BldgEnv | 2025 T-24: NR High Performance Envelope - Prescriptive Metal Building Walls U-Value (New Construction + Additions) | On-the-books | Gas Energy (MMTherm/year) | 0 | 3.7399e-05 | 0.00022371 | 0.00022365 | 0.00022358 | 0.00022351 | 0.00022344 | 0.00022337 | 0.0002233 | 0.00022324 | 0.00022317 | 0.0002231 | 0.00022303
No | SDG&E | Com | BldgEnv | 2025 T-24: NR High Performance Envelope - Prescriptive Metal Roof U-Value (New Construction + Additions) | On-the-books | Gas Energy (MMTherm/year) | 0 | 2.7279e-05 | 0.00016083 | 0.00015839 | 0.00015592 | 0.00015342 | 0.0001509 | 0.00014834 | 0.00014576 | 0.00014316 | 0.00014054 | 0.0001379 | 0.00013525
No | SDG&E | Com | BldgEnv | 2025 T-24: NR High Performance Envelope - Prescriptive Woodframed and Other Roof U-Value (New Construction + Additions) | On-the-books | Gas Energy (MMTherm/year) | 0 | 2.8655e-05 | 0.00016603 | 0.00016062 | 0.00015522 | 0.00014985 | 0.00014453 | 0.00013925 | 0.00013404 | 0.0001289 | 0.00012384 | 0.00011886 | 0.00011398
No | SDG&E | Com | BldgEnv | 2025 T-24: NR High Performance Envelope - Prescriptive Woodframed Walls U-Value (New Construction + Additions) | On-the-books | Gas Energy (MMTherm/year) | 0 | 1.7749e-05 | 0.00010575 | 0.00010529 | 0.00010483 | 0.00010436 | 0.00010388 | 0.0001034 | 0.00010291 | 0.00010241 | 0.00010191 | 0.0001014 | 0.00010088
No | SDG&E | Com | BldgEnv | 2025 T-24: NR High Performance Envelope - Reduced Infiltration Vestibules: require vestibules for certain buildings (Thermal bridging) (New Construction + Additions) | On-the-books | Gas Energy (MMTherm/year) | 0 | 6.371e-05 | 0.00037959 | 0.00037795 | 0.00037628 | 0.00037459 | 0.00037288 | 0.00037114 | 0.00036938 | 0.0003676 | 0.00036579 | 0.00036396 | 0.00036211
No | SDG&E | Com | BldgEnv | 2025 T-24: NR High Performance Envelope - Windows/Fenestration - Alterations (Alterations) | On-the-books | Gas Energy (MMTherm/year) | 0 | 0.00073413 | 0.0007572 | 0.00071131 | 0.00066517 | 0.00061938 | 0.00057453 | 0.00053115 | 0.0004897 | 0.00045055 | 0.00041398 | 0.00038018 | 0.00034923
No | SDG&E | Com | BldgEnv | 2025 T-24: NR High Performance Envelope - Windows/Fenestration - New Construction (New Construction + Additions) | On-the-books | Gas Energy (MMTherm/year) | 0 | 4.92e-06 | 2.7786e-05 | 2.6101e-05 | 2.4408e-05 | 2.2728e-05 | 2.1083e-05 | 1.9491e-05 | 1.797e-05 | 1.6533e-05 | 1.5191e-05 | 1.3951e-05 | 1.2815e-05
No | SDG&E | Com | BldgEnv | 2022 T-24: NRA - Envelope - Cool Roofs: Steep-Sloped | On-the-books | Gas Energy (MMTherm/year) | -0.0020576 | -0.0020498 | -0.0020418 | -0.0020337 | -0.0020256 | -0.0020175 | -0.0020096 | -0.002002 | -0.0019947 | -0.0019877 | -0.0019812 | -0.0019751 | -0.0019695
No | SDG&E | Com | BldgEnv | 2022 T-24: NRA - Envelope - Roof Recovers | On-the-books | Gas Energy (MMTherm/year) | 0.080245 | 0.079941 | 0.079629 | 0.079314 | 0.078997 | 0.078683 | 0.078376 | 0.078078 | 0.077793 | 0.077522 | 0.077268 | 0.077031 | 0.076812
No | SDG&E | Com | BldgEnv | 2022 T-24: NRA - Envelope - Roof Replacements | On-the-books | Gas Energy (MMTherm/year) | 0.08436 | 0.084041 | 0.083713 | 0.083381 | 0.083048 | 0.082718 | 0.082395 | 0.082082 | 0.081782 | 0.081498 | 0.08123 | 0.080981 | 0.080751
No | SDG&E | Com | BldgEnv | 2022 T-24: NRA - Reduce Infiltration - Require air barrier where not currently required | On-the-books | Gas Energy (MMTherm/year) | 0.0076467 | 0.0076 | 0.0075665 | 0.0075425 | 0.0075255 | 0.0075135 | 0.0075049 | 0.0074989 | 0.0074946 | 0.0074916 | 0.0074895 | 0.007488 | 0.0074869
No | SDG&E | Com | BldgEnv | 2022 T-24: NRNC - Envelope - High Performance Windows | On-the-books | Gas Energy (MMTherm/year) | -0.00053841 | -0.00053637 | -0.00053427 | -0.00053215 | -0.00053003 | -0.00052793 | -0.00052586 | -0.00052387 | -0.00052195 | -0.00052013 | -0.00051843 | -0.00051684 | -0.00051537
No | SDG&E | Com | BldgEnv | 2022 T-24: NRNC - Envelope - Opaque Envelope: Wall | On-the-books | Gas Energy (MMTherm/year) |  | 0.0052196 | 0.0051992 | 0.0051786 | 0.0051579 | 0.0051374 | 0.0051174 | 0.0050979 | 0.0050793 | 0.0050616 | 0.005045 | 0.0050295 | 0.0050152
No | SDG&E | Com | BldgEnv | 2022 T-24: NRNC - Reduce Infiltration - Require air barrier where not currently required | On-the-books | Gas Energy (MMTherm/year) |  | 0.0069312 | 0.0069006 | 0.0068788 | 0.0068633 | 0.0068523 | 0.0068445 | 0.006839 | 0.0068351 | 0.0068323 | 0.0068304 | 0.006829 | 0.0068281
No | SDG&E | Com | BldgEnv | 2019 T-24: NRNC-Envelope-Dock Seals | On-the-books | Gas Energy (MMTherm/year) |  | 0.00030891 | 0.00028494 | 0.00025792 | 0.00022865 | 0.00019826 | 0.0001681 | 0.00013945 | 0.00011337 | 9.0508e-05 | 7.1139e-05 | 5.5191e-05 | 4.2367e-05
No | PG&E | Res | BldgEnv | 2008 T-24: Residential Fenestration | On-the-books | Gas Energy (MMTherm/year) | 0.10414 | 0.10377 | 0.1035 | 0.1033 | 0.10315 | 0.10304 | 0.10291 | 0.10279 | 0.10266 | 0.10254 | 0.10241 | 0.10229 | 0.10216
No | PG&E | Res | BldgEnv | 2008 T-24: Site Built Fenestration | On-the-books | Gas Energy (MMTherm/year) | 0.0060836 | 0.0060791 | 0.006076 | 0.0060739 | 0.0060724 | 0.0060714 | 0.0060701 | 0.006069 | 0.0060678 | 0.0060666 | 0.0060654 | 0.0060642 | 0.006063
No | PG&E | Res | BldgEnv | 2005 T-24: Window replacement | On-the-books | Gas Energy (MMTherm/year) | 0 | 0 | 0 | 0 | 0 | 0 | 0 | 0 | 0 | 0 | 0 | 0 | 0
No | PG&E | Res | BldgEnv | 2022 T-24: MFA - Restructuring - Fenestration Properties | On-the-books | Gas Energy (MMTherm/year) | 0.037401 | 0.036494 | 0.035548 | 0.034567 | 0.033554 | 0.032512 | 0.031447 | 0.030362 | 0.029264 | 0.028157 | 0.027047 | 0.025941 | 0.024843
No | PG&E | Res | BldgEnv | 2022 T-24: MFA - Restructuring - Roof Assemblies | On-the-books | Gas Energy (MMTherm/year) | 0.002603 | 0.002603 | 0.002603 | 0.002603 | 0.002603 | 0.002603 | 0.002603 | 0.002603 | 0.002603 | 0.002603 | 0.002603 | 0.002603 | 0.002603
No | PG&E | Res | BldgEnv | 2022 T-24: MFNC - Restructuring - Roof Assemblies | On-the-books | Gas Energy (MMTherm/year) | -0.0017353 | -0.0017353 | -0.0017353 | -0.0017353 | -0.0017353 | -0.0017353 | -0.0017353 | -0.0017353 | -0.0017353 | -0.0017353 | -0.0017353 | -0.0017353 | -0.0017353
No | PG&E | Res | BldgEnv | 2025 T-24: Multifamily Envelope - Cool Roof Improvements (New Construction + Additions) | On-the-books | Gas Energy (MMTherm/year) | 0 | 2.2017e-08 | 8.7314e-08 | 8.7278e-08 | 8.7242e-08 | 8.7207e-08 | 8.7171e-08 | 8.7134e-08 | 8.7098e-08 | 8.7062e-08 | 8.7025e-08 | 8.6989e-08 | 8.6952e-08
No | PG&E | Res | BldgEnv | 2025 T-24: Multifamily Envelope - High Performance Windows (New Construction + Additions) | On-the-books | Gas Energy (MMTherm/year) | 0 | 1.0259e-05 | 3.789e-05 | 3.5097e-05 | 3.2351e-05 | 2.9678e-05 | 2.7099e-05 | 2.4634e-05 | 2.2299e-05 | 2.0104e-05 | 1.8058e-05 | 1.6163e-05 | 1.4421e-05
No | PG&E | Res | BldgEnv | 2025 T-24: Multifamily Envelope - Window Alterations (Alterations) | On-the-books | Gas Energy (MMTherm/year) | 0 | 0.0081353 | 0.0086375 | 0.0083841 | 0.0081307 | 0.0078778 | 0.0076258 | 0.0073752 | 0.0071264 | 0.0068798 | 0.0066359 | 0.0063951 | 0.0061577
No | PG&E | Res | BldgEnv | 2025 T-24: Multifamily Restructuring - Slab Perimeter Insulation (New Construction + Additions) | On-the-books | Gas Energy (MMTherm/year) | 0 | 2.9711e-07 | 1.1452e-06 | 1.1116e-06 | 1.078e-06 | 1.0445e-06 | 1.0111e-06 | 9.7784e-07 | 9.4486e-07 | 9.1217e-07 | 8.7983e-07 | 8.479e-07 | 8.1642e-07
No | PG&E | Res | BldgEnv | 2019 T-24: RA(MF)-Envelope-QII | On-the-books | Gas Energy (MMTherm/year) |  | 0.0010854 | 0.0010012 | 0.00090623 | 0.00080337 | 0.00069661 | 0.00059063 | 0.00048998 | 0.00039833 | 0.00031801 | 0.00024995 | 0.00019392 | 0.00014886
No | PG&E | Res | BldgEnv | 2019 T-24: RA(MF)-Envelope-Windows and Doors | On-the-books | Gas Energy (MMTherm/year) |  | 0.013545 | 0.012494 | 0.01131 | 0.010026 | 0.0086936 | 0.007371 | 0.0061149 | 0.0049711 | 0.0039687 | 0.0031194 | 0.0024201 | 0.0018577
No | PG&E | Res | BldgEnv | 2019 T-24: RA(SF)-Envelope-High Performance Walls | On-the-books | Gas Energy (MMTherm/year) |  | 0.0026605 | 0.0024541 | 0.0022214 | 0.0019693 | 0.0017076 | 0.0014478 | 0.0012011 | 0.00097639 | 0.00077951 | 0.00061269 | 0.00047534 | 0.00036489
No | PG&E | Res | BldgEnv | 2019 T-24: RA(SF)-Envelope-QII | On-the-books | Gas Energy (MMTherm/year) |  | 0.0041687 | 0.0038452 | 0.0034806 | 0.0030856 | 0.0026755 | 0.0022685 | 0.0018819 | 0.0015299 | 0.0012214 | 0.00096001 | 0.0007448 | 0.00057174
No | PG&E | Res | BldgEnv | 2019 T-24: RA(SF)-Envelope-Windows and Doors | On-the-books | Gas Energy (MMTherm/year) |  | 0.022108 | 0.020393 | 0.01846 | 0.016364 | 0.01419 | 0.012031 | 0.0099807 | 0.0081137 | 0.0064777 | 0.0050914 | 0.00395 | 0.0030322
No | PG&E | Res | BldgEnv | 2019 T-24: RNC(MF)-Envelope-High Performance Attics | On-the-books | Gas Energy (MMTherm/year) |  | 0.0014468 | 0.0013345 | 0.001208 | 0.0010709 | 0.00092856 | 0.00078729 | 0.00065313 | 0.00053095 | 0.00042389 | 0.00033318 | 0.00025849 | 0.00019842
No | PG&E | Res | BldgEnv | 2019 T-24: RNC(MF)-Envelope-QII | On-the-books | Gas Energy (MMTherm/year) |  | 0.035223 | 0.03249 | 0.029409 | 0.026071 | 0.022607 | 0.019168 | 0.015901 | 0.012927 | 0.01032 | 0.0081116 | 0.0062932 | 0.0048309
No | PG&E | Res | BldgEnv | 2019 T-24: RNC(MF)-Envelope-Windows and Doors | On-the-books | Gas Energy (MMTherm/year) |  | 0.023737 | 0.021896 | 0.019819 | 0.01757 | 0.015235 | 0.012917 | 0.010716 | 0.0087115 | 0.0069549 | 0.0054665 | 0.004241 | 0.0032556
No | PG&E | Res | BldgEnv | 2019 T-24: RNC(SF)-Envelope-High Performance Attics | On-the-books | Gas Energy (MMTherm/year) |  | 0.022772 | 0.021005 | 0.019013 | 0.016855 | 0.014615 | 0.012392 | 0.01028 | 0.0083572 | 0.006672 | 0.0052442 | 0.0040685 | 0.0031232
No | PG&E | Res | BldgEnv | 2019 T-24: RNC(SF)-Envelope-High Performance Walls | On-the-books | Gas Energy (MMTherm/year) |  | 0.048239 | 0.044497 | 0.040277 | 0.035706 | 0.030961 | 0.026251 | 0.021777 | 0.017704 | 0.014134 | 0.011109 | 0.0086187 | 0.0066161
No | PG&E | Res | BldgEnv | 2019 T-24: RNC(SF)-Envelope-QII | On-the-books | Gas Energy (MMTherm/year) |  | 0.20016 | 0.18463 | 0.16712 | 0.14815 | 0.12847 | 0.10892 | 0.090361 | 0.073458 | 0.058646 | 0.046095 | 0.035762 | 0.027452
No | PG&E | Res | BldgEnv | 2019 T-24: RNC(SF)-Envelope-Windows and Doors | On-the-books | Gas Energy (MMTherm/year) |  | 0.057323 | 0.052876 | 0.047862 | 0.04243 | 0.036791 | 0.031194 | 0.025878 | 0.021038 | 0.016795 | 0.013201 | 0.010242 | 0.007862
No | PG&E | Res | BldgEnv | 2022 T-24: SFA - Cool roof for low-sloped roof | On-the-books | Gas Energy (MMTherm/year) |  | -0.34389 | -0.33764 | -0.33252 | -0.32841 | -0.32517 | -0.32266 | -0.32074 | -0.31927 | -0.31817 | -0.31734 | -0.31671 | -0.31625
No | PG&E | Res | BldgEnv | 2022 T-24: SFA - Cool roof for steep-sloped roofs | On-the-books | Gas Energy (MMTherm/year) |  | -0.0056104 | -0.0054963 | -0.0053934 | -0.0053028 | -0.0052247 | -0.0051587 | -0.0051037 | -0.0050585 | -0.0050218 | -0.0049922 | -0.0049686 | -0.0049498
No | PG&E | Res | BldgEnv | 2022 T-24: SFA - Prescriptive attic insulation for alterations | On-the-books | Gas Energy (MMTherm/year) |  | 0.086587 | 0.086506 | 0.086426 | 0.086346 | 0.086265 | 0.086184 | 0.086103 | 0.086022 | 0.085941 | 0.08586 | 0.085779 | 0.085699
No | PG&E | Res | BldgEnv | 2022 T-24: SFA - Roof deck insulation for low-sloped roofs | On-the-books | Gas Energy (MMTherm/year) |  | 0.33082 | 0.32125 | 0.31194 | 0.30302 | 0.29458 | 0.2867 | 0.27942 | 0.27278 | 0.26678 | 0.26141 | 0.25663 | 0.25242
No | PG&E | Res | BldgEnv | 2022 T-24: SFNC - Prescriptive attic insulation for additions | On-the-books | Gas Energy (MMTherm/year) |  | 7.5195e-05 | 7.3857e-05 | 7.2775e-05 | 7.1908e-05 | 7.1217e-05 | 7.067e-05 | 7.0237e-05 | 6.9897e-05 | 6.963e-05 | 6.9421e-05 | 6.9257e-05 | 6.9129e-05
No | PG&E | Res | BldgEnv | 2025 T-24: Single Family High-Performance Envelope - High-Performance Windows (Alterations) | On-the-books | Gas Energy (MMTherm/year) |  | 0.01153 | 0.012583 | 0.012565 | 0.012548 | 0.01253 | 0.012512 | 0.012494 | 0.012475 | 0.012457 | 0.012438 | 0.012418 | 0.012399
No | SCG | Res | BldgEnv | 2008 T-24: Residential Fenestration | On-the-books | Gas Energy (MMTherm/year) | 0.11599 | 0.11558 | 0.11528 | 0.11506 | 0.11489 | 0.11477 | 0.11462 | 0.11449 | 0.11434 | 0.1142 | 0.11406 | 0.11392 | 0.11378
No | SCG | Res | BldgEnv | 2008 T-24: Site Built Fenestration | On-the-books | Gas Energy (MMTherm/year) | 0.0067757 | 0.0067707 | 0.0067673 | 0.0067649 | 0.0067633 | 0.0067622 | 0.0067607 | 0.0067595 | 0.0067581 | 0.0067568 | 0.0067555 | 0.0067542 | 0.0067529
No | SCG | Res | BldgEnv | 2005 T-24: Window replacement | On-the-books | Gas Energy (MMTherm/year) | 0 | 0 | 0 | 0 | 0 | 0 | 0 | 0 | 0 | 0 | 0 | 0 | 0
No | SCG | Res | BldgEnv | 2022 T-24: MFA - Restructuring - Fenestration Properties | On-the-books | Gas Energy (MMTherm/year) | 0.041656 | 0.040646 | 0.039592 | 0.0385 | 0.037371 | 0.036211 | 0.035024 | 0.033816 | 0.032593 | 0.03136 | 0.030124 | 0.028892 | 0.02767
No | SCG | Res | BldgEnv | 2022 T-24: MFA - Restructuring - Roof Assemblies | On-the-books | Gas Energy (MMTherm/year) | 0.0028991 | 0.0028991 | 0.0028991 | 0.0028991 | 0.0028991 | 0.0028991 | 0.0028991 | 0.0028991 | 0.0028991 | 0.0028991 | 0.0028991 | 0.0028991 | 0.0028991
No | SCG | Res | BldgEnv | 2022 T-24: MFNC - Restructuring - Roof Assemblies | On-the-books | Gas Energy (MMTherm/year) | -0.0019327 | -0.0019327 | -0.0019327 | -0.0019327 | -0.0019327 | -0.0019327 | -0.0019327 | -0.0019327 | -0.0019327 | -0.0019327 | -0.0019327 | -0.0019327 | -0.0019327
No | SCG | Res | BldgEnv | 2025 T-24: Multifamily Envelope - Cool Roof Improvements (New Construction + Additions) | On-the-books | Gas Energy (MMTherm/year) | 0 | 2.4522e-08 | 9.7248e-08 | 9.7208e-08 | 9.7168e-08 | 9.7128e-08 | 9.7088e-08 | 9.7048e-08 | 9.7007e-08 | 9.6967e-08 | 9.6926e-08 | 9.6886e-08 | 9.6845e-08
No | SCG | Res | BldgEnv | 2025 T-24: Multifamily Envelope - High Performance Windows (New Construction + Additions) | On-the-books | Gas Energy (MMTherm/year) | 0 | 1.1426e-05 | 4.22e-05 | 3.909e-05 | 3.6032e-05 | 3.3054e-05 | 3.0182e-05 | 2.7437e-05 | 2.4836e-05 | 2.2392e-05 | 2.0112e-05 | 1.8002e-05 | 1.6062e-05
No | SCG | Res | BldgEnv | 2025 T-24: Multifamily Envelope - Window Alterations (Alterations) | On-the-books | Gas Energy (MMTherm/year) | 0 | 0.0090609 | 0.0096202 | 0.009338 | 0.0090557 | 0.0087741 | 0.0084934 | 0.0082143 | 0.0079372 | 0.0076626 | 0.0073909 | 0.0071227 | 0.0068583
No | SCG | Res | BldgEnv | 2025 T-24: Multifamily Restructuring - Slab Perimeter Insulation (New Construction + Additions) | On-the-books | Gas Energy (MMTherm/year) | 0 | 3.3091e-07 | 1.2755e-06 | 1.2381e-06 | 1.2007e-06 | 1.1633e-06 | 1.1261e-06 | 1.0891e-06 | 1.0524e-06 | 1.0159e-06 | 9.7993e-07 | 9.4437e-07 | 9.0931e-07
No | SCG | Res | BldgEnv | 2019 T-24: RA(MF)-Envelope-QII | On-the-books | Gas Energy (MMTherm/year) |  | 0.0012088 | 0.0011151 | 0.0010093 | 0.00089477 | 0.00077586 | 0.00065783 | 0.00054573 | 0.00044364 | 0.00035419 | 0.00027839 | 0.00021598 | 0.0001658
No | SCG | Res | BldgEnv | 2019 T-24: RA(MF)-Envelope-Windows and Doors | On-the-books | Gas Energy (MMTherm/year) |  | 0.015086 | 0.013916 | 0.012596 | 0.011167 | 0.0096827 | 0.0082096 | 0.0068106 | 0.0055366 | 0.0044202 | 0.0034743 | 0.0026954 | 0.0020691
No | SCG | Res | BldgEnv | 2019 T-24: RA(SF)-Envelope-High Performance Walls | On-the-books | Gas Energy (MMTherm/year) |  | 0.0029632 | 0.0027333 | 0.0024741 | 0.0021933 | 0.0019018 | 0.0016125 | 0.0013377 | 0.0010875 | 0.0008682 | 0.0006824 | 0.00052942 | 0.0004064
No | SCG | Res | BldgEnv | 2019 T-24: RA(SF)-Envelope-QII | On-the-books | Gas Energy (MMTherm/year) |  | 0.0046429 | 0.0042827 | 0.0038766 | 0.0034366 | 0.0029799 | 0.0025266 | 0.002096 | 0.0017039 | 0.0013604 | 0.0010692 | 0.00082954 | 0.00063679
No | SCG | Res | BldgEnv | 2019 T-24: RA(SF)-Envelope-Windows and Doors | On-the-books | Gas Energy (MMTherm/year) |  | 0.024624 | 0.022713 | 0.02056 | 0.018226 | 0.015804 | 0.0134 | 0.011116 | 0.0090369 | 0.0072146 | 0.0056707 | 0.0043994 | 0.0033772
No | SCG | Res | BldgEnv | 2019 T-24: RNC(MF)-Envelope-High Performance Attics | On-the-books | Gas Energy (MMTherm/year) |  | 0.0016114 | 0.0014863 | 0.0013454 | 0.0011927 | 0.0010342 | 0.00087686 | 0.00072743 | 0.00059136 | 0.00047212 | 0.00037108 | 0.00028789 | 0.000221
No | SCG | Res | BldgEnv | 2019 T-24: RNC(MF)-Envelope-QII | On-the-books | Gas Energy (MMTherm/year) |  | 0.03923 | 0.036187 | 0.032755 | 0.029038 | 0.025179 | 0.021348 | 0.01771 | 0.014397 | 0.011494 | 0.0090345 | 0.0070091 | 0.0053805
No | SCG | Res | BldgEnv | 2019 T-24: RNC(MF)-Envelope-Windows and Doors | On-the-books | Gas Energy (MMTherm/year) |  | 0.026438 | 0.024387 | 0.022074 | 0.019569 | 0.016968 | 0.014387 | 0.011935 | 0.0097026 | 0.0077462 | 0.0060885 | 0.0047236 | 0.003626
No | SCG | Res | BldgEnv | 2019 T-24: RNC(SF)-Envelope-High Performance Attics | On-the-books | Gas Energy (MMTherm/year) |  | 0.025363 | 0.023395 | 0.021177 | 0.018773 | 0.016278 | 0.013802 | 0.01145 | 0.009308 | 0.0074311 | 0.0058408 | 0.0045314 | 0.0034785
No | SCG | Res | BldgEnv | 2019 T-24: RNC(SF)-Envelope-High Performance Walls | On-the-books | Gas Energy (MMTherm/year) |  | 0.053727 | 0.049559 | 0.04486 | 0.039768 | 0.034483 | 0.029237 | 0.024255 | 0.019718 | 0.015742 | 0.012373 | 0.0095993 | 0.0073688
No | SCG | Res | BldgEnv | 2019 T-24: RNC(SF)-Envelope-QII | On-the-books | Gas Energy (MMTherm/year) |  | 0.22293 | 0.20564 | 0.18614 | 0.16501 | 0.14308 | 0.12131 | 0.10064 | 0.081815 | 0.065318 | 0.05134 | 0.03983 | 0.030575
No | SCG | Res | BldgEnv | 2019 T-24: RNC(SF)-Envelope-Windows and Doors | On-the-books | Gas Energy (MMTherm/year) |  | 0.063845 | 0.058892 | 0.053308 | 0.047257 | 0.040977 | 0.034743 | 0.028822 | 0.023431 | 0.018706 | 0.014703 | 0.011407 | 0.0087565
No | SCG | Res | BldgEnv | 2022 T-24: SFA - Cool roof for low-sloped roof | On-the-books | Gas Energy (MMTherm/year) |  | -0.38302 | -0.37606 | -0.37035 | -0.36577 | -0.36217 | -0.35937 | -0.35723 | -0.3556 | -0.35437 | -0.35344 | -0.35275 | -0.35223
No | SCG | Res | BldgEnv | 2022 T-24: SFA - Cool roof for steep-sloped roofs | On-the-books | Gas Energy (MMTherm/year) |  | -0.0062487 | -0.0061217 | -0.0060071 | -0.0059061 | -0.0058192 | -0.0057456 | -0.0056844 | -0.0056341 | -0.0055932 | -0.0055602 | -0.0055339 | -0.0055129
No | SCG | Res | BldgEnv | 2022 T-24: SFA - Prescriptive attic insulation for alterations | On-the-books | Gas Energy (MMTherm/year) |  | 0.096438 | 0.096348 | 0.096259 | 0.096169 | 0.096079 | 0.095989 | 0.095899 | 0.095809 | 0.095719 | 0.095629 | 0.095539 | 0.095449
No | SCG | Res | BldgEnv | 2022 T-24: SFA - Roof deck insulation for low-sloped roofs | On-the-books | Gas Energy (MMTherm/year) |  | 0.36846 | 0.3578 | 0.34743 | 0.33749 | 0.32809 | 0.31931 | 0.31121 | 0.30382 | 0.29713 | 0.29115 | 0.28583 | 0.28113
No | SCG | Res | BldgEnv | 2022 T-24: SFNC - Prescriptive attic insulation for additions | On-the-books | Gas Energy (MMTherm/year) |  | 8.375e-05 | 8.226e-05 | 8.1055e-05 | 8.0089e-05 | 7.932e-05 | 7.871e-05 | 7.8229e-05 | 7.785e-05 | 7.7552e-05 | 7.7319e-05 | 7.7137e-05 | 7.6994e-05
No | SCG | Res | BldgEnv | 2025 T-24: Single Family High-Performance Envelope - High-Performance Windows (Alterations) | On-the-books | Gas Energy (MMTherm/year) |  | 0.012842 | 0.014014 | 0.013995 | 0.013975 | 0.013956 | 0.013935 | 0.013915 | 0.013895 | 0.013874 | 0.013853 | 0.013831 | 0.01381
No | SDG&E | Res | BldgEnv | 2008 T-24: Residential Fenestration | On-the-books | Gas Energy (MMTherm/year) | 0.010523 | 0.010486 | 0.010459 | 0.010439 | 0.010424 | 0.010412 | 0.010399 | 0.010387 | 0.010374 | 0.010361 | 0.010348 | 0.010336 | 0.010323
No | SDG&E | Res | BldgEnv | 2008 T-24: Site Built Fenestration | On-the-books | Gas Energy (MMTherm/year) | 0.00061473 | 0.00061428 | 0.00061397 | 0.00061375 | 0.00061361 | 0.0006135 | 0.00061337 | 0.00061326 | 0.00061314 | 0.00061302 | 0.0006129 | 0.00061278 | 0.00061266
No | SDG&E | Res | BldgEnv | 2005 T-24: Window replacement | On-the-books | Gas Energy (MMTherm/year) | 0 | 0 | 0 | 0 | 0 | 0 | 0 | 0 | 0 | 0 | 0 | 0 | 0
No | SDG&E | Res | BldgEnv | 2022 T-24: MFA - Restructuring - Fenestration Properties | On-the-books | Gas Energy (MMTherm/year) | 0.0037793 | 0.0036876 | 0.0035921 | 0.0034929 | 0.0033905 | 0.0032853 | 0.0031776 | 0.003068 | 0.002957 | 0.0028452 | 0.0027331 | 0.0026213 | 0.0025104
No | SDG&E | Res | BldgEnv | 2022 T-24: MFA - Restructuring - Roof Assemblies | On-the-books | Gas Energy (MMTherm/year) | 0.00026302 | 0.00026302 | 0.00026302 | 0.00026302 | 0.00026302 | 0.00026302 | 0.00026302 | 0.00026302 | 0.00026302 | 0.00026302 | 0.00026302 | 0.00026302 | 0.00026302
No | SDG&E | Res | BldgEnv | 2022 T-24: MFNC - Restructuring - Roof Assemblies | On-the-books | Gas Energy (MMTherm/year) | -0.00017535 | -0.00017535 | -0.00017535 | -0.00017535 | -0.00017535 | -0.00017535 | -0.00017535 | -0.00017535 | -0.00017535 | -0.00017535 | -0.00017535 | -0.00017535 | -0.00017535
No | SDG&E | Res | BldgEnv | 2025 T-24: Multifamily Envelope - Cool Roof Improvements (New Construction + Additions) | On-the-books | Gas Energy (MMTherm/year) | 0 | 2.2248e-09 | 8.8229e-09 | 8.8193e-09 | 8.8157e-09 | 8.812e-09 | 8.8084e-09 | 8.8047e-09 | 8.8011e-09 | 8.7974e-09 | 8.7937e-09 | 8.79e-09 | 8.7863e-09
No | SDG&E | Res | BldgEnv | 2025 T-24: Multifamily Envelope - High Performance Windows (New Construction + Additions) | On-the-books | Gas Energy (MMTherm/year) | 0 | 1.0367e-06 | 3.8287e-06 | 3.5465e-06 | 3.269e-06 | 2.9989e-06 | 2.7383e-06 | 2.4893e-06 | 2.2533e-06 | 2.0315e-06 | 1.8247e-06 | 1.6332e-06 | 1.4572e-06
No | SDG&E | Res | BldgEnv | 2025 T-24: Multifamily Envelope - Window Alterations (Alterations) | On-the-books | Gas Energy (MMTherm/year) | 0 | 0.00082205 | 0.0008728 | 0.00084719 | 0.00082159 | 0.00079603 | 0.00077057 | 0.00074525 | 0.00072011 | 0.00069519 | 0.00067055 | 0.00064621 | 0.00062222
No | SDG&E | Res | BldgEnv | 2025 T-24: Multifamily Restructuring - Slab Perimeter Insulation (New Construction + Additions) | On-the-books | Gas Energy (MMTherm/year) | 0 | 3.0022e-08 | 1.1572e-07 | 1.1233e-07 | 1.0893e-07 | 1.0554e-07 | 1.0217e-07 | 9.8809e-08 | 9.5476e-08 | 9.2172e-08 | 8.8905e-08 | 8.5678e-08 | 8.2498e-08
No | SDG&E | Res | BldgEnv | 2019 T-24: RA(MF)-Envelope-QII | On-the-books | Gas Energy (MMTherm/year) |  | 0.00010967 | 0.00010116 | 9.1572e-05 | 8.1179e-05 | 7.0391e-05 | 5.9682e-05 | 4.9511e-05 | 4.025e-05 | 3.2134e-05 | 2.5257e-05 | 1.9595e-05 | 1.5042e-05
No | SDG&E | Res | BldgEnv | 2019 T-24: RA(MF)-Envelope-Windows and Doors | On-the-books | Gas Energy (MMTherm/year) |  | 0.0013687 | 0.0012625 | 0.0011428 | 0.0010131 | 0.00087847 | 0.00074482 | 0.0006179 | 0.00050231 | 0.00040103 | 0.00031521 | 0.00024454 | 0.00018772
No | SDG&E | Res | BldgEnv | 2019 T-24: RA(SF)-Envelope-High Performance Walls | On-the-books | Gas Energy (MMTherm/year) |  | 0.00026884 | 0.00024798 | 0.00022447 | 0.00019899 | 0.00017255 | 0.0001463 | 0.00012136 | 9.8662e-05 | 7.8768e-05 | 6.1911e-05 | 4.8032e-05 | 3.6871e-05
No | SDG&E | Res | BldgEnv | 2019 T-24: RA(SF)-Envelope-QII | On-the-books | Gas Energy (MMTherm/year) |  | 0.00042123 | 0.00038855 | 0.00035171 | 0.00031179 | 0.00027036 | 0.00022923 | 0.00019016 | 0.00015459 | 0.00012342 | 9.7007e-05 | 7.526e-05 | 5.7773e-05
No | SDG&E | Res | BldgEnv | 2019 T-24: RA(SF)-Envelope-Windows and Doors | On-the-books | Gas Energy (MMTherm/year) |  | 0.002234 | 0.0020607 | 0.0018653 | 0.0016536 | 0.0014338 | 0.0012157 | 0.0010085 | 0.00081988 | 0.00065455 | 0.00051448 | 0.00039914 | 0.0003064
No | SDG&E | Res | BldgEnv | 2019 T-24: RNC(MF)-Envelope-High Performance Attics | On-the-books | Gas Energy (MMTherm/year) |  | 0.00014619 | 0.00013485 | 0.00012206 | 0.00010821 | 9.3829e-05 | 7.9554e-05 | 6.5997e-05 | 5.3652e-05 | 4.2833e-05 | 3.3667e-05 | 2.6119e-05 | 2.005e-05
No | SDG&E | Res | BldgEnv | 2019 T-24: RNC(MF)-Envelope-QII | On-the-books | Gas Energy (MMTherm/year) |  | 0.0035592 | 0.0032831 | 0.0029718 | 0.0026345 | 0.0022844 | 0.0019368 | 0.0016068 | 0.0013062 | 0.0010428 | 0.00081966 | 0.00063591 | 0.00048815
No | SDG&E | Res | BldgEnv | 2019 T-24: RNC(MF)-Envelope-Windows and Doors | On-the-books | Gas Energy (MMTherm/year) |  | 0.0023986 | 0.0022125 | 0.0020027 | 0.0017754 | 0.0015395 | 0.0013053 | 0.0010828 | 0.00088028 | 0.00070278 | 0.00055238 | 0.00042855 | 0.00032897
No | SDG&E | Res | BldgEnv | 2019 T-24: RNC(SF)-Envelope-High Performance Attics | On-the-books | Gas Energy (MMTherm/year) |  | 0.002301 | 0.0021225 | 0.0019213 | 0.0017032 | 0.0014769 | 0.0012522 | 0.0010388 | 0.00084447 | 0.00067419 | 0.00052991 | 0.00041112 | 0.00031559
No | SDG&E | Res | BldgEnv | 2019 T-24: RNC(SF)-Envelope-High Performance Walls | On-the-books | Gas Energy (MMTherm/year) |  | 0.0048745 | 0.0044963 | 0.0040699 | 0.003608 | 0.0031285 | 0.0026526 | 0.0022005 | 0.0017889 | 0.0014282 | 0.0011226 | 0.0008709 | 0.00066854
No | SDG&E | Res | BldgEnv | 2019 T-24: RNC(SF)-Envelope-QII | On-the-books | Gas Energy (MMTherm/year) |  | 0.020226 | 0.018657 | 0.016887 | 0.014971 | 0.012981 | 0.011006 | 0.0091307 | 0.0074228 | 0.005926 | 0.0046578 | 0.0036137 | 0.002774
No | SDG&E | Res | BldgEnv | 2019 T-24: RNC(SF)-Envelope-Windows and Doors | On-the-books | Gas Energy (MMTherm/year) |  | 0.0057924 | 0.005343 | 0.0048364 | 0.0042874 | 0.0037177 | 0.0031521 | 0.0026149 | 0.0021258 | 0.0016971 | 0.001334 | 0.0010349 | 0.00079444
No | SDG&E | Res | BldgEnv | 2022 T-24: SFA - Cool roof for low-sloped roof | On-the-books | Gas Energy (MMTherm/year) |  | -0.034749 | -0.034118 | -0.0336 | -0.033185 | -0.032858 | -0.032604 | -0.03241 | -0.032262 | -0.03215 | -0.032066 | -0.032003 | -0.031956
No | SDG&E | Res | BldgEnv | 2022 T-24: SFA - Cool roof for steep-sloped roofs | On-the-books | Gas Energy (MMTherm/year) |  | -0.00056692 | -0.00055539 | -0.000545 | -0.00053584 | -0.00052795 | -0.00052128 | -0.00051572 | -0.00051115 | -0.00050744 | -0.00050445 | -0.00050206 | -0.00050016
No | SDG&E | Res | BldgEnv | 2022 T-24: SFA - Prescriptive attic insulation for alterations | On-the-books | Gas Energy (MMTherm/year) |  | 0.0087494 | 0.0087413 | 0.0087332 | 0.008725 | 0.0087169 | 0.0087087 | 0.0087005 | 0.0086924 | 0.0086842 | 0.008676 | 0.0086678 | 0.0086597
No | SDG&E | Res | BldgEnv | 2022 T-24: SFA - Roof deck insulation for low-sloped roofs | On-the-books | Gas Energy (MMTherm/year) |  | 0.033429 | 0.032461 | 0.031521 | 0.030619 | 0.029766 | 0.02897 | 0.028235 | 0.027564 | 0.026958 | 0.026415 | 0.025932 | 0.025506
No | SDG&E | Res | BldgEnv | 2022 T-24: SFNC - Prescriptive attic insulation for additions | On-the-books | Gas Energy (MMTherm/year) |  | 7.5983e-06 | 7.4631e-06 | 7.3538e-06 | 7.2662e-06 | 7.1964e-06 | 7.141e-06 | 7.0973e-06 | 7.063e-06 | 7.036e-06 | 7.0148e-06 | 6.9983e-06 | 6.9854e-06
No | SDG&E | Res | BldgEnv | 2025 T-24: Single Family High-Performance Envelope - High-Performance Windows (Alterations) | On-the-books | Gas Energy (MMTherm/year) |  | 0.0011651 | 0.0012715 | 0.0012697 | 0.0012679 | 0.0012661 | 0.0012643 | 0.0012625 | 0.0012606 | 0.0012587 | 0.0012568 | 0.0012549 | 0.0012529
No | PG&E | Com | HVAC | Fed Appliance: ASHRAE Products (Commercial boilers) | On-the-books | Gas Energy (MMTherm/year) | 0.026392 | 0.02636 | 0.026331 | 0.026305 | 0.026281 | 0.02626 | 0.026236 | 0.026214 | 0.026192 | 0.02617 | 0.026147 | 0.026125 | 0.026102
No | PG&E | Com | HVAC | 2008 T-24: DDC to Zone | On-the-books | Gas Energy (MMTherm/year) | 1.0806 | 1.0765 | 1.0734 | 1.071 | 1.0692 | 1.0678 | 1.0661 | 1.0646 | 1.063 | 1.0614 | 1.0598 | 1.0583 | 1.0567
No | PG&E | Com | HVAC | 2005 T-24: Ducts in existing commercial buildings | On-the-books | Gas Energy (MMTherm/year) | 0 | 0 | 0 | 0 | 0 | 0 | 0 | 0 | 0 | 0 | 0 | 0 | 0
No | PG&E | Com | HVAC | 2013 T-24: NRA-HVAC-Equipment Efficiency | On-the-books | Gas Energy (MMTherm/year) | 0.13012 | 0.12908 | 0.12828 | 0.12768 | 0.12722 | 0.12687 | 0.12644 | 0.12607 | 0.12566 | 0.062124 | 0 | 0 | 0
No | PG&E | Com | HVAC | 2013 T-24: NRNC-HVAC-Laboratory Exhaust | On-the-books | Gas Energy (MMTherm/year) | 0.4952 | 0.49285 | 0.49138 | 0.49047 | 0.48991 | 0.48956 | 0.48907 | 0.48868 | 0.48823 | 0.48781 | 0.48737 | 0.48695 | 0.48651
No | PG&E | Com | HVAC | 2013 T-24: NRNC-HVAC-Water & Space Heating ACM | On-the-books | Gas Energy (MMTherm/year) | 0.046708 | 0.046125 | 0.045665 | 0.045305 | 0.045025 | 0.044807 | 0.044548 | 0.044317 | 0.044067 | 0.043829 | 0.043584 | 0.043343 | 0.043099
No | PG&E | Com | HVAC | 2005 T-20: Unit Heaters and Duct Furnaces | On-the-books | Gas Energy (MMTherm/year) | 0.139 | 0.13884 | 0.13868 | 0.13854 | 0.13842 | 0.13831 | 0.13818 | 0.13807 | 0.13795 | 0.13783 | 0.13771 | 0.1376 | 0.13748
No | PG&E | Com | HVAC | 2022-24 Fed App: Commercial boilers | On-the-books | Gas Energy (MMTherm/year) | 0.3295 | 0.32816 | 0.32186 | 0.31644 | 0.31184 | 0.30794 | 0.3014 | 0.29571 | 0.29079 | 0.28658 | 0.28298 | 0.27992 | 0.27733
No | PG&E | Com | HVAC | 2022-24 Fed App: Commercial warm air furnaces | On-the-books | Gas Energy (MMTherm/year) | 0.040353 | 0.04088 | 0.041407 | 0.041903 | 0.042439 | 0.042896 | 0.042894 | 0.042892 | 0.042892 | 0.042891 | 0.042891 | 0.042891 | 0.042891
No | PG&E | Com | HVAC | 2025 T-24: NR HVAC - Limit Hot Water Supply Temperatures - Gas (Alterations) | On-the-books | Gas Energy (MMTherm/year) | 0 | 0.11584 | 0.1247 | 0.12283 | 0.12099 | 0.11916 | 0.11737 | 0.1156 | 0.11386 | 0.11216 | 0.11049 | 0.022961 | 0.014792
No | PG&E | Com | HVAC | 2025 T-24: NR HVAC - Limit Hot Water Supply Temperatures - Gas (New Construction + Additions) | On-the-books | Gas Energy (MMTherm/year) | 0 | 0.010805 | 0.063685 | 0.06273 | 0.061787 | 0.060856 | 0.059939 | 0.059037 | 0.05815 | 0.057279 | 0.056424 | 0.047601 | 0.0075543
No | PG&E | Com | HVAC | 2025 T-24: NR HVAC - Mechanical Heat Recovery Scenario A - Gas Baseline (New Construction + Additions) | On-the-books | Gas Energy (MMTherm/year) | 0 | 0.00057197 | 0.0033139 | 0.0032033 | 0.0030915 | 0.0029792 | 0.0028673 | 0.0027566 | 0.0026478 | 0.0025417 | 0.002439 | 0.0020039 | 0.00030974
No | PG&E | Com | HVAC | 2025 T-24: NR HVAC - Mechanical Heat Recovery Scenario B - Gas Baseline (New Construction + Additions) | On-the-books | Gas Energy (MMTherm/year) | 0 | 0.00014299 | 0.00082848 | 0.00080083 | 0.00077287 | 0.0007448 | 0.00071682 | 0.00068914 | 0.00066195 | 0.00063543 | 0.00060974 | 0.00050097 | 7.7435e-05
No | PG&E | Com | HVAC | 2025 T-24: NR HVAC Controls - Guideline 36 (Alterations) | On-the-books | Gas Energy (MMTherm/year) | 0 | 0.062603 | 0.06819 | 0.067961 | 0.067727 | 0.067487 | 0.067243 | 0.066993 | 0.066738 | 0.066478 | 0.066212 | 0.06594 | 0.065663
No | PG&E | Com | HVAC | 2025 T-24: NR HVAC Controls - Guideline 36 (New Construction + Additions) | On-the-books | Gas Energy (MMTherm/year) | 0 | 0.0026486 | 0.015797 | 0.015744 | 0.015689 | 0.015634 | 0.015577 | 0.015519 | 0.01546 | 0.0154 | 0.015338 | 0.015275 | 0.015211
No | PG&E | Com | HVAC | 2022 T-24: NRA - Air Distribution - Duct Leakage Testing | On-the-books | Gas Energy (MMTherm/year) | -0.068233 | -0.067385 | -0.066546 | -0.065719 | -0.06491 | -0.064121 | -0.063355 | -0.062617 | -0.061907 | -0.061228 | -0.060581 | -0.059968 | -0.059388
No | PG&E | Com | HVAC | 2022 T-24: NRA - Air Distribution - Fan Power Budget | On-the-books | Gas Energy (MMTherm/year) | -0.085292 | -0.084232 | -0.083182 | -0.082149 | -0.081137 | -0.080151 | -0.079194 | -0.078271 | -0.077384 | -0.076535 | -0.075727 | -0.07496 | -0.074235
No | PG&E | Com | HVAC | 2022 T-24: NRA - Controlled Environment Horticulture - Efficient Dehumidification | On-the-books | Gas Energy (MMTherm/year) | 0.025474 | 0.023861 | 0.0224 | 0.021091 | 0.019928 | 0.018903 | 0.018006 | 0.017226 | 0.016551 | 0.015969 | 0.01547 | 0.015044 | 0.01468
No | PG&E | Com | HVAC | 2022 T-24: NRA - HVAC Controls - Dedicated Outdoor Air Systems (DOAS) | On-the-books | Gas Energy (MMTherm/year) | 0.014043 | 0.013966 | 0.013886 | 0.013803 | 0.013718 | 0.013629 | 0.013538 | 0.013444 | 0.013347 | 0.013247 | 0.013145 | 0.013039 | 0.012931
No | PG&E | Com | HVAC | 2022 T-24: NRA - HVAC Controls - Exhaust Air Heat Recovery | On-the-books | Gas Energy (MMTherm/year) | 0.06019 | 0.059822 | 0.059444 | 0.059055 | 0.058657 | 0.058249 | 0.057832 | 0.057406 | 0.056971 | 0.056528 | 0.056078 | 0.05562 | 0.055155
No | PG&E | Com | HVAC | 2022 T-24: NRA - HVAC Controls - Expand Economizer Requirements | On-the-books | Gas Energy (MMTherm/year) | -0.0087352 | -0.0085407 | -0.0083558 | -0.0081803 | -0.0080143 | -0.0045961 | 0 | 0 | 0 | 0 | 0 | 0 | 0
No | PG&E | Com | HVAC | 2022 T-24: NRA - HVAC Controls - VAV Deadband Airflow | On-the-books | Gas Energy (MMTherm/year) | 0.013172 | 0.0085773 | 0.0053455 | 0.0032337 | 0.0019194 | 0.0011261 | 0.00065609 | 0.00038069 | 0.00022037 | 0.00012738 | 7.3575e-05 | 4.2476e-05 | 2.4515e-05
No | PG&E | Com | HVAC | 2019 T-24: NRA-MECH-HE Fume Hoods in Lab Spaces | On-the-books | Gas Energy (MMTherm/year) | 0.11153 | 0.10458 | 0.096469 | 0.087321 | 0.07741 | 0.067123 | 0.056911 | 0.047213 | 0.038381 | 0.030642 | 0.0020455 | 0 | 0
No | PG&E | Com | HVAC | 2022 T-24: NRNC - Air Distribution - Duct Leakage Testing | On-the-books | Gas Energy (MMTherm/year) | -0.038893 | -0.03841 | -0.037931 | -0.03746 | -0.036999 | -0.036549 | -0.036113 | -0.035692 | -0.035287 | -0.0349 | -0.034531 | -0.034182 | -0.033851
No | PG&E | Com | HVAC | 2022 T-24: NRNC - Air Distribution - Fan Power Budget | On-the-books | Gas Energy (MMTherm/year) | -0.038893 | -0.03841 | -0.037931 | -0.03746 | -0.036999 | -0.036549 | -0.036113 | -0.035692 | -0.035287 | -0.0349 | -0.034531 | -0.034182 | -0.033851
No | PG&E | Com | HVAC | 2022 T-24: NRNC - Controlled Environment Horticulture - Efficient Dehumidification | On-the-books | Gas Energy (MMTherm/year) | 0.076421 | 0.071582 | 0.067201 | 0.063274 | 0.059785 | 0.05671 | 0.054019 | 0.051678 | 0.049652 | 0.047908 | 0.046411 | 0.045132 | 0.044041
No | PG&E | Com | HVAC | 2022 T-24: NRNC - HVAC Controls - Dedicated Outdoor Air Systems (DOAS) | On-the-books | Gas Energy (MMTherm/year) |  | 0.012385 | 0.012333 | 0.012278 | 0.012221 | 0.012162 | 0.012101 | 0.012037 | 0.011971 | 0.011902 | 0.011831 | 0.011758 | 0.011682
No | PG&E | Com | HVAC | 2022 T-24: NRNC - HVAC Controls - Exhaust Air Heat Recovery | On-the-books | Gas Energy (MMTherm/year) |  | 0.026399 | 0.026232 | 0.02606 | 0.025885 | 0.025705 | 0.025521 | 0.025333 | 0.025141 | 0.024945 | 0.024747 | 0.024545 | 0.02434
No | PG&E | Com | HVAC | 2022 T-24: NRNC - HVAC Controls - Expand Economizer Requirements | On-the-books | Gas Energy (MMTherm/year) |  | -0.0044309 | -0.0043349 | -0.0042439 | -0.0041578 | -0.0040764 | -0.0039999 | -0.0039279 | -0.0038604 | -0.0037973 | -0.0037383 | -0.0036832 | -0.003632
No | PG&E | Com | HVAC | 2022 T-24: NRNC - HVAC Controls - VAV Deadband Airflow | On-the-books | Gas Energy (MMTherm/year) |  | 0.0041906 | 0.0026116 | 0.0015799 | 0.00093775 | 0.00055017 | 0.00032055 | 0.00018599 | 0.00010766 | 6.2236e-05 | 3.5946e-05 | 2.0753e-05 | 1.1978e-05
No | PG&E | Com | HVAC | 2019 T-24: NRNC-MECH-ASHRAE 90.1 | On-the-books | Gas Energy (MMTherm/year) |  | 0.55561 | 0.47224 | 0.38612 | 0.30376 | 0.23064 | 0.16985 | 0.12204 | 0.086038 | 0.059809 | 0.041157 | 0.028121 | 0.019119
No | PG&E | Com | HVAC | 2019 T-24: NRNC-MECH-Economizer FDD | On-the-books | Gas Energy (MMTherm/year) |  | 0.0017699 | 0.0016325 | 0.0014777 | 0.00131 | 0.0011359 | 0.00096312 | 0.00079899 | 0.00064953 | 0.00051856 | 0.00040759 | 0.00031621 | 0.00024274
No | PG&E | Com | HVAC | 2019 T-24: NRNC-MECH-HE Fume Hoods in Lab Spaces | On-the-books | Gas Energy (MMTherm/year) |  | 0.069185 | 0.063818 | 0.057766 | 0.05121 | 0.044405 | 0.037649 | 0.031233 | 0.025391 | 0.020271 | 0.015933 | 0.012361 | 0.0094889
No | PG&E | Com | HVAC | 2019 T-24: NRNC-MECH-Ventilation & IAQ | On-the-books | Gas Energy (MMTherm/year) |  | 0.14481 | 0.13357 | 0.12091 | 0.10718 | 0.09294 | 0.0788 | 0.065372 | 0.053144 | 0.042427 | 0.033348 | 0.025872 | 0.01986
No | PG&E | Com | HVAC | 2019-21 Fed App: Single package vertical AC and HP - <65,000 Btu/hr | On-the-books | Gas Energy (MMTherm/year) |  | -0.00017306 | -0.0001737 | -0.00017553 | -0.00017829 | -0.00018105 | -0.00017878 | -0.00017684 | -0.00017521 | -0.00013542 | -3.3418e-05 | -3.3228e-05 | -3.3069e-05
No | SCG | Com | HVAC | Fed Appliance: ASHRAE Products (Commercial boilers) | On-the-books | Gas Energy (MMTherm/year) | 0.029395 | 0.029359 | 0.029327 | 0.029298 | 0.029271 | 0.029247 | 0.029221 | 0.029197 | 0.029172 | 0.029147 | 0.029122 | 0.029097 | 0.029072
No | SCG | Com | HVAC | 2008 T-24: DDC to Zone | On-the-books | Gas Energy (MMTherm/year) | 1.2035 | 1.199 | 1.1956 | 1.1929 | 1.1908 | 1.1893 | 1.1874 | 1.1857 | 1.1839 | 1.1822 | 1.1804 | 1.1787 | 1.1769
No | SCG | Com | HVAC | 2005 T-24: Ducts in existing commercial buildings | On-the-books | Gas Energy (MMTherm/year) | 0 | 0 | 0 | 0 | 0 | 0 | 0 | 0 | 0 | 0 | 0 | 0 | 0
No | SCG | Com | HVAC | 2013 T-24: NRA-HVAC-Equipment Efficiency | On-the-books | Gas Energy (MMTherm/year) | 0.14493 | 0.14376 | 0.14288 | 0.1422 | 0.14169 | 0.1413 | 0.14083 | 0.14041 | 0.13996 | 0.069192 | 0 | 0 | 0
No | SCG | Com | HVAC | 2013 T-24: NRNC-HVAC-Laboratory Exhaust | On-the-books | Gas Energy (MMTherm/year) | 0.55154 | 0.54893 | 0.54729 | 0.54627 | 0.54564 | 0.54526 | 0.54472 | 0.54428 | 0.54377 | 0.54331 | 0.54282 | 0.54235 | 0.54186
No | SCG | Com | HVAC | 2013 T-24: NRNC-HVAC-Water & Space Heating ACM | On-the-books | Gas Energy (MMTherm/year) | 0.052022 | 0.051373 | 0.050861 | 0.05046 | 0.050147 | 0.049905 | 0.049617 | 0.049359 | 0.049081 | 0.048816 | 0.048542 | 0.048275 | 0.048003
No | SCG | Com | HVAC | 2005 T-20: Unit Heaters and Duct Furnaces | On-the-books | Gas Energy (MMTherm/year) | 0.15482 | 0.15463 | 0.15446 | 0.15431 | 0.15417 | 0.15404 | 0.15391 | 0.15378 | 0.15364 | 0.15351 | 0.15338 | 0.15325 | 0.15312
No | SCG | Com | HVAC | 2022-24 Fed App: Commercial boilers | On-the-books | Gas Energy (MMTherm/year) | 0.36699 | 0.3655 | 0.35848 | 0.35244 | 0.34732 | 0.34298 | 0.33569 | 0.32935 | 0.32388 | 0.31918 | 0.31518 | 0.31177 | 0.30888
No | SCG | Com | HVAC | 2022-24 Fed App: Commercial warm air furnaces | On-the-books | Gas Energy (MMTherm/year) | 0.044944 | 0.045531 | 0.046118 | 0.04667 | 0.047268 | 0.047776 | 0.047774 | 0.047772 | 0.047772 | 0.047771 | 0.047771 | 0.047771 | 0.047771
No | SCG | Com | HVAC | 2025 T-24: NR HVAC - Limit Hot Water Supply Temperatures - Gas (Alterations) | On-the-books | Gas Energy (MMTherm/year) | 0 | 0.12902 | 0.13889 | 0.13681 | 0.13475 | 0.13272 | 0.13072 | 0.12875 | 0.12682 | 0.12492 | 0.12306 | 0.025573 | 0.016475
No | SCG | Com | HVAC | 2025 T-24: NR HVAC - Limit Hot Water Supply Temperatures - Gas (New Construction + Additions) | On-the-books | Gas Energy (MMTherm/year) | 0 | 0.012034 | 0.070931 | 0.069867 | 0.068816 | 0.06778 | 0.066759 | 0.065753 | 0.064765 | 0.063795 | 0.062844 | 0.053016 | 0.0084137
No | SCG | Com | HVAC | 2025 T-24: NR HVAC - Mechanical Heat Recovery Scenario A - Gas Baseline (New Construction + Additions) | On-the-books | Gas Energy (MMTherm/year) | 0 | 0.00063705 | 0.0036909 | 0.0035678 | 0.0034432 | 0.0033182 | 0.0031935 | 0.0030702 | 0.0029491 | 0.0028309 | 0.0027165 | 0.0022319 | 0.00034498
No | SCG | Com | HVAC | 2025 T-24: NR HVAC - Mechanical Heat Recovery Scenario B - Gas Baseline (New Construction + Additions) | On-the-books | Gas Energy (MMTherm/year) | 0 | 0.00015926 | 0.00092273 | 0.00089194 | 0.0008608 | 0.00082954 | 0.00079838 | 0.00076755 | 0.00073726 | 0.00070773 | 0.00067912 | 0.00055797 | 8.6245e-05
No | SCG | Com | HVAC | 2025 T-24: NR HVAC Controls - Guideline 36 (Alterations) | On-the-books | Gas Energy (MMTherm/year) | 0 | 0.069726 | 0.075948 | 0.075693 | 0.075432 | 0.075166 | 0.074893 | 0.074615 | 0.074331 | 0.074041 | 0.073745 | 0.073442 | 0.073133
No | SCG | Com | HVAC | 2025 T-24: NR HVAC Controls - Guideline 36 (New Construction + Additions) | On-the-books | Gas Energy (MMTherm/year) | 0 | 0.00295 | 0.017594 | 0.017535 | 0.017474 | 0.017413 | 0.01735 | 0.017285 | 0.017219 | 0.017152 | 0.017083 | 0.017013 | 0.016942
No | SCG | Com | HVAC | 2022 T-24: NRA - Air Distribution - Duct Leakage Testing | On-the-books | Gas Energy (MMTherm/year) | -0.075997 | -0.075052 | -0.074117 | -0.073196 | -0.072295 | -0.071416 | -0.070563 | -0.069741 | -0.06895 | -0.068194 | -0.067474 | -0.06679 | -0.066145
No | SCG | Com | HVAC | 2022 T-24: NRA - Air Distribution - Fan Power Budget | On-the-books | Gas Energy (MMTherm/year) | -0.094996 | -0.093815 | -0.092646 | -0.091495 | -0.090368 | -0.08927 | -0.088204 | -0.087176 | -0.086188 | -0.085243 | -0.084342 | -0.083488 | -0.082681
No | SCG | Com | HVAC | 2022 T-24: NRA - Controlled Environment Horticulture - Efficient Dehumidification | On-the-books | Gas Energy (MMTherm/year) | 0.028372 | 0.026575 | 0.024949 | 0.023491 | 0.022196 | 0.021054 | 0.020055 | 0.019186 | 0.018434 | 0.017786 | 0.017231 | 0.016755 | 0.016351
No | SCG | Com | HVAC | 2022 T-24: NRA - HVAC Controls - Dedicated Outdoor Air Systems (DOAS) | On-the-books | Gas Energy (MMTherm/year) | 0.015641 | 0.015555 | 0.015466 | 0.015374 | 0.015278 | 0.01518 | 0.015078 | 0.014973 | 0.014865 | 0.014754 | 0.01464 | 0.014523 | 0.014403
No | SCG | Com | HVAC | 2022 T-24: NRA - HVAC Controls - Exhaust Air Heat Recovery | On-the-books | Gas Energy (MMTherm/year) | 0.067038 | 0.066628 | 0.066207 | 0.065774 | 0.065331 | 0.064876 | 0.064412 | 0.063937 | 0.063453 | 0.06296 | 0.062458 | 0.061948 | 0.061431
No | SCG | Com | HVAC | 2022 T-24: NRA - HVAC Controls - Expand Economizer Requirements | On-the-books | Gas Energy (MMTherm/year) | -0.009729 | -0.0095124 | -0.0093064 | -0.009111 | -0.0089261 | -0.005119 | 0 | 0 | 0 | 0 | 0 | 0 | 0
No | SCG | Com | HVAC | 2022 T-24: NRA - HVAC Controls - VAV Deadband Airflow | On-the-books | Gas Energy (MMTherm/year) | 0.014671 | 0.0095532 | 0.0059536 | 0.0036016 | 0.0021377 | 0.0012542 | 0.00073073 | 0.000424 | 0.00024544 | 0.00014188 | 8.1945e-05 | 4.7308e-05 | 2.7305e-05
No | SCG | Com | HVAC | 2019 T-24: NRA-MECH-HE Fume Hoods in Lab Spaces | On-the-books | Gas Energy (MMTherm/year) | 0.12422 | 0.11648 | 0.10744 | 0.097256 | 0.086217 | 0.07476 | 0.063386 | 0.052584 | 0.042748 | 0.034128 | 0.0022783 | 0 | 0
No | SCG | Com | HVAC | 2022 T-24: NRNC - Air Distribution - Duct Leakage Testing | On-the-books | Gas Energy (MMTherm/year) | -0.043318 | -0.04278 | -0.042247 | -0.041722 | -0.041208 | -0.040707 | -0.040221 | -0.039752 | -0.039302 | -0.038871 | -0.03846 | -0.038071 | -0.037702
No | SCG | Com | HVAC | 2022 T-24: NRNC - Air Distribution - Fan Power Budget | On-the-books | Gas Energy (MMTherm/year) | -0.043318 | -0.04278 | -0.042247 | -0.041722 | -0.041208 | -0.040707 | -0.040221 | -0.039752 | -0.039302 | -0.038871 | -0.03846 | -0.038071 | -0.037702
No | SCG | Com | HVAC | 2022 T-24: NRNC - Controlled Environment Horticulture - Efficient Dehumidification | On-the-books | Gas Energy (MMTherm/year) | 0.085116 | 0.079726 | 0.074846 | 0.070473 | 0.066587 | 0.063162 | 0.060165 | 0.057557 | 0.055301 | 0.053358 | 0.051692 | 0.050266 | 0.049052
No | SCG | Com | HVAC | 2022 T-24: NRNC - HVAC Controls - Dedicated Outdoor Air Systems (DOAS) | On-the-books | Gas Energy (MMTherm/year) |  | 0.013795 | 0.013736 | 0.013675 | 0.013612 | 0.013546 | 0.013477 | 0.013406 | 0.013333 | 0.013256 | 0.013177 | 0.013096 | 0.013011
No | SCG | Com | HVAC | 2022 T-24: NRNC - HVAC Controls - Exhaust Air Heat Recovery | On-the-books | Gas Energy (MMTherm/year) |  | 0.029402 | 0.029216 | 0.029025 | 0.02883 | 0.028629 | 0.028424 | 0.028215 | 0.028001 | 0.027784 | 0.027562 | 0.027337 | 0.027109
No | SCG | Com | HVAC | 2022 T-24: NRNC - HVAC Controls - Expand Economizer Requirements | On-the-books | Gas Energy (MMTherm/year) |  | -0.004935 | -0.0048281 | -0.0047267 | -0.0046308 | -0.0045402 | -0.0044549 | -0.0043748 | -0.0042996 | -0.0042293 | -0.0041636 | -0.0041023 | -0.0040452
No | SCG | Com | HVAC | 2022 T-24: NRNC - HVAC Controls - VAV Deadband Airflow | On-the-books | Gas Energy (MMTherm/year) |  | 0.0046674 | 0.0029088 | 0.0017596 | 0.0010444 | 0.00061277 | 0.00035701 | 0.00020716 | 0.00011991 | 6.9316e-05 | 4.0036e-05 | 2.3114e-05 | 1.334e-05
No | SCG | Com | HVAC | 2019 T-24: NRNC-MECH-ASHRAE 90.1 | On-the-books | Gas Energy (MMTherm/year) |  | 0.61882 | 0.52597 | 0.43005 | 0.33832 | 0.25688 | 0.18918 | 0.13593 | 0.095827 | 0.066614 | 0.04584 | 0.03132 | 0.021294
No | SCG | Com | HVAC | 2019 T-24: NRNC-MECH-Economizer FDD | On-the-books | Gas Energy (MMTherm/year) |  | 0.0019712 | 0.0018183 | 0.0016459 | 0.0014591 | 0.0012652 | 0.0010727 | 0.00088989 | 0.00072343 | 0.00057756 | 0.00045396 | 0.00035219 | 0.00027035
No | SCG | Com | HVAC | 2019 T-24: NRNC-MECH-HE Fume Hoods in Lab Spaces | On-the-books | Gas Energy (MMTherm/year) |  | 0.077057 | 0.071078 | 0.064339 | 0.057036 | 0.049457 | 0.041933 | 0.034787 | 0.02828 | 0.022577 | 0.017746 | 0.013767 | 0.010568
No | SCG | Com | HVAC | 2019 T-24: NRNC-MECH-Ventilation & IAQ | On-the-books | Gas Energy (MMTherm/year) |  | 0.16128 | 0.14877 | 0.13466 | 0.11938 | 0.10351 | 0.087766 | 0.072809 | 0.05919 | 0.047255 | 0.037142 | 0.028816 | 0.02212
No | SCG | Com | HVAC | 2019-21 Fed App: Single package vertical AC and HP - <65,000 Btu/hr | On-the-books | Gas Energy (MMTherm/year) |  | -0.00019275 | -0.00019346 | -0.0001955 | -0.00019857 | -0.00020165 | -0.00019912 | -0.00019696 | -0.00019514 | -0.00015082 | -3.722e-05 | -3.7009e-05 | -3.6832e-05
No | SDG&E | Com | HVAC | Fed Appliance: ASHRAE Products (Commercial boilers) | On-the-books | Gas Energy (MMTherm/year) | 0.0026669 | 0.0026636 | 0.0026607 | 0.002658 | 0.0026556 | 0.0026535 | 0.0026511 | 0.0026489 | 0.0026466 | 0.0026444 | 0.0026421 | 0.0026399 | 0.0026376
No | SDG&E | Com | HVAC | 2008 T-24: DDC to Zone | On-the-books | Gas Energy (MMTherm/year) | 0.10919 | 0.10878 | 0.10847 | 0.10823 | 0.10804 | 0.1079 | 0.10773 | 0.10758 | 0.10741 | 0.10726 | 0.10709 | 0.10694 | 0.10678
No | SDG&E | Com | HVAC | 2005 T-24: Ducts in existing commercial buildings | On-the-books | Gas Energy (MMTherm/year) | 0 | 0 | 0 | 0 | 0 | 0 | 0 | 0 | 0 | 0 | 0 | 0 | 0
No | SDG&E | Com | HVAC | 2013 T-24: NRA-HVAC-Equipment Efficiency | On-the-books | Gas Energy (MMTherm/year) | 0.013149 | 0.013043 | 0.012963 | 0.012901 | 0.012855 | 0.01282 | 0.012777 | 0.012739 | 0.012698 | 0.0062775 | 0 | 0 | 0
No | SDG&E | Com | HVAC | 2013 T-24: NRNC-HVAC-Laboratory Exhaust | On-the-books | Gas Energy (MMTherm/year) | 0.050039 | 0.049802 | 0.049653 | 0.049561 | 0.049504 | 0.049469 | 0.04942 | 0.04938 | 0.049334 | 0.049292 | 0.049248 | 0.049205 | 0.049161
No | SDG&E | Com | HVAC | 2013 T-24: NRNC-HVAC-Water & Space Heating ACM | On-the-books | Gas Energy (MMTherm/year) | 0.0047197 | 0.0046608 | 0.0046144 | 0.004578 | 0.0045497 | 0.0045277 | 0.0045015 | 0.0044781 | 0.0044529 | 0.0044289 | 0.004404 | 0.0043798 | 0.0043551
No | SDG&E | Com | HVAC | 2005 T-20: Unit Heaters and Duct Furnaces | On-the-books | Gas Energy (MMTherm/year) | 0.014046 | 0.014029 | 0.014014 | 0.014 | 0.013987 | 0.013976 | 0.013963 | 0.013952 | 0.01394 | 0.013928 | 0.013916 | 0.013904 | 0.013892
No | SDG&E | Com | HVAC | 2022-24 Fed App: Commercial boilers | On-the-books | Gas Energy (MMTherm/year) | 0.033295 | 0.03316 | 0.032524 | 0.031975 | 0.031511 | 0.031117 | 0.030455 | 0.02988 | 0.029384 | 0.028958 | 0.028595 | 0.028285 | 0.028023
No | SDG&E | Com | HVAC | 2022-24 Fed App: Commercial warm air furnaces | On-the-books | Gas Energy (MMTherm/year) | 0.0040776 | 0.0041309 | 0.0041841 | 0.0042342 | 0.0042884 | 0.0043345 | 0.0043343 | 0.0043342 | 0.0043341 | 0.0043341 | 0.0043341 | 0.0043341 | 0.0043341
No | SDG&E | Com | HVAC | 2025 T-24: NR HVAC - Limit Hot Water Supply Temperatures - Gas (Alterations) | On-the-books | Gas Energy (MMTherm/year) | 0 | 0.011706 | 0.012601 | 0.012412 | 0.012225 | 0.012041 | 0.01186 | 0.011681 | 0.011506 | 0.011333 | 0.011164 | 0.0023202 | 0.0014947
No | SDG&E | Com | HVAC | 2025 T-24: NR HVAC - Limit Hot Water Supply Temperatures - Gas (New Construction + Additions) | On-the-books | Gas Energy (MMTherm/year) | 0 | 0.0010918 | 0.0064352 | 0.0063387 | 0.0062434 | 0.0061494 | 0.0060567 | 0.0059655 | 0.0058759 | 0.0057879 | 0.0057016 | 0.0048099 | 0.00076334
No | SDG&E | Com | HVAC | 2025 T-24: NR HVAC - Mechanical Heat Recovery Scenario A - Gas Baseline (New Construction + Additions) | On-the-books | Gas Energy (MMTherm/year) | 0 | 5.7797e-05 | 0.00033486 | 0.00032369 | 0.00031239 | 0.00030104 | 0.00028973 | 0.00027855 | 0.00026756 | 0.00025684 | 0.00024645 | 0.00020249 | 3.1299e-05
No | SDG&E | Com | HVAC | 2025 T-24: NR HVAC - Mechanical Heat Recovery Scenario B - Gas Baseline (New Construction + Additions) | On-the-books | Gas Energy (MMTherm/year) | 0 | 1.4449e-05 | 8.3716e-05 | 8.0922e-05 | 7.8097e-05 | 7.5261e-05 | 7.2434e-05 | 6.9636e-05 | 6.6889e-05 | 6.4209e-05 | 6.1613e-05 | 5.0622e-05 | 7.8246e-06
No | SDG&E | Com | HVAC | 2025 T-24: NR HVAC Controls - Guideline 36 (Alterations) | On-the-books | Gas Energy (MMTherm/year) | 0 | 0.0063259 | 0.0068904 | 0.0068673 | 0.0068436 | 0.0068195 | 0.0067948 | 0.0067695 | 0.0067438 | 0.0067174 | 0.0066905 | 0.0066631 | 0.0066351
No | SDG&E | Com | HVAC | 2025 T-24: NR HVAC Controls - Guideline 36 (New Construction + Additions) | On-the-books | Gas Energy (MMTherm/year) | 0 | 0.00026764 | 0.0015962 | 0.0015909 | 0.0015854 | 0.0015798 | 0.0015741 | 0.0015682 | 0.0015622 | 0.0015561 | 0.0015499 | 0.0015436 | 0.0015371
No | SDG&E | Com | HVAC | 2022 T-24: NRA - Air Distribution - Duct Leakage Testing | On-the-books | Gas Energy (MMTherm/year) | -0.0068948 | -0.0068091 | -0.0067243 | -0.0066408 | -0.006559 | -0.0064793 | -0.0064019 | -0.0063273 | -0.0062556 | -0.006187 | -0.0061216 | -0.0060596 | -0.006001
No | SDG&E | Com | HVAC | 2022 T-24: NRA - Air Distribution - Fan Power Budget | On-the-books | Gas Energy (MMTherm/year) | -0.0086186 | -0.0085114 | -0.0084054 | -0.008301 | -0.0081987 | -0.0080991 | -0.0080024 | -0.0079091 | -0.0078195 | -0.0077337 | -0.007652 | -0.0075745 | -0.0075013
No | SDG&E | Com | HVAC | 2022 T-24: NRA - Controlled Environment Horticulture - Efficient Dehumidification | On-the-books | Gas Energy (MMTherm/year) | 0.0025741 | 0.0024111 | 0.0022635 | 0.0021312 | 0.0020137 | 0.0019101 | 0.0018195 | 0.0017407 | 0.0016724 | 0.0016137 | 0.0015633 | 0.0015202 | 0.0014834
No | SDG&E | Com | HVAC | 2022 T-24: NRA - HVAC Controls - Dedicated Outdoor Air Systems (DOAS) | On-the-books | Gas Energy (MMTherm/year) | 0.001419 | 0.0014112 | 0.0014031 | 0.0013948 | 0.0013861 | 0.0013772 | 0.001368 | 0.0013585 | 0.0013487 | 0.0013386 | 0.0013282 | 0.0013176 | 0.0013067
No | SDG&E | Com | HVAC | 2022 T-24: NRA - HVAC Controls - Exhaust Air Heat Recovery | On-the-books | Gas Energy (MMTherm/year) | 0.0060821 | 0.0060449 | 0.0060066 | 0.0059674 | 0.0059272 | 0.005886 | 0.0058438 | 0.0058008 | 0.0057568 | 0.0057121 | 0.0056665 | 0.0056203 | 0.0055733
No | SDG&E | Com | HVAC | 2022 T-24: NRA - HVAC Controls - Expand Economizer Requirements | On-the-books | Gas Energy (MMTherm/year) | -0.00088267 | -0.00086302 | -0.00084433 | -0.0008266 | -0.00080983 | -0.00046443 | 0 | 0 | 0 | 0 | 0 | 0 | 0
No | SDG&E | Com | HVAC | 2022 T-24: NRA - HVAC Controls - VAV Deadband Airflow | On-the-books | Gas Energy (MMTherm/year) | 0.001331 | 0.00086672 | 0.00054015 | 0.00032675 | 0.00019395 | 0.00011379 | 6.6296e-05 | 3.8468e-05 | 2.2267e-05 | 1.2872e-05 | 7.4346e-06 | 4.2921e-06 | 2.4772e-06
No | SDG&E | Com | HVAC | 2019 T-24: NRA-MECH-HE Fume Hoods in Lab Spaces | On-the-books | Gas Energy (MMTherm/year) | 0.01127 | 0.010568 | 0.0097479 | 0.0088236 | 0.0078221 | 0.0067827 | 0.0057508 | 0.0047708 | 0.0038784 | 0.0030963 | 0.0002067 | 0 | 0
No | SDG&E | Com | HVAC | 2022 T-24: NRNC - Air Distribution - Duct Leakage Testing | On-the-books | Gas Energy (MMTherm/year) | -0.0039301 | -0.0038812 | -0.0038329 | -0.0037853 | -0.0037386 | -0.0036932 | -0.0036491 | -0.0036066 | -0.0035657 | -0.0035266 | -0.0034893 | -0.003454 | -0.0034206
No | SDG&E | Com | HVAC | 2022 T-24: NRNC - Air Distribution - Fan Power Budget | On-the-books | Gas Energy (MMTherm/year) | -0.0039301 | -0.0038812 | -0.0038329 | -0.0037853 | -0.0037386 | -0.0036932 | -0.0036491 | -0.0036066 | -0.0035657 | -0.0035266 | -0.0034893 | -0.003454 | -0.0034206
No | SDG&E | Com | HVAC | 2022 T-24: NRNC - Controlled Environment Horticulture - Efficient Dehumidification | On-the-books | Gas Energy (MMTherm/year) | 0.0077222 | 0.0072332 | 0.0067905 | 0.0063937 | 0.0060411 | 0.0057304 | 0.0054585 | 0.005222 | 0.0050173 | 0.004841 | 0.0046898 | 0.0045605 | 0.0044503
No | SDG&E | Com | HVAC | 2022 T-24: NRNC - HVAC Controls - Dedicated Outdoor Air Systems (DOAS) | On-the-books | Gas Energy (MMTherm/year) |  | 0.0012515 | 0.0012462 | 0.0012407 | 0.0012349 | 0.001229 | 0.0012227 | 0.0012163 | 0.0012096 | 0.0012027 | 0.0011955 | 0.0011881 | 0.0011805
No | SDG&E | Com | HVAC | 2022 T-24: NRNC - HVAC Controls - Exhaust Air Heat Recovery | On-the-books | Gas Energy (MMTherm/year) |  | 0.0026675 | 0.0026507 | 0.0026334 | 0.0026156 | 0.0025974 | 0.0025788 | 0.0025598 | 0.0025404 | 0.0025207 | 0.0025006 | 0.0024802 | 0.0024595
No | SDG&E | Com | HVAC | 2022 T-24: NRNC - HVAC Controls - Expand Economizer Requirements | On-the-books | Gas Energy (MMTherm/year) |  | -0.00044773 | -0.00043804 | -0.00042884 | -0.00042013 | -0.00041192 | -0.00040418 | -0.00039691 | -0.00039009 | -0.00038371 | -0.00037774 | -0.00037218 | -0.000367
No | SDG&E | Com | HVAC | 2022 T-24: NRNC - HVAC Controls - VAV Deadband Airflow | On-the-books | Gas Energy (MMTherm/year) |  | 0.00042345 | 0.0002639 | 0.00015964 | 9.4758e-05 | 5.5594e-05 | 3.239e-05 | 1.8794e-05 | 1.0879e-05 | 6.2888e-06 | 3.6323e-06 | 2.097e-06 | 1.2103e-06
No | SDG&E | Com | HVAC | 2019 T-24: NRNC-MECH-ASHRAE 90.1 | On-the-books | Gas Energy (MMTherm/year) |  | 0.056143 | 0.047719 | 0.039016 | 0.030695 | 0.023306 | 0.017163 | 0.012332 | 0.008694 | 0.0060436 | 0.0041589 | 0.0028416 | 0.0019319
No | SDG&E | Com | HVAC | 2019 T-24: NRNC-MECH-Economizer FDD | On-the-books | Gas Energy (MMTherm/year) |  | 0.00017884 | 0.00016497 | 0.00014932 | 0.00013237 | 0.00011478 | 9.7321e-05 | 8.0736e-05 | 6.5634e-05 | 5.2399e-05 | 4.1186e-05 | 3.1953e-05 | 2.4528e-05
No | SDG&E | Com | HVAC | 2019 T-24: NRNC-MECH-HE Fume Hoods in Lab Spaces | On-the-books | Gas Energy (MMTherm/year) |  | 0.006991 | 0.0064486 | 0.0058372 | 0.0051746 | 0.004487 | 0.0038044 | 0.003156 | 0.0025657 | 0.0020483 | 0.00161 | 0.0012491 | 0.00095883
No | SDG&E | Com | HVAC | 2019 T-24: NRNC-MECH-Ventilation & IAQ | On-the-books | Gas Energy (MMTherm/year) |  | 0.014632 | 0.013497 | 0.012217 | 0.010831 | 0.0093914 | 0.0079626 | 0.0066057 | 0.00537 | 0.0042872 | 0.0033697 | 0.0026143 | 0.0020069
No | SDG&E | Com | HVAC | 2019-21 Fed App: Single package vertical AC and HP - <65,000 Btu/hr | On-the-books | Gas Energy (MMTherm/year) |  | -1.7487e-05 | -1.7552e-05 | -1.7737e-05 | -1.8016e-05 | -1.8295e-05 | -1.8065e-05 | -1.787e-05 | -1.7704e-05 | -1.3684e-05 | -3.3768e-06 | -3.3576e-06 | -3.3416e-06
No | PG&E | Res | HVAC | 2005 T-24: Duct improvement | On-the-books | Gas Energy (MMTherm/year) | 0 | 0 | 0 | 0 | 0 | 0 | 0 | 0 | 0 | 0 | 0 | 0 | 0
No | PG&E | Res | HVAC | Fed Appliance: Residential Direct Heating Equipment | On-the-books | Gas Energy (MMTherm/year) | 0.011082 | 0.011082 | 0.011082 | 0.0042366 | 0.0014455 | 0.0014455 | 0.0014455 | 0.0014455 | 0.0014455 | 0.0014455 | 0.0014455 | 0.0014455 | 0.0014455
No | PG&E | Res | HVAC | 2016 T-20: Air Filter Labeling | On-the-books | Gas Energy (MMTherm/year) | 0.0012129 | 0.0012086 | 0.0012051 | 0.0012024 | 0.0012002 | 0.0011985 | 0.0011971 | 0.001196 | 0.0011951 | 0.0011944 | 0.0011939 | 0.0011935 | 0.0011931
No | PG&E | Res | HVAC | 2024 T-20: Air Filter Labeling | On-the-books | Gas Energy (MMTherm/year) | 0.0036888 | 0.0037113 | 0.0037338 | 0.0037563 | 0.0037789 | 0.0038014 | 0.0038014 | 0.0038014 | 0.0038014 | 0.0038014 | 0.0038014 | 0.0038014 | 0.0038014
No | PG&E | Res | HVAC | 2022 T-24: MFA - Restructuring - Airflow and Fan Watt Draw | On-the-books | Gas Energy (MMTherm/year) | -0.0016132 | -0.0016077 | -0.0016032 | -0.0015997 | -0.001597 | -0.0015948 | -0.0015931 | -0.0015918 | -0.0015908 | -0.00159 | -0.0015894 | -0.0015889 | -0.0015885
No | PG&E | Res | HVAC | 2022 T-24: MFA - Restructuring - Duct Sealing and Testing | On-the-books | Gas Energy (MMTherm/year) | 0.001661 | 0.0016551 | 0.0016496 | 0.0016446 | 0.0016399 | 0.0016356 | 0.0016316 | 0.001628 | 0.0016246 | 0.0016215 | 0.0016186 | 0.001616 | 0.0016136
No | PG&E | Res | HVAC | 2022 T-24: MFNC - All Electric Package - Single Zone Heat Pump Electric Space Heating for Mid-rise and High-rise MF | On-the-books | Gas Energy (MMTherm/year) | 0.10845 | 0.10538 | 0.10224 | 0.099049 | 0.095854 | 0.092689 | 0.089588 | 0.086584 | 0.083704 | 0.080971 | 0.078403 | 0.076012 | 0.073805
No | PG&E | Res | HVAC | 2022 T-24: MFNC - Indoor Air Quality - Central Ventilation Duct Sealing | On-the-books | Gas Energy (MMTherm/year) | 0.030005 | 0.029654 | 0.029309 | 0.028972 | 0.028646 | 0.02833 | 0.028027 | 0.027737 | 0.027461 | 0.027199 | 0.026952 | 0.026719 | 0.026501
No | PG&E | Res | HVAC | 2022 T-24: MFNC - Indoor Air Quality - Heat or Energy Recovery Ventilator | On-the-books | Gas Energy (MMTherm/year) | 0.034829 | 0.034421 | 0.034021 | 0.03363 | 0.033251 | 0.032885 | 0.032533 | 0.032196 | 0.031876 | 0.031572 | 0.031285 | 0.031014 | 0.030761
No | PG&E | Res | HVAC | 2025 T-24: Multifamily IAQ - Compartmentalization and Balanced or supply-only ventilation (New Construction + Additions) | On-the-books | Gas Energy (MMTherm/year) | 0 | 3.4486e-05 | 0.00013651 | 0.00013618 | 0.00013583 | 0.00013547 | 0.00013509 | 0.00013469 | 0.00013427 | 0.00013383 | 0.00013338 | 0.00013291 | 0.00013243
No | PG&E | Res | HVAC | 2025 T-24: Multifamily Restructuring - Central Ventilation Shaft Sealing (New Construction + Additions) | On-the-books | Gas Energy (MMTherm/year) | 0 | 4.6599e-07 | 1.7962e-06 | 1.7435e-06 | 1.6908e-06 | 1.6382e-06 | 1.5858e-06 | 1.5337e-06 | 1.4819e-06 | 1.4307e-06 | 1.3799e-06 | 1.3299e-06 | 1.2805e-06
No | PG&E | Res | HVAC | 2019 T-24: RA(MF)-MECH-Quality HVAC | On-the-books | Gas Energy (MMTherm/year) |  | -3.317e-05 | -3.0596e-05 | -2.7695e-05 | -2.4552e-05 | -2.1289e-05 | -1.805e-05 | -1.4974e-05 | -1.2173e-05 | -9.7185e-06 | -7.6388e-06 | -5.9263e-06 | -4.5493e-06
No | PG&E | Res | HVAC | 2019 T-24: RA(SF)-MECH-Quality HVAC | On-the-books | Gas Energy (MMTherm/year) |  | -0.00021515 | -0.00019846 | -0.00017964 | -0.00015925 | -0.00013809 | -0.00011708 | -9.7129e-05 | -7.896e-05 | -6.3038e-05 | -4.9548e-05 | -3.844e-05 | -2.9508e-05
No | PG&E | Res | HVAC | 2019-21 Fed App: Residential boilers - gas-fired hot water and electric hot water | On-the-books | Gas Energy (MMTherm/year) |  | 0.002879 | 0.0028635 | 0.0028547 | 0.0028553 | 0.0028544 | 0.0028464 | 0.0028394 | 0.0028334 | 0.0028282 | 0.0028238 | 0.0028201 | 0.0028169
No | PG&E | Res | HVAC | 2019-21 Fed App: Residential boilers - gas-fired steam and electric steam | On-the-books | Gas Energy (MMTherm/year) |  | 0.0002015 | 0.00018905 | 0.00017783 | 0.00016898 | 0.00016004 | 0.00015324 | 0.00014733 | 0.00014223 | 0.00013785 | 0.00013411 | 0.00013093 | 0.00012824
No | PG&E | Res | HVAC | 2019 T-24: RNC(MF)-MECH-Quality HVAC | On-the-books | Gas Energy (MMTherm/year) |  | -0.0013211 | -0.0012186 | -0.001103 | -0.00097785 | -0.0008479 | -0.00071891 | -0.0005964 | -0.00048484 | -0.00038707 | -0.00030424 | -0.00023603 | -0.00018119
No | PG&E | Res | HVAC | 2019 T-24: RNC(SF)-MECH-Quality HVAC | On-the-books | Gas Energy (MMTherm/year) |  | -0.012678 | -0.011695 | -0.010586 | -0.0093844 | -0.0081373 | -0.0068993 | -0.0057236 | -0.004653 | -0.0037147 | -0.0029198 | -0.0022652 | -0.0017389
No | PG&E | Res | HVAC | 2022 T-24: SFA - Prescriptive duct insulation | On-the-books | Gas Energy (MMTherm/year) |  | 0.0022133 | 0.0021947 | 0.0021773 | 0.0021611 | 0.0021462 | 0.0021324 | 0.0021199 | 0.0021085 | 0.0020981 | 0.0020888 | 0.0020804 | 0.0020728
No | PG&E | Res | HVAC | 2022 T-24: SFA - Prescriptive duct sealing | On-the-books | Gas Energy (MMTherm/year) |  | 0.032116 | 0.031775 | 0.031496 | 0.031269 | 0.031086 | 0.030937 | 0.030817 | 0.030721 | 0.030643 | 0.030581 | 0.03053 | 0.03049
No | SCG | Res | HVAC | 2005 T-24: Duct improvement | On-the-books | Gas Energy (MMTherm/year) | 0 | 0 | 0 | 0 | 0 | 0 | 0 | 0 | 0 | 0 | 0 | 0 | 0
No | SCG | Res | HVAC | Fed Appliance: Residential Direct Heating Equipment | On-the-books | Gas Energy (MMTherm/year) | 0.012343 | 0.012343 | 0.012343 | 0.0047186 | 0.00161 | 0.00161 | 0.00161 | 0.00161 | 0.00161 | 0.00161 | 0.00161 | 0.00161 | 0.00161
No | SCG | Res | HVAC | 2016 T-20: Air Filter Labeling | On-the-books | Gas Energy (MMTherm/year) | 0.0013508 | 0.0013461 | 0.0013423 | 0.0013392 | 0.0013368 | 0.0013348 | 0.0013333 | 0.0013321 | 0.0013311 | 0.0013303 | 0.0013297 | 0.0013293 | 0.0013289
No | SCG | Res | HVAC | 2024 T-20: Air Filter Labeling | On-the-books | Gas Energy (MMTherm/year) | 0.0041085 | 0.0041335 | 0.0041586 | 0.0041837 | 0.0042088 | 0.0042339 | 0.0042339 | 0.0042339 | 0.0042339 | 0.0042339 | 0.0042339 | 0.0042339 | 0.0042339
No | SCG | Res | HVAC | 2022 T-24: MFA - Restructuring - Airflow and Fan Watt Draw | On-the-books | Gas Energy (MMTherm/year) | -0.0017968 | -0.0017906 | -0.0017856 | -0.0017817 | -0.0017787 | -0.0017763 | -0.0017744 | -0.0017729 | -0.0017718 | -0.0017709 | -0.0017702 | -0.0017696 | -0.0017692
No | SCG | Res | HVAC | 2022 T-24: MFA - Restructuring - Duct Sealing and Testing | On-the-books | Gas Energy (MMTherm/year) | 0.0018499 | 0.0018434 | 0.0018373 | 0.0018317 | 0.0018265 | 0.0018217 | 0.0018172 | 0.0018132 | 0.0018094 | 0.001806 | 0.0018028 | 0.0017998 | 0.0017972
No | SCG | Res | HVAC | 2022 T-24: MFNC - All Electric Package - Single Zone Heat Pump Electric Space Heating for Mid-rise and High-rise MF | On-the-books | Gas Energy (MMTherm/year) | 0.12079 | 0.11737 | 0.11387 | 0.11032 | 0.10676 | 0.10323 | 0.099781 | 0.096435 | 0.093227 | 0.090183 | 0.087323 | 0.084661 | 0.082202
No | SCG | Res | HVAC | 2022 T-24: MFNC - Indoor Air Quality - Central Ventilation Duct Sealing | On-the-books | Gas Energy (MMTherm/year) | 0.033419 | 0.033028 | 0.032643 | 0.032269 | 0.031905 | 0.031554 | 0.031216 | 0.030893 | 0.030585 | 0.030294 | 0.030018 | 0.029759 | 0.029516
No | SCG | Res | HVAC | 2022 T-24: MFNC - Indoor Air Quality - Heat or Energy Recovery Ventilator | On-the-books | Gas Energy (MMTherm/year) | 0.038792 | 0.038337 | 0.037891 | 0.037456 | 0.037034 | 0.036626 | 0.036234 | 0.035859 | 0.035502 | 0.035164 | 0.034844 | 0.034543 | 0.034261
No | SCG | Res | HVAC | 2025 T-24: Multifamily IAQ - Compartmentalization and Balanced or supply-only ventilation (New Construction + Additions) | On-the-books | Gas Energy (MMTherm/year) | 0 | 3.8409e-05 | 0.00015204 | 0.00015167 | 0.00015128 | 0.00015088 | 0.00015045 | 0.00015001 | 0.00014955 | 0.00014906 | 0.00014856 | 0.00014804 | 0.0001475
No | SCG | Res | HVAC | 2025 T-24: Multifamily Restructuring - Central Ventilation Shaft Sealing (New Construction + Additions) | On-the-books | Gas Energy (MMTherm/year) | 0 | 5.19e-07 | 2.0005e-06 | 1.9418e-06 | 1.8831e-06 | 1.8246e-06 | 1.7662e-06 | 1.7082e-06 | 1.6505e-06 | 1.5934e-06 | 1.5369e-06 | 1.4812e-06 | 1.4262e-06
No | SCG | Res | HVAC | 2019 T-24: RA(MF)-MECH-Quality HVAC | On-the-books | Gas Energy (MMTherm/year) |  | -3.6944e-05 | -3.4077e-05 | -3.0846e-05 | -2.7345e-05 | -2.3711e-05 | -2.0104e-05 | -1.6678e-05 | -1.3558e-05 | -1.0824e-05 | -8.5078e-06 | -6.6006e-06 | -5.0669e-06
No | SCG | Res | HVAC | 2019 T-24: RA(SF)-MECH-Quality HVAC | On-the-books | Gas Energy (MMTherm/year) |  | -0.00023963 | -0.00022104 | -0.00020008 | -0.00017737 | -0.0001538 | -0.0001304 | -0.00010818 | -8.7944e-05 | -7.021e-05 | -5.5185e-05 | -4.2814e-05 | -3.2866e-05
No | SCG | Res | HVAC | 2019-21 Fed App: Residential boilers - gas-fired hot water and electric hot water | On-the-books | Gas Energy (MMTherm/year) |  | 0.0032066 | 0.0031893 | 0.0031795 | 0.0031802 | 0.0031791 | 0.0031702 | 0.0031625 | 0.0031558 | 0.00315 | 0.0031451 | 0.0031409 | 0.0031374
No | SCG | Res | HVAC | 2019-21 Fed App: Residential boilers - gas-fired steam and electric steam | On-the-books | Gas Energy (MMTherm/year) |  | 0.00022442 | 0.00021056 | 0.00019806 | 0.00018821 | 0.00017825 | 0.00017068 | 0.00016409 | 0.00015841 | 0.00015353 | 0.00014937 | 0.00014583 | 0.00014283
No | SCG | Res | HVAC | 2019 T-24: RNC(MF)-MECH-Quality HVAC | On-the-books | Gas Energy (MMTherm/year) |  | -0.0014714 | -0.0013572 | -0.0012285 | -0.0010891 | -0.00094437 | -0.0008007 | -0.00066425 | -0.00054 | -0.00043111 | -0.00033885 | -0.00026289 | -0.0002018
No | SCG | Res | HVAC | 2019 T-24: RNC(SF)-MECH-Quality HVAC | On-the-books | Gas Energy (MMTherm/year) |  | -0.014121 | -0.013025 | -0.01179 | -0.010452 | -0.0090631 | -0.0076843 | -0.0063748 | -0.0051823 | -0.0041373 | -0.0032519 | -0.0025229 | -0.0019367
No | SCG | Res | HVAC | 2022 T-24: SFA - Prescriptive duct insulation | On-the-books | Gas Energy (MMTherm/year) |  | 0.0024651 | 0.0024444 | 0.002425 | 0.002407 | 0.0023904 | 0.0023751 | 0.0023611 | 0.0023483 | 0.0023368 | 0.0023264 | 0.002317 | 0.0023087
No | SCG | Res | HVAC | 2022 T-24: SFA - Prescriptive duct sealing | On-the-books | Gas Energy (MMTherm/year) |  | 0.03577 | 0.03539 | 0.035079 | 0.034827 | 0.034622 | 0.034457 | 0.034323 | 0.034216 | 0.034129 | 0.03406 | 0.034004 | 0.033959
No | SDG&E | Res | HVAC | 2005 T-24: Duct improvement | On-the-books | Gas Energy (MMTherm/year) | 0 | 0 | 0 | 0 | 0 | 0 | 0 | 0 | 0 | 0 | 0 | 0 | 0
No | SDG&E | Res | HVAC | Fed Appliance: Residential Direct Heating Equipment | On-the-books | Gas Energy (MMTherm/year) | 0.0011199 | 0.0011199 | 0.0011199 | 0.0004281 | 0.00014607 | 0.00014607 | 0.00014607 | 0.00014607 | 0.00014607 | 0.00014607 | 0.00014607 | 0.00014607 | 0.00014607
No | SDG&E | Res | HVAC | 2016 T-20: Air Filter Labeling | On-the-books | Gas Energy (MMTherm/year) | 0.00012256 | 0.00012212 | 0.00012178 | 0.0001215 | 0.00012128 | 0.0001211 | 0.00012096 | 0.00012085 | 0.00012076 | 0.0001207 | 0.00012064 | 0.0001206 | 0.00012056
No | SDG&E | Res | HVAC | 2024 T-20: Air Filter Labeling | On-the-books | Gas Energy (MMTherm/year) | 0.00037275 | 0.00037502 | 0.00037729 | 0.00037957 | 0.00038185 | 0.00038413 | 0.00038413 | 0.00038413 | 0.00038413 | 0.00038413 | 0.00038413 | 0.00038413 | 0.00038413
No | SDG&E | Res | HVAC | 2022 T-24: MFA - Restructuring - Airflow and Fan Watt Draw | On-the-books | Gas Energy (MMTherm/year) | -0.00016302 | -0.00016245 | -0.000162 | -0.00016165 | -0.00016137 | -0.00016115 | -0.00016098 | -0.00016085 | -0.00016075 | -0.00016066 | -0.0001606 | -0.00016055 | -0.00016051
No | SDG&E | Res | HVAC | 2022 T-24: MFA - Restructuring - Duct Sealing and Testing | On-the-books | Gas Energy (MMTherm/year) | 0.00016784 | 0.00016724 | 0.00016669 | 0.00016618 | 0.00016571 | 0.00016527 | 0.00016487 | 0.0001645 | 0.00016416 | 0.00016385 | 0.00016356 | 0.00016329 | 0.00016305
No | SDG&E | Res | HVAC | 2022 T-24: MFNC - All Electric Package - Single Zone Heat Pump Electric Space Heating for Mid-rise and High-rise MF | On-the-books | Gas Energy (MMTherm/year) | 0.010959 | 0.010649 | 0.010331 | 0.010009 | 0.0096859 | 0.009366 | 0.0090527 | 0.0087491 | 0.0084581 | 0.008182 | 0.0079225 | 0.0076809 | 0.0074579
No | SDG&E | Res | HVAC | 2022 T-24: MFNC - Indoor Air Quality - Central Ventilation Duct Sealing | On-the-books | Gas Energy (MMTherm/year) | 0.003032 | 0.0029965 | 0.0029616 | 0.0029276 | 0.0028946 | 0.0028627 | 0.0028321 | 0.0028028 | 0.0027749 | 0.0027484 | 0.0027234 | 0.0026999 | 0.0026778
No | SDG&E | Res | HVAC | 2022 T-24: MFNC - Indoor Air Quality - Heat or Energy Recovery Ventilator | On-the-books | Gas Energy (MMTherm/year) | 0.0035194 | 0.0034782 | 0.0034377 | 0.0033983 | 0.0033599 | 0.0033229 | 0.0032874 | 0.0032534 | 0.003221 | 0.0031902 | 0.0031612 | 0.0031339 | 0.0031083
No | SDG&E | Res | HVAC | 2025 T-24: Multifamily IAQ - Compartmentalization and Balanced or supply-only ventilation (New Construction + Additions) | On-the-books | Gas Energy (MMTherm/year) | 0 | 3.4847e-06 | 1.3794e-05 | 1.376e-05 | 1.3725e-05 | 1.3689e-05 | 1.365e-05 | 1.361e-05 | 1.3568e-05 | 1.3524e-05 | 1.3478e-05 | 1.3431e-05 | 1.3382e-05
No | SDG&E | Res | HVAC | 2025 T-24: Multifamily Restructuring - Central Ventilation Shaft Sealing (New Construction + Additions) | On-the-books | Gas Energy (MMTherm/year) | 0 | 4.7087e-08 | 1.815e-07 | 1.7617e-07 | 1.7085e-07 | 1.6554e-07 | 1.6024e-07 | 1.5497e-07 | 1.4975e-07 | 1.4457e-07 | 1.3944e-07 | 1.3438e-07 | 1.2939e-07
No | SDG&E | Res | HVAC | 2019 T-24: RA(MF)-MECH-Quality HVAC | On-the-books | Gas Energy (MMTherm/year) |  | -3.3517e-06 | -3.0917e-06 | -2.7985e-06 | -2.4809e-06 | -2.1512e-06 | -1.8239e-06 | -1.5131e-06 | -1.2301e-06 | -9.8204e-07 | -7.7188e-07 | -5.9884e-07 | -4.5969e-07
No | SDG&E | Res | HVAC | 2019 T-24: RA(SF)-MECH-Quality HVAC | On-the-books | Gas Energy (MMTherm/year) |  | -2.1741e-05 | -2.0054e-05 | -1.8152e-05 | -1.6092e-05 | -1.3954e-05 | -1.1831e-05 | -9.8147e-06 | -7.9788e-06 | -6.3699e-06 | -5.0067e-06 | -3.8843e-06 | -2.9818e-06
No | SDG&E | Res | HVAC | 2019-21 Fed App: Residential boilers - gas-fired hot water and electric hot water | On-the-books | Gas Energy (MMTherm/year) |  | 0.00029092 | 0.00028935 | 0.00028846 | 0.00028853 | 0.00028843 | 0.00028762 | 0.00028692 | 0.00028631 | 0.00028579 | 0.00028534 | 0.00028496 | 0.00028464
No | SDG&E | Res | HVAC | 2019-21 Fed App: Residential boilers - gas-fired steam and electric steam | On-the-books | Gas Energy (MMTherm/year) |  | 2.0361e-05 | 1.9103e-05 | 1.797e-05 | 1.7075e-05 | 1.6172e-05 | 1.5485e-05 | 1.4887e-05 | 1.4372e-05 | 1.393e-05 | 1.3552e-05 | 1.3231e-05 | 1.2959e-05
No | SDG&E | Res | HVAC | 2019 T-24: RNC(MF)-MECH-Quality HVAC | On-the-books | Gas Energy (MMTherm/year) |  | -0.00013349 | -0.00012314 | -0.00011146 | -9.881e-05 | -8.5679e-05 | -7.2644e-05 | -6.0265e-05 | -4.8992e-05 | -3.9113e-05 | -3.0743e-05 | -2.3851e-05 | -1.8309e-05
No | SDG&E | Res | HVAC | 2019 T-24: RNC(SF)-MECH-Quality HVAC | On-the-books | Gas Energy (MMTherm/year) |  | -0.0012811 | -0.0011817 | -0.0010697 | -0.00094827 | -0.00082226 | -0.00069716 | -0.00057836 | -0.00047017 | -0.00037536 | -0.00029504 | -0.0002289 | -0.00017571
No | SDG&E | Res | HVAC | 2022 T-24: SFA - Prescriptive duct insulation | On-the-books | Gas Energy (MMTherm/year) |  | 0.00022365 | 0.00022177 | 0.00022001 | 0.00021838 | 0.00021687 | 0.00021548 | 0.00021421 | 0.00021305 | 0.00021201 | 0.00021106 | 0.00021022 | 0.00020946
No | SDG&E | Res | HVAC | 2022 T-24: SFA - Prescriptive duct sealing | On-the-books | Gas Energy (MMTherm/year) |  | 0.0032452 | 0.0032108 | 0.0031826 | 0.0031597 | 0.0031411 | 0.0031261 | 0.003114 | 0.0031043 | 0.0030964 | 0.0030901 | 0.003085 | 0.003081
No | PG&E | Com | WaterHeat | 2013 T-24: NRNC-DHW-Solar Water Heating | On-the-books | Gas Energy (MMTherm/year) | 0.10152 | 0.10138 | 0.10127 | 0.10118 | 0.10112 | 0.10106 | 0.101 | 0.10095 | 0.10088 | 0.10083 | 0.10077 | 0.10071 | 0.10065
No | PG&E | Com | WaterHeat | T-20: Public Lavatory Faucets | On-the-books | Gas Energy (MMTherm/year) | 0 | 0 | 0 | 0 | 0 | 0 | 0 | 0 | 0 | 0 | 0 | 0 | 0
No | PG&E | Com | WaterHeat | T-20: Showerheads - w/ Natural Gas Water Heaters - Tier 1 | On-the-books | Gas Energy (MMTherm/year) | 0.26949 | 0 | 0 | 0 | 0 | 0 | 0 | 0 | 0 | 0 | 0 | 0 | 0
No | PG&E | Com | WaterHeat | 2022 T-24: NRA - Boilers and Service Water Heating - Process Boiler Oxygen Concentration | On-the-books | Gas Energy (MMTherm/year) | 0.064293 | 0.062576 | 0.061073 | 0.059767 | 0.05864 | 0.057673 | 0.056846 | 0.056144 | 0.055548 | 0.055045 | 0.05462 | 0.054263 | 0.053963
No | PG&E | Com | WaterHeat | 2022 T-24: NRNC - Boilers and Service Water Heating - Gas Boiler Systems | On-the-books | Gas Energy (MMTherm/year) | 0.005466 | 0.00532 | 0.006923 | 0.0084687 | 0.0099708 | 0.011441 | 0.011277 | 0.011137 | 0.011019 | 0.010919 | 0.010835 | 0.010764 | 0.010705
No | PG&E | Com | WaterHeat | 2022 T-24: NRNC - Boilers and Service Water Heating - Gas Service Water Heating | On-the-books | Gas Energy (MMTherm/year) | 0.00095245 | 0.00092701 | 0.0010418 | 0.0011537 | 0.0012636 | 0.0013722 | 0.0013525 | 0.0013358 | 0.0013216 | 0.0013096 | 0.0012995 | 0.0012911 | 0.0012839
No | PG&E | Com | WaterHeat | 2022 T-24: NRNC - Boilers and Service Water Heating - Process Boiler Oxygen Concentration | On-the-books | Gas Energy (MMTherm/year) | 0.0032691 | 0.0031818 | 0.0031054 | 0.003039 | 0.0029817 | 0.0029325 | 0.0028905 | 0.0028548 | 0.0028245 | 0.0027989 | 0.0027773 | 0.0027591 | 0.0027439
No | PG&E | Com | WaterHeat | 2019-21 Fed App: Pre-rinse spray valves | On-the-books | Gas Energy (MMTherm/year) |  | 0.0090074 | 0.0090968 | 0.0091872 | 0.0092786 | 0.009371 | 0.0093707 | 0.0093704 | 0.0093702 | 0.00937 | 0.0093698 | 0.0093697 | 0.0093696
No | SCG | Com | WaterHeat | 2013 T-24: NRNC-DHW-Solar Water Heating | On-the-books | Gas Energy (MMTherm/year) | 0.11308 | 0.11292 | 0.11279 | 0.1127 | 0.11262 | 0.11256 | 0.11249 | 0.11243 | 0.11236 | 0.1123 | 0.11223 | 0.11217 | 0.1121
No | SCG | Com | WaterHeat | T-20: Public Lavatory Faucets | On-the-books | Gas Energy (MMTherm/year) | 0 | 0 | 0 | 0 | 0 | 0 | 0 | 0 | 0 | 0 | 0 | 0 | 0
No | SCG | Com | WaterHeat | T-20: Showerheads - w/ Natural Gas Water Heaters - Tier 1 | On-the-books | Gas Energy (MMTherm/year) | 0.30015 | 0 | 0 | 0 | 0 | 0 | 0 | 0 | 0 | 0 | 0 | 0 | 0
No | SCG | Com | WaterHeat | 2022 T-24: NRA - Boilers and Service Water Heating - Process Boiler Oxygen Concentration | On-the-books | Gas Energy (MMTherm/year) | 0.071608 | 0.069695 | 0.068021 | 0.066567 | 0.065311 | 0.064234 | 0.063314 | 0.062531 | 0.061868 | 0.061307 | 0.060834 | 0.060437 | 0.060103
No | SCG | Com | WaterHeat | 2022 T-24: NRNC - Boilers and Service Water Heating - Gas Boiler Systems | On-the-books | Gas Energy (MMTherm/year) | 0.0060879 | 0.0059253 | 0.0077106 | 0.0094322 | 0.011105 | 0.012742 | 0.01256 | 0.012405 | 0.012273 | 0.012162 | 0.012068 | 0.011989 | 0.011923
No | SCG | Com | WaterHeat | 2022 T-24: NRNC - Boilers and Service Water Heating - Gas Service Water Heating | On-the-books | Gas Energy (MMTherm/year) | 0.0010608 | 0.0010325 | 0.0011604 | 0.001285 | 0.0014073 | 0.0015283 | 0.0015064 | 0.0014878 | 0.001472 | 0.0014586 | 0.0014474 | 0.0014379 | 0.00143
No | SCG | Com | WaterHeat | 2022 T-24: NRNC - Boilers and Service Water Heating - Process Boiler Oxygen Concentration | On-the-books | Gas Energy (MMTherm/year) | 0.0036411 | 0.0035438 | 0.0034587 | 0.0033847 | 0.0033209 | 0.0032661 | 0.0032194 | 0.0031796 | 0.0031458 | 0.0031173 | 0.0030933 | 0.0030731 | 0.0030561
No | SCG | Com | WaterHeat | 2019-21 Fed App: Pre-rinse spray valves | On-the-books | Gas Energy (MMTherm/year) |  | 0.010032 | 0.010132 | 0.010232 | 0.010334 | 0.010437 | 0.010437 | 0.010436 | 0.010436 | 0.010436 | 0.010436 | 0.010436 | 0.010436
No | SDG&E | Com | WaterHeat | 2013 T-24: NRNC-DHW-Solar Water Heating | On-the-books | Gas Energy (MMTherm/year) | 0.010259 | 0.010245 | 0.010233 | 0.010224 | 0.010218 | 0.010212 | 0.010206 | 0.0102 | 0.010194 | 0.010188 | 0.010182 | 0.010177 | 0.010171
No | SDG&E | Com | WaterHeat | T-20: Public Lavatory Faucets | On-the-books | Gas Energy (MMTherm/year) | 0 | 0 | 0 | 0 | 0 | 0 | 0 | 0 | 0 | 0 | 0 | 0 | 0
No | SDG&E | Com | WaterHeat | T-20: Showerheads - w/ Natural Gas Water Heaters - Tier 1 | On-the-books | Gas Energy (MMTherm/year) | 0.027231 | 0 | 0 | 0 | 0 | 0 | 0 | 0 | 0 | 0 | 0 | 0 | 0
No | SDG&E | Com | WaterHeat | 2022 T-24: NRA - Boilers and Service Water Heating - Process Boiler Oxygen Concentration | On-the-books | Gas Energy (MMTherm/year) | 0.0064967 | 0.0063232 | 0.0061713 | 0.0060393 | 0.0059254 | 0.0058277 | 0.0057442 | 0.0056732 | 0.005613 | 0.0055621 | 0.0055192 | 0.0054832 | 0.0054529
No | SDG&E | Com | WaterHeat | 2022 T-24: NRNC - Boilers and Service Water Heating - Gas Boiler Systems | On-the-books | Gas Energy (MMTherm/year) | 0.00055233 | 0.00053758 | 0.00069955 | 0.00085574 | 0.0010075 | 0.0011561 | 0.0011395 | 0.0011254 | 0.0011135 | 0.0011034 | 0.0010949 | 0.0010877 | 0.0010817
No | SDG&E | Com | WaterHeat | 2022 T-24: NRNC - Boilers and Service Water Heating - Gas Service Water Heating | On-the-books | Gas Energy (MMTherm/year) | 9.6243e-05 | 9.3672e-05 | 0.00010527 | 0.00011658 | 0.00012768 | 0.00013866 | 0.00013667 | 0.00013498 | 0.00013355 | 0.00013234 | 0.00013132 | 0.00013046 | 0.00012974
No | SDG&E | Com | WaterHeat | 2022 T-24: NRNC - Boilers and Service Water Heating - Process Boiler Oxygen Concentration | On-the-books | Gas Energy (MMTherm/year) | 0.00033034 | 0.00032152 | 0.00031379 | 0.00030708 | 0.00030129 | 0.00029632 | 0.00029208 | 0.00028847 | 0.00028541 | 0.00028282 | 0.00028064 | 0.00027881 | 0.00027727
No | SDG&E | Com | WaterHeat | 2019-21 Fed App: Pre-rinse spray valves | On-the-books | Gas Energy (MMTherm/year) |  | 0.00091017 | 0.00091921 | 0.00092835 | 0.00093758 | 0.00094692 | 0.00094689 | 0.00094686 | 0.00094683 | 0.00094682 | 0.0009468 | 0.00094679 | 0.00094678
No | PG&E | Res | WaterHeat | T-20: Residential Faucets & Aerators - Kitchen w/ Natural Gas Water Heating | On-the-books | Gas Energy (MMTherm/year) | 2.6608 | 0 | 0 | 0 | 0 | 0 | 0 | 0 | 0 | 0 | 0 | 0 | 0
No | PG&E | Res | WaterHeat | T-20: Residential Faucets & Aerators - Lavatory w/ Natural Gas Water Heating - Tier 2 | On-the-books | Gas Energy (MMTherm/year) | 1.0318 | 0 | 0 | 0 | 0 | 0 | 0 | 0 | 0 | 0 | 0 | 0 | 0
No | PG&E | Res | WaterHeat | T-20: Residential Faucets & Aerators - Lavatory w/ Natural Gas Water Heating - Tier 1 | On-the-books | Gas Energy (MMTherm/year) | 0 | 0 | 0 | 0 | 0 | 0 | 0 | 0 | 0 | 0 | 0 | 0 | 0
No | PG&E | Res | WaterHeat | 2005 T-24: Multifamily Water Heating | On-the-books | Gas Energy (MMTherm/year) | 0 | 0 | 0 | 0 | 0 | 0 | 0 | 0 | 0 | 0 | 0 | 0 | 0
No | PG&E | Res | WaterHeat | Fed Appliance: Residential Gas-fired instantaneous water heater | On-the-books | Gas Energy (MMTherm/year) | 0.044369 | 0.044369 | 0.044369 | 0.044369 | 0.044369 | 0.044369 | 0.044369 | 0.044369 | 0.044369 | 0.044369 | 0.018031 | 0.0073948 | 0.0073948
No | PG&E | Res | WaterHeat | Fed Appliance: Residential Gas-fired water heater | On-the-books | Gas Energy (MMTherm/year) | 0.92429 | 0.92059 | 0.91694 | 0.33916 | 0.10467 | 0.10427 | 0.10386 | 0.10346 | 0.10305 | 0.10265 | 0.10225 | 0.10184 | 0.10144
No | PG&E | Res | WaterHeat | 2013 T-24: RNC-DHW - High Efficiency Water Heater Ready | On-the-books | Gas Energy (MMTherm/year) | 0.015193 | 0.01517 | 0.015154 | 0.015143 | 0.015135 | 0.01513 | 0.015123 | 0.015117 | 0.015111 | 0.015105 | 0.015098 | 0.015092 | 0.015086
No | PG&E | Res | WaterHeat | 2013 T-24: RNC-DHW - MF DHW Control and Solar | On-the-books | Gas Energy (MMTherm/year) | 0.42408 | 0.42349 | 0.42303 | 0.42266 | 0.42238 | 0.42216 | 0.4219 | 0.42166 | 0.42141 | 0.42117 | 0.42092 | 0.42068 | 0.42043
No | PG&E | Res | WaterHeat | T-20: Showerheads - w/ Natural Gas Water Heaters - Tier 1 | On-the-books | Gas Energy (MMTherm/year) | 2.4254 | 0 | 0 | 0 | 0 | 0 | 0 | 0 | 0 | 0 | 0 | 0 | 0
No | PG&E | Res | WaterHeat | 2022 T-24: MFNC - All Electric Package - Prescriptive Alternative for Central HPWH | On-the-books | Gas Energy (MMTherm/year) | 0.17344 | 0.17203 | 0.17043 | 0.16867 | 0.16676 | 0.16475 | 0.16268 | 0.16061 | 0.15859 | 0.15666 | 0.15488 | 0.15326 | 0.15182
No | PG&E | Res | WaterHeat | 2022 T-24: MFNC - Boilers and Service Water Heating - Gas Service Water Heating | On-the-books | Gas Energy (MMTherm/year) | 0.00015924 | 0.00015499 | 0.00015126 | 0.00014803 | 0.00014524 | 0.00014284 | 0.0001408 | 0.00013905 | 0.00013758 | 0.00013633 | 0.00013528 | 0.0001344 | 0.00013365
No | PG&E | Res | WaterHeat | 2022 T-24: MFNC - Domestic Hot Water - Increased Insulation for Hot Water Distribution | On-the-books | Gas Energy (MMTherm/year) | 0.0046006 | 0.0045665 | 0.0045396 | 0.0045184 | 0.0045017 | 0.0044888 | 0.0044787 | 0.0044708 | 0.0044648 | 0.0044601 | 0.0044564 | 0.0044536 | 0.0044514
No | PG&E | Res | WaterHeat | 2025 T-24: Multifamily Domestic Hot Water - CPC Appendix M Pipe Sizing-Gas (New Construction + Additions) | On-the-books | Gas Energy (MMTherm/year) | 0 | 0.0069047 | 0.027351 | 0.027308 | 0.027265 | 0.027221 | 0.027176 | 0.027131 | 0.027086 | 0.027039 | 0.026992 | 0.020788 | 0.0024452
No | PG&E | Res | WaterHeat | 2025 T-24: Multifamily Domestic Hot Water - DHW Balancing Valves-Gas (Alterations) | On-the-books | Gas Energy (MMTherm/year) | 0 | 0.00092995 | 0.00097738 | 0.0009374 | 0.00089651 | 0.00085496 | 0.00081298 | 0.00077083 | 0.00072878 | 0.00068707 | 0.00064597 | 0.0001017 | 5.1498e-05
No | PG&E | Res | WaterHeat | 2025 T-24: Multifamily Domestic Hot Water - DHW Balancing Valves-Gas (New Construction + Additions) | On-the-books | Gas Energy (MMTherm/year) | 0 | 3.1451e-05 | 0.00012001 | 0.0001151 | 0.00011008 | 0.00010497 | 9.982e-05 | 9.4645e-05 | 8.9481e-05 | 8.4361e-05 | 7.9314e-05 | 5.7375e-05 | 6.3231e-06
No | PG&E | Res | WaterHeat | 2025 T-24: Multifamily Domestic Hot Water - DHW Master Mixing Valves-Gas (New Construction + Additions) | On-the-books | Gas Energy (MMTherm/year) | 0 | 0.0095128 | 0.037489 | 0.037231 | 0.036966 | 0.036696 | 0.036419 | 0.036137 | 0.035848 | 0.035553 | 0.035252 | 0.02696 | 0.0031484
No | PG&E | Res | WaterHeat | 2025 T-24: Multifamily Domestic Hot Water - DHW Pipe Insulation Enhancement-Gas (New Construction + Additions) | On-the-books | Gas Energy (MMTherm/year) | 0 | 0.014076 | 0.055837 | 0.055831 | 0.055825 | 0.055818 | 0.055812 | 0.055806 | 0.0558 | 0.055793 | 0.055787 | 0.043034 | 0.0050704
No | SCG | Res | WaterHeat | T-20: Residential Faucets & Aerators - Kitchen w/ Natural Gas Water Heating | On-the-books | Gas Energy (MMTherm/year) | 2.9636 | 0 | 0 | 0 | 0 | 0 | 0 | 0 | 0 | 0 | 0 | 0 | 0
No | SCG | Res | WaterHeat | T-20: Residential Faucets & Aerators - Lavatory w/ Natural Gas Water Heating - Tier 2 | On-the-books | Gas Energy (MMTherm/year) | 1.1492 | 0 | 0 | 0 | 0 | 0 | 0 | 0 | 0 | 0 | 0 | 0 | 0
No | SCG | Res | WaterHeat | T-20: Residential Faucets & Aerators - Lavatory w/ Natural Gas Water Heating - Tier 1 | On-the-books | Gas Energy (MMTherm/year) | 0 | 0 | 0 | 0 | 0 | 0 | 0 | 0 | 0 | 0 | 0 | 0 | 0
No | SCG | Res | WaterHeat | 2005 T-24: Multifamily Water Heating | On-the-books | Gas Energy (MMTherm/year) | 0 | 0 | 0 | 0 | 0 | 0 | 0 | 0 | 0 | 0 | 0 | 0 | 0
No | SCG | Res | WaterHeat | Fed Appliance: Residential Gas-fired instantaneous water heater | On-the-books | Gas Energy (MMTherm/year) | 0.049417 | 0.049417 | 0.049417 | 0.049417 | 0.049417 | 0.049417 | 0.049417 | 0.049417 | 0.049417 | 0.049417 | 0.020083 | 0.0082362 | 0.0082362
No | SCG | Res | WaterHeat | Fed Appliance: Residential Gas-fired water heater | On-the-books | Gas Energy (MMTherm/year) | 1.0295 | 1.0253 | 1.0213 | 0.37775 | 0.11658 | 0.11613 | 0.11568 | 0.11523 | 0.11478 | 0.11433 | 0.11388 | 0.11343 | 0.11298
No | SCG | Res | WaterHeat | 2013 T-24: RNC-DHW - High Efficiency Water Heater Ready | On-the-books | Gas Energy (MMTherm/year) | 0.016922 | 0.016896 | 0.016878 | 0.016866 | 0.016857 | 0.016851 | 0.016844 | 0.016837 | 0.01683 | 0.016823 | 0.016816 | 0.016809 | 0.016802
No | SCG | Res | WaterHeat | 2013 T-24: RNC-DHW - MF DHW Control and Solar | On-the-books | Gas Energy (MMTherm/year) | 0.47233 | 0.47167 | 0.47115 | 0.47075 | 0.47043 | 0.47019 | 0.4699 | 0.46964 | 0.46935 | 0.46909 | 0.46881 | 0.46854 | 0.46826
No | SCG | Res | WaterHeat | T-20: Showerheads - w/ Natural Gas Water Heaters - Tier 1 | On-the-books | Gas Energy (MMTherm/year) | 2.7014 | 0 | 0 | 0 | 0 | 0 | 0 | 0 | 0 | 0 | 0 | 0 | 0
No | SCG | Res | WaterHeat | 2022 T-24: MFNC - All Electric Package - Prescriptive Alternative for Central HPWH | On-the-books | Gas Energy (MMTherm/year) | 0.19317 | 0.1916 | 0.18982 | 0.18786 | 0.18574 | 0.1835 | 0.18119 | 0.17888 | 0.17663 | 0.17449 | 0.1725 | 0.17069 | 0.16909
No | SCG | Res | WaterHeat | 2022 T-24: MFNC - Boilers and Service Water Heating - Gas Service Water Heating | On-the-books | Gas Energy (MMTherm/year) | 0.00017736 | 0.00017262 | 0.00016847 | 0.00016487 | 0.00016176 | 0.00015909 | 0.00015681 | 0.00015488 | 0.00015323 | 0.00015184 | 0.00015067 | 0.00014969 | 0.00014886
No | SCG | Res | WaterHeat | 2022 T-24: MFNC - Domestic Hot Water - Increased Insulation for Hot Water Distribution | On-the-books | Gas Energy (MMTherm/year) | 0.005124 | 0.0050861 | 0.005056 | 0.0050324 | 0.0050139 | 0.0049995 | 0.0049882 | 0.0049795 | 0.0049727 | 0.0049675 | 0.0049634 | 0.0049603 | 0.0049579
No | SCG | Res | WaterHeat | 2025 T-24: Multifamily Domestic Hot Water - CPC Appendix M Pipe Sizing-Gas (New Construction + Additions) | On-the-books | Gas Energy (MMTherm/year) | 0 | 0.0076902 | 0.030463 | 0.030415 | 0.030367 | 0.030318 | 0.030268 | 0.030218 | 0.030167 | 0.030116 | 0.030063 | 0.023153 | 0.0027234
No | SCG | Res | WaterHeat | 2025 T-24: Multifamily Domestic Hot Water - DHW Balancing Valves-Gas (Alterations) | On-the-books | Gas Energy (MMTherm/year) | 0 | 0.0010358 | 0.0010886 | 0.001044 | 0.00099851 | 0.00095223 | 0.00090547 | 0.00085853 | 0.00081169 | 0.00076524 | 0.00071946 | 0.00011327 | 5.7358e-05
No | SCG | Res | WaterHeat | 2025 T-24: Multifamily Domestic Hot Water - DHW Balancing Valves-Gas (New Construction + Additions) | On-the-books | Gas Energy (MMTherm/year) | 0 | 3.503e-05 | 0.00013366 | 0.00012819 | 0.0001226 | 0.00011692 | 0.00011118 | 0.00010541 | 9.9662e-05 | 9.3959e-05 | 8.8338e-05 | 6.3903e-05 | 7.0425e-06
No | SCG | Res | WaterHeat | 2025 T-24: Multifamily Domestic Hot Water - DHW Master Mixing Valves-Gas (New Construction + Additions) | On-the-books | Gas Energy (MMTherm/year) | 0 | 0.010595 | 0.041754 | 0.041466 | 0.041172 | 0.040871 | 0.040563 | 0.040248 | 0.039926 | 0.039598 | 0.039263 | 0.030027 | 0.0035066
No | SCG | Res | WaterHeat | 2025 T-24: Multifamily Domestic Hot Water - DHW Pipe Insulation Enhancement-Gas (New Construction + Additions) | On-the-books | Gas Energy (MMTherm/year) | 0 | 0.015677 | 0.06219 | 0.062183 | 0.062176 | 0.062169 | 0.062162 | 0.062155 | 0.062148 | 0.062141 | 0.062134 | 0.04793 | 0.0056473
No | SDG&E | Res | WaterHeat | T-20: Residential Faucets & Aerators - Kitchen w/ Natural Gas Water Heating | On-the-books | Gas Energy (MMTherm/year) | 0.26887 | 0 | 0 | 0 | 0 | 0 | 0 | 0 | 0 | 0 | 0 | 0 | 0
No | SDG&E | Res | WaterHeat | T-20: Residential Faucets & Aerators - Lavatory w/ Natural Gas Water Heating - Tier 2 | On-the-books | Gas Energy (MMTherm/year) | 0.10426 | 0 | 0 | 0 | 0 | 0 | 0 | 0 | 0 | 0 | 0 | 0 | 0
No | SDG&E | Res | WaterHeat | T-20: Residential Faucets & Aerators - Lavatory w/ Natural Gas Water Heating - Tier 1 | On-the-books | Gas Energy (MMTherm/year) | 0 | 0 | 0 | 0 | 0 | 0 | 0 | 0 | 0 | 0 | 0 | 0 | 0
No | SDG&E | Res | WaterHeat | 2005 T-24: Multifamily Water Heating | On-the-books | Gas Energy (MMTherm/year) | 0 | 0 | 0 | 0 | 0 | 0 | 0 | 0 | 0 | 0 | 0 | 0 | 0
No | SDG&E | Res | WaterHeat | Fed Appliance: Residential Gas-fired instantaneous water heater | On-the-books | Gas Energy (MMTherm/year) | 0.0044834 | 0.0044834 | 0.0044834 | 0.0044834 | 0.0044834 | 0.0044834 | 0.0044834 | 0.0044834 | 0.0044834 | 0.0044834 | 0.001822 | 0.00074723 | 0.00074723
No | SDG&E | Res | WaterHeat | Fed Appliance: Residential Gas-fired water heater | On-the-books | Gas Energy (MMTherm/year) | 0.093398 | 0.093023 | 0.092654 | 0.034272 | 0.010576 | 0.010536 | 0.010495 | 0.010454 | 0.010413 | 0.010373 | 0.010332 | 0.010291 | 0.01025
No | SDG&E | Res | WaterHeat | 2013 T-24: RNC-DHW - High Efficiency Water Heater Ready | On-the-books | Gas Energy (MMTherm/year) | 0.0015353 | 0.0015329 | 0.0015313 | 0.0015302 | 0.0015294 | 0.0015288 | 0.0015281 | 0.0015276 | 0.0015269 | 0.0015263 | 0.0015256 | 0.001525 | 0.0015244
No | SDG&E | Res | WaterHeat | 2013 T-24: RNC-DHW - MF DHW Control and Solar | On-the-books | Gas Energy (MMTherm/year) | 0.042853 | 0.042793 | 0.042746 | 0.042709 | 0.04268 | 0.042658 | 0.042632 | 0.042608 | 0.042582 | 0.042558 | 0.042533 | 0.042509 | 0.042484
No | SDG&E | Res | WaterHeat | T-20: Showerheads - w/ Natural Gas Water Heaters - Tier 1 | On-the-books | Gas Energy (MMTherm/year) | 0.24508 | 0 | 0 | 0 | 0 | 0 | 0 | 0 | 0 | 0 | 0 | 0 | 0
No | SDG&E | Res | WaterHeat | 2022 T-24: MFNC - All Electric Package - Prescriptive Alternative for Central HPWH | On-the-books | Gas Energy (MMTherm/year) | 0.017526 | 0.017383 | 0.017222 | 0.017044 | 0.016851 | 0.016648 | 0.016439 | 0.016229 | 0.016025 | 0.015831 | 0.01565 | 0.015486 | 0.015341
No | SDG&E | Res | WaterHeat | 2022 T-24: MFNC - Boilers and Service Water Heating - Gas Service Water Heating | On-the-books | Gas Energy (MMTherm/year) | 1.6091e-05 | 1.5661e-05 | 1.5285e-05 | 1.4958e-05 | 1.4676e-05 | 1.4434e-05 | 1.4227e-05 | 1.4051e-05 | 1.3902e-05 | 1.3776e-05 | 1.367e-05 | 1.3581e-05 | 1.3506e-05
No | SDG&E | Res | WaterHeat | 2022 T-24: MFNC - Domestic Hot Water - Increased Insulation for Hot Water Distribution | On-the-books | Gas Energy (MMTherm/year) | 0.00046488 | 0.00046144 | 0.00045871 | 0.00045657 | 0.00045489 | 0.00045358 | 0.00045256 | 0.00045177 | 0.00045116 | 0.00045068 | 0.00045031 | 0.00045003 | 0.00044981
No | SDG&E | Res | WaterHeat | 2025 T-24: Multifamily Domestic Hot Water - CPC Appendix M Pipe Sizing-Gas (New Construction + Additions) | On-the-books | Gas Energy (MMTherm/year) | 0 | 0.0006977 | 0.0027638 | 0.0027595 | 0.0027551 | 0.0027506 | 0.0027461 | 0.0027416 | 0.0027369 | 0.0027323 | 0.0027275 | 0.0021005 | 0.00024708
No | SDG&E | Res | WaterHeat | 2025 T-24: Multifamily Domestic Hot Water - DHW Balancing Valves-Gas (Alterations) | On-the-books | Gas Energy (MMTherm/year) | 0 | 9.397e-05 | 9.8763e-05 | 9.4722e-05 | 9.0591e-05 | 8.6391e-05 | 8.215e-05 | 7.7891e-05 | 7.3641e-05 | 6.9427e-05 | 6.5274e-05 | 1.0277e-05 | 5.2038e-06
No | SDG&E | Res | WaterHeat | 2025 T-24: Multifamily Domestic Hot Water - DHW Balancing Valves-Gas (New Construction + Additions) | On-the-books | Gas Energy (MMTherm/year) | 0 | 3.1781e-06 | 1.2126e-05 | 1.163e-05 | 1.1123e-05 | 1.0607e-05 | 1.0087e-05 | 9.5636e-06 | 9.0419e-06 | 8.5245e-06 | 8.0145e-06 | 5.7976e-06 | 6.3894e-07
No | SDG&E | Res | WaterHeat | 2025 T-24: Multifamily Domestic Hot Water - DHW Master Mixing Valves-Gas (New Construction + Additions) | On-the-books | Gas Energy (MMTherm/year) | 0 | 0.00096125 | 0.0037882 | 0.0037621 | 0.0037354 | 0.003708 | 0.0036801 | 0.0036515 | 0.0036223 | 0.0035925 | 0.0035621 | 0.0027242 | 0.00031814
No | SDG&E | Res | WaterHeat | 2025 T-24: Multifamily Domestic Hot Water - DHW Pipe Insulation Enhancement-Gas (New Construction + Additions) | On-the-books | Gas Energy (MMTherm/year) | 0 | 0.0014223 | 0.0056422 | 0.0056416 | 0.005641 | 0.0056403 | 0.0056397 | 0.0056391 | 0.0056384 | 0.0056378 | 0.0056372 | 0.0043485 | 0.00051235
No | PG&E | Com | ComRefrig | 2013 T-24: NRNC-Refrigeration-Supermarket | On-the-books | Gas Energy (MMTherm/year) | 0.33584 | 0.33189 | 0.32707 | 0.32135 | 0.31478 | 0.30751 | 0.30071 | 0.29359 | 0.28668 | 0.27963 | 0.27268 | 0.26566 | 0.25868
No | SCG | Com | ComRefrig | 2013 T-24: NRNC-Refrigeration-Supermarket | On-the-books | Gas Energy (MMTherm/year) | 0.37405 | 0.36965 | 0.36429 | 0.35792 | 0.3506 | 0.3425 | 0.33492 | 0.32699 | 0.3193 | 0.31145 | 0.3037 | 0.29589 | 0.28812
No | SDG&E | Com | ComRefrig | 2013 T-24: NRNC-Refrigeration-Supermarket | On-the-books | Gas Energy (MMTherm/year) | 0.033936 | 0.033537 | 0.03305 | 0.032472 | 0.031808 | 0.031073 | 0.030386 | 0.029667 | 0.028968 | 0.028256 | 0.027553 | 0.026844 | 0.02614
No | PG&E | Com | Lighting | 2016 T-24: Nonresidential Lighting Alterations (Units = sq ft) | On-the-books | Gas Energy (MMTherm/year) | -0.032153 | -0.031747 | -0.031318 | -0.030881 | -0.030449 | -0.030011 | -0.029565 | 0 | 0 | 0 | 0 | 0 | 0
No | PG&E | Com | Lighting | 2013 T-24: NRA-Lighting-Alterations-New Measures | On-the-books | Gas Energy (MMTherm/year) | -0.057443 | -0.05675 | -0.056163 | -0.055667 | -0.027398 | 0 | 1.497e-17 | 0 | 0 | 0 | 0 | 0 | 0
No | PG&E | Com | Lighting | 2008 T-24: Sidelighting | On-the-books | Gas Energy (MMTherm/year) | 0.0041494 | 0.0041286 | 0.0041112 | 0.0040967 | 0.0040847 | 0.0040748 | 0.0040635 | 0.0040531 | 0.0040421 | 0.0040315 | 0.0040206 | 0.0040099 | 0.0039991
No | PG&E | Com | Lighting | 2022 T-24: NRA - Daylighting - Automatic Daylight Dimming to 10% | On-the-books | Gas Energy (MMTherm/year) | -0.050155 | -0.048661 | -0.046796 | -0.044519 | -0.041816 | -0.038709 | -0.0029956 | 0 | 0 | 0 | 0 | 0 | 0
No | PG&E | Com | Lighting | 2022 T-24: NRA - Indoor Lighting - Multi-zone Occupancy Sensing in Large Offices | On-the-books | Gas Energy (MMTherm/year) | 0.14991 | 0.14436 | 0.13858 | 0.13276 | 0.12711 | 0.12179 | 0.0099309 | 0 | 0 | 0 | 0 | 0 | 0
No | PG&E | Com | Lighting | 2022 T-24: NRNC - Daylighting - Automatic Daylight Dimming to 10% | On-the-books | Gas Energy (MMTherm/year) | -0.017593 | -0.017069 | -0.016415 | -0.015616 | -0.014668 | -0.013578 | -0.012372 | -0.011091 | -0.00979 | -0.008525 | -0.0073478 | -0.0062957 | -0.0053889
No | PG&E | Com | Lighting | 2022 T-24: NRNC - Indoor Lighting - Multi-zone Occupancy Sensing in Large Offices | On-the-books | Gas Energy (MMTherm/year) |  | 0.092321 | 0.088625 | 0.084907 | 0.08129 | 0.077886 | 0.07478 | 0.072023 | 0.069639 | 0.06762 | 0.065942 | 0.064568 | 0.063458
No | SCG | Com | Lighting | 2016 T-24: Nonresidential Lighting Alterations (Units = sq ft) | On-the-books | Gas Energy (MMTherm/year) | -0.035811 | -0.035359 | -0.034882 | -0.034395 | -0.033913 | -0.033426 | -0.032928 | 0 | 0 | 0 | 0 | 0 | 0
No | SCG | Com | Lighting | 2013 T-24: NRA-Lighting-Alterations-New Measures | On-the-books | Gas Energy (MMTherm/year) | -0.063979 | -0.063207 | -0.062553 | -0.062 | -0.030515 | 0 | 1.6673e-17 | 0 | 0 | 0 | 0 | 0 | 0
No | SCG | Com | Lighting | 2008 T-24: Sidelighting | On-the-books | Gas Energy (MMTherm/year) | 0.0046215 | 0.0045983 | 0.004579 | 0.0045628 | 0.0045495 | 0.0045384 | 0.0045258 | 0.0045142 | 0.004502 | 0.0044901 | 0.004478 | 0.0044661 | 0.0044541
No | SCG | Com | Lighting | 2022 T-24: NRA - Daylighting - Automatic Daylight Dimming to 10% | On-the-books | Gas Energy (MMTherm/year) | -0.055862 | -0.054198 | -0.05212 | -0.049584 | -0.046573 | -0.043113 | -0.0033365 | 0 | 0 | 0 | 0 | 0 | 0
No | SCG | Com | Lighting | 2022 T-24: NRA - Indoor Lighting - Multi-zone Occupancy Sensing in Large Offices | On-the-books | Gas Energy (MMTherm/year) | 0.16697 | 0.16078 | 0.15434 | 0.14787 | 0.14157 | 0.13564 | 0.011061 | 0 | 0 | 0 | 0 | 0 | 0
No | SCG | Com | Lighting | 2022 T-24: NRNC - Daylighting - Automatic Daylight Dimming to 10% | On-the-books | Gas Energy (MMTherm/year) | -0.019595 | -0.019011 | -0.018282 | -0.017393 | -0.016336 | -0.015123 | -0.01378 | -0.012353 | -0.010904 | -0.0094949 | -0.0081838 | -0.007012 | -0.006002
No | SCG | Com | Lighting | 2022 T-24: NRNC - Indoor Lighting - Multi-zone Occupancy Sensing in Large Offices | On-the-books | Gas Energy (MMTherm/year) |  | 0.10282 | 0.098708 | 0.094567 | 0.090539 | 0.086748 | 0.083288 | 0.080218 | 0.077562 | 0.075313 | 0.073444 | 0.071915 | 0.070678
No | SDG&E | Com | Lighting | 2016 T-24: Nonresidential Lighting Alterations (Units = sq ft) | On-the-books | Gas Energy (MMTherm/year) | -0.003249 | -0.0032079 | -0.0031647 | -0.0031205 | -0.0030768 | -0.0030326 | -0.0029874 | 0 | 0 | 0 | 0 | 0 | 0
No | SDG&E | Com | Lighting | 2013 T-24: NRA-Lighting-Alterations-New Measures | On-the-books | Gas Energy (MMTherm/year) | -0.0058045 | -0.0057345 | -0.0056751 | -0.005625 | -0.0027685 | 0 | 1.5127e-18 | 0 | 0 | 0 | 0 | 0 | 0
No | SDG&E | Com | Lighting | 2008 T-24: Sidelighting | On-the-books | Gas Energy (MMTherm/year) | 0.00041929 | 0.00041719 | 0.00041543 | 0.00041397 | 0.00041275 | 0.00041175 | 0.00041061 | 0.00040956 | 0.00040844 | 0.00040737 | 0.00040627 | 0.00040519 | 0.0004041
No | SDG&E | Com | Lighting | 2022 T-24: NRA - Daylighting - Automatic Daylight Dimming to 10% | On-the-books | Gas Energy (MMTherm/year) | -0.0050681 | -0.0049171 | -0.0047286 | -0.0044986 | -0.0042254 | -0.0039115 | -0.0003027 | 0 | 0 | 0 | 0 | 0 | 0
No | SDG&E | Com | Lighting | 2022 T-24: NRA - Indoor Lighting - Multi-zone Occupancy Sensing in Large Offices | On-the-books | Gas Energy (MMTherm/year) | 0.015148 | 0.014587 | 0.014003 | 0.013415 | 0.012844 | 0.012306 | 0.0010035 | 0 | 0 | 0 | 0 | 0 | 0
No | SDG&E | Com | Lighting | 2022 T-24: NRNC - Daylighting - Automatic Daylight Dimming to 10% | On-the-books | Gas Energy (MMTherm/year) | -0.0017777 | -0.0017248 | -0.0016587 | -0.001578 | -0.0014821 | -0.001372 | -0.0012502 | -0.0011208 | -0.00098925 | -0.00086144 | -0.00074248 | -0.00063617 | -0.00054453
No | SDG&E | Com | Lighting | 2022 T-24: NRNC - Indoor Lighting - Multi-zone Occupancy Sensing in Large Offices | On-the-books | Gas Energy (MMTherm/year) |  | 0.0093288 | 0.0089554 | 0.0085797 | 0.0082142 | 0.0078702 | 0.0075563 | 0.0072778 | 0.0070368 | 0.0068328 | 0.0066633 | 0.0065245 | 0.0064123

## C&S with Interactive (hidden)
Interactive (Y/N) | Utility | Sector | End Use | Measure Name | Policy Case | Savings Type | 2025 | 2026 | 2027 | 2028 | 2029 | 2030 | 2031 | 2032 | 2033 | 2034 | 2035 | 2036 | 2037
Yes | PG&E | Com | AppPlug | Fed Appliance: Commercial Clothes Washers #1 | On-the-books | Electric Energy (GWh/year) | 0.026228 | 0.026226 | 0.026224 | 0.026222 | 0.026221 | 0.02622 | 0.026219 | 0.026218 | 0.026216 | 0.026215 | 0.026214 | 0.026213 | 0.026212
Yes | PG&E | Com | AppPlug | Fed Appliance: Commercial Clothes Washers | On-the-books | Electric Energy (GWh/year) | 0.052705 | 0.052705 | 0.052705 | 0.052705 | 0.052705 | 0 | 0 | 0 | 0 | 0 | 0 | 0 | 0
Yes | PG&E | Com | AppPlug | T-20: Computers - Small Scale Servers | On-the-books | Electric Energy (GWh/year) | 0 | 0 | 0 | 0 | 0 | 0 | 0 | 0 | 0 | 0 | 0 | 0 | 0
Yes | PG&E | Com | AppPlug | T-20: Computers - Workstations | On-the-books | Electric Energy (GWh/year) | 0 | 0 | 0 | 0 | 0 | 0 | 0 | 0 | 0 | 0 | 0 | 0 | 0
Yes | PG&E | Com | AppPlug | 2005 T-20: Consumer Electronics - Audio Players | On-the-books | Electric Energy (GWh/year) | 0.014363 | 0.014362 | 0.01436 | 0.01436 | 0.014359 | 0.014359 | 0.014358 | 0.014358 | 0.014358 | 0.014357 | 0.014357 | 0.014357 | 0.014356
Yes | PG&E | Com | AppPlug | 2005 T-20: Consumer Electronics - DVDs | On-the-books | Electric Energy (GWh/year) | 0.0013554 | 0.0013503 | 0.0013462 | 0.0013429 | 0.0013402 | 0.0013382 | 0.0013357 | 0.0013335 | 0.0013311 | 0.0013289 | 0.0013265 | 0.0013242 | 0.0013219
Yes | PG&E | Com | AppPlug | Fed Appliance: External Power Supplies | On-the-books | Electric Energy (GWh/year) | 0 | 0 | 0 | 0 | 0 | 0 | 0 | 0 | 0 | 0 | 0 | 0 | 0
Yes | PG&E | Com | AppPlug | 2011 T-20: Large Battery Chargers (≥2kW rated input) | On-the-books | Electric Energy (GWh/year) | 1.9064 | 1.8826 | 1.8639 | 1.8493 | 0.45603 | 0.45386 | 0.45127 | 0.44896 | 0.44646 | 0.44408 | 0.44163 | 0.43923 | 0.43679
Yes | PG&E | Com | AppPlug | Fed Appliance: Microwave ovens | On-the-books | Electric Energy (GWh/year) | 0.31159 | 0.31045 | 0 | 0 | 0 | 0 | 0 | 0 | 0 | 0 | 0 | 0 | 0
Yes | PG&E | Com | AppPlug | 2011 T-20: Small Battery Chargers – Tier 1 (consumer with no USB charger or USB charger <20 watt-hours) | On-the-books | Electric Energy (GWh/year) | 0.91085 | 0.90702 | 0.90424 | 0.90223 | 0.90078 | 0.89972 | 0.8984 | 0.89726 | 0.896 | 0.89482 | 0.89359 | 0.89239 | 0.89117
Yes | PG&E | Com | AppPlug | 2009 T-20: Televisions - Tier 1 | On-the-books | Electric Energy (GWh/year) | 0.31437 | 0.31427 | 0.31422 | 0.31418 | 0.31416 | 0.31415 | 0.31413 | 0.31412 | 0.3141 | 0.31409 | 0.31407 | 0.31406 | 0.31404
Yes | PG&E | Com | AppPlug | 2009 T-20: Televisions - Tier 2 | On-the-books | Electric Energy (GWh/year) | 0.30901 | 0.30775 | 0.30689 | 0.30631 | 0.30591 | 0.30565 | 0.30529 | 0.305 | 0.30466 | 0.30436 | 0.30403 | 0.30372 | 0.3034
Yes | PG&E | Com | AppPlug | 2005 T-20: Water Dispensers | On-the-books | Electric Energy (GWh/year) | 0.059309 | 0.059286 | 0.05927 | 0.059259 | 0.059252 | 0.059247 | 0.05924 | 0.059235 | 0.059228 | 0.059223 | 0.059217 | 0.059211 | 0.059205
Yes | PG&E | Com | AppPlug | 2025-27 Fed App: Air purifiers - Tier 2 | On-the-books | Electric Energy (GWh/year) | 0 | 0.35697 | 0.36737 | 0.37959 | 0.39311 | 0.40785 | 0.40273 | 0.39837 | 0.39468 | 0.39157 | 0.032115 | 0.031933 | 0.03178
Yes | PG&E | Com | AppPlug | 2016 T-20: Computers - Desktops - Tier 1 | On-the-books | Electric Energy (GWh/year) | 0.72231 | 0.70001 | 0.68341 | 0.67128 | 0.66253 | 0.65627 | 0.65184 | 0.6487 | 0.6465 | 0.64495 | 0.64386 | 0.6431 | 0.64257
Yes | PG&E | Com | AppPlug | 2016 T-20: Computers - Desktops - Tier 2 | On-the-books | Electric Energy (GWh/year) | 9.0004 | 4.573 | 0.61052 | 0.59167 | 0.57764 | 0.56739 | 0.55999 | 0.55471 | 0.55096 | 0.54831 | 0.54644 | 0.54513 | 0.54422
Yes | PG&E | Com | AppPlug | 2016 T-20: Computers - Notebooks | On-the-books | Electric Energy (GWh/year) | 0.00071484 | 0.00069276 | 0.00067634 | 0.00066433 | 0.00065567 | 0.00064948 | 0.00064509 | 0.00064199 | 0.00063981 | 0.00063828 | 0.0006372 | 0.00063645 | 0.00063592
Yes | PG&E | Com | AppPlug | 2019-21 Fed App: Dedicated-purpose pool pumps | On-the-books | Electric Energy (GWh/year) |  | 14.7932 | 2.0468 | 2.0857 | 2.1047 | 2.1308 | 2.1269 | 2.1236 | 2.1209 | 2.1186 | 2.1167 | 2.1151 | 2.1138
Yes | PG&E | Com | AppPlug | 2016 T-20: Displays - Monitors | On-the-books | Electric Energy (GWh/year) |  | 1.5474 | 0.28509 | 0.28509 | 0.28509 | 0.28509 | 0.28509 | 0.28509 | 0.28509 | 0.28509 | 0.28509 | 0.28509 | 0.28509
Yes | SCE | Com | AppPlug | Fed Appliance: Commercial Clothes Washers #1 | On-the-books | Electric Energy (GWh/year) | 0.026228 | 0.026226 | 0.026224 | 0.026222 | 0.026221 | 0.02622 | 0.026219 | 0.026218 | 0.026216 | 0.026215 | 0.026214 | 0.026213 | 0.026212
Yes | SCE | Com | AppPlug | Fed Appliance: Commercial Clothes Washers | On-the-books | Electric Energy (GWh/year) | 0.052705 | 0.052705 | 0.052705 | 0.052705 | 0.052705 | 0 | 0 | 0 | 0 | 0 | 0 | 0 | 0
Yes | SCE | Com | AppPlug | T-20: Computers - Small Scale Servers | On-the-books | Electric Energy (GWh/year) | 0 | 0 | 0 | 0 | 0 | 0 | 0 | 0 | 0 | 0 | 0 | 0 | 0
Yes | SCE | Com | AppPlug | T-20: Computers - Workstations | On-the-books | Electric Energy (GWh/year) | 0 | 0 | 0 | 0 | 0 | 0 | 0 | 0 | 0 | 0 | 0 | 0 | 0
Yes | SCE | Com | AppPlug | 2005 T-20: Consumer Electronics - Audio Players | On-the-books | Electric Energy (GWh/year) | 0.014363 | 0.014362 | 0.01436 | 0.01436 | 0.014359 | 0.014359 | 0.014358 | 0.014358 | 0.014358 | 0.014357 | 0.014357 | 0.014357 | 0.014356
Yes | SCE | Com | AppPlug | 2005 T-20: Consumer Electronics - DVDs | On-the-books | Electric Energy (GWh/year) | 0.0013554 | 0.0013503 | 0.0013462 | 0.0013429 | 0.0013402 | 0.0013382 | 0.0013357 | 0.0013335 | 0.0013311 | 0.0013289 | 0.0013265 | 0.0013242 | 0.0013219
Yes | SCE | Com | AppPlug | Fed Appliance: External Power Supplies | On-the-books | Electric Energy (GWh/year) | 0 | 0 | 0 | 0 | 0 | 0 | 0 | 0 | 0 | 0 | 0 | 0 | 0
Yes | SCE | Com | AppPlug | 2011 T-20: Large Battery Chargers (≥2kW rated input) | On-the-books | Electric Energy (GWh/year) | 1.9064 | 1.8826 | 1.8639 | 1.8493 | 0.45603 | 0.45386 | 0.45127 | 0.44896 | 0.44646 | 0.44408 | 0.44163 | 0.43923 | 0.43679
Yes | SCE | Com | AppPlug | Fed Appliance: Microwave ovens | On-the-books | Electric Energy (GWh/year) | 0.31159 | 0.31045 | 0 | 0 | 0 | 0 | 0 | 0 | 0 | 0 | 0 | 0 | 0
Yes | SCE | Com | AppPlug | 2011 T-20: Small Battery Chargers – Tier 1 (consumer with no USB charger or USB charger <20 watt-hours) | On-the-books | Electric Energy (GWh/year) | 0.91085 | 0.90702 | 0.90424 | 0.90223 | 0.90078 | 0.89972 | 0.8984 | 0.89726 | 0.896 | 0.89482 | 0.89359 | 0.89239 | 0.89117
Yes | SCE | Com | AppPlug | 2009 T-20: Televisions - Tier 1 | On-the-books | Electric Energy (GWh/year) | 0.31437 | 0.31427 | 0.31422 | 0.31418 | 0.31416 | 0.31415 | 0.31413 | 0.31412 | 0.3141 | 0.31409 | 0.31407 | 0.31406 | 0.31404
Yes | SCE | Com | AppPlug | 2009 T-20: Televisions - Tier 2 | On-the-books | Electric Energy (GWh/year) | 0.30901 | 0.30775 | 0.30689 | 0.30631 | 0.30591 | 0.30565 | 0.30529 | 0.305 | 0.30466 | 0.30436 | 0.30403 | 0.30372 | 0.3034
Yes | SCE | Com | AppPlug | 2005 T-20: Water Dispensers | On-the-books | Electric Energy (GWh/year) | 0.059309 | 0.059286 | 0.05927 | 0.059259 | 0.059252 | 0.059247 | 0.05924 | 0.059235 | 0.059228 | 0.059223 | 0.059217 | 0.059211 | 0.059205
Yes | SCE | Com | AppPlug | 2025-27 Fed App: Air purifiers - Tier 2 | On-the-books | Electric Energy (GWh/year) | 0 | 0.35697 | 0.36737 | 0.37959 | 0.39311 | 0.40785 | 0.40273 | 0.39837 | 0.39468 | 0.39157 | 0.032115 | 0.031933 | 0.03178
Yes | SCE | Com | AppPlug | 2016 T-20: Computers - Desktops - Tier 1 | On-the-books | Electric Energy (GWh/year) | 0.72231 | 0.70001 | 0.68341 | 0.67128 | 0.66253 | 0.65627 | 0.65184 | 0.6487 | 0.6465 | 0.64495 | 0.64386 | 0.6431 | 0.64257
Yes | SCE | Com | AppPlug | 2016 T-20: Computers - Desktops - Tier 2 | On-the-books | Electric Energy (GWh/year) | 9.0004 | 4.573 | 0.61052 | 0.59167 | 0.57764 | 0.56739 | 0.55999 | 0.55471 | 0.55096 | 0.54831 | 0.54644 | 0.54513 | 0.54422
Yes | SCE | Com | AppPlug | 2016 T-20: Computers - Notebooks | On-the-books | Electric Energy (GWh/year) | 0.00071484 | 0.00069276 | 0.00067634 | 0.00066433 | 0.00065567 | 0.00064948 | 0.00064509 | 0.00064199 | 0.00063981 | 0.00063828 | 0.0006372 | 0.00063645 | 0.00063592
Yes | SCE | Com | AppPlug | 2019-21 Fed App: Dedicated-purpose pool pumps | On-the-books | Electric Energy (GWh/year) |  | 14.7932 | 2.0468 | 2.0857 | 2.1047 | 2.1308 | 2.1269 | 2.1236 | 2.1209 | 2.1186 | 2.1167 | 2.1151 | 2.1138
Yes | SCE | Com | AppPlug | 2016 T-20: Displays - Monitors | On-the-books | Electric Energy (GWh/year) |  | 1.5474 | 0.28509 | 0.28509 | 0.28509 | 0.28509 | 0.28509 | 0.28509 | 0.28509 | 0.28509 | 0.28509 | 0.28509 | 0.28509
Yes | SDG&E | Com | AppPlug | Fed Appliance: Commercial Clothes Washers #1 | On-the-books | Electric Energy (GWh/year) | 0.0053715 | 0.005371 | 0.0053706 | 0.0053703 | 0.00537 | 0.0053698 | 0.0053695 | 0.0053693 | 0.0053691 | 0.0053688 | 0.0053686 | 0.0053683 | 0.0053681
Yes | SDG&E | Com | AppPlug | Fed Appliance: Commercial Clothes Washers | On-the-books | Electric Energy (GWh/year) | 0.010794 | 0.010794 | 0.010794 | 0.010794 | 0.010794 | 0 | 0 | 0 | 0 | 0 | 0 | 0 | 0
Yes | SDG&E | Com | AppPlug | T-20: Computers - Small Scale Servers | On-the-books | Electric Energy (GWh/year) | 0 | 0 | 0 | 0 | 0 | 0 | 0 | 0 | 0 | 0 | 0 | 0 | 0
Yes | SDG&E | Com | AppPlug | T-20: Computers - Workstations | On-the-books | Electric Energy (GWh/year) | 0 | 0 | 0 | 0 | 0 | 0 | 0 | 0 | 0 | 0 | 0 | 0 | 0
Yes | SDG&E | Com | AppPlug | 2005 T-20: Consumer Electronics - Audio Players | On-the-books | Electric Energy (GWh/year) | 0.0029416 | 0.0029412 | 0.0029409 | 0.0029408 | 0.0029407 | 0.0029406 | 0.0029406 | 0.0029405 | 0.0029404 | 0.0029403 | 0.0029403 | 0.0029402 | 0.0029401
Yes | SDG&E | Com | AppPlug | 2005 T-20: Consumer Electronics - DVDs | On-the-books | Electric Energy (GWh/year) | 0.00027758 | 0.00027653 | 0.00027569 | 0.00027502 | 0.00027448 | 0.00027405 | 0.00027355 | 0.00027309 | 0.00027261 | 0.00027215 | 0.00027167 | 0.0002712 | 0.00027072
Yes | SDG&E | Com | AppPlug | Fed Appliance: External Power Supplies | On-the-books | Electric Energy (GWh/year) | 0 | 0 | 0 | 0 | 0 | 0 | 0 | 0 | 0 | 0 | 0 | 0 | 0
Yes | SDG&E | Com | AppPlug | 2011 T-20: Large Battery Chargers (≥2kW rated input) | On-the-books | Electric Energy (GWh/year) | 0.39043 | 0.38556 | 0.38172 | 0.37872 | 0.093394 | 0.09295 | 0.092418 | 0.091945 | 0.091433 | 0.090947 | 0.090444 | 0.089952 | 0.089453
Yes | SDG&E | Com | AppPlug | Fed Appliance: Microwave ovens | On-the-books | Electric Energy (GWh/year) | 0.063813 | 0.063578 | 0 | 0 | 0 | 0 | 0 | 0 | 0 | 0 | 0 | 0 | 0
Yes | SDG&E | Com | AppPlug | 2011 T-20: Small Battery Chargers – Tier 1 (consumer with no USB charger or USB charger <20 watt-hours) | On-the-books | Electric Energy (GWh/year) | 0.18654 | 0.18576 | 0.18519 | 0.18477 | 0.18448 | 0.18426 | 0.18399 | 0.18376 | 0.1835 | 0.18326 | 0.183 | 0.18276 | 0.18251
Yes | SDG&E | Com | AppPlug | 2009 T-20: Televisions - Tier 1 | On-the-books | Electric Energy (GWh/year) | 0.064383 | 0.064362 | 0.06435 | 0.064343 | 0.064339 | 0.064337 | 0.064333 | 0.064331 | 0.064327 | 0.064324 | 0.064321 | 0.064318 | 0.064315
Yes | SDG&E | Com | AppPlug | 2009 T-20: Televisions - Tier 2 | On-the-books | Electric Energy (GWh/year) | 0.063284 | 0.063025 | 0.06285 | 0.062731 | 0.06265 | 0.062595 | 0.062523 | 0.062463 | 0.062394 | 0.062331 | 0.062265 | 0.0622 | 0.062135
Yes | SDG&E | Com | AppPlug | 2005 T-20: Water Dispensers | On-the-books | Electric Energy (GWh/year) | 0.012146 | 0.012142 | 0.012138 | 0.012136 | 0.012135 | 0.012134 | 0.012132 | 0.012131 | 0.01213 | 0.012129 | 0.012127 | 0.012126 | 0.012125
Yes | SDG&E | Com | AppPlug | 2025-27 Fed App: Air purifiers - Tier 2 | On-the-books | Electric Energy (GWh/year) | 0 | 0.073107 | 0.075237 | 0.077739 | 0.080507 | 0.083526 | 0.082477 | 0.081586 | 0.08083 | 0.080192 | 0.006577 | 0.0065397 | 0.0065084
Yes | SDG&E | Com | AppPlug | 2016 T-20: Computers - Desktops - Tier 1 | On-the-books | Electric Energy (GWh/year) | 0.14793 | 0.14336 | 0.13996 | 0.13748 | 0.13568 | 0.1344 | 0.13349 | 0.13285 | 0.1324 | 0.13208 | 0.13186 | 0.13171 | 0.1316
Yes | SDG&E | Com | AppPlug | 2016 T-20: Computers - Desktops - Tier 2 | On-the-books | Electric Energy (GWh/year) | 1.8432 | 0.93653 | 0.12503 | 0.12117 | 0.1183 | 0.1162 | 0.11468 | 0.1136 | 0.11283 | 0.11229 | 0.11191 | 0.11164 | 0.11145
Yes | SDG&E | Com | AppPlug | 2016 T-20: Computers - Notebooks | On-the-books | Electric Energy (GWh/year) | 0.0001464 | 0.00014188 | 0.00013851 | 0.00013605 | 0.00013428 | 0.00013301 | 0.00013211 | 0.00013148 | 0.00013103 | 0.00013072 | 0.0001305 | 0.00013034 | 0.00013024
Yes | SDG&E | Com | AppPlug | 2019-21 Fed App: Dedicated-purpose pool pumps | On-the-books | Electric Energy (GWh/year) |  | 3.0296 | 0.41919 | 0.42715 | 0.43105 | 0.43638 | 0.43558 | 0.43492 | 0.43436 | 0.43389 | 0.4335 | 0.43317 | 0.4329
Yes | SDG&E | Com | AppPlug | 2016 T-20: Displays - Monitors | On-the-books | Electric Energy (GWh/year) |  | 0.3169 | 0.058386 | 0.058386 | 0.058386 | 0.058386 | 0.058386 | 0.058386 | 0.058386 | 0.058386 | 0.058386 | 0.058386 | 0.058386
Yes | PG&E | Res | AppPlug | T-20: Computers - Workstations | On-the-books | Electric Energy (GWh/year) | 0 | 0 | 0 | 0 | 0 | 0 | 0 | 0 | 0 | 0 | 0 | 0 | 0
Yes | PG&E | Res | AppPlug | 2005 T-20: Consumer Electronics - Audio Players | On-the-books | Electric Energy (GWh/year) | 0.12927 | 0.12925 | 0.12924 | 0.12924 | 0.12923 | 0.12923 | 0.12923 | 0.12922 | 0.12922 | 0.12922 | 0.12921 | 0.12921 | 0.12921
Yes | PG&E | Res | AppPlug | 2005 T-20: Consumer Electronics - DVDs | On-the-books | Electric Energy (GWh/year) | 0.012199 | 0.012152 | 0.012115 | 0.012086 | 0.012062 | 0.012043 | 0.012021 | 0.012001 | 0.01198 | 0.01196 | 0.011939 | 0.011918 | 0.011897
Yes | PG&E | Res | AppPlug | Fed Appliance: External Power Supplies | On-the-books | Electric Energy (GWh/year) | 0 | 0 | 0 | 0 | 0 | 0 | 0 | 0 | 0 | 0 | 0 | 0 | 0
Yes | PG&E | Res | AppPlug | 2011 T-20: Large Battery Chargers (≥2kW rated input) | On-the-books | Electric Energy (GWh/year) | 0.21182 | 0.20918 | 0.2071 | 0.20547 | 0.05067 | 0.050429 | 0.050141 | 0.049884 | 0.049606 | 0.049343 | 0.04907 | 0.048803 | 0.048532
Yes | PG&E | Res | AppPlug | Fed Appliance: Microwave ovens | On-the-books | Electric Energy (GWh/year) | 2.8043 | 2.794 | 0 | 0 | 0 | 0 | 0 | 0 | 0 | 0 | 0 | 0 | 0
Yes | PG&E | Res | AppPlug | 2005 T-20: Portable Electric Spas | On-the-books | Electric Energy (GWh/year) | 0 | 0 | 0 | 0 | 0 | 0 | 0 | 0 | 0 | 0 | 0 | 0 | 0
Yes | PG&E | Res | AppPlug | Fed Appliance: Residential Clothes Dryers | On-the-books | Electric Energy (GWh/year) | 0.62042 | 0.62035 | 0.6203 | 0.62025 | 0.62021 | 0.62017 | 0.10604 | 0.08553 | 0.085525 | 0.08552 | 0.085514 | 0.085509 | 0.085504
Yes | PG&E | Res | AppPlug | Fed Appliance: Residential Clothes Washers (Front Loading) | On-the-books | Electric Energy (GWh/year) | -0.60694 | -0.58513 | -0.56414 | -0.54425 | -0.14667 | -0.062455 | -0.060234 | -0.058093 | -0.055899 | -0.05374 | -0.051557 | -0.04939 | -0.047213
Yes | PG&E | Res | AppPlug | Fed Appliance: Residential Clothes Washers (Top Loading) Tier I | On-the-books | Electric Energy (GWh/year) | 4.4807 | 4.3197 | 4.1647 | 4.0179 | 1.0828 | 0.46107 | 0.44467 | 0.42887 | 0.41267 | 0.39673 | 0.38062 | 0.36462 | 0.34855
Yes | PG&E | Res | AppPlug | Fed Appliance: Residential Clothes Washers - Top-loading | On-the-books | Electric Energy (GWh/year) | 0 | 0 | 0 | 0 | 0 | 0 | 0 | 0 | 0 | 0 | 0 | 0 | 0
Yes | PG&E | Res | AppPlug | Fed Appliance: Residential Dishwashers | On-the-books | Electric Energy (GWh/year) | -0.020557 | -0.020557 | -0.020557 | -0.010007 | -0.0026813 | -0.0026813 | -0.0026813 | -0.0026813 | -0.0026813 | -0.0026813 | -0.0026813 | -0.0026813 | -0.0026813
Yes | PG&E | Res | AppPlug | 2006 T-20: Residential Pool Pumps, 2-speed Motors, Tier 2 | On-the-books | Electric Energy (GWh/year) | 12.9147 | 12.9092 | 12.9048 | 12.9011 | 12.8981 | 12.8957 | 12.8929 | 12.8903 | 12.8876 | 12.8849 | 12.8822 | 12.8796 | 12.8769
Yes | PG&E | Res | AppPlug | 2005 T-20: Residential Pool Pumps, High Eff Motor, Tier 1 | On-the-books | Electric Energy (GWh/year) | 1.4313 | 1.4096 | 1.3874 | 1.3647 | 1.3414 | 1.3176 | 1.2941 | 1.2705 | 1.2469 | 1.2233 | 1.1997 | 1.1761 | 1.1525
Yes | PG&E | Res | AppPlug | Fed Appliance: Residential Refrigerators & Freezers | On-the-books | Electric Energy (GWh/year) | 6.2753 | 6.1649 | 6.0756 | 6.004 | 4.4169 | 0.76984 | 0.76294 | 0.75673 | 0.75006 | 0.7437 | 0.73713 | 0.7307 | 0.72418
Yes | PG&E | Res | AppPlug | 2008 T-24: Residential Swimming pool | On-the-books | Electric Energy (GWh/year) | 2.7927 | 2.7874 | 2.7833 | 2.7801 | 2.7777 | 2.7758 | 2.7736 | 2.7716 | 2.7695 | 2.7674 | 2.7653 | 2.7632 | 2.7611
Yes | PG&E | Res | AppPlug | 2011 T-20: Small Battery Chargers – Tier 1 (consumer with no USB charger or USB charger <20 watt-hours) | On-the-books | Electric Energy (GWh/year) | 0.91085 | 0.90702 | 0.90424 | 0.90223 | 0.90078 | 0.89972 | 0.8984 | 0.89726 | 0.896 | 0.89482 | 0.89359 | 0.89239 | 0.89117
Yes | PG&E | Res | AppPlug | 2009 T-20: Televisions - Tier 1 | On-the-books | Electric Energy (GWh/year) | 1.2575 | 1.2571 | 1.2569 | 1.2567 | 1.2566 | 1.2566 | 1.2565 | 1.2565 | 1.2564 | 1.2564 | 1.2563 | 1.2562 | 1.2562
Yes | PG&E | Res | AppPlug | 2009 T-20: Televisions - Tier 2 | On-the-books | Electric Energy (GWh/year) | 1.236 | 1.231 | 1.2276 | 1.2252 | 1.2237 | 1.2226 | 1.2212 | 1.22 | 1.2187 | 1.2174 | 1.2161 | 1.2149 | 1.2136
Yes | PG&E | Res | AppPlug | 2005 T-20: Water Dispensers | On-the-books | Electric Energy (GWh/year) | 0.014827 | 0.014821 | 0.014817 | 0.014815 | 0.014813 | 0.014812 | 0.01481 | 0.014809 | 0.014807 | 0.014806 | 0.014804 | 0.014803 | 0.014801
Yes | PG&E | Res | AppPlug | 2025-27 Fed App: Air purifiers - Tier 2 | On-the-books | Electric Energy (GWh/year) | 0 | 3.2127 | 3.3064 | 3.4163 | 3.538 | 3.6706 | 3.6245 | 3.5854 | 3.5522 | 3.5241 | 0.28903 | 0.28739 | 0.28602
Yes | PG&E | Res | AppPlug | 2016 T-20: Computers - Desktops - Tier 1 | On-the-books | Electric Energy (GWh/year) | 0.72231 | 0.70001 | 0.68341 | 0.67128 | 0.66253 | 0.65627 | 0.65184 | 0.6487 | 0.6465 | 0.64495 | 0.64386 | 0.6431 | 0.64257
Yes | PG&E | Res | AppPlug | 2016 T-20: Computers - Desktops - Tier 2 | On-the-books | Electric Energy (GWh/year) | 9.0004 | 4.573 | 0.61052 | 0.59167 | 0.57764 | 0.56739 | 0.55999 | 0.55471 | 0.55096 | 0.54831 | 0.54644 | 0.54513 | 0.54422
Yes | PG&E | Res | AppPlug | 2016 T-20: Computers - Notebooks | On-the-books | Electric Energy (GWh/year) | 0.00071484 | 0.00069276 | 0.00067634 | 0.00066433 | 0.00065567 | 0.00064948 | 0.00064509 | 0.00064199 | 0.00063981 | 0.00063828 | 0.0006372 | 0.00063645 | 0.00063592
Yes | PG&E | Res | AppPlug | 2025-27 Fed App: Dedicated Purpose Pool Pump Motors - Tier 1 - Standard | On-the-books | Electric Energy (GWh/year) | 7.9145 | 28.2175 | 25.618 | 22.7383 | 20.1197 | 10.8893 | 0.84054 | 0.80306 | 0.77166 | 0.7454 | 0.72346 | 0.70514 | 0.68985
Yes | PG&E | Res | AppPlug | 2025-27 Fed App: Dedicated Purpose Pool Pump Motors - Tier 2 - Small | On-the-books | Electric Energy (GWh/year) | 0 | 0 | 6.1043 | 23.5481 | 23.4425 | 23.3916 | 14.9598 | 0.8369 | 0.82011 | 0.80557 | 0.79306 | 0.78235 | 0.77323
Yes | PG&E | Res | AppPlug | 2019-21 Fed App: Dedicated-purpose pool pumps | On-the-books | Electric Energy (GWh/year) |  | 14.7932 | 2.0468 | 2.0857 | 2.1047 | 2.1308 | 2.1269 | 2.1236 | 2.1209 | 2.1186 | 2.1167 | 2.1151 | 2.1138
Yes | PG&E | Res | AppPlug | 2016 T-20: Displays - Monitors | On-the-books | Electric Energy (GWh/year) |  | 1.5474 | 0.28509 | 0.28509 | 0.28509 | 0.28509 | 0.28509 | 0.28509 | 0.28509 | 0.28509 | 0.28509 | 0.28509 | 0.28509
Yes | PG&E | Res | AppPlug | 2025-27 Fed App: Microwave ovens - Built-In and Over-the-Range Convection Microwave Ovens | On-the-books | Electric Energy (GWh/year) | 0 | 0.011646 | 0.022278 | 0.02258 | 0.022872 | 0.023049 | 0.022921 | 0.022815 | 0.022726 | 0.022652 | 0.022591 | 0.022539 | 0.007291
Yes | PG&E | Res | AppPlug | 2025-27 Fed App: Microwave ovens - Microwave-Only Ovens and Countertop Convection Microwave Ovens | On-the-books | Electric Energy (GWh/year) | 0 | 0.1516 | 0.28732 | 0.28871 | 0.29016 | 0.29037 | 0.28698 | 0.28411 | 0.28168 | 0.27963 | 0.2779 | 0.27646 | 0.089204
Yes | PG&E | Res | AppPlug | 2025-27 Fed App: Portable ACs | On-the-books | Electric Energy (GWh/year) |  | 2.753 | 2.6747 | 2.6048 | 2.543 | 2.489 | 2.442 | 2.4014 | 2.3666 | 2.3369 | 1.5924 | 0.21706 | 0.21535
Yes | PG&E | Res | AppPlug | 2018 T-20: Portable Electric Spas - Inflatable | On-the-books | Electric Energy (GWh/year) |  | 0.029405 | 0.029405 | 0.029405 | 0.029405 | 0.029405 | 0.029405 | 0.029405 | 0.029405 | 0.029405 | 0.029405 | 0.029405 | 0.029405
Yes | PG&E | Res | AppPlug | 2018 T-20: Portable Electric Spas - Rigid | On-the-books | Electric Energy (GWh/year) |  | 1.6296 | 1.6602 | 1.6908 | 0.69462 | 0.13522 | 0.13522 | 0.13522 | 0.13522 | 0.13522 | 0.13522 | 0.13522 | 0.13522
Yes | PG&E | Res | AppPlug | 2019-21 Fed App: Wine chillers | On-the-books | Electric Energy (GWh/year) |  | 4.181 | 4.1433 | 4.114 | 4.0939 | 1.7219 | 0.38435 | 0.38019 | 0.37667 | 0.3737 | 0.3712 | 0.36909 | 0.36733
Yes | SCE | Res | AppPlug | T-20: Computers - Workstations | On-the-books | Electric Energy (GWh/year) | 0 | 0 | 0 | 0 | 0 | 0 | 0 | 0 | 0 | 0 | 0 | 0 | 0
Yes | SCE | Res | AppPlug | 2005 T-20: Consumer Electronics - Audio Players | On-the-books | Electric Energy (GWh/year) | 0.12927 | 0.12925 | 0.12924 | 0.12924 | 0.12923 | 0.12923 | 0.12923 | 0.12922 | 0.12922 | 0.12922 | 0.12921 | 0.12921 | 0.12921
Yes | SCE | Res | AppPlug | 2005 T-20: Consumer Electronics - DVDs | On-the-books | Electric Energy (GWh/year) | 0.012199 | 0.012152 | 0.012115 | 0.012086 | 0.012062 | 0.012043 | 0.012021 | 0.012001 | 0.01198 | 0.01196 | 0.011939 | 0.011918 | 0.011897
Yes | SCE | Res | AppPlug | Fed Appliance: External Power Supplies | On-the-books | Electric Energy (GWh/year) | 0 | 0 | 0 | 0 | 0 | 0 | 0 | 0 | 0 | 0 | 0 | 0 | 0
Yes | SCE | Res | AppPlug | 2011 T-20: Large Battery Chargers (≥2kW rated input) | On-the-books | Electric Energy (GWh/year) | 0.21182 | 0.20918 | 0.2071 | 0.20547 | 0.05067 | 0.050429 | 0.050141 | 0.049884 | 0.049606 | 0.049343 | 0.04907 | 0.048803 | 0.048532
Yes | SCE | Res | AppPlug | Fed Appliance: Microwave ovens | On-the-books | Electric Energy (GWh/year) | 2.8043 | 2.794 | 0 | 0 | 0 | 0 | 0 | 0 | 0 | 0 | 0 | 0 | 0
Yes | SCE | Res | AppPlug | 2005 T-20: Portable Electric Spas | On-the-books | Electric Energy (GWh/year) | 0 | 0 | 0 | 0 | 0 | 0 | 0 | 0 | 0 | 0 | 0 | 0 | 0
Yes | SCE | Res | AppPlug | Fed Appliance: Residential Clothes Dryers | On-the-books | Electric Energy (GWh/year) | 0.62042 | 0.62035 | 0.6203 | 0.62025 | 0.62021 | 0.62017 | 0.10604 | 0.08553 | 0.085525 | 0.08552 | 0.085514 | 0.085509 | 0.085504
Yes | SCE | Res | AppPlug | Fed Appliance: Residential Clothes Washers (Front Loading) | On-the-books | Electric Energy (GWh/year) | -0.60694 | -0.58513 | -0.56414 | -0.54425 | -0.14667 | -0.062455 | -0.060234 | -0.058093 | -0.055899 | -0.05374 | -0.051557 | -0.04939 | -0.047213
Yes | SCE | Res | AppPlug | Fed Appliance: Residential Clothes Washers (Top Loading) Tier I | On-the-books | Electric Energy (GWh/year) | 4.4807 | 4.3197 | 4.1647 | 4.0179 | 1.0828 | 0.46107 | 0.44467 | 0.42887 | 0.41267 | 0.39673 | 0.38062 | 0.36462 | 0.34855
Yes | SCE | Res | AppPlug | Fed Appliance: Residential Clothes Washers - Top-loading | On-the-books | Electric Energy (GWh/year) | 0 | 0 | 0 | 0 | 0 | 0 | 0 | 0 | 0 | 0 | 0 | 0 | 0
Yes | SCE | Res | AppPlug | Fed Appliance: Residential Dishwashers | On-the-books | Electric Energy (GWh/year) | -0.020557 | -0.020557 | -0.020557 | -0.010007 | -0.0026813 | -0.0026813 | -0.0026813 | -0.0026813 | -0.0026813 | -0.0026813 | -0.0026813 | -0.0026813 | -0.0026813
Yes | SCE | Res | AppPlug | 2006 T-20: Residential Pool Pumps, 2-speed Motors, Tier 2 | On-the-books | Electric Energy (GWh/year) | 12.9147 | 12.9092 | 12.9048 | 12.9011 | 12.8981 | 12.8957 | 12.8929 | 12.8903 | 12.8876 | 12.8849 | 12.8822 | 12.8796 | 12.8769
Yes | SCE | Res | AppPlug | 2005 T-20: Residential Pool Pumps, High Eff Motor, Tier 1 | On-the-books | Electric Energy (GWh/year) | 1.4313 | 1.4096 | 1.3874 | 1.3647 | 1.3414 | 1.3176 | 1.2941 | 1.2705 | 1.2469 | 1.2233 | 1.1997 | 1.1761 | 1.1525
Yes | SCE | Res | AppPlug | Fed Appliance: Residential Refrigerators & Freezers | On-the-books | Electric Energy (GWh/year) | 6.2753 | 6.1649 | 6.0756 | 6.004 | 4.4169 | 0.76984 | 0.76294 | 0.75673 | 0.75006 | 0.7437 | 0.73713 | 0.7307 | 0.72418
Yes | SCE | Res | AppPlug | 2008 T-24: Residential Swimming pool | On-the-books | Electric Energy (GWh/year) | 2.7927 | 2.7874 | 2.7833 | 2.7801 | 2.7777 | 2.7758 | 2.7736 | 2.7716 | 2.7695 | 2.7674 | 2.7653 | 2.7632 | 2.7611
Yes | SCE | Res | AppPlug | 2011 T-20: Small Battery Chargers – Tier 1 (consumer with no USB charger or USB charger <20 watt-hours) | On-the-books | Electric Energy (GWh/year) | 0.91085 | 0.90702 | 0.90424 | 0.90223 | 0.90078 | 0.89972 | 0.8984 | 0.89726 | 0.896 | 0.89482 | 0.89359 | 0.89239 | 0.89117
Yes | SCE | Res | AppPlug | 2009 T-20: Televisions - Tier 1 | On-the-books | Electric Energy (GWh/year) | 1.2575 | 1.2571 | 1.2569 | 1.2567 | 1.2566 | 1.2566 | 1.2565 | 1.2565 | 1.2564 | 1.2564 | 1.2563 | 1.2562 | 1.2562
Yes | SCE | Res | AppPlug | 2009 T-20: Televisions - Tier 2 | On-the-books | Electric Energy (GWh/year) | 1.236 | 1.231 | 1.2276 | 1.2252 | 1.2237 | 1.2226 | 1.2212 | 1.22 | 1.2187 | 1.2174 | 1.2161 | 1.2149 | 1.2136
Yes | SCE | Res | AppPlug | 2005 T-20: Water Dispensers | On-the-books | Electric Energy (GWh/year) | 0.014827 | 0.014821 | 0.014817 | 0.014815 | 0.014813 | 0.014812 | 0.01481 | 0.014809 | 0.014807 | 0.014806 | 0.014804 | 0.014803 | 0.014801
Yes | SCE | Res | AppPlug | 2025-27 Fed App: Air purifiers - Tier 2 | On-the-books | Electric Energy (GWh/year) | 0 | 3.2127 | 3.3064 | 3.4163 | 3.538 | 3.6706 | 3.6245 | 3.5854 | 3.5522 | 3.5241 | 0.28903 | 0.28739 | 0.28602
Yes | SCE | Res | AppPlug | 2016 T-20: Computers - Desktops - Tier 1 | On-the-books | Electric Energy (GWh/year) | 0.72231 | 0.70001 | 0.68341 | 0.67128 | 0.66253 | 0.65627 | 0.65184 | 0.6487 | 0.6465 | 0.64495 | 0.64386 | 0.6431 | 0.64257
Yes | SCE | Res | AppPlug | 2016 T-20: Computers - Desktops - Tier 2 | On-the-books | Electric Energy (GWh/year) | 9.0004 | 4.573 | 0.61052 | 0.59167 | 0.57764 | 0.56739 | 0.55999 | 0.55471 | 0.55096 | 0.54831 | 0.54644 | 0.54513 | 0.54422
Yes | SCE | Res | AppPlug | 2016 T-20: Computers - Notebooks | On-the-books | Electric Energy (GWh/year) | 0.00071484 | 0.00069276 | 0.00067634 | 0.00066433 | 0.00065567 | 0.00064948 | 0.00064509 | 0.00064199 | 0.00063981 | 0.00063828 | 0.0006372 | 0.00063645 | 0.00063592
Yes | SCE | Res | AppPlug | 2025-27 Fed App: Dedicated Purpose Pool Pump Motors - Tier 1 - Standard | On-the-books | Electric Energy (GWh/year) | 7.9145 | 28.2175 | 25.618 | 22.7383 | 20.1197 | 10.8893 | 0.84054 | 0.80306 | 0.77166 | 0.7454 | 0.72346 | 0.70514 | 0.68985
Yes | SCE | Res | AppPlug | 2025-27 Fed App: Dedicated Purpose Pool Pump Motors - Tier 2 - Small | On-the-books | Electric Energy (GWh/year) | 0 | 0 | 6.1043 | 23.5481 | 23.4425 | 23.3916 | 14.9598 | 0.8369 | 0.82011 | 0.80557 | 0.79306 | 0.78235 | 0.77323
Yes | SCE | Res | AppPlug | 2019-21 Fed App: Dedicated-purpose pool pumps | On-the-books | Electric Energy (GWh/year) |  | 14.7932 | 2.0468 | 2.0857 | 2.1047 | 2.1308 | 2.1269 | 2.1236 | 2.1209 | 2.1186 | 2.1167 | 2.1151 | 2.1138
Yes | SCE | Res | AppPlug | 2016 T-20: Displays - Monitors | On-the-books | Electric Energy (GWh/year) |  | 1.5474 | 0.28509 | 0.28509 | 0.28509 | 0.28509 | 0.28509 | 0.28509 | 0.28509 | 0.28509 | 0.28509 | 0.28509 | 0.28509
Yes | SCE | Res | AppPlug | 2025-27 Fed App: Microwave ovens - Built-In and Over-the-Range Convection Microwave Ovens | On-the-books | Electric Energy (GWh/year) | 0 | 0.011646 | 0.022278 | 0.02258 | 0.022872 | 0.023049 | 0.022921 | 0.022815 | 0.022726 | 0.022652 | 0.022591 | 0.022539 | 0.007291
Yes | SCE | Res | AppPlug | 2025-27 Fed App: Microwave ovens - Microwave-Only Ovens and Countertop Convection Microwave Ovens | On-the-books | Electric Energy (GWh/year) | 0 | 0.1516 | 0.28732 | 0.28871 | 0.29016 | 0.29037 | 0.28698 | 0.28411 | 0.28168 | 0.27963 | 0.2779 | 0.27646 | 0.089204
Yes | SCE | Res | AppPlug | 2025-27 Fed App: Portable ACs | On-the-books | Electric Energy (GWh/year) |  | 2.753 | 2.6747 | 2.6048 | 2.543 | 2.489 | 2.442 | 2.4014 | 2.3666 | 2.3369 | 1.5924 | 0.21706 | 0.21535
Yes | SCE | Res | AppPlug | 2018 T-20: Portable Electric Spas - Inflatable | On-the-books | Electric Energy (GWh/year) |  | 0.029405 | 0.029405 | 0.029405 | 0.029405 | 0.029405 | 0.029405 | 0.029405 | 0.029405 | 0.029405 | 0.029405 | 0.029405 | 0.029405
Yes | SCE | Res | AppPlug | 2018 T-20: Portable Electric Spas - Rigid | On-the-books | Electric Energy (GWh/year) |  | 1.6296 | 1.6602 | 1.6908 | 0.69462 | 0.13522 | 0.13522 | 0.13522 | 0.13522 | 0.13522 | 0.13522 | 0.13522 | 0.13522
Yes | SCE | Res | AppPlug | 2019-21 Fed App: Wine chillers | On-the-books | Electric Energy (GWh/year) |  | 4.181 | 4.1433 | 4.114 | 4.0939 | 1.7219 | 0.38435 | 0.38019 | 0.37667 | 0.3737 | 0.3712 | 0.36909 | 0.36733
Yes | SDG&E | Res | AppPlug | T-20: Computers - Workstations | On-the-books | Electric Energy (GWh/year) | 0 | 0 | 0 | 0 | 0 | 0 | 0 | 0 | 0 | 0 | 0 | 0 | 0
Yes | SDG&E | Res | AppPlug | 2005 T-20: Consumer Electronics - Audio Players | On-the-books | Electric Energy (GWh/year) | 0.026474 | 0.026471 | 0.026469 | 0.026467 | 0.026466 | 0.026466 | 0.026465 | 0.026464 | 0.026464 | 0.026463 | 0.026462 | 0.026462 | 0.026461
Yes | SDG&E | Res | AppPlug | 2005 T-20: Consumer Electronics - DVDs | On-the-books | Electric Energy (GWh/year) | 0.0024983 | 0.0024888 | 0.0024812 | 0.0024751 | 0.0024703 | 0.0024664 | 0.0024619 | 0.0024579 | 0.0024535 | 0.0024493 | 0.002445 | 0.0024408 | 0.0024365
Yes | SDG&E | Res | AppPlug | Fed Appliance: External Power Supplies | On-the-books | Electric Energy (GWh/year) | 0 | 0 | 0 | 0 | 0 | 0 | 0 | 0 | 0 | 0 | 0 | 0 | 0
Yes | SDG&E | Res | AppPlug | 2011 T-20: Large Battery Chargers (≥2kW rated input) | On-the-books | Electric Energy (GWh/year) | 0.043381 | 0.042839 | 0.042413 | 0.04208 | 0.010377 | 0.010328 | 0.010269 | 0.010216 | 0.010159 | 0.010105 | 0.010049 | 0.0099947 | 0.0099392
Yes | SDG&E | Res | AppPlug | Fed Appliance: Microwave ovens | On-the-books | Electric Energy (GWh/year) | 0.57432 | 0.5722 | 0 | 0 | 0 | 0 | 0 | 0 | 0 | 0 | 0 | 0 | 0
Yes | SDG&E | Res | AppPlug | 2005 T-20: Portable Electric Spas | On-the-books | Electric Energy (GWh/year) | 0 | 0 | 0 | 0 | 0 | 0 | 0 | 0 | 0 | 0 | 0 | 0 | 0
Yes | SDG&E | Res | AppPlug | Fed Appliance: Residential Clothes Dryers | On-the-books | Electric Energy (GWh/year) | 0.12706 | 0.12705 | 0.12703 | 0.12702 | 0.12702 | 0.12701 | 0.021717 | 0.017516 | 0.017515 | 0.017514 | 0.017513 | 0.017512 | 0.017511
Yes | SDG&E | Res | AppPlug | Fed Appliance: Residential Clothes Washers (Front Loading) | On-the-books | Electric Energy (GWh/year) | -0.1243 | -0.11983 | -0.11553 | -0.11146 | -0.030038 | -0.012791 | -0.012336 | -0.011897 | -0.011448 | -0.011006 | -0.010559 | -0.010115 | -0.0096691
Yes | SDG&E | Res | AppPlug | Fed Appliance: Residential Clothes Washers (Top Loading) Tier I | On-the-books | Electric Energy (GWh/year) | 0.91763 | 0.88466 | 0.85292 | 0.82285 | 0.22175 | 0.094426 | 0.091068 | 0.087831 | 0.084513 | 0.081249 | 0.077949 | 0.074673 | 0.071381
Yes | SDG&E | Res | AppPlug | Fed Appliance: Residential Clothes Washers - Top-loading | On-the-books | Electric Energy (GWh/year) | 0 | 0 | 0 | 0 | 0 | 0 | 0 | 0 | 0 | 0 | 0 | 0 | 0
Yes | SDG&E | Res | AppPlug | Fed Appliance: Residential Dishwashers | On-the-books | Electric Energy (GWh/year) | -0.00421 | -0.00421 | -0.00421 | -0.0020495 | -0.00054913 | -0.00054913 | -0.00054913 | -0.00054913 | -0.00054913 | -0.00054913 | -0.00054913 | -0.00054913 | -0.00054913
Yes | SDG&E | Res | AppPlug | 2006 T-20: Residential Pool Pumps, 2-speed Motors, Tier 2 | On-the-books | Electric Energy (GWh/year) | 2.6449 | 2.6438 | 2.6429 | 2.6421 | 2.6415 | 2.641 | 2.6404 | 2.6399 | 2.6393 | 2.6388 | 2.6382 | 2.6377 | 2.6371
Yes | SDG&E | Res | AppPlug | 2005 T-20: Residential Pool Pumps, High Eff Motor, Tier 1 | On-the-books | Electric Energy (GWh/year) | 0.29312 | 0.28869 | 0.28414 | 0.27948 | 0.27471 | 0.26984 | 0.26504 | 0.26019 | 0.25537 | 0.25053 | 0.2457 | 0.24087 | 0.23604
Yes | SDG&E | Res | AppPlug | Fed Appliance: Residential Refrigerators & Freezers | On-the-books | Electric Energy (GWh/year) | 1.2852 | 1.2625 | 1.2443 | 1.2296 | 0.90457 | 0.15766 | 0.15625 | 0.15498 | 0.15361 | 0.15231 | 0.15096 | 0.14965 | 0.14831
Yes | SDG&E | Res | AppPlug | 2008 T-24: Residential Swimming pool | On-the-books | Electric Energy (GWh/year) | 0.57193 | 0.57085 | 0.57001 | 0.56936 | 0.56886 | 0.56848 | 0.56802 | 0.56762 | 0.56718 | 0.56676 | 0.56632 | 0.5659 | 0.56547
Yes | SDG&E | Res | AppPlug | 2011 T-20: Small Battery Chargers – Tier 1 (consumer with no USB charger or USB charger <20 watt-hours) | On-the-books | Electric Energy (GWh/year) | 0.18654 | 0.18576 | 0.18519 | 0.18477 | 0.18448 | 0.18426 | 0.18399 | 0.18376 | 0.1835 | 0.18326 | 0.183 | 0.18276 | 0.18251
Yes | SDG&E | Res | AppPlug | 2009 T-20: Televisions - Tier 1 | On-the-books | Electric Energy (GWh/year) | 0.25753 | 0.25745 | 0.2574 | 0.25737 | 0.25736 | 0.25735 | 0.25733 | 0.25732 | 0.25731 | 0.2573 | 0.25728 | 0.25727 | 0.25726
Yes | SDG&E | Res | AppPlug | 2009 T-20: Televisions - Tier 2 | On-the-books | Electric Energy (GWh/year) | 0.25314 | 0.2521 | 0.2514 | 0.25092 | 0.2506 | 0.25038 | 0.25009 | 0.24985 | 0.24958 | 0.24933 | 0.24906 | 0.2488 | 0.24854
Yes | SDG&E | Res | AppPlug | 2005 T-20: Water Dispensers | On-the-books | Electric Energy (GWh/year) | 0.0030366 | 0.0030354 | 0.0030346 | 0.003034 | 0.0030336 | 0.0030334 | 0.0030331 | 0.0030328 | 0.0030325 | 0.0030322 | 0.0030318 | 0.0030315 | 0.0030312
Yes | SDG&E | Res | AppPlug | 2025-27 Fed App: Air purifiers - Tier 2 | On-the-books | Electric Energy (GWh/year) | 0 | 0.65796 | 0.67713 | 0.69965 | 0.72456 | 0.75174 | 0.7423 | 0.73427 | 0.72747 | 0.72173 | 0.059193 | 0.058857 | 0.058576
Yes | SDG&E | Res | AppPlug | 2016 T-20: Computers - Desktops - Tier 1 | On-the-books | Electric Energy (GWh/year) | 0.14793 | 0.14336 | 0.13996 | 0.13748 | 0.13568 | 0.1344 | 0.13349 | 0.13285 | 0.1324 | 0.13208 | 0.13186 | 0.13171 | 0.1316
Yes | SDG&E | Res | AppPlug | 2016 T-20: Computers - Desktops - Tier 2 | On-the-books | Electric Energy (GWh/year) | 1.8432 | 0.93653 | 0.12503 | 0.12117 | 0.1183 | 0.1162 | 0.11468 | 0.1136 | 0.11283 | 0.11229 | 0.11191 | 0.11164 | 0.11145
Yes | SDG&E | Res | AppPlug | 2016 T-20: Computers - Notebooks | On-the-books | Electric Energy (GWh/year) | 0.0001464 | 0.00014188 | 0.00013851 | 0.00013605 | 0.00013428 | 0.00013301 | 0.00013211 | 0.00013148 | 0.00013103 | 0.00013072 | 0.0001305 | 0.00013034 | 0.00013024
Yes | SDG&E | Res | AppPlug | 2025-27 Fed App: Dedicated Purpose Pool Pump Motors - Tier 1 - Standard | On-the-books | Electric Energy (GWh/year) | 1.6209 | 5.7789 | 5.2465 | 4.6567 | 4.1205 | 2.2301 | 0.17214 | 0.16446 | 0.15803 | 0.15266 | 0.14816 | 0.14441 | 0.14128
Yes | SDG&E | Res | AppPlug | 2025-27 Fed App: Dedicated Purpose Pool Pump Motors - Tier 2 - Small | On-the-books | Electric Energy (GWh/year) | 0 | 0 | 1.2501 | 4.8226 | 4.8009 | 4.7905 | 3.0637 | 0.17139 | 0.16796 | 0.16498 | 0.16242 | 0.16022 | 0.15835
Yes | SDG&E | Res | AppPlug | 2019-21 Fed App: Dedicated-purpose pool pumps | On-the-books | Electric Energy (GWh/year) |  | 3.0296 | 0.41919 | 0.42715 | 0.43105 | 0.43638 | 0.43558 | 0.43492 | 0.43436 | 0.43389 | 0.4335 | 0.43317 | 0.4329
Yes | SDG&E | Res | AppPlug | 2016 T-20: Displays - Monitors | On-the-books | Electric Energy (GWh/year) |  | 0.3169 | 0.058386 | 0.058386 | 0.058386 | 0.058386 | 0.058386 | 0.058386 | 0.058386 | 0.058386 | 0.058386 | 0.058386 | 0.058386
Yes | SDG&E | Res | AppPlug | 2025-27 Fed App: Microwave ovens - Built-In and Over-the-Range Convection Microwave Ovens | On-the-books | Electric Energy (GWh/year) | 0 | 0.002385 | 0.0045625 | 0.0046243 | 0.0046841 | 0.0047203 | 0.0046942 | 0.0046725 | 0.0046543 | 0.0046391 | 0.0046265 | 0.004616 | 0.0014932
Yes | SDG&E | Res | AppPlug | 2025-27 Fed App: Microwave ovens - Microwave-Only Ovens and Countertop Convection Microwave Ovens | On-the-books | Electric Energy (GWh/year) | 0 | 0.031047 | 0.058842 | 0.059126 | 0.059424 | 0.059466 | 0.058773 | 0.058184 | 0.057687 | 0.057267 | 0.056914 | 0.056617 | 0.018269
Yes | SDG&E | Res | AppPlug | 2025-27 Fed App: Portable ACs | On-the-books | Electric Energy (GWh/year) |  | 0.5638 | 0.54776 | 0.53345 | 0.52081 | 0.50973 | 0.50011 | 0.4918 | 0.48467 | 0.47859 | 0.32612 | 0.044453 | 0.044102
Yes | SDG&E | Res | AppPlug | 2018 T-20: Portable Electric Spas - Inflatable | On-the-books | Electric Energy (GWh/year) |  | 0.0060221 | 0.0060221 | 0.0060221 | 0.0060221 | 0.0060221 | 0.0060221 | 0.0060221 | 0.0060221 | 0.0060221 | 0.0060221 | 0.0060221 | 0.0060221
Yes | SDG&E | Res | AppPlug | 2018 T-20: Portable Electric Spas - Rigid | On-the-books | Electric Energy (GWh/year) |  | 0.33375 | 0.34 | 0.34626 | 0.14226 | 0.027692 | 0.027692 | 0.027692 | 0.027692 | 0.027692 | 0.027692 | 0.027692 | 0.027692
Yes | SDG&E | Res | AppPlug | 2019-21 Fed App: Wine chillers | On-the-books | Electric Energy (GWh/year) |  | 0.85626 | 0.84853 | 0.84254 | 0.83842 | 0.35264 | 0.078714 | 0.077863 | 0.077142 | 0.076533 | 0.07602 | 0.075589 | 0.075227
Yes | PG&E | Com | BldgEnv | 2008 T-24: Cool Roof Expansion | On-the-books | Electric Energy (GWh/year) | 5.8229 | 5.8197 | 5.8174 | 5.8158 | 5.8146 | 5.8138 | 5.8128 | 5.8118 | 5.8108 | 5.8099 | 5.8089 | 5.808 | 5.807
Yes | PG&E | Com | BldgEnv | 2005 T-24: Cool roofs | On-the-books | Electric Energy (GWh/year) | 0.52631 | 0.5263 | 0.5263 | 0.52629 | 0.52629 | 0.52629 | 0.52629 | 0.52629 | 0.52628 | 0.52628 | 0.52628 | 0.52628 | 0.52628
Yes | PG&E | Com | BldgEnv | 2005 T-24: Duct testing/sealing in new commercial buildings | On-the-books | Electric Energy (GWh/year) | 0.51298 | 0.51247 | 0.51214 | 0.51193 | 0.51179 | 0.5117 | 0.51158 | 0.51148 | 0.51136 | 0.51126 | 0.51114 | 0.51104 | 0.51093
Yes | PG&E | Com | BldgEnv | 2008 T-24: Envelope insulation | On-the-books | Electric Energy (GWh/year) | 9.3543 | 9.3054 | 9.2681 | 9.2397 | 9.218 | 9.2015 | 9.1816 | 9.164 | 9.1448 | 9.1267 | 9.1078 | 9.0895 | 9.0708
Yes | PG&E | Com | BldgEnv | 2013 T-24: NRA-Envelope-Cool Roofs | On-the-books | Electric Energy (GWh/year) | 0.91829 | 0.89468 | 0.87532 | 0.85949 | 0.41981 | 0 | 0 | 0 | 0 | 0 | 0 | 0 | 0
Yes | PG&E | Com | BldgEnv | 2008 T-24: Overall Envelope Tradeoff | On-the-books | Electric Energy (GWh/year) | 0.18984 | 0.1896 | 0.1894 | 0.18924 | 0.18911 | 0.189 | 0.18888 | 0.18877 | 0.18865 | 0.18853 | 0.18842 | 0.1883 | 0.18818
Yes | PG&E | Com | BldgEnv | 2025 T-24: NR High Performance Envelope - Prescriptive Heavy Mass Walls U-Value (New Construction + Additions) | On-the-books | Electric Energy (GWh/year) | 0 | 0.0022422 | 0.013392 | 0.013367 | 0.013343 | 0.013318 | 0.013293 | 0.013267 | 0.013242 | 0.013216 | 0.01319 | 0.013163 | 0.013137
Yes | PG&E | Com | BldgEnv | 2025 T-24: NR High Performance Envelope - Prescriptive Light Mass Walls U-Value (New Construction + Additions) | On-the-books | Electric Energy (GWh/year) | 0 | 0.0015224 | 0.0086904 | 0.0082793 | 0.0078772 | 0.007485 | 0.0071032 | 0.0067327 | 0.0063739 | 0.0060273 | 0.0056931 | 0.0053718 | 0.0050634
Yes | PG&E | Com | BldgEnv | 2025 T-24: NR High Performance Envelope - Prescriptive Metal Building Walls U-Value (New Construction + Additions) | On-the-books | Electric Energy (GWh/year) | 0 | 0.00071089 | 0.0042524 | 0.0042511 | 0.0042498 | 0.0042485 | 0.0042472 | 0.0042459 | 0.0042446 | 0.0042433 | 0.004242 | 0.0042407 | 0.0042394
Yes | PG&E | Com | BldgEnv | 2025 T-24: NR High Performance Envelope - Prescriptive Metal Roof U-Value (New Construction + Additions) | On-the-books | Electric Energy (GWh/year) | 0 | 0.00085528 | 0.0050424 | 0.004966 | 0.0048886 | 0.0048103 | 0.004731 | 0.0046509 | 0.0045701 | 0.0044885 | 0.0044063 | 0.0043236 | 0.0042403
Yes | PG&E | Com | BldgEnv | 2025 T-24: NR High Performance Envelope - Prescriptive Woodframed and Other Roof U-Value (New Construction + Additions) | On-the-books | Electric Energy (GWh/year) | 0 | 0.0076125 | 0.044108 | 0.042669 | 0.041235 | 0.039809 | 0.038395 | 0.036994 | 0.035609 | 0.034243 | 0.032899 | 0.031577 | 0.030281
Yes | PG&E | Com | BldgEnv | 2025 T-24: NR High Performance Envelope - Prescriptive Woodframed Walls U-Value (New Construction + Additions) | On-the-books | Electric Energy (GWh/year) | 0 | 0.0020013 | 0.011924 | 0.011873 | 0.01182 | 0.011767 | 0.011713 | 0.011659 | 0.011604 | 0.011548 | 0.011491 | 0.011433 | 0.011375
Yes | PG&E | Com | BldgEnv | 2025 T-24: NR High Performance Envelope - Reduced Infiltration Vestibules: require vestibules for certain buildings (Thermal bridging) (New Construction + Additions) | On-the-books | Electric Energy (GWh/year) | 0 | 0.14876 | 0.88636 | 0.88252 | 0.87863 | 0.87468 | 0.87068 | 0.86663 | 0.86252 | 0.85835 | 0.85413 | 0.84986 | 0.84554
Yes | PG&E | Com | BldgEnv | 2025 T-24: NR High Performance Envelope - Windows/Fenestration - Alterations (Alterations) | On-the-books | Electric Energy (GWh/year) | 0 | 0.71268 | 0.73508 | 0.69053 | 0.64574 | 0.60129 | 0.55775 | 0.51564 | 0.4754 | 0.43739 | 0.40189 | 0.36907 | 0.33903
Yes | PG&E | Com | BldgEnv | 2025 T-24: NR High Performance Envelope - Windows/Fenestration - New Construction (New Construction + Additions) | On-the-books | Electric Energy (GWh/year) | 0 | 0.0064293 | 0.03631 | 0.034109 | 0.031897 | 0.029701 | 0.02755 | 0.02547 | 0.023482 | 0.021605 | 0.019852 | 0.018231 | 0.016746
Yes | PG&E | Com | BldgEnv | 2022 T-24: NRA - Envelope - Cool Roofs: Steep-Sloped | On-the-books | Electric Energy (GWh/year) | 0.80956 | 0.80649 | 0.80334 | 0.80016 | 0.79696 | 0.7938 | 0.7907 | 0.78769 | 0.78481 | 0.78208 | 0.77951 | 0.77712 | 0.77492
Yes | PG&E | Com | BldgEnv | 2022 T-24: NRA - Envelope - Roof Recovers | On-the-books | Electric Energy (GWh/year) | 3.1887 | 3.1766 | 3.1642 | 3.1516 | 3.1391 | 3.1266 | 3.1144 | 3.1025 | 3.0912 | 3.0804 | 3.0703 | 3.0609 | 3.0522
Yes | PG&E | Com | BldgEnv | 2022 T-24: NRA - Envelope - Roof Replacements | On-the-books | Electric Energy (GWh/year) | 2.9408 | 2.9297 | 2.9183 | 2.9067 | 2.8951 | 2.8836 | 2.8723 | 2.8614 | 2.851 | 2.841 | 2.8317 | 2.823 | 2.815
Yes | PG&E | Com | BldgEnv | 2022 T-24: NRA - Reduce Infiltration - Require air barrier where not currently required | On-the-books | Electric Energy (GWh/year) | -0.02456 | -0.02441 | -0.024302 | -0.024226 | -0.024171 | -0.024132 | -0.024105 | -0.024085 | -0.024072 | -0.024062 | -0.024055 | -0.02405 | -0.024047
Yes | PG&E | Com | BldgEnv | 2022 T-24: NRNC - Envelope - Cool Roofs: Steep-Sloped | On-the-books | Electric Energy (GWh/year) | 0.089877 | 0.089537 | 0.089187 | 0.088834 | 0.088479 | 0.088128 | 0.087783 | 0.08745 | 0.08713 | 0.086827 | 0.086542 | 0.086277 | 0.086032
Yes | PG&E | Com | BldgEnv | 2022 T-24: NRNC - Envelope - High Performance Windows | On-the-books | Electric Energy (GWh/year) | 0.28798 | 0.28689 | 0.28577 | 0.28463 | 0.2835 | 0.28237 | 0.28127 | 0.2802 | 0.27918 | 0.2782 | 0.27729 | 0.27644 | 0.27566
Yes | PG&E | Com | BldgEnv | 2022 T-24: NRNC - Envelope - Opaque Envelope: Wall | On-the-books | Electric Energy (GWh/year) |  | 0.23419 | 0.23327 | 0.23235 | 0.23142 | 0.2305 | 0.2296 | 0.22873 | 0.22789 | 0.2271 | 0.22636 | 0.22566 | 0.22502
Yes | PG&E | Com | BldgEnv | 2022 T-24: NRNC - Reduce Infiltration - Require air barrier where not currently required | On-the-books | Electric Energy (GWh/year) |  | -0.024898 | -0.024788 | -0.02471 | -0.024654 | -0.024615 | -0.024587 | -0.024567 | -0.024553 | -0.024543 | -0.024536 | -0.024531 | -0.024528
Yes | PG&E | Com | BldgEnv | 2019 T-24: NRNC-Envelope-Dock Seals | On-the-books | Electric Energy (GWh/year) |  | 0.0099216 | 0.0091519 | 0.0082841 | 0.0073438 | 0.0063679 | 0.0053991 | 0.004479 | 0.0036412 | 0.002907 | 0.0022849 | 0.0017727 | 0.0013608
Yes | SCE | Com | BldgEnv | 2008 T-24: Cool Roof Expansion | On-the-books | Electric Energy (GWh/year) | 5.8229 | 5.8197 | 5.8174 | 5.8158 | 5.8146 | 5.8138 | 5.8128 | 5.8118 | 5.8108 | 5.8099 | 5.8089 | 5.808 | 5.807
Yes | SCE | Com | BldgEnv | 2005 T-24: Cool roofs | On-the-books | Electric Energy (GWh/year) | 0.52631 | 0.5263 | 0.5263 | 0.52629 | 0.52629 | 0.52629 | 0.52629 | 0.52629 | 0.52628 | 0.52628 | 0.52628 | 0.52628 | 0.52628
Yes | SCE | Com | BldgEnv | 2005 T-24: Duct testing/sealing in new commercial buildings | On-the-books | Electric Energy (GWh/year) | 0.51298 | 0.51247 | 0.51214 | 0.51193 | 0.51179 | 0.5117 | 0.51158 | 0.51148 | 0.51136 | 0.51126 | 0.51114 | 0.51104 | 0.51093
Yes | SCE | Com | BldgEnv | 2008 T-24: Envelope insulation | On-the-books | Electric Energy (GWh/year) | 9.3543 | 9.3054 | 9.2681 | 9.2397 | 9.218 | 9.2015 | 9.1816 | 9.164 | 9.1448 | 9.1267 | 9.1078 | 9.0895 | 9.0708
Yes | SCE | Com | BldgEnv | 2013 T-24: NRA-Envelope-Cool Roofs | On-the-books | Electric Energy (GWh/year) | 0.91829 | 0.89468 | 0.87532 | 0.85949 | 0.41981 | 0 | 0 | 0 | 0 | 0 | 0 | 0 | 0
Yes | SCE | Com | BldgEnv | 2008 T-24: Overall Envelope Tradeoff | On-the-books | Electric Energy (GWh/year) | 0.18984 | 0.1896 | 0.1894 | 0.18924 | 0.18911 | 0.189 | 0.18888 | 0.18877 | 0.18865 | 0.18853 | 0.18842 | 0.1883 | 0.18818
Yes | SCE | Com | BldgEnv | 2025 T-24: NR High Performance Envelope - Prescriptive Heavy Mass Walls U-Value (New Construction + Additions) | On-the-books | Electric Energy (GWh/year) | 0 | 0.0022422 | 0.013392 | 0.013367 | 0.013343 | 0.013318 | 0.013293 | 0.013267 | 0.013242 | 0.013216 | 0.01319 | 0.013163 | 0.013137
Yes | SCE | Com | BldgEnv | 2025 T-24: NR High Performance Envelope - Prescriptive Light Mass Walls U-Value (New Construction + Additions) | On-the-books | Electric Energy (GWh/year) | 0 | 0.0015224 | 0.0086904 | 0.0082793 | 0.0078772 | 0.007485 | 0.0071032 | 0.0067327 | 0.0063739 | 0.0060273 | 0.0056931 | 0.0053718 | 0.0050634
Yes | SCE | Com | BldgEnv | 2025 T-24: NR High Performance Envelope - Prescriptive Metal Building Walls U-Value (New Construction + Additions) | On-the-books | Electric Energy (GWh/year) | 0 | 0.00071089 | 0.0042524 | 0.0042511 | 0.0042498 | 0.0042485 | 0.0042472 | 0.0042459 | 0.0042446 | 0.0042433 | 0.004242 | 0.0042407 | 0.0042394
Yes | SCE | Com | BldgEnv | 2025 T-24: NR High Performance Envelope - Prescriptive Metal Roof U-Value (New Construction + Additions) | On-the-books | Electric Energy (GWh/year) | 0 | 0.00085528 | 0.0050424 | 0.004966 | 0.0048886 | 0.0048103 | 0.004731 | 0.0046509 | 0.0045701 | 0.0044885 | 0.0044063 | 0.0043236 | 0.0042403
Yes | SCE | Com | BldgEnv | 2025 T-24: NR High Performance Envelope - Prescriptive Woodframed and Other Roof U-Value (New Construction + Additions) | On-the-books | Electric Energy (GWh/year) | 0 | 0.0076125 | 0.044108 | 0.042669 | 0.041235 | 0.039809 | 0.038395 | 0.036994 | 0.035609 | 0.034243 | 0.032899 | 0.031577 | 0.030281
Yes | SCE | Com | BldgEnv | 2025 T-24: NR High Performance Envelope - Prescriptive Woodframed Walls U-Value (New Construction + Additions) | On-the-books | Electric Energy (GWh/year) | 0 | 0.0020013 | 0.011924 | 0.011873 | 0.01182 | 0.011767 | 0.011713 | 0.011659 | 0.011604 | 0.011548 | 0.011491 | 0.011433 | 0.011375
Yes | SCE | Com | BldgEnv | 2025 T-24: NR High Performance Envelope - Reduced Infiltration Vestibules: require vestibules for certain buildings (Thermal bridging) (New Construction + Additions) | On-the-books | Electric Energy (GWh/year) | 0 | 0.14876 | 0.88636 | 0.88252 | 0.87863 | 0.87468 | 0.87068 | 0.86663 | 0.86252 | 0.85835 | 0.85413 | 0.84986 | 0.84554
Yes | SCE | Com | BldgEnv | 2025 T-24: NR High Performance Envelope - Windows/Fenestration - Alterations (Alterations) | On-the-books | Electric Energy (GWh/year) | 0 | 0.71268 | 0.73508 | 0.69053 | 0.64574 | 0.60129 | 0.55775 | 0.51564 | 0.4754 | 0.43739 | 0.40189 | 0.36907 | 0.33903
Yes | SCE | Com | BldgEnv | 2025 T-24: NR High Performance Envelope - Windows/Fenestration - New Construction (New Construction + Additions) | On-the-books | Electric Energy (GWh/year) | 0 | 0.0064293 | 0.03631 | 0.034109 | 0.031897 | 0.029701 | 0.02755 | 0.02547 | 0.023482 | 0.021605 | 0.019852 | 0.018231 | 0.016746
Yes | SCE | Com | BldgEnv | 2022 T-24: NRA - Envelope - Cool Roofs: Steep-Sloped | On-the-books | Electric Energy (GWh/year) | 0.80956 | 0.80649 | 0.80334 | 0.80016 | 0.79696 | 0.7938 | 0.7907 | 0.78769 | 0.78481 | 0.78208 | 0.77951 | 0.77712 | 0.77492
Yes | SCE | Com | BldgEnv | 2022 T-24: NRA - Envelope - Roof Recovers | On-the-books | Electric Energy (GWh/year) | 3.1887 | 3.1766 | 3.1642 | 3.1516 | 3.1391 | 3.1266 | 3.1144 | 3.1025 | 3.0912 | 3.0804 | 3.0703 | 3.0609 | 3.0522
Yes | SCE | Com | BldgEnv | 2022 T-24: NRA - Envelope - Roof Replacements | On-the-books | Electric Energy (GWh/year) | 2.9408 | 2.9297 | 2.9183 | 2.9067 | 2.8951 | 2.8836 | 2.8723 | 2.8614 | 2.851 | 2.841 | 2.8317 | 2.823 | 2.815
Yes | SCE | Com | BldgEnv | 2022 T-24: NRA - Reduce Infiltration - Require air barrier where not currently required | On-the-books | Electric Energy (GWh/year) | -0.02456 | -0.02441 | -0.024302 | -0.024226 | -0.024171 | -0.024132 | -0.024105 | -0.024085 | -0.024072 | -0.024062 | -0.024055 | -0.02405 | -0.024047
Yes | SCE | Com | BldgEnv | 2022 T-24: NRNC - Envelope - Cool Roofs: Steep-Sloped | On-the-books | Electric Energy (GWh/year) | 0.089877 | 0.089537 | 0.089187 | 0.088834 | 0.088479 | 0.088128 | 0.087783 | 0.08745 | 0.08713 | 0.086827 | 0.086542 | 0.086277 | 0.086032
Yes | SCE | Com | BldgEnv | 2022 T-24: NRNC - Envelope - High Performance Windows | On-the-books | Electric Energy (GWh/year) | 0.28798 | 0.28689 | 0.28577 | 0.28463 | 0.2835 | 0.28237 | 0.28127 | 0.2802 | 0.27918 | 0.2782 | 0.27729 | 0.27644 | 0.27566
Yes | SCE | Com | BldgEnv | 2022 T-24: NRNC - Envelope - Opaque Envelope: Wall | On-the-books | Electric Energy (GWh/year) |  | 0.23419 | 0.23327 | 0.23235 | 0.23142 | 0.2305 | 0.2296 | 0.22873 | 0.22789 | 0.2271 | 0.22636 | 0.22566 | 0.22502
Yes | SCE | Com | BldgEnv | 2022 T-24: NRNC - Reduce Infiltration - Require air barrier where not currently required | On-the-books | Electric Energy (GWh/year) |  | -0.024898 | -0.024788 | -0.02471 | -0.024654 | -0.024615 | -0.024587 | -0.024567 | -0.024553 | -0.024543 | -0.024536 | -0.024531 | -0.024528
Yes | SCE | Com | BldgEnv | 2019 T-24: NRNC-Envelope-Dock Seals | On-the-books | Electric Energy (GWh/year) |  | 0.0099216 | 0.0091519 | 0.0082841 | 0.0073438 | 0.0063679 | 0.0053991 | 0.004479 | 0.0036412 | 0.002907 | 0.0022849 | 0.0017727 | 0.0013608
Yes | SDG&E | Com | BldgEnv | 2008 T-24: Cool Roof Expansion | On-the-books | Electric Energy (GWh/year) | 1.1925 | 1.1919 | 1.1914 | 1.1911 | 1.1908 | 1.1907 | 1.1904 | 1.1902 | 1.19 | 1.1899 | 1.1896 | 1.1895 | 1.1893
Yes | SDG&E | Com | BldgEnv | 2005 T-24: Cool roofs | On-the-books | Electric Energy (GWh/year) | 0.10779 | 0.10779 | 0.10778 | 0.10778 | 0.10778 | 0.10778 | 0.10778 | 0.10778 | 0.10778 | 0.10778 | 0.10778 | 0.10778 | 0.10778
Yes | SDG&E | Com | BldgEnv | 2005 T-24: Duct testing/sealing in new commercial buildings | On-the-books | Electric Energy (GWh/year) | 0.10506 | 0.10495 | 0.10489 | 0.10484 | 0.10481 | 0.10479 | 0.10477 | 0.10475 | 0.10473 | 0.1047 | 0.10468 | 0.10466 | 0.10464
Yes | SDG&E | Com | BldgEnv | 2008 T-24: Envelope insulation | On-the-books | Electric Energy (GWh/year) | 1.9157 | 1.9057 | 1.8981 | 1.8923 | 1.8878 | 1.8844 | 1.8804 | 1.8768 | 1.8728 | 1.8691 | 1.8653 | 1.8615 | 1.8577
Yes | SDG&E | Com | BldgEnv | 2013 T-24: NRA-Envelope-Cool Roofs | On-the-books | Electric Energy (GWh/year) | 0.18806 | 0.18323 | 0.17926 | 0.17602 | 0.085976 | 0 | 0 | 0 | 0 | 0 | 0 | 0 | 0
Yes | SDG&E | Com | BldgEnv | 2008 T-24: Overall Envelope Tradeoff | On-the-books | Electric Energy (GWh/year) | 0.038878 | 0.038829 | 0.038788 | 0.038755 | 0.038729 | 0.038707 | 0.038682 | 0.038659 | 0.038635 | 0.038611 | 0.038587 | 0.038564 | 0.03854
Yes | SDG&E | Com | BldgEnv | 2025 T-24: NR High Performance Envelope - Prescriptive Heavy Mass Walls U-Value (New Construction + Additions) | On-the-books | Electric Energy (GWh/year) | 0 | 0.00045919 | 0.0027426 | 0.0027376 | 0.0027326 | 0.0027275 | 0.0027223 | 0.0027171 | 0.0027119 | 0.0027066 | 0.0027012 | 0.0026958 | 0.0026904
Yes | SDG&E | Com | BldgEnv | 2025 T-24: NR High Performance Envelope - Prescriptive Light Mass Walls U-Value (New Construction + Additions) | On-the-books | Electric Energy (GWh/year) | 0 | 0.00031179 | 0.0017798 | 0.0016956 | 0.0016132 | 0.0015329 | 0.0014547 | 0.0013788 | 0.0013054 | 0.0012344 | 0.0011659 | 0.0011001 | 0.001037
Yes | SDG&E | Com | BldgEnv | 2025 T-24: NR High Performance Envelope - Prescriptive Metal Building Walls U-Value (New Construction + Additions) | On-the-books | Electric Energy (GWh/year) | 0 | 0.00014559 | 0.00087088 | 0.00087061 | 0.00087035 | 0.00087008 | 0.00086982 | 0.00086955 | 0.00086928 | 0.00086902 | 0.00086875 | 0.00086848 | 0.00086821
Yes | SDG&E | Com | BldgEnv | 2025 T-24: NR High Performance Envelope - Prescriptive Metal Roof U-Value (New Construction + Additions) | On-the-books | Electric Energy (GWh/year) | 0 | 0.00017516 | 0.0010327 | 0.001017 | 0.0010012 | 0.00098513 | 0.0009689 | 0.0009525 | 0.00093594 | 0.00091924 | 0.0009024 | 0.00088546 | 0.00086841
Yes | SDG&E | Com | BldgEnv | 2025 T-24: NR High Performance Envelope - Prescriptive Woodframed and Other Roof U-Value (New Construction + Additions) | On-the-books | Electric Energy (GWh/year) | 0 | 0.001559 | 0.0090333 | 0.0087385 | 0.0084448 | 0.0081528 | 0.0078631 | 0.0075762 | 0.0072926 | 0.0070129 | 0.0067375 | 0.0064669 | 0.0062015
Yes | SDG&E | Com | BldgEnv | 2025 T-24: NR High Performance Envelope - Prescriptive Woodframed Walls U-Value (New Construction + Additions) | On-the-books | Electric Energy (GWh/year) | 0 | 0.00040987 | 0.0024421 | 0.0024315 | 0.0024208 | 0.0024099 | 0.0023989 | 0.0023877 | 0.0023764 | 0.0023649 | 0.0023533 | 0.0023415 | 0.0023296
Yes | SDG&E | Com | BldgEnv | 2025 T-24: NR High Performance Envelope - Reduced Infiltration Vestibules: require vestibules for certain buildings (Thermal bridging) (New Construction + Additions) | On-the-books | Electric Energy (GWh/year) | 0 | 0.030466 | 0.18152 | 0.18074 | 0.17994 | 0.17913 | 0.17831 | 0.17748 | 0.17664 | 0.17579 | 0.17492 | 0.17405 | 0.17316
Yes | SDG&E | Com | BldgEnv | 2025 T-24: NR High Performance Envelope - Windows/Fenestration - Alterations (Alterations) | On-the-books | Electric Energy (GWh/year) | 0 | 0.14596 | 0.15054 | 0.14142 | 0.13225 | 0.12314 | 0.11423 | 0.1056 | 0.09736 | 0.089576 | 0.082306 | 0.075585 | 0.069432
Yes | SDG&E | Com | BldgEnv | 2025 T-24: NR High Performance Envelope - Windows/Fenestration - New Construction (New Construction + Additions) | On-the-books | Electric Energy (GWh/year) | 0 | 0.0013167 | 0.0074361 | 0.0069854 | 0.0065323 | 0.0060827 | 0.0056422 | 0.0052162 | 0.0048091 | 0.0044246 | 0.0040655 | 0.0037336 | 0.0034296
Yes | SDG&E | Com | BldgEnv | 2022 T-24: NRA - Envelope - Cool Roofs: Steep-Sloped | On-the-books | Electric Energy (GWh/year) | 0.16579 | 0.16517 | 0.16452 | 0.16387 | 0.16322 | 0.16257 | 0.16193 | 0.16132 | 0.16073 | 0.16017 | 0.15964 | 0.15915 | 0.1587
Yes | SDG&E | Com | BldgEnv | 2022 T-24: NRA - Envelope - Roof Recovers | On-the-books | Electric Energy (GWh/year) | 0.65303 | 0.65055 | 0.64802 | 0.64544 | 0.64287 | 0.64032 | 0.63782 | 0.63539 | 0.63307 | 0.63087 | 0.6288 | 0.62687 | 0.62509
Yes | SDG&E | Com | BldgEnv | 2022 T-24: NRA - Envelope - Roof Replacements | On-the-books | Electric Energy (GWh/year) | 0.60227 | 0.59999 | 0.59765 | 0.59528 | 0.5929 | 0.59055 | 0.58824 | 0.58601 | 0.58387 | 0.58183 | 0.57992 | 0.57815 | 0.57651
Yes | SDG&E | Com | BldgEnv | 2022 T-24: NRA - Reduce Infiltration - Require air barrier where not currently required | On-the-books | Electric Energy (GWh/year) | -0.0050298 | -0.0049991 | -0.0049771 | -0.0049613 | -0.0049501 | -0.0049422 | -0.0049366 | -0.0049326 | -0.0049298 | -0.0049278 | -0.0049264 | -0.0049254 | -0.0049247
Yes | SDG&E | Com | BldgEnv | 2022 T-24: NRNC - Envelope - Cool Roofs: Steep-Sloped | On-the-books | Electric Energy (GWh/year) | 0.018407 | 0.018337 | 0.018265 | 0.018193 | 0.01812 | 0.018048 | 0.017978 | 0.01791 | 0.017844 | 0.017782 | 0.017724 | 0.017669 | 0.017619
Yes | SDG&E | Com | BldgEnv | 2022 T-24: NRNC - Envelope - High Performance Windows | On-the-books | Electric Energy (GWh/year) | 0.058977 | 0.058753 | 0.058524 | 0.058292 | 0.058059 | 0.057829 | 0.057603 | 0.057384 | 0.057175 | 0.056975 | 0.056788 | 0.056614 | 0.056454
Yes | SDG&E | Com | BldgEnv | 2022 T-24: NRNC - Envelope - Opaque Envelope: Wall | On-the-books | Electric Energy (GWh/year) |  | 0.047961 | 0.047774 | 0.047584 | 0.047395 | 0.047206 | 0.047022 | 0.046843 | 0.046672 | 0.04651 | 0.046357 | 0.046215 | 0.046084
Yes | SDG&E | Com | BldgEnv | 2022 T-24: NRNC - Reduce Infiltration - Require air barrier where not currently required | On-the-books | Electric Energy (GWh/year) |  | -0.0050991 | -0.0050766 | -0.0050605 | -0.0050491 | -0.005041 | -0.0050353 | -0.0050312 | -0.0050284 | -0.0050264 | -0.0050249 | -0.0050239 | -0.0050232
Yes | SDG&E | Com | BldgEnv | 2019 T-24: NRNC-Envelope-Dock Seals | On-the-books | Electric Energy (GWh/year) |  | 0.0020319 | 0.0018743 | 0.0016965 | 0.001504 | 0.0013041 | 0.0011057 | 0.00091729 | 0.00074571 | 0.00059534 | 0.00046794 | 0.00036303 | 0.00027868
Yes | PG&E | Res | BldgEnv | 2008 T-24: Residential Fenestration | On-the-books | Electric Energy (GWh/year) | 0.29779 | 0.29674 | 0.29597 | 0.29539 | 0.29497 | 0.29466 | 0.29427 | 0.29393 | 0.29356 | 0.29321 | 0.29284 | 0.29249 | 0.29213
Yes | PG&E | Res | BldgEnv | 2008 T-24: Site Built Fenestration | On-the-books | Electric Energy (GWh/year) | 0.22493 | 0.22476 | 0.22465 | 0.22457 | 0.22452 | 0.22448 | 0.22443 | 0.22439 | 0.22434 | 0.2243 | 0.22426 | 0.22421 | 0.22417
Yes | PG&E | Res | BldgEnv | 2005 T-24: Window replacement | On-the-books | Electric Energy (GWh/year) | 0 | 0 | 0 | 0 | 0 | 0 | 0 | 0 | 0 | 0 | 0 | 0 | 0
Yes | PG&E | Res | BldgEnv | 2022 T-24: MFA - Restructuring - Fenestration Properties | On-the-books | Electric Energy (GWh/year) | 0.66366 | 0.64756 | 0.63078 | 0.61337 | 0.59539 | 0.57691 | 0.558 | 0.53876 | 0.51927 | 0.49963 | 0.47994 | 0.46031 | 0.44083
Yes | PG&E | Res | BldgEnv | 2022 T-24: MFA - Restructuring - Roof Assemblies | On-the-books | Electric Energy (GWh/year) | 0.15136 | 0.15136 | 0.15136 | 0.15136 | 0.15136 | 0.15136 | 0.15136 | 0.15136 | 0.15136 | 0.15136 | 0.15136 | 0.15136 | 0.15136
Yes | PG&E | Res | BldgEnv | 2022 T-24: MFNC - Restructuring - Duct Sealing and Testing | On-the-books | Electric Energy (GWh/year) | 0.049864 | 0.049687 | 0.049523 | 0.049371 | 0.049231 | 0.049102 | 0.048983 | 0.048873 | 0.048771 | 0.048678 | 0.048593 | 0.048514 | 0.048441
Yes | PG&E | Res | BldgEnv | 2022 T-24: MFNC - Restructuring - Fenestration Properties | On-the-books | Electric Energy (GWh/year) | -0.038263 | -0.037334 | -0.036367 | -0.035363 | -0.034327 | -0.033261 | -0.032171 | -0.031062 | -0.029938 | -0.028805 | -0.02767 | -0.026539 | -0.025416
Yes | PG&E | Res | BldgEnv | 2022 T-24: MFNC - Restructuring - Roof Assemblies | On-the-books | Electric Energy (GWh/year) | 0.027456 | 0.027456 | 0.027456 | 0.027456 | 0.027456 | 0.027456 | 0.027456 | 0.027456 | 0.027456 | 0.027456 | 0.027456 | 0.027456 | 0.027456
Yes | PG&E | Res | BldgEnv | 2022 T-24: MFNC - Restructuring - Wall U-Factor | On-the-books | Electric Energy (GWh/year) | 0.0065248 | 0.0065248 | 0.0065248 | 0.0065248 | 0.0065248 | 0.0065248 | 0.0065248 | 0.0065248 | 0.0065248 | 0.0065248 | 0.0065248 | 0.0065248 | 0.0065248
Yes | PG&E | Res | BldgEnv | 2025 T-24: Multifamily Envelope - Cool Roof Improvements (New Construction + Additions) | On-the-books | Electric Energy (GWh/year) | 0 | 0.029144 | 0.11558 | 0.11553 | 0.11548 | 0.11544 | 0.11539 | 0.11534 | 0.11529 | 0.11524 | 0.1152 | 0.11515 | 0.1151
Yes | PG&E | Res | BldgEnv | 2025 T-24: Multifamily Envelope - High Performance Windows (New Construction + Additions) | On-the-books | Electric Energy (GWh/year) | 0 | 0.0023435 | 0.0086552 | 0.0080173 | 0.0073901 | 0.0067794 | 0.0061903 | 0.0056273 | 0.0050938 | 0.0045925 | 0.004125 | 0.0036922 | 0.0032942
Yes | PG&E | Res | BldgEnv | 2025 T-24: Multifamily Envelope - Window Alterations (Alterations) | On-the-books | Electric Energy (GWh/year) | 0 | -0.01284 | -0.013632 | -0.013232 | -0.012832 | -0.012433 | -0.012035 | -0.01164 | -0.011247 | -0.010858 | -0.010473 | -0.010093 | -0.0097184
Yes | PG&E | Res | BldgEnv | 2025 T-24: Multifamily Restructuring - Slab Perimeter Insulation (New Construction + Additions) | On-the-books | Electric Energy (GWh/year) | 0 | -2.4551e-07 | -9.4633e-07 | -9.1857e-07 | -8.9081e-07 | -8.631e-07 | -8.3549e-07 | -8.0803e-07 | -7.8077e-07 | -7.5376e-07 | -7.2704e-07 | -7.0065e-07 | -6.7464e-07
Yes | PG&E | Res | BldgEnv | 2019 T-24: RA(MF)-Envelope-QII | On-the-books | Electric Energy (GWh/year) |  | 0.0026807 | 0.0024727 | 0.0022383 | 0.0019842 | 0.0017205 | 0.0014588 | 0.0012102 | 0.00098381 | 0.00078543 | 0.00061735 | 0.00047895 | 0.00036766
Yes | PG&E | Res | BldgEnv | 2019 T-24: RA(MF)-Envelope-Windows and Doors | On-the-books | Electric Energy (GWh/year) |  | 0.049461 | 0.045623 | 0.041297 | 0.03661 | 0.031745 | 0.026915 | 0.022329 | 0.018152 | 0.014492 | 0.01139 | 0.0088369 | 0.0067836
Yes | PG&E | Res | BldgEnv | 2019 T-24: RA(SF)-Envelope-High Performance Walls | On-the-books | Electric Energy (GWh/year) |  | 0.0076751 | 0.0070796 | 0.0064083 | 0.005681 | 0.004926 | 0.0041766 | 0.0034649 | 0.0028167 | 0.0022488 | 0.0017675 | 0.0013713 | 0.0010527
Yes | PG&E | Res | BldgEnv | 2019 T-24: RA(SF)-Envelope-QII | On-the-books | Electric Energy (GWh/year) |  | 0.011115 | 0.010253 | 0.0092807 | 0.0082273 | 0.007134 | 0.0060487 | 0.0050179 | 0.0040793 | 0.0032567 | 0.0025598 | 0.0019859 | 0.0015245
Yes | PG&E | Res | BldgEnv | 2019 T-24: RA(SF)-Envelope-Windows and Doors | On-the-books | Electric Energy (GWh/year) |  | 0.11629 | 0.10727 | 0.097097 | 0.086076 | 0.074638 | 0.063283 | 0.052499 | 0.042678 | 0.034072 | 0.026781 | 0.020777 | 0.015949
Yes | PG&E | Res | BldgEnv | 2019 T-24: RNC(MF)-Envelope-High Performance Attics | On-the-books | Electric Energy (GWh/year) |  | 0.032581 | 0.030054 | 0.027204 | 0.024116 | 0.020911 | 0.01773 | 0.014709 | 0.011957 | 0.0095462 | 0.0075033 | 0.0058212 | 0.0044686
Yes | PG&E | Res | BldgEnv | 2019 T-24: RNC(MF)-Envelope-QII | On-the-books | Electric Energy (GWh/year) |  | 0.086996 | 0.080246 | 0.072637 | 0.064393 | 0.055836 | 0.047341 | 0.039274 | 0.031927 | 0.025489 | 0.020035 | 0.015543 | 0.011932
Yes | PG&E | Res | BldgEnv | 2019 T-24: RNC(MF)-Envelope-Windows and Doors | On-the-books | Electric Energy (GWh/year) |  | 0.086677 | 0.079952 | 0.072371 | 0.064157 | 0.055631 | 0.047168 | 0.03913 | 0.03181 | 0.025396 | 0.019961 | 0.015486 | 0.011888
Yes | PG&E | Res | BldgEnv | 2019 T-24: RNC(SF)-Envelope-High Performance Attics | On-the-books | Electric Energy (GWh/year) |  | 0.18635 | 0.1719 | 0.1556 | 0.13794 | 0.11961 | 0.10141 | 0.084129 | 0.068392 | 0.054601 | 0.042916 | 0.033295 | 0.025559
Yes | PG&E | Res | BldgEnv | 2019 T-24: RNC(SF)-Envelope-High Performance Walls | On-the-books | Electric Energy (GWh/year) |  | 0.13916 | 0.12837 | 0.11619 | 0.10301 | 0.089317 | 0.075729 | 0.062824 | 0.051072 | 0.040774 | 0.032048 | 0.024864 | 0.019086
Yes | PG&E | Res | BldgEnv | 2019 T-24: RNC(SF)-Envelope-QII | On-the-books | Electric Energy (GWh/year) |  | 0.5337 | 0.4923 | 0.44562 | 0.39504 | 0.34254 | 0.29043 | 0.24094 | 0.19587 | 0.15637 | 0.12291 | 0.095355 | 0.073198
Yes | PG&E | Res | BldgEnv | 2019 T-24: RNC(SF)-Envelope-Windows and Doors | On-the-books | Electric Energy (GWh/year) |  | 0.30152 | 0.27813 | 0.25176 | 0.22318 | 0.19352 | 0.16408 | 0.13612 | 0.11066 | 0.088344 | 0.069438 | 0.053872 | 0.041354
Yes | PG&E | Res | BldgEnv | 2022 T-24: SFA - Cool roof for low-sloped roof | On-the-books | Electric Energy (GWh/year) |  | 8.1381 | 7.9902 | 7.8689 | 7.7716 | 7.6951 | 7.6357 | 7.5902 | 7.5555 | 7.5294 | 7.5097 | 7.495 | 7.484
Yes | PG&E | Res | BldgEnv | 2022 T-24: SFA - Cool roof for steep-sloped roofs | On-the-books | Electric Energy (GWh/year) |  | 1.0358 | 1.0148 | 0.99579 | 0.97906 | 0.96464 | 0.95245 | 0.9423 | 0.93396 | 0.92718 | 0.92172 | 0.91735 | 0.91387
Yes | PG&E | Res | BldgEnv | 2022 T-24: SFA - Prescriptive attic insulation for alterations | On-the-books | Electric Energy (GWh/year) |  | 1.2535 | 1.2523 | 1.2511 | 1.25 | 1.2488 | 1.2476 | 1.2465 | 1.2453 | 1.2441 | 1.2429 | 1.2418 | 1.2406
Yes | PG&E | Res | BldgEnv | 2022 T-24: SFA - Roof deck insulation for low-sloped roofs | On-the-books | Electric Energy (GWh/year) |  | 5.937 | 5.7651 | 5.5981 | 5.4379 | 5.2865 | 5.1451 | 5.0145 | 4.8954 | 4.7877 | 4.6912 | 4.6055 | 4.5299
Yes | PG&E | Res | BldgEnv | 2022 T-24: SFNC - Prescriptive attic insulation for additions | On-the-books | Electric Energy (GWh/year) |  | 0.0023188 | 0.0022775 | 0.0022442 | 0.0022175 | 0.0021961 | 0.0021793 | 0.0021659 | 0.0021554 | 0.0021472 | 0.0021407 | 0.0021357 | 0.0021318
Yes | PG&E | Res | BldgEnv | 2025 T-24: Single Family High-Performance Envelope - High-Performance Windows (Alterations) | On-the-books | Electric Energy (GWh/year) |  | -0.012828 | -0.014 | -0.013981 | -0.013961 | -0.013941 | -0.013921 | -0.013901 | -0.01388 | -0.013859 | -0.013838 | -0.013817 | -0.013795
Yes | PG&E | Res | BldgEnv | 2025 T-24: Single Family High-Performance Envelope - High-Performance Windows (New Construction + Additions) | On-the-books | Electric Energy (GWh/year) |  | 0.20117 | 0.39852 | 0.39797 | 0.39741 | 0.39684 | 0.39627 | 0.39569 | 0.39511 | 0.39452 | 0.39392 | 0.39331 | 0.3927
Yes | SCE | Res | BldgEnv | 2008 T-24: Residential Fenestration | On-the-books | Electric Energy (GWh/year) | 0.29779 | 0.29674 | 0.29597 | 0.29539 | 0.29497 | 0.29466 | 0.29427 | 0.29393 | 0.29356 | 0.29321 | 0.29284 | 0.29249 | 0.29213
Yes | SCE | Res | BldgEnv | 2008 T-24: Site Built Fenestration | On-the-books | Electric Energy (GWh/year) | 0.22493 | 0.22476 | 0.22465 | 0.22457 | 0.22452 | 0.22448 | 0.22443 | 0.22439 | 0.22434 | 0.2243 | 0.22426 | 0.22421 | 0.22417
Yes | SCE | Res | BldgEnv | 2005 T-24: Window replacement | On-the-books | Electric Energy (GWh/year) | 0 | 0 | 0 | 0 | 0 | 0 | 0 | 0 | 0 | 0 | 0 | 0 | 0
Yes | SCE | Res | BldgEnv | 2022 T-24: MFA - Restructuring - Fenestration Properties | On-the-books | Electric Energy (GWh/year) | 0.66366 | 0.64756 | 0.63078 | 0.61337 | 0.59539 | 0.57691 | 0.558 | 0.53876 | 0.51927 | 0.49963 | 0.47994 | 0.46031 | 0.44083
Yes | SCE | Res | BldgEnv | 2022 T-24: MFA - Restructuring - Roof Assemblies | On-the-books | Electric Energy (GWh/year) | 0.15136 | 0.15136 | 0.15136 | 0.15136 | 0.15136 | 0.15136 | 0.15136 | 0.15136 | 0.15136 | 0.15136 | 0.15136 | 0.15136 | 0.15136
Yes | SCE | Res | BldgEnv | 2022 T-24: MFNC - Restructuring - Duct Sealing and Testing | On-the-books | Electric Energy (GWh/year) | 0.049864 | 0.049687 | 0.049523 | 0.049371 | 0.049231 | 0.049102 | 0.048983 | 0.048873 | 0.048771 | 0.048678 | 0.048593 | 0.048514 | 0.048441
Yes | SCE | Res | BldgEnv | 2022 T-24: MFNC - Restructuring - Fenestration Properties | On-the-books | Electric Energy (GWh/year) | -0.038263 | -0.037334 | -0.036367 | -0.035363 | -0.034327 | -0.033261 | -0.032171 | -0.031062 | -0.029938 | -0.028805 | -0.02767 | -0.026539 | -0.025416
Yes | SCE | Res | BldgEnv | 2022 T-24: MFNC - Restructuring - Roof Assemblies | On-the-books | Electric Energy (GWh/year) | 0.027456 | 0.027456 | 0.027456 | 0.027456 | 0.027456 | 0.027456 | 0.027456 | 0.027456 | 0.027456 | 0.027456 | 0.027456 | 0.027456 | 0.027456
Yes | SCE | Res | BldgEnv | 2022 T-24: MFNC - Restructuring - Wall U-Factor | On-the-books | Electric Energy (GWh/year) | 0.0065248 | 0.0065248 | 0.0065248 | 0.0065248 | 0.0065248 | 0.0065248 | 0.0065248 | 0.0065248 | 0.0065248 | 0.0065248 | 0.0065248 | 0.0065248 | 0.0065248
Yes | SCE | Res | BldgEnv | 2025 T-24: Multifamily Envelope - Cool Roof Improvements (New Construction + Additions) | On-the-books | Electric Energy (GWh/year) | 0 | 0.029144 | 0.11558 | 0.11553 | 0.11548 | 0.11544 | 0.11539 | 0.11534 | 0.11529 | 0.11524 | 0.1152 | 0.11515 | 0.1151
Yes | SCE | Res | BldgEnv | 2025 T-24: Multifamily Envelope - High Performance Windows (New Construction + Additions) | On-the-books | Electric Energy (GWh/year) | 0 | 0.0023435 | 0.0086552 | 0.0080173 | 0.0073901 | 0.0067794 | 0.0061903 | 0.0056273 | 0.0050938 | 0.0045925 | 0.004125 | 0.0036922 | 0.0032942
Yes | SCE | Res | BldgEnv | 2025 T-24: Multifamily Envelope - Window Alterations (Alterations) | On-the-books | Electric Energy (GWh/year) | 0 | -0.01284 | -0.013632 | -0.013232 | -0.012832 | -0.012433 | -0.012035 | -0.01164 | -0.011247 | -0.010858 | -0.010473 | -0.010093 | -0.0097184
Yes | SCE | Res | BldgEnv | 2025 T-24: Multifamily Restructuring - Slab Perimeter Insulation (New Construction + Additions) | On-the-books | Electric Energy (GWh/year) | 0 | -2.4551e-07 | -9.4633e-07 | -9.1857e-07 | -8.9081e-07 | -8.631e-07 | -8.3549e-07 | -8.0803e-07 | -7.8077e-07 | -7.5376e-07 | -7.2704e-07 | -7.0065e-07 | -6.7464e-07
Yes | SCE | Res | BldgEnv | 2019 T-24: RA(MF)-Envelope-QII | On-the-books | Electric Energy (GWh/year) |  | 0.0026807 | 0.0024727 | 0.0022383 | 0.0019842 | 0.0017205 | 0.0014588 | 0.0012102 | 0.00098381 | 0.00078543 | 0.00061735 | 0.00047895 | 0.00036766
Yes | SCE | Res | BldgEnv | 2019 T-24: RA(MF)-Envelope-Windows and Doors | On-the-books | Electric Energy (GWh/year) |  | 0.049461 | 0.045623 | 0.041297 | 0.03661 | 0.031745 | 0.026915 | 0.022329 | 0.018152 | 0.014492 | 0.01139 | 0.0088369 | 0.0067836
Yes | SCE | Res | BldgEnv | 2019 T-24: RA(SF)-Envelope-High Performance Walls | On-the-books | Electric Energy (GWh/year) |  | 0.0076751 | 0.0070796 | 0.0064083 | 0.005681 | 0.004926 | 0.0041766 | 0.0034649 | 0.0028167 | 0.0022488 | 0.0017675 | 0.0013713 | 0.0010527
Yes | SCE | Res | BldgEnv | 2019 T-24: RA(SF)-Envelope-QII | On-the-books | Electric Energy (GWh/year) |  | 0.011115 | 0.010253 | 0.0092807 | 0.0082273 | 0.007134 | 0.0060487 | 0.0050179 | 0.0040793 | 0.0032567 | 0.0025598 | 0.0019859 | 0.0015245
Yes | SCE | Res | BldgEnv | 2019 T-24: RA(SF)-Envelope-Windows and Doors | On-the-books | Electric Energy (GWh/year) |  | 0.11629 | 0.10727 | 0.097097 | 0.086076 | 0.074638 | 0.063283 | 0.052499 | 0.042678 | 0.034072 | 0.026781 | 0.020777 | 0.015949
Yes | SCE | Res | BldgEnv | 2019 T-24: RNC(MF)-Envelope-High Performance Attics | On-the-books | Electric Energy (GWh/year) |  | 0.032581 | 0.030054 | 0.027204 | 0.024116 | 0.020911 | 0.01773 | 0.014709 | 0.011957 | 0.0095462 | 0.0075033 | 0.0058212 | 0.0044686
Yes | SCE | Res | BldgEnv | 2019 T-24: RNC(MF)-Envelope-QII | On-the-books | Electric Energy (GWh/year) |  | 0.086996 | 0.080246 | 0.072637 | 0.064393 | 0.055836 | 0.047341 | 0.039274 | 0.031927 | 0.025489 | 0.020035 | 0.015543 | 0.011932
Yes | SCE | Res | BldgEnv | 2019 T-24: RNC(MF)-Envelope-Windows and Doors | On-the-books | Electric Energy (GWh/year) |  | 0.086677 | 0.079952 | 0.072371 | 0.064157 | 0.055631 | 0.047168 | 0.03913 | 0.03181 | 0.025396 | 0.019961 | 0.015486 | 0.011888
Yes | SCE | Res | BldgEnv | 2019 T-24: RNC(SF)-Envelope-High Performance Attics | On-the-books | Electric Energy (GWh/year) |  | 0.18635 | 0.1719 | 0.1556 | 0.13794 | 0.11961 | 0.10141 | 0.084129 | 0.068392 | 0.054601 | 0.042916 | 0.033295 | 0.025559
Yes | SCE | Res | BldgEnv | 2019 T-24: RNC(SF)-Envelope-High Performance Walls | On-the-books | Electric Energy (GWh/year) |  | 0.13916 | 0.12837 | 0.11619 | 0.10301 | 0.089317 | 0.075729 | 0.062824 | 0.051072 | 0.040774 | 0.032048 | 0.024864 | 0.019086
Yes | SCE | Res | BldgEnv | 2019 T-24: RNC(SF)-Envelope-QII | On-the-books | Electric Energy (GWh/year) |  | 0.5337 | 0.4923 | 0.44562 | 0.39504 | 0.34254 | 0.29043 | 0.24094 | 0.19587 | 0.15637 | 0.12291 | 0.095355 | 0.073198
Yes | SCE | Res | BldgEnv | 2019 T-24: RNC(SF)-Envelope-Windows and Doors | On-the-books | Electric Energy (GWh/year) |  | 0.30152 | 0.27813 | 0.25176 | 0.22318 | 0.19352 | 0.16408 | 0.13612 | 0.11066 | 0.088344 | 0.069438 | 0.053872 | 0.041354
Yes | SCE | Res | BldgEnv | 2022 T-24: SFA - Cool roof for low-sloped roof | On-the-books | Electric Energy (GWh/year) |  | 8.1381 | 7.9902 | 7.8689 | 7.7716 | 7.6951 | 7.6357 | 7.5902 | 7.5555 | 7.5294 | 7.5097 | 7.495 | 7.484
Yes | SCE | Res | BldgEnv | 2022 T-24: SFA - Cool roof for steep-sloped roofs | On-the-books | Electric Energy (GWh/year) |  | 1.0358 | 1.0148 | 0.99579 | 0.97906 | 0.96464 | 0.95245 | 0.9423 | 0.93396 | 0.92718 | 0.92172 | 0.91735 | 0.91387
Yes | SCE | Res | BldgEnv | 2022 T-24: SFA - Prescriptive attic insulation for alterations | On-the-books | Electric Energy (GWh/year) |  | 1.2535 | 1.2523 | 1.2511 | 1.25 | 1.2488 | 1.2476 | 1.2465 | 1.2453 | 1.2441 | 1.2429 | 1.2418 | 1.2406
Yes | SCE | Res | BldgEnv | 2022 T-24: SFA - Roof deck insulation for low-sloped roofs | On-the-books | Electric Energy (GWh/year) |  | 5.937 | 5.7651 | 5.5981 | 5.4379 | 5.2865 | 5.1451 | 5.0145 | 4.8954 | 4.7877 | 4.6912 | 4.6055 | 4.5299
Yes | SCE | Res | BldgEnv | 2022 T-24: SFNC - Prescriptive attic insulation for additions | On-the-books | Electric Energy (GWh/year) |  | 0.0023188 | 0.0022775 | 0.0022442 | 0.0022175 | 0.0021961 | 0.0021793 | 0.0021659 | 0.0021554 | 0.0021472 | 0.0021407 | 0.0021357 | 0.0021318
Yes | SCE | Res | BldgEnv | 2025 T-24: Single Family High-Performance Envelope - High-Performance Windows (Alterations) | On-the-books | Electric Energy (GWh/year) |  | -0.012828 | -0.014 | -0.013981 | -0.013961 | -0.013941 | -0.013921 | -0.013901 | -0.01388 | -0.013859 | -0.013838 | -0.013817 | -0.013795
Yes | SCE | Res | BldgEnv | 2025 T-24: Single Family High-Performance Envelope - High-Performance Windows (New Construction + Additions) | On-the-books | Electric Energy (GWh/year) |  | 0.20117 | 0.39852 | 0.39797 | 0.39741 | 0.39684 | 0.39627 | 0.39569 | 0.39511 | 0.39452 | 0.39392 | 0.39331 | 0.3927
Yes | SDG&E | Res | BldgEnv | 2008 T-24: Residential Fenestration | On-the-books | Electric Energy (GWh/year) | 0.060986 | 0.060772 | 0.060613 | 0.060496 | 0.060409 | 0.060345 | 0.060265 | 0.060196 | 0.06012 | 0.060048 | 0.059974 | 0.059901 | 0.059827
Yes | SDG&E | Res | BldgEnv | 2008 T-24: Site Built Fenestration | On-the-books | Electric Energy (GWh/year) | 0.046065 | 0.046031 | 0.046007 | 0.045991 | 0.04598 | 0.045973 | 0.045963 | 0.045955 | 0.045945 | 0.045936 | 0.045927 | 0.045918 | 0.045909
Yes | SDG&E | Res | BldgEnv | 2005 T-24: Window replacement | On-the-books | Electric Energy (GWh/year) | 0 | 0 | 0 | 0 | 0 | 0 | 0 | 0 | 0 | 0 | 0 | 0 | 0
Yes | SDG&E | Res | BldgEnv | 2022 T-24: MFA - Restructuring - Fenestration Properties | On-the-books | Electric Energy (GWh/year) | 0.13592 | 0.13262 | 0.12918 | 0.12562 | 0.12193 | 0.11815 | 0.11428 | 0.11034 | 0.10634 | 0.10232 | 0.09829 | 0.094269 | 0.090281
Yes | SDG&E | Res | BldgEnv | 2022 T-24: MFA - Restructuring - Roof Assemblies | On-the-books | Electric Energy (GWh/year) | 0.030998 | 0.030998 | 0.030998 | 0.030998 | 0.030998 | 0.030998 | 0.030998 | 0.030998 | 0.030998 | 0.030998 | 0.030998 | 0.030998 | 0.030998
Yes | SDG&E | Res | BldgEnv | 2022 T-24: MFNC - Restructuring - Duct Sealing and Testing | On-the-books | Electric Energy (GWh/year) | 0.010212 | 0.010176 | 0.010142 | 0.010111 | 0.010082 | 0.010056 | 0.010031 | 0.010009 | 0.0099882 | 0.0099692 | 0.0099516 | 0.0099355 | 0.0099206
Yes | SDG&E | Res | BldgEnv | 2022 T-24: MFNC - Restructuring - Fenestration Properties | On-the-books | Electric Energy (GWh/year) | -0.0078361 | -0.007646 | -0.0074479 | -0.0072423 | -0.00703 | -0.0068118 | -0.0065886 | -0.0063613 | -0.0061312 | -0.0058993 | -0.0056668 | -0.005435 | -0.005205
Yes | SDG&E | Res | BldgEnv | 2022 T-24: MFNC - Restructuring - Roof Assemblies | On-the-books | Electric Energy (GWh/year) | 0.0056229 | 0.0056229 | 0.0056229 | 0.0056229 | 0.0056229 | 0.0056229 | 0.0056229 | 0.0056229 | 0.0056229 | 0.0056229 | 0.0056229 | 0.0056229 | 0.0056229
Yes | SDG&E | Res | BldgEnv | 2022 T-24: MFNC - Restructuring - Wall U-Factor | On-the-books | Electric Energy (GWh/year) | 0.0013363 | 0.0013363 | 0.0013363 | 0.0013363 | 0.0013363 | 0.0013363 | 0.0013363 | 0.0013363 | 0.0013363 | 0.0013363 | 0.0013363 | 0.0013363 | 0.0013363
Yes | SDG&E | Res | BldgEnv | 2025 T-24: Multifamily Envelope - Cool Roof Improvements (New Construction + Additions) | On-the-books | Electric Energy (GWh/year) | 0 | 0.0059686 | 0.02367 | 0.023661 | 0.023651 | 0.023641 | 0.023631 | 0.023621 | 0.023612 | 0.023602 | 0.023592 | 0.023582 | 0.023572
Yes | SDG&E | Res | BldgEnv | 2025 T-24: Multifamily Envelope - High Performance Windows (New Construction + Additions) | On-the-books | Electric Energy (GWh/year) | 0 | 0.00047995 | 0.0017726 | 0.0016419 | 0.0015135 | 0.0013884 | 0.0012678 | 0.0011525 | 0.0010432 | 0.00094052 | 0.00084478 | 0.00075615 | 0.00067464
Yes | SDG&E | Res | BldgEnv | 2025 T-24: Multifamily Envelope - Window Alterations (Alterations) | On-the-books | Electric Energy (GWh/year) | 0 | -0.0026295 | -0.0027918 | -0.0027099 | -0.002628 | -0.0025463 | -0.0024648 | -0.0023838 | -0.0023034 | -0.0022237 | -0.0021449 | -0.002067 | -0.0019903
Yes | SDG&E | Res | BldgEnv | 2025 T-24: Multifamily Restructuring - Slab Perimeter Insulation (New Construction + Additions) | On-the-books | Electric Energy (GWh/year) | 0 | -5.028e-08 | -1.9381e-07 | -1.8812e-07 | -1.8244e-07 | -1.7676e-07 | -1.7111e-07 | -1.6548e-07 | -1.599e-07 | -1.5437e-07 | -1.489e-07 | -1.4349e-07 | -1.3817e-07
Yes | SDG&E | Res | BldgEnv | 2019 T-24: RA(MF)-Envelope-QII | On-the-books | Electric Energy (GWh/year) |  | 0.000549 | 0.00050641 | 0.00045839 | 0.00040636 | 0.00035236 | 0.00029875 | 0.00024784 | 0.00020148 | 0.00016085 | 0.00012643 | 9.8088e-05 | 7.5296e-05
Yes | SDG&E | Res | BldgEnv | 2019 T-24: RA(MF)-Envelope-Windows and Doors | On-the-books | Electric Energy (GWh/year) |  | 0.010129 | 0.0093435 | 0.0084575 | 0.0074976 | 0.0065013 | 0.0055122 | 0.0045728 | 0.0037175 | 0.0029679 | 0.0023327 | 0.0018098 | 0.0013893
Yes | SDG&E | Res | BldgEnv | 2019 T-24: RA(SF)-Envelope-High Performance Walls | On-the-books | Electric Energy (GWh/year) |  | 0.0015718 | 0.0014499 | 0.0013124 | 0.0011634 | 0.0010088 | 0.00085536 | 0.00070959 | 0.00057686 | 0.00046054 | 0.00036198 | 0.00028083 | 0.00021558
Yes | SDG&E | Res | BldgEnv | 2019 T-24: RA(SF)-Envelope-QII | On-the-books | Electric Energy (GWh/year) |  | 0.0022764 | 0.0020998 | 0.0019007 | 0.0016849 | 0.001461 | 0.0012388 | 0.0010277 | 0.00083542 | 0.00066697 | 0.00052423 | 0.00040671 | 0.00031221
Yes | SDG&E | Res | BldgEnv | 2019 T-24: RA(SF)-Envelope-Windows and Doors | On-the-books | Electric Energy (GWh/year) |  | 0.023816 | 0.021968 | 0.019885 | 0.017628 | 0.015286 | 0.01296 | 0.010752 | 0.0087404 | 0.0069779 | 0.0054847 | 0.0042551 | 0.0032664
Yes | SDG&E | Res | BldgEnv | 2019 T-24: RNC(MF)-Envelope-High Performance Attics | On-the-books | Electric Energy (GWh/year) |  | 0.0066726 | 0.0061549 | 0.0055713 | 0.0049389 | 0.0042826 | 0.0036311 | 0.0030123 | 0.0024488 | 0.001955 | 0.0015366 | 0.0011922 | 0.00091515
Yes | SDG&E | Res | BldgEnv | 2019 T-24: RNC(MF)-Envelope-QII | On-the-books | Electric Energy (GWh/year) |  | 0.017816 | 0.016434 | 0.014876 | 0.013187 | 0.011435 | 0.0096953 | 0.0080431 | 0.0065386 | 0.0052201 | 0.004103 | 0.0031832 | 0.0024436
Yes | SDG&E | Res | BldgEnv | 2019 T-24: RNC(MF)-Envelope-Windows and Doors | On-the-books | Electric Energy (GWh/year) |  | 0.017751 | 0.016374 | 0.014821 | 0.013139 | 0.011393 | 0.0096598 | 0.0080136 | 0.0065146 | 0.005201 | 0.004088 | 0.0031715 | 0.0024346
Yes | SDG&E | Res | BldgEnv | 2019 T-24: RNC(SF)-Envelope-High Performance Attics | On-the-books | Electric Energy (GWh/year) |  | 0.038165 | 0.035204 | 0.031866 | 0.028249 | 0.024495 | 0.020769 | 0.017229 | 0.014006 | 0.011182 | 0.0087891 | 0.0068188 | 0.0052344
Yes | SDG&E | Res | BldgEnv | 2019 T-24: RNC(SF)-Envelope-High Performance Walls | On-the-books | Electric Energy (GWh/year) |  | 0.0285 | 0.026289 | 0.023796 | 0.021095 | 0.018292 | 0.015509 | 0.012866 | 0.010459 | 0.0083503 | 0.0065634 | 0.005092 | 0.0039088
Yes | SDG&E | Res | BldgEnv | 2019 T-24: RNC(SF)-Envelope-QII | On-the-books | Electric Energy (GWh/year) |  | 0.1093 | 0.10082 | 0.091261 | 0.080903 | 0.070152 | 0.059479 | 0.049343 | 0.040113 | 0.032025 | 0.025171 | 0.019528 | 0.014991
Yes | SDG&E | Res | BldgEnv | 2019 T-24: RNC(SF)-Envelope-Windows and Doors | On-the-books | Electric Energy (GWh/year) |  | 0.061751 | 0.05696 | 0.051559 | 0.045707 | 0.039633 | 0.033603 | 0.027877 | 0.022662 | 0.018093 | 0.014221 | 0.011033 | 0.0084692
Yes | SDG&E | Res | BldgEnv | 2022 T-24: SFA - Cool roof for low-sloped roof | On-the-books | Electric Energy (GWh/year) |  | 1.6667 | 1.6364 | 1.6115 | 1.5916 | 1.5759 | 1.5638 | 1.5544 | 1.5473 | 1.542 | 1.538 | 1.5349 | 1.5327
Yes | SDG&E | Res | BldgEnv | 2022 T-24: SFA - Cool roof for steep-sloped roofs | On-the-books | Electric Energy (GWh/year) |  | 0.21214 | 0.20783 | 0.20394 | 0.20051 | 0.19756 | 0.19506 | 0.19298 | 0.19127 | 0.18988 | 0.18876 | 0.18787 | 0.18716
Yes | SDG&E | Res | BldgEnv | 2022 T-24: SFA - Prescriptive attic insulation for alterations | On-the-books | Electric Energy (GWh/year) |  | 0.2567 | 0.25647 | 0.25623 | 0.25599 | 0.25575 | 0.25551 | 0.25527 | 0.25503 | 0.25479 | 0.25455 | 0.25431 | 0.25407
Yes | SDG&E | Res | BldgEnv | 2022 T-24: SFA - Roof deck insulation for low-sloped roofs | On-the-books | Electric Energy (GWh/year) |  | 1.2159 | 1.1807 | 1.1465 | 1.1137 | 1.0827 | 1.0537 | 1.027 | 1.0026 | 0.9805 | 0.96075 | 0.94319 | 0.92771
Yes | SDG&E | Res | BldgEnv | 2022 T-24: SFNC - Prescriptive attic insulation for additions | On-the-books | Electric Energy (GWh/year) |  | 0.00047488 | 0.00046643 | 0.0004596 | 0.00045413 | 0.00044976 | 0.00044631 | 0.00044358 | 0.00044143 | 0.00043974 | 0.00043842 | 0.00043738 | 0.00043658
Yes | SDG&E | Res | BldgEnv | 2025 T-24: Single Family High-Performance Envelope - High-Performance Windows (Alterations) | On-the-books | Electric Energy (GWh/year) |  | -0.0026272 | -0.0028671 | -0.0028632 | -0.0028592 | -0.0028551 | -0.002851 | -0.0028468 | -0.0028426 | -0.0028383 | -0.002834 | -0.0028297 | -0.0028252
Yes | SDG&E | Res | BldgEnv | 2025 T-24: Single Family High-Performance Envelope - High-Performance Windows (New Construction + Additions) | On-the-books | Electric Energy (GWh/year) |  | 0.041199 | 0.081615 | 0.081502 | 0.081388 | 0.081272 | 0.081155 | 0.081037 | 0.080917 | 0.080796 | 0.080673 | 0.080549 | 0.080423
Yes | PG&E | Com | HVAC | Fed Appliance: Single package vertical AC and HP - >65,000 Btu/hr and <240,000 Btu/hr | On-the-books | Electric Energy (GWh/year) | 0.2374 | 0.23517 | 0.23363 | 0.23252 | 0.23187 | 0.057501 | 0.063732 | 0.063628 | 0.06346 | 0.063307 | 0.063115 | 0.062922 | 0.062702
Yes | PG&E | Com | HVAC | Fed Appliance: Commercial CAC and HP - <65,000 Btu/hr | On-the-books | Electric Energy (GWh/year) | 0.0090561 | 0.0090561 | 0.0090561 | 0.0090561 | 0.0090561 | 0.0090561 | 0.0090561 | 0.0090561 | 0.0090561 | 0.0090561 | 0.0090561 | 0.0090561 | 0.0090561
Yes | PG&E | Com | HVAC | Fed Appliance: Commercial CAC and HP - 65,000 Btu/hr to 760,000 Btu/hr - Tier 1 | On-the-books | Electric Energy (GWh/year) | 1.8261 | 1.7896 | 1.7531 | 1.7165 | 1.68 | 1.6435 | 1.607 | 0.3698 | 0.3612 | 0.3526 | 0.344 | 0.3354 | 0.3268
Yes | PG&E | Com | HVAC | Fed Appliance: Computer Room Acs >=65,000 Btu/h and < 760,000 Btu/h | On-the-books | Electric Energy (GWh/year) | 7.4781e-05 | 7.4779e-05 | 7.4778e-05 | 6.4946e-05 | 1.8554e-05 | 1.8554e-05 | 1.8554e-05 | 1.8554e-05 | 1.8554e-05 | 1.8554e-05 | 1.8554e-05 | 1.8554e-05 | 1.8553e-05
Yes | PG&E | Com | HVAC | 2005 T-24: Cooling tower applications | On-the-books | Electric Energy (GWh/year) | 0 | 0 | 0 | 0 | 0 | 0 | 0 | 0 | 0 | 0 | 0 | 0 | 0
Yes | PG&E | Com | HVAC | 2008 T-24: DDC to Zone | On-the-books | Electric Energy (GWh/year) | 19.0529 | 18.9816 | 18.9267 | 18.8845 | 18.8522 | 18.8274 | 18.7976 | 18.7711 | 18.7424 | 18.7152 | 18.687 | 18.6595 | 18.6315
Yes | PG&E | Com | HVAC | 2005 T-24: Ducts in existing commercial buildings | On-the-books | Electric Energy (GWh/year) | 0 | 0 | 0 | 0 | 0 | 0 | 0 | 0 | 0 | 0 | 0 | 0 | 0
Yes | PG&E | Com | HVAC | Fed Appliance: Large and Very Large Commercial Package Air-Conditioners ≥135 kBtu/h | On-the-books | Electric Energy (GWh/year) | 0.0008912 | 0.0008849 | 0.00087921 | 0.00087406 | 0.00048614 | 0.00021467 | 0.00021355 | 0.00021248 | 0.00021138 | 0.0002103 | 0.0002092 | 0.00020812 | 0.00020703
Yes | PG&E | Com | HVAC | 2016 T-24: NRA-HVAC-ASHRAE Equipment Efficiency | On-the-books | Electric Energy (GWh/year) | 0.54734 | 0.54258 | 0.53933 | 0.53713 | 0.53564 | 0.53462 | 0.53329 | 0.53217 | 0.5309 | 0.52973 | 0.5285 | 0.52731 | 0
Yes | PG&E | Com | HVAC | 2016 T-24: NRA-HVAC-ASHRAE Measure-DDC | On-the-books | Electric Energy (GWh/year) | 0.15839 | 0.15701 | 0.15607 | 0.15543 | 0.155 | 0.15471 | 0.15432 | 0 | 0 | 0 | 0 | 0 | 0
Yes | PG&E | Com | HVAC | 2013 T-24: NRA-HVAC-Equipment Efficiency | On-the-books | Electric Energy (GWh/year) | 3.5592 | 3.5306 | 3.5088 | 3.4922 | 3.4796 | 3.4701 | 3.4585 | 3.4483 | 3.4372 | 1.6992 | 0 | 0 | 0
Yes | PG&E | Com | HVAC | 2013 T-24: NRA-Process-Air Compressors | On-the-books | Electric Energy (GWh/year) | 0.64235 | 0.61768 | 0.59705 | 0.57991 | 0.28053 | 0 | 0 | 0 | 0 | 0 | 0 | 0 | 0
Yes | PG&E | Com | HVAC | 2013 T-24: NRNC-HVAC-Acceptance Requirements | On-the-books | Electric Energy (GWh/year) | 0.171 | 0.16887 | 0.16719 | 0.16587 | 0.16484 | 0.16405 | 0.1631 | 0.16225 | 0.16133 | 0.16047 | 0.15957 | 0.15869 | 0.15779
Yes | PG&E | Com | HVAC | 2013 T-24: NRNC-HVAC-Cooling Towers Water | On-the-books | Electric Energy (GWh/year) | 0.046267 | 0.04569 | 0.045234 | 0.044877 | 0.0446 | 0.044384 | 0.044128 | 0.043899 | 0.043651 | 0.043416 | 0.043172 | 0.042934 | 0.042693
Yes | PG&E | Com | HVAC | 2013 T-24: NRNC-HVAC-Garage Exhaust | On-the-books | Electric Energy (GWh/year) | 2.7037 | 2.6909 | 2.6829 | 2.6779 | 2.6748 | 2.6729 | 2.6703 | 2.6681 | 2.6656 | 2.6634 | 2.661 | 2.6587 | 2.6563
Yes | PG&E | Com | HVAC | 2013 T-24: NRNC-HVAC-Laboratory Exhaust | On-the-books | Electric Energy (GWh/year) | 6.4896 | 6.4589 | 6.4396 | 6.4277 | 6.4203 | 6.4158 | 6.4094 | 6.4043 | 6.3983 | 6.3929 | 6.3871 | 6.3815 | 6.3758
Yes | PG&E | Com | HVAC | 2013 T-24: NRNC-HVAC-Occupant Controlled Smart Thermostats | On-the-books | Electric Energy (GWh/year) | 0.021846 | 0.021574 | 0.021359 | 0.02119 | 0.021059 | 0.020958 | 0.020836 | 0.020728 | 0.020611 | 0.0205 | 0.020385 | 0.020273 | 0.020159
Yes | PG&E | Com | HVAC | 2013 T-24: NRNC-HVAC-Small ECM Motor | On-the-books | Electric Energy (GWh/year) | 4.2861 | 4.2326 | 4.1904 | 4.1574 | 4.1316 | 4.1117 | 4.0879 | 4.0667 | 4.0438 | 4.022 | 3.9994 | 3.9774 | 3.955
Yes | PG&E | Com | HVAC | 2013 T-24: NRNC-HVAC-Water & Space Heating ACM | On-the-books | Electric Energy (GWh/year) | 0.017685 | 0.017464 | 0.01729 | 0.017154 | 0.017048 | 0.016965 | 0.016867 | 0.01678 | 0.016685 | 0.016595 | 0.016502 | 0.016411 | 0.016319
Yes | PG&E | Com | HVAC | 2013 T-24: NRNC-Process-Air Compressors | On-the-books | Electric Energy (GWh/year) | 1.2452 | 1.2296 | 1.2174 | 1.2078 | 1.2003 | 1.1945 | 1.1876 | 1.1814 | 1.1748 | 1.1684 | 1.1619 | 1.1555 | 1.149
Yes | PG&E | Com | HVAC | 2013 T-24: NRNC-Process-Data Centers | On-the-books | Electric Energy (GWh/year) | 4.1052 | 4.1049 | 4.1046 | 4.1045 | 4.1044 | 4.1043 | 4.1042 | 4.1041 | 4.104 | 4.104 | 4.1039 | 4.1038 | 4.1037
Yes | PG&E | Com | HVAC | Fed Appliance: Small Commercial Package Air-Conditioners ≥65 and <135 kBtu/h | On-the-books | Electric Energy (GWh/year) | 6.7122e-07 | 6.579e-07 | 6.4585e-07 | 3.5581e-07 | 1.551e-07 | 1.5289e-07 | 1.5052e-07 | 1.4826e-07 | 1.4593e-07 | 1.4364e-07 | 1.4132e-07 | 1.3902e-07 | 1.3671e-07
Yes | PG&E | Com | HVAC | 2019-21 Fed App: Ceiling Fans | On-the-books | Electric Energy (GWh/year) | 2.0341e-05 | 1.9946e-05 | 1.9576e-05 | 1.9223e-05 | 1.9013e-05 | 1.8885e-05 | 1.8611e-05 | 1.8377e-05 | 1.5859e-05 | 2.184e-06 | 2.1668e-06 | 2.1522e-06 | 2.14e-06
Yes | PG&E | Com | HVAC | 2022-24 Fed App: Commercial boilers | On-the-books | Electric Energy (GWh/year) | -0.040652 | -0.040487 | -0.03971 | -0.03904 | -0.038473 | -0.037993 | -0.037185 | -0.036483 | -0.035877 | -0.035357 | -0.034913 | -0.034535 | -0.034215
Yes | PG&E | Com | HVAC | 2016-18 Fed App: Commercial CAC and HP (65,000 Btu/hr to 760,000 Btu/hr) - Tier 2 | On-the-books | Electric Energy (GWh/year) | 12.8318 | 12.8294 | 12.8274 | 12.8257 | 12.8243 | 12.8231 | 12.8221 | 12.8213 | 12.8206 | 12.82 | 12.8195 | 12.8191 | 12.8188
Yes | PG&E | Com | HVAC | 2022-24 Fed App: Commercial warm air furnaces | On-the-books | Electric Energy (GWh/year) | 0.015025 | 0.015222 | 0.015418 | 0.015602 | 0.015802 | 0.015972 | 0.015971 | 0.015971 | 0.015971 | 0.01597 | 0.01597 | 0.01597 | 0.01597
Yes | PG&E | Com | HVAC | 2019-21 Fed App: Dehumidifiers | On-the-books | Electric Energy (GWh/year) |  | 0.56111 | 0.54472 | 0.5278 | 0.50972 | 0.29356 | 0.070426 | 0.067247 | 0.06437 | 0.061768 | 0.059413 | 0.057282 | 0.055354
Yes | PG&E | Com | HVAC | 2025 T-24: NR HVAC - Limit Hot Water Supply Temperatures - Electric (Alterations) | On-the-books | Electric Energy (GWh/year) | 0 | 0.16654 | 0.17959 | 0.17721 | 0.17486 | 0.17253 | 0.17024 | 0.16797 | 0.16574 | 0.16354 | 0.16138 | 0.033595 | 0.021679
Yes | PG&E | Com | HVAC | 2025 T-24: NR HVAC - Limit Hot Water Supply Temperatures - Electric (New Construction + Additions) | On-the-books | Electric Energy (GWh/year) | 0 | 0.014259 | 0.084191 | 0.083075 | 0.081971 | 0.080881 | 0.079805 | 0.078743 | 0.077697 | 0.076667 | 0.075654 | 0.063932 | 0.010163
Yes | PG&E | Com | HVAC | 2025 T-24: NR HVAC - Mechanical Heat Recovery - SHW Heat Recovery (New Construction + Additions) | On-the-books | Electric Energy (GWh/year) | 0 | 0.0058011 | 0.03361 | 0.032489 | 0.031355 | 0.030216 | 0.029081 | 0.027958 | 0.026855 | 0.025779 | 0.024737 | 0.020324 | 0.0031414
Yes | PG&E | Com | HVAC | 2025 T-24: NR HVAC - Mechanical Heat Recovery (without TES, waterside HR) (New Construction + Additions) | On-the-books | Electric Energy (GWh/year) | 0 | 0.015547 | 0.090076 | 0.08707 | 0.08403 | 0.080978 | 0.077936 | 0.074927 | 0.07197 | 0.069087 | 0.066294 | 0.054468 | 0.0084191
Yes | PG&E | Com | HVAC | 2025 T-24: NR HVAC - Mechanical Heat Recovery Scenario A - Gas Baseline (New Construction + Additions) | On-the-books | Electric Energy (GWh/year) | 0 | -0.0027845 | -0.016133 | -0.015595 | -0.01505 | -0.014504 | -0.013959 | -0.01342 | -0.01289 | -0.012374 | -0.011874 | -0.0097555 | -0.0015079
Yes | PG&E | Com | HVAC | 2025 T-24: NR HVAC - Mechanical Heat Recovery Scenario B - Gas Baseline (New Construction + Additions) | On-the-books | Electric Energy (GWh/year) | 0 | 0.0010442 | 0.0060499 | 0.005848 | 0.0056438 | 0.0054388 | 0.0052345 | 0.0050324 | 0.0048338 | 0.0046402 | 0.0044526 | 0.0036583 | 0.00056546
Yes | PG&E | Com | HVAC | 2025 T-24: NR HVAC Controls - Guideline 36 (Alterations) | On-the-books | Electric Energy (GWh/year) | 0 | 3.2753 | 3.5676 | 3.5556 | 3.5434 | 3.5308 | 3.5181 | 3.505 | 3.4916 | 3.478 | 3.4641 | 3.4499 | 3.4354
Yes | PG&E | Com | HVAC | 2025 T-24: NR HVAC Controls - Guideline 36 (New Construction + Additions) | On-the-books | Electric Energy (GWh/year) | 0 | 0.12434 | 0.74154 | 0.73905 | 0.7365 | 0.7339 | 0.73124 | 0.72853 | 0.72576 | 0.72292 | 0.72003 | 0.71708 | 0.71406
Yes | PG&E | Com | HVAC | 2022 T-24: NRA - Air Distribution - Duct Leakage Testing | On-the-books | Electric Energy (GWh/year) | 5.5778 | 5.5085 | 5.4399 | 5.3723 | 5.3061 | 5.2416 | 5.1791 | 5.1187 | 5.0607 | 5.0052 | 4.9523 | 4.9021 | 4.8547
Yes | PG&E | Com | HVAC | 2022 T-24: NRA - Air Distribution - Fan Energy Index | On-the-books | Electric Energy (GWh/year) | 0.16609 | 0.16402 | 0.16198 | 0.15997 | 0.158 | 0.15608 | 0.15422 | 0.15242 | 0.15069 | 0.14904 | 0.14746 | 0.14597 | 0.14456
Yes | PG&E | Com | HVAC | 2022 T-24: NRA - Air Distribution - Fan Power Budget | On-the-books | Electric Energy (GWh/year) | 10.1453 | 10.0192 | 9.8944 | 9.7715 | 9.6511 | 9.5338 | 9.42 | 9.3102 | 9.2046 | 9.1037 | 9.0075 | 8.9163 | 8.8301
Yes | PG&E | Com | HVAC | 2022 T-24: NRA - Controlled Environment Horticulture - Efficient Dehumidification | On-the-books | Electric Energy (GWh/year) | -0.0068896 | -0.0064533 | -0.0060584 | -0.0057043 | -0.0053898 | -0.0051126 | -0.00487 | -0.0046589 | -0.0044763 | -0.004319 | -0.0041841 | -0.0040688 | -0.0039704
Yes | PG&E | Com | HVAC | 2022 T-24: NRA - HVAC Controls - Dedicated Outdoor Air Systems (DOAS) | On-the-books | Electric Energy (GWh/year) | 2.5555 | 2.5415 | 2.527 | 2.5119 | 2.4963 | 2.4802 | 2.4636 | 2.4465 | 2.4289 | 2.4107 | 2.3921 | 2.3729 | 2.3533
Yes | PG&E | Com | HVAC | 2022 T-24: NRA - HVAC Controls - Exhaust Air Heat Recovery | On-the-books | Electric Energy (GWh/year) | -0.033083 | -0.032881 | -0.032673 | -0.032459 | -0.03224 | -0.032016 | -0.031787 | -0.031553 | -0.031314 | -0.03107 | -0.030823 | -0.030571 | -0.030316
Yes | PG&E | Com | HVAC | 2022 T-24: NRA - HVAC Controls - Expand Economizer Requirements | On-the-books | Electric Energy (GWh/year) | 1.283 | 1.2544 | 1.2273 | 1.2015 | 1.1771 | 0.67506 | 0 | 0 | 0 | 0 | 0 | 0 | 0
Yes | PG&E | Com | HVAC | 2022 T-24: NRA - HVAC Controls - VAV Deadband Airflow | On-the-books | Electric Energy (GWh/year) | 0.15115 | 0.098426 | 0.06134 | 0.037107 | 0.022025 | 0.012922 | 0.0075287 | 0.0043685 | 0.0025287 | 0.0014617 | 0.00084428 | 0.00048742 | 0.00028132
Yes | PG&E | Com | HVAC | 2019 T-24: NRA-MECH-ASHRAE 90.1 | On-the-books | Electric Energy (GWh/year) | 0.93834 | 0.87989 | 0.81162 | 0.73466 | 0.65128 | 0.56473 | 0.47882 | 0.39722 | 0.32292 | 0.2578 | 0.01721 | 0 | 0
Yes | PG&E | Com | HVAC | 2019 T-24: NRA-MECH-Cooling Towers | On-the-books | Electric Energy (GWh/year) | 0.050119 | 0.046997 | 0.043351 | 0.03924 | 0.034786 | 0.030164 | 0.025575 | 0.021216 | 0.017248 | 0.01377 | 0.00091922 | 0 | 0
Yes | PG&E | Com | HVAC | 2019 T-24: NRA-MECH-HE Fume Hoods in Lab Spaces | On-the-books | Electric Energy (GWh/year) | 1.4618 | 1.3707 | 1.2644 | 1.1445 | 1.0146 | 0.87977 | 0.74593 | 0.61881 | 0.50306 | 0.40162 | 0.026811 | 0 | 0
Yes | PG&E | Com | HVAC | 2019 T-24: NRA-MECH-Variable Exhaust Flow Control | On-the-books | Electric Energy (GWh/year) | 0.83961 | 0.78731 | 0.72623 | 0.65736 | 0.58275 | 0.50531 | 0.42844 | 0.35542 | 0.28894 | 0.23068 | 0.015399 | 0 | 0
Yes | PG&E | Com | HVAC | 2022 T-24: NRNC - Air Distribution - Duct Leakage Testing | On-the-books | Electric Energy (GWh/year) | 2.3435 | 2.3144 | 2.2856 | 2.2572 | 2.2294 | 2.2023 | 2.176 | 2.1506 | 2.1262 | 2.1029 | 2.0807 | 2.0596 | 2.0397
Yes | PG&E | Com | HVAC | 2022 T-24: NRNC - Air Distribution - Fan Energy Index | On-the-books | Electric Energy (GWh/year) | 0.048941 | 0.048333 | 0.04773 | 0.047138 | 0.046557 | 0.045991 | 0.045442 | 0.044912 | 0.044403 | 0.043916 | 0.043452 | 0.043012 | 0.042596
Yes | PG&E | Com | HVAC | 2022 T-24: NRNC - Air Distribution - Fan Power Budget | On-the-books | Electric Energy (GWh/year) | 2.7576 | 2.7234 | 2.6894 | 2.656 | 2.6233 | 2.5914 | 2.5605 | 2.5306 | 2.502 | 2.4745 | 2.4484 | 2.4236 | 2.4001
Yes | PG&E | Com | HVAC | 2022 T-24: NRNC - Computer Room Efficiency - Increased Temperature Thresholds for Economizers | On-the-books | Electric Energy (GWh/year) | 0.43568 | 0.41323 | 0.39286 | 0.37442 | 0.35776 | 0.34274 | 0.32923 | 0.31708 | 0.30618 | 0.29642 | 0.28767 | 0.27985 | 0.27287
Yes | PG&E | Com | HVAC | 2022 T-24: NRNC - Controlled Environment Horticulture - Efficient Dehumidification | On-the-books | Electric Energy (GWh/year) | -0.013779 | -0.012907 | -0.012117 | -0.011409 | -0.01078 | -0.010225 | -0.0097399 | -0.0093179 | -0.0089526 | -0.0086381 | -0.0083682 | -0.0081375 | -0.0079409
Yes | PG&E | Com | HVAC | 2022 T-24: NRNC - HVAC Controls - Dedicated Outdoor Air Systems (DOAS) | On-the-books | Electric Energy (GWh/year) |  | 4.6059 | 4.5864 | 4.566 | 4.5449 | 4.5229 | 4.5 | 4.4763 | 4.4517 | 4.4262 | 4.3998 | 4.3725 | 4.3444
Yes | PG&E | Com | HVAC | 2022 T-24: NRNC - HVAC Controls - Exhaust Air Heat Recovery | On-the-books | Electric Energy (GWh/year) |  | -0.0085177 | -0.0084638 | -0.0084085 | -0.0083518 | -0.0082937 | -0.0082343 | -0.0081737 | -0.0081118 | -0.0080487 | -0.0079846 | -0.0079194 | -0.0078532
Yes | PG&E | Com | HVAC | 2022 T-24: NRNC - HVAC Controls - Expand Economizer Requirements | On-the-books | Electric Energy (GWh/year) |  | 0.37964 | 0.37142 | 0.36362 | 0.35624 | 0.34927 | 0.34271 | 0.33655 | 0.33076 | 0.32535 | 0.3203 | 0.31558 | 0.31119
Yes | PG&E | Com | HVAC | 2022 T-24: NRNC - HVAC Controls - VAV Deadband Airflow | On-the-books | Electric Energy (GWh/year) |  | 0.028169 | 0.017555 | 0.01062 | 0.0063035 | 0.0036982 | 0.0021547 | 0.0012502 | 0.00072371 | 0.00041834 | 0.00024163 | 0.0001395 | 8.0512e-05
Yes | PG&E | Com | HVAC | 2019 T-24: NRNC-MECH-ASHRAE 90.1 | On-the-books | Electric Energy (GWh/year) |  | 2.5321 | 2.1522 | 1.7597 | 1.3843 | 1.0511 | 0.77408 | 0.55618 | 0.3921 | 0.27257 | 0.18757 | 0.12816 | 0.08713
Yes | PG&E | Com | HVAC | 2019 T-24: NRNC-MECH-Cooling Towers | On-the-books | Electric Energy (GWh/year) |  | 0.1436 | 0.13246 | 0.1199 | 0.10629 | 0.092167 | 0.078145 | 0.064828 | 0.052702 | 0.042075 | 0.033071 | 0.025657 | 0.019695
Yes | PG&E | Com | HVAC | 2019 T-24: NRNC-MECH-Economizer FDD | On-the-books | Electric Energy (GWh/year) |  | 0.11488 | 0.10597 | 0.095921 | 0.085033 | 0.073733 | 0.062516 | 0.051862 | 0.042161 | 0.03366 | 0.026456 | 0.020525 | 0.015756
Yes | PG&E | Com | HVAC | 2019 T-24: NRNC-MECH-HE Fume Hoods in Lab Spaces | On-the-books | Electric Energy (GWh/year) |  | 0.91383 | 0.84293 | 0.763 | 0.6764 | 0.58652 | 0.49729 | 0.41254 | 0.33537 | 0.26775 | 0.21045 | 0.16327 | 0.12533
Yes | PG&E | Com | HVAC | 2019 T-24: NRNC-MECH-Variable Exhaust Flow Control | On-the-books | Electric Energy (GWh/year) |  | 0.42939 | 0.39608 | 0.35852 | 0.31783 | 0.27559 | 0.23367 | 0.19385 | 0.15759 | 0.12581 | 0.098886 | 0.076718 | 0.058892
Yes | PG&E | Com | HVAC | 2019 T-24: NRNC-MECH-Ventilation & IAQ | On-the-books | Electric Energy (GWh/year) |  | 0.36553 | 0.33717 | 0.3052 | 0.27056 | 0.23461 | 0.19891 | 0.16502 | 0.13415 | 0.1071 | 0.08418 | 0.065308 | 0.050133
Yes | PG&E | Com | HVAC | 2019-21 Fed App: Single package vertical AC and HP - <65,000 Btu/hr | On-the-books | Electric Energy (GWh/year) |  | 0.37535 | 0.37673 | 0.38071 | 0.38669 | 0.39268 | 0.38775 | 0.38356 | 0.38 | 0.29371 | 0.07248 | 0.072069 | 0.071724
Yes | SCE | Com | HVAC | Fed Appliance: Single package vertical AC and HP - >65,000 Btu/hr and <240,000 Btu/hr | On-the-books | Electric Energy (GWh/year) | 0.2374 | 0.23517 | 0.23363 | 0.23252 | 0.23187 | 0.057501 | 0.063732 | 0.063628 | 0.06346 | 0.063307 | 0.063115 | 0.062922 | 0.062702
Yes | SCE | Com | HVAC | Fed Appliance: Commercial CAC and HP - <65,000 Btu/hr | On-the-books | Electric Energy (GWh/year) | 0.0090561 | 0.0090561 | 0.0090561 | 0.0090561 | 0.0090561 | 0.0090561 | 0.0090561 | 0.0090561 | 0.0090561 | 0.0090561 | 0.0090561 | 0.0090561 | 0.0090561
Yes | SCE | Com | HVAC | Fed Appliance: Commercial CAC and HP - 65,000 Btu/hr to 760,000 Btu/hr - Tier 1 | On-the-books | Electric Energy (GWh/year) | 1.8261 | 1.7896 | 1.7531 | 1.7165 | 1.68 | 1.6435 | 1.607 | 0.3698 | 0.3612 | 0.3526 | 0.344 | 0.3354 | 0.3268
Yes | SCE | Com | HVAC | Fed Appliance: Computer Room Acs >=65,000 Btu/h and < 760,000 Btu/h | On-the-books | Electric Energy (GWh/year) | 7.4781e-05 | 7.4779e-05 | 7.4778e-05 | 6.4946e-05 | 1.8554e-05 | 1.8554e-05 | 1.8554e-05 | 1.8554e-05 | 1.8554e-05 | 1.8554e-05 | 1.8554e-05 | 1.8554e-05 | 1.8553e-05
Yes | SCE | Com | HVAC | 2005 T-24: Cooling tower applications | On-the-books | Electric Energy (GWh/year) | 0 | 0 | 0 | 0 | 0 | 0 | 0 | 0 | 0 | 0 | 0 | 0 | 0
Yes | SCE | Com | HVAC | 2008 T-24: DDC to Zone | On-the-books | Electric Energy (GWh/year) | 19.0529 | 18.9816 | 18.9267 | 18.8845 | 18.8522 | 18.8274 | 18.7976 | 18.7711 | 18.7424 | 18.7152 | 18.687 | 18.6595 | 18.6315
Yes | SCE | Com | HVAC | 2005 T-24: Ducts in existing commercial buildings | On-the-books | Electric Energy (GWh/year) | 0 | 0 | 0 | 0 | 0 | 0 | 0 | 0 | 0 | 0 | 0 | 0 | 0
Yes | SCE | Com | HVAC | Fed Appliance: Large and Very Large Commercial Package Air-Conditioners ≥135 kBtu/h | On-the-books | Electric Energy (GWh/year) | 0.0008912 | 0.0008849 | 0.00087921 | 0.00087406 | 0.00048614 | 0.00021467 | 0.00021355 | 0.00021248 | 0.00021138 | 0.0002103 | 0.0002092 | 0.00020812 | 0.00020703
Yes | SCE | Com | HVAC | 2016 T-24: NRA-HVAC-ASHRAE Equipment Efficiency | On-the-books | Electric Energy (GWh/year) | 0.54734 | 0.54258 | 0.53933 | 0.53713 | 0.53564 | 0.53462 | 0.53329 | 0.53217 | 0.5309 | 0.52973 | 0.5285 | 0.52731 | 0
Yes | SCE | Com | HVAC | 2016 T-24: NRA-HVAC-ASHRAE Measure-DDC | On-the-books | Electric Energy (GWh/year) | 0.15839 | 0.15701 | 0.15607 | 0.15543 | 0.155 | 0.15471 | 0.15432 | 0 | 0 | 0 | 0 | 0 | 0
Yes | SCE | Com | HVAC | 2013 T-24: NRA-HVAC-Equipment Efficiency | On-the-books | Electric Energy (GWh/year) | 3.5592 | 3.5306 | 3.5088 | 3.4922 | 3.4796 | 3.4701 | 3.4585 | 3.4483 | 3.4372 | 1.6992 | 0 | 0 | 0
Yes | SCE | Com | HVAC | 2013 T-24: NRA-Process-Air Compressors | On-the-books | Electric Energy (GWh/year) | 0.64235 | 0.61768 | 0.59705 | 0.57991 | 0.28053 | 0 | 0 | 0 | 0 | 0 | 0 | 0 | 0
Yes | SCE | Com | HVAC | 2013 T-24: NRNC-HVAC-Acceptance Requirements | On-the-books | Electric Energy (GWh/year) | 0.171 | 0.16887 | 0.16719 | 0.16587 | 0.16484 | 0.16405 | 0.1631 | 0.16225 | 0.16133 | 0.16047 | 0.15957 | 0.15869 | 0.15779
Yes | SCE | Com | HVAC | 2013 T-24: NRNC-HVAC-Cooling Towers Water | On-the-books | Electric Energy (GWh/year) | 0.046267 | 0.04569 | 0.045234 | 0.044877 | 0.0446 | 0.044384 | 0.044128 | 0.043899 | 0.043651 | 0.043416 | 0.043172 | 0.042934 | 0.042693
Yes | SCE | Com | HVAC | 2013 T-24: NRNC-HVAC-Garage Exhaust | On-the-books | Electric Energy (GWh/year) | 2.7037 | 2.6909 | 2.6829 | 2.6779 | 2.6748 | 2.6729 | 2.6703 | 2.6681 | 2.6656 | 2.6634 | 2.661 | 2.6587 | 2.6563
Yes | SCE | Com | HVAC | 2013 T-24: NRNC-HVAC-Laboratory Exhaust | On-the-books | Electric Energy (GWh/year) | 6.4896 | 6.4589 | 6.4396 | 6.4277 | 6.4203 | 6.4158 | 6.4094 | 6.4043 | 6.3983 | 6.3929 | 6.3871 | 6.3815 | 6.3758
Yes | SCE | Com | HVAC | 2013 T-24: NRNC-HVAC-Occupant Controlled Smart Thermostats | On-the-books | Electric Energy (GWh/year) | 0.021846 | 0.021574 | 0.021359 | 0.02119 | 0.021059 | 0.020958 | 0.020836 | 0.020728 | 0.020611 | 0.0205 | 0.020385 | 0.020273 | 0.020159
Yes | SCE | Com | HVAC | 2013 T-24: NRNC-HVAC-Small ECM Motor | On-the-books | Electric Energy (GWh/year) | 4.2861 | 4.2326 | 4.1904 | 4.1574 | 4.1316 | 4.1117 | 4.0879 | 4.0667 | 4.0438 | 4.022 | 3.9994 | 3.9774 | 3.955
Yes | SCE | Com | HVAC | 2013 T-24: NRNC-HVAC-Water & Space Heating ACM | On-the-books | Electric Energy (GWh/year) | 0.017685 | 0.017464 | 0.01729 | 0.017154 | 0.017048 | 0.016965 | 0.016867 | 0.01678 | 0.016685 | 0.016595 | 0.016502 | 0.016411 | 0.016319
Yes | SCE | Com | HVAC | 2013 T-24: NRNC-Process-Air Compressors | On-the-books | Electric Energy (GWh/year) | 1.2452 | 1.2296 | 1.2174 | 1.2078 | 1.2003 | 1.1945 | 1.1876 | 1.1814 | 1.1748 | 1.1684 | 1.1619 | 1.1555 | 1.149
Yes | SCE | Com | HVAC | 2013 T-24: NRNC-Process-Data Centers | On-the-books | Electric Energy (GWh/year) | 4.1052 | 4.1049 | 4.1046 | 4.1045 | 4.1044 | 4.1043 | 4.1042 | 4.1041 | 4.104 | 4.104 | 4.1039 | 4.1038 | 4.1037
Yes | SCE | Com | HVAC | Fed Appliance: Small Commercial Package Air-Conditioners ≥65 and <135 kBtu/h | On-the-books | Electric Energy (GWh/year) | 6.7122e-07 | 6.579e-07 | 6.4585e-07 | 3.5581e-07 | 1.551e-07 | 1.5289e-07 | 1.5052e-07 | 1.4826e-07 | 1.4593e-07 | 1.4364e-07 | 1.4132e-07 | 1.3902e-07 | 1.3671e-07
Yes | SCE | Com | HVAC | 2019-21 Fed App: Ceiling Fans | On-the-books | Electric Energy (GWh/year) | 2.0341e-05 | 1.9946e-05 | 1.9576e-05 | 1.9223e-05 | 1.9013e-05 | 1.8885e-05 | 1.8611e-05 | 1.8377e-05 | 1.5859e-05 | 2.184e-06 | 2.1668e-06 | 2.1522e-06 | 2.14e-06
Yes | SCE | Com | HVAC | 2022-24 Fed App: Commercial boilers | On-the-books | Electric Energy (GWh/year) | -0.040652 | -0.040487 | -0.03971 | -0.03904 | -0.038473 | -0.037993 | -0.037185 | -0.036483 | -0.035877 | -0.035357 | -0.034913 | -0.034535 | -0.034215
Yes | SCE | Com | HVAC | 2016-18 Fed App: Commercial CAC and HP (65,000 Btu/hr to 760,000 Btu/hr) - Tier 2 | On-the-books | Electric Energy (GWh/year) | 12.8318 | 12.8294 | 12.8274 | 12.8257 | 12.8243 | 12.8231 | 12.8221 | 12.8213 | 12.8206 | 12.82 | 12.8195 | 12.8191 | 12.8188
Yes | SCE | Com | HVAC | 2022-24 Fed App: Commercial warm air furnaces | On-the-books | Electric Energy (GWh/year) | 0.015025 | 0.015222 | 0.015418 | 0.015602 | 0.015802 | 0.015972 | 0.015971 | 0.015971 | 0.015971 | 0.01597 | 0.01597 | 0.01597 | 0.01597
Yes | SCE | Com | HVAC | 2019-21 Fed App: Dehumidifiers | On-the-books | Electric Energy (GWh/year) |  | 0.56111 | 0.54472 | 0.5278 | 0.50972 | 0.29356 | 0.070426 | 0.067247 | 0.06437 | 0.061768 | 0.059413 | 0.057282 | 0.055354
Yes | SCE | Com | HVAC | 2025 T-24: NR HVAC - Limit Hot Water Supply Temperatures - Electric (Alterations) | On-the-books | Electric Energy (GWh/year) | 0 | 0.16654 | 0.17959 | 0.17721 | 0.17486 | 0.17253 | 0.17024 | 0.16797 | 0.16574 | 0.16354 | 0.16138 | 0.033595 | 0.021679
Yes | SCE | Com | HVAC | 2025 T-24: NR HVAC - Limit Hot Water Supply Temperatures - Electric (New Construction + Additions) | On-the-books | Electric Energy (GWh/year) | 0 | 0.014259 | 0.084191 | 0.083075 | 0.081971 | 0.080881 | 0.079805 | 0.078743 | 0.077697 | 0.076667 | 0.075654 | 0.063932 | 0.010163
Yes | SCE | Com | HVAC | 2025 T-24: NR HVAC - Mechanical Heat Recovery - SHW Heat Recovery (New Construction + Additions) | On-the-books | Electric Energy (GWh/year) | 0 | 0.0058011 | 0.03361 | 0.032489 | 0.031355 | 0.030216 | 0.029081 | 0.027958 | 0.026855 | 0.025779 | 0.024737 | 0.020324 | 0.0031414
Yes | SCE | Com | HVAC | 2025 T-24: NR HVAC - Mechanical Heat Recovery (without TES, waterside HR) (New Construction + Additions) | On-the-books | Electric Energy (GWh/year) | 0 | 0.015547 | 0.090076 | 0.08707 | 0.08403 | 0.080978 | 0.077936 | 0.074927 | 0.07197 | 0.069087 | 0.066294 | 0.054468 | 0.0084191
Yes | SCE | Com | HVAC | 2025 T-24: NR HVAC - Mechanical Heat Recovery Scenario A - Gas Baseline (New Construction + Additions) | On-the-books | Electric Energy (GWh/year) | 0 | -0.0027845 | -0.016133 | -0.015595 | -0.01505 | -0.014504 | -0.013959 | -0.01342 | -0.01289 | -0.012374 | -0.011874 | -0.0097555 | -0.0015079
Yes | SCE | Com | HVAC | 2025 T-24: NR HVAC - Mechanical Heat Recovery Scenario B - Gas Baseline (New Construction + Additions) | On-the-books | Electric Energy (GWh/year) | 0 | 0.0010442 | 0.0060499 | 0.005848 | 0.0056438 | 0.0054388 | 0.0052345 | 0.0050324 | 0.0048338 | 0.0046402 | 0.0044526 | 0.0036583 | 0.00056546
Yes | SCE | Com | HVAC | 2025 T-24: NR HVAC Controls - Guideline 36 (Alterations) | On-the-books | Electric Energy (GWh/year) | 0 | 3.2753 | 3.5676 | 3.5556 | 3.5434 | 3.5308 | 3.5181 | 3.505 | 3.4916 | 3.478 | 3.4641 | 3.4499 | 3.4354
Yes | SCE | Com | HVAC | 2025 T-24: NR HVAC Controls - Guideline 36 (New Construction + Additions) | On-the-books | Electric Energy (GWh/year) | 0 | 0.12434 | 0.74154 | 0.73905 | 0.7365 | 0.7339 | 0.73124 | 0.72853 | 0.72576 | 0.72292 | 0.72003 | 0.71708 | 0.71406
Yes | SCE | Com | HVAC | 2022 T-24: NRA - Air Distribution - Duct Leakage Testing | On-the-books | Electric Energy (GWh/year) | 5.5778 | 5.5085 | 5.4399 | 5.3723 | 5.3061 | 5.2416 | 5.1791 | 5.1187 | 5.0607 | 5.0052 | 4.9523 | 4.9021 | 4.8547
Yes | SCE | Com | HVAC | 2022 T-24: NRA - Air Distribution - Fan Energy Index | On-the-books | Electric Energy (GWh/year) | 0.16609 | 0.16402 | 0.16198 | 0.15997 | 0.158 | 0.15608 | 0.15422 | 0.15242 | 0.15069 | 0.14904 | 0.14746 | 0.14597 | 0.14456
Yes | SCE | Com | HVAC | 2022 T-24: NRA - Air Distribution - Fan Power Budget | On-the-books | Electric Energy (GWh/year) | 10.1453 | 10.0192 | 9.8944 | 9.7715 | 9.6511 | 9.5338 | 9.42 | 9.3102 | 9.2046 | 9.1037 | 9.0075 | 8.9163 | 8.8301
Yes | SCE | Com | HVAC | 2022 T-24: NRA - Controlled Environment Horticulture - Efficient Dehumidification | On-the-books | Electric Energy (GWh/year) | -0.0068896 | -0.0064533 | -0.0060584 | -0.0057043 | -0.0053898 | -0.0051126 | -0.00487 | -0.0046589 | -0.0044763 | -0.004319 | -0.0041841 | -0.0040688 | -0.0039704
Yes | SCE | Com | HVAC | 2022 T-24: NRA - HVAC Controls - Dedicated Outdoor Air Systems (DOAS) | On-the-books | Electric Energy (GWh/year) | 2.5555 | 2.5415 | 2.527 | 2.5119 | 2.4963 | 2.4802 | 2.4636 | 2.4465 | 2.4289 | 2.4107 | 2.3921 | 2.3729 | 2.3533
Yes | SCE | Com | HVAC | 2022 T-24: NRA - HVAC Controls - Exhaust Air Heat Recovery | On-the-books | Electric Energy (GWh/year) | -0.033083 | -0.032881 | -0.032673 | -0.032459 | -0.03224 | -0.032016 | -0.031787 | -0.031553 | -0.031314 | -0.03107 | -0.030823 | -0.030571 | -0.030316
Yes | SCE | Com | HVAC | 2022 T-24: NRA - HVAC Controls - Expand Economizer Requirements | On-the-books | Electric Energy (GWh/year) | 1.283 | 1.2544 | 1.2273 | 1.2015 | 1.1771 | 0.67506 | 0 | 0 | 0 | 0 | 0 | 0 | 0
Yes | SCE | Com | HVAC | 2022 T-24: NRA - HVAC Controls - VAV Deadband Airflow | On-the-books | Electric Energy (GWh/year) | 0.15115 | 0.098426 | 0.06134 | 0.037107 | 0.022025 | 0.012922 | 0.0075287 | 0.0043685 | 0.0025287 | 0.0014617 | 0.00084428 | 0.00048742 | 0.00028132
Yes | SCE | Com | HVAC | 2019 T-24: NRA-MECH-ASHRAE 90.1 | On-the-books | Electric Energy (GWh/year) | 0.93834 | 0.87989 | 0.81162 | 0.73466 | 0.65128 | 0.56473 | 0.47882 | 0.39722 | 0.32292 | 0.2578 | 0.01721 | 0 | 0
Yes | SCE | Com | HVAC | 2019 T-24: NRA-MECH-Cooling Towers | On-the-books | Electric Energy (GWh/year) | 0.050119 | 0.046997 | 0.043351 | 0.03924 | 0.034786 | 0.030164 | 0.025575 | 0.021216 | 0.017248 | 0.01377 | 0.00091922 | 0 | 0
Yes | SCE | Com | HVAC | 2019 T-24: NRA-MECH-HE Fume Hoods in Lab Spaces | On-the-books | Electric Energy (GWh/year) | 1.4618 | 1.3707 | 1.2644 | 1.1445 | 1.0146 | 0.87977 | 0.74593 | 0.61881 | 0.50306 | 0.40162 | 0.026811 | 0 | 0
Yes | SCE | Com | HVAC | 2019 T-24: NRA-MECH-Variable Exhaust Flow Control | On-the-books | Electric Energy (GWh/year) | 0.83961 | 0.78731 | 0.72623 | 0.65736 | 0.58275 | 0.50531 | 0.42844 | 0.35542 | 0.28894 | 0.23068 | 0.015399 | 0 | 0
Yes | SCE | Com | HVAC | 2022 T-24: NRNC - Air Distribution - Duct Leakage Testing | On-the-books | Electric Energy (GWh/year) | 2.3435 | 2.3144 | 2.2856 | 2.2572 | 2.2294 | 2.2023 | 2.176 | 2.1506 | 2.1262 | 2.1029 | 2.0807 | 2.0596 | 2.0397
Yes | SCE | Com | HVAC | 2022 T-24: NRNC - Air Distribution - Fan Energy Index | On-the-books | Electric Energy (GWh/year) | 0.048941 | 0.048333 | 0.04773 | 0.047138 | 0.046557 | 0.045991 | 0.045442 | 0.044912 | 0.044403 | 0.043916 | 0.043452 | 0.043012 | 0.042596
Yes | SCE | Com | HVAC | 2022 T-24: NRNC - Air Distribution - Fan Power Budget | On-the-books | Electric Energy (GWh/year) | 2.7576 | 2.7234 | 2.6894 | 2.656 | 2.6233 | 2.5914 | 2.5605 | 2.5306 | 2.502 | 2.4745 | 2.4484 | 2.4236 | 2.4001
Yes | SCE | Com | HVAC | 2022 T-24: NRNC - Computer Room Efficiency - Increased Temperature Thresholds for Economizers | On-the-books | Electric Energy (GWh/year) | 0.43568 | 0.41323 | 0.39286 | 0.37442 | 0.35776 | 0.34274 | 0.32923 | 0.31708 | 0.30618 | 0.29642 | 0.28767 | 0.27985 | 0.27287
Yes | SCE | Com | HVAC | 2022 T-24: NRNC - Controlled Environment Horticulture - Efficient Dehumidification | On-the-books | Electric Energy (GWh/year) | -0.013779 | -0.012907 | -0.012117 | -0.011409 | -0.01078 | -0.010225 | -0.0097399 | -0.0093179 | -0.0089526 | -0.0086381 | -0.0083682 | -0.0081375 | -0.0079409
Yes | SCE | Com | HVAC | 2022 T-24: NRNC - HVAC Controls - Dedicated Outdoor Air Systems (DOAS) | On-the-books | Electric Energy (GWh/year) |  | 4.6059 | 4.5864 | 4.566 | 4.5449 | 4.5229 | 4.5 | 4.4763 | 4.4517 | 4.4262 | 4.3998 | 4.3725 | 4.3444
Yes | SCE | Com | HVAC | 2022 T-24: NRNC - HVAC Controls - Exhaust Air Heat Recovery | On-the-books | Electric Energy (GWh/year) |  | -0.0085177 | -0.0084638 | -0.0084085 | -0.0083518 | -0.0082937 | -0.0082343 | -0.0081737 | -0.0081118 | -0.0080487 | -0.0079846 | -0.0079194 | -0.0078532
Yes | SCE | Com | HVAC | 2022 T-24: NRNC - HVAC Controls - Expand Economizer Requirements | On-the-books | Electric Energy (GWh/year) |  | 0.37964 | 0.37142 | 0.36362 | 0.35624 | 0.34927 | 0.34271 | 0.33655 | 0.33076 | 0.32535 | 0.3203 | 0.31558 | 0.31119
Yes | SCE | Com | HVAC | 2022 T-24: NRNC - HVAC Controls - VAV Deadband Airflow | On-the-books | Electric Energy (GWh/year) |  | 0.028169 | 0.017555 | 0.01062 | 0.0063035 | 0.0036982 | 0.0021547 | 0.0012502 | 0.00072371 | 0.00041834 | 0.00024163 | 0.0001395 | 8.0512e-05
Yes | SCE | Com | HVAC | 2019 T-24: NRNC-MECH-ASHRAE 90.1 | On-the-books | Electric Energy (GWh/year) |  | 2.5321 | 2.1522 | 1.7597 | 1.3843 | 1.0511 | 0.77408 | 0.55618 | 0.3921 | 0.27257 | 0.18757 | 0.12816 | 0.08713
Yes | SCE | Com | HVAC | 2019 T-24: NRNC-MECH-Cooling Towers | On-the-books | Electric Energy (GWh/year) |  | 0.1436 | 0.13246 | 0.1199 | 0.10629 | 0.092167 | 0.078145 | 0.064828 | 0.052702 | 0.042075 | 0.033071 | 0.025657 | 0.019695
Yes | SCE | Com | HVAC | 2019 T-24: NRNC-MECH-Economizer FDD | On-the-books | Electric Energy (GWh/year) |  | 0.11488 | 0.10597 | 0.095921 | 0.085033 | 0.073733 | 0.062516 | 0.051862 | 0.042161 | 0.03366 | 0.026456 | 0.020525 | 0.015756
Yes | SCE | Com | HVAC | 2019 T-24: NRNC-MECH-HE Fume Hoods in Lab Spaces | On-the-books | Electric Energy (GWh/year) |  | 0.91383 | 0.84293 | 0.763 | 0.6764 | 0.58652 | 0.49729 | 0.41254 | 0.33537 | 0.26775 | 0.21045 | 0.16327 | 0.12533
Yes | SCE | Com | HVAC | 2019 T-24: NRNC-MECH-Variable Exhaust Flow Control | On-the-books | Electric Energy (GWh/year) |  | 0.42939 | 0.39608 | 0.35852 | 0.31783 | 0.27559 | 0.23367 | 0.19385 | 0.15759 | 0.12581 | 0.098886 | 0.076718 | 0.058892
Yes | SCE | Com | HVAC | 2019 T-24: NRNC-MECH-Ventilation & IAQ | On-the-books | Electric Energy (GWh/year) |  | 0.36553 | 0.33717 | 0.3052 | 0.27056 | 0.23461 | 0.19891 | 0.16502 | 0.13415 | 0.1071 | 0.08418 | 0.065308 | 0.050133
Yes | SCE | Com | HVAC | 2019-21 Fed App: Single package vertical AC and HP - <65,000 Btu/hr | On-the-books | Electric Energy (GWh/year) |  | 0.37535 | 0.37673 | 0.38071 | 0.38669 | 0.39268 | 0.38775 | 0.38356 | 0.38 | 0.29371 | 0.07248 | 0.072069 | 0.071724
Yes | SDG&E | Com | HVAC | Fed Appliance: Single package vertical AC and HP - >65,000 Btu/hr and <240,000 Btu/hr | On-the-books | Electric Energy (GWh/year) | 0.048619 | 0.048162 | 0.047848 | 0.047619 | 0.047487 | 0.011776 | 0.013052 | 0.013031 | 0.012996 | 0.012965 | 0.012926 | 0.012886 | 0.012841
Yes | SDG&E | Com | HVAC | Fed Appliance: Commercial CAC and HP - <65,000 Btu/hr | On-the-books | Electric Energy (GWh/year) | 0.0018547 | 0.0018547 | 0.0018547 | 0.0018547 | 0.0018547 | 0.0018547 | 0.0018547 | 0.0018547 | 0.0018547 | 0.0018547 | 0.0018547 | 0.0018547 | 0.0018547
Yes | SDG&E | Com | HVAC | Fed Appliance: Commercial CAC and HP - 65,000 Btu/hr to 760,000 Btu/hr - Tier 1 | On-the-books | Electric Energy (GWh/year) | 0.37398 | 0.3665 | 0.35902 | 0.35154 | 0.34406 | 0.33658 | 0.3291 | 0.075734 | 0.073973 | 0.072211 | 0.07045 | 0.068689 | 0.066928
Yes | SDG&E | Com | HVAC | Fed Appliance: Computer Room Acs >=65,000 Btu/h and < 760,000 Btu/h | On-the-books | Electric Energy (GWh/year) | 1.5315e-05 | 1.5315e-05 | 1.5314e-05 | 1.3301e-05 | 3.7998e-06 | 3.7998e-06 | 3.7997e-06 | 3.7997e-06 | 3.7997e-06 | 3.7997e-06 | 3.7997e-06 | 3.7997e-06 | 3.7997e-06
Yes | SDG&E | Com | HVAC | 2005 T-24: Cooling tower applications | On-the-books | Electric Energy (GWh/year) | 0 | 0 | 0 | 0 | 0 | 0 | 0 | 0 | 0 | 0 | 0 | 0 | 0
Yes | SDG&E | Com | HVAC | 2008 T-24: DDC to Zone | On-the-books | Electric Energy (GWh/year) | 3.902 | 3.8874 | 3.8761 | 3.8675 | 3.8609 | 3.8558 | 3.8497 | 3.8443 | 3.8384 | 3.8328 | 3.827 | 3.8214 | 3.8157
Yes | SDG&E | Com | HVAC | 2005 T-24: Ducts in existing commercial buildings | On-the-books | Electric Energy (GWh/year) | 0 | 0 | 0 | 0 | 0 | 0 | 0 | 0 | 0 | 0 | 0 | 0 | 0
Yes | SDG&E | Com | HVAC | Fed Appliance: Large and Very Large Commercial Package Air-Conditioners ≥135 kBtu/h | On-the-books | Electric Energy (GWh/year) | 0.00018252 | 0.00018123 | 0.00018006 | 0.000179 | 9.9561e-05 | 4.3964e-05 | 4.3735e-05 | 4.3516e-05 | 4.329e-05 | 4.3069e-05 | 4.2844e-05 | 4.2622e-05 | 4.2398e-05
Yes | SDG&E | Com | HVAC | 2016 T-24: NRA-HVAC-ASHRAE Equipment Efficiency | On-the-books | Electric Energy (GWh/year) | 0.11209 | 0.11112 | 0.11045 | 0.11 | 0.1097 | 0.10949 | 0.10922 | 0.10899 | 0.10873 | 0.10849 | 0.10824 | 0.10799 | 0
Yes | SDG&E | Com | HVAC | 2016 T-24: NRA-HVAC-ASHRAE Measure-DDC | On-the-books | Electric Energy (GWh/year) | 0.032437 | 0.032155 | 0.031963 | 0.031832 | 0.031744 | 0.031684 | 0.031604 | 0 | 0 | 0 | 0 | 0 | 0
Yes | SDG&E | Com | HVAC | 2013 T-24: NRA-HVAC-Equipment Efficiency | On-the-books | Electric Energy (GWh/year) | 0.72891 | 0.72306 | 0.7186 | 0.7152 | 0.71262 | 0.71067 | 0.7083 | 0.7062 | 0.70392 | 0.348 | 0 | 0 | 0
Yes | SDG&E | Com | HVAC | 2013 T-24: NRA-Process-Air Compressors | On-the-books | Electric Energy (GWh/year) | 0.13155 | 0.1265 | 0.12227 | 0.11876 | 0.057452 | 0 | 0 | 0 | 0 | 0 | 0 | 0 | 0
Yes | SDG&E | Com | HVAC | 2013 T-24: NRNC-HVAC-Acceptance Requirements | On-the-books | Electric Energy (GWh/year) | 0.035021 | 0.034584 | 0.034239 | 0.033969 | 0.033759 | 0.033596 | 0.033402 | 0.033228 | 0.033041 | 0.032863 | 0.032679 | 0.032498 | 0.032315
Yes | SDG&E | Com | HVAC | 2013 T-24: NRNC-HVAC-Cooling Towers Water | On-the-books | Electric Energy (GWh/year) | 0.0094753 | 0.0093571 | 0.0092638 | 0.0091907 | 0.0091339 | 0.0090898 | 0.0090372 | 0.0089903 | 0.0089396 | 0.0088914 | 0.0088415 | 0.0087928 | 0.0087433
Yes | SDG&E | Com | HVAC | 2013 T-24: NRNC-HVAC-Garage Exhaust | On-the-books | Electric Energy (GWh/year) | 0.55371 | 0.55109 | 0.54945 | 0.54842 | 0.5478 | 0.54741 | 0.54687 | 0.54643 | 0.54592 | 0.54545 | 0.54496 | 0.54449 | 0.544
Yes | SDG&E | Com | HVAC | 2013 T-24: NRNC-HVAC-Laboratory Exhaust | On-the-books | Electric Energy (GWh/year) | 1.3291 | 1.3228 | 1.3188 | 1.3164 | 1.3149 | 1.3139 | 1.3126 | 1.3116 | 1.3103 | 1.3092 | 1.3081 | 1.3069 | 1.3057
Yes | SDG&E | Com | HVAC | 2013 T-24: NRNC-HVAC-Occupant Controlled Smart Thermostats | On-the-books | Electric Energy (GWh/year) | 0.0044741 | 0.0044183 | 0.0043742 | 0.0043397 | 0.0043129 | 0.004292 | 0.0042672 | 0.0042451 | 0.0042211 | 0.0041984 | 0.0041748 | 0.0041518 | 0.0041284
Yes | SDG&E | Com | HVAC | 2013 T-24: NRNC-HVAC-Small ECM Motor | On-the-books | Electric Energy (GWh/year) | 0.87778 | 0.86683 | 0.85819 | 0.85142 | 0.84615 | 0.84207 | 0.83719 | 0.83285 | 0.82815 | 0.82369 | 0.81907 | 0.81455 | 0.80997
Yes | SDG&E | Com | HVAC | 2013 T-24: NRNC-HVAC-Water & Space Heating ACM | On-the-books | Electric Energy (GWh/year) | 0.0036218 | 0.0035766 | 0.003541 | 0.0035131 | 0.0034913 | 0.0034745 | 0.0034544 | 0.0034364 | 0.0034171 | 0.0033986 | 0.0033796 | 0.0033609 | 0.003342
Yes | SDG&E | Com | HVAC | 2013 T-24: NRNC-Process-Air Compressors | On-the-books | Electric Energy (GWh/year) | 0.25501 | 0.25183 | 0.24931 | 0.24735 | 0.24582 | 0.24463 | 0.24322 | 0.24195 | 0.24059 | 0.23929 | 0.23795 | 0.23664 | 0.23531
Yes | SDG&E | Com | HVAC | 2013 T-24: NRNC-Process-Data Centers | On-the-books | Electric Energy (GWh/year) | 0.84074 | 0.84066 | 0.84062 | 0.84058 | 0.84056 | 0.84055 | 0.84053 | 0.84051 | 0.84049 | 0.84048 | 0.84046 | 0.84044 | 0.84042
Yes | SDG&E | Com | HVAC | Fed Appliance: Small Commercial Package Air-Conditioners ≥65 and <135 kBtu/h | On-the-books | Electric Energy (GWh/year) | 1.3746e-07 | 1.3474e-07 | 1.3227e-07 | 7.287e-08 | 3.1764e-08 | 3.1311e-08 | 3.0826e-08 | 3.0363e-08 | 2.9885e-08 | 2.9417e-08 | 2.8942e-08 | 2.8472e-08 | 2.7999e-08
Yes | SDG&E | Com | HVAC | 2019-21 Fed App: Ceiling Fans | On-the-books | Electric Energy (GWh/year) | 4.1658e-06 | 4.0849e-06 | 4.0091e-06 | 3.9369e-06 | 3.8939e-06 | 3.8675e-06 | 3.8115e-06 | 3.7636e-06 | 3.2479e-06 | 4.4728e-07 | 4.4375e-07 | 4.4077e-07 | 4.3827e-07
Yes | SDG&E | Com | HVAC | 2022-24 Fed App: Commercial boilers | On-the-books | Electric Energy (GWh/year) | -0.0083254 | -0.0082916 | -0.0081324 | -0.0079953 | -0.0078792 | -0.0077808 | -0.0076153 | -0.0074715 | -0.0073474 | -0.0072409 | -0.00715 | -0.0070727 | -0.0070072
Yes | SDG&E | Com | HVAC | 2016-18 Fed App: Commercial CAC and HP (65,000 Btu/hr to 760,000 Btu/hr) - Tier 2 | On-the-books | Electric Energy (GWh/year) | 2.6279 | 2.6274 | 2.627 | 2.6267 | 2.6264 | 2.6261 | 2.6259 | 2.6258 | 2.6256 | 2.6255 | 2.6254 | 2.6253 | 2.6252
Yes | SDG&E | Com | HVAC | 2022-24 Fed App: Commercial warm air furnaces | On-the-books | Electric Energy (GWh/year) | 0.0030771 | 0.0031173 | 0.0031575 | 0.0031953 | 0.0032362 | 0.003271 | 0.0032709 | 0.0032708 | 0.0032707 | 0.0032707 | 0.0032707 | 0.0032707 | 0.0032707
Yes | SDG&E | Com | HVAC | 2019-21 Fed App: Dehumidifiers | On-the-books | Electric Energy (GWh/year) |  | 0.11491 | 0.11156 | 0.10809 | 0.10439 | 0.06012 | 0.014423 | 0.013772 | 0.013183 | 0.01265 | 0.012168 | 0.011731 | 0.011336
Yes | SDG&E | Com | HVAC | 2025 T-24: NR HVAC - Limit Hot Water Supply Temperatures - Electric (Alterations) | On-the-books | Electric Energy (GWh/year) | 0 | 0.034107 | 0.03678 | 0.036292 | 0.03581 | 0.035334 | 0.034864 | 0.0344 | 0.033943 | 0.033493 | 0.033051 | 0.0068802 | 0.0044398
Yes | SDG&E | Com | HVAC | 2025 T-24: NR HVAC - Limit Hot Water Supply Temperatures - Electric (New Construction + Additions) | On-the-books | Electric Energy (GWh/year) | 0 | 0.0029201 | 0.017242 | 0.017013 | 0.016788 | 0.016564 | 0.016344 | 0.016126 | 0.015912 | 0.015701 | 0.015494 | 0.013093 | 0.0020813
Yes | SDG&E | Com | HVAC | 2025 T-24: NR HVAC - Mechanical Heat Recovery - SHW Heat Recovery (New Construction + Additions) | On-the-books | Electric Energy (GWh/year) | 0 | 0.001188 | 0.0068833 | 0.0066536 | 0.0064213 | 0.0061881 | 0.0059556 | 0.0057257 | 0.0054998 | 0.0052794 | 0.005066 | 0.0041623 | 0.00064336
Yes | SDG&E | Com | HVAC | 2025 T-24: NR HVAC - Mechanical Heat Recovery (without TES, waterside HR) (New Construction + Additions) | On-the-books | Electric Energy (GWh/year) | 0 | 0.003184 | 0.018447 | 0.017832 | 0.017209 | 0.016584 | 0.015961 | 0.015345 | 0.014739 | 0.014149 | 0.013577 | 0.011155 | 0.0017242
Yes | SDG&E | Com | HVAC | 2025 T-24: NR HVAC - Mechanical Heat Recovery Scenario A - Gas Baseline (New Construction + Additions) | On-the-books | Electric Energy (GWh/year) | 0 | -0.00057026 | -0.003304 | -0.0031937 | -0.0030822 | -0.0029703 | -0.0028587 | -0.0027483 | -0.0026399 | -0.0025341 | -0.0024317 | -0.0019979 | -0.00030881
Yes | SDG&E | Com | HVAC | 2025 T-24: NR HVAC - Mechanical Heat Recovery Scenario B - Gas Baseline (New Construction + Additions) | On-the-books | Electric Energy (GWh/year) | 0 | 0.00021385 | 0.001239 | 0.0011976 | 0.0011558 | 0.0011139 | 0.001072 | 0.0010306 | 0.00098996 | 0.00095029 | 0.00091188 | 0.00074921 | 0.0001158
Yes | SDG&E | Com | HVAC | 2025 T-24: NR HVAC Controls - Guideline 36 (Alterations) | On-the-books | Electric Energy (GWh/year) | 0 | 0.67077 | 0.73063 | 0.72818 | 0.72567 | 0.72311 | 0.72049 | 0.71781 | 0.71508 | 0.71229 | 0.70944 | 0.70653 | 0.70356
Yes | SDG&E | Com | HVAC | 2025 T-24: NR HVAC Controls - Guideline 36 (New Construction + Additions) | On-the-books | Electric Energy (GWh/year) | 0 | 0.025464 | 0.15186 | 0.15136 | 0.15083 | 0.1503 | 0.14976 | 0.1492 | 0.14863 | 0.14805 | 0.14746 | 0.14686 | 0.14624
Yes | SDG&E | Com | HVAC | 2022 T-24: NRA - Air Distribution - Duct Leakage Testing | On-the-books | Electric Energy (GWh/year) | 1.1423 | 1.1281 | 1.1141 | 1.1002 | 1.0867 | 1.0735 | 1.0607 | 1.0483 | 1.0364 | 1.025 | 1.0142 | 1.0039 | 0.99423
Yes | SDG&E | Com | HVAC | 2022 T-24: NRA - Air Distribution - Fan Energy Index | On-the-books | Electric Energy (GWh/year) | 0.034015 | 0.033592 | 0.033173 | 0.032761 | 0.032358 | 0.031964 | 0.031583 | 0.031215 | 0.030861 | 0.030522 | 0.0302 | 0.029894 | 0.029605
Yes | SDG&E | Com | HVAC | 2022 T-24: NRA - Air Distribution - Fan Power Budget | On-the-books | Electric Energy (GWh/year) | 2.0777 | 2.0519 | 2.0263 | 2.0012 | 1.9765 | 1.9525 | 1.9292 | 1.9067 | 1.8851 | 1.8644 | 1.8447 | 1.826 | 1.8084
Yes | SDG&E | Com | HVAC | 2022 T-24: NRA - Controlled Environment Horticulture - Efficient Dehumidification | On-the-books | Electric Energy (GWh/year) | -0.001411 | -0.0013216 | -0.0012407 | -0.0011682 | -0.0011038 | -0.001047 | -0.00099736 | -0.00095413 | -0.00091674 | -0.00088453 | -0.00085689 | -0.00083327 | -0.00081313
Yes | SDG&E | Com | HVAC | 2022 T-24: NRA - HVAC Controls - Dedicated Outdoor Air Systems (DOAS) | On-the-books | Electric Energy (GWh/year) | 0.52337 | 0.52049 | 0.51751 | 0.51443 | 0.51124 | 0.50794 | 0.50454 | 0.50104 | 0.49742 | 0.49371 | 0.48989 | 0.48596 | 0.48194
Yes | SDG&E | Com | HVAC | 2022 T-24: NRA - HVAC Controls - Exhaust Air Heat Recovery | On-the-books | Electric Energy (GWh/year) | -0.0067753 | -0.0067339 | -0.0066913 | -0.0066476 | -0.0066027 | -0.0065568 | -0.0065099 | -0.0064619 | -0.006413 | -0.0063631 | -0.0063124 | -0.0062609 | -0.0062086
Yes | SDG&E | Com | HVAC | 2022 T-24: NRA - HVAC Controls - Expand Economizer Requirements | On-the-books | Electric Energy (GWh/year) | 0.26275 | 0.2569 | 0.25134 | 0.24606 | 0.24107 | 0.13825 | 0 | 0 | 0 | 0 | 0 | 0 | 0
Yes | SDG&E | Com | HVAC | 2022 T-24: NRA - HVAC Controls - VAV Deadband Airflow | On-the-books | Electric Energy (GWh/year) | 0.030955 | 0.020157 | 0.012562 | 0.0075994 | 0.0045107 | 0.0026464 | 0.0015419 | 0.00089466 | 0.00051788 | 0.00029936 | 0.00017291 | 9.9822e-05 | 5.7613e-05
Yes | SDG&E | Com | HVAC | 2019 T-24: NRA-MECH-ASHRAE 90.1 | On-the-books | Electric Energy (GWh/year) | 0.19217 | 0.1802 | 0.16622 | 0.15046 | 0.13338 | 0.11566 | 0.09806 | 0.081349 | 0.066132 | 0.052797 | 0.0035245 | 0 | 0
Yes | SDG&E | Com | HVAC | 2019 T-24: NRA-MECH-Cooling Towers | On-the-books | Electric Energy (GWh/year) | 0.010264 | 0.0096249 | 0.0088781 | 0.0080363 | 0.0071242 | 0.0061774 | 0.0052376 | 0.0043451 | 0.0035323 | 0.00282 | 0.00018825 | 0 | 0
Yes | SDG&E | Com | HVAC | 2019 T-24: NRA-MECH-HE Fume Hoods in Lab Spaces | On-the-books | Electric Energy (GWh/year) | 0.29937 | 0.28072 | 0.25895 | 0.23439 | 0.20779 | 0.18018 | 0.15276 | 0.12673 | 0.10303 | 0.082251 | 0.0054907 | 0 | 0
Yes | SDG&E | Com | HVAC | 2019 T-24: NRA-MECH-Variable Exhaust Flow Control | On-the-books | Electric Energy (GWh/year) | 0.17195 | 0.16124 | 0.14873 | 0.13463 | 0.11935 | 0.10349 | 0.087742 | 0.07279 | 0.059174 | 0.047242 | 0.0031537 | 0 | 0
Yes | SDG&E | Com | HVAC | 2022 T-24: NRNC - Air Distribution - Duct Leakage Testing | On-the-books | Electric Energy (GWh/year) | 0.47995 | 0.47398 | 0.46807 | 0.46226 | 0.45657 | 0.45102 | 0.44563 | 0.44044 | 0.43545 | 0.43067 | 0.42612 | 0.42181 | 0.41773
Yes | SDG&E | Com | HVAC | 2022 T-24: NRNC - Air Distribution - Fan Energy Index | On-the-books | Electric Energy (GWh/year) | 0.010023 | 0.0098984 | 0.0097751 | 0.0096537 | 0.0095347 | 0.0094188 | 0.0093064 | 0.0091979 | 0.0090937 | 0.0089939 | 0.0088989 | 0.0088088 | 0.0087236
Yes | SDG&E | Com | HVAC | 2022 T-24: NRNC - Air Distribution - Fan Power Budget | On-the-books | Electric Energy (GWh/year) | 0.56476 | 0.55774 | 0.55079 | 0.54395 | 0.53725 | 0.53071 | 0.52438 | 0.51827 | 0.51239 | 0.50677 | 0.50142 | 0.49634 | 0.49154
Yes | SDG&E | Com | HVAC | 2022 T-24: NRNC - Computer Room Efficiency - Increased Temperature Thresholds for Economizers | On-the-books | Electric Energy (GWh/year) | 0.089226 | 0.084628 | 0.080456 | 0.07668 | 0.073268 | 0.070193 | 0.067425 | 0.064937 | 0.062705 | 0.060705 | 0.058915 | 0.057313 | 0.055883
Yes | SDG&E | Com | HVAC | 2022 T-24: NRNC - Controlled Environment Horticulture - Efficient Dehumidification | On-the-books | Electric Energy (GWh/year) | -0.0028219 | -0.0026432 | -0.0024815 | -0.0023365 | -0.0022076 | -0.0020941 | -0.0019947 | -0.0019083 | -0.0018335 | -0.0017691 | -0.0017138 | -0.0016665 | -0.0016263
Yes | SDG&E | Com | HVAC | 2022 T-24: NRNC - HVAC Controls - Dedicated Outdoor Air Systems (DOAS) | On-the-books | Electric Energy (GWh/year) |  | 0.94328 | 0.93927 | 0.93511 | 0.93077 | 0.92627 | 0.92159 | 0.91673 | 0.91169 | 0.90647 | 0.90107 | 0.89548 | 0.88971
Yes | SDG&E | Com | HVAC | 2022 T-24: NRNC - HVAC Controls - Exhaust Air Heat Recovery | On-the-books | Electric Energy (GWh/year) |  | -0.0017444 | -0.0017334 | -0.001722 | -0.0017104 | -0.0016985 | -0.0016864 | -0.0016739 | -0.0016613 | -0.0016484 | -0.0016352 | -0.0016219 | -0.0016083
Yes | SDG&E | Com | HVAC | 2022 T-24: NRNC - HVAC Controls - Expand Economizer Requirements | On-the-books | Electric Energy (GWh/year) |  | 0.077749 | 0.076065 | 0.074468 | 0.072957 | 0.07153 | 0.070186 | 0.068923 | 0.067739 | 0.066631 | 0.065596 | 0.06463 | 0.06373
Yes | SDG&E | Com | HVAC | 2022 T-24: NRNC - HVAC Controls - VAV Deadband Airflow | On-the-books | Electric Energy (GWh/year) |  | 0.005769 | 0.0035953 | 0.0021749 | 0.0012909 | 0.00075739 | 0.00044127 | 0.00025605 | 0.00014821 | 8.5676e-05 | 4.9485e-05 | 2.8569e-05 | 1.6489e-05
Yes | SDG&E | Com | HVAC | 2019 T-24: NRNC-MECH-ASHRAE 90.1 | On-the-books | Electric Energy (GWh/year) |  | 0.51856 | 0.44075 | 0.36037 | 0.28351 | 0.21526 | 0.15853 | 0.1139 | 0.080301 | 0.055821 | 0.038413 | 0.026246 | 0.017844
Yes | SDG&E | Com | HVAC | 2019 T-24: NRNC-MECH-Cooling Towers | On-the-books | Electric Energy (GWh/year) |  | 0.029409 | 0.027128 | 0.024555 | 0.021768 | 0.018875 | 0.016004 | 0.013277 | 0.010793 | 0.0086168 | 0.0067727 | 0.0052544 | 0.0040335
Yes | SDG&E | Com | HVAC | 2019 T-24: NRNC-MECH-Economizer FDD | On-the-books | Electric Energy (GWh/year) |  | 0.023527 | 0.021702 | 0.019644 | 0.017415 | 0.0151 | 0.012803 | 0.010621 | 0.0086345 | 0.0068934 | 0.0054182 | 0.0042036 | 0.0032268
Yes | SDG&E | Com | HVAC | 2019 T-24: NRNC-MECH-HE Fume Hoods in Lab Spaces | On-the-books | Electric Energy (GWh/year) |  | 0.18715 | 0.17263 | 0.15626 | 0.13853 | 0.12012 | 0.10184 | 0.084487 | 0.068683 | 0.054834 | 0.043099 | 0.033437 | 0.025668
Yes | SDG&E | Com | HVAC | 2019 T-24: NRNC-MECH-Variable Exhaust Flow Control | On-the-books | Electric Energy (GWh/year) |  | 0.087938 | 0.081116 | 0.073424 | 0.06509 | 0.056441 | 0.047854 | 0.039699 | 0.032273 | 0.025765 | 0.020252 | 0.015712 | 0.012061
Yes | SDG&E | Com | HVAC | 2019 T-24: NRNC-MECH-Ventilation & IAQ | On-the-books | Electric Energy (GWh/year) |  | 0.07486 | 0.069052 | 0.062504 | 0.05541 | 0.048047 | 0.040737 | 0.033795 | 0.027473 | 0.021934 | 0.01724 | 0.013375 | 0.010267
Yes | SDG&E | Com | HVAC | 2019-21 Fed App: Single package vertical AC and HP - <65,000 Btu/hr | On-the-books | Electric Energy (GWh/year) |  | 0.07687 | 0.077154 | 0.077969 | 0.079194 | 0.08042 | 0.07941 | 0.078551 | 0.077824 | 0.06015 | 0.014844 | 0.014759 | 0.014689
Yes | PG&E | Res | HVAC | 2005 T-24: Duct improvement | On-the-books | Electric Energy (GWh/year) | 0 | 0 | 0 | 0 | 0 | 0 | 0 | 0 | 0 | 0 | 0 | 0 | 0
Yes | PG&E | Res | HVAC | Fed Appliance: Residential Central AC, Heat Pumps and Furnaces | On-the-books | Electric Energy (GWh/year) | 1.3557 | 1.3287 | 1.3065 | 1.2883 | 1.2735 | 1.2615 | 1.2477 | 1.2351 | 0.18635 | 0.18438 | 0.18236 | 0.18038 | 0.17837
Yes | PG&E | Res | HVAC | Fed Appliance: Residential Room AC | On-the-books | Electric Energy (GWh/year) | 0.4184 | 0.086052 | 0.084545 | 0.083312 | 0.082311 | 0.081501 | 0.080563 | 0.079711 | 0.078802 | 0.07793 | 0.077033 | 0.076154 | 0.075263
Yes | PG&E | Res | HVAC | 2016 T-20: Air Filter Labeling | On-the-books | Electric Energy (GWh/year) | 0.0056233 | 0.0056035 | 0.0055876 | 0.0055748 | 0.0055647 | 0.0055566 | 0.0055502 | 0.0055451 | 0.0055411 | 0.005538 | 0.0055355 | 0.0055335 | 0.0055319
Yes | PG&E | Res | HVAC | 2024 T-20: Air Filter Labeling | On-the-books | Electric Energy (GWh/year) | 0.018789 | 0.018904 | 0.019019 | 0.019134 | 0.019248 | 0.019363 | 0.019363 | 0.019363 | 0.019363 | 0.019363 | 0.019363 | 0.019363 | 0.019363
Yes | PG&E | Res | HVAC | 2019-21 Fed App: Ceiling Fans | On-the-books | Electric Energy (GWh/year) | 0.00038649 | 0.00037897 | 0.00037194 | 0.00036524 | 0.00036126 | 0.00035881 | 0.00035361 | 0.00034917 | 0.00030132 | 4.1496e-05 | 4.1168e-05 | 4.0893e-05 | 4.0661e-05
Yes | PG&E | Res | HVAC | 2019-21 Fed App: Dehumidifiers | On-the-books | Electric Energy (GWh/year) |  | 0.56111 | 0.54472 | 0.5278 | 0.50972 | 0.29356 | 0.070426 | 0.067247 | 0.06437 | 0.061768 | 0.059413 | 0.057282 | 0.055354
Yes | PG&E | Res | HVAC | 2022 T-24: MFA - Restructuring - Airflow and Fan Watt Draw | On-the-books | Electric Energy (GWh/year) | 0.47777 | 0.47611 | 0.4748 | 0.47376 | 0.47295 | 0.47231 | 0.47181 | 0.47142 | 0.47111 | 0.47088 | 0.47069 | 0.47055 | 0.47044
Yes | PG&E | Res | HVAC | 2022 T-24: MFA - Restructuring - Duct Sealing and Testing | On-the-books | Electric Energy (GWh/year) | 0.072774 | 0.072516 | 0.072277 | 0.072055 | 0.071851 | 0.071662 | 0.071488 | 0.071328 | 0.07118 | 0.071044 | 0.070919 | 0.070804 | 0.070698
Yes | PG&E | Res | HVAC | 2022 T-24: MFA - Restructuring - Refrigerant Charge Verification | On-the-books | Electric Energy (GWh/year) | 0.39025 | 0.38293 | 0.37579 | 0.36886 | 0.36217 | 0.35574 | 0.34959 | 0.34374 | 0.33818 | 0.33294 | 0.32801 | 0.32339 | 0.31908
Yes | PG&E | Res | HVAC | 2022 T-24: MFNC - All Electric Package - Single Zone Heat Pump Electric Space Heating for Mid-rise and High-rise MF | On-the-books | Electric Energy (GWh/year) | -0.84099 | -0.81719 | -0.79279 | -0.76807 | -0.7433 | -0.71875 | -0.69471 | -0.67141 | -0.64908 | -0.62789 | -0.60797 | -0.58943 | -0.57232
Yes | PG&E | Res | HVAC | 2022 T-24: MFNC - Indoor Air Quality - Central Ventilation Duct Sealing | On-the-books | Electric Energy (GWh/year) | 0.035171 | 0.034759 | 0.034355 | 0.033961 | 0.033578 | 0.033208 | 0.032853 | 0.032513 | 0.032189 | 0.031882 | 0.031592 | 0.031319 | 0.031063
Yes | PG&E | Res | HVAC | 2022 T-24: MFNC - Indoor Air Quality - Heat or Energy Recovery Ventilator | On-the-books | Electric Energy (GWh/year) | 0.0050761 | 0.0050166 | 0.0049583 | 0.0049013 | 0.0048461 | 0.0047927 | 0.0047414 | 0.0046924 | 0.0046456 | 0.0046013 | 0.0045595 | 0.0045201 | 0.0044832
Yes | PG&E | Res | HVAC | 2022 T-24: MFNC - Restructuring - Airflow and Fan Watt Draw | On-the-books | Electric Energy (GWh/year) | 0.20812 | 0.2074 | 0.20683 | 0.20638 | 0.20602 | 0.20575 | 0.20553 | 0.20536 | 0.20522 | 0.20512 | 0.20504 | 0.20498 | 0.20493
Yes | PG&E | Res | HVAC | 2022 T-24: MFNC - Restructuring - Refrigerant Charge Verification | On-the-books | Electric Energy (GWh/year) | 0.11818 | 0.11597 | 0.1138 | 0.11171 | 0.10968 | 0.10773 | 0.10587 | 0.1041 | 0.10242 | 0.10083 | 0.099335 | 0.097936 | 0.096629
Yes | PG&E | Res | HVAC | 2025 T-24: Multifamily IAQ - Compartmentalization and Balanced or supply-only ventilation (New Construction + Additions) | On-the-books | Electric Energy (GWh/year) | 0 | 0.04074 | 0.16126 | 0.16088 | 0.16047 | 0.16004 | 0.15959 | 0.15911 | 0.15862 | 0.15811 | 0.15757 | 0.15702 | 0.15645
Yes | PG&E | Res | HVAC | 2025 T-24: Multifamily Restructuring - Central Ventilation Shaft Sealing (New Construction + Additions) | On-the-books | Electric Energy (GWh/year) | 0 | 0.00087282 | 0.0033643 | 0.0032656 | 0.0031669 | 0.0030684 | 0.0029703 | 0.0028727 | 0.0027758 | 0.0026797 | 0.0025847 | 0.0024909 | 0.0023984
Yes | PG&E | Res | HVAC | 2019 T-24: RA(MF)-MECH-Quality HVAC | On-the-books | Electric Energy (GWh/year) |  | 0.0033531 | 0.003093 | 0.0027997 | 0.0024819 | 0.0021521 | 0.0018247 | 0.0015138 | 0.0012306 | 0.00098245 | 0.00077221 | 0.0005991 | 0.00045989
Yes | PG&E | Res | HVAC | 2019 T-24: RA(SF)-MECH-Quality HVAC | On-the-books | Electric Energy (GWh/year) |  | 0.0081643 | 0.0075309 | 0.0068168 | 0.006043 | 0.00524 | 0.0044428 | 0.0036857 | 0.0029963 | 0.0023921 | 0.0018802 | 0.0014587 | 0.0011197
Yes | PG&E | Res | HVAC | 2019-21 Fed App: Residential boilers - gas-fired hot water and electric hot water | On-the-books | Electric Energy (GWh/year) |  | 0.0045802 | 0.0045555 | 0.0045415 | 0.0045425 | 0.004541 | 0.0045283 | 0.0045172 | 0.0045076 | 0.0044994 | 0.0044924 | 0.0044865 | 0.0044814
Yes | PG&E | Res | HVAC | 2019-21 Fed App: Residential boilers - gas-fired steam and electric steam | On-the-books | Electric Energy (GWh/year) |  | 0.00027892 | 0.00026169 | 0.00024616 | 0.00023391 | 0.00022154 | 0.00021212 | 0.00020394 | 0.00019688 | 0.00019082 | 0.00018564 | 0.00018125 | 0.00017752
Yes | PG&E | Res | HVAC | 2022-24 Fed App: Residential central AC & HP | On-the-books | Electric Energy (GWh/year) |  | 9.0258 | 8.8594 | 8.6912 | 8.5875 | 8.518 | 8.3369 | 8.1795 | 8.0436 | 7.927 | 7.8275 | 7.7428 | 7.6711
Yes | PG&E | Res | HVAC | 2019-21 Fed App: Residential furnace fans | On-the-books | Electric Energy (GWh/year) |  | 5.5167 | 5.5401 | 5.5624 | 5.5955 | 5.6353 | 5.635 | 5.6348 | 5.6348 | 5.6347 | 5.6347 | 5.6347 | 5.6347
Yes | PG&E | Res | HVAC | 2025 T-24: Residential HVAC Performance - Multifamily Design (Alterations) | On-the-books | Electric Energy (GWh/year) |  | 0.62206 | 0.67964 | 0.67948 | 0.67932 | 0.67916 | 0.679 | 0.67884 | 0.67868 | 0.67851 | 0.67835 | 0.67819 | 0.67803
Yes | PG&E | Res | HVAC | 2025 T-24: Residential HVAC Performance - Refrigerant Charge Verification (Alterations) | On-the-books | Electric Energy (GWh/year) |  | 0.28196 | 0.30799 | 0.30785 | 0.30771 | 0.30756 | 0.30742 | 0.30727 | 0.30713 | 0.30698 | 0.30684 | 0.30669 | 0.30654
Yes | PG&E | Res | HVAC | 2025 T-24: Residential HVAC Performance - Refrigerant Charge Verification (New Construction + Additions) | On-the-books | Electric Energy (GWh/year) |  | 0.033672 | 0.066764 | 0.066734 | 0.066703 | 0.066671 | 0.06664 | 0.066609 | 0.066577 | 0.066546 | 0.066514 | 0.066482 | 0.066451
Yes | PG&E | Res | HVAC | 2025 T-24: Residential HVAC Performance - Single Family Defrost (Alterations) | On-the-books | Electric Energy (GWh/year) |  | 0.58204 | 0.63579 | 0.63552 | 0.63525 | 0.63497 | 0.6347 | 0.63442 | 0.63414 | 0.63387 | 0.63359 | 0.63331 | 0.63303
Yes | PG&E | Res | HVAC | 2025 T-24: Residential HVAC Performance - Single Family Defrost (New Construction + Additions) | On-the-books | Electric Energy (GWh/year) |  | 0.15348 | 0.30433 | 0.3042 | 0.30407 | 0.30394 | 0.30381 | 0.30368 | 0.30355 | 0.30341 | 0.30328 | 0.30315 | 0.30301
Yes | PG&E | Res | HVAC | 2025 T-24: Residential HVAC Performance - Single Family Design (Alterations) | On-the-books | Electric Energy (GWh/year) |  | 4.5389 | 4.959 | 4.9579 | 4.9567 | 4.9555 | 4.9544 | 4.9532 | 4.952 | 4.9508 | 4.9496 | 4.9485 | 4.9473
Yes | PG&E | Res | HVAC | 2025 T-24: Residential HVAC Performance - Single Family Design (New Construction + Additions) | On-the-books | Electric Energy (GWh/year) |  | 0.0010362 | 0.0020551 | 0.0020546 | 0.0020541 | 0.0020537 | 0.0020532 | 0.0020527 | 0.0020522 | 0.0020517 | 0.0020512 | 0.0020507 | 0.0020502
Yes | PG&E | Res | HVAC | 2019 T-24: RNC(MF)-MECH-Quality HVAC | On-the-books | Electric Energy (GWh/year) |  | 0.13355 | 0.12319 | 0.11151 | 0.098852 | 0.085715 | 0.072675 | 0.06029 | 0.049013 | 0.039129 | 0.030756 | 0.023861 | 0.018317
Yes | PG&E | Res | HVAC | 2019 T-24: RNC(SF)-MECH-Quality HVAC | On-the-books | Electric Energy (GWh/year) |  | 0.4811 | 0.44378 | 0.4017 | 0.3561 | 0.30878 | 0.26181 | 0.21719 | 0.17656 | 0.14096 | 0.11079 | 0.085957 | 0.065984
Yes | PG&E | Res | HVAC | 2022 T-24: SFA - Electric resistance space heating | On-the-books | Electric Energy (GWh/year) |  | 1.5224 | 1.4862 | 1.4463 | 1.4027 | 1.3557 | 1.3057 | 1.253 | 1.1983 | 1.1423 | 1.0858 | 1.0296 | 0.97454
Yes | PG&E | Res | HVAC | 2022 T-24: SFA - Prescriptive duct insulation | On-the-books | Electric Energy (GWh/year) |  | 0.030353 | 0.030098 | 0.02986 | 0.029638 | 0.029433 | 0.029245 | 0.029072 | 0.028916 | 0.028774 | 0.028645 | 0.02853 | 0.028427
Yes | PG&E | Res | HVAC | 2022 T-24: SFA - Prescriptive duct sealing | On-the-books | Electric Energy (GWh/year) |  | 0.37992 | 0.37588 | 0.37259 | 0.36991 | 0.36773 | 0.36598 | 0.36456 | 0.36342 | 0.3625 | 0.36176 | 0.36117 | 0.36069
Yes | PG&E | Res | HVAC | 2025 T-24: Single Family HVAC - Supplemental Heating Combined (New Construction + Additions) | On-the-books | Electric Energy (GWh/year) |  | 0.31755 | 0.62978 | 0.62963 | 0.62948 | 0.62933 | 0.62918 | 0.62903 | 0.62888 | 0.62873 | 0.62858 | 0.62843 | 0.62828
Yes | SCE | Res | HVAC | 2005 T-24: Duct improvement | On-the-books | Electric Energy (GWh/year) | 0 | 0 | 0 | 0 | 0 | 0 | 0 | 0 | 0 | 0 | 0 | 0 | 0
Yes | SCE | Res | HVAC | Fed Appliance: Residential Central AC, Heat Pumps and Furnaces | On-the-books | Electric Energy (GWh/year) | 1.3557 | 1.3287 | 1.3065 | 1.2883 | 1.2735 | 1.2615 | 1.2477 | 1.2351 | 0.18635 | 0.18438 | 0.18236 | 0.18038 | 0.17837
Yes | SCE | Res | HVAC | Fed Appliance: Residential Room AC | On-the-books | Electric Energy (GWh/year) | 0.4184 | 0.086052 | 0.084545 | 0.083312 | 0.082311 | 0.081501 | 0.080563 | 0.079711 | 0.078802 | 0.07793 | 0.077033 | 0.076154 | 0.075263
Yes | SCE | Res | HVAC | 2016 T-20: Air Filter Labeling | On-the-books | Electric Energy (GWh/year) | 0.0056233 | 0.0056035 | 0.0055876 | 0.0055748 | 0.0055647 | 0.0055566 | 0.0055502 | 0.0055451 | 0.0055411 | 0.005538 | 0.0055355 | 0.0055335 | 0.0055319
Yes | SCE | Res | HVAC | 2024 T-20: Air Filter Labeling | On-the-books | Electric Energy (GWh/year) | 0.018789 | 0.018904 | 0.019019 | 0.019134 | 0.019248 | 0.019363 | 0.019363 | 0.019363 | 0.019363 | 0.019363 | 0.019363 | 0.019363 | 0.019363
Yes | SCE | Res | HVAC | 2019-21 Fed App: Ceiling Fans | On-the-books | Electric Energy (GWh/year) | 0.00038649 | 0.00037897 | 0.00037194 | 0.00036524 | 0.00036126 | 0.00035881 | 0.00035361 | 0.00034917 | 0.00030132 | 4.1496e-05 | 4.1168e-05 | 4.0893e-05 | 4.0661e-05
Yes | SCE | Res | HVAC | 2019-21 Fed App: Dehumidifiers | On-the-books | Electric Energy (GWh/year) |  | 0.56111 | 0.54472 | 0.5278 | 0.50972 | 0.29356 | 0.070426 | 0.067247 | 0.06437 | 0.061768 | 0.059413 | 0.057282 | 0.055354
Yes | SCE | Res | HVAC | 2022 T-24: MFA - Restructuring - Airflow and Fan Watt Draw | On-the-books | Electric Energy (GWh/year) | 0.47777 | 0.47611 | 0.4748 | 0.47376 | 0.47295 | 0.47231 | 0.47181 | 0.47142 | 0.47111 | 0.47088 | 0.47069 | 0.47055 | 0.47044
Yes | SCE | Res | HVAC | 2022 T-24: MFA - Restructuring - Duct Sealing and Testing | On-the-books | Electric Energy (GWh/year) | 0.072774 | 0.072516 | 0.072277 | 0.072055 | 0.071851 | 0.071662 | 0.071488 | 0.071328 | 0.07118 | 0.071044 | 0.070919 | 0.070804 | 0.070698
Yes | SCE | Res | HVAC | 2022 T-24: MFA - Restructuring - Refrigerant Charge Verification | On-the-books | Electric Energy (GWh/year) | 0.39025 | 0.38293 | 0.37579 | 0.36886 | 0.36217 | 0.35574 | 0.34959 | 0.34374 | 0.33818 | 0.33294 | 0.32801 | 0.32339 | 0.31908
Yes | SCE | Res | HVAC | 2022 T-24: MFNC - All Electric Package - Single Zone Heat Pump Electric Space Heating for Mid-rise and High-rise MF | On-the-books | Electric Energy (GWh/year) | -0.84099 | -0.81719 | -0.79279 | -0.76807 | -0.7433 | -0.71875 | -0.69471 | -0.67141 | -0.64908 | -0.62789 | -0.60797 | -0.58943 | -0.57232
Yes | SCE | Res | HVAC | 2022 T-24: MFNC - Indoor Air Quality - Central Ventilation Duct Sealing | On-the-books | Electric Energy (GWh/year) | 0.035171 | 0.034759 | 0.034355 | 0.033961 | 0.033578 | 0.033208 | 0.032853 | 0.032513 | 0.032189 | 0.031882 | 0.031592 | 0.031319 | 0.031063
Yes | SCE | Res | HVAC | 2022 T-24: MFNC - Indoor Air Quality - Heat or Energy Recovery Ventilator | On-the-books | Electric Energy (GWh/year) | 0.0050761 | 0.0050166 | 0.0049583 | 0.0049013 | 0.0048461 | 0.0047927 | 0.0047414 | 0.0046924 | 0.0046456 | 0.0046013 | 0.0045595 | 0.0045201 | 0.0044832
Yes | SCE | Res | HVAC | 2022 T-24: MFNC - Restructuring - Airflow and Fan Watt Draw | On-the-books | Electric Energy (GWh/year) | 0.20812 | 0.2074 | 0.20683 | 0.20638 | 0.20602 | 0.20575 | 0.20553 | 0.20536 | 0.20522 | 0.20512 | 0.20504 | 0.20498 | 0.20493
Yes | SCE | Res | HVAC | 2022 T-24: MFNC - Restructuring - Refrigerant Charge Verification | On-the-books | Electric Energy (GWh/year) | 0.11818 | 0.11597 | 0.1138 | 0.11171 | 0.10968 | 0.10773 | 0.10587 | 0.1041 | 0.10242 | 0.10083 | 0.099335 | 0.097936 | 0.096629
Yes | SCE | Res | HVAC | 2025 T-24: Multifamily IAQ - Compartmentalization and Balanced or supply-only ventilation (New Construction + Additions) | On-the-books | Electric Energy (GWh/year) | 0 | 0.04074 | 0.16126 | 0.16088 | 0.16047 | 0.16004 | 0.15959 | 0.15911 | 0.15862 | 0.15811 | 0.15757 | 0.15702 | 0.15645
Yes | SCE | Res | HVAC | 2025 T-24: Multifamily Restructuring - Central Ventilation Shaft Sealing (New Construction + Additions) | On-the-books | Electric Energy (GWh/year) | 0 | 0.00087282 | 0.0033643 | 0.0032656 | 0.0031669 | 0.0030684 | 0.0029703 | 0.0028727 | 0.0027758 | 0.0026797 | 0.0025847 | 0.0024909 | 0.0023984
Yes | SCE | Res | HVAC | 2019 T-24: RA(MF)-MECH-Quality HVAC | On-the-books | Electric Energy (GWh/year) |  | 0.0033531 | 0.003093 | 0.0027997 | 0.0024819 | 0.0021521 | 0.0018247 | 0.0015138 | 0.0012306 | 0.00098245 | 0.00077221 | 0.0005991 | 0.00045989
Yes | SCE | Res | HVAC | 2019 T-24: RA(SF)-MECH-Quality HVAC | On-the-books | Electric Energy (GWh/year) |  | 0.0081643 | 0.0075309 | 0.0068168 | 0.006043 | 0.00524 | 0.0044428 | 0.0036857 | 0.0029963 | 0.0023921 | 0.0018802 | 0.0014587 | 0.0011197
Yes | SCE | Res | HVAC | 2019-21 Fed App: Residential boilers - gas-fired hot water and electric hot water | On-the-books | Electric Energy (GWh/year) |  | 0.0045802 | 0.0045555 | 0.0045415 | 0.0045425 | 0.004541 | 0.0045283 | 0.0045172 | 0.0045076 | 0.0044994 | 0.0044924 | 0.0044865 | 0.0044814
Yes | SCE | Res | HVAC | 2019-21 Fed App: Residential boilers - gas-fired steam and electric steam | On-the-books | Electric Energy (GWh/year) |  | 0.00027892 | 0.00026169 | 0.00024616 | 0.00023391 | 0.00022154 | 0.00021212 | 0.00020394 | 0.00019688 | 0.00019082 | 0.00018564 | 0.00018125 | 0.00017752
Yes | SCE | Res | HVAC | 2022-24 Fed App: Residential central AC & HP | On-the-books | Electric Energy (GWh/year) |  | 9.0258 | 8.8594 | 8.6912 | 8.5875 | 8.518 | 8.3369 | 8.1795 | 8.0436 | 7.927 | 7.8275 | 7.7428 | 7.6711
Yes | SCE | Res | HVAC | 2019-21 Fed App: Residential furnace fans | On-the-books | Electric Energy (GWh/year) |  | 5.5167 | 5.5401 | 5.5624 | 5.5955 | 5.6353 | 5.635 | 5.6348 | 5.6348 | 5.6347 | 5.6347 | 5.6347 | 5.6347
Yes | SCE | Res | HVAC | 2025 T-24: Residential HVAC Performance - Multifamily Design (Alterations) | On-the-books | Electric Energy (GWh/year) |  | 0.62206 | 0.67964 | 0.67948 | 0.67932 | 0.67916 | 0.679 | 0.67884 | 0.67868 | 0.67851 | 0.67835 | 0.67819 | 0.67803
Yes | SCE | Res | HVAC | 2025 T-24: Residential HVAC Performance - Refrigerant Charge Verification (Alterations) | On-the-books | Electric Energy (GWh/year) |  | 0.28196 | 0.30799 | 0.30785 | 0.30771 | 0.30756 | 0.30742 | 0.30727 | 0.30713 | 0.30698 | 0.30684 | 0.30669 | 0.30654
Yes | SCE | Res | HVAC | 2025 T-24: Residential HVAC Performance - Refrigerant Charge Verification (New Construction + Additions) | On-the-books | Electric Energy (GWh/year) |  | 0.033672 | 0.066764 | 0.066734 | 0.066703 | 0.066671 | 0.06664 | 0.066609 | 0.066577 | 0.066546 | 0.066514 | 0.066482 | 0.066451
Yes | SCE | Res | HVAC | 2025 T-24: Residential HVAC Performance - Single Family Defrost (Alterations) | On-the-books | Electric Energy (GWh/year) |  | 0.58204 | 0.63579 | 0.63552 | 0.63525 | 0.63497 | 0.6347 | 0.63442 | 0.63414 | 0.63387 | 0.63359 | 0.63331 | 0.63303
Yes | SCE | Res | HVAC | 2025 T-24: Residential HVAC Performance - Single Family Defrost (New Construction + Additions) | On-the-books | Electric Energy (GWh/year) |  | 0.15348 | 0.30433 | 0.3042 | 0.30407 | 0.30394 | 0.30381 | 0.30368 | 0.30355 | 0.30341 | 0.30328 | 0.30315 | 0.30301
Yes | SCE | Res | HVAC | 2025 T-24: Residential HVAC Performance - Single Family Design (Alterations) | On-the-books | Electric Energy (GWh/year) |  | 4.5389 | 4.959 | 4.9579 | 4.9567 | 4.9555 | 4.9544 | 4.9532 | 4.952 | 4.9508 | 4.9496 | 4.9485 | 4.9473
Yes | SCE | Res | HVAC | 2025 T-24: Residential HVAC Performance - Single Family Design (New Construction + Additions) | On-the-books | Electric Energy (GWh/year) |  | 0.0010362 | 0.0020551 | 0.0020546 | 0.0020541 | 0.0020537 | 0.0020532 | 0.0020527 | 0.0020522 | 0.0020517 | 0.0020512 | 0.0020507 | 0.0020502
Yes | SCE | Res | HVAC | 2019 T-24: RNC(MF)-MECH-Quality HVAC | On-the-books | Electric Energy (GWh/year) |  | 0.13355 | 0.12319 | 0.11151 | 0.098852 | 0.085715 | 0.072675 | 0.06029 | 0.049013 | 0.039129 | 0.030756 | 0.023861 | 0.018317
Yes | SCE | Res | HVAC | 2019 T-24: RNC(SF)-MECH-Quality HVAC | On-the-books | Electric Energy (GWh/year) |  | 0.4811 | 0.44378 | 0.4017 | 0.3561 | 0.30878 | 0.26181 | 0.21719 | 0.17656 | 0.14096 | 0.11079 | 0.085957 | 0.065984
Yes | SCE | Res | HVAC | 2022 T-24: SFA - Electric resistance space heating | On-the-books | Electric Energy (GWh/year) |  | 1.5224 | 1.4862 | 1.4463 | 1.4027 | 1.3557 | 1.3057 | 1.253 | 1.1983 | 1.1423 | 1.0858 | 1.0296 | 0.97454
Yes | SCE | Res | HVAC | 2022 T-24: SFA - Prescriptive duct insulation | On-the-books | Electric Energy (GWh/year) |  | 0.030353 | 0.030098 | 0.02986 | 0.029638 | 0.029433 | 0.029245 | 0.029072 | 0.028916 | 0.028774 | 0.028645 | 0.02853 | 0.028427
Yes | SCE | Res | HVAC | 2022 T-24: SFA - Prescriptive duct sealing | On-the-books | Electric Energy (GWh/year) |  | 0.37992 | 0.37588 | 0.37259 | 0.36991 | 0.36773 | 0.36598 | 0.36456 | 0.36342 | 0.3625 | 0.36176 | 0.36117 | 0.36069
Yes | SCE | Res | HVAC | 2025 T-24: Single Family HVAC - Supplemental Heating Combined (New Construction + Additions) | On-the-books | Electric Energy (GWh/year) |  | 0.31755 | 0.62978 | 0.62963 | 0.62948 | 0.62933 | 0.62918 | 0.62903 | 0.62888 | 0.62873 | 0.62858 | 0.62843 | 0.62828
Yes | SDG&E | Res | HVAC | 2005 T-24: Duct improvement | On-the-books | Electric Energy (GWh/year) | 0 | 0 | 0 | 0 | 0 | 0 | 0 | 0 | 0 | 0 | 0 | 0 | 0
Yes | SDG&E | Res | HVAC | Fed Appliance: Residential Central AC, Heat Pumps and Furnaces | On-the-books | Electric Energy (GWh/year) | 0.27764 | 0.27212 | 0.26757 | 0.26384 | 0.26081 | 0.25836 | 0.25552 | 0.25294 | 0.038164 | 0.037761 | 0.037347 | 0.036941 | 0.03653
Yes | SDG&E | Res | HVAC | Fed Appliance: Residential Room AC | On-the-books | Electric Energy (GWh/year) | 0.085687 | 0.017623 | 0.017315 | 0.017062 | 0.016857 | 0.016691 | 0.016499 | 0.016325 | 0.016138 | 0.01596 | 0.015776 | 0.015596 | 0.015414
Yes | SDG&E | Res | HVAC | 2016 T-20: Air Filter Labeling | On-the-books | Electric Energy (GWh/year) | 0.0011516 | 0.0011476 | 0.0011443 | 0.0011417 | 0.0011396 | 0.001138 | 0.0011367 | 0.0011356 | 0.0011348 | 0.0011342 | 0.0011336 | 0.0011332 | 0.0011329
Yes | SDG&E | Res | HVAC | 2024 T-20: Air Filter Labeling | On-the-books | Electric Energy (GWh/year) | 0.003848 | 0.0038715 | 0.003895 | 0.0039185 | 0.003942 | 0.0039655 | 0.0039655 | 0.0039655 | 0.0039655 | 0.0039655 | 0.0039655 | 0.0039655 | 0.0039655
Yes | SDG&E | Res | HVAC | 2019-21 Fed App: Ceiling Fans | On-the-books | Electric Energy (GWh/year) | 7.9151e-05 | 7.7613e-05 | 7.6173e-05 | 7.48e-05 | 7.3984e-05 | 7.3483e-05 | 7.2418e-05 | 7.1508e-05 | 6.1709e-05 | 8.4983e-06 | 8.4312e-06 | 8.3747e-06 | 8.3272e-06
Yes | SDG&E | Res | HVAC | 2019-21 Fed App: Dehumidifiers | On-the-books | Electric Energy (GWh/year) |  | 0.11491 | 0.11156 | 0.10809 | 0.10439 | 0.06012 | 0.014423 | 0.013772 | 0.013183 | 0.01265 | 0.012168 | 0.011731 | 0.011336
Yes | SDG&E | Res | HVAC | 2022 T-24: MFA - Restructuring - Airflow and Fan Watt Draw | On-the-books | Electric Energy (GWh/year) | 0.097845 | 0.097506 | 0.097237 | 0.097025 | 0.096858 | 0.096727 | 0.096625 | 0.096545 | 0.096483 | 0.096434 | 0.096396 | 0.096367 | 0.096344
Yes | SDG&E | Res | HVAC | 2022 T-24: MFA - Restructuring - Duct Sealing and Testing | On-the-books | Electric Energy (GWh/year) | 0.014904 | 0.014851 | 0.014802 | 0.014757 | 0.014715 | 0.014676 | 0.014641 | 0.014608 | 0.014577 | 0.01455 | 0.014524 | 0.0145 | 0.014479
Yes | SDG&E | Res | HVAC | 2022 T-24: MFA - Restructuring - Refrigerant Charge Verification | On-the-books | Electric Energy (GWh/year) | 0.079922 | 0.078423 | 0.076961 | 0.075542 | 0.074172 | 0.072855 | 0.071595 | 0.070396 | 0.069259 | 0.068186 | 0.067176 | 0.06623 | 0.065346
Yes | SDG&E | Res | HVAC | 2022 T-24: MFNC - All Electric Package - Single Zone Heat Pump Electric Space Heating for Mid-rise and High-rise MF | On-the-books | Electric Energy (GWh/year) | -0.17223 | -0.16736 | -0.16236 | -0.1573 | -0.15223 | -0.1472 | -0.14227 | -0.1375 | -0.13293 | -0.12859 | -0.12451 | -0.12071 | -0.11721
Yes | SDG&E | Res | HVAC | 2022 T-24: MFNC - Indoor Air Quality - Central Ventilation Duct Sealing | On-the-books | Electric Energy (GWh/year) | 0.007203 | 0.0071186 | 0.0070358 | 0.006955 | 0.0068766 | 0.0068009 | 0.0067281 | 0.0066585 | 0.0065922 | 0.0065293 | 0.0064699 | 0.0064141 | 0.0063617
Yes | SDG&E | Res | HVAC | 2022 T-24: MFNC - Indoor Air Quality - Heat or Energy Recovery Ventilator | On-the-books | Electric Energy (GWh/year) | 0.0010396 | 0.0010274 | 0.0010154 | 0.0010038 | 0.00099246 | 0.00098153 | 0.00097103 | 0.00096098 | 0.00095141 | 0.00094234 | 0.00093377 | 0.00092571 | 0.00091815
Yes | SDG&E | Res | HVAC | 2022 T-24: MFNC - Restructuring - Airflow and Fan Watt Draw | On-the-books | Electric Energy (GWh/year) | 0.042623 | 0.042475 | 0.042358 | 0.042266 | 0.042193 | 0.042136 | 0.042091 | 0.042057 | 0.042029 | 0.042008 | 0.041992 | 0.041979 | 0.041969
Yes | SDG&E | Res | HVAC | 2022 T-24: MFNC - Restructuring - Refrigerant Charge Verification | On-the-books | Electric Energy (GWh/year) | 0.024203 | 0.02375 | 0.023307 | 0.022877 | 0.022462 | 0.022063 | 0.021682 | 0.021319 | 0.020974 | 0.020649 | 0.020344 | 0.020057 | 0.019789
Yes | SDG&E | Res | HVAC | 2025 T-24: Multifamily IAQ - Compartmentalization and Balanced or supply-only ventilation (New Construction + Additions) | On-the-books | Electric Energy (GWh/year) | 0 | 0.0083435 | 0.033026 | 0.032947 | 0.032863 | 0.032775 | 0.032683 | 0.032586 | 0.032485 | 0.03238 | 0.032271 | 0.032157 | 0.03204
Yes | SDG&E | Res | HVAC | 2025 T-24: Multifamily Restructuring - Central Ventilation Shaft Sealing (New Construction + Additions) | On-the-books | Electric Energy (GWh/year) | 0 | 0.00017875 | 0.000689 | 0.00066879 | 0.00064858 | 0.00062841 | 0.0006083 | 0.00058831 | 0.00056847 | 0.0005488 | 0.00052934 | 0.00051013 | 0.0004912
Yes | SDG&E | Res | HVAC | 2019 T-24: RA(MF)-MECH-Quality HVAC | On-the-books | Electric Energy (GWh/year) |  | 0.00068672 | 0.00063344 | 0.00057337 | 0.00050829 | 0.00044075 | 0.0003737 | 0.00031001 | 0.00025202 | 0.0002012 | 0.00015815 | 0.00012269 | 9.4184e-05
Yes | SDG&E | Res | HVAC | 2019 T-24: RA(SF)-MECH-Quality HVAC | On-the-books | Electric Energy (GWh/year) |  | 0.001672 | 0.0015423 | 0.0013961 | 0.0012376 | 0.0010731 | 0.00090987 | 0.00075482 | 0.00061363 | 0.00048989 | 0.00038505 | 0.00029873 | 0.00022932
Yes | SDG&E | Res | HVAC | 2019-21 Fed App: Residential boilers - gas-fired hot water and electric hot water | On-the-books | Electric Energy (GWh/year) |  | 0.00093801 | 0.00093295 | 0.00093009 | 0.0009303 | 0.00092998 | 0.00092737 | 0.0009251 | 0.00092315 | 0.00092147 | 0.00092003 | 0.00091881 | 0.00091778
Yes | SDG&E | Res | HVAC | 2019-21 Fed App: Residential boilers - gas-fired steam and electric steam | On-the-books | Electric Energy (GWh/year) |  | 5.7122e-05 | 5.3594e-05 | 5.0414e-05 | 4.7905e-05 | 4.537e-05 | 4.3442e-05 | 4.1767e-05 | 4.032e-05 | 3.9079e-05 | 3.8019e-05 | 3.7118e-05 | 3.6355e-05
Yes | SDG&E | Res | HVAC | 2022-24 Fed App: Residential central AC & HP | On-the-books | Electric Energy (GWh/year) |  | 1.8484 | 1.8144 | 1.7799 | 1.7587 | 1.7445 | 1.7074 | 1.6751 | 1.6473 | 1.6234 | 1.603 | 1.5857 | 1.571
Yes | SDG&E | Res | HVAC | 2019-21 Fed App: Residential furnace fans | On-the-books | Electric Energy (GWh/year) |  | 1.1298 | 1.1346 | 1.1392 | 1.1459 | 1.1541 | 1.154 | 1.154 | 1.154 | 1.154 | 1.154 | 1.154 | 1.154
Yes | SDG&E | Res | HVAC | 2025 T-24: Residential HVAC Performance - Multifamily Design (Alterations) | On-the-books | Electric Energy (GWh/year) |  | 0.1274 | 0.13919 | 0.13916 | 0.13912 | 0.13909 | 0.13906 | 0.13902 | 0.13899 | 0.13896 | 0.13892 | 0.13889 | 0.13886
Yes | SDG&E | Res | HVAC | 2025 T-24: Residential HVAC Performance - Refrigerant Charge Verification (Alterations) | On-the-books | Electric Energy (GWh/year) |  | 0.057745 | 0.063076 | 0.063046 | 0.063017 | 0.062988 | 0.062958 | 0.062929 | 0.062899 | 0.062869 | 0.062839 | 0.062809 | 0.062779
Yes | SDG&E | Res | HVAC | 2025 T-24: Residential HVAC Performance - Refrigerant Charge Verification (New Construction + Additions) | On-the-books | Electric Energy (GWh/year) |  | 0.006896 | 0.013673 | 0.013667 | 0.01366 | 0.013654 | 0.013648 | 0.013641 | 0.013635 | 0.013628 | 0.013622 | 0.013615 | 0.013609
Yes | SDG&E | Res | HVAC | 2025 T-24: Residential HVAC Performance - Single Family Defrost (Alterations) | On-the-books | Electric Energy (GWh/year) |  | 0.1192 | 0.13021 | 0.13015 | 0.1301 | 0.13004 | 0.12998 | 0.12993 | 0.12987 | 0.12981 | 0.12976 | 0.1297 | 0.12964
Yes | SDG&E | Res | HVAC | 2025 T-24: Residential HVAC Performance - Single Family Defrost (New Construction + Additions) | On-the-books | Electric Energy (GWh/year) |  | 0.031433 | 0.062327 | 0.0623 | 0.062273 | 0.062246 | 0.062219 | 0.062192 | 0.062165 | 0.062138 | 0.062111 | 0.062083 | 0.062056
Yes | SDG&E | Res | HVAC | 2025 T-24: Residential HVAC Performance - Single Family Design (Alterations) | On-the-books | Electric Energy (GWh/year) |  | 0.92956 | 1.0156 | 1.0154 | 1.0151 | 1.0149 | 1.0146 | 1.0144 | 1.0142 | 1.0139 | 1.0137 | 1.0134 | 1.0132
Yes | SDG&E | Res | HVAC | 2025 T-24: Residential HVAC Performance - Single Family Design (New Construction + Additions) | On-the-books | Electric Energy (GWh/year) |  | 0.00021222 | 0.00042088 | 0.00042078 | 0.00042068 | 0.00042058 | 0.00042048 | 0.00042038 | 0.00042028 | 0.00042018 | 0.00042008 | 0.00041998 | 0.00041988
Yes | SDG&E | Res | HVAC | 2019 T-24: RNC(MF)-MECH-Quality HVAC | On-the-books | Electric Energy (GWh/year) |  | 0.027351 | 0.025229 | 0.022836 | 0.020245 | 0.017554 | 0.014884 | 0.012347 | 0.010038 | 0.0080136 | 0.0062987 | 0.0048866 | 0.0037512
Yes | SDG&E | Res | HVAC | 2019 T-24: RNC(SF)-MECH-Quality HVAC | On-the-books | Electric Energy (GWh/year) |  | 0.098528 | 0.090884 | 0.082266 | 0.072929 | 0.063238 | 0.053617 | 0.04448 | 0.03616 | 0.028868 | 0.02269 | 0.017604 | 0.013513
Yes | SDG&E | Res | HVAC | 2022 T-24: SFA - Electric resistance space heating | On-the-books | Electric Energy (GWh/year) |  | 0.31179 | 0.30437 | 0.29619 | 0.28727 | 0.27765 | 0.2674 | 0.25661 | 0.24541 | 0.23394 | 0.22238 | 0.21087 | 0.19958
Yes | SDG&E | Res | HVAC | 2022 T-24: SFA - Prescriptive duct insulation | On-the-books | Electric Energy (GWh/year) |  | 0.0062162 | 0.0061641 | 0.0061152 | 0.0060698 | 0.0060278 | 0.0059892 | 0.0059539 | 0.0059218 | 0.0058927 | 0.0058665 | 0.0058429 | 0.0058218
Yes | SDG&E | Res | HVAC | 2022 T-24: SFA - Prescriptive duct sealing | On-the-books | Electric Energy (GWh/year) |  | 0.077806 | 0.07698 | 0.076305 | 0.075756 | 0.075311 | 0.074951 | 0.07466 | 0.074426 | 0.074238 | 0.074087 | 0.073966 | 0.073868
Yes | SDG&E | Res | HVAC | 2025 T-24: Single Family HVAC - Supplemental Heating Combined (New Construction + Additions) | On-the-books | Electric Energy (GWh/year) |  | 0.065034 | 0.12898 | 0.12895 | 0.12892 | 0.12889 | 0.12885 | 0.12882 | 0.12879 | 0.12876 | 0.12873 | 0.1287 | 0.12867
Yes | PG&E | Com | WaterHeat | 2013 T-24: NRNC-DHW-Solar Water Heating | On-the-books | Electric Energy (GWh/year) | 0.30366 | 0.30324 | 0.30291 | 0.30265 | 0.30244 | 0.30229 | 0.3021 | 0.30193 | 0.30175 | 0.30158 | 0.3014 | 0.30123 | 0.30105
Yes | PG&E | Com | WaterHeat | T-20: Public Lavatory Faucets | On-the-books | Electric Energy (GWh/year) | 0 | 0 | 0 | 0 | 0 | 0 | 0 | 0 | 0 | 0 | 0 | 0 | 0
Yes | PG&E | Com | WaterHeat | T-20: Showerheads - w/ Electric Water Heaters - Tier 1 | On-the-books | Electric Energy (GWh/year) | 0.59404 | 0 | 0 | 0 | 0 | 0 | 0 | 0 | 0 | 0 | 0 | 0 | 0
Yes | PG&E | Com | WaterHeat | 2019-21 Fed App: Pre-rinse spray valves | On-the-books | Electric Energy (GWh/year) |  | 0.17482 | 0.17655 | 0.17831 | 0.18008 | 0.18188 | 0.18187 | 0.18186 | 0.18186 | 0.18186 | 0.18185 | 0.18185 | 0.18185
Yes | SCE | Com | WaterHeat | 2013 T-24: NRNC-DHW-Solar Water Heating | On-the-books | Electric Energy (GWh/year) | 0.30366 | 0.30324 | 0.30291 | 0.30265 | 0.30244 | 0.30229 | 0.3021 | 0.30193 | 0.30175 | 0.30158 | 0.3014 | 0.30123 | 0.30105
Yes | SCE | Com | WaterHeat | T-20: Public Lavatory Faucets | On-the-books | Electric Energy (GWh/year) | 0 | 0 | 0 | 0 | 0 | 0 | 0 | 0 | 0 | 0 | 0 | 0 | 0
Yes | SCE | Com | WaterHeat | T-20: Showerheads - w/ Electric Water Heaters - Tier 1 | On-the-books | Electric Energy (GWh/year) | 0.59404 | 0 | 0 | 0 | 0 | 0 | 0 | 0 | 0 | 0 | 0 | 0 | 0
Yes | SCE | Com | WaterHeat | 2019-21 Fed App: Pre-rinse spray valves | On-the-books | Electric Energy (GWh/year) |  | 0.17482 | 0.17655 | 0.17831 | 0.18008 | 0.18188 | 0.18187 | 0.18186 | 0.18186 | 0.18186 | 0.18185 | 0.18185 | 0.18185
Yes | SDG&E | Com | WaterHeat | 2013 T-24: NRNC-DHW-Solar Water Heating | On-the-books | Electric Energy (GWh/year) | 0.06219 | 0.062103 | 0.062035 | 0.061981 | 0.061939 | 0.061907 | 0.061869 | 0.061834 | 0.061797 | 0.061762 | 0.061726 | 0.06169 | 0.061654
Yes | SDG&E | Com | WaterHeat | T-20: Public Lavatory Faucets | On-the-books | Electric Energy (GWh/year) | 0 | 0 | 0 | 0 | 0 | 0 | 0 | 0 | 0 | 0 | 0 | 0 | 0
Yes | SDG&E | Com | WaterHeat | T-20: Showerheads - w/ Electric Water Heaters - Tier 1 | On-the-books | Electric Energy (GWh/year) | 0.12166 | 0 | 0 | 0 | 0 | 0 | 0 | 0 | 0 | 0 | 0 | 0 | 0
Yes | SDG&E | Com | WaterHeat | 2019-21 Fed App: Pre-rinse spray valves | On-the-books | Electric Energy (GWh/year) |  | 0.035802 | 0.036158 | 0.036517 | 0.03688 | 0.037248 | 0.037246 | 0.037245 | 0.037244 | 0.037244 | 0.037243 | 0.037242 | 0.037242
Yes | PG&E | Res | WaterHeat | T-20: Residential Faucets & Aerators - Kitchen w/ Electric Water Heating | On-the-books | Electric Energy (GWh/year) | 3.6653 | 0 | 0 | 0 | 0 | 0 | 0 | 0 | 0 | 0 | 0 | 0 | 0
Yes | PG&E | Res | WaterHeat | T-20: Residential Faucets & Aerators - Lavatory w/ Electric Water Heating - Tier 1 | On-the-books | Electric Energy (GWh/year) | 0 | 0 | 0 | 0 | 0 | 0 | 0 | 0 | 0 | 0 | 0 | 0 | 0
Yes | PG&E | Res | WaterHeat | T-20: Residential Faucets & Aerators - Lavatory w/ Electric Water Heating - Tier 2 | On-the-books | Electric Energy (GWh/year) | 1.4192 | 0 | 0 | 0 | 0 | 0 | 0 | 0 | 0 | 0 | 0 | 0 | 0
Yes | PG&E | Res | WaterHeat | Fed Appliance: Residential Electric storage water heater | On-the-books | Electric Energy (GWh/year) | 0.93738 | 0.93729 | 0.93723 | 0.34802 | 0.10781 | 0.10781 | 0.10781 | 0.10781 | 0.1078 | 0.1078 | 0.1078 | 0.10779 | 0.10779
Yes | PG&E | Res | WaterHeat | Fed Appliance: Residential Gas-fired instantaneous water heater | On-the-books | Electric Energy (GWh/year) | -0.018 | -0.018 | -0.018 | -0.018 | -0.018 | -0.018 | -0.018 | -0.018 | -0.018 | -0.018 | -0.0073151 | -0.003 | -0.003
Yes | PG&E | Res | WaterHeat | 2013 T-24: RNC-DHW - MF DHW Control and Solar | On-the-books | Electric Energy (GWh/year) | -0.1009 | -0.10076 | -0.10065 | -0.10056 | -0.10049 | -0.10044 | -0.10038 | -0.10032 | -0.10026 | -0.10021 | -0.10015 | -0.10009 | -0.10003
Yes | PG&E | Res | WaterHeat | 2013 T-24: RNC-DHW - Solar for Electrically Heated Homes | On-the-books | Electric Energy (GWh/year) | 0.018899 | 0.018873 | 0.018852 | 0.018835 | 0.018823 | 0.018813 | 0.018801 | 0.018791 | 0.01878 | 0.018769 | 0.018758 | 0.018747 | 0.018736
Yes | PG&E | Res | WaterHeat | T-20: Showerheads - w/ Electric Water Heaters - Tier 1 | On-the-books | Electric Energy (GWh/year) | 5.3464 | 0 | 0 | 0 | 0 | 0 | 0 | 0 | 0 | 0 | 0 | 0 | 0
Yes | PG&E | Res | WaterHeat | 2022 T-24: MFNC - All Electric Package - Prescriptive Alternative for Central HPWH | On-the-books | Electric Energy (GWh/year) | -1.1205 | -1.1114 | -1.1011 | -1.0897 | -1.0774 | -1.0644 | -1.051 | -1.0376 | -1.0246 | -1.0121 | -1.0006 | -0.99013 | -0.98082
Yes | PG&E | Res | WaterHeat | 2025 T-24: Multifamily Domestic Hot Water - CPC Appendix M Pipe Sizing-HPWH (New Construction + Additions) | On-the-books | Electric Energy (GWh/year) | 0 | 0.016455 | 0.065181 | 0.065079 | 0.064975 | 0.06487 | 0.064764 | 0.064657 | 0.064548 | 0.064437 | 0.064326 | 0.049539 | 0.0058271
Yes | PG&E | Res | WaterHeat | 2025 T-24: Multifamily Domestic Hot Water - DHW Balancing Valves-HPWH (Alterations) | On-the-books | Electric Energy (GWh/year) | 0 | 0.004126 | 0.0043365 | 0.004159 | 0.0039775 | 0.0037928 | 0.0036061 | 0.0034186 | 0.0032312 | 0.0030453 | 0.0028618 | 0.00045031 | 0.00022786
Yes | PG&E | Res | WaterHeat | 2025 T-24: Multifamily Domestic Hot Water - DHW Balancing Valves-HPWH (New Construction + Additions) | On-the-books | Electric Energy (GWh/year) | 0 | 0.00013286 | 0.00050695 | 0.0004862 | 0.00046498 | 0.00044339 | 0.00042157 | 0.00039964 | 0.00037774 | 0.000356 | 0.00033456 | 0.00024188 | 2.6637e-05
Yes | PG&E | Res | WaterHeat | 2025 T-24: Multifamily Domestic Hot Water - DHW Master Mixing Valves-HPWH (New Construction + Additions) | On-the-books | Electric Energy (GWh/year) | 0 | 0.014357 | 0.056579 | 0.05619 | 0.055791 | 0.055383 | 0.054965 | 0.054539 | 0.054103 | 0.053658 | 0.053204 | 0.040688 | 0.0047516
Yes | PG&E | Res | WaterHeat | 2025 T-24: Multifamily Domestic Hot Water - DHW Pipe Insulation Enhancement-HPWH (New Construction + Additions) | On-the-books | Electric Energy (GWh/year) | 0 | 0.025644 | 0.10173 | 0.10172 | 0.1017 | 0.10169 | 0.10168 | 0.10167 | 0.10166 | 0.10165 | 0.10164 | 0.078402 | 0.0092375
Yes | PG&E | Res | WaterHeat | 2025 T-24: Multifamily Domestic Hot Water - Individual HPWH Ventilation - Exterior (Alterations) | On-the-books | Electric Energy (GWh/year) | 0 | 0.018529 | 0.019213 | 0.018168 | 0.017119 | 0.016075 | 0.015042 | 0.014028 | 0.013038 | 0.012079 | 0.011155 | 0.0017245 | 0.00085722
Yes | PG&E | Res | WaterHeat | 2025 T-24: Multifamily Domestic Hot Water - Individual HPWH Ventilation - Exterior (New Construction + Additions) | On-the-books | Electric Energy (GWh/year) | 0 | 0.024849 | 0.093545 | 0.088454 | 0.083349 | 0.078265 | 0.073236 | 0.068297 | 0.063478 | 0.058808 | 0.05431 | 0.038578 | 0.0041736
Yes | PG&E | Res | WaterHeat | 2025 T-24: Multifamily Domestic Hot Water - Individual HPWH Ventilation - Interior (Alterations) | On-the-books | Electric Energy (GWh/year) | 0 | 0.03036 | 0.031482 | 0.029769 | 0.028051 | 0.02634 | 0.024647 | 0.022985 | 0.021363 | 0.019791 | 0.018278 | 0.0028257 | 0.0014046
Yes | PG&E | Res | WaterHeat | 2025 T-24: Multifamily Domestic Hot Water - Individual HPWH Ventilation - Interior (New Construction + Additions) | On-the-books | Electric Energy (GWh/year) | 0 | 0.038242 | 0.14396 | 0.13613 | 0.12827 | 0.12045 | 0.11271 | 0.10511 | 0.097693 | 0.090505 | 0.083583 | 0.059372 | 0.0064231
Yes | SCE | Res | WaterHeat | T-20: Residential Faucets & Aerators - Kitchen w/ Electric Water Heating | On-the-books | Electric Energy (GWh/year) | 3.6653 | 0 | 0 | 0 | 0 | 0 | 0 | 0 | 0 | 0 | 0 | 0 | 0
Yes | SCE | Res | WaterHeat | T-20: Residential Faucets & Aerators - Lavatory w/ Electric Water Heating - Tier 1 | On-the-books | Electric Energy (GWh/year) | 0 | 0 | 0 | 0 | 0 | 0 | 0 | 0 | 0 | 0 | 0 | 0 | 0
Yes | SCE | Res | WaterHeat | T-20: Residential Faucets & Aerators - Lavatory w/ Electric Water Heating - Tier 2 | On-the-books | Electric Energy (GWh/year) | 1.4192 | 0 | 0 | 0 | 0 | 0 | 0 | 0 | 0 | 0 | 0 | 0 | 0
Yes | SCE | Res | WaterHeat | Fed Appliance: Residential Electric storage water heater | On-the-books | Electric Energy (GWh/year) | 0.93738 | 0.93729 | 0.93723 | 0.34802 | 0.10781 | 0.10781 | 0.10781 | 0.10781 | 0.1078 | 0.1078 | 0.1078 | 0.10779 | 0.10779
Yes | SCE | Res | WaterHeat | Fed Appliance: Residential Gas-fired instantaneous water heater | On-the-books | Electric Energy (GWh/year) | -0.018 | -0.018 | -0.018 | -0.018 | -0.018 | -0.018 | -0.018 | -0.018 | -0.018 | -0.018 | -0.0073151 | -0.003 | -0.003
Yes | SCE | Res | WaterHeat | 2013 T-24: RNC-DHW - MF DHW Control and Solar | On-the-books | Electric Energy (GWh/year) | -0.1009 | -0.10076 | -0.10065 | -0.10056 | -0.10049 | -0.10044 | -0.10038 | -0.10032 | -0.10026 | -0.10021 | -0.10015 | -0.10009 | -0.10003
Yes | SCE | Res | WaterHeat | 2013 T-24: RNC-DHW - Solar for Electrically Heated Homes | On-the-books | Electric Energy (GWh/year) | 0.018899 | 0.018873 | 0.018852 | 0.018835 | 0.018823 | 0.018813 | 0.018801 | 0.018791 | 0.01878 | 0.018769 | 0.018758 | 0.018747 | 0.018736
Yes | SCE | Res | WaterHeat | T-20: Showerheads - w/ Electric Water Heaters - Tier 1 | On-the-books | Electric Energy (GWh/year) | 5.3464 | 0 | 0 | 0 | 0 | 0 | 0 | 0 | 0 | 0 | 0 | 0 | 0
Yes | SCE | Res | WaterHeat | 2022 T-24: MFNC - All Electric Package - Prescriptive Alternative for Central HPWH | On-the-books | Electric Energy (GWh/year) | -1.1205 | -1.1114 | -1.1011 | -1.0897 | -1.0774 | -1.0644 | -1.051 | -1.0376 | -1.0246 | -1.0121 | -1.0006 | -0.99013 | -0.98082
Yes | SCE | Res | WaterHeat | 2025 T-24: Multifamily Domestic Hot Water - CPC Appendix M Pipe Sizing-HPWH (New Construction + Additions) | On-the-books | Electric Energy (GWh/year) | 0 | 0.016455 | 0.065181 | 0.065079 | 0.064975 | 0.06487 | 0.064764 | 0.064657 | 0.064548 | 0.064437 | 0.064326 | 0.049539 | 0.0058271
Yes | SCE | Res | WaterHeat | 2025 T-24: Multifamily Domestic Hot Water - DHW Balancing Valves-HPWH (Alterations) | On-the-books | Electric Energy (GWh/year) | 0 | 0.004126 | 0.0043365 | 0.004159 | 0.0039775 | 0.0037928 | 0.0036061 | 0.0034186 | 0.0032312 | 0.0030453 | 0.0028618 | 0.00045031 | 0.00022786
Yes | SCE | Res | WaterHeat | 2025 T-24: Multifamily Domestic Hot Water - DHW Balancing Valves-HPWH (New Construction + Additions) | On-the-books | Electric Energy (GWh/year) | 0 | 0.00013286 | 0.00050695 | 0.0004862 | 0.00046498 | 0.00044339 | 0.00042157 | 0.00039964 | 0.00037774 | 0.000356 | 0.00033456 | 0.00024188 | 2.6637e-05
Yes | SCE | Res | WaterHeat | 2025 T-24: Multifamily Domestic Hot Water - DHW Master Mixing Valves-HPWH (New Construction + Additions) | On-the-books | Electric Energy (GWh/year) | 0 | 0.014357 | 0.056579 | 0.05619 | 0.055791 | 0.055383 | 0.054965 | 0.054539 | 0.054103 | 0.053658 | 0.053204 | 0.040688 | 0.0047516
Yes | SCE | Res | WaterHeat | 2025 T-24: Multifamily Domestic Hot Water - DHW Pipe Insulation Enhancement-HPWH (New Construction + Additions) | On-the-books | Electric Energy (GWh/year) | 0 | 0.025644 | 0.10173 | 0.10172 | 0.1017 | 0.10169 | 0.10168 | 0.10167 | 0.10166 | 0.10165 | 0.10164 | 0.078402 | 0.0092375
Yes | SCE | Res | WaterHeat | 2025 T-24: Multifamily Domestic Hot Water - Individual HPWH Ventilation - Exterior (Alterations) | On-the-books | Electric Energy (GWh/year) | 0 | 0.018529 | 0.019213 | 0.018168 | 0.017119 | 0.016075 | 0.015042 | 0.014028 | 0.013038 | 0.012079 | 0.011155 | 0.0017245 | 0.00085722
Yes | SCE | Res | WaterHeat | 2025 T-24: Multifamily Domestic Hot Water - Individual HPWH Ventilation - Exterior (New Construction + Additions) | On-the-books | Electric Energy (GWh/year) | 0 | 0.024849 | 0.093545 | 0.088454 | 0.083349 | 0.078265 | 0.073236 | 0.068297 | 0.063478 | 0.058808 | 0.05431 | 0.038578 | 0.0041736
Yes | SCE | Res | WaterHeat | 2025 T-24: Multifamily Domestic Hot Water - Individual HPWH Ventilation - Interior (Alterations) | On-the-books | Electric Energy (GWh/year) | 0 | 0.03036 | 0.031482 | 0.029769 | 0.028051 | 0.02634 | 0.024647 | 0.022985 | 0.021363 | 0.019791 | 0.018278 | 0.0028257 | 0.0014046
Yes | SCE | Res | WaterHeat | 2025 T-24: Multifamily Domestic Hot Water - Individual HPWH Ventilation - Interior (New Construction + Additions) | On-the-books | Electric Energy (GWh/year) | 0 | 0.038242 | 0.14396 | 0.13613 | 0.12827 | 0.12045 | 0.11271 | 0.10511 | 0.097693 | 0.090505 | 0.083583 | 0.059372 | 0.0064231
Yes | SDG&E | Res | WaterHeat | T-20: Residential Faucets & Aerators - Kitchen w/ Electric Water Heating | On-the-books | Electric Energy (GWh/year) | 0.75064 | 0 | 0 | 0 | 0 | 0 | 0 | 0 | 0 | 0 | 0 | 0 | 0
Yes | SDG&E | Res | WaterHeat | T-20: Residential Faucets & Aerators - Lavatory w/ Electric Water Heating - Tier 1 | On-the-books | Electric Energy (GWh/year) | 0 | 0 | 0 | 0 | 0 | 0 | 0 | 0 | 0 | 0 | 0 | 0 | 0
Yes | SDG&E | Res | WaterHeat | T-20: Residential Faucets & Aerators - Lavatory w/ Electric Water Heating - Tier 2 | On-the-books | Electric Energy (GWh/year) | 0.29065 | 0 | 0 | 0 | 0 | 0 | 0 | 0 | 0 | 0 | 0 | 0 | 0
Yes | SDG&E | Res | WaterHeat | Fed Appliance: Residential Electric storage water heater | On-the-books | Electric Energy (GWh/year) | 0.19197 | 0.19195 | 0.19194 | 0.071273 | 0.02208 | 0.02208 | 0.022079 | 0.022078 | 0.022078 | 0.022077 | 0.022076 | 0.022076 | 0.022075
Yes | SDG&E | Res | WaterHeat | Fed Appliance: Residential Gas-fired instantaneous water heater | On-the-books | Electric Energy (GWh/year) | -0.0036863 | -0.0036863 | -0.0036863 | -0.0036863 | -0.0036863 | -0.0036863 | -0.0036863 | -0.0036863 | -0.0036863 | -0.0036863 | -0.0014981 | -0.00061439 | -0.00061439
Yes | SDG&E | Res | WaterHeat | 2013 T-24: RNC-DHW - MF DHW Control and Solar | On-the-books | Electric Energy (GWh/year) | -0.020664 | -0.020635 | -0.020613 | -0.020595 | -0.020581 | -0.02057 | -0.020558 | -0.020546 | -0.020534 | -0.020522 | -0.02051 | -0.020498 | -0.020486
Yes | SDG&E | Res | WaterHeat | 2013 T-24: RNC-DHW - Solar for Electrically Heated Homes | On-the-books | Electric Energy (GWh/year) | 0.0038704 | 0.003865 | 0.0038608 | 0.0038574 | 0.0038549 | 0.0038529 | 0.0038505 | 0.0038483 | 0.003846 | 0.0038438 | 0.0038416 | 0.0038393 | 0.0038371
Yes | SDG&E | Res | WaterHeat | T-20: Showerheads - w/ Electric Water Heaters - Tier 1 | On-the-books | Electric Energy (GWh/year) | 1.0949 | 0 | 0 | 0 | 0 | 0 | 0 | 0 | 0 | 0 | 0 | 0 | 0
Yes | SDG&E | Res | WaterHeat | 2022 T-24: MFNC - All Electric Package - Prescriptive Alternative for Central HPWH | On-the-books | Electric Energy (GWh/year) | -0.22948 | -0.22761 | -0.2255 | -0.22317 | -0.22065 | -0.21799 | -0.21525 | -0.21251 | -0.20983 | -0.20728 | -0.20492 | -0.20278 | -0.20087
Yes | SDG&E | Res | WaterHeat | 2025 T-24: Multifamily Domestic Hot Water - CPC Appendix M Pipe Sizing-HPWH (New Construction + Additions) | On-the-books | Electric Energy (GWh/year) | 0 | 0.0033698 | 0.013349 | 0.013328 | 0.013307 | 0.013285 | 0.013264 | 0.013241 | 0.013219 | 0.013197 | 0.013174 | 0.010145 | 0.0011934
Yes | SDG&E | Res | WaterHeat | 2025 T-24: Multifamily Domestic Hot Water - DHW Balancing Valves-HPWH (Alterations) | On-the-books | Electric Energy (GWh/year) | 0 | 0.000845 | 0.0008881 | 0.00085175 | 0.00081457 | 0.00077676 | 0.00073853 | 0.00070011 | 0.00066175 | 0.00062367 | 0.0005861 | 9.2223e-05 | 4.6665e-05
Yes | SDG&E | Res | WaterHeat | 2025 T-24: Multifamily Domestic Hot Water - DHW Balancing Valves-HPWH (New Construction + Additions) | On-the-books | Electric Energy (GWh/year) | 0 | 2.721e-05 | 0.00010382 | 9.9573e-05 | 9.5226e-05 | 9.0805e-05 | 8.6336e-05 | 8.1845e-05 | 7.736e-05 | 7.2909e-05 | 6.8516e-05 | 4.9536e-05 | 5.4553e-06
Yes | SDG&E | Res | WaterHeat | 2025 T-24: Multifamily Domestic Hot Water - DHW Master Mixing Valves-HPWH (New Construction + Additions) | On-the-books | Electric Energy (GWh/year) | 0 | 0.0029403 | 0.011587 | 0.011507 | 0.011426 | 0.011342 | 0.011257 | 0.011169 | 0.01108 | 0.010989 | 0.010896 | 0.0083329 | 0.00097312
Yes | SDG&E | Res | WaterHeat | 2025 T-24: Multifamily Domestic Hot Water - DHW Pipe Insulation Enhancement-HPWH (New Construction + Additions) | On-the-books | Electric Energy (GWh/year) | 0 | 0.0052517 | 0.020833 | 0.020831 | 0.020829 | 0.020826 | 0.020824 | 0.020822 | 0.020819 | 0.020817 | 0.020815 | 0.016056 | 0.0018918
Yes | SDG&E | Res | WaterHeat | 2025 T-24: Multifamily Domestic Hot Water - Individual HPWH Ventilation - Exterior (Alterations) | On-the-books | Electric Energy (GWh/year) | 0 | 0.0037947 | 0.0039349 | 0.0037207 | 0.003506 | 0.0032921 | 0.0030806 | 0.0028728 | 0.0026701 | 0.0024737 | 0.0022845 | 0.00035318 | 0.00017556
Yes | SDG&E | Res | WaterHeat | 2025 T-24: Multifamily Domestic Hot Water - Individual HPWH Ventilation - Exterior (New Construction + Additions) | On-the-books | Electric Energy (GWh/year) | 0 | 0.005089 | 0.019158 | 0.018115 | 0.01707 | 0.016028 | 0.014999 | 0.013987 | 0.013 | 0.012044 | 0.011123 | 0.0079007 | 0.00085473
Yes | SDG&E | Res | WaterHeat | 2025 T-24: Multifamily Domestic Hot Water - Individual HPWH Ventilation - Interior (Alterations) | On-the-books | Electric Energy (GWh/year) | 0 | 0.0062177 | 0.0064474 | 0.0060965 | 0.0057447 | 0.0053943 | 0.0050477 | 0.0047072 | 0.0043751 | 0.0040532 | 0.0037432 | 0.0005787 | 0.00028766
Yes | SDG&E | Res | WaterHeat | 2025 T-24: Multifamily Domestic Hot Water - Individual HPWH Ventilation - Interior (New Construction + Additions) | On-the-books | Electric Energy (GWh/year) | 0 | 0.0078319 | 0.029484 | 0.027879 | 0.02627 | 0.024668 | 0.023083 | 0.021526 | 0.020007 | 0.018535 | 0.017118 | 0.012159 | 0.0013154
Yes | PG&E | Com | ComRefrig | Fed Appliance: Commercial Ice Makers | On-the-books | Electric Energy (GWh/year) | 1.2889 | 1.2889 | 1.2889 | 1.2889 | 1.2889 | 1.2889 | 1.2889 | 1.2889 | 1.2889 | 1.2889 | 1.2889 | 1.2889 | 1.2889
Yes | PG&E | Com | ComRefrig | Fed Appliance: Commercial Refrigeration | On-the-books | Electric Energy (GWh/year) | 0.3182 | 0.31814 | 0.3181 | 0.31807 | 0.31806 | 0.31804 | 0.31803 | 0.31801 | 0.31799 | 0.31798 | 0.31796 | 0.31795 | 0.31793
Yes | PG&E | Com | ComRefrig | Fed Appliance: Commercial Refrigeration Equipment | On-the-books | Electric Energy (GWh/year) | 11.5946 | 11.5519 | 4.2724 | 0 | 0 | 0 | 0 | 0 | 0 | 0 | 0 | 0 | 0
Yes | PG&E | Com | ComRefrig | 2013 T-24: NRNC-Refrigeration-Supermarket | On-the-books | Electric Energy (GWh/year) | 2.5981 | 2.5675 | 2.5302 | 2.486 | 2.4352 | 2.3789 | 2.3263 | 2.2712 | 2.2178 | 2.1632 | 2.1094 | 2.0551 | 2.0012
Yes | PG&E | Com | ComRefrig | 2013 T-24: NRNC-Refrigeration-Warehouse | On-the-books | Electric Energy (GWh/year) | 0.26315 | 0.26006 | 0.25628 | 0.2518 | 0.24665 | 0.24095 | 0.23562 | 0.23005 | 0.22463 | 0.21911 | 0.21366 | 0.20816 | 0.2027
Yes | PG&E | Com | ComRefrig | Fed Appliance: Refrigerated Beverage Vending Machines | On-the-books | Electric Energy (GWh/year) | 0.0066168 | 0.0066165 | 0.0066163 | 0.0066162 | 0.0066162 | 0.0066162 | 0.0066161 | 0.0066161 | 0.0066161 | 0.006616 | 0.006616 | 0.006616 | 0.0066159
Yes | PG&E | Com | ComRefrig | 2008 T-24: Refrigerated warehouses | On-the-books | Electric Energy (GWh/year) | 0.13699 | 0.13674 | 0.13656 | 0.13643 | 0.13632 | 0.13625 | 0.13616 | 0.13608 | 0.13599 | 0.1359 | 0.13582 | 0.13573 | 0.13564
Yes | PG&E | Com | ComRefrig | Fed Appliance: Walk-in coolers and freezers | On-the-books | Electric Energy (GWh/year) | 32.8878 | 32.5801 | 32.2724 | 17.1979 | 0 | 0 | 0 | 0 | 0 | 0 | 0 | 0 | 0
Yes | PG&E | Com | ComRefrig | 2005 T-20: Walk-In Refrigerators / Freezers | On-the-books | Electric Energy (GWh/year) | 0 | 0 | 0 | 0 | 0 | 0 | 0 | 0 | 0 | 0 | 0 | 0 | 0
Yes | PG&E | Com | ComRefrig | 2025 T-24: NR Refrigeration - Evaporator Specific Efficiency for Refrigerated Warehouses (Alterations) | On-the-books | Electric Energy (GWh/year) | 0 | 0.01042 | 0.010616 | 0.0099283 | 0.0093246 | 0.008801 | 0.0083517 | 0.0079697 | 0.0076476 | 0.0073777 | 0.0071528 | 0.0069663 | 0.0068123
Yes | PG&E | Com | ComRefrig | 2025 T-24: NR Refrigeration - Evaporator Specific Efficiency for Refrigerated Warehouses (New Construction + Additions) | On-the-books | Electric Energy (GWh/year) | 0 | 0.0014253 | 0.0079507 | 0.0074359 | 0.0069838 | 0.0065916 | 0.0062551 | 0.005969 | 0.0057277 | 0.0055256 | 0.0053572 | 0.0052175 | 0.0051022
Yes | PG&E | Com | ComRefrig | 2022 T-24: NRA - Refrigeration System - Automatic Door Closers​ for Refrigerated Spaces | On-the-books | Electric Energy (GWh/year) | 0.019351 | 0.018329 | 0.01742 | 0.016613 | 0.015898 | 0.015268 | 0.014712 | 0.014223 | 0.013793 | 0.0044934 | 0 | 0 | 0
Yes | PG&E | Com | ComRefrig | 2022 T-24: NRNC - Refrigeration System - Automatic Door Closers​ for Refrigerated Spaces | On-the-books | Electric Energy (GWh/year) |  | 0.0079388 | 0.0075448 | 0.0071953 | 0.0068859 | 0.0066128 | 0.006372 | 0.0061601 | 0.005974 | 0.0058107 | 0.0056676 | 0.0055423 | 0.0054327
Yes | PG&E | Com | ComRefrig | 2022 T-24: NRNC - Refrigeration System - Design and Control Requirements for Transcritical CO2 Systems - Adiabatic Condenser | On-the-books | Electric Energy (GWh/year) |  | 0.11013 | 0.10466 | 0.099812 | 0.095521 | 0.091731 | 0.088391 | 0.085452 | 0.08287 | 0.080605 | 0.07862 | 0.076882 | 0.075362
Yes | PG&E | Com | ComRefrig | 2019 T-24: NRNC-MECH-Adiabatic Condensers for Refrigeration | On-the-books | Electric Energy (GWh/year) |  | 0.088772 | 0.081885 | 0.07412 | 0.065708 | 0.056976 | 0.048308 | 0.040076 | 0.032579 | 0.02601 | 0.020444 | 0.015861 | 0.012175
Yes | PG&E | Com | ComRefrig | 2019-21 Fed App: Refrigerated beverage vending machines | On-the-books | Electric Energy (GWh/year) |  | 0.22592 | 0.22713 | 0.2289 | 0.22904 | 0.22972 | 0.22204 | 0.11201 | 0.036864 | 0.03586 | 0.034951 | 0.034129 | 0.033385
Yes | SCE | Com | ComRefrig | Fed Appliance: Commercial Ice Makers | On-the-books | Electric Energy (GWh/year) | 1.2889 | 1.2889 | 1.2889 | 1.2889 | 1.2889 | 1.2889 | 1.2889 | 1.2889 | 1.2889 | 1.2889 | 1.2889 | 1.2889 | 1.2889
Yes | SCE | Com | ComRefrig | Fed Appliance: Commercial Refrigeration | On-the-books | Electric Energy (GWh/year) | 0.3182 | 0.31814 | 0.3181 | 0.31807 | 0.31806 | 0.31804 | 0.31803 | 0.31801 | 0.31799 | 0.31798 | 0.31796 | 0.31795 | 0.31793
Yes | SCE | Com | ComRefrig | Fed Appliance: Commercial Refrigeration Equipment | On-the-books | Electric Energy (GWh/year) | 11.5946 | 11.5519 | 4.2724 | 0 | 0 | 0 | 0 | 0 | 0 | 0 | 0 | 0 | 0
Yes | SCE | Com | ComRefrig | 2013 T-24: NRNC-Refrigeration-Supermarket | On-the-books | Electric Energy (GWh/year) | 2.5981 | 2.5675 | 2.5302 | 2.486 | 2.4352 | 2.3789 | 2.3263 | 2.2712 | 2.2178 | 2.1632 | 2.1094 | 2.0551 | 2.0012
Yes | SCE | Com | ComRefrig | 2013 T-24: NRNC-Refrigeration-Warehouse | On-the-books | Electric Energy (GWh/year) | 0.26315 | 0.26006 | 0.25628 | 0.2518 | 0.24665 | 0.24095 | 0.23562 | 0.23005 | 0.22463 | 0.21911 | 0.21366 | 0.20816 | 0.2027
Yes | SCE | Com | ComRefrig | Fed Appliance: Refrigerated Beverage Vending Machines | On-the-books | Electric Energy (GWh/year) | 0.0066168 | 0.0066165 | 0.0066163 | 0.0066162 | 0.0066162 | 0.0066162 | 0.0066161 | 0.0066161 | 0.0066161 | 0.006616 | 0.006616 | 0.006616 | 0.0066159
Yes | SCE | Com | ComRefrig | 2008 T-24: Refrigerated warehouses | On-the-books | Electric Energy (GWh/year) | 0.13699 | 0.13674 | 0.13656 | 0.13643 | 0.13632 | 0.13625 | 0.13616 | 0.13608 | 0.13599 | 0.1359 | 0.13582 | 0.13573 | 0.13564
Yes | SCE | Com | ComRefrig | Fed Appliance: Walk-in coolers and freezers | On-the-books | Electric Energy (GWh/year) | 32.8878 | 32.5801 | 32.2724 | 17.1979 | 0 | 0 | 0 | 0 | 0 | 0 | 0 | 0 | 0
Yes | SCE | Com | ComRefrig | 2005 T-20: Walk-In Refrigerators / Freezers | On-the-books | Electric Energy (GWh/year) | 0 | 0 | 0 | 0 | 0 | 0 | 0 | 0 | 0 | 0 | 0 | 0 | 0
Yes | SCE | Com | ComRefrig | 2025 T-24: NR Refrigeration - Evaporator Specific Efficiency for Refrigerated Warehouses (Alterations) | On-the-books | Electric Energy (GWh/year) | 0 | 0.01042 | 0.010616 | 0.0099283 | 0.0093246 | 0.008801 | 0.0083517 | 0.0079697 | 0.0076476 | 0.0073777 | 0.0071528 | 0.0069663 | 0.0068123
Yes | SCE | Com | ComRefrig | 2025 T-24: NR Refrigeration - Evaporator Specific Efficiency for Refrigerated Warehouses (New Construction + Additions) | On-the-books | Electric Energy (GWh/year) | 0 | 0.0014253 | 0.0079507 | 0.0074359 | 0.0069838 | 0.0065916 | 0.0062551 | 0.005969 | 0.0057277 | 0.0055256 | 0.0053572 | 0.0052175 | 0.0051022
Yes | SCE | Com | ComRefrig | 2022 T-24: NRA - Refrigeration System - Automatic Door Closers​ for Refrigerated Spaces | On-the-books | Electric Energy (GWh/year) | 0.019351 | 0.018329 | 0.01742 | 0.016613 | 0.015898 | 0.015268 | 0.014712 | 0.014223 | 0.013793 | 0.0044934 | 0 | 0 | 0
Yes | SCE | Com | ComRefrig | 2022 T-24: NRNC - Refrigeration System - Automatic Door Closers​ for Refrigerated Spaces | On-the-books | Electric Energy (GWh/year) |  | 0.0079388 | 0.0075448 | 0.0071953 | 0.0068859 | 0.0066128 | 0.006372 | 0.0061601 | 0.005974 | 0.0058107 | 0.0056676 | 0.0055423 | 0.0054327
Yes | SCE | Com | ComRefrig | 2022 T-24: NRNC - Refrigeration System - Design and Control Requirements for Transcritical CO2 Systems - Adiabatic Condenser | On-the-books | Electric Energy (GWh/year) |  | 0.11013 | 0.10466 | 0.099812 | 0.095521 | 0.091731 | 0.088391 | 0.085452 | 0.08287 | 0.080605 | 0.07862 | 0.076882 | 0.075362
Yes | SCE | Com | ComRefrig | 2019 T-24: NRNC-MECH-Adiabatic Condensers for Refrigeration | On-the-books | Electric Energy (GWh/year) |  | 0.088772 | 0.081885 | 0.07412 | 0.065708 | 0.056976 | 0.048308 | 0.040076 | 0.032579 | 0.02601 | 0.020444 | 0.015861 | 0.012175
Yes | SCE | Com | ComRefrig | 2019-21 Fed App: Refrigerated beverage vending machines | On-the-books | Electric Energy (GWh/year) |  | 0.22592 | 0.22713 | 0.2289 | 0.22904 | 0.22972 | 0.22204 | 0.11201 | 0.036864 | 0.03586 | 0.034951 | 0.034129 | 0.033385
Yes | SDG&E | Com | ComRefrig | Fed Appliance: Commercial Ice Makers | On-the-books | Electric Energy (GWh/year) | 0.26396 | 0.26396 | 0.26396 | 0.26396 | 0.26396 | 0.26396 | 0.26396 | 0.26396 | 0.26396 | 0.26396 | 0.26396 | 0.26396 | 0.26396
Yes | SDG&E | Com | ComRefrig | Fed Appliance: Commercial Refrigeration | On-the-books | Electric Energy (GWh/year) | 0.065166 | 0.065154 | 0.065146 | 0.065141 | 0.065137 | 0.065134 | 0.065131 | 0.065128 | 0.065124 | 0.065121 | 0.065118 | 0.065115 | 0.065112
Yes | SDG&E | Com | ComRefrig | Fed Appliance: Commercial Refrigeration Equipment | On-the-books | Electric Energy (GWh/year) | 2.3745 | 2.3658 | 0.87497 | 0 | 0 | 0 | 0 | 0 | 0 | 0 | 0 | 0 | 0
Yes | SDG&E | Com | ComRefrig | 2013 T-24: NRNC-Refrigeration-Supermarket | On-the-books | Electric Energy (GWh/year) | 0.53207 | 0.52582 | 0.51819 | 0.50913 | 0.49871 | 0.48719 | 0.47641 | 0.46514 | 0.45419 | 0.44302 | 0.432 | 0.42089 | 0.40984
Yes | SDG&E | Com | ComRefrig | 2013 T-24: NRNC-Refrigeration-Warehouse | On-the-books | Electric Energy (GWh/year) | 0.053893 | 0.053259 | 0.052486 | 0.051568 | 0.050514 | 0.049347 | 0.048255 | 0.047113 | 0.046004 | 0.044873 | 0.043757 | 0.042631 | 0.041512
Yes | SDG&E | Com | ComRefrig | Fed Appliance: Refrigerated Beverage Vending Machines | On-the-books | Electric Energy (GWh/year) | 0.0013551 | 0.001355 | 0.001355 | 0.001355 | 0.001355 | 0.001355 | 0.001355 | 0.001355 | 0.0013549 | 0.0013549 | 0.0013549 | 0.0013549 | 0.0013549
Yes | SDG&E | Com | ComRefrig | 2008 T-24: Refrigerated warehouses | On-the-books | Electric Energy (GWh/year) | 0.028055 | 0.028005 | 0.027967 | 0.02794 | 0.027919 | 0.027903 | 0.027884 | 0.027868 | 0.02785 | 0.027833 | 0.027815 | 0.027797 | 0.02778
Yes | SDG&E | Com | ComRefrig | Fed Appliance: Walk-in coolers and freezers | On-the-books | Electric Energy (GWh/year) | 6.7353 | 6.6723 | 6.6093 | 3.5221 | 0 | 0 | 0 | 0 | 0 | 0 | 0 | 0 | 0
Yes | SDG&E | Com | ComRefrig | 2005 T-20: Walk-In Refrigerators / Freezers | On-the-books | Electric Energy (GWh/year) | 0 | 0 | 0 | 0 | 0 | 0 | 0 | 0 | 0 | 0 | 0 | 0 | 0
Yes | SDG&E | Com | ComRefrig | 2025 T-24: NR Refrigeration - Evaporator Specific Efficiency for Refrigerated Warehouses (Alterations) | On-the-books | Electric Energy (GWh/year) | 0 | 0.002134 | 0.002174 | 0.0020333 | 0.0019097 | 0.0018024 | 0.0017104 | 0.0016322 | 0.0015662 | 0.0015109 | 0.0014649 | 0.0014267 | 0.0013951
Yes | SDG&E | Com | ComRefrig | 2025 T-24: NR Refrigeration - Evaporator Specific Efficiency for Refrigerated Warehouses (New Construction + Additions) | On-the-books | Electric Energy (GWh/year) | 0 | 0.0002919 | 0.0016283 | 0.0015229 | 0.0014303 | 0.0013499 | 0.001281 | 0.0012224 | 0.001173 | 0.0011316 | 0.0010971 | 0.0010685 | 0.0010449
Yes | SDG&E | Com | ComRefrig | 2022 T-24: NRA - Refrigeration System - Automatic Door Closers​ for Refrigerated Spaces | On-the-books | Electric Energy (GWh/year) | 0.0039631 | 0.0037537 | 0.0035675 | 0.0034022 | 0.0032559 | 0.0031268 | 0.0030129 | 0.0029127 | 0.0028247 | 0.00092023 | 0 | 0 | 0
Yes | SDG&E | Com | ComRefrig | 2022 T-24: NRNC - Refrigeration System - Automatic Door Closers​ for Refrigerated Spaces | On-the-books | Electric Energy (GWh/year) |  | 0.0016258 | 0.0015452 | 0.0014736 | 0.0014102 | 0.0013543 | 0.001305 | 0.0012616 | 0.0012235 | 0.00119 | 0.0011607 | 0.001135 | 0.0011126
Yes | SDG&E | Com | ComRefrig | 2022 T-24: NRNC - Refrigeration System - Design and Control Requirements for Transcritical CO2 Systems - Adiabatic Condenser | On-the-books | Electric Energy (GWh/year) |  | 0.022553 | 0.021434 | 0.020441 | 0.019562 | 0.018786 | 0.018102 | 0.0175 | 0.016972 | 0.016508 | 0.016101 | 0.015745 | 0.015434
Yes | SDG&E | Com | ComRefrig | 2019 T-24: NRNC-MECH-Adiabatic Condensers for Refrigeration | On-the-books | Electric Energy (GWh/year) |  | 0.01818 | 0.01677 | 0.01518 | 0.013457 | 0.011668 | 0.0098933 | 0.0082074 | 0.0066721 | 0.0053267 | 0.0041868 | 0.0032482 | 0.0024934
Yes | SDG&E | Com | ComRefrig | 2019-21 Fed App: Refrigerated beverage vending machines | On-the-books | Electric Energy (GWh/year) |  | 0.046267 | 0.046516 | 0.046878 | 0.046907 | 0.047045 | 0.045473 | 0.02294 | 0.0075497 | 0.007344 | 0.0071579 | 0.0069896 | 0.0068372
Yes | PG&E | Com | FoodServ | 2005 T-20: Hot Food Holding Cabinets | On-the-books | Electric Energy (GWh/year) | 0.043481 | 0.043451 | 0.043432 | 0.043421 | 0.043414 | 0.043409 | 0.043403 | 0.043398 | 0.043392 | 0.043387 | 0.043382 | 0.043376 | 0.043371
Yes | SCE | Com | FoodServ | 2005 T-20: Hot Food Holding Cabinets | On-the-books | Electric Energy (GWh/year) | 0.043481 | 0.043451 | 0.043432 | 0.043421 | 0.043414 | 0.043409 | 0.043403 | 0.043398 | 0.043392 | 0.043387 | 0.043382 | 0.043376 | 0.043371
Yes | SDG&E | Com | FoodServ | 2005 T-20: Hot Food Holding Cabinets | On-the-books | Electric Energy (GWh/year) | 0.0089049 | 0.0088986 | 0.0088948 | 0.0088924 | 0.008891 | 0.0088901 | 0.0088888 | 0.0088878 | 0.0088866 | 0.0088856 | 0.0088844 | 0.0088833 | 0.0088822
Yes | PG&E | Com | Lighting | 2005 T-24: Bi-level lighting control credits | On-the-books | Electric Energy (GWh/year) | 0.015522 | 0.015426 | 0.015336 | 0.015251 | 0.015172 | 0.015098 | 0.01502 | 0.014945 | 0.014868 | 0.014792 | 0.014716 | 0.01464 | 0.014563
Yes | PG&E | Com | Lighting | T-20: Dimming Ballasts | On-the-books | Electric Energy (GWh/year) | 3.8969 | 3.9071 | 3.9174 | 3.9276 | 0 | 0 | 0 | 0 | 0 | 0 | 0 | 0 | 0
Yes | PG&E | Com | Lighting | 2008 T-20: General Purpose Lighting -- 60 and 40 watt | On-the-books | Electric Energy (GWh/year) | 0 | 0 | 0 | 0 | 0 | 0 | 0 | 0 | 0 | 0 | 0 | 0 | 0
Yes | PG&E | Com | Lighting | Fed Appliance: General Service Fluorescent Lamps #1 | On-the-books | Electric Energy (GWh/year) | 1.2561 | 1.2531 | 1.2511 | 1.2496 | 1.2485 | 1.2477 | 1.2468 | 1.2459 | 1.245 | 1.2442 | 1.2433 | 1.2424 | 1.2415
Yes | PG&E | Com | Lighting | Fed Appliance: GSFLs | On-the-books | Electric Energy (GWh/year) | 33.8822 | 33.9658 | 34.0495 | 34.1331 | 0 | 0 | 0 | 0 | 0 | 0 | 0 | 0 | 0
Yes | PG&E | Com | Lighting | 2006 T-20: General Service Incandescent Lamps, Tier 2 #3 | On-the-books | Electric Energy (GWh/year) | 0.00058099 | 0.00058073 | 0.00058052 | 0.00058035 | 0.00058021 | 0.0005801 | 0.00057996 | 0.00057984 | 0.00057972 | 0.0005796 | 0.00057947 | 0.00057935 | 0.00057922
Yes | PG&E | Com | Lighting | T-20: GSLs - Original Scope - Tier 2 | On-the-books | Electric Energy (GWh/year) | 7.6223 | 7.2894 | 6.9564 | 6.6235 | 6.2906 | 5.9577 | 5.6247 | 5.2918 | 4.9589 | 0.63806 | 0.59214 | 0.54622 | 0.5003
Yes | PG&E | Com | Lighting | T-20: LED Lamps - Tier 1 | On-the-books | Electric Energy (GWh/year) | 0.70533 | 0.66023 | 0.61513 | 0.57003 | 0.52492 | 0.47982 | 0.43472 | 0.38961 | 0.34451 | 0.29941 | 0.03695 | 0.030397 | 0.023843
Yes | PG&E | Com | Lighting | Fed Appliance: Incandescent Reflector Lamps | On-the-books | Electric Energy (GWh/year) | 0.0051159 | 0.0049905 | 0.0048889 | 0.0048084 | 0.0047455 | 0.0046971 | 0.004639 | 0.0045874 | 0.0045314 | 0.0044784 | 0.0044234 | 0.0043697 | 0.0043151
Yes | PG&E | Com | Lighting | 2005 T-24: Lighting controls under skylights | On-the-books | Electric Energy (GWh/year) | 0.19062 | 0.18997 | 0.18949 | 0.18914 | 0.18888 | 0.18869 | 0.18845 | 0.18824 | 0.18802 | 0.1878 | 0.18758 | 0.18736 | 0.18714
Yes | PG&E | Com | Lighting | Fed Appliance: Metal Halide Lamp Fixtures | On-the-books | Electric Energy (GWh/year) | 0.41246 | 0.39741 | 0.38237 | 0.36732 | 0.35227 | 0.33722 | 0.32217 | 0.30712 | 0.29207 | 0.27702 | 0.26197 | 0.24692 | 0.23187
Yes | PG&E | Com | Lighting | 2005 T-20: Modular Furniture Task Lighting Fixtures | On-the-books | Electric Energy (GWh/year) | 0.017322 | 0.017272 | 0.017237 | 0.017211 | 0.017192 | 0.017179 | 0.017162 | 0.017148 | 0.017132 | 0.017117 | 0.017101 | 0.017086 | 0.01707
Yes | PG&E | Com | Lighting | 2016 T-24: Nonresidential Lighting Alterations (Units = sq ft) | On-the-books | Electric Energy (GWh/year) | 14.5745 | 14.3905 | 14.1963 | 13.9981 | 13.802 | 13.6038 | 13.4014 | 0 | 0 | 0 | 0 | 0 | 0
Yes | PG&E | Com | Lighting | 2013 T-24: NRA-Lighting-Alterations-Existing Measures | On-the-books | Electric Energy (GWh/year) | 20.0096 | 19.7556 | 19.5556 | 19.3996 | 9.5601 | 0 | 0 | 0 | 0 | 0 | 0 | 0 | 0
Yes | PG&E | Com | Lighting | 2013 T-24: NRA-Lighting-Alterations-New Measures | On-the-books | Electric Energy (GWh/year) | 26.2556 | 25.9389 | 25.6702 | 25.4435 | 12.5227 | 0 | 0 | 0 | 0 | 0 | 0 | 0 | 0
Yes | PG&E | Com | Lighting | 2016 T-24: NRA-Lighting-ASHRAE Elevator Lighting & Ventilation | On-the-books | Electric Energy (GWh/year) | 0.13774 | 0.13654 | 0.13572 | 0.13517 | 0.13479 | 0.13454 | 0.1342 | 0 | 0 | 0 | 0 | 0 | 0
Yes | PG&E | Com | Lighting | 2013 T-24: NRA-Lighting-Egress Lighting Control | On-the-books | Electric Energy (GWh/year) | 16.9527 | 16.661 | 16.3909 | 16.1426 | 7.8924 | 0 | 0 | 0 | 0 | 0 | 0 | 0 | 0
Yes | PG&E | Com | Lighting | 2013 T-24: NRA-Lighting-Hotel Corridors | On-the-books | Electric Energy (GWh/year) | 0.31652 | 0.31292 | 0.30984 | 0.30722 | 0.15125 | 0 | 0 | 0 | 0 | 0 | 0 | 0 | 0
Yes | PG&E | Com | Lighting | 2013 T-24: NRA-Lighting-MF Building Corridors | On-the-books | Electric Energy (GWh/year) | 1.0009 | 0.99162 | 0.98318 | 0.97557 | 0.4804 | 0 | 0 | 0 | 0 | 0 | 0 | 0 | 0
Yes | PG&E | Com | Lighting | 2016 T-24: NRA-Lighting-Outdoor Lighting Controls (unit = control) | On-the-books | Electric Energy (GWh/year) | 0.094795 | 0.09397 | 0.093409 | 0.093028 | 0.092769 | 0.092593 | 0.092362 | 0 | 0 | 0 | 0 | 0 | 0
Yes | PG&E | Com | Lighting | 2013 T-24: NRA-Lighting-Warehouses and Libraries | On-the-books | Electric Energy (GWh/year) | 8.5607 | 8.4492 | 8.3584 | 8.2848 | 4.0789 | -2.0191e-15 | -2.0191e-15 | -2.0191e-15 | -2.0191e-15 | -2.0191e-15 | -2.0191e-15 | -2.0191e-15 | -2.0191e-15
Yes | PG&E | Com | Lighting | 2013 T-24: NRNC-Lighting-Controllable Lighting | On-the-books | Electric Energy (GWh/year) | 5.8017 | 5.6495 | 5.5156 | 5.3992 | 5.2989 | 5.2131 | 5.1177 | 5.0287 | 4.9354 | 4.8449 | 4.7526 | 4.6615 | 4.5696
Yes | PG&E | Com | Lighting | 2013 T-24: NRNC-Lighting-DR Lighting Controls | On-the-books | Electric Energy (GWh/year) | 0.16751 | 0.16671 | 0.16622 | 0.16591 | 0.16572 | 0.1656 | 0.16543 | 0.1653 | 0.16515 | 0.16501 | 0.16486 | 0.16471 | 0.16457
Yes | PG&E | Com | Lighting | 2013 T-24: NRNC-Lighting-Egress Lighting Control | On-the-books | Electric Energy (GWh/year) | 8.2575 | 8.0888 | 7.9262 | 7.7709 | 7.6238 | 7.4856 | 7.3415 | 7.2014 | 7.0586 | 6.9176 | 6.7754 | 6.6339 | 6.492
Yes | PG&E | Com | Lighting | 2013 T-24: NRNC-Lighting-Hotel Corridors | On-the-books | Electric Energy (GWh/year) | 0.16033 | 0.15718 | 0.15434 | 0.15181 | 0.14957 | 0.14763 | 0.14549 | 0.14348 | 0.14138 | 0.13935 | 0.13727 | 0.13522 | 0.13315
Yes | PG&E | Com | Lighting | 2013 T-24: NRNC-Lighting-MF Building Corridors | On-the-books | Electric Energy (GWh/year) | 1.158 | 1.1437 | 1.1301 | 1.1173 | 1.1052 | 1.0942 | 1.0825 | 1.0712 | 1.0596 | 1.0482 | 1.0367 | 1.0253 | 1.0138
Yes | PG&E | Com | Lighting | 2013 T-24: NRNC-Lighting-Office Plug Load Control | On-the-books | Electric Energy (GWh/year) | 1.769 | 1.7315 | 1.6975 | 1.6674 | 1.6411 | 1.6185 | 1.5934 | 1.5699 | 1.5454 | 1.5216 | 1.4973 | 1.4733 | 1.4491
Yes | PG&E | Com | Lighting | 2013 T-24: NRNC-Lighting-Outdoor Lighting & Controls | On-the-books | Electric Energy (GWh/year) | 0.91046 | 0.90316 | 0.89759 | 0.89334 | 0.89012 | 0.88768 | 0.88471 | 0.8821 | 0.87925 | 0.87656 | 0.87376 | 0.87104 | 0.86826
Yes | PG&E | Com | Lighting | 2013 T-24: NRNC-Lighting-Parking Garage | On-the-books | Electric Energy (GWh/year) | 1.6856 | 1.6738 | 1.6655 | 1.6598 | 1.6558 | 1.653 | 1.6495 | 1.6465 | 1.6431 | 1.6399 | 1.6366 | 1.6334 | 1.6302
Yes | PG&E | Com | Lighting | 2013 T-24: NRNC-Lighting-Warehouses and Libraries | On-the-books | Electric Energy (GWh/year) | 2.2966 | 2.2303 | 2.1738 | 2.1263 | 2.0867 | 2.054 | 2.0167 | 1.9825 | 1.9463 | 1.9114 | 1.8756 | 1.8404 | 1.8048
Yes | PG&E | Com | Lighting | 2008 T-24: Outdoor Lighting | On-the-books | Electric Energy (GWh/year) | 0.38007 | 0.37681 | 0.37412 | 0.37189 | 0.37005 | 0.36853 | 0.3668 | 0.36521 | 0.36353 | 0.36191 | 0.36025 | 0.35861 | 0.35696
Yes | PG&E | Com | Lighting | 2008 T-24: Sidelighting | On-the-books | Electric Energy (GWh/year) | 1.0901 | 1.0847 | 1.0801 | 1.0763 | 1.0731 | 1.0705 | 1.0676 | 1.0648 | 1.0619 | 1.0591 | 1.0563 | 1.0535 | 1.0506
Yes | PG&E | Com | Lighting | 2008 T-24: Skylighting | On-the-books | Electric Energy (GWh/year) | 2.8747 | 2.8692 | 2.8651 | 2.8621 | 2.8599 | 2.8583 | 2.8563 | 2.8545 | 2.8526 | 2.8508 | 2.8489 | 2.8471 | 2.8452
Yes | PG&E | Com | Lighting | T-20: Small Diameter Directional Lamps | On-the-books | Electric Energy (GWh/year) | 15.0578 | 14.4779 | 0 | 0 | 0 | 0 | 0 | 0 | 0 | 0 | 0 | 0 | 0
Yes | PG&E | Com | Lighting | 2008 T-24: Tailored Indoor lighting | On-the-books | Electric Energy (GWh/year) | 1.0108 | 1.0087 | 1.0071 | 1.0059 | 1.005 | 1.0043 | 1.0034 | 1.0027 | 1.0019 | 1.0012 | 1.0004 | 0.99961 | 0.99883
Yes | PG&E | Com | Lighting | 2019-21 Fed App: Ceiling fan light kits | On-the-books | Electric Energy (GWh/year) | 0.020171 | 0.019106 | 0.018113 | 0.017179 | 0.016413 | 0.015749 | 0.015001 | 0.014323 | 0.011961 | 0.0015954 | 0.0015346 | 0.0014796 | 0.0014298
Yes | PG&E | Com | Lighting | 2025 T-24: Daylighting - Revise Automatic Daylighting Controls Exceptions (Alterations) | On-the-books | Electric Energy (GWh/year) |  | 1.2557 | 1.3332 | 1.2941 | 1.255 | 1.216 | 1.1771 | 1.1384 | 1.1 | 1.0619 | 1.0243 | 0.98711 | 0.95047
Yes | PG&E | Com | Lighting | 2025 T-24: Daylighting - Revise Automatic Daylighting Controls Exceptions (New Construction + Additions) | On-the-books | Electric Energy (GWh/year) | 0 | 0.057288 | 0.33304 | 0.32327 | 0.3135 | 0.30374 | 0.29403 | 0.28437 | 0.27477 | 0.26527 | 0.25586 | 0.24658 | 0.23742
Yes | PG&E | Com | Lighting | 2019 T-20: General Service Lamps - Expanded Scope | On-the-books | Electric Energy (GWh/year) |  | 1.628 | 1.7246 | 1.5751 | 0.19669 | 0.24417 | 0.24287 | 0.24224 | 0.24194 | 0.24179 | 0.24172 | 0.24168 | 0.24166
Yes | PG&E | Com | Lighting | 2016 T-20: LED Quality - Tier 2 | On-the-books | Electric Energy (GWh/year) | 0.016093 | 0.015748 | 0.015374 | 0.015 | 0.014383 | 0.013813 | 0.013295 | 0.012832 | 0.012425 | 0.012071 | 0.011767 | 0.011508 | 0.0042151
Yes | PG&E | Com | Lighting | 2022 T-24: NRA - Controlled Environment Horticulture - Lighting Efficacy | On-the-books | Electric Energy (GWh/year) | 5.4359 | 5.0917 | 4.78 | 4.5007 | 4.2526 | 4.0338 | 3.8424 | 3.6759 | 0.29996 | 0 | 0 | 0 | 0
Yes | PG&E | Com | Lighting | 2022 T-24: NRA - Daylighting - Automatic Daylight Dimming to 10% | On-the-books | Electric Energy (GWh/year) | 6.71 | 6.5101 | 6.2605 | 5.9559 | 5.5943 | 5.1787 | 0.40077 | 0 | 0 | 0 | 0 | 0 | 0
Yes | PG&E | Com | Lighting | 2022 T-24: NRA - Grid Integration - Demand Responsive Lighting Systems | On-the-books | Electric Energy (GWh/year) | 0.034439 | 0.030784 | 0.028557 | 0.027202 | 0.026378 | 0.015137 | 0 | 0 | 0 | 0 | 0 | 0 | 0
Yes | PG&E | Com | Lighting | 2022 T-24: NRA - Indoor Lighting - Lighting Power Densities | On-the-books | Electric Energy (GWh/year) | 12.9169 | 12.8038 | 12.6632 | 12.4953 | 12.3043 | 12.0984 | 11.8891 | 11.6885 | 11.5068 | 11.3507 | 11.2223 | 11.1206 | 11.0423
Yes | PG&E | Com | Lighting | 2022 T-24: NRA - Indoor Lighting - Multi-zone Occupancy Sensing in Large Offices | On-the-books | Electric Energy (GWh/year) | 8.4762 | 8.1621 | 7.8354 | 7.5067 | 7.1869 | 6.886 | 0.56151 | 0 | 0 | 0 | 0 | 0 | 0
Yes | PG&E | Com | Lighting | 2022 T-24: NRA - Outdoor Lighting - Lighting Power Allowances for General Hardscapes | On-the-books | Electric Energy (GWh/year) | 2.5275 | 2.5275 | 2.5275 | 2.5275 | 2.5275 | 2.5275 | 2.5275 | 2.5275 | 2.5275 | 2.5275 | 2.5275 | 2.5275 | 2.5275
Yes | PG&E | Com | Lighting | 2022 T-24: NRA - Outdoor Lighting - Lighting Zone Reclassification | On-the-books | Electric Energy (GWh/year) | 0.29259 | 0.29259 | 0.29259 | 0.29259 | 0.29259 | 0.29259 | 0.29259 | 0.29259 | 0.29259 | 0.29259 | 0.29259 | 0.29259 | 0.29259
Yes | PG&E | Com | Lighting | 2019 T-24: NRA-Indoor Lighting-Alterations (Control) | On-the-books | Electric Energy (GWh/year) | 0.044411 | 0.041645 | 0.038414 | 0.034771 | 0.030825 | 0.026728 | 0.022662 | 0.0188 | 0.015283 | 0.012202 | 0.00081453 | 0 | 0
Yes | PG&E | Com | Lighting | 2019 T-24: NRA-Indoor Lighting-Alterations (LPD) | On-the-books | Electric Energy (GWh/year) | 1.4939 | 1.1002 | 0.79049 | 0.55729 | 0.3874 | 0.26659 | 0.18215 | 0.12384 | 0.083906 | 0.05672 | 0.0032513 | 0 | 0
Yes | PG&E | Com | Lighting | 2019 T-24: NRA-Indoor Lighting-New Controls | On-the-books | Electric Energy (GWh/year) | 2.7719 | 2.5992 | 2.3975 | 2.1702 | 1.9239 | 1.6682 | 1.4144 | 1.1734 | 0.9539 | 0.76155 | 0.050838 | 0 | 0
Yes | PG&E | Com | Lighting | 2019 T-24: NRA-Indoor Lighting-New LPD | On-the-books | Electric Energy (GWh/year) | 13.6799 | 10.0746 | 7.2386 | 5.1032 | 3.5475 | 2.4412 | 1.6679 | 1.134 | 0.76835 | 0.51939 | 0.029772 | 0 | 0
Yes | PG&E | Com | Lighting | 2019 T-24: NRA-Outdoor Lighting-Controls | On-the-books | Electric Energy (GWh/year) | 2.7858 | 2.6123 | 2.4096 | 2.1811 | 1.9335 | 1.6766 | 1.4215 | 1.1793 | 0.95869 | 0.76538 | 0.051093 | 0 | 0
Yes | PG&E | Com | Lighting | 2019 T-24: NRA-Outdoor Lighting-LPA (General Hardscape) | On-the-books | Electric Energy (GWh/year) | 2.0185 | 1.4865 | 1.0681 | 0.75299 | 0.52344 | 0.3602 | 0.24611 | 0.16732 | 0.11337 | 0.076638 | 0.004393 | 0 | 0
Yes | PG&E | Com | Lighting | 2019 T-24: NRA-Outdoor Lighting-LPA (Specific Applications) | On-the-books | Electric Energy (GWh/year) | 1.984 | 1.4611 | 1.0498 | 0.74011 | 0.51449 | 0.35404 | 0.2419 | 0.16446 | 0.11143 | 0.075327 | 0.0043179 | 0 | 0
Yes | PG&E | Com | Lighting | 2022 T-24: NRNC - Controlled Environment Horticulture - Lighting Efficacy | On-the-books | Electric Energy (GWh/year) | 14.8127 | 13.8747 | 13.0255 | 12.2643 | 11.5881 | 10.9921 | 10.4704 | 10.0167 | 9.6241 | 9.2859 | 8.9958 | 8.7478 | 8.5364
Yes | PG&E | Com | Lighting | 2022 T-24: NRNC - Daylighting - Automatic Daylight Dimming to 10% | On-the-books | Electric Energy (GWh/year) | 1.3442 | 1.3042 | 1.2542 | 1.1932 | 1.1207 | 1.0375 | 0.94533 | 0.84748 | 0.74803 | 0.65138 | 0.56144 | 0.48105 | 0.41175
Yes | PG&E | Com | Lighting | 2022 T-24: NRNC - Grid Integration - Demand Responsive Lighting Systems | On-the-books | Electric Energy (GWh/year) |  | 0.0011342 | 0.0010521 | 0.0010022 | 0.00097186 | 0.00095344 | 0.00094226 | 0.00093548 | 0.00093137 | 0.00092887 | 0.00092736 | 0.00092644 | 0.00092588
Yes | PG&E | Com | Lighting | 2022 T-24: NRNC - Indoor Lighting - Lighting Power Densities | On-the-books | Electric Energy (GWh/year) |  | 2.8248 | 2.7938 | 2.7568 | 2.7146 | 2.6692 | 2.623 | 2.5788 | 2.5387 | 2.5042 | 2.4759 | 2.4535 | 2.4362
Yes | PG&E | Com | Lighting | 2022 T-24: NRNC - Indoor Lighting - Multi-zone Occupancy Sensing in Large Offices | On-the-books | Electric Energy (GWh/year) |  | 5.2544 | 5.044 | 4.8324 | 4.6266 | 4.4329 | 4.256 | 4.0992 | 3.9634 | 3.8485 | 3.753 | 3.6749 | 3.6117
Yes | PG&E | Com | Lighting | 2022 T-24: NRNC - Outdoor Lighting - Nonresidential Lighting Power Allowances for General Hardscapes | On-the-books | Electric Energy (GWh/year) |  | 0.81182 | 0.81182 | 0.81182 | 0.81182 | 0.81182 | 0.81182 | 0.81182 | 0.81182 | 0.81182 | 0.81182 | 0.81182 | 0.81182
Yes | PG&E | Com | Lighting | 2022 T-24: NRNC - Outdoor Lighting - Nonresidential Lighting Zone Reclassification | On-the-books | Electric Energy (GWh/year) |  | 0.094781 | 0.094781 | 0.094781 | 0.094781 | 0.094781 | 0.094781 | 0.094781 | 0.094781 | 0.094781 | 0.094781 | 0.094781 | 0.094781
Yes | PG&E | Com | Lighting | 2019 T-24: NRNC-Indoor Lighting-Controls | On-the-books | Electric Energy (GWh/year) |  | 1.6946 | 1.5632 | 1.4149 | 1.2543 | 1.0877 | 0.92219 | 0.76504 | 0.62193 | 0.49652 | 0.39027 | 0.30278 | 0.23242
Yes | PG&E | Com | Lighting | 2019 T-24: NRNC-Indoor Lighting-LPD | On-the-books | Electric Energy (GWh/year) |  | 3.4661 | 2.4904 | 1.7557 | 1.2205 | 0.83988 | 0.57385 | 0.39015 | 0.26435 | 0.17869 | 0.1206 | 0.081311 | 0.054779
Yes | PG&E | Com | Lighting | 2019 T-24: NRNC-Outdoor Lighting-Controls | On-the-books | Electric Energy (GWh/year) |  | 0.89164 | 0.82246 | 0.74447 | 0.65998 | 0.57227 | 0.48521 | 0.40252 | 0.32723 | 0.26125 | 0.20534 | 0.15931 | 0.12229
Yes | PG&E | Com | Lighting | 2019 T-24: NRNC-Outdoor Lighting-LPA (General Hardscape) | On-the-books | Electric Energy (GWh/year) |  | 1.0713 | 0.88873 | 0.72249 | 0.5768 | 0.45337 | 0.35173 | 0.27 | 0.20552 | 0.15541 | 0.11692 | 0.087614 | 0.065462
Yes | PG&E | Com | Lighting | 2019 T-24: NRNC-Outdoor Lighting-LPA (Specific Applications) | On-the-books | Electric Energy (GWh/year) |  | 1.0479 | 0.86929 | 0.70668 | 0.56418 | 0.44345 | 0.34404 | 0.26409 | 0.20102 | 0.15201 | 0.11436 | 0.085697 | 0.064029
Yes | SCE | Com | Lighting | 2005 T-24: Bi-level lighting control credits | On-the-books | Electric Energy (GWh/year) | 0.015522 | 0.015426 | 0.015336 | 0.015251 | 0.015172 | 0.015098 | 0.01502 | 0.014945 | 0.014868 | 0.014792 | 0.014716 | 0.01464 | 0.014563
Yes | SCE | Com | Lighting | T-20: Dimming Ballasts | On-the-books | Electric Energy (GWh/year) | 3.8969 | 3.9071 | 3.9174 | 3.9276 | 0 | 0 | 0 | 0 | 0 | 0 | 0 | 0 | 0
Yes | SCE | Com | Lighting | 2008 T-20: General Purpose Lighting -- 60 and 40 watt | On-the-books | Electric Energy (GWh/year) | 0 | 0 | 0 | 0 | 0 | 0 | 0 | 0 | 0 | 0 | 0 | 0 | 0
Yes | SCE | Com | Lighting | Fed Appliance: General Service Fluorescent Lamps #1 | On-the-books | Electric Energy (GWh/year) | 1.2561 | 1.2531 | 1.2511 | 1.2496 | 1.2485 | 1.2477 | 1.2468 | 1.2459 | 1.245 | 1.2442 | 1.2433 | 1.2424 | 1.2415
Yes | SCE | Com | Lighting | Fed Appliance: GSFLs | On-the-books | Electric Energy (GWh/year) | 33.8822 | 33.9658 | 34.0495 | 34.1331 | 0 | 0 | 0 | 0 | 0 | 0 | 0 | 0 | 0
Yes | SCE | Com | Lighting | 2006 T-20: General Service Incandescent Lamps, Tier 2 #3 | On-the-books | Electric Energy (GWh/year) | 0.00058099 | 0.00058073 | 0.00058052 | 0.00058035 | 0.00058021 | 0.0005801 | 0.00057996 | 0.00057984 | 0.00057972 | 0.0005796 | 0.00057947 | 0.00057935 | 0.00057922
Yes | SCE | Com | Lighting | T-20: GSLs - Original Scope - Tier 2 | On-the-books | Electric Energy (GWh/year) | 7.6223 | 7.2894 | 6.9564 | 6.6235 | 6.2906 | 5.9577 | 5.6247 | 5.2918 | 4.9589 | 0.63806 | 0.59214 | 0.54622 | 0.5003
Yes | SCE | Com | Lighting | T-20: LED Lamps - Tier 1 | On-the-books | Electric Energy (GWh/year) | 0.70533 | 0.66023 | 0.61513 | 0.57003 | 0.52492 | 0.47982 | 0.43472 | 0.38961 | 0.34451 | 0.29941 | 0.03695 | 0.030397 | 0.023843
Yes | SCE | Com | Lighting | Fed Appliance: Incandescent Reflector Lamps | On-the-books | Electric Energy (GWh/year) | 0.0051159 | 0.0049905 | 0.0048889 | 0.0048084 | 0.0047455 | 0.0046971 | 0.004639 | 0.0045874 | 0.0045314 | 0.0044784 | 0.0044234 | 0.0043697 | 0.0043151
Yes | SCE | Com | Lighting | 2005 T-24: Lighting controls under skylights | On-the-books | Electric Energy (GWh/year) | 0.19062 | 0.18997 | 0.18949 | 0.18914 | 0.18888 | 0.18869 | 0.18845 | 0.18824 | 0.18802 | 0.1878 | 0.18758 | 0.18736 | 0.18714
Yes | SCE | Com | Lighting | Fed Appliance: Metal Halide Lamp Fixtures | On-the-books | Electric Energy (GWh/year) | 0.41246 | 0.39741 | 0.38237 | 0.36732 | 0.35227 | 0.33722 | 0.32217 | 0.30712 | 0.29207 | 0.27702 | 0.26197 | 0.24692 | 0.23187
Yes | SCE | Com | Lighting | 2005 T-20: Modular Furniture Task Lighting Fixtures | On-the-books | Electric Energy (GWh/year) | 0.017322 | 0.017272 | 0.017237 | 0.017211 | 0.017192 | 0.017179 | 0.017162 | 0.017148 | 0.017132 | 0.017117 | 0.017101 | 0.017086 | 0.01707
Yes | SCE | Com | Lighting | 2016 T-24: Nonresidential Lighting Alterations (Units = sq ft) | On-the-books | Electric Energy (GWh/year) | 14.5745 | 14.3905 | 14.1963 | 13.9981 | 13.802 | 13.6038 | 13.4014 | 0 | 0 | 0 | 0 | 0 | 0
Yes | SCE | Com | Lighting | 2013 T-24: NRA-Lighting-Alterations-Existing Measures | On-the-books | Electric Energy (GWh/year) | 20.0096 | 19.7556 | 19.5556 | 19.3996 | 9.5601 | 0 | 0 | 0 | 0 | 0 | 0 | 0 | 0
Yes | SCE | Com | Lighting | 2013 T-24: NRA-Lighting-Alterations-New Measures | On-the-books | Electric Energy (GWh/year) | 26.2556 | 25.9389 | 25.6702 | 25.4435 | 12.5227 | 0 | 0 | 0 | 0 | 0 | 0 | 0 | 0
Yes | SCE | Com | Lighting | 2016 T-24: NRA-Lighting-ASHRAE Elevator Lighting & Ventilation | On-the-books | Electric Energy (GWh/year) | 0.13774 | 0.13654 | 0.13572 | 0.13517 | 0.13479 | 0.13454 | 0.1342 | 0 | 0 | 0 | 0 | 0 | 0
Yes | SCE | Com | Lighting | 2013 T-24: NRA-Lighting-Egress Lighting Control | On-the-books | Electric Energy (GWh/year) | 16.9527 | 16.661 | 16.3909 | 16.1426 | 7.8924 | 0 | 0 | 0 | 0 | 0 | 0 | 0 | 0
Yes | SCE | Com | Lighting | 2013 T-24: NRA-Lighting-Hotel Corridors | On-the-books | Electric Energy (GWh/year) | 0.31652 | 0.31292 | 0.30984 | 0.30722 | 0.15125 | 0 | 0 | 0 | 0 | 0 | 0 | 0 | 0
Yes | SCE | Com | Lighting | 2013 T-24: NRA-Lighting-MF Building Corridors | On-the-books | Electric Energy (GWh/year) | 1.0009 | 0.99162 | 0.98318 | 0.97557 | 0.4804 | 0 | 0 | 0 | 0 | 0 | 0 | 0 | 0
Yes | SCE | Com | Lighting | 2016 T-24: NRA-Lighting-Outdoor Lighting Controls (unit = control) | On-the-books | Electric Energy (GWh/year) | 0.094795 | 0.09397 | 0.093409 | 0.093028 | 0.092769 | 0.092593 | 0.092362 | 0 | 0 | 0 | 0 | 0 | 0
Yes | SCE | Com | Lighting | 2013 T-24: NRA-Lighting-Warehouses and Libraries | On-the-books | Electric Energy (GWh/year) | 8.5607 | 8.4492 | 8.3584 | 8.2848 | 4.0789 | -2.0191e-15 | -2.0191e-15 | -2.0191e-15 | -2.0191e-15 | -2.0191e-15 | -2.0191e-15 | -2.0191e-15 | -2.0191e-15
Yes | SCE | Com | Lighting | 2013 T-24: NRNC-Lighting-Controllable Lighting | On-the-books | Electric Energy (GWh/year) | 5.8017 | 5.6495 | 5.5156 | 5.3992 | 5.2989 | 5.2131 | 5.1177 | 5.0287 | 4.9354 | 4.8449 | 4.7526 | 4.6615 | 4.5696
Yes | SCE | Com | Lighting | 2013 T-24: NRNC-Lighting-DR Lighting Controls | On-the-books | Electric Energy (GWh/year) | 0.16751 | 0.16671 | 0.16622 | 0.16591 | 0.16572 | 0.1656 | 0.16543 | 0.1653 | 0.16515 | 0.16501 | 0.16486 | 0.16471 | 0.16457
Yes | SCE | Com | Lighting | 2013 T-24: NRNC-Lighting-Egress Lighting Control | On-the-books | Electric Energy (GWh/year) | 8.2575 | 8.0888 | 7.9262 | 7.7709 | 7.6238 | 7.4856 | 7.3415 | 7.2014 | 7.0586 | 6.9176 | 6.7754 | 6.6339 | 6.492
Yes | SCE | Com | Lighting | 2013 T-24: NRNC-Lighting-Hotel Corridors | On-the-books | Electric Energy (GWh/year) | 0.16033 | 0.15718 | 0.15434 | 0.15181 | 0.14957 | 0.14763 | 0.14549 | 0.14348 | 0.14138 | 0.13935 | 0.13727 | 0.13522 | 0.13315
Yes | SCE | Com | Lighting | 2013 T-24: NRNC-Lighting-MF Building Corridors | On-the-books | Electric Energy (GWh/year) | 1.158 | 1.1437 | 1.1301 | 1.1173 | 1.1052 | 1.0942 | 1.0825 | 1.0712 | 1.0596 | 1.0482 | 1.0367 | 1.0253 | 1.0138
Yes | SCE | Com | Lighting | 2013 T-24: NRNC-Lighting-Office Plug Load Control | On-the-books | Electric Energy (GWh/year) | 1.769 | 1.7315 | 1.6975 | 1.6674 | 1.6411 | 1.6185 | 1.5934 | 1.5699 | 1.5454 | 1.5216 | 1.4973 | 1.4733 | 1.4491
Yes | SCE | Com | Lighting | 2013 T-24: NRNC-Lighting-Outdoor Lighting & Controls | On-the-books | Electric Energy (GWh/year) | 0.91046 | 0.90316 | 0.89759 | 0.89334 | 0.89012 | 0.88768 | 0.88471 | 0.8821 | 0.87925 | 0.87656 | 0.87376 | 0.87104 | 0.86826
Yes | SCE | Com | Lighting | 2013 T-24: NRNC-Lighting-Parking Garage | On-the-books | Electric Energy (GWh/year) | 1.6856 | 1.6738 | 1.6655 | 1.6598 | 1.6558 | 1.653 | 1.6495 | 1.6465 | 1.6431 | 1.6399 | 1.6366 | 1.6334 | 1.6302
Yes | SCE | Com | Lighting | 2013 T-24: NRNC-Lighting-Warehouses and Libraries | On-the-books | Electric Energy (GWh/year) | 2.2966 | 2.2303 | 2.1738 | 2.1263 | 2.0867 | 2.054 | 2.0167 | 1.9825 | 1.9463 | 1.9114 | 1.8756 | 1.8404 | 1.8048
Yes | SCE | Com | Lighting | 2008 T-24: Outdoor Lighting | On-the-books | Electric Energy (GWh/year) | 0.38007 | 0.37681 | 0.37412 | 0.37189 | 0.37005 | 0.36853 | 0.3668 | 0.36521 | 0.36353 | 0.36191 | 0.36025 | 0.35861 | 0.35696
Yes | SCE | Com | Lighting | 2008 T-24: Sidelighting | On-the-books | Electric Energy (GWh/year) | 1.0901 | 1.0847 | 1.0801 | 1.0763 | 1.0731 | 1.0705 | 1.0676 | 1.0648 | 1.0619 | 1.0591 | 1.0563 | 1.0535 | 1.0506
Yes | SCE | Com | Lighting | 2008 T-24: Skylighting | On-the-books | Electric Energy (GWh/year) | 2.8747 | 2.8692 | 2.8651 | 2.8621 | 2.8599 | 2.8583 | 2.8563 | 2.8545 | 2.8526 | 2.8508 | 2.8489 | 2.8471 | 2.8452
Yes | SCE | Com | Lighting | T-20: Small Diameter Directional Lamps | On-the-books | Electric Energy (GWh/year) | 15.0578 | 14.4779 | 0 | 0 | 0 | 0 | 0 | 0 | 0 | 0 | 0 | 0 | 0
Yes | SCE | Com | Lighting | 2008 T-24: Tailored Indoor lighting | On-the-books | Electric Energy (GWh/year) | 1.0108 | 1.0087 | 1.0071 | 1.0059 | 1.005 | 1.0043 | 1.0034 | 1.0027 | 1.0019 | 1.0012 | 1.0004 | 0.99961 | 0.99883
Yes | SCE | Com | Lighting | 2019-21 Fed App: Ceiling fan light kits | On-the-books | Electric Energy (GWh/year) | 0.020171 | 0.019106 | 0.018113 | 0.017179 | 0.016413 | 0.015749 | 0.015001 | 0.014323 | 0.011961 | 0.0015954 | 0.0015346 | 0.0014796 | 0.0014298
Yes | SCE | Com | Lighting | 2025 T-24: Daylighting - Revise Automatic Daylighting Controls Exceptions (Alterations) | On-the-books | Electric Energy (GWh/year) |  | 1.2557 | 1.3332 | 1.2941 | 1.255 | 1.216 | 1.1771 | 1.1384 | 1.1 | 1.0619 | 1.0243 | 0.98711 | 0.95047
Yes | SCE | Com | Lighting | 2025 T-24: Daylighting - Revise Automatic Daylighting Controls Exceptions (New Construction + Additions) | On-the-books | Electric Energy (GWh/year) | 0 | 0.057288 | 0.33304 | 0.32327 | 0.3135 | 0.30374 | 0.29403 | 0.28437 | 0.27477 | 0.26527 | 0.25586 | 0.24658 | 0.23742
Yes | SCE | Com | Lighting | 2019 T-20: General Service Lamps - Expanded Scope | On-the-books | Electric Energy (GWh/year) |  | 1.628 | 1.7246 | 1.5751 | 0.19669 | 0.24417 | 0.24287 | 0.24224 | 0.24194 | 0.24179 | 0.24172 | 0.24168 | 0.24166
Yes | SCE | Com | Lighting | 2016 T-20: LED Quality - Tier 2 | On-the-books | Electric Energy (GWh/year) | 0.016093 | 0.015748 | 0.015374 | 0.015 | 0.014383 | 0.013813 | 0.013295 | 0.012832 | 0.012425 | 0.012071 | 0.011767 | 0.011508 | 0.0042151
Yes | SCE | Com | Lighting | 2022 T-24: NRA - Controlled Environment Horticulture - Lighting Efficacy | On-the-books | Electric Energy (GWh/year) | 5.4359 | 5.0917 | 4.78 | 4.5007 | 4.2526 | 4.0338 | 3.8424 | 3.6759 | 0.29996 | 0 | 0 | 0 | 0
Yes | SCE | Com | Lighting | 2022 T-24: NRA - Daylighting - Automatic Daylight Dimming to 10% | On-the-books | Electric Energy (GWh/year) | 6.71 | 6.5101 | 6.2605 | 5.9559 | 5.5943 | 5.1787 | 0.40077 | 0 | 0 | 0 | 0 | 0 | 0
Yes | SCE | Com | Lighting | 2022 T-24: NRA - Grid Integration - Demand Responsive Lighting Systems | On-the-books | Electric Energy (GWh/year) | 0.034439 | 0.030784 | 0.028557 | 0.027202 | 0.026378 | 0.015137 | 0 | 0 | 0 | 0 | 0 | 0 | 0
Yes | SCE | Com | Lighting | 2022 T-24: NRA - Indoor Lighting - Lighting Power Densities | On-the-books | Electric Energy (GWh/year) | 12.9169 | 12.8038 | 12.6632 | 12.4953 | 12.3043 | 12.0984 | 11.8891 | 11.6885 | 11.5068 | 11.3507 | 11.2223 | 11.1206 | 11.0423
Yes | SCE | Com | Lighting | 2022 T-24: NRA - Indoor Lighting - Multi-zone Occupancy Sensing in Large Offices | On-the-books | Electric Energy (GWh/year) | 8.4762 | 8.1621 | 7.8354 | 7.5067 | 7.1869 | 6.886 | 0.56151 | 0 | 0 | 0 | 0 | 0 | 0
Yes | SCE | Com | Lighting | 2022 T-24: NRA - Outdoor Lighting - Lighting Power Allowances for General Hardscapes | On-the-books | Electric Energy (GWh/year) | 2.5275 | 2.5275 | 2.5275 | 2.5275 | 2.5275 | 2.5275 | 2.5275 | 2.5275 | 2.5275 | 2.5275 | 2.5275 | 2.5275 | 2.5275
Yes | SCE | Com | Lighting | 2022 T-24: NRA - Outdoor Lighting - Lighting Zone Reclassification | On-the-books | Electric Energy (GWh/year) | 0.29259 | 0.29259 | 0.29259 | 0.29259 | 0.29259 | 0.29259 | 0.29259 | 0.29259 | 0.29259 | 0.29259 | 0.29259 | 0.29259 | 0.29259
Yes | SCE | Com | Lighting | 2019 T-24: NRA-Indoor Lighting-Alterations (Control) | On-the-books | Electric Energy (GWh/year) | 0.044411 | 0.041645 | 0.038414 | 0.034771 | 0.030825 | 0.026728 | 0.022662 | 0.0188 | 0.015283 | 0.012202 | 0.00081453 | 0 | 0
Yes | SCE | Com | Lighting | 2019 T-24: NRA-Indoor Lighting-Alterations (LPD) | On-the-books | Electric Energy (GWh/year) | 1.4939 | 1.1002 | 0.79049 | 0.55729 | 0.3874 | 0.26659 | 0.18215 | 0.12384 | 0.083906 | 0.05672 | 0.0032513 | 0 | 0
Yes | SCE | Com | Lighting | 2019 T-24: NRA-Indoor Lighting-New Controls | On-the-books | Electric Energy (GWh/year) | 2.7719 | 2.5992 | 2.3975 | 2.1702 | 1.9239 | 1.6682 | 1.4144 | 1.1734 | 0.9539 | 0.76155 | 0.050838 | 0 | 0
Yes | SCE | Com | Lighting | 2019 T-24: NRA-Indoor Lighting-New LPD | On-the-books | Electric Energy (GWh/year) | 13.6799 | 10.0746 | 7.2386 | 5.1032 | 3.5475 | 2.4412 | 1.6679 | 1.134 | 0.76835 | 0.51939 | 0.029772 | 0 | 0
Yes | SCE | Com | Lighting | 2019 T-24: NRA-Outdoor Lighting-Controls | On-the-books | Electric Energy (GWh/year) | 2.7858 | 2.6123 | 2.4096 | 2.1811 | 1.9335 | 1.6766 | 1.4215 | 1.1793 | 0.95869 | 0.76538 | 0.051093 | 0 | 0
Yes | SCE | Com | Lighting | 2019 T-24: NRA-Outdoor Lighting-LPA (General Hardscape) | On-the-books | Electric Energy (GWh/year) | 2.0185 | 1.4865 | 1.0681 | 0.75299 | 0.52344 | 0.3602 | 0.24611 | 0.16732 | 0.11337 | 0.076638 | 0.004393 | 0 | 0
Yes | SCE | Com | Lighting | 2019 T-24: NRA-Outdoor Lighting-LPA (Specific Applications) | On-the-books | Electric Energy (GWh/year) | 1.984 | 1.4611 | 1.0498 | 0.74011 | 0.51449 | 0.35404 | 0.2419 | 0.16446 | 0.11143 | 0.075327 | 0.0043179 | 0 | 0
Yes | SCE | Com | Lighting | 2022 T-24: NRNC - Controlled Environment Horticulture - Lighting Efficacy | On-the-books | Electric Energy (GWh/year) | 14.8127 | 13.8747 | 13.0255 | 12.2643 | 11.5881 | 10.9921 | 10.4704 | 10.0167 | 9.6241 | 9.2859 | 8.9958 | 8.7478 | 8.5364
Yes | SCE | Com | Lighting | 2022 T-24: NRNC - Daylighting - Automatic Daylight Dimming to 10% | On-the-books | Electric Energy (GWh/year) | 1.3442 | 1.3042 | 1.2542 | 1.1932 | 1.1207 | 1.0375 | 0.94533 | 0.84748 | 0.74803 | 0.65138 | 0.56144 | 0.48105 | 0.41175
Yes | SCE | Com | Lighting | 2022 T-24: NRNC - Grid Integration - Demand Responsive Lighting Systems | On-the-books | Electric Energy (GWh/year) |  | 0.0011342 | 0.0010521 | 0.0010022 | 0.00097186 | 0.00095344 | 0.00094226 | 0.00093548 | 0.00093137 | 0.00092887 | 0.00092736 | 0.00092644 | 0.00092588
Yes | SCE | Com | Lighting | 2022 T-24: NRNC - Indoor Lighting - Lighting Power Densities | On-the-books | Electric Energy (GWh/year) |  | 2.8248 | 2.7938 | 2.7568 | 2.7146 | 2.6692 | 2.623 | 2.5788 | 2.5387 | 2.5042 | 2.4759 | 2.4535 | 2.4362
Yes | SCE | Com | Lighting | 2022 T-24: NRNC - Indoor Lighting - Multi-zone Occupancy Sensing in Large Offices | On-the-books | Electric Energy (GWh/year) |  | 5.2544 | 5.044 | 4.8324 | 4.6266 | 4.4329 | 4.256 | 4.0992 | 3.9634 | 3.8485 | 3.753 | 3.6749 | 3.6117
Yes | SCE | Com | Lighting | 2022 T-24: NRNC - Outdoor Lighting - Nonresidential Lighting Power Allowances for General Hardscapes | On-the-books | Electric Energy (GWh/year) |  | 0.81182 | 0.81182 | 0.81182 | 0.81182 | 0.81182 | 0.81182 | 0.81182 | 0.81182 | 0.81182 | 0.81182 | 0.81182 | 0.81182
Yes | SCE | Com | Lighting | 2022 T-24: NRNC - Outdoor Lighting - Nonresidential Lighting Zone Reclassification | On-the-books | Electric Energy (GWh/year) |  | 0.094781 | 0.094781 | 0.094781 | 0.094781 | 0.094781 | 0.094781 | 0.094781 | 0.094781 | 0.094781 | 0.094781 | 0.094781 | 0.094781
Yes | SCE | Com | Lighting | 2019 T-24: NRNC-Indoor Lighting-Controls | On-the-books | Electric Energy (GWh/year) |  | 1.6946 | 1.5632 | 1.4149 | 1.2543 | 1.0877 | 0.92219 | 0.76504 | 0.62193 | 0.49652 | 0.39027 | 0.30278 | 0.23242
Yes | SCE | Com | Lighting | 2019 T-24: NRNC-Indoor Lighting-LPD | On-the-books | Electric Energy (GWh/year) |  | 3.4661 | 2.4904 | 1.7557 | 1.2205 | 0.83988 | 0.57385 | 0.39015 | 0.26435 | 0.17869 | 0.1206 | 0.081311 | 0.054779
Yes | SCE | Com | Lighting | 2019 T-24: NRNC-Outdoor Lighting-Controls | On-the-books | Electric Energy (GWh/year) |  | 0.89164 | 0.82246 | 0.74447 | 0.65998 | 0.57227 | 0.48521 | 0.40252 | 0.32723 | 0.26125 | 0.20534 | 0.15931 | 0.12229
Yes | SCE | Com | Lighting | 2019 T-24: NRNC-Outdoor Lighting-LPA (General Hardscape) | On-the-books | Electric Energy (GWh/year) |  | 1.0713 | 0.88873 | 0.72249 | 0.5768 | 0.45337 | 0.35173 | 0.27 | 0.20552 | 0.15541 | 0.11692 | 0.087614 | 0.065462
Yes | SCE | Com | Lighting | 2019 T-24: NRNC-Outdoor Lighting-LPA (Specific Applications) | On-the-books | Electric Energy (GWh/year) |  | 1.0479 | 0.86929 | 0.70668 | 0.56418 | 0.44345 | 0.34404 | 0.26409 | 0.20102 | 0.15201 | 0.11436 | 0.085697 | 0.064029
Yes | SDG&E | Com | Lighting | 2005 T-24: Bi-level lighting control credits | On-the-books | Electric Energy (GWh/year) | 0.0031788 | 0.0031592 | 0.0031408 | 0.0031235 | 0.0031072 | 0.003092 | 0.0030761 | 0.0030607 | 0.0030449 | 0.0030294 | 0.0030137 | 0.0029981 | 0.0029825
Yes | SDG&E | Com | Lighting | T-20: Dimming Ballasts | On-the-books | Electric Energy (GWh/year) | 0.79807 | 0.80017 | 0.80227 | 0.80437 | 0 | 0 | 0 | 0 | 0 | 0 | 0 | 0 | 0
Yes | SDG&E | Com | Lighting | 2008 T-20: General Purpose Lighting -- 60 and 40 watt | On-the-books | Electric Energy (GWh/year) | 0 | 0 | 0 | 0 | 0 | 0 | 0 | 0 | 0 | 0 | 0 | 0 | 0
Yes | SDG&E | Com | Lighting | Fed Appliance: General Service Fluorescent Lamps #1 | On-the-books | Electric Energy (GWh/year) | 0.25724 | 0.25664 | 0.25621 | 0.25591 | 0.25569 | 0.25553 | 0.25533 | 0.25516 | 0.25498 | 0.2548 | 0.25462 | 0.25444 | 0.25426
Yes | SDG&E | Com | Lighting | Fed Appliance: GSFLs | On-the-books | Electric Energy (GWh/year) | 6.939 | 6.9561 | 6.9732 | 6.9904 | 0 | 0 | 0 | 0 | 0 | 0 | 0 | 0 | 0
Yes | SDG&E | Com | Lighting | 2006 T-20: General Service Incandescent Lamps, Tier 2 #3 | On-the-books | Electric Energy (GWh/year) | 0.00011899 | 0.00011893 | 0.00011889 | 0.00011885 | 0.00011883 | 0.0001188 | 0.00011877 | 0.00011875 | 0.00011872 | 0.0001187 | 0.00011867 | 0.00011865 | 0.00011862
Yes | SDG&E | Com | Lighting | T-20: GSLs - Original Scope - Tier 2 | On-the-books | Electric Energy (GWh/year) | 1.561 | 1.4928 | 1.4247 | 1.3565 | 1.2883 | 1.2201 | 1.1519 | 1.0837 | 1.0156 | 0.13067 | 0.12127 | 0.11186 | 0.10246
Yes | SDG&E | Com | Lighting | T-20: LED Lamps - Tier 1 | On-the-books | Electric Energy (GWh/year) | 0.14445 | 0.13521 | 0.12598 | 0.11674 | 0.1075 | 0.098266 | 0.089029 | 0.079792 | 0.070555 | 0.061318 | 0.0075673 | 0.0062252 | 0.004883
Yes | SDG&E | Com | Lighting | Fed Appliance: Incandescent Reflector Lamps | On-the-books | Electric Energy (GWh/year) | 0.0010477 | 0.001022 | 0.0010012 | 0.00098475 | 0.00097187 | 0.00096195 | 0.00095006 | 0.00093948 | 0.00092803 | 0.00091716 | 0.0009059 | 0.0008949 | 0.00088372
Yes | SDG&E | Com | Lighting | 2005 T-24: Lighting controls under skylights | On-the-books | Electric Energy (GWh/year) | 0.039039 | 0.038906 | 0.038808 | 0.038735 | 0.038682 | 0.038643 | 0.038594 | 0.038552 | 0.038505 | 0.038461 | 0.038416 | 0.038371 | 0.038326
Yes | SDG&E | Com | Lighting | Fed Appliance: Metal Halide Lamp Fixtures | On-the-books | Electric Energy (GWh/year) | 0.084471 | 0.081389 | 0.078307 | 0.075225 | 0.072143 | 0.069061 | 0.065979 | 0.062897 | 0.059815 | 0.056733 | 0.053651 | 0.050569 | 0.047487
Yes | SDG&E | Com | Lighting | 2005 T-20: Modular Furniture Task Lighting Fixtures | On-the-books | Electric Energy (GWh/year) | 0.0035475 | 0.0035373 | 0.00353 | 0.0035247 | 0.0035209 | 0.0035182 | 0.0035148 | 0.0035118 | 0.0035085 | 0.0035055 | 0.0035022 | 0.0034991 | 0.0034959
Yes | SDG&E | Com | Lighting | 2016 T-24: Nonresidential Lighting Alterations (Units = sq ft) | On-the-books | Electric Energy (GWh/year) | 2.9848 | 2.9471 | 2.9074 | 2.8668 | 2.8266 | 2.786 | 2.7446 | 0 | 0 | 0 | 0 | 0 | 0
Yes | SDG&E | Com | Lighting | 2013 T-24: NRA-Lighting-Alterations-Existing Measures | On-the-books | Electric Energy (GWh/year) | 4.0979 | 4.0459 | 4.0049 | 3.973 | 1.9579 | 0 | 0 | 0 | 0 | 0 | 0 | 0 | 0
Yes | SDG&E | Com | Lighting | 2013 T-24: NRA-Lighting-Alterations-New Measures | On-the-books | Electric Energy (GWh/year) | 5.3771 | 5.3122 | 5.2572 | 5.2108 | 2.5646 | 0 | 0 | 0 | 0 | 0 | 0 | 0 | 0
Yes | SDG&E | Com | Lighting | 2016 T-24: NRA-Lighting-ASHRAE Elevator Lighting & Ventilation | On-the-books | Electric Energy (GWh/year) | 0.028209 | 0.027963 | 0.027796 | 0.027683 | 0.027606 | 0.027553 | 0.027484 | 0 | 0 | 0 | 0 | 0 | 0
Yes | SDG&E | Com | Lighting | 2013 T-24: NRA-Lighting-Egress Lighting Control | On-the-books | Electric Energy (GWh/year) | 3.4719 | 3.4121 | 3.3568 | 3.306 | 1.6163 | 0 | 0 | 0 | 0 | 0 | 0 | 0 | 0
Yes | SDG&E | Com | Lighting | 2013 T-24: NRA-Lighting-Hotel Corridors | On-the-books | Electric Energy (GWh/year) | 0.064823 | 0.064086 | 0.063455 | 0.062918 | 0.030976 | 0 | 0 | 0 | 0 | 0 | 0 | 0 | 0
Yes | SDG&E | Com | Lighting | 2013 T-24: NRA-Lighting-MF Building Corridors | On-the-books | Electric Energy (GWh/year) | 0.20498 | 0.20308 | 0.20135 | 0.19979 | 0.098385 | 0 | 0 | 0 | 0 | 0 | 0 | 0 | 0
Yes | SDG&E | Com | Lighting | 2016 T-24: NRA-Lighting-Outdoor Lighting Controls (unit = control) | On-the-books | Electric Energy (GWh/year) | 0.019414 | 0.019245 | 0.01913 | 0.019052 | 0.018999 | 0.018963 | 0.018915 | 0 | 0 | 0 | 0 | 0 | 0
Yes | SDG&E | Com | Lighting | 2013 T-24: NRA-Lighting-Warehouses and Libraries | On-the-books | Electric Energy (GWh/year) | 1.7532 | 1.7304 | 1.7118 | 1.6967 | 0.83536 | -4.1351e-16 | -4.1351e-16 | -4.1351e-16 | -4.1351e-16 | -4.1351e-16 | -4.1351e-16 | -4.1351e-16 | -4.1351e-16
Yes | SDG&E | Com | Lighting | 2013 T-24: NRNC-Lighting-Controllable Lighting | On-the-books | Electric Energy (GWh/year) | 1.1882 | 1.157 | 1.1296 | 1.1057 | 1.0852 | 1.0676 | 1.0481 | 1.0299 | 1.0107 | 0.99223 | 0.97332 | 0.95467 | 0.93585
Yes | SDG&E | Com | Lighting | 2013 T-24: NRNC-Lighting-DR Lighting Controls | On-the-books | Electric Energy (GWh/year) | 0.034305 | 0.034142 | 0.03404 | 0.033977 | 0.033938 | 0.033914 | 0.03388 | 0.033853 | 0.033822 | 0.033793 | 0.033762 | 0.033733 | 0.033703
Yes | SDG&E | Com | Lighting | 2013 T-24: NRNC-Lighting-Egress Lighting Control | On-the-books | Electric Energy (GWh/year) | 1.6911 | 1.6566 | 1.6233 | 1.5915 | 1.5613 | 1.533 | 1.5035 | 1.4748 | 1.4456 | 1.4167 | 1.3876 | 1.3586 | 1.3295
Yes | SDG&E | Com | Lighting | 2013 T-24: NRNC-Lighting-Hotel Corridors | On-the-books | Electric Energy (GWh/year) | 0.032834 | 0.032191 | 0.031609 | 0.031089 | 0.030632 | 0.030233 | 0.029796 | 0.029384 | 0.028955 | 0.028538 | 0.028112 | 0.027692 | 0.027269
Yes | SDG&E | Com | Lighting | 2013 T-24: NRNC-Lighting-MF Building Corridors | On-the-books | Electric Energy (GWh/year) | 0.23716 | 0.23423 | 0.23144 | 0.22881 | 0.22635 | 0.22408 | 0.22168 | 0.21937 | 0.217 | 0.21467 | 0.21231 | 0.20997 | 0.20762
Yes | SDG&E | Com | Lighting | 2013 T-24: NRNC-Lighting-Office Plug Load Control | On-the-books | Electric Energy (GWh/year) | 0.3623 | 0.3546 | 0.34765 | 0.34149 | 0.3361 | 0.33146 | 0.32632 | 0.32152 | 0.31649 | 0.31161 | 0.30663 | 0.30172 | 0.29676
Yes | SDG&E | Com | Lighting | 2013 T-24: NRNC-Lighting-Outdoor Lighting & Controls | On-the-books | Electric Energy (GWh/year) | 0.18646 | 0.18496 | 0.18382 | 0.18295 | 0.18229 | 0.18179 | 0.18119 | 0.18065 | 0.18007 | 0.17952 | 0.17894 | 0.17839 | 0.17782
Yes | SDG&E | Com | Lighting | 2013 T-24: NRNC-Lighting-Parking Garage | On-the-books | Electric Energy (GWh/year) | 0.34521 | 0.34278 | 0.34109 | 0.33991 | 0.3391 | 0.33854 | 0.33781 | 0.33719 | 0.3365 | 0.33585 | 0.33517 | 0.33452 | 0.33385
Yes | SDG&E | Com | Lighting | 2013 T-24: NRNC-Lighting-Warehouses and Libraries | On-the-books | Electric Energy (GWh/year) | 0.47034 | 0.45677 | 0.44519 | 0.43546 | 0.42735 | 0.42066 | 0.41302 | 0.40601 | 0.39859 | 0.39144 | 0.38411 | 0.3769 | 0.36961
Yes | SDG&E | Com | Lighting | 2008 T-24: Outdoor Lighting | On-the-books | Electric Energy (GWh/year) | 0.077837 | 0.07717 | 0.076618 | 0.076162 | 0.075785 | 0.075475 | 0.07512 | 0.074795 | 0.07445 | 0.074118 | 0.073778 | 0.073443 | 0.073104
Yes | SDG&E | Com | Lighting | 2008 T-24: Sidelighting | On-the-books | Electric Energy (GWh/year) | 0.22325 | 0.22214 | 0.2212 | 0.22042 | 0.21978 | 0.21924 | 0.21863 | 0.21807 | 0.21748 | 0.21691 | 0.21633 | 0.21575 | 0.21517
Yes | SDG&E | Com | Lighting | 2008 T-24: Skylighting | On-the-books | Electric Energy (GWh/year) | 0.58872 | 0.58759 | 0.58676 | 0.58615 | 0.5857 | 0.58536 | 0.58495 | 0.5846 | 0.5842 | 0.58383 | 0.58345 | 0.58307 | 0.58269
Yes | SDG&E | Com | Lighting | T-20: Small Diameter Directional Lamps | On-the-books | Electric Energy (GWh/year) | 3.0838 | 2.965 | 0 | 0 | 0 | 0 | 0 | 0 | 0 | 0 | 0 | 0 | 0
Yes | SDG&E | Com | Lighting | 2008 T-24: Tailored Indoor lighting | On-the-books | Electric Energy (GWh/year) | 0.207 | 0.20657 | 0.20624 | 0.206 | 0.20581 | 0.20567 | 0.2055 | 0.20535 | 0.20519 | 0.20503 | 0.20487 | 0.20472 | 0.20456
Yes | SDG&E | Com | Lighting | 2019-21 Fed App: Ceiling fan light kits | On-the-books | Electric Energy (GWh/year) | 0.0041309 | 0.0039129 | 0.0037094 | 0.0035182 | 0.0033613 | 0.0032253 | 0.0030721 | 0.0029334 | 0.0024497 | 0.00032674 | 0.00031428 | 0.00030301 | 0.00029281
Yes | SDG&E | Com | Lighting | 2025 T-24: Daylighting - Revise Automatic Daylighting Controls Exceptions (Alterations) | On-the-books | Electric Energy (GWh/year) |  | 0.25717 | 0.27304 | 0.26503 | 0.25702 | 0.24903 | 0.24106 | 0.23314 | 0.22527 | 0.21748 | 0.20977 | 0.20216 | 0.19465
Yes | SDG&E | Com | Lighting | 2025 T-24: Daylighting - Revise Automatic Daylighting Controls Exceptions (New Construction + Additions) | On-the-books | Electric Energy (GWh/year) | 0 | 0.011732 | 0.068205 | 0.066204 | 0.064203 | 0.062206 | 0.060216 | 0.058237 | 0.056273 | 0.054326 | 0.0524 | 0.050498 | 0.048624
Yes | SDG&E | Com | Lighting | 2019 T-20: General Service Lamps - Expanded Scope | On-the-books | Electric Energy (GWh/year) |  | 0.3334 | 0.3532 | 0.32257 | 0.040282 | 0.050005 | 0.049739 | 0.04961 | 0.049548 | 0.049517 | 0.049503 | 0.049496 | 0.049492
Yes | SDG&E | Com | Lighting | 2016 T-20: LED Quality - Tier 2 | On-the-books | Electric Energy (GWh/year) | 0.0032958 | 0.0032251 | 0.0031485 | 0.003072 | 0.0029457 | 0.0028289 | 0.0027228 | 0.002628 | 0.0025446 | 0.0024721 | 0.0024098 | 0.0023568 | 0.00086324
Yes | SDG&E | Com | Lighting | 2022 T-24: NRA - Controlled Environment Horticulture - Lighting Efficacy | On-the-books | Electric Energy (GWh/year) | 1.1133 | 1.0428 | 0.97894 | 0.92173 | 0.87091 | 0.82612 | 0.78691 | 0.75281 | 0.061431 | 0 | 0 | 0 | 0
Yes | SDG&E | Com | Lighting | 2022 T-24: NRA - Daylighting - Automatic Daylight Dimming to 10% | On-the-books | Electric Energy (GWh/year) | 1.3742 | 1.3332 | 1.2821 | 1.2198 | 1.1457 | 1.0606 | 0.082076 | 0 | 0 | 0 | 0 | 0 | 0
Yes | SDG&E | Com | Lighting | 2022 T-24: NRA - Grid Integration - Demand Responsive Lighting Systems | On-the-books | Electric Energy (GWh/year) | 0.007053 | 0.0063045 | 0.0058483 | 0.0055708 | 0.0054022 | 0.0031 | 0 | 0 | 0 | 0 | 0 | 0 | 0
Yes | SDG&E | Com | Lighting | 2022 T-24: NRA - Indoor Lighting - Lighting Power Densities | On-the-books | Electric Energy (GWh/year) | 2.6453 | 2.6222 | 2.5934 | 2.559 | 2.5199 | 2.4777 | 2.4348 | 2.3938 | 2.3566 | 2.3246 | 2.2983 | 2.2775 | 2.2614
Yes | SDG&E | Com | Lighting | 2022 T-24: NRA - Indoor Lighting - Multi-zone Occupancy Sensing in Large Offices | On-the-books | Electric Energy (GWh/year) | 1.7359 | 1.6716 | 1.6047 | 1.5373 | 1.4719 | 1.4102 | 0.115 | 0 | 0 | 0 | 0 | 0 | 0
Yes | SDG&E | Com | Lighting | 2022 T-24: NRA - Outdoor Lighting - Lighting Power Allowances for General Hardscapes | On-the-books | Electric Energy (GWh/year) | 0.51763 | 0.51763 | 0.51763 | 0.51763 | 0.51763 | 0.51763 | 0.51763 | 0.51763 | 0.51763 | 0.51763 | 0.51763 | 0.51763 | 0.51763
Yes | SDG&E | Com | Lighting | 2022 T-24: NRA - Outdoor Lighting - Lighting Zone Reclassification | On-the-books | Electric Energy (GWh/year) | 0.059921 | 0.059921 | 0.059921 | 0.059921 | 0.059921 | 0.059921 | 0.059921 | 0.059921 | 0.059921 | 0.059921 | 0.059921 | 0.059921 | 0.059921
Yes | SDG&E | Com | Lighting | 2019 T-24: NRA-Indoor Lighting-Alterations (Control) | On-the-books | Electric Energy (GWh/year) | 0.0090952 | 0.0085287 | 0.007867 | 0.007121 | 0.0063128 | 0.0054739 | 0.0046411 | 0.0038502 | 0.00313 | 0.0024989 | 0.00016681 | 0 | 0
Yes | SDG&E | Com | Lighting | 2019 T-24: NRA-Indoor Lighting-Alterations (LPD) | On-the-books | Electric Energy (GWh/year) | 0.30595 | 0.22531 | 0.16189 | 0.11413 | 0.079338 | 0.054596 | 0.037303 | 0.025361 | 0.017184 | 0.011616 | 0.00066585 | 0 | 0
Yes | SDG&E | Com | Lighting | 2019 T-24: NRA-Indoor Lighting-New Controls | On-the-books | Electric Energy (GWh/year) | 0.56767 | 0.53231 | 0.49101 | 0.44445 | 0.39401 | 0.34165 | 0.28967 | 0.24031 | 0.19536 | 0.15596 | 0.010411 | 0 | 0
Yes | SDG&E | Com | Lighting | 2019 T-24: NRA-Indoor Lighting-New LPD | On-the-books | Electric Energy (GWh/year) | 2.8016 | 2.0632 | 1.4825 | 1.0451 | 0.72651 | 0.49995 | 0.34159 | 0.23224 | 0.15736 | 0.10637 | 0.0060973 | 0 | 0
Yes | SDG&E | Com | Lighting | 2019 T-24: NRA-Outdoor Lighting-Controls | On-the-books | Electric Energy (GWh/year) | 0.57052 | 0.53498 | 0.49348 | 0.44668 | 0.39598 | 0.34336 | 0.29112 | 0.24151 | 0.19634 | 0.15675 | 0.010464 | 0 | 0
Yes | SDG&E | Com | Lighting | 2019 T-24: NRA-Outdoor Lighting-LPA (General Hardscape) | On-the-books | Electric Energy (GWh/year) | 0.41338 | 0.30444 | 0.21874 | 0.15421 | 0.1072 | 0.073768 | 0.050403 | 0.034267 | 0.023218 | 0.015695 | 0.00089967 | 0 | 0
Yes | SDG&E | Com | Lighting | 2019 T-24: NRA-Outdoor Lighting-LPA (Specific Applications) | On-the-books | Electric Energy (GWh/year) | 0.40632 | 0.29923 | 0.215 | 0.15157 | 0.10537 | 0.072507 | 0.049541 | 0.033681 | 0.022821 | 0.015427 | 0.00088429 | 0 | 0
Yes | SDG&E | Com | Lighting | 2022 T-24: NRNC - Controlled Environment Horticulture - Lighting Efficacy | On-the-books | Electric Energy (GWh/year) | 3.0336 | 2.8415 | 2.6676 | 2.5117 | 2.3732 | 2.2511 | 2.1443 | 2.0514 | 1.971 | 1.9017 | 1.8423 | 1.7915 | 1.7482
Yes | SDG&E | Com | Lighting | 2022 T-24: NRNC - Daylighting - Automatic Daylight Dimming to 10% | On-the-books | Electric Energy (GWh/year) | 0.2753 | 0.2671 | 0.25686 | 0.24436 | 0.22952 | 0.21247 | 0.1936 | 0.17356 | 0.1532 | 0.1334 | 0.11498 | 0.098517 | 0.084326
Yes | SDG&E | Com | Lighting | 2022 T-24: NRNC - Grid Integration - Demand Responsive Lighting Systems | On-the-books | Electric Energy (GWh/year) |  | 0.00023228 | 0.00021547 | 0.00020525 | 0.00019903 | 0.00019526 | 0.00019297 | 0.00019158 | 0.00019074 | 0.00019023 | 0.00018992 | 0.00018973 | 0.00018962
Yes | SDG&E | Com | Lighting | 2022 T-24: NRNC - Indoor Lighting - Lighting Power Densities | On-the-books | Electric Energy (GWh/year) |  | 0.57852 | 0.57216 | 0.56458 | 0.55595 | 0.54665 | 0.53719 | 0.52812 | 0.51992 | 0.51286 | 0.50706 | 0.50246 | 0.49893
Yes | SDG&E | Com | Lighting | 2022 T-24: NRNC - Indoor Lighting - Multi-zone Occupancy Sensing in Large Offices | On-the-books | Electric Energy (GWh/year) |  | 1.0761 | 1.033 | 0.98967 | 0.94751 | 0.90784 | 0.87162 | 0.8395 | 0.8117 | 0.78817 | 0.76861 | 0.7526 | 0.73967
Yes | SDG&E | Com | Lighting | 2022 T-24: NRNC - Outdoor Lighting - Nonresidential Lighting Power Allowances for General Hardscapes | On-the-books | Electric Energy (GWh/year) |  | 0.16626 | 0.16626 | 0.16626 | 0.16626 | 0.16626 | 0.16626 | 0.16626 | 0.16626 | 0.16626 | 0.16626 | 0.16626 | 0.16626
Yes | SDG&E | Com | Lighting | 2022 T-24: NRNC - Outdoor Lighting - Nonresidential Lighting Zone Reclassification | On-the-books | Electric Energy (GWh/year) |  | 0.019411 | 0.019411 | 0.019411 | 0.019411 | 0.019411 | 0.019411 | 0.019411 | 0.019411 | 0.019411 | 0.019411 | 0.019411 | 0.019411
Yes | SDG&E | Com | Lighting | 2019 T-24: NRNC-Indoor Lighting-Controls | On-the-books | Electric Energy (GWh/year) |  | 0.34706 | 0.32013 | 0.28978 | 0.25689 | 0.22275 | 0.18886 | 0.15668 | 0.12737 | 0.10169 | 0.079925 | 0.062008 | 0.0476
Yes | SDG&E | Com | Lighting | 2019 T-24: NRNC-Indoor Lighting-LPD | On-the-books | Electric Energy (GWh/year) |  | 0.70985 | 0.51003 | 0.35957 | 0.24995 | 0.172 | 0.11752 | 0.079901 | 0.054138 | 0.036596 | 0.024699 | 0.016652 | 0.011219
Yes | SDG&E | Com | Lighting | 2019 T-24: NRNC-Outdoor Lighting-Controls | On-the-books | Electric Energy (GWh/year) |  | 0.1826 | 0.16844 | 0.15247 | 0.13516 | 0.1172 | 0.099369 | 0.082436 | 0.067015 | 0.053502 | 0.042053 | 0.032625 | 0.025045
Yes | SDG&E | Com | Lighting | 2019 T-24: NRNC-Outdoor Lighting-LPA (General Hardscape) | On-the-books | Electric Energy (GWh/year) |  | 0.2194 | 0.18201 | 0.14796 | 0.11813 | 0.092848 | 0.072034 | 0.055296 | 0.04209 | 0.031827 | 0.023944 | 0.017943 | 0.013406
Yes | SDG&E | Com | Lighting | 2019 T-24: NRNC-Outdoor Lighting-LPA (Specific Applications) | On-the-books | Electric Energy (GWh/year) |  | 0.2146 | 0.17803 | 0.14473 | 0.11554 | 0.090816 | 0.070457 | 0.054086 | 0.041169 | 0.031131 | 0.02342 | 0.017551 | 0.013113
Yes | PG&E | Res | Lighting | T-20: Dimming Ballasts | On-the-books | Electric Energy (GWh/year) | 0.43299 | 0.43412 | 0.43526 | 0.4364 | 0 | 0 | 0 | 0 | 0 | 0 | 0 | 0 | 0
Yes | PG&E | Res | Lighting | 2008 T-20: General Purpose Lighting -- 60 and 40 watt | On-the-books | Electric Energy (GWh/year) | 0 | 0 | 0 | 0 | 0 | 0 | 0 | 0 | 0 | 0 | 0 | 0 | 0
Yes | PG&E | Res | Lighting | Fed Appliance: General Service Fluorescent Lamps #1 | On-the-books | Electric Energy (GWh/year) | 0.9244 | 0.92224 | 0.9207 | 0.91959 | 0.91881 | 0.91825 | 0.91754 | 0.91693 | 0.91626 | 0.91563 | 0.91497 | 0.91433 | 0.91367
Yes | PG&E | Res | Lighting | Fed Appliance: GSFLs | On-the-books | Electric Energy (GWh/year) | 24.9352 | 24.9967 | 25.0583 | 25.1199 | 0 | 0 | 0 | 0 | 0 | 0 | 0 | 0 | 0
Yes | PG&E | Res | Lighting | 2006 T-20: General Service Incandescent Lamps, Tier 2 #3 | On-the-books | Electric Energy (GWh/year) | 0.0087912 | 0.0087872 | 0.008784 | 0.0087814 | 0.0087793 | 0.0087776 | 0.0087756 | 0.0087738 | 0.0087719 | 0.00877 | 0.0087681 | 0.0087663 | 0.0087644
Yes | PG&E | Res | Lighting | T-20: GSLs - Original Scope - Tier 2 | On-the-books | Electric Energy (GWh/year) | 115.3354 | 110.2978 | 105.2601 | 100.2225 | 95.1848 | 90.1472 | 85.1096 | 80.0719 | 75.0343 | 9.6547 | 8.9599 | 8.265 | 7.5702
Yes | PG&E | Res | Lighting | T-20: LED Lamps - Tier 1 | On-the-books | Electric Energy (GWh/year) | 10.6726 | 9.9902 | 9.3077 | 8.6252 | 7.9428 | 7.2603 | 6.5778 | 5.8954 | 5.2129 | 4.5304 | 0.5591 | 0.45994 | 0.36078
Yes | PG&E | Res | Lighting | Fed Appliance: Incandescent Reflector Lamps | On-the-books | Electric Energy (GWh/year) | 0.018487 | 0.018034 | 0.017667 | 0.017376 | 0.017148 | 0.016973 | 0.016764 | 0.016577 | 0.016375 | 0.016183 | 0.015984 | 0.01579 | 0.015593
Yes | PG&E | Res | Lighting | 2005 T-20: Modular Furniture Task Lighting Fixtures | On-the-books | Electric Energy (GWh/year) | 0.0019247 | 0.0019192 | 0.0019152 | 0.0019123 | 0.0019103 | 0.0019088 | 0.0019069 | 0.0019053 | 0.0019035 | 0.0019019 | 0.0019001 | 0.0018984 | 0.0018967
Yes | PG&E | Res | Lighting | 2008 T-20: Portable Lighting Fixtures | On-the-books | Electric Energy (GWh/year) | 1.1899 | 1.1898 | 1.1897 | 1.1896 | 1.1896 | 1.1896 | 1.1896 | 1.1896 | 1.1895 | 1.1895 | 1.1895 | 1.1895 | 1.1894
Yes | PG&E | Res | Lighting | T-20: Small Diameter Directional Lamps | On-the-books | Electric Energy (GWh/year) | 15.0578 | 14.4779 | 0 | 0 | 0 | 0 | 0 | 0 | 0 | 0 | 0 | 0 | 0
Yes | PG&E | Res | Lighting | 2019-21 Fed App: Ceiling fan light kits | On-the-books | Electric Energy (GWh/year) | 0.38325 | 0.36302 | 0.34414 | 0.3264 | 0.31184 | 0.29923 | 0.28501 | 0.27215 | 0.22727 | 0.030313 | 0.029157 | 0.028112 | 0.027165
Yes | PG&E | Res | Lighting | 2019 T-20: General Service Lamps - Expanded Scope | On-the-books | Electric Energy (GWh/year) |  | 24.6332 | 26.0957 | 23.8329 | 2.9762 | 3.6946 | 3.6749 | 3.6654 | 3.6608 | 3.6586 | 3.6575 | 3.657 | 3.6567
Yes | PG&E | Res | Lighting | 2016 T-20: LED Quality - Tier 2 | On-the-books | Electric Energy (GWh/year) | 0.016093 | 0.015748 | 0.015374 | 0.015 | 0.014383 | 0.013813 | 0.013295 | 0.012832 | 0.012425 | 0.012071 | 0.011767 | 0.011508 | 0.0042151
Yes | PG&E | Res | Lighting | 2022 T-24: MFA - Outdoor Lighting - Lighting Power Allowances | On-the-books | Electric Energy (GWh/year) | 1.3008 | 1.3008 | 1.3008 | 1.3008 | 1.3008 | 1.3008 | 1.3008 | 1.3008 | 1.3008 | 1.3008 | 1.3008 | 1.3008 | 1.3008
Yes | PG&E | Res | Lighting | 2022 T-24: MFNC - Outdoor Lighting - Lighting Power Allowances | On-the-books | Electric Energy (GWh/year) | 0.31319 | 0.31319 | 0.31319 | 0.31319 | 0.31319 | 0.31319 | 0.31319 | 0.31319 | 0.31319 | 0.31319 | 0.31319 | 0.31319 | 0.31319
Yes | SCE | Res | Lighting | T-20: Dimming Ballasts | On-the-books | Electric Energy (GWh/year) | 0.43299 | 0.43412 | 0.43526 | 0.4364 | 0 | 0 | 0 | 0 | 0 | 0 | 0 | 0 | 0
Yes | SCE | Res | Lighting | 2008 T-20: General Purpose Lighting -- 60 and 40 watt | On-the-books | Electric Energy (GWh/year) | 0 | 0 | 0 | 0 | 0 | 0 | 0 | 0 | 0 | 0 | 0 | 0 | 0
Yes | SCE | Res | Lighting | Fed Appliance: General Service Fluorescent Lamps #1 | On-the-books | Electric Energy (GWh/year) | 0.9244 | 0.92224 | 0.9207 | 0.91959 | 0.91881 | 0.91825 | 0.91754 | 0.91693 | 0.91626 | 0.91563 | 0.91497 | 0.91433 | 0.91367
Yes | SCE | Res | Lighting | Fed Appliance: GSFLs | On-the-books | Electric Energy (GWh/year) | 24.9352 | 24.9967 | 25.0583 | 25.1199 | 0 | 0 | 0 | 0 | 0 | 0 | 0 | 0 | 0
Yes | SCE | Res | Lighting | 2006 T-20: General Service Incandescent Lamps, Tier 2 #3 | On-the-books | Electric Energy (GWh/year) | 0.0087912 | 0.0087872 | 0.008784 | 0.0087814 | 0.0087793 | 0.0087776 | 0.0087756 | 0.0087738 | 0.0087719 | 0.00877 | 0.0087681 | 0.0087663 | 0.0087644
Yes | SCE | Res | Lighting | T-20: GSLs - Original Scope - Tier 2 | On-the-books | Electric Energy (GWh/year) | 115.3354 | 110.2978 | 105.2601 | 100.2225 | 95.1848 | 90.1472 | 85.1096 | 80.0719 | 75.0343 | 9.6547 | 8.9599 | 8.265 | 7.5702
Yes | SCE | Res | Lighting | T-20: LED Lamps - Tier 1 | On-the-books | Electric Energy (GWh/year) | 10.6726 | 9.9902 | 9.3077 | 8.6252 | 7.9428 | 7.2603 | 6.5778 | 5.8954 | 5.2129 | 4.5304 | 0.5591 | 0.45994 | 0.36078
Yes | SCE | Res | Lighting | Fed Appliance: Incandescent Reflector Lamps | On-the-books | Electric Energy (GWh/year) | 0.018487 | 0.018034 | 0.017667 | 0.017376 | 0.017148 | 0.016973 | 0.016764 | 0.016577 | 0.016375 | 0.016183 | 0.015984 | 0.01579 | 0.015593
Yes | SCE | Res | Lighting | 2005 T-20: Modular Furniture Task Lighting Fixtures | On-the-books | Electric Energy (GWh/year) | 0.0019247 | 0.0019192 | 0.0019152 | 0.0019123 | 0.0019103 | 0.0019088 | 0.0019069 | 0.0019053 | 0.0019035 | 0.0019019 | 0.0019001 | 0.0018984 | 0.0018967
Yes | SCE | Res | Lighting | 2008 T-20: Portable Lighting Fixtures | On-the-books | Electric Energy (GWh/year) | 1.1899 | 1.1898 | 1.1897 | 1.1896 | 1.1896 | 1.1896 | 1.1896 | 1.1896 | 1.1895 | 1.1895 | 1.1895 | 1.1895 | 1.1894
Yes | SCE | Res | Lighting | T-20: Small Diameter Directional Lamps | On-the-books | Electric Energy (GWh/year) | 15.0578 | 14.4779 | 0 | 0 | 0 | 0 | 0 | 0 | 0 | 0 | 0 | 0 | 0
Yes | SCE | Res | Lighting | 2019-21 Fed App: Ceiling fan light kits | On-the-books | Electric Energy (GWh/year) | 0.38325 | 0.36302 | 0.34414 | 0.3264 | 0.31184 | 0.29923 | 0.28501 | 0.27215 | 0.22727 | 0.030313 | 0.029157 | 0.028112 | 0.027165
Yes | SCE | Res | Lighting | 2019 T-20: General Service Lamps - Expanded Scope | On-the-books | Electric Energy (GWh/year) |  | 24.6332 | 26.0957 | 23.8329 | 2.9762 | 3.6946 | 3.6749 | 3.6654 | 3.6608 | 3.6586 | 3.6575 | 3.657 | 3.6567
Yes | SCE | Res | Lighting | 2016 T-20: LED Quality - Tier 2 | On-the-books | Electric Energy (GWh/year) | 0.016093 | 0.015748 | 0.015374 | 0.015 | 0.014383 | 0.013813 | 0.013295 | 0.012832 | 0.012425 | 0.012071 | 0.011767 | 0.011508 | 0.0042151
Yes | SCE | Res | Lighting | 2022 T-24: MFA - Outdoor Lighting - Lighting Power Allowances | On-the-books | Electric Energy (GWh/year) | 1.3008 | 1.3008 | 1.3008 | 1.3008 | 1.3008 | 1.3008 | 1.3008 | 1.3008 | 1.3008 | 1.3008 | 1.3008 | 1.3008 | 1.3008
Yes | SCE | Res | Lighting | 2022 T-24: MFNC - Outdoor Lighting - Lighting Power Allowances | On-the-books | Electric Energy (GWh/year) | 0.31319 | 0.31319 | 0.31319 | 0.31319 | 0.31319 | 0.31319 | 0.31319 | 0.31319 | 0.31319 | 0.31319 | 0.31319 | 0.31319 | 0.31319
Yes | SDG&E | Res | Lighting | T-20: Dimming Ballasts | On-the-books | Electric Energy (GWh/year) | 0.088674 | 0.088908 | 0.089141 | 0.089374 | 0 | 0 | 0 | 0 | 0 | 0 | 0 | 0 | 0
Yes | SDG&E | Res | Lighting | 2008 T-20: General Purpose Lighting -- 60 and 40 watt | On-the-books | Electric Energy (GWh/year) | 0 | 0 | 0 | 0 | 0 | 0 | 0 | 0 | 0 | 0 | 0 | 0 | 0
Yes | SDG&E | Res | Lighting | Fed Appliance: General Service Fluorescent Lamps #1 | On-the-books | Electric Energy (GWh/year) | 0.18932 | 0.18887 | 0.18856 | 0.18833 | 0.18817 | 0.18806 | 0.18791 | 0.18779 | 0.18765 | 0.18752 | 0.18738 | 0.18725 | 0.18712
Yes | SDG&E | Res | Lighting | Fed Appliance: GSFLs | On-the-books | Electric Energy (GWh/year) | 5.1066 | 5.1193 | 5.1319 | 5.1445 | 0 | 0 | 0 | 0 | 0 | 0 | 0 | 0 | 0
Yes | SDG&E | Res | Lighting | 2006 T-20: General Service Incandescent Lamps, Tier 2 #3 | On-the-books | Electric Energy (GWh/year) | 0.0018004 | 0.0017996 | 0.0017989 | 0.0017984 | 0.001798 | 0.0017976 | 0.0017972 | 0.0017968 | 0.0017965 | 0.0017961 | 0.0017957 | 0.0017953 | 0.0017949
Yes | SDG&E | Res | Lighting | T-20: GSLs - Original Scope - Tier 2 | On-the-books | Electric Energy (GWh/year) | 23.6203 | 22.5887 | 21.557 | 20.5253 | 19.4936 | 18.4619 | 17.4302 | 16.3985 | 15.3668 | 1.9773 | 1.835 | 1.6927 | 1.5503
Yes | SDG&E | Res | Lighting | T-20: LED Lamps - Tier 1 | On-the-books | Electric Energy (GWh/year) | 2.1857 | 2.046 | 1.9062 | 1.7664 | 1.6267 | 1.4869 | 1.3471 | 1.2074 | 1.0676 | 0.92782 | 0.1145 | 0.094195 | 0.073887
Yes | SDG&E | Res | Lighting | Fed Appliance: Incandescent Reflector Lamps | On-the-books | Electric Energy (GWh/year) | 0.0037861 | 0.0036932 | 0.0036181 | 0.0035585 | 0.003512 | 0.0034761 | 0.0034331 | 0.0033949 | 0.0033535 | 0.0033142 | 0.0032736 | 0.0032338 | 0.0031934
Yes | SDG&E | Res | Lighting | 2005 T-20: Modular Furniture Task Lighting Fixtures | On-the-books | Electric Energy (GWh/year) | 0.00039417 | 0.00039304 | 0.00039222 | 0.00039164 | 0.00039122 | 0.00039091 | 0.00039053 | 0.0003902 | 0.00038984 | 0.00038949 | 0.00038914 | 0.00038879 | 0.00038844
Yes | SDG&E | Res | Lighting | 2008 T-20: Portable Lighting Fixtures | On-the-books | Electric Energy (GWh/year) | 0.24369 | 0.24366 | 0.24365 | 0.24364 | 0.24363 | 0.24363 | 0.24362 | 0.24362 | 0.24361 | 0.24361 | 0.2436 | 0.2436 | 0.24359
Yes | SDG&E | Res | Lighting | T-20: Small Diameter Directional Lamps | On-the-books | Electric Energy (GWh/year) | 3.0838 | 2.965 | 0 | 0 | 0 | 0 | 0 | 0 | 0 | 0 | 0 | 0 | 0
Yes | SDG&E | Res | Lighting | 2019-21 Fed App: Ceiling fan light kits | On-the-books | Electric Energy (GWh/year) | 0.078488 | 0.074345 | 0.070479 | 0.066847 | 0.063864 | 0.061281 | 0.058369 | 0.055735 | 0.046543 | 0.006208 | 0.0059713 | 0.0057572 | 0.0055634
Yes | SDG&E | Res | Lighting | 2019 T-20: General Service Lamps - Expanded Scope | On-the-books | Electric Energy (GWh/year) |  | 5.0448 | 5.3443 | 4.8809 | 0.60952 | 0.75664 | 0.75261 | 0.75067 | 0.74972 | 0.74926 | 0.74904 | 0.74893 | 0.74888
Yes | SDG&E | Res | Lighting | 2016 T-20: LED Quality - Tier 2 | On-the-books | Electric Energy (GWh/year) | 0.0032958 | 0.0032251 | 0.0031485 | 0.003072 | 0.0029457 | 0.0028289 | 0.0027228 | 0.002628 | 0.0025446 | 0.0024721 | 0.0024098 | 0.0023568 | 0.00086324
Yes | SDG&E | Res | Lighting | 2022 T-24: MFA - Outdoor Lighting - Lighting Power Allowances | On-the-books | Electric Energy (GWh/year) | 0.26641 | 0.26641 | 0.26641 | 0.26641 | 0.26641 | 0.26641 | 0.26641 | 0.26641 | 0.26641 | 0.26641 | 0.26641 | 0.26641 | 0.26641
Yes | SDG&E | Res | Lighting | 2022 T-24: MFNC - Outdoor Lighting - Lighting Power Allowances | On-the-books | Electric Energy (GWh/year) | 0.064141 | 0.064141 | 0.064141 | 0.064141 | 0.064141 | 0.064141 | 0.064141 | 0.064141 | 0.064141 | 0.064141 | 0.064141 | 0.064141 | 0.064141
Yes | PG&E | Com | AppPlug | Fed Appliance: Commercial Clothes Washers #1 | On-the-books | Electric Demand (MW) | 0.003461 | 0.0034607 | 0.0034605 | 0.0034603 | 0.0034601 | 0.0034599 | 0.0034598 | 0.0034596 | 0.0034595 | 0.0034593 | 0.0034591 | 0.003459 | 0.0034588
Yes | PG&E | Com | AppPlug | Fed Appliance: Commercial Clothes Washers | On-the-books | Electric Demand (MW) | 0.0064994 | 0.0064994 | 0.0064994 | 0.0064994 | 0.0064994 | 0 | 0 | 0 | 0 | 0 | 0 | 0 | 0
Yes | PG&E | Com | AppPlug | T-20: Computers - Small Scale Servers | On-the-books | Electric Demand (MW) | 0 | 0 | 0 | 0 | 0 | 0 | 0 | 0 | 0 | 0 | 0 | 0 | 0
Yes | PG&E | Com | AppPlug | T-20: Computers - Workstations | On-the-books | Electric Demand (MW) | 0 | 0 | 0 | 0 | 0 | 0 | 0 | 0 | 0 | 0 | 0 | 0 | 0
Yes | PG&E | Com | AppPlug | 2005 T-20: Consumer Electronics - Audio Players | On-the-books | Electric Demand (MW) | 0.0018121 | 0.0018119 | 0.0018117 | 0.0018116 | 0.0018116 | 0.0018116 | 0.0018115 | 0.0018115 | 0.0018114 | 0.0018114 | 0.0018113 | 0.0018113 | 0.0018112
Yes | PG&E | Com | AppPlug | 2005 T-20: Consumer Electronics - DVDs | On-the-books | Electric Demand (MW) | 0.00016585 | 0.00016522 | 0.00016472 | 0.00016432 | 0.000164 | 0.00016374 | 0.00016344 | 0.00016317 | 0.00016288 | 0.0001626 | 0.00016232 | 0.00016204 | 0.00016175
Yes | PG&E | Com | AppPlug | Fed Appliance: External Power Supplies | On-the-books | Electric Demand (MW) | 0 | 0 | 0 | 0 | 0 | 0 | 0 | 0 | 0 | 0 | 0 | 0 | 0
Yes | PG&E | Com | AppPlug | 2011 T-20: Large Battery Chargers (≥2kW rated input) | On-the-books | Electric Demand (MW) | 0.074895 | 0.07396 | 0.073224 | 0.07265 | 0.017915 | 0.01783 | 0.017728 | 0.017638 | 0.017539 | 0.017446 | 0.01735 | 0.017255 | 0.017159
Yes | PG&E | Com | AppPlug | Fed Appliance: Microwave ovens | On-the-books | Electric Demand (MW) | 0.055563 | 0.055359 | 0 | 0 | 0 | 0 | 0 | 0 | 0 | 0 | 0 | 0 | 0
Yes | PG&E | Com | AppPlug | 2011 T-20: Small Battery Chargers – Tier 1 (consumer with no USB charger or USB charger <20 watt-hours) | On-the-books | Electric Demand (MW) | 0.040787 | 0.040615 | 0.040491 | 0.040401 | 0.040336 | 0.040289 | 0.04023 | 0.040178 | 0.040122 | 0.040069 | 0.040014 | 0.03996 | 0.039905
Yes | PG&E | Com | AppPlug | 2011 T-20: Small Battery Chargers – Tier 2 (consumer with USB charger ≥20 watt-hours) | On-the-books | Electric Demand (MW) | 0.020001 | 0.019773 | 0.019594 | 0.019453 | 0.019343 | 0.019257 | 0.019155 | 0.019064 | 0.018966 | 0.018872 | 0.018775 | 0.01868 | 0.018584
Yes | PG&E | Com | AppPlug | 2009 T-20: Televisions - Tier 1 | On-the-books | Electric Demand (MW) | 0.030315 | 0.030306 | 0.0303 | 0.030297 | 0.030295 | 0.030294 | 0.030292 | 0.030291 | 0.030289 | 0.030288 | 0.030286 | 0.030285 | 0.030283
Yes | PG&E | Com | AppPlug | 2009 T-20: Televisions - Tier 2 | On-the-books | Electric Demand (MW) | 0.026818 | 0.026709 | 0.026634 | 0.026584 | 0.026549 | 0.026526 | 0.026496 | 0.02647 | 0.026441 | 0.026414 | 0.026386 | 0.026359 | 0.026331
Yes | PG&E | Com | AppPlug | 2005 T-20: Water Dispensers | On-the-books | Electric Demand (MW) | 0.0076529 | 0.0076499 | 0.0076479 | 0.0076465 | 0.0076456 | 0.0076449 | 0.0076441 | 0.0076433 | 0.0076425 | 0.0076418 | 0.007641 | 0.0076402 | 0.0076395
Yes | PG&E | Com | AppPlug | 2025-27 Fed App: Air purifiers - Tier 2 | On-the-books | Electric Demand (MW) | 0 | 0.10557 | 0.10865 | 0.11226 | 0.11626 | 0.12062 | 0.11911 | 0.11782 | 0.11673 | 0.11581 | 0.0094979 | 0.009444 | 0.0093988
Yes | PG&E | Com | AppPlug | 2016 T-20: Computers - Desktops - Tier 1 | On-the-books | Electric Demand (MW) | 0.12959 | 0.12558 | 0.12261 | 0.12043 | 0.11886 | 0.11774 | 0.11694 | 0.11638 | 0.11598 | 0.11571 | 0.11551 | 0.11538 | 0.11528
Yes | PG&E | Com | AppPlug | 2016 T-20: Computers - Desktops - Tier 2 | On-the-books | Electric Demand (MW) | 1.4215 | 0.72224 | 0.096424 | 0.093447 | 0.091231 | 0.089611 | 0.088443 | 0.087609 | 0.087016 | 0.086598 | 0.086303 | 0.086097 | 0.085952
Yes | PG&E | Com | AppPlug | 2016 T-20: Computers - Notebooks | On-the-books | Electric Demand (MW) | 0.00012825 | 0.00012429 | 0.00012134 | 0.00011918 | 0.00011763 | 0.00011652 | 0.00011573 | 0.00011518 | 0.00011478 | 0.00011451 | 0.00011432 | 0.00011418 | 0.00011409
Yes | PG&E | Com | AppPlug | 2019-21 Fed App: Dedicated-purpose pool pumps | On-the-books | Electric Demand (MW) |  | 2.2904 | 0.3169 | 0.32293 | 0.32587 | 0.3299 | 0.3293 | 0.32879 | 0.32837 | 0.32802 | 0.32772 | 0.32747 | 0.32726
Yes | PG&E | Com | AppPlug | 2016 T-20: Displays - Monitors | On-the-books | Electric Demand (MW) |  | 0.28011 | 0.051608 | 0.051608 | 0.051608 | 0.051608 | 0.051608 | 0.051608 | 0.051608 | 0.051608 | 0.051608 | 0.051608 | 0.051608
Yes | SCE | Com | AppPlug | Fed Appliance: Commercial Clothes Washers #1 | On-the-books | Electric Demand (MW) | 0.0033974 | 0.0033971 | 0.0033968 | 0.0033966 | 0.0033964 | 0.0033963 | 0.0033961 | 0.003396 | 0.0033958 | 0.0033957 | 0.0033955 | 0.0033954 | 0.0033952
Yes | SCE | Com | AppPlug | Fed Appliance: Commercial Clothes Washers | On-the-books | Electric Demand (MW) | 0.0063798 | 0.0063798 | 0.0063798 | 0.0063798 | 0.0063798 | 0 | 0 | 0 | 0 | 0 | 0 | 0 | 0
Yes | SCE | Com | AppPlug | T-20: Computers - Small Scale Servers | On-the-books | Electric Demand (MW) | 0 | 0 | 0 | 0 | 0 | 0 | 0 | 0 | 0 | 0 | 0 | 0 | 0
Yes | SCE | Com | AppPlug | T-20: Computers - Workstations | On-the-books | Electric Demand (MW) | 0 | 0 | 0 | 0 | 0 | 0 | 0 | 0 | 0 | 0 | 0 | 0 | 0
Yes | SCE | Com | AppPlug | 2005 T-20: Consumer Electronics - Audio Players | On-the-books | Electric Demand (MW) | 0.0017788 | 0.0017786 | 0.0017784 | 0.0017783 | 0.0017783 | 0.0017782 | 0.0017782 | 0.0017781 | 0.0017781 | 0.0017781 | 0.001778 | 0.001778 | 0.0017779
Yes | SCE | Com | AppPlug | 2005 T-20: Consumer Electronics - DVDs | On-the-books | Electric Demand (MW) | 0.0001628 | 0.00016219 | 0.00016169 | 0.0001613 | 0.00016098 | 0.00016073 | 0.00016044 | 0.00016017 | 0.00015989 | 0.00015961 | 0.00015933 | 0.00015906 | 0.00015878
Yes | SCE | Com | AppPlug | Fed Appliance: External Power Supplies | On-the-books | Electric Demand (MW) | 0 | 0 | 0 | 0 | 0 | 0 | 0 | 0 | 0 | 0 | 0 | 0 | 0
Yes | SCE | Com | AppPlug | 2011 T-20: Large Battery Chargers (≥2kW rated input) | On-the-books | Electric Demand (MW) | 0.073518 | 0.0726 | 0.071877 | 0.071314 | 0.017586 | 0.017502 | 0.017402 | 0.017313 | 0.017217 | 0.017125 | 0.017031 | 0.016938 | 0.016844
Yes | SCE | Com | AppPlug | Fed Appliance: Microwave ovens | On-the-books | Electric Demand (MW) | 0.054541 | 0.05434 | 0 | 0 | 0 | 0 | 0 | 0 | 0 | 0 | 0 | 0 | 0
Yes | SCE | Com | AppPlug | 2011 T-20: Small Battery Chargers – Tier 1 (consumer with no USB charger or USB charger <20 watt-hours) | On-the-books | Electric Demand (MW) | 0.040037 | 0.039868 | 0.039746 | 0.039658 | 0.039594 | 0.039548 | 0.03949 | 0.03944 | 0.039384 | 0.039332 | 0.039278 | 0.039225 | 0.039172
Yes | SCE | Com | AppPlug | 2011 T-20: Small Battery Chargers – Tier 2 (consumer with USB charger ≥20 watt-hours) | On-the-books | Electric Demand (MW) | 0.019633 | 0.01941 | 0.019234 | 0.019096 | 0.018988 | 0.018903 | 0.018803 | 0.018713 | 0.018617 | 0.018525 | 0.01843 | 0.018337 | 0.018242
Yes | SCE | Com | AppPlug | 2009 T-20: Televisions - Tier 1 | On-the-books | Electric Demand (MW) | 0.029758 | 0.029748 | 0.029743 | 0.02974 | 0.029738 | 0.029737 | 0.029735 | 0.029734 | 0.029732 | 0.029731 | 0.029729 | 0.029728 | 0.029726
Yes | SCE | Com | AppPlug | 2009 T-20: Televisions - Tier 2 | On-the-books | Electric Demand (MW) | 0.026325 | 0.026217 | 0.026144 | 0.026095 | 0.026061 | 0.026038 | 0.026008 | 0.025983 | 0.025955 | 0.025929 | 0.025901 | 0.025874 | 0.025847
Yes | SCE | Com | AppPlug | 2005 T-20: Water Dispensers | On-the-books | Electric Demand (MW) | 0.0075121 | 0.0075092 | 0.0075072 | 0.0075059 | 0.0075049 | 0.0075043 | 0.0075035 | 0.0075028 | 0.007502 | 0.0075013 | 0.0075005 | 0.0074997 | 0.007499
Yes | SCE | Com | AppPlug | 2025-27 Fed App: Air purifiers - Tier 2 | On-the-books | Electric Demand (MW) | 0 | 0.10363 | 0.10665 | 0.1102 | 0.11412 | 0.1184 | 0.11692 | 0.11565 | 0.11458 | 0.11368 | 0.0093232 | 0.0092703 | 0.009226
Yes | SCE | Com | AppPlug | 2016 T-20: Computers - Desktops - Tier 1 | On-the-books | Electric Demand (MW) | 0.1272 | 0.12327 | 0.12035 | 0.11822 | 0.11667 | 0.11557 | 0.11479 | 0.11424 | 0.11385 | 0.11358 | 0.11339 | 0.11325 | 0.11316
Yes | SCE | Com | AppPlug | 2016 T-20: Computers - Desktops - Tier 2 | On-the-books | Electric Demand (MW) | 1.3953 | 0.70896 | 0.094651 | 0.091728 | 0.089553 | 0.087963 | 0.086817 | 0.085997 | 0.085416 | 0.085005 | 0.084716 | 0.084513 | 0.084371
Yes | SCE | Com | AppPlug | 2016 T-20: Computers - Notebooks | On-the-books | Electric Demand (MW) | 0.00012589 | 0.000122 | 0.00011911 | 0.00011699 | 0.00011547 | 0.00011438 | 0.0001136 | 0.00011306 | 0.00011267 | 0.0001124 | 0.00011221 | 0.00011208 | 0.00011199
Yes | SCE | Com | AppPlug | 2019-21 Fed App: Dedicated-purpose pool pumps | On-the-books | Electric Demand (MW) |  | 2.2482 | 0.31107 | 0.31699 | 0.31987 | 0.32383 | 0.32324 | 0.32275 | 0.32233 | 0.32198 | 0.32169 | 0.32145 | 0.32125
Yes | SCE | Com | AppPlug | 2016 T-20: Displays - Monitors | On-the-books | Electric Demand (MW) |  | 0.27495 | 0.050659 | 0.050659 | 0.050659 | 0.050659 | 0.050659 | 0.050659 | 0.050659 | 0.050659 | 0.050659 | 0.050659 | 0.050659
Yes | SDG&E | Com | AppPlug | Fed Appliance: Commercial Clothes Washers #1 | On-the-books | Electric Demand (MW) | 0.00069509 | 0.00069503 | 0.00069498 | 0.00069493 | 0.0006949 | 0.00069487 | 0.00069484 | 0.00069481 | 0.00069477 | 0.00069474 | 0.00069471 | 0.00069468 | 0.00069465
Yes | SDG&E | Com | AppPlug | Fed Appliance: Commercial Clothes Washers | On-the-books | Electric Demand (MW) | 0.0013053 | 0.0013053 | 0.0013053 | 0.0013053 | 0.0013053 | 0 | 0 | 0 | 0 | 0 | 0 | 0 | 0
Yes | SDG&E | Com | AppPlug | T-20: Computers - Small Scale Servers | On-the-books | Electric Demand (MW) | 0 | 0 | 0 | 0 | 0 | 0 | 0 | 0 | 0 | 0 | 0 | 0 | 0
Yes | SDG&E | Com | AppPlug | T-20: Computers - Workstations | On-the-books | Electric Demand (MW) | 0 | 0 | 0 | 0 | 0 | 0 | 0 | 0 | 0 | 0 | 0 | 0 | 0
Yes | SDG&E | Com | AppPlug | 2005 T-20: Consumer Electronics - Audio Players | On-the-books | Electric Demand (MW) | 0.00036394 | 0.00036389 | 0.00036386 | 0.00036384 | 0.00036383 | 0.00036382 | 0.00036381 | 0.0003638 | 0.00036379 | 0.00036378 | 0.00036377 | 0.00036376 | 0.00036375
Yes | SDG&E | Com | AppPlug | 2005 T-20: Consumer Electronics - DVDs | On-the-books | Electric Demand (MW) | 3.3309e-05 | 3.3182e-05 | 3.3081e-05 | 3.3001e-05 | 3.2936e-05 | 3.2885e-05 | 3.2824e-05 | 3.277e-05 | 3.2712e-05 | 3.2656e-05 | 3.2599e-05 | 3.2543e-05 | 3.2486e-05
Yes | SDG&E | Com | AppPlug | Fed Appliance: External Power Supplies | On-the-books | Electric Demand (MW) | 0 | 0 | 0 | 0 | 0 | 0 | 0 | 0 | 0 | 0 | 0 | 0 | 0
Yes | SDG&E | Com | AppPlug | 2011 T-20: Large Battery Chargers (≥2kW rated input) | On-the-books | Electric Demand (MW) | 0.015041 | 0.014854 | 0.014706 | 0.01459 | 0.003598 | 0.0035809 | 0.0035604 | 0.0035422 | 0.0035225 | 0.0035038 | 0.0034844 | 0.0034654 | 0.0034462
Yes | SDG&E | Com | AppPlug | Fed Appliance: Microwave ovens | On-the-books | Electric Demand (MW) | 0.011159 | 0.011118 | 0 | 0 | 0 | 0 | 0 | 0 | 0 | 0 | 0 | 0 | 0
Yes | SDG&E | Com | AppPlug | 2011 T-20: Small Battery Chargers – Tier 1 (consumer with no USB charger or USB charger <20 watt-hours) | On-the-books | Electric Demand (MW) | 0.0081914 | 0.0081569 | 0.0081319 | 0.0081138 | 0.0081007 | 0.0080913 | 0.0080794 | 0.0080691 | 0.0080578 | 0.0080472 | 0.0080361 | 0.0080253 | 0.0080143
Yes | SDG&E | Com | AppPlug | 2011 T-20: Small Battery Chargers – Tier 2 (consumer with USB charger ≥20 watt-hours) | On-the-books | Electric Demand (MW) | 0.0040169 | 0.0039711 | 0.0039351 | 0.0039069 | 0.0038848 | 0.0038675 | 0.003847 | 0.0038287 | 0.0038089 | 0.0037901 | 0.0037706 | 0.0037516 | 0.0037323
Yes | SDG&E | Com | AppPlug | 2009 T-20: Televisions - Tier 1 | On-the-books | Electric Demand (MW) | 0.0060883 | 0.0060864 | 0.0060852 | 0.0060846 | 0.0060842 | 0.006084 | 0.0060836 | 0.0060834 | 0.0060831 | 0.0060828 | 0.0060825 | 0.0060822 | 0.0060819
Yes | SDG&E | Com | AppPlug | 2009 T-20: Televisions - Tier 2 | On-the-books | Electric Demand (MW) | 0.0053859 | 0.0053639 | 0.005349 | 0.0053389 | 0.005332 | 0.0053273 | 0.0053212 | 0.0053161 | 0.0053102 | 0.0053049 | 0.0052992 | 0.0052937 | 0.0052881
Yes | SDG&E | Com | AppPlug | 2005 T-20: Water Dispensers | On-the-books | Electric Demand (MW) | 0.0015369 | 0.0015364 | 0.0015359 | 0.0015357 | 0.0015355 | 0.0015353 | 0.0015352 | 0.001535 | 0.0015349 | 0.0015347 | 0.0015346 | 0.0015344 | 0.0015343
Yes | SDG&E | Com | AppPlug | 2025-27 Fed App: Air purifiers - Tier 2 | On-the-books | Electric Demand (MW) | 0 | 0.021203 | 0.021821 | 0.022546 | 0.023349 | 0.024225 | 0.02392 | 0.023662 | 0.023443 | 0.023258 | 0.0019075 | 0.0018967 | 0.0018876
Yes | SDG&E | Com | AppPlug | 2016 T-20: Computers - Desktops - Tier 1 | On-the-books | Electric Demand (MW) | 0.026025 | 0.025221 | 0.024623 | 0.024186 | 0.023871 | 0.023646 | 0.023486 | 0.023373 | 0.023294 | 0.023238 | 0.023199 | 0.023171 | 0.023152
Yes | SDG&E | Com | AppPlug | 2016 T-20: Computers - Desktops - Tier 2 | On-the-books | Electric Demand (MW) | 0.28548 | 0.14505 | 0.019365 | 0.018767 | 0.018322 | 0.017997 | 0.017762 | 0.017595 | 0.017476 | 0.017392 | 0.017333 | 0.017291 | 0.017262
Yes | SDG&E | Com | AppPlug | 2016 T-20: Computers - Notebooks | On-the-books | Electric Demand (MW) | 2.5756e-05 | 2.4961e-05 | 2.4369e-05 | 2.3936e-05 | 2.3624e-05 | 2.3401e-05 | 2.3243e-05 | 2.3131e-05 | 2.3053e-05 | 2.2997e-05 | 2.2959e-05 | 2.2932e-05 | 2.2913e-05
Yes | SDG&E | Com | AppPlug | 2019-21 Fed App: Dedicated-purpose pool pumps | On-the-books | Electric Demand (MW) |  | 0.45998 | 0.063644 | 0.064854 | 0.065445 | 0.066254 | 0.066134 | 0.066032 | 0.065947 | 0.065876 | 0.065817 | 0.065767 | 0.065726
Yes | SDG&E | Com | AppPlug | 2016 T-20: Displays - Monitors | On-the-books | Electric Demand (MW) |  | 0.056254 | 0.010365 | 0.010365 | 0.010365 | 0.010365 | 0.010365 | 0.010365 | 0.010365 | 0.010365 | 0.010365 | 0.010365 | 0.010365
Yes | PG&E | Res | AppPlug | T-20: Computers - Workstations | On-the-books | Electric Demand (MW) | 0 | 0 | 0 | 0 | 0 | 0 | 0 | 0 | 0 | 0 | 0 | 0 | 0
Yes | PG&E | Res | AppPlug | 2005 T-20: Consumer Electronics - Audio Players | On-the-books | Electric Demand (MW) | 0.020289 | 0.020287 | 0.020285 | 0.020284 | 0.020283 | 0.020283 | 0.020282 | 0.020282 | 0.020281 | 0.020281 | 0.02028 | 0.02028 | 0.020279
Yes | PG&E | Res | AppPlug | 2005 T-20: Consumer Electronics - DVDs | On-the-books | Electric Demand (MW) | 0.0018569 | 0.0018499 | 0.0018443 | 0.0018398 | 0.0018362 | 0.0018333 | 0.0018299 | 0.0018269 | 0.0018237 | 0.0018206 | 0.0018174 | 0.0018142 | 0.001811
Yes | PG&E | Res | AppPlug | Fed Appliance: External Power Supplies | On-the-books | Electric Demand (MW) | 0 | 0 | 0 | 0 | 0 | 0 | 0 | 0 | 0 | 0 | 0 | 0 | 0
Yes | PG&E | Res | AppPlug | 2011 T-20: Large Battery Chargers (≥2kW rated input) | On-the-books | Electric Demand (MW) | 0.010352 | 0.010223 | 0.010121 | 0.010042 | 0.0024764 | 0.0024646 | 0.0024505 | 0.002438 | 0.0024244 | 0.0024115 | 0.0023982 | 0.0023851 | 0.0023719
Yes | PG&E | Res | AppPlug | Fed Appliance: Microwave ovens | On-the-books | Electric Demand (MW) | 0.6221 | 0.61981 | 0 | 0 | 0 | 0 | 0 | 0 | 0 | 0 | 0 | 0 | 0
Yes | PG&E | Res | AppPlug | 2005 T-20: Portable Electric Spas | On-the-books | Electric Demand (MW) | 0 | 0 | 0 | 0 | 0 | 0 | 0 | 0 | 0 | 0 | 0 | 0 | 0
Yes | PG&E | Res | AppPlug | Fed Appliance: Residential Clothes Dryers | On-the-books | Electric Demand (MW) | 0.1082 | 0.10819 | 0.10818 | 0.10817 | 0.10816 | 0.10815 | 0.018493 | 0.014916 | 0.014915 | 0.014914 | 0.014913 | 0.014912 | 0.014911
Yes | PG&E | Res | AppPlug | Fed Appliance: Residential Clothes Washers (Front Loading) | On-the-books | Electric Demand (MW) | -0.10483 | -0.10106 | -0.097437 | -0.094001 | -0.025333 | -0.010787 | -0.010403 | -0.010034 | -0.0096546 | -0.0092818 | -0.0089048 | -0.0085306 | -0.0081545
Yes | PG&E | Res | AppPlug | Fed Appliance: Residential Clothes Washers (Top Loading) Tier I | On-the-books | Electric Demand (MW) | 0.80484 | 0.77593 | 0.74809 | 0.72171 | 0.1945 | 0.08282 | 0.079875 | 0.077035 | 0.074125 | 0.071263 | 0.068368 | 0.065495 | 0.062608
Yes | PG&E | Res | AppPlug | Fed Appliance: Residential Clothes Washers - Top-loading | On-the-books | Electric Demand (MW) | 0 | 0 | 0 | 0 | 0 | 0 | 0 | 0 | 0 | 0 | 0 | 0 | 0
Yes | PG&E | Res | AppPlug | Fed Appliance: Residential Dishwashers | On-the-books | Electric Demand (MW) | -0.003282 | -0.003282 | -0.003282 | -0.0015977 | -0.00042809 | -0.00042809 | -0.00042809 | -0.00042809 | -0.00042809 | -0.00042809 | -0.00042809 | -0.00042809 | -0.00042809
Yes | PG&E | Res | AppPlug | 2006 T-20: Residential Pool Pumps, 2-speed Motors, Tier 2 | On-the-books | Electric Demand (MW) | 1.0213 | 1.0208 | 1.0205 | 1.0202 | 1.02 | 1.0198 | 1.0195 | 1.0193 | 1.0191 | 1.0189 | 1.0187 | 1.0185 | 1.0183
Yes | PG&E | Res | AppPlug | 2005 T-20: Residential Pool Pumps, High Eff Motor, Tier 1 | On-the-books | Electric Demand (MW) | 0.29846 | 0.29395 | 0.28932 | 0.28457 | 0.27972 | 0.27476 | 0.26987 | 0.26493 | 0.26002 | 0.25509 | 0.25018 | 0.24525 | 0.24034
Yes | PG&E | Res | AppPlug | Fed Appliance: Residential Refrigerators & Freezers | On-the-books | Electric Demand (MW) | 1.071 | 1.0521 | 1.0369 | 1.0247 | 0.75382 | 0.13139 | 0.13021 | 0.12915 | 0.12801 | 0.12692 | 0.1258 | 0.12471 | 0.12359
Yes | PG&E | Res | AppPlug | 2008 T-24: Residential Swimming pool | On-the-books | Electric Demand (MW) | 1.699 | 1.6958 | 1.6933 | 1.6914 | 1.6899 | 1.6888 | 1.6874 | 1.6862 | 1.6849 | 1.6836 | 1.6823 | 1.6811 | 1.6798
Yes | PG&E | Res | AppPlug | 2011 T-20: Small Battery Chargers – Tier 1 (consumer with no USB charger or USB charger <20 watt-hours) | On-the-books | Electric Demand (MW) | 0.05074 | 0.050527 | 0.050372 | 0.05026 | 0.050179 | 0.05012 | 0.050047 | 0.049983 | 0.049913 | 0.049847 | 0.049779 | 0.049712 | 0.049644
Yes | PG&E | Res | AppPlug | 2011 T-20: Small Battery Chargers – Tier 2 (consumer with USB charger ≥20 watt-hours) | On-the-books | Electric Demand (MW) | 0.024882 | 0.024599 | 0.024376 | 0.024201 | 0.024064 | 0.023957 | 0.02383 | 0.023716 | 0.023594 | 0.023477 | 0.023357 | 0.023239 | 0.023119
Yes | PG&E | Res | AppPlug | 2009 T-20: Televisions - Tier 1 | On-the-books | Electric Demand (MW) | 0.15085 | 0.1508 | 0.15078 | 0.15076 | 0.15075 | 0.15075 | 0.15074 | 0.15073 | 0.15072 | 0.15072 | 0.15071 | 0.1507 | 0.15069
Yes | PG&E | Res | AppPlug | 2009 T-20: Televisions - Tier 2 | On-the-books | Electric Demand (MW) | 0.13345 | 0.13291 | 0.13254 | 0.13228 | 0.13211 | 0.132 | 0.13185 | 0.13172 | 0.13157 | 0.13144 | 0.1313 | 0.13117 | 0.13103
Yes | PG&E | Res | AppPlug | 2005 T-20: Water Dispensers | On-the-books | Electric Demand (MW) | 0.0023801 | 0.0023792 | 0.0023786 | 0.0023781 | 0.0023778 | 0.0023776 | 0.0023774 | 0.0023771 | 0.0023769 | 0.0023767 | 0.0023764 | 0.0023762 | 0.0023759
Yes | PG&E | Res | AppPlug | 2025-27 Fed App: Air purifiers - Tier 2 | On-the-books | Electric Demand (MW) | 0 | 1.182 | 1.2165 | 1.2569 | 1.3017 | 1.3505 | 1.3335 | 1.3191 | 1.3069 | 1.2966 | 0.10634 | 0.10574 | 0.10523
Yes | PG&E | Res | AppPlug | 2016 T-20: Computers - Desktops - Tier 1 | On-the-books | Electric Demand (MW) | 0.16121 | 0.15623 | 0.15253 | 0.14982 | 0.14787 | 0.14647 | 0.14548 | 0.14478 | 0.14429 | 0.14394 | 0.1437 | 0.14353 | 0.14341
Yes | PG&E | Res | AppPlug | 2016 T-20: Computers - Desktops - Tier 2 | On-the-books | Electric Demand (MW) | 1.7684 | 0.89849 | 0.11995 | 0.11625 | 0.11349 | 0.11148 | 0.11003 | 0.10899 | 0.10825 | 0.10773 | 0.10736 | 0.10711 | 0.10693
Yes | PG&E | Res | AppPlug | 2016 T-20: Computers - Notebooks | On-the-books | Electric Demand (MW) | 0.00015954 | 0.00015461 | 0.00015095 | 0.00014827 | 0.00014634 | 0.00014496 | 0.00014398 | 0.00014328 | 0.0001428 | 0.00014245 | 0.00014221 | 0.00014205 | 0.00014193
Yes | PG&E | Res | AppPlug | 2025-27 Fed App: Dedicated Purpose Pool Pump Motors - Tier 1 - Standard | On-the-books | Electric Demand (MW) | 0.47637 | 1.6984 | 1.5419 | 1.3686 | 1.211 | 0.65543 | 0.050592 | 0.048336 | 0.046446 | 0.044866 | 0.043545 | 0.042442 | 0.041522
Yes | PG&E | Res | AppPlug | 2025-27 Fed App: Dedicated Purpose Pool Pump Motors - Tier 2 - Small | On-the-books | Electric Demand (MW) | 0 | 0 | 0.36742 | 1.4174 | 1.411 | 1.4079 | 0.90043 | 0.050373 | 0.049362 | 0.048487 | 0.047734 | 0.04709 | 0.04654
Yes | PG&E | Res | AppPlug | 2019-21 Fed App: Dedicated-purpose pool pumps | On-the-books | Electric Demand (MW) |  | 2.8493 | 0.39424 | 0.40173 | 0.40539 | 0.4104 | 0.40966 | 0.40903 | 0.4085 | 0.40806 | 0.40769 | 0.40739 | 0.40713
Yes | PG&E | Res | AppPlug | 2016 T-20: Displays - Monitors | On-the-books | Electric Demand (MW) |  | 0.34846 | 0.064202 | 0.064202 | 0.064202 | 0.064202 | 0.064202 | 0.064202 | 0.064202 | 0.064202 | 0.064202 | 0.064202 | 0.064202
Yes | PG&E | Res | AppPlug | 2025-27 Fed App: Microwave ovens - Built-In and Over-the-Range Convection Microwave Ovens | On-the-books | Electric Demand (MW) | 0 | 0.00064302 | 0.0012301 | 0.0012468 | 0.0012629 | 0.0012727 | 0.0012656 | 0.0012598 | 0.0012549 | 0.0012508 | 0.0012474 | 0.0012445 | 0.00040258
Yes | PG&E | Res | AppPlug | 2025-27 Fed App: Microwave ovens - Microwave-Only Ovens and Countertop Convection Microwave Ovens | On-the-books | Electric Demand (MW) | 0 | 0.0083706 | 0.015865 | 0.015941 | 0.016022 | 0.016033 | 0.015846 | 0.015687 | 0.015553 | 0.01544 | 0.015345 | 0.015265 | 0.0049255
Yes | PG&E | Res | AppPlug | 2025-27 Fed App: Portable ACs | On-the-books | Electric Demand (MW) |  | 5.6301 | 5.47 | 5.3271 | 5.2008 | 5.0902 | 4.9941 | 4.9112 | 4.84 | 4.7792 | 3.2567 | 0.44391 | 0.44041
Yes | PG&E | Res | AppPlug | 2018 T-20: Portable Electric Spas - Inflatable | On-the-books | Electric Demand (MW) |  | 0.0083902 | 0.0083902 | 0.0083902 | 0.0083902 | 0.0083902 | 0.0083902 | 0.0083902 | 0.0083902 | 0.0083902 | 0.0083902 | 0.0083902 | 0.0083902
Yes | PG&E | Res | AppPlug | 2018 T-20: Portable Electric Spas - Rigid | On-the-books | Electric Demand (MW) |  | 0.46489 | 0.4736 | 0.48232 | 0.19815 | 0.038574 | 0.038574 | 0.038574 | 0.038574 | 0.038574 | 0.038574 | 0.038574 | 0.038574
Yes | PG&E | Res | AppPlug | 2019-21 Fed App: Wine chillers | On-the-books | Electric Demand (MW) |  | 0.73567 | 0.72902 | 0.72388 | 0.72034 | 0.30298 | 0.067628 | 0.066897 | 0.066277 | 0.065754 | 0.065313 | 0.064943 | 0.064632
Yes | SCE | Res | AppPlug | T-20: Computers - Workstations | On-the-books | Electric Demand (MW) | 0 | 0 | 0 | 0 | 0 | 0 | 0 | 0 | 0 | 0 | 0 | 0 | 0
Yes | SCE | Res | AppPlug | 2005 T-20: Consumer Electronics - Audio Players | On-the-books | Electric Demand (MW) | 0.020032 | 0.020029 | 0.020028 | 0.020027 | 0.020026 | 0.020026 | 0.020025 | 0.020024 | 0.020024 | 0.020023 | 0.020023 | 0.020022 | 0.020022
Yes | SCE | Res | AppPlug | 2005 T-20: Consumer Electronics - DVDs | On-the-books | Electric Demand (MW) | 0.0018334 | 0.0018264 | 0.0018209 | 0.0018164 | 0.0018129 | 0.0018101 | 0.0018067 | 0.0018037 | 0.0018005 | 0.0017975 | 0.0017943 | 0.0017912 | 0.0017881
Yes | SCE | Res | AppPlug | Fed Appliance: External Power Supplies | On-the-books | Electric Demand (MW) | 0 | 0 | 0 | 0 | 0 | 0 | 0 | 0 | 0 | 0 | 0 | 0 | 0
Yes | SCE | Res | AppPlug | 2011 T-20: Large Battery Chargers (≥2kW rated input) | On-the-books | Electric Demand (MW) | 0.010221 | 0.010094 | 0.0099931 | 0.0099147 | 0.002445 | 0.0024334 | 0.0024194 | 0.0024071 | 0.0023937 | 0.0023809 | 0.0023678 | 0.0023549 | 0.0023418
Yes | SCE | Res | AppPlug | Fed Appliance: Microwave ovens | On-the-books | Electric Demand (MW) | 0.61421 | 0.61195 | 0 | 0 | 0 | 0 | 0 | 0 | 0 | 0 | 0 | 0 | 0
Yes | SCE | Res | AppPlug | 2005 T-20: Portable Electric Spas | On-the-books | Electric Demand (MW) | 0 | 0 | 0 | 0 | 0 | 0 | 0 | 0 | 0 | 0 | 0 | 0 | 0
Yes | SCE | Res | AppPlug | Fed Appliance: Residential Clothes Dryers | On-the-books | Electric Demand (MW) | 0.10683 | 0.10681 | 0.1068 | 0.1068 | 0.10679 | 0.10678 | 0.018258 | 0.014727 | 0.014726 | 0.014725 | 0.014724 | 0.014723 | 0.014722
Yes | SCE | Res | AppPlug | Fed Appliance: Residential Clothes Washers (Front Loading) | On-the-books | Electric Demand (MW) | -0.1035 | -0.099781 | -0.096201 | -0.092809 | -0.025012 | -0.01065 | -0.010272 | -0.0099064 | -0.0095322 | -0.0091641 | -0.0087919 | -0.0084224 | -0.0080511
Yes | SCE | Res | AppPlug | Fed Appliance: Residential Clothes Washers (Top Loading) Tier I | On-the-books | Electric Demand (MW) | 0.79463 | 0.76609 | 0.7386 | 0.71256 | 0.19203 | 0.08177 | 0.078862 | 0.076059 | 0.073186 | 0.070359 | 0.067502 | 0.064665 | 0.061814
Yes | SCE | Res | AppPlug | Fed Appliance: Residential Clothes Washers - Top-loading | On-the-books | Electric Demand (MW) | 0 | 0 | 0 | 0 | 0 | 0 | 0 | 0 | 0 | 0 | 0 | 0 | 0
Yes | SCE | Res | AppPlug | Fed Appliance: Residential Dishwashers | On-the-books | Electric Demand (MW) | -0.0032404 | -0.0032404 | -0.0032404 | -0.0015775 | -0.00042266 | -0.00042266 | -0.00042266 | -0.00042266 | -0.00042266 | -0.00042266 | -0.00042266 | -0.00042266 | -0.00042266
Yes | SCE | Res | AppPlug | 2006 T-20: Residential Pool Pumps, 2-speed Motors, Tier 2 | On-the-books | Electric Demand (MW) | 1.0083 | 1.0079 | 1.0075 | 1.0073 | 1.007 | 1.0068 | 1.0066 | 1.0064 | 1.0062 | 1.006 | 1.0058 | 1.0056 | 1.0054
Yes | SCE | Res | AppPlug | 2005 T-20: Residential Pool Pumps, High Eff Motor, Tier 1 | On-the-books | Electric Demand (MW) | 0.29468 | 0.29022 | 0.28565 | 0.28096 | 0.27617 | 0.27127 | 0.26644 | 0.26157 | 0.25672 | 0.25186 | 0.24701 | 0.24215 | 0.23729
Yes | SCE | Res | AppPlug | Fed Appliance: Residential Refrigerators & Freezers | On-the-books | Electric Demand (MW) | 1.0574 | 1.0388 | 1.0237 | 1.0117 | 0.74426 | 0.12972 | 0.12856 | 0.12751 | 0.12639 | 0.12531 | 0.12421 | 0.12312 | 0.12203
Yes | SCE | Res | AppPlug | 2008 T-24: Residential Swimming pool | On-the-books | Electric Demand (MW) | 1.6775 | 1.6743 | 1.6718 | 1.6699 | 1.6685 | 1.6673 | 1.666 | 1.6648 | 1.6635 | 1.6623 | 1.661 | 1.6598 | 1.6585
Yes | SCE | Res | AppPlug | 2011 T-20: Small Battery Chargers – Tier 1 (consumer with no USB charger or USB charger <20 watt-hours) | On-the-books | Electric Demand (MW) | 0.050097 | 0.049886 | 0.049733 | 0.049623 | 0.049543 | 0.049485 | 0.049412 | 0.04935 | 0.04928 | 0.049215 | 0.049147 | 0.049081 | 0.049014
Yes | SCE | Res | AppPlug | 2011 T-20: Small Battery Chargers – Tier 2 (consumer with USB charger ≥20 watt-hours) | On-the-books | Electric Demand (MW) | 0.024567 | 0.024287 | 0.024067 | 0.023894 | 0.023759 | 0.023653 | 0.023528 | 0.023416 | 0.023295 | 0.02318 | 0.023061 | 0.022944 | 0.022826
Yes | SCE | Res | AppPlug | 2009 T-20: Televisions - Tier 1 | On-the-books | Electric Demand (MW) | 0.14894 | 0.14889 | 0.14887 | 0.14885 | 0.14884 | 0.14883 | 0.14883 | 0.14882 | 0.14881 | 0.1488 | 0.1488 | 0.14879 | 0.14878
Yes | SCE | Res | AppPlug | 2009 T-20: Televisions - Tier 2 | On-the-books | Electric Demand (MW) | 0.13176 | 0.13122 | 0.13085 | 0.13061 | 0.13044 | 0.13032 | 0.13017 | 0.13005 | 0.12991 | 0.12977 | 0.12964 | 0.1295 | 0.12937
Yes | SCE | Res | AppPlug | 2005 T-20: Water Dispensers | On-the-books | Electric Demand (MW) | 0.0023499 | 0.002349 | 0.0023484 | 0.002348 | 0.0023477 | 0.0023475 | 0.0023472 | 0.002347 | 0.0023468 | 0.0023465 | 0.0023463 | 0.0023461 | 0.0023458
Yes | SCE | Res | AppPlug | 2025-27 Fed App: Air purifiers - Tier 2 | On-the-books | Electric Demand (MW) | 0 | 1.167 | 1.2011 | 1.241 | 1.2852 | 1.3334 | 1.3166 | 1.3024 | 1.2903 | 1.2802 | 0.10499 | 0.1044 | 0.1039
Yes | SCE | Res | AppPlug | 2016 T-20: Computers - Desktops - Tier 1 | On-the-books | Electric Demand (MW) | 0.15917 | 0.15425 | 0.15059 | 0.14792 | 0.14599 | 0.14461 | 0.14364 | 0.14295 | 0.14246 | 0.14212 | 0.14188 | 0.14171 | 0.14159
Yes | SCE | Res | AppPlug | 2016 T-20: Computers - Desktops - Tier 2 | On-the-books | Electric Demand (MW) | 1.746 | 0.8871 | 0.11843 | 0.11478 | 0.11206 | 0.11007 | 0.10863 | 0.10761 | 0.10688 | 0.10636 | 0.106 | 0.10575 | 0.10557
Yes | SCE | Res | AppPlug | 2016 T-20: Computers - Notebooks | On-the-books | Electric Demand (MW) | 0.00015752 | 0.00015265 | 0.00014903 | 0.00014639 | 0.00014448 | 0.00014312 | 0.00014215 | 0.00014147 | 0.00014099 | 0.00014065 | 0.00014041 | 0.00014025 | 0.00014013
Yes | SCE | Res | AppPlug | 2025-27 Fed App: Dedicated Purpose Pool Pump Motors - Tier 1 - Standard | On-the-books | Electric Demand (MW) | 0.47033 | 1.6769 | 1.5224 | 1.3513 | 1.1956 | 0.64712 | 0.04995 | 0.047723 | 0.045857 | 0.044297 | 0.042993 | 0.041904 | 0.040996
Yes | SCE | Res | AppPlug | 2025-27 Fed App: Dedicated Purpose Pool Pump Motors - Tier 2 - Small | On-the-books | Electric Demand (MW) | 0 | 0 | 0.36276 | 1.3994 | 1.3931 | 1.3901 | 0.88901 | 0.049734 | 0.048736 | 0.047872 | 0.047129 | 0.046492 | 0.04595
Yes | SCE | Res | AppPlug | 2019-21 Fed App: Dedicated-purpose pool pumps | On-the-books | Electric Demand (MW) |  | 2.8132 | 0.38924 | 0.39664 | 0.40025 | 0.4052 | 0.40446 | 0.40384 | 0.40332 | 0.40289 | 0.40252 | 0.40222 | 0.40197
Yes | SCE | Res | AppPlug | 2016 T-20: Displays - Monitors | On-the-books | Electric Demand (MW) |  | 0.34404 | 0.063388 | 0.063388 | 0.063388 | 0.063388 | 0.063388 | 0.063388 | 0.063388 | 0.063388 | 0.063388 | 0.063388 | 0.063388
Yes | SCE | Res | AppPlug | 2025-27 Fed App: Microwave ovens - Built-In and Over-the-Range Convection Microwave Ovens | On-the-books | Electric Demand (MW) | 0 | 0.00063486 | 0.0012145 | 0.001231 | 0.0012469 | 0.0012565 | 0.0012496 | 0.0012438 | 0.0012389 | 0.0012349 | 0.0012316 | 0.0012288 | 0.00039748
Yes | SCE | Res | AppPlug | 2025-27 Fed App: Microwave ovens - Microwave-Only Ovens and Countertop Convection Microwave Ovens | On-the-books | Electric Demand (MW) | 0 | 0.0082645 | 0.015663 | 0.015739 | 0.015818 | 0.01583 | 0.015645 | 0.015488 | 0.015356 | 0.015244 | 0.01515 | 0.015071 | 0.0048631
Yes | SCE | Res | AppPlug | 2025-27 Fed App: Portable ACs | On-the-books | Electric Demand (MW) |  | 5.5587 | 5.4006 | 5.2595 | 5.1349 | 5.0257 | 4.9308 | 4.8489 | 4.7786 | 4.7186 | 3.2154 | 0.43828 | 0.43482
Yes | SCE | Res | AppPlug | 2018 T-20: Portable Electric Spas - Inflatable | On-the-books | Electric Demand (MW) |  | 0.0082838 | 0.0082838 | 0.0082838 | 0.0082838 | 0.0082838 | 0.0082838 | 0.0082838 | 0.0082838 | 0.0082838 | 0.0082838 | 0.0082838 | 0.0082838
Yes | SCE | Res | AppPlug | 2018 T-20: Portable Electric Spas - Rigid | On-the-books | Electric Demand (MW) |  | 0.45899 | 0.4676 | 0.4762 | 0.19564 | 0.038085 | 0.038085 | 0.038085 | 0.038085 | 0.038085 | 0.038085 | 0.038085 | 0.038085
Yes | SCE | Res | AppPlug | 2019-21 Fed App: Wine chillers | On-the-books | Electric Demand (MW) |  | 0.72634 | 0.71978 | 0.7147 | 0.7112 | 0.29914 | 0.06677 | 0.066048 | 0.065437 | 0.06492 | 0.064485 | 0.06412 | 0.063813
Yes | SDG&E | Res | AppPlug | T-20: Computers - Workstations | On-the-books | Electric Demand (MW) | 0 | 0 | 0 | 0 | 0 | 0 | 0 | 0 | 0 | 0 | 0 | 0 | 0
Yes | SDG&E | Res | AppPlug | 2005 T-20: Consumer Electronics - Audio Players | On-the-books | Electric Demand (MW) | 0.0042998 | 0.0042992 | 0.0042988 | 0.0042986 | 0.0042985 | 0.0042984 | 0.0042983 | 0.0042982 | 0.0042981 | 0.0042979 | 0.0042978 | 0.0042977 | 0.0042976
Yes | SDG&E | Res | AppPlug | 2005 T-20: Consumer Electronics - DVDs | On-the-books | Electric Demand (MW) | 0.00039353 | 0.00039204 | 0.00039084 | 0.00038989 | 0.00038913 | 0.00038852 | 0.00038781 | 0.00038717 | 0.00038648 | 0.00038582 | 0.00038514 | 0.00038448 | 0.0003838
Yes | SDG&E | Res | AppPlug | Fed Appliance: External Power Supplies | On-the-books | Electric Demand (MW) | 0 | 0 | 0 | 0 | 0 | 0 | 0 | 0 | 0 | 0 | 0 | 0 | 0
Yes | SDG&E | Res | AppPlug | 2011 T-20: Large Battery Chargers (≥2kW rated input) | On-the-books | Electric Demand (MW) | 0.0021939 | 0.0021665 | 0.002145 | 0.0021282 | 0.0005248 | 0.00052231 | 0.00051932 | 0.00051667 | 0.00051379 | 0.00051106 | 0.00050823 | 0.00050546 | 0.00050266
Yes | SDG&E | Res | AppPlug | Fed Appliance: Microwave ovens | On-the-books | Electric Demand (MW) | 0.13184 | 0.13135 | 0 | 0 | 0 | 0 | 0 | 0 | 0 | 0 | 0 | 0 | 0
Yes | SDG&E | Res | AppPlug | 2005 T-20: Portable Electric Spas | On-the-books | Electric Demand (MW) | 0 | 0 | 0 | 0 | 0 | 0 | 0 | 0 | 0 | 0 | 0 | 0 | 0
Yes | SDG&E | Res | AppPlug | Fed Appliance: Residential Clothes Dryers | On-the-books | Electric Demand (MW) | 0.02293 | 0.022927 | 0.022925 | 0.022923 | 0.022922 | 0.02292 | 0.0039191 | 0.003161 | 0.0031608 | 0.0031607 | 0.0031605 | 0.0031603 | 0.0031601
Yes | SDG&E | Res | AppPlug | Fed Appliance: Residential Clothes Washers (Front Loading) | On-the-books | Electric Demand (MW) | -0.022216 | -0.021417 | -0.020649 | -0.019921 | -0.0053686 | -0.002286 | -0.0022047 | -0.0021264 | -0.002046 | -0.001967 | -0.0018871 | -0.0018078 | -0.0017281
Yes | SDG&E | Res | AppPlug | Fed Appliance: Residential Clothes Washers (Top Loading) Tier I | On-the-books | Electric Demand (MW) | 0.17056 | 0.16444 | 0.15854 | 0.15295 | 0.041219 | 0.017552 | 0.016927 | 0.016326 | 0.015709 | 0.015102 | 0.014489 | 0.01388 | 0.013268
Yes | SDG&E | Res | AppPlug | Fed Appliance: Residential Clothes Washers - Top-loading | On-the-books | Electric Demand (MW) | 0 | 0 | 0 | 0 | 0 | 0 | 0 | 0 | 0 | 0 | 0 | 0 | 0
Yes | SDG&E | Res | AppPlug | Fed Appliance: Residential Dishwashers | On-the-books | Electric Demand (MW) | -0.00069553 | -0.00069553 | -0.00069553 | -0.0003386 | -9.0722e-05 | -9.0722e-05 | -9.0722e-05 | -9.0722e-05 | -9.0722e-05 | -9.0722e-05 | -9.0722e-05 | -9.0722e-05 | -9.0722e-05
Yes | SDG&E | Res | AppPlug | 2006 T-20: Residential Pool Pumps, 2-speed Motors, Tier 2 | On-the-books | Electric Demand (MW) | 0.21643 | 0.21634 | 0.21626 | 0.2162 | 0.21615 | 0.21611 | 0.21606 | 0.21602 | 0.21598 | 0.21593 | 0.21589 | 0.21584 | 0.2158
Yes | SDG&E | Res | AppPlug | 2005 T-20: Residential Pool Pumps, High Eff Motor, Tier 1 | On-the-books | Electric Demand (MW) | 0.063252 | 0.062294 | 0.061313 | 0.060308 | 0.059279 | 0.058227 | 0.057191 | 0.056144 | 0.055104 | 0.05406 | 0.053019 | 0.051975 | 0.050933
Yes | SDG&E | Res | AppPlug | Fed Appliance: Residential Refrigerators & Freezers | On-the-books | Electric Demand (MW) | 0.22696 | 0.22297 | 0.21974 | 0.21715 | 0.15975 | 0.027844 | 0.027594 | 0.02737 | 0.027128 | 0.026898 | 0.026661 | 0.026428 | 0.026192
Yes | SDG&E | Res | AppPlug | 2008 T-24: Residential Swimming pool | On-the-books | Electric Demand (MW) | 0.36006 | 0.35937 | 0.35885 | 0.35844 | 0.35813 | 0.35789 | 0.3576 | 0.35734 | 0.35706 | 0.3568 | 0.35653 | 0.35626 | 0.35599
Yes | SDG&E | Res | AppPlug | 2011 T-20: Small Battery Chargers – Tier 1 (consumer with no USB charger or USB charger <20 watt-hours) | On-the-books | Electric Demand (MW) | 0.010753 | 0.010708 | 0.010675 | 0.010651 | 0.010634 | 0.010622 | 0.010606 | 0.010593 | 0.010578 | 0.010564 | 0.010549 | 0.010535 | 0.010521
Yes | SDG&E | Res | AppPlug | 2011 T-20: Small Battery Chargers – Tier 2 (consumer with USB charger ≥20 watt-hours) | On-the-books | Electric Demand (MW) | 0.0052731 | 0.0052131 | 0.0051658 | 0.0051287 | 0.0050997 | 0.005077 | 0.0050501 | 0.005026 | 0.0050001 | 0.0049754 | 0.0049498 | 0.0049249 | 0.0048995
Yes | SDG&E | Res | AppPlug | 2009 T-20: Televisions - Tier 1 | On-the-books | Electric Demand (MW) | 0.031969 | 0.031959 | 0.031953 | 0.03195 | 0.031948 | 0.031947 | 0.031945 | 0.031943 | 0.031942 | 0.03194 | 0.031939 | 0.031937 | 0.031936
Yes | SDG&E | Res | AppPlug | 2009 T-20: Televisions - Tier 2 | On-the-books | Electric Demand (MW) | 0.028281 | 0.028166 | 0.028087 | 0.028034 | 0.027998 | 0.027974 | 0.027941 | 0.027914 | 0.027884 | 0.027856 | 0.027826 | 0.027797 | 0.027768
Yes | SDG&E | Res | AppPlug | 2005 T-20: Water Dispensers | On-the-books | Electric Demand (MW) | 0.0005044 | 0.00050421 | 0.00050407 | 0.00050398 | 0.00050392 | 0.00050388 | 0.00050382 | 0.00050377 | 0.00050372 | 0.00050367 | 0.00050362 | 0.00050357 | 0.00050352
Yes | SDG&E | Res | AppPlug | 2025-27 Fed App: Air purifiers - Tier 2 | On-the-books | Electric Demand (MW) | 0 | 0.2505 | 0.2578 | 0.26637 | 0.27586 | 0.28621 | 0.28261 | 0.27956 | 0.27697 | 0.27478 | 0.022536 | 0.022408 | 0.022301
Yes | SDG&E | Res | AppPlug | 2016 T-20: Computers - Desktops - Tier 1 | On-the-books | Electric Demand (MW) | 0.034164 | 0.033109 | 0.032324 | 0.03175 | 0.031336 | 0.031041 | 0.030831 | 0.030683 | 0.030578 | 0.030505 | 0.030454 | 0.030418 | 0.030393
Yes | SDG&E | Res | AppPlug | 2016 T-20: Computers - Desktops - Tier 2 | On-the-books | Electric Demand (MW) | 0.37476 | 0.19041 | 0.025421 | 0.024636 | 0.024052 | 0.023625 | 0.023317 | 0.023097 | 0.022941 | 0.022831 | 0.022753 | 0.022699 | 0.02266
Yes | SDG&E | Res | AppPlug | 2016 T-20: Computers - Notebooks | On-the-books | Electric Demand (MW) | 3.3811e-05 | 3.2767e-05 | 3.199e-05 | 3.1422e-05 | 3.1012e-05 | 3.072e-05 | 3.0512e-05 | 3.0365e-05 | 3.0262e-05 | 3.0189e-05 | 3.0139e-05 | 3.0103e-05 | 3.0078e-05
Yes | SDG&E | Res | AppPlug | 2025-27 Fed App: Dedicated Purpose Pool Pump Motors - Tier 1 - Standard | On-the-books | Electric Demand (MW) | 0.10095 | 0.35993 | 0.32677 | 0.29004 | 0.25664 | 0.1389 | 0.010722 | 0.010244 | 0.0098431 | 0.0095081 | 0.0092282 | 0.0089945 | 0.0087995
Yes | SDG&E | Res | AppPlug | 2025-27 Fed App: Dedicated Purpose Pool Pump Motors - Tier 2 - Small | On-the-books | Electric Demand (MW) | 0 | 0 | 0.077864 | 0.30037 | 0.29902 | 0.29838 | 0.19082 | 0.010675 | 0.010461 | 0.010276 | 0.010116 | 0.0099794 | 0.009863
Yes | SDG&E | Res | AppPlug | 2019-21 Fed App: Dedicated-purpose pool pumps | On-the-books | Electric Demand (MW) |  | 0.60383 | 0.083548 | 0.085136 | 0.085912 | 0.086974 | 0.086816 | 0.086683 | 0.086572 | 0.086478 | 0.0864 | 0.086335 | 0.08628
Yes | SDG&E | Res | AppPlug | 2016 T-20: Displays - Monitors | On-the-books | Electric Demand (MW) |  | 0.073847 | 0.013606 | 0.013606 | 0.013606 | 0.013606 | 0.013606 | 0.013606 | 0.013606 | 0.013606 | 0.013606 | 0.013606 | 0.013606
Yes | SDG&E | Res | AppPlug | 2025-27 Fed App: Microwave ovens - Built-In and Over-the-Range Convection Microwave Ovens | On-the-books | Electric Demand (MW) | 0 | 0.00013627 | 0.00026069 | 0.00026422 | 0.00026764 | 0.00026971 | 0.00026822 | 0.00026697 | 0.00026593 | 0.00026507 | 0.00026435 | 0.00026375 | 8.5317e-05
Yes | SDG&E | Res | AppPlug | 2025-27 Fed App: Microwave ovens - Microwave-Only Ovens and Countertop Convection Microwave Ovens | On-the-books | Electric Demand (MW) | 0 | 0.0017739 | 0.0033621 | 0.0033783 | 0.0033954 | 0.0033978 | 0.0033581 | 0.0033245 | 0.0032961 | 0.0032721 | 0.0032519 | 0.003235 | 0.0010438
Yes | SDG&E | Res | AppPlug | 2025-27 Fed App: Portable ACs | On-the-books | Electric Demand (MW) |  | 1.1932 | 1.1592 | 1.1289 | 1.1022 | 1.0787 | 1.0584 | 1.0408 | 1.0257 | 1.0128 | 0.69017 | 0.094075 | 0.093333
Yes | SDG&E | Res | AppPlug | 2018 T-20: Portable Electric Spas - Inflatable | On-the-books | Electric Demand (MW) |  | 0.0017781 | 0.0017781 | 0.0017781 | 0.0017781 | 0.0017781 | 0.0017781 | 0.0017781 | 0.0017781 | 0.0017781 | 0.0017781 | 0.0017781 | 0.0017781
Yes | SDG&E | Res | AppPlug | 2018 T-20: Portable Electric Spas - Rigid | On-the-books | Electric Demand (MW) |  | 0.09852 | 0.10037 | 0.10222 | 0.041993 | 0.0081747 | 0.0081747 | 0.0081747 | 0.0081747 | 0.0081747 | 0.0081747 | 0.0081747 | 0.0081747
Yes | SDG&E | Res | AppPlug | 2019-21 Fed App: Wine chillers | On-the-books | Electric Demand (MW) |  | 0.15591 | 0.1545 | 0.15341 | 0.15266 | 0.064208 | 0.014332 | 0.014177 | 0.014046 | 0.013935 | 0.013841 | 0.013763 | 0.013697
Yes | PG&E | Com | BldgEnv | 2008 T-24: Cool Roof Expansion | On-the-books | Electric Demand (MW) | 0.35806 | 0.35786 | 0.35772 | 0.35762 | 0.35755 | 0.3575 | 0.35743 | 0.35738 | 0.35731 | 0.35726 | 0.3572 | 0.35714 | 0.35708
Yes | PG&E | Com | BldgEnv | 2005 T-24: Cool roofs | On-the-books | Electric Demand (MW) | 0.25253 | 0.25253 | 0.25253 | 0.25253 | 0.25252 | 0.25252 | 0.25252 | 0.25252 | 0.25252 | 0.25252 | 0.25252 | 0.25252 | 0.25252
Yes | PG&E | Com | BldgEnv | 2008 T-24: Envelope insulation | On-the-books | Electric Demand (MW) | 1.0983 | 1.0925 | 1.0881 | 1.0848 | 1.0823 | 1.0803 | 1.078 | 1.0759 | 1.0737 | 1.0715 | 1.0693 | 1.0672 | 1.065
Yes | PG&E | Com | BldgEnv | 2013 T-24: NRA-Envelope-Cool Roofs | On-the-books | Electric Demand (MW) | 0.23636 | 0.23028 | 0.2253 | 0.22122 | 0.10806 | 0 | 0 | 0 | 0 | 0 | 0 | 0 | 0
Yes | PG&E | Com | BldgEnv | 2025 T-24: NR High Performance Envelope - Prescriptive Heavy Mass Walls U-Value (New Construction + Additions) | On-the-books | Electric Demand (MW) | 0 | 0.00015382 | 0.00091873 | 0.00091705 | 0.00091536 | 0.00091365 | 0.00091192 | 0.00091018 | 0.00090842 | 0.00090665 | 0.00090486 | 0.00090305 | 0.00090123
Yes | PG&E | Com | BldgEnv | 2025 T-24: NR High Performance Envelope - Prescriptive Light Mass Walls U-Value (New Construction + Additions) | On-the-books | Electric Demand (MW) | 0 | 0.00022816 | 0.0013024 | 0.0012408 | 0.0011806 | 0.0011218 | 0.0010646 | 0.001009 | 0.00095526 | 0.00090331 | 0.00085323 | 0.00080507 | 0.00075885
Yes | PG&E | Com | BldgEnv | 2025 T-24: NR High Performance Envelope - Prescriptive Metal Building Walls U-Value (New Construction + Additions) | On-the-books | Electric Demand (MW) | 0 | 0.00034064 | 0.0020376 | 0.002037 | 0.0020364 | 0.0020358 | 0.0020352 | 0.0020345 | 0.0020339 | 0.0020333 | 0.0020327 | 0.002032 | 0.0020314
Yes | PG&E | Com | BldgEnv | 2025 T-24: NR High Performance Envelope - Prescriptive Metal Roof U-Value (New Construction + Additions) | On-the-books | Electric Demand (MW) | 0 | 0.00023795 | 0.0014029 | 0.0013816 | 0.0013601 | 0.0013383 | 0.0013162 | 0.001294 | 0.0012715 | 0.0012488 | 0.0012259 | 0.0012029 | 0.0011797
Yes | PG&E | Com | BldgEnv | 2025 T-24: NR High Performance Envelope - Prescriptive Woodframed and Other Roof U-Value (New Construction + Additions) | On-the-books | Electric Demand (MW) | 0 | 0.00080618 | 0.0046711 | 0.0045187 | 0.0043668 | 0.0042158 | 0.004066 | 0.0039177 | 0.003771 | 0.0036264 | 0.003484 | 0.0033441 | 0.0032068
Yes | PG&E | Com | BldgEnv | 2025 T-24: NR High Performance Envelope - Prescriptive Woodframed Walls U-Value (New Construction + Additions) | On-the-books | Electric Demand (MW) | 0 | 0.00016002 | 0.00095343 | 0.0009493 | 0.00094512 | 0.00094087 | 0.00093657 | 0.00093221 | 0.00092779 | 0.00092331 | 0.00091877 | 0.00091418 | 0.00090952
Yes | PG&E | Com | BldgEnv | 2025 T-24: NR High Performance Envelope - Reduced Infiltration Vestibules: require vestibules for certain buildings (Thermal bridging) (New Construction + Additions) | On-the-books | Electric Demand (MW) | 0 | 0.0020315 | 0.012104 | 0.012052 | 0.011999 | 0.011945 | 0.01189 | 0.011835 | 0.011779 | 0.011722 | 0.011664 | 0.011606 | 0.011547
Yes | PG&E | Com | BldgEnv | 2025 T-24: NR High Performance Envelope - Windows/Fenestration - Alterations (Alterations) | On-the-books | Electric Demand (MW) | 0 | 0.01171 | 0.012078 | 0.011346 | 0.01061 | 0.0098795 | 0.0091641 | 0.0084721 | 0.0078109 | 0.0071865 | 0.0066032 | 0.006064 | 0.0055703
Yes | PG&E | Com | BldgEnv | 2025 T-24: NR High Performance Envelope - Windows/Fenestration - New Construction (New Construction + Additions) | On-the-books | Electric Demand (MW) | 0 | 8.5276e-05 | 0.0004816 | 0.00045241 | 0.00042306 | 0.00039394 | 0.00036542 | 0.00033782 | 0.00031146 | 0.00028656 | 0.0002633 | 0.0002418 | 0.00022212
Yes | PG&E | Com | BldgEnv | 2022 T-24: NRA - Envelope - Cool Roofs: Steep-Sloped | On-the-books | Electric Demand (MW) | 0.048763 | 0.048578 | 0.048389 | 0.048197 | 0.048005 | 0.047814 | 0.047627 | 0.047446 | 0.047273 | 0.047108 | 0.046954 | 0.04681 | 0.046677
Yes | PG&E | Com | BldgEnv | 2022 T-24: NRA - Envelope - Roof Recovers | On-the-books | Electric Demand (MW) | 0.20724 | 0.20646 | 0.20565 | 0.20484 | 0.20402 | 0.20321 | 0.20242 | 0.20165 | 0.20091 | 0.20021 | 0.19955 | 0.19894 | 0.19838
Yes | PG&E | Com | BldgEnv | 2022 T-24: NRA - Envelope - Roof Replacements | On-the-books | Electric Demand (MW) | 0.17067 | 0.17002 | 0.16936 | 0.16869 | 0.16802 | 0.16735 | 0.1667 | 0.16606 | 0.16545 | 0.16488 | 0.16434 | 0.16383 | 0.16337
Yes | PG&E | Com | BldgEnv | 2022 T-24: NRA - Reduce Infiltration - Require air barrier where not currently required | On-the-books | Electric Demand (MW) | 0.0090611 | 0.0090057 | 0.008966 | 0.0089377 | 0.0089175 | 0.0089032 | 0.0088931 | 0.0088859 | 0.0088809 | 0.0088773 | 0.0088748 | 0.008873 | 0.0088718
Yes | PG&E | Com | BldgEnv | 2022 T-24: NRNC - Envelope - Cool Roofs: Steep-Sloped | On-the-books | Electric Demand (MW) | 0.01024 | 0.010201 | 0.010162 | 0.010121 | 0.010081 | 0.010041 | 0.010002 | 0.0099637 | 0.0099273 | 0.0098927 | 0.0098603 | 0.00983 | 0.0098021
Yes | PG&E | Com | BldgEnv | 2022 T-24: NRNC - Envelope - High Performance Windows | On-the-books | Electric Demand (MW) | 0.012905 | 0.012856 | 0.012806 | 0.012756 | 0.012705 | 0.012654 | 0.012605 | 0.012557 | 0.012511 | 0.012467 | 0.012426 | 0.012388 | 0.012353
Yes | PG&E | Com | BldgEnv | 2022 T-24: NRNC - Envelope - Opaque Envelope: Wall | On-the-books | Electric Demand (MW) |  | 0.015582 | 0.015521 | 0.015459 | 0.015397 | 0.015336 | 0.015276 | 0.015218 | 0.015163 | 0.01511 | 0.01506 | 0.015014 | 0.014972
Yes | PG&E | Com | BldgEnv | 2022 T-24: NRNC - Reduce Infiltration - Require air barrier where not currently required | On-the-books | Electric Demand (MW) |  | 0.0075648 | 0.0075315 | 0.0075077 | 0.0074907 | 0.0074787 | 0.0074702 | 0.0074642 | 0.0074599 | 0.0074569 | 0.0074548 | 0.0074533 | 0.0074523
Yes | PG&E | Com | BldgEnv | 2019 T-24: NRNC-Envelope-Dock Seals | On-the-books | Electric Demand (MW) |  | -0.00038531 | -0.00035542 | -0.00032171 | -0.0002852 | -0.0002473 | -0.00020968 | -0.00017395 | -0.00014141 | -0.00011289 | -8.8734e-05 | -6.8842e-05 | -5.2846e-05
Yes | SCE | Com | BldgEnv | 2008 T-24: Cool Roof Expansion | On-the-books | Electric Demand (MW) | 0.35875 | 0.35855 | 0.35841 | 0.35831 | 0.35824 | 0.35819 | 0.35812 | 0.35807 | 0.35801 | 0.35795 | 0.35789 | 0.35783 | 0.35777
Yes | SCE | Com | BldgEnv | 2005 T-24: Cool roofs | On-the-books | Electric Demand (MW) | 0.25302 | 0.25302 | 0.25302 | 0.25301 | 0.25301 | 0.25301 | 0.25301 | 0.25301 | 0.25301 | 0.25301 | 0.25301 | 0.25301 | 0.25301
Yes | SCE | Com | BldgEnv | 2008 T-24: Envelope insulation | On-the-books | Electric Demand (MW) | 1.1004 | 1.0946 | 1.0903 | 1.0869 | 1.0844 | 1.0824 | 1.0801 | 1.078 | 1.0757 | 1.0736 | 1.0714 | 1.0692 | 1.067
Yes | SCE | Com | BldgEnv | 2013 T-24: NRA-Envelope-Cool Roofs | On-the-books | Electric Demand (MW) | 0.23682 | 0.23073 | 0.22574 | 0.22165 | 0.10826 | 0 | 0 | 0 | 0 | 0 | 0 | 0 | 0
Yes | SCE | Com | BldgEnv | 2025 T-24: NR High Performance Envelope - Prescriptive Heavy Mass Walls U-Value (New Construction + Additions) | On-the-books | Electric Demand (MW) | 0 | 0.00015412 | 0.00092051 | 0.00091883 | 0.00091713 | 0.00091542 | 0.00091369 | 0.00091194 | 0.00091018 | 0.0009084 | 0.00090661 | 0.0009048 | 0.00090297
Yes | SCE | Com | BldgEnv | 2025 T-24: NR High Performance Envelope - Prescriptive Light Mass Walls U-Value (New Construction + Additions) | On-the-books | Electric Demand (MW) | 0 | 0.00022861 | 0.0013049 | 0.0012432 | 0.0011828 | 0.0011239 | 0.0010666 | 0.001011 | 0.0009571 | 0.00090505 | 0.00085488 | 0.00080663 | 0.00076032
Yes | SCE | Com | BldgEnv | 2025 T-24: NR High Performance Envelope - Prescriptive Metal Building Walls U-Value (New Construction + Additions) | On-the-books | Electric Demand (MW) | 0 | 0.0003413 | 0.0020416 | 0.002041 | 0.0020403 | 0.0020397 | 0.0020391 | 0.0020385 | 0.0020378 | 0.0020372 | 0.0020366 | 0.002036 | 0.0020353
Yes | SCE | Com | BldgEnv | 2025 T-24: NR High Performance Envelope - Prescriptive Metal Roof U-Value (New Construction + Additions) | On-the-books | Electric Demand (MW) | 0 | 0.00023841 | 0.0014056 | 0.0013843 | 0.0013627 | 0.0013409 | 0.0013188 | 0.0012965 | 0.0012739 | 0.0012512 | 0.0012283 | 0.0012052 | 0.001182
Yes | SCE | Com | BldgEnv | 2025 T-24: NR High Performance Envelope - Prescriptive Woodframed and Other Roof U-Value (New Construction + Additions) | On-the-books | Electric Demand (MW) | 0 | 0.00080774 | 0.0046802 | 0.0045274 | 0.0043753 | 0.004224 | 0.0040739 | 0.0039253 | 0.0037783 | 0.0036334 | 0.0034907 | 0.0033505 | 0.003213
Yes | SCE | Com | BldgEnv | 2025 T-24: NR High Performance Envelope - Prescriptive Woodframed Walls U-Value (New Construction + Additions) | On-the-books | Electric Demand (MW) | 0 | 0.00016033 | 0.00095528 | 0.00095114 | 0.00094695 | 0.00094269 | 0.00093838 | 0.00093401 | 0.00092958 | 0.0009251 | 0.00092055 | 0.00091595 | 0.00091128
Yes | SCE | Com | BldgEnv | 2025 T-24: NR High Performance Envelope - Reduced Infiltration Vestibules: require vestibules for certain buildings (Thermal bridging) (New Construction + Additions) | On-the-books | Electric Demand (MW) | 0 | 0.0020355 | 0.012128 | 0.012075 | 0.012022 | 0.011968 | 0.011913 | 0.011858 | 0.011802 | 0.011745 | 0.011687 | 0.011628 | 0.011569
Yes | SCE | Com | BldgEnv | 2025 T-24: NR High Performance Envelope - Windows/Fenestration - Alterations (Alterations) | On-the-books | Electric Demand (MW) | 0 | 0.011732 | 0.012101 | 0.011368 | 0.01063 | 0.0098986 | 0.0091818 | 0.0084885 | 0.007826 | 0.0072004 | 0.006616 | 0.0060758 | 0.0055811
Yes | SCE | Com | BldgEnv | 2025 T-24: NR High Performance Envelope - Windows/Fenestration - New Construction (New Construction + Additions) | On-the-books | Electric Demand (MW) | 0 | 8.5441e-05 | 0.00048253 | 0.00045328 | 0.00042388 | 0.0003947 | 0.00036612 | 0.00033848 | 0.00031206 | 0.00028711 | 0.00026381 | 0.00024227 | 0.00022255
Yes | SCE | Com | BldgEnv | 2022 T-24: NRA - Envelope - Cool Roofs: Steep-Sloped | On-the-books | Electric Demand (MW) | 0.048857 | 0.048672 | 0.048483 | 0.04829 | 0.048097 | 0.047906 | 0.047719 | 0.047538 | 0.047364 | 0.047199 | 0.047044 | 0.0469 | 0.046767
Yes | SCE | Com | BldgEnv | 2022 T-24: NRA - Envelope - Roof Recovers | On-the-books | Electric Demand (MW) | 0.20764 | 0.20686 | 0.20605 | 0.20523 | 0.20441 | 0.2036 | 0.20281 | 0.20204 | 0.2013 | 0.2006 | 0.19994 | 0.19933 | 0.19876
Yes | SCE | Com | BldgEnv | 2022 T-24: NRA - Envelope - Roof Replacements | On-the-books | Electric Demand (MW) | 0.171 | 0.17035 | 0.16969 | 0.16902 | 0.16834 | 0.16767 | 0.16702 | 0.16638 | 0.16578 | 0.1652 | 0.16466 | 0.16415 | 0.16368
Yes | SCE | Com | BldgEnv | 2022 T-24: NRA - Reduce Infiltration - Require air barrier where not currently required | On-the-books | Electric Demand (MW) | 0.0090786 | 0.0090232 | 0.0089834 | 0.008955 | 0.0089348 | 0.0089204 | 0.0089103 | 0.0089031 | 0.0088981 | 0.0088945 | 0.008892 | 0.0088902 | 0.0088889
Yes | SCE | Com | BldgEnv | 2022 T-24: NRNC - Envelope - Cool Roofs: Steep-Sloped | On-the-books | Electric Demand (MW) | 0.01026 | 0.010221 | 0.010181 | 0.010141 | 0.0101 | 0.01006 | 0.010021 | 0.009983 | 0.0099465 | 0.0099119 | 0.0098793 | 0.009849 | 0.0098211
Yes | SCE | Com | BldgEnv | 2022 T-24: NRNC - Envelope - High Performance Windows | On-the-books | Electric Demand (MW) | 0.01293 | 0.012881 | 0.012831 | 0.01278 | 0.012729 | 0.012679 | 0.012629 | 0.012581 | 0.012535 | 0.012492 | 0.012451 | 0.012412 | 0.012377
Yes | SCE | Com | BldgEnv | 2022 T-24: NRNC - Envelope - Opaque Envelope: Wall | On-the-books | Electric Demand (MW) |  | 0.015612 | 0.015551 | 0.015489 | 0.015427 | 0.015366 | 0.015306 | 0.015248 | 0.015192 | 0.015139 | 0.01509 | 0.015043 | 0.015001
Yes | SCE | Com | BldgEnv | 2022 T-24: NRNC - Reduce Infiltration - Require air barrier where not currently required | On-the-books | Electric Demand (MW) |  | 0.0075795 | 0.007546 | 0.0075222 | 0.0075052 | 0.0074932 | 0.0074847 | 0.0074786 | 0.0074744 | 0.0074714 | 0.0074692 | 0.0074678 | 0.0074667
Yes | SCE | Com | BldgEnv | 2019 T-24: NRNC-Envelope-Dock Seals | On-the-books | Electric Demand (MW) |  | -0.00038605 | -0.0003561 | -0.00032234 | -0.00028575 | -0.00024778 | -0.00021008 | -0.00017428 | -0.00014168 | -0.00011311 | -8.8906e-05 | -6.8975e-05 | -5.2948e-05
Yes | SDG&E | Com | BldgEnv | 2008 T-24: Cool Roof Expansion | On-the-books | Electric Demand (MW) | 0.071795 | 0.071755 | 0.071727 | 0.071707 | 0.071693 | 0.071683 | 0.07167 | 0.071658 | 0.071646 | 0.071634 | 0.071622 | 0.07161 | 0.071598
Yes | SDG&E | Com | BldgEnv | 2005 T-24: Cool roofs | On-the-books | Electric Demand (MW) | 0.050636 | 0.050635 | 0.050635 | 0.050634 | 0.050634 | 0.050634 | 0.050634 | 0.050634 | 0.050634 | 0.050633 | 0.050633 | 0.050633 | 0.050633
Yes | SDG&E | Com | BldgEnv | 2008 T-24: Envelope insulation | On-the-books | Electric Demand (MW) | 0.22022 | 0.21907 | 0.21819 | 0.21752 | 0.21701 | 0.21662 | 0.21615 | 0.21574 | 0.21528 | 0.21486 | 0.21441 | 0.21398 | 0.21354
Yes | SDG&E | Com | BldgEnv | 2013 T-24: NRA-Envelope-Cool Roofs | On-the-books | Electric Demand (MW) | 0.047393 | 0.046175 | 0.045175 | 0.044358 | 0.021666 | 0 | 0 | 0 | 0 | 0 | 0 | 0 | 0
Yes | SDG&E | Com | BldgEnv | 2025 T-24: NR High Performance Envelope - Prescriptive Heavy Mass Walls U-Value (New Construction + Additions) | On-the-books | Electric Demand (MW) | 0 | 3.0843e-05 | 0.00018422 | 0.00018388 | 0.00018354 | 0.0001832 | 0.00018285 | 0.0001825 | 0.00018215 | 0.00018179 | 0.00018144 | 0.00018107 | 0.00018071
Yes | SDG&E | Com | BldgEnv | 2025 T-24: NR High Performance Envelope - Prescriptive Light Mass Walls U-Value (New Construction + Additions) | On-the-books | Electric Demand (MW) | 0 | 4.575e-05 | 0.00026115 | 0.0002488 | 0.00023672 | 0.00022493 | 0.00021346 | 0.00020232 | 0.00019154 | 0.00018112 | 0.00017108 | 0.00016143 | 0.00015216
Yes | SDG&E | Com | BldgEnv | 2025 T-24: NR High Performance Envelope - Prescriptive Metal Building Walls U-Value (New Construction + Additions) | On-the-books | Electric Demand (MW) | 0 | 6.8302e-05 | 0.00040857 | 0.00040845 | 0.00040832 | 0.0004082 | 0.00040807 | 0.00040795 | 0.00040782 | 0.0004077 | 0.00040757 | 0.00040745 | 0.00040732
Yes | SDG&E | Com | BldgEnv | 2025 T-24: NR High Performance Envelope - Prescriptive Metal Roof U-Value (New Construction + Additions) | On-the-books | Electric Demand (MW) | 0 | 4.7712e-05 | 0.00028129 | 0.00027703 | 0.00027271 | 0.00026834 | 0.00026392 | 0.00025945 | 0.00025494 | 0.00025039 | 0.00024581 | 0.00024119 | 0.00023655
Yes | SDG&E | Com | BldgEnv | 2025 T-24: NR High Performance Envelope - Prescriptive Woodframed and Other Roof U-Value (New Construction + Additions) | On-the-books | Electric Demand (MW) | 0 | 0.00016165 | 0.00093662 | 0.00090605 | 0.0008756 | 0.00084533 | 0.00081529 | 0.00078554 | 0.00075614 | 0.00072714 | 0.00069859 | 0.00067053 | 0.000643
Yes | SDG&E | Com | BldgEnv | 2025 T-24: NR High Performance Envelope - Prescriptive Woodframed Walls U-Value (New Construction + Additions) | On-the-books | Electric Demand (MW) | 0 | 3.2086e-05 | 0.00019117 | 0.00019035 | 0.00018951 | 0.00018866 | 0.00018779 | 0.00018692 | 0.00018603 | 0.00018513 | 0.00018423 | 0.0001833 | 0.00018237
Yes | SDG&E | Com | BldgEnv | 2025 T-24: NR High Performance Envelope - Reduced Infiltration Vestibules: require vestibules for certain buildings (Thermal bridging) (New Construction + Additions) | On-the-books | Electric Demand (MW) | 0 | 0.00040735 | 0.0024271 | 0.0024165 | 0.0024059 | 0.0023951 | 0.0023841 | 0.002373 | 0.0023618 | 0.0023504 | 0.0023388 | 0.0023271 | 0.0023153
Yes | SDG&E | Com | BldgEnv | 2025 T-24: NR High Performance Envelope - Windows/Fenestration - Alterations (Alterations) | On-the-books | Electric Demand (MW) | 0 | 0.0023479 | 0.0024217 | 0.0022749 | 0.0021274 | 0.001981 | 0.0018375 | 0.0016988 | 0.0015662 | 0.001441 | 0.001324 | 0.0012159 | 0.0011169
Yes | SDG&E | Com | BldgEnv | 2025 T-24: NR High Performance Envelope - Windows/Fenestration - New Construction (New Construction + Additions) | On-the-books | Electric Demand (MW) | 0 | 1.7099e-05 | 9.6566e-05 | 9.0713e-05 | 8.4829e-05 | 7.899e-05 | 7.3271e-05 | 6.7738e-05 | 6.2451e-05 | 5.7459e-05 | 5.2795e-05 | 4.8484e-05 | 4.4537e-05
Yes | SDG&E | Com | BldgEnv | 2022 T-24: NRA - Envelope - Cool Roofs: Steep-Sloped | On-the-books | Electric Demand (MW) | 0.0097776 | 0.0097405 | 0.0097026 | 0.0096641 | 0.0096255 | 0.0095873 | 0.0095498 | 0.0095136 | 0.0094788 | 0.0094458 | 0.0094148 | 0.0093859 | 0.0093593
Yes | SDG&E | Com | BldgEnv | 2022 T-24: NRA - Envelope - Roof Recovers | On-the-books | Electric Demand (MW) | 0.041555 | 0.041397 | 0.041236 | 0.041072 | 0.040908 | 0.040746 | 0.040587 | 0.040433 | 0.040285 | 0.040145 | 0.040013 | 0.03989 | 0.039777
Yes | SDG&E | Com | BldgEnv | 2022 T-24: NRA - Envelope - Roof Replacements | On-the-books | Electric Demand (MW) | 0.034222 | 0.034092 | 0.033959 | 0.033824 | 0.033689 | 0.033555 | 0.033424 | 0.033297 | 0.033176 | 0.03306 | 0.032952 | 0.032851 | 0.032757
Yes | SDG&E | Com | BldgEnv | 2022 T-24: NRA - Reduce Infiltration - Require air barrier where not currently required | On-the-books | Electric Demand (MW) | 0.0018169 | 0.0018058 | 0.0017978 | 0.0017921 | 0.0017881 | 0.0017852 | 0.0017832 | 0.0017817 | 0.0017807 | 0.00178 | 0.0017795 | 0.0017791 | 0.0017789
Yes | SDG&E | Com | BldgEnv | 2022 T-24: NRNC - Envelope - Cool Roofs: Steep-Sloped | On-the-books | Electric Demand (MW) | 0.0020533 | 0.0020455 | 0.0020375 | 0.0020295 | 0.0020214 | 0.0020133 | 0.0020055 | 0.0019978 | 0.0019905 | 0.0019836 | 0.0019771 | 0.001971 | 0.0019654
Yes | SDG&E | Com | BldgEnv | 2022 T-24: NRNC - Envelope - High Performance Windows | On-the-books | Electric Demand (MW) | 0.0025877 | 0.0025779 | 0.0025678 | 0.0025576 | 0.0025474 | 0.0025373 | 0.0025274 | 0.0025178 | 0.0025086 | 0.0024999 | 0.0024917 | 0.002484 | 0.002477
Yes | SDG&E | Com | BldgEnv | 2022 T-24: NRNC - Envelope - Opaque Envelope: Wall | On-the-books | Electric Demand (MW) |  | 0.0031243 | 0.0031121 | 0.0030998 | 0.0030874 | 0.0030751 | 0.0030631 | 0.0030515 | 0.0030403 | 0.0030297 | 0.0030198 | 0.0030105 | 0.003002
Yes | SDG&E | Com | BldgEnv | 2022 T-24: NRNC - Reduce Infiltration - Require air barrier where not currently required | On-the-books | Electric Demand (MW) |  | 0.0015168 | 0.0015102 | 0.0015054 | 0.001502 | 0.0014996 | 0.0014979 | 0.0014967 | 0.0014958 | 0.0014952 | 0.0014948 | 0.0014945 | 0.0014943
Yes | SDG&E | Com | BldgEnv | 2019 T-24: NRNC-Envelope-Dock Seals | On-the-books | Electric Demand (MW) |  | -7.7259e-05 | -7.1265e-05 | -6.4508e-05 | -5.7186e-05 | -4.9587e-05 | -4.2043e-05 | -3.4878e-05 | -2.8354e-05 | -2.2637e-05 | -1.7792e-05 | -1.3804e-05 | -1.0596e-05
Yes | PG&E | Res | BldgEnv | 2008 T-24: Residential Fenestration | On-the-books | Electric Demand (MW) | 0.30169 | 0.30063 | 0.29985 | 0.29927 | 0.29884 | 0.29852 | 0.29812 | 0.29778 | 0.29741 | 0.29705 | 0.29668 | 0.29632 | 0.29596
Yes | PG&E | Res | BldgEnv | 2005 T-24: Window replacement | On-the-books | Electric Demand (MW) | 0 | 0 | 0 | 0 | 0 | 0 | 0 | 0 | 0 | 0 | 0 | 0 | 0
Yes | PG&E | Res | BldgEnv | 2022 T-24: MFA - Restructuring - Fenestration Properties | On-the-books | Electric Demand (MW) | 0.21289 | 0.20772 | 0.20234 | 0.19676 | 0.19099 | 0.18506 | 0.179 | 0.17282 | 0.16657 | 0.16027 | 0.15396 | 0.14766 | 0.14141
Yes | PG&E | Res | BldgEnv | 2022 T-24: MFA - Restructuring - Roof Assemblies | On-the-books | Electric Demand (MW) | 0.022531 | 0.022531 | 0.022531 | 0.022531 | 0.022531 | 0.022531 | 0.022531 | 0.022531 | 0.022531 | 0.022531 | 0.022531 | 0.022531 | 0.022531
Yes | PG&E | Res | BldgEnv | 2022 T-24: MFNC - Restructuring - Duct Sealing and Testing | On-the-books | Electric Demand (MW) | 0.019768 | 0.019698 | 0.019633 | 0.019573 | 0.019517 | 0.019466 | 0.019419 | 0.019375 | 0.019335 | 0.019298 | 0.019264 | 0.019233 | 0.019204
Yes | PG&E | Res | BldgEnv | 2022 T-24: MFNC - Restructuring - Fenestration Properties | On-the-books | Electric Demand (MW) | 0.0017594 | 0.0017167 | 0.0016723 | 0.0016261 | 0.0015784 | 0.0015294 | 0.0014793 | 0.0014283 | 0.0013766 | 0.0013245 | 0.0012724 | 0.0012203 | 0.0011687
Yes | PG&E | Res | BldgEnv | 2022 T-24: MFNC - Restructuring - Roof Assemblies | On-the-books | Electric Demand (MW) | 0.014082 | 0.014082 | 0.014082 | 0.014082 | 0.014082 | 0.014082 | 0.014082 | 0.014082 | 0.014082 | 0.014082 | 0.014082 | 0.014082 | 0.014082
Yes | PG&E | Res | BldgEnv | 2022 T-24: MFNC - Restructuring - Wall U-Factor | On-the-books | Electric Demand (MW) | -0.0043504 | -0.0043504 | -0.0043504 | -0.0043504 | -0.0043504 | -0.0043504 | -0.0043504 | -0.0043504 | -0.0043504 | -0.0043504 | -0.0043504 | -0.0043504 | -0.0043504
Yes | PG&E | Res | BldgEnv | 2025 T-24: Multifamily Envelope - Cool Roof Improvements (New Construction + Additions) | On-the-books | Electric Demand (MW) | 0 | 0.00072109 | 0.0028597 | 0.0028585 | 0.0028573 | 0.0028561 | 0.002855 | 0.0028538 | 0.0028526 | 0.0028514 | 0.0028502 | 0.002849 | 0.0028478
Yes | PG&E | Res | BldgEnv | 2025 T-24: Multifamily Envelope - High Performance Windows (New Construction + Additions) | On-the-books | Electric Demand (MW) | 0 | 0.0018383 | 0.0067892 | 0.0062888 | 0.0057968 | 0.0053178 | 0.0048557 | 0.0044141 | 0.0039956 | 0.0036024 | 0.0032357 | 0.0028962 | 0.002584
Yes | PG&E | Res | BldgEnv | 2025 T-24: Multifamily Envelope - Window Alterations (Alterations) | On-the-books | Electric Demand (MW) | 0 | -0.00029758 | -0.00031594 | -0.00030668 | -0.00029741 | -0.00028816 | -0.00027894 | -0.00026977 | -0.00026067 | -0.00025165 | -0.00024273 | -0.00023392 | -0.00022524
Yes | PG&E | Res | BldgEnv | 2025 T-24: Multifamily Restructuring - Slab Perimeter Insulation (New Construction + Additions) | On-the-books | Electric Demand (MW) | 0 | -6.9882e-09 | -2.6936e-08 | -2.6146e-08 | -2.5356e-08 | -2.4567e-08 | -2.3781e-08 | -2.3e-08 | -2.2224e-08 | -2.1455e-08 | -2.0694e-08 | -1.9943e-08 | -1.9203e-08
Yes | PG&E | Res | BldgEnv | 2019 T-24: RA(MF)-Envelope-QII | On-the-books | Electric Demand (MW) |  | 0.005345 | 0.0049303 | 0.0044628 | 0.0039563 | 0.0034305 | 0.0029086 | 0.002413 | 0.0019616 | 0.0015661 | 0.0012309 | 0.00095497 | 0.00073307
Yes | PG&E | Res | BldgEnv | 2019 T-24: RA(MF)-Envelope-Windows and Doors | On-the-books | Electric Demand (MW) |  | 0.10401 | 0.095944 | 0.086847 | 0.076989 | 0.066758 | 0.056602 | 0.046956 | 0.038173 | 0.030475 | 0.023954 | 0.018584 | 0.014266
Yes | PG&E | Res | BldgEnv | 2019 T-24: RA(SF)-Envelope-High Performance Walls | On-the-books | Electric Demand (MW) |  | 0.011773 | 0.01086 | 0.0098302 | 0.0087145 | 0.0075564 | 0.0064068 | 0.005315 | 0.0043208 | 0.0034495 | 0.0027113 | 0.0021035 | 0.0016147
Yes | PG&E | Res | BldgEnv | 2019 T-24: RA(SF)-Envelope-QII | On-the-books | Electric Demand (MW) |  | 0.020993 | 0.019364 | 0.017528 | 0.015538 | 0.013473 | 0.011424 | 0.0094769 | 0.0077042 | 0.0061507 | 0.0048344 | 0.0037507 | 0.0028792
Yes | PG&E | Res | BldgEnv | 2019 T-24: RA(SF)-Envelope-Windows and Doors | On-the-books | Electric Demand (MW) |  | 0.22027 | 0.20318 | 0.18391 | 0.16304 | 0.14137 | 0.11987 | 0.099439 | 0.080838 | 0.064538 | 0.050726 | 0.039355 | 0.03021
Yes | PG&E | Res | BldgEnv | 2019 T-24: RNC(MF)-Envelope-High Performance Attics | On-the-books | Electric Demand (MW) |  | 0.045393 | 0.041871 | 0.037901 | 0.033599 | 0.029134 | 0.024702 | 0.020492 | 0.016659 | 0.0133 | 0.010454 | 0.0081101 | 0.0062257
Yes | PG&E | Res | BldgEnv | 2019 T-24: RNC(MF)-Envelope-QII | On-the-books | Electric Demand (MW) |  | 0.17346 | 0.16 | 0.14483 | 0.12839 | 0.11133 | 0.094393 | 0.078307 | 0.063659 | 0.050823 | 0.039947 | 0.030991 | 0.02379
Yes | PG&E | Res | BldgEnv | 2019 T-24: RNC(MF)-Envelope-Windows and Doors | On-the-books | Electric Demand (MW) |  | 0.18228 | 0.16814 | 0.15219 | 0.13492 | 0.11699 | 0.099192 | 0.082288 | 0.066896 | 0.053407 | 0.041977 | 0.032567 | 0.025
Yes | PG&E | Res | BldgEnv | 2019 T-24: RNC(SF)-Envelope-High Performance Attics | On-the-books | Electric Demand (MW) |  | 0.41459 | 0.38242 | 0.34616 | 0.30687 | 0.26609 | 0.22561 | 0.18716 | 0.15215 | 0.12147 | 0.095476 | 0.074073 | 0.056861
Yes | PG&E | Res | BldgEnv | 2019 T-24: RNC(SF)-Envelope-High Performance Walls | On-the-books | Electric Demand (MW) |  | 0.21347 | 0.19691 | 0.17824 | 0.15801 | 0.13701 | 0.11617 | 0.09637 | 0.078343 | 0.062546 | 0.049161 | 0.03814 | 0.029278
Yes | PG&E | Res | BldgEnv | 2019 T-24: RNC(SF)-Envelope-QII | On-the-books | Electric Demand (MW) |  | 1.008 | 0.92976 | 0.8416 | 0.74608 | 0.64693 | 0.54851 | 0.45504 | 0.36992 | 0.29533 | 0.23213 | 0.18009 | 0.13824
Yes | PG&E | Res | BldgEnv | 2019 T-24: RNC(SF)-Envelope-Windows and Doors | On-the-books | Electric Demand (MW) |  | 0.57112 | 0.52681 | 0.47686 | 0.42273 | 0.36656 | 0.31079 | 0.25783 | 0.2096 | 0.16733 | 0.13152 | 0.10204 | 0.07833
Yes | PG&E | Res | BldgEnv | 2022 T-24: SFA - Cool roof for low-sloped roof | On-the-books | Electric Demand (MW) |  | 6.176 | 6.0637 | 5.9717 | 5.8979 | 5.8398 | 5.7947 | 5.7602 | 5.7339 | 5.714 | 5.6991 | 5.6879 | 5.6796
Yes | PG&E | Res | BldgEnv | 2022 T-24: SFA - Cool roof for steep-sloped roofs | On-the-books | Electric Demand (MW) |  | 0.85505 | 0.83767 | 0.82199 | 0.80818 | 0.79628 | 0.78621 | 0.77783 | 0.77095 | 0.76535 | 0.76084 | 0.75724 | 0.75437
Yes | PG&E | Res | BldgEnv | 2022 T-24: SFA - Prescriptive attic insulation for alterations | On-the-books | Electric Demand (MW) |  | 0.76397 | 0.76326 | 0.76255 | 0.76184 | 0.76113 | 0.76042 | 0.7597 | 0.75899 | 0.75828 | 0.75756 | 0.75685 | 0.75613
Yes | PG&E | Res | BldgEnv | 2022 T-24: SFA - Roof deck insulation for low-sloped roofs | On-the-books | Electric Demand (MW) |  | 2.3931 | 2.3238 | 2.2565 | 2.192 | 2.1309 | 2.0739 | 2.0213 | 1.9733 | 1.9298 | 1.891 | 1.8564 | 1.8259
Yes | PG&E | Res | BldgEnv | 2022 T-24: SFNC - Prescriptive attic insulation for additions | On-the-books | Electric Demand (MW) |  | 0.0013978 | 0.0013729 | 0.0013528 | 0.0013367 | 0.0013239 | 0.0013137 | 0.0013056 | 0.0012993 | 0.0012943 | 0.0012905 | 0.0012874 | 0.001285
Yes | PG&E | Res | BldgEnv | 2025 T-24: Single Family High-Performance Envelope - High-Performance Windows (Alterations) | On-the-books | Electric Demand (MW) |  | 0.0013085 | 0.001428 | 0.001426 | 0.001424 | 0.001422 | 0.0014199 | 0.0014179 | 0.0014158 | 0.0014136 | 0.0014115 | 0.0014093 | 0.0014071
Yes | PG&E | Res | BldgEnv | 2025 T-24: Single Family High-Performance Envelope - High-Performance Windows (New Construction + Additions) | On-the-books | Electric Demand (MW) |  | 0.071286 | 0.14122 | 0.14102 | 0.14082 | 0.14062 | 0.14042 | 0.14022 | 0.14001 | 0.1398 | 0.13959 | 0.13937 | 0.13915
Yes | SCE | Res | BldgEnv | 2008 T-24: Residential Fenestration | On-the-books | Electric Demand (MW) | 0.23354 | 0.23272 | 0.23212 | 0.23167 | 0.23133 | 0.23109 | 0.23078 | 0.23052 | 0.23023 | 0.22995 | 0.22967 | 0.22939 | 0.22911
Yes | SCE | Res | BldgEnv | 2005 T-24: Window replacement | On-the-books | Electric Demand (MW) | 0 | 0 | 0 | 0 | 0 | 0 | 0 | 0 | 0 | 0 | 0 | 0 | 0
Yes | SCE | Res | BldgEnv | 2022 T-24: MFA - Restructuring - Fenestration Properties | On-the-books | Electric Demand (MW) | 0.1648 | 0.1608 | 0.15664 | 0.15231 | 0.14785 | 0.14326 | 0.13856 | 0.13379 | 0.12894 | 0.12407 | 0.11918 | 0.1143 | 0.10947
Yes | SCE | Res | BldgEnv | 2022 T-24: MFA - Restructuring - Roof Assemblies | On-the-books | Electric Demand (MW) | 0.017441 | 0.017441 | 0.017441 | 0.017441 | 0.017441 | 0.017441 | 0.017441 | 0.017441 | 0.017441 | 0.017441 | 0.017441 | 0.017441 | 0.017441
Yes | SCE | Res | BldgEnv | 2022 T-24: MFNC - Restructuring - Duct Sealing and Testing | On-the-books | Electric Demand (MW) | 0.015303 | 0.015249 | 0.015198 | 0.015152 | 0.015109 | 0.015069 | 0.015032 | 0.014999 | 0.014968 | 0.014939 | 0.014913 | 0.014889 | 0.014866
Yes | SCE | Res | BldgEnv | 2022 T-24: MFNC - Restructuring - Fenestration Properties | On-the-books | Electric Demand (MW) | 0.001362 | 0.0013289 | 0.0012945 | 0.0012588 | 0.0012219 | 0.001184 | 0.0011452 | 0.0011057 | 0.0010657 | 0.0010254 | 0.00098495 | 0.00094466 | 0.00090469
Yes | SCE | Res | BldgEnv | 2022 T-24: MFNC - Restructuring - Roof Assemblies | On-the-books | Electric Demand (MW) | 0.010901 | 0.010901 | 0.010901 | 0.010901 | 0.010901 | 0.010901 | 0.010901 | 0.010901 | 0.010901 | 0.010901 | 0.010901 | 0.010901 | 0.010901
Yes | SCE | Res | BldgEnv | 2022 T-24: MFNC - Restructuring - Wall U-Factor | On-the-books | Electric Demand (MW) | -0.0033677 | -0.0033677 | -0.0033677 | -0.0033677 | -0.0033677 | -0.0033677 | -0.0033677 | -0.0033677 | -0.0033677 | -0.0033677 | -0.0033677 | -0.0033677 | -0.0033677
Yes | SCE | Res | BldgEnv | 2025 T-24: Multifamily Envelope - Cool Roof Improvements (New Construction + Additions) | On-the-books | Electric Demand (MW) | 0 | 0.0005582 | 0.0022137 | 0.0022128 | 0.0022119 | 0.002211 | 0.0022101 | 0.0022092 | 0.0022082 | 0.0022073 | 0.0022064 | 0.0022055 | 0.0022045
Yes | SCE | Res | BldgEnv | 2025 T-24: Multifamily Envelope - High Performance Windows (New Construction + Additions) | On-the-books | Electric Demand (MW) | 0 | 0.001423 | 0.0052556 | 0.0048683 | 0.0044874 | 0.0041166 | 0.0037589 | 0.003417 | 0.0030931 | 0.0027886 | 0.0025048 | 0.002242 | 0.0020003
Yes | SCE | Res | BldgEnv | 2025 T-24: Multifamily Envelope - Window Alterations (Alterations) | On-the-books | Electric Demand (MW) | 0 | -0.00023036 | -0.00024458 | -0.0002374 | -0.00023023 | -0.00022307 | -0.00021593 | -0.00020883 | -0.00020179 | -0.00019481 | -0.0001879 | -0.00018108 | -0.00017436
Yes | SCE | Res | BldgEnv | 2025 T-24: Multifamily Restructuring - Slab Perimeter Insulation (New Construction + Additions) | On-the-books | Electric Demand (MW) | 0 | -5.4097e-09 | -2.0852e-08 | -2.024e-08 | -1.9628e-08 | -1.9018e-08 | -1.841e-08 | -1.7805e-08 | -1.7204e-08 | -1.6609e-08 | -1.602e-08 | -1.5439e-08 | -1.4865e-08
Yes | SCE | Res | BldgEnv | 2019 T-24: RA(MF)-Envelope-QII | On-the-books | Electric Demand (MW) |  | 0.0041376 | 0.0038166 | 0.0034547 | 0.0030626 | 0.0026556 | 0.0022516 | 0.0018679 | 0.0015185 | 0.0012123 | 0.00095287 | 0.00073926 | 0.00056748
Yes | SCE | Res | BldgEnv | 2019 T-24: RA(MF)-Envelope-Windows and Doors | On-the-books | Electric Demand (MW) |  | 0.080519 | 0.074272 | 0.067229 | 0.059599 | 0.051679 | 0.043817 | 0.03635 | 0.02955 | 0.023592 | 0.018543 | 0.014386 | 0.011043
Yes | SCE | Res | BldgEnv | 2019 T-24: RA(SF)-Envelope-High Performance Walls | On-the-books | Electric Demand (MW) |  | 0.009114 | 0.0084069 | 0.0076097 | 0.006746 | 0.0058495 | 0.0049596 | 0.0041144 | 0.0033448 | 0.0026703 | 0.0020989 | 0.0016284 | 0.00125
Yes | SCE | Res | BldgEnv | 2019 T-24: RA(SF)-Envelope-QII | On-the-books | Electric Demand (MW) |  | 0.016251 | 0.01499 | 0.013569 | 0.012028 | 0.01043 | 0.0088433 | 0.0073362 | 0.0059639 | 0.0047614 | 0.0037424 | 0.0029034 | 0.0022288
Yes | SCE | Res | BldgEnv | 2019 T-24: RA(SF)-Envelope-Windows and Doors | On-the-books | Electric Demand (MW) |  | 0.17051 | 0.15728 | 0.14237 | 0.12621 | 0.10944 | 0.09279 | 0.076977 | 0.062578 | 0.04996 | 0.039268 | 0.030465 | 0.023386
Yes | SCE | Res | BldgEnv | 2019 T-24: RNC(MF)-Envelope-High Performance Attics | On-the-books | Electric Demand (MW) |  | 0.035139 | 0.032413 | 0.02934 | 0.026009 | 0.022553 | 0.019122 | 0.015863 | 0.012896 | 0.010296 | 0.0080923 | 0.0062782 | 0.0048194
Yes | SCE | Res | BldgEnv | 2019 T-24: RNC(MF)-Envelope-QII | On-the-books | Electric Demand (MW) |  | 0.13428 | 0.12386 | 0.11212 | 0.09939 | 0.086182 | 0.073071 | 0.060619 | 0.04928 | 0.039343 | 0.030923 | 0.023991 | 0.018416
Yes | SCE | Res | BldgEnv | 2019 T-24: RNC(MF)-Envelope-Windows and Doors | On-the-books | Electric Demand (MW) |  | 0.1411 | 0.13016 | 0.11782 | 0.10444 | 0.090564 | 0.076786 | 0.063701 | 0.051785 | 0.041343 | 0.032495 | 0.025211 | 0.019353
Yes | SCE | Res | BldgEnv | 2019 T-24: RNC(SF)-Envelope-High Performance Attics | On-the-books | Electric Demand (MW) |  | 0.32094 | 0.29604 | 0.26797 | 0.23755 | 0.20598 | 0.17465 | 0.14489 | 0.11778 | 0.094033 | 0.07391 | 0.057341 | 0.044017
Yes | SCE | Res | BldgEnv | 2019 T-24: RNC(SF)-Envelope-High Performance Walls | On-the-books | Electric Demand (MW) |  | 0.16525 | 0.15243 | 0.13798 | 0.12232 | 0.10606 | 0.089926 | 0.074602 | 0.060647 | 0.048418 | 0.038056 | 0.029525 | 0.022664
Yes | SCE | Res | BldgEnv | 2019 T-24: RNC(SF)-Envelope-QII | On-the-books | Electric Demand (MW) |  | 0.78028 | 0.71974 | 0.6515 | 0.57755 | 0.5008 | 0.42461 | 0.35225 | 0.28636 | 0.22862 | 0.17969 | 0.13941 | 0.10702
Yes | SCE | Res | BldgEnv | 2019 T-24: RNC(SF)-Envelope-Windows and Doors | On-the-books | Electric Demand (MW) |  | 0.44211 | 0.40781 | 0.36914 | 0.32724 | 0.28376 | 0.24059 | 0.19959 | 0.16225 | 0.12954 | 0.10182 | 0.078991 | 0.060636
Yes | SCE | Res | BldgEnv | 2022 T-24: SFA - Cool roof for low-sloped roof | On-the-books | Electric Demand (MW) |  | 4.7809 | 4.694 | 4.6228 | 4.5656 | 4.5207 | 4.4858 | 4.459 | 4.4387 | 4.4233 | 4.4117 | 4.4031 | 4.3966
Yes | SCE | Res | BldgEnv | 2022 T-24: SFA - Cool roof for steep-sloped roofs | On-the-books | Electric Demand (MW) |  | 0.66191 | 0.64846 | 0.63631 | 0.62562 | 0.61641 | 0.60862 | 0.60213 | 0.5968 | 0.59247 | 0.58898 | 0.58619 | 0.58397
Yes | SCE | Res | BldgEnv | 2022 T-24: SFA - Prescriptive attic insulation for alterations | On-the-books | Electric Demand (MW) |  | 0.5914 | 0.59085 | 0.5903 | 0.58975 | 0.5892 | 0.58865 | 0.5881 | 0.58755 | 0.58699 | 0.58644 | 0.58589 | 0.58534
Yes | SCE | Res | BldgEnv | 2022 T-24: SFA - Roof deck insulation for low-sloped roofs | On-the-books | Electric Demand (MW) |  | 1.8526 | 1.7989 | 1.7468 | 1.6968 | 1.6496 | 1.6054 | 1.5647 | 1.5275 | 1.4939 | 1.4638 | 1.4371 | 1.4135
Yes | SCE | Res | BldgEnv | 2022 T-24: SFNC - Prescriptive attic insulation for additions | On-the-books | Electric Demand (MW) |  | 0.0010821 | 0.0010628 | 0.0010472 | 0.0010348 | 0.0010248 | 0.0010169 | 0.0010107 | 0.0010058 | 0.001002 | 0.00099896 | 0.00099661 | 0.00099477
Yes | SCE | Res | BldgEnv | 2025 T-24: Single Family High-Performance Envelope - High-Performance Windows (Alterations) | On-the-books | Electric Demand (MW) |  | 0.0010129 | 0.0011054 | 0.0011039 | 0.0011023 | 0.0011008 | 0.0010992 | 0.0010976 | 0.001096 | 0.0010943 | 0.0010927 | 0.001091 | 0.0010893
Yes | SCE | Res | BldgEnv | 2025 T-24: Single Family High-Performance Envelope - High-Performance Windows (New Construction + Additions) | On-the-books | Electric Demand (MW) |  | 0.055184 | 0.10932 | 0.10917 | 0.10901 | 0.10886 | 0.1087 | 0.10854 | 0.10838 | 0.10822 | 0.10806 | 0.10789 | 0.10772
Yes | SDG&E | Res | BldgEnv | 2008 T-24: Residential Fenestration | On-the-books | Electric Demand (MW) | 0.041349 | 0.041204 | 0.041096 | 0.041017 | 0.040958 | 0.040914 | 0.04086 | 0.040813 | 0.040762 | 0.040713 | 0.040663 | 0.040613 | 0.040563
Yes | SDG&E | Res | BldgEnv | 2005 T-24: Window replacement | On-the-books | Electric Demand (MW) | 0 | 0 | 0 | 0 | 0 | 0 | 0 | 0 | 0 | 0 | 0 | 0 | 0
Yes | SDG&E | Res | BldgEnv | 2022 T-24: MFA - Restructuring - Fenestration Properties | On-the-books | Electric Demand (MW) | 0.029178 | 0.02847 | 0.027733 | 0.026967 | 0.026177 | 0.025364 | 0.024533 | 0.023687 | 0.02283 | 0.021966 | 0.021101 | 0.020238 | 0.019381
Yes | SDG&E | Res | BldgEnv | 2022 T-24: MFA - Restructuring - Roof Assemblies | On-the-books | Electric Demand (MW) | 0.003088 | 0.003088 | 0.003088 | 0.003088 | 0.003088 | 0.003088 | 0.003088 | 0.003088 | 0.003088 | 0.003088 | 0.003088 | 0.003088 | 0.003088
Yes | SDG&E | Res | BldgEnv | 2022 T-24: MFNC - Restructuring - Duct Sealing and Testing | On-the-books | Electric Demand (MW) | 0.0027094 | 0.0026998 | 0.0026909 | 0.0026826 | 0.002675 | 0.002668 | 0.0026615 | 0.0026555 | 0.00265 | 0.002645 | 0.0026403 | 0.002636 | 0.0026321
Yes | SDG&E | Res | BldgEnv | 2022 T-24: MFNC - Restructuring - Fenestration Properties | On-the-books | Electric Demand (MW) | 0.00024114 | 0.00023529 | 0.0002292 | 0.00022287 | 0.00021634 | 0.00020962 | 0.00020275 | 0.00019576 | 0.00018868 | 0.00018154 | 0.00017439 | 0.00016725 | 0.00016018
Yes | SDG&E | Res | BldgEnv | 2022 T-24: MFNC - Restructuring - Roof Assemblies | On-the-books | Electric Demand (MW) | 0.00193 | 0.00193 | 0.00193 | 0.00193 | 0.00193 | 0.00193 | 0.00193 | 0.00193 | 0.00193 | 0.00193 | 0.00193 | 0.00193 | 0.00193
Yes | SDG&E | Res | BldgEnv | 2022 T-24: MFNC - Restructuring - Wall U-Factor | On-the-books | Electric Demand (MW) | -0.00059626 | -0.00059626 | -0.00059626 | -0.00059626 | -0.00059626 | -0.00059626 | -0.00059626 | -0.00059626 | -0.00059626 | -0.00059626 | -0.00059626 | -0.00059626 | -0.00059626
Yes | SDG&E | Res | BldgEnv | 2025 T-24: Multifamily Envelope - Cool Roof Improvements (New Construction + Additions) | On-the-books | Electric Demand (MW) | 0 | 9.883e-05 | 0.00039194 | 0.00039178 | 0.00039162 | 0.00039146 | 0.0003913 | 0.00039113 | 0.00039097 | 0.00039081 | 0.00039064 | 0.00039048 | 0.00039031
Yes | SDG&E | Res | BldgEnv | 2025 T-24: Multifamily Envelope - High Performance Windows (New Construction + Additions) | On-the-books | Electric Demand (MW) | 0 | 0.00025195 | 0.00093051 | 0.00086193 | 0.0007945 | 0.00072885 | 0.00066552 | 0.00060499 | 0.00054763 | 0.00049373 | 0.00044347 | 0.00039694 | 0.00035416
Yes | SDG&E | Res | BldgEnv | 2025 T-24: Multifamily Envelope - Window Alterations (Alterations) | On-the-books | Electric Demand (MW) | 0 | -4.0785e-05 | -4.3303e-05 | -4.2032e-05 | -4.0762e-05 | -3.9494e-05 | -3.8231e-05 | -3.6974e-05 | -3.5727e-05 | -3.4491e-05 | -3.3268e-05 | -3.2061e-05 | -3.0871e-05
Yes | SDG&E | Res | BldgEnv | 2025 T-24: Multifamily Restructuring - Slab Perimeter Insulation (New Construction + Additions) | On-the-books | Electric Demand (MW) | 0 | -9.5779e-10 | -3.6918e-09 | -3.5835e-09 | -3.4752e-09 | -3.3671e-09 | -3.2594e-09 | -3.1523e-09 | -3.046e-09 | -2.9406e-09 | -2.8363e-09 | -2.7334e-09 | -2.6319e-09
Yes | SDG&E | Res | BldgEnv | 2019 T-24: RA(MF)-Envelope-QII | On-the-books | Electric Demand (MW) |  | 0.00073257 | 0.00067574 | 0.00061166 | 0.00054224 | 0.00047018 | 0.00039865 | 0.00033072 | 0.00026885 | 0.00021464 | 0.00016871 | 0.00013089 | 0.00010047
Yes | SDG&E | Res | BldgEnv | 2019 T-24: RA(MF)-Envelope-Windows and Doors | On-the-books | Electric Demand (MW) |  | 0.014256 | 0.01315 | 0.011903 | 0.010552 | 0.0091497 | 0.0077577 | 0.0064357 | 0.0052319 | 0.0041769 | 0.003283 | 0.002547 | 0.0019552
Yes | SDG&E | Res | BldgEnv | 2019 T-24: RA(SF)-Envelope-High Performance Walls | On-the-books | Electric Demand (MW) |  | 0.0016136 | 0.0014884 | 0.0013473 | 0.0011944 | 0.0010357 | 0.00087811 | 0.00072847 | 0.0005922 | 0.00047279 | 0.00037161 | 0.0002883 | 0.00022131
Yes | SDG&E | Res | BldgEnv | 2019 T-24: RA(SF)-Envelope-QII | On-the-books | Electric Demand (MW) |  | 0.0028772 | 0.002654 | 0.0024023 | 0.0021296 | 0.0018466 | 0.0015657 | 0.0012989 | 0.0010559 | 0.000843 | 0.0006626 | 0.00051406 | 0.00039461
Yes | SDG&E | Res | BldgEnv | 2019 T-24: RA(SF)-Envelope-Windows and Doors | On-the-books | Electric Demand (MW) |  | 0.03019 | 0.027847 | 0.025207 | 0.022346 | 0.019376 | 0.016429 | 0.013629 | 0.011079 | 0.0088454 | 0.0069525 | 0.0053939 | 0.0041405
Yes | SDG&E | Res | BldgEnv | 2019 T-24: RNC(MF)-Envelope-High Performance Attics | On-the-books | Electric Demand (MW) |  | 0.0062214 | 0.0057387 | 0.0051946 | 0.004605 | 0.003993 | 0.0033856 | 0.0028086 | 0.0022832 | 0.0018228 | 0.0014327 | 0.0011116 | 0.00085328
Yes | SDG&E | Res | BldgEnv | 2019 T-24: RNC(MF)-Envelope-QII | On-the-books | Electric Demand (MW) |  | 0.023774 | 0.02193 | 0.01985 | 0.017597 | 0.015259 | 0.012937 | 0.010733 | 0.008725 | 0.0069656 | 0.005475 | 0.0042476 | 0.0032606
Yes | SDG&E | Res | BldgEnv | 2019 T-24: RNC(MF)-Envelope-Windows and Doors | On-the-books | Electric Demand (MW) |  | 0.024983 | 0.023044 | 0.020859 | 0.018492 | 0.016034 | 0.013595 | 0.011278 | 0.0091686 | 0.0073198 | 0.0057533 | 0.0044636 | 0.0034264
Yes | SDG&E | Res | BldgEnv | 2019 T-24: RNC(SF)-Envelope-High Performance Attics | On-the-books | Electric Demand (MW) |  | 0.056822 | 0.052414 | 0.047444 | 0.042059 | 0.03647 | 0.030921 | 0.025652 | 0.020854 | 0.016649 | 0.013086 | 0.010152 | 0.0077933
Yes | SDG&E | Res | BldgEnv | 2019 T-24: RNC(SF)-Envelope-High Performance Walls | On-the-books | Electric Demand (MW) |  | 0.029258 | 0.026988 | 0.024429 | 0.021656 | 0.018778 | 0.015922 | 0.013208 | 0.010738 | 0.0085724 | 0.0067379 | 0.0052274 | 0.0040128
Yes | SDG&E | Res | BldgEnv | 2019 T-24: RNC(SF)-Envelope-QII | On-the-books | Electric Demand (MW) |  | 0.13815 | 0.12743 | 0.11535 | 0.10226 | 0.088667 | 0.075178 | 0.062366 | 0.0507 | 0.040477 | 0.031815 | 0.024683 | 0.018947
Yes | SDG&E | Res | BldgEnv | 2019 T-24: RNC(SF)-Envelope-Windows and Doors | On-the-books | Electric Demand (MW) |  | 0.078276 | 0.072203 | 0.065357 | 0.057939 | 0.050239 | 0.042596 | 0.035337 | 0.028727 | 0.022935 | 0.018026 | 0.013985 | 0.010736
Yes | SDG&E | Res | BldgEnv | 2022 T-24: SFA - Cool roof for low-sloped roof | On-the-books | Electric Demand (MW) |  | 0.84646 | 0.83108 | 0.81846 | 0.80835 | 0.80039 | 0.79421 | 0.78947 | 0.78587 | 0.78315 | 0.7811 | 0.77957 | 0.77843
Yes | SDG&E | Res | BldgEnv | 2022 T-24: SFA - Cool roof for steep-sloped roofs | On-the-books | Electric Demand (MW) |  | 0.11719 | 0.11481 | 0.11266 | 0.11077 | 0.10914 | 0.10776 | 0.10661 | 0.10566 | 0.1049 | 0.10428 | 0.10379 | 0.10339
Yes | SDG&E | Res | BldgEnv | 2022 T-24: SFA - Prescriptive attic insulation for alterations | On-the-books | Electric Demand (MW) |  | 0.10471 | 0.10461 | 0.10451 | 0.10442 | 0.10432 | 0.10422 | 0.10412 | 0.10403 | 0.10393 | 0.10383 | 0.10373 | 0.10363
Yes | SDG&E | Res | BldgEnv | 2022 T-24: SFA - Roof deck insulation for low-sloped roofs | On-the-books | Electric Demand (MW) |  | 0.328 | 0.3185 | 0.30927 | 0.30043 | 0.29206 | 0.28424 | 0.27703 | 0.27045 | 0.2645 | 0.25917 | 0.25444 | 0.25026
Yes | SDG&E | Res | BldgEnv | 2022 T-24: SFNC - Prescriptive attic insulation for additions | On-the-books | Electric Demand (MW) |  | 0.00019158 | 0.00018817 | 0.00018541 | 0.0001832 | 0.00018144 | 0.00018005 | 0.00017895 | 0.00017808 | 0.0001774 | 0.00017687 | 0.00017645 | 0.00017612
Yes | SDG&E | Res | BldgEnv | 2025 T-24: Single Family High-Performance Envelope - High-Performance Windows (Alterations) | On-the-books | Electric Demand (MW) |  | 0.00017934 | 0.00019572 | 0.00019544 | 0.00019517 | 0.00019489 | 0.00019461 | 0.00019433 | 0.00019404 | 0.00019375 | 0.00019346 | 0.00019316 | 0.00019286
Yes | SDG&E | Res | BldgEnv | 2025 T-24: Single Family High-Performance Envelope - High-Performance Windows (New Construction + Additions) | On-the-books | Electric Demand (MW) |  | 0.0097703 | 0.019355 | 0.019328 | 0.019301 | 0.019274 | 0.019246 | 0.019218 | 0.019189 | 0.01916 | 0.019131 | 0.019102 | 0.019072
Yes | PG&E | Com | HVAC | Fed Appliance: Single package vertical AC and HP - >65,000 Btu/hr and <240,000 Btu/hr | On-the-books | Electric Demand (MW) | 0.090895 | 0.09004 | 0.089452 | 0.089025 | 0.088778 | 0.024462 | 0.024401 | 0.024361 | 0.024297 | 0.024238 | 0.024165 | 0.024091 | 0.024007
Yes | PG&E | Com | HVAC | Fed Appliance: Commercial CAC and HP - <65,000 Btu/hr | On-the-books | Electric Demand (MW) | 0.0033121 | 0.0033121 | 0.0033121 | 0.0033121 | 0.0033121 | 0.0033121 | 0.0033121 | 0.0033121 | 0.0033121 | 0.0033121 | 0.0033121 | 0.0033121 | 0.0033121
Yes | PG&E | Com | HVAC | Fed Appliance: Commercial CAC and HP - 65,000 Btu/hr to 760,000 Btu/hr - Tier 1 | On-the-books | Electric Demand (MW) | 0.73249 | 0.71784 | 0.70319 | 0.68854 | 0.67389 | 0.65924 | 0.64459 | 0.14833 | 0.14489 | 0.14144 | 0.13799 | 0.13454 | 0.13109
Yes | PG&E | Com | HVAC | Fed Appliance: Computer Room Acs >=65,000 Btu/h and < 760,000 Btu/h | On-the-books | Electric Demand (MW) | 6.5344e-06 | 6.5342e-06 | 6.5341e-06 | 5.675e-06 | 1.6212e-06 | 1.6212e-06 | 1.6212e-06 | 1.6212e-06 | 1.6212e-06 | 1.6212e-06 | 1.6212e-06 | 1.6212e-06 | 1.6212e-06
Yes | PG&E | Com | HVAC | 2008 T-24: DDC to Zone | On-the-books | Electric Demand (MW) | 4.9517 | 4.9332 | 4.9189 | 4.9079 | 4.8995 | 4.8931 | 4.8853 | 4.8785 | 4.871 | 4.8639 | 4.8566 | 4.8494 | 4.8422
Yes | PG&E | Com | HVAC | 2005 T-24: Ducts in existing commercial buildings | On-the-books | Electric Demand (MW) | 0 | 0 | 0 | 0 | 0 | 0 | 0 | 0 | 0 | 0 | 0 | 0 | 0
Yes | PG&E | Com | HVAC | Fed Appliance: Large and Very Large Commercial Package Air-Conditioners ≥135 kBtu/h | On-the-books | Electric Demand (MW) | 0.00026093 | 0.00025909 | 0.00025742 | 0.00025592 | 0.00014234 | 6.2853e-05 | 6.2526e-05 | 6.2213e-05 | 6.189e-05 | 6.1573e-05 | 6.1253e-05 | 6.0935e-05 | 6.0615e-05
Yes | PG&E | Com | HVAC | 2016 T-24: NRA-HVAC-ASHRAE Equipment Efficiency | On-the-books | Electric Demand (MW) | 0.54035 | 0.53564 | 0.53244 | 0.53027 | 0.52879 | 0.52779 | 0.52647 | 0.52537 | 0.52412 | 0.52297 | 0.52175 | 0.52057 | 0
Yes | PG&E | Com | HVAC | 2016 T-24: NRA-HVAC-ASHRAE Measure-DDC | On-the-books | Electric Demand (MW) | 0.025924 | 0.025698 | 0.025545 | 0.02544 | 0.025369 | 0.025321 | 0.025258 | 0 | 0 | 0 | 0 | 0 | 0
Yes | PG&E | Com | HVAC | 2013 T-24: NRA-HVAC-Equipment Efficiency | On-the-books | Electric Demand (MW) | 0.846 | 0.83922 | 0.83404 | 0.83009 | 0.8271 | 0.82483 | 0.82208 | 0.81965 | 0.817 | 0.4039 | 0 | 0 | 0
Yes | PG&E | Com | HVAC | 2013 T-24: NRNC-HVAC-Garage Exhaust | On-the-books | Electric Demand (MW) | 0.45529 | 0.45314 | 0.45178 | 0.45094 | 0.45043 | 0.45011 | 0.44966 | 0.4493 | 0.44888 | 0.4485 | 0.44809 | 0.4477 | 0.4473
Yes | PG&E | Com | HVAC | 2013 T-24: NRNC-HVAC-Laboratory Exhaust | On-the-books | Electric Demand (MW) | 1.0323 | 1.0274 | 1.0244 | 1.0225 | 1.0213 | 1.0206 | 1.0196 | 1.0187 | 1.0178 | 1.0169 | 1.016 | 1.0151 | 1.0142
Yes | PG&E | Com | HVAC | 2013 T-24: NRNC-HVAC-Occupant Controlled Smart Thermostats | On-the-books | Electric Demand (MW) | 0.21181 | 0.20917 | 0.20709 | 0.20545 | 0.20418 | 0.2032 | 0.20202 | 0.20097 | 0.19984 | 0.19876 | 0.19765 | 0.19656 | 0.19545
Yes | PG&E | Com | HVAC | 2013 T-24: NRNC-HVAC-Water & Space Heating ACM | On-the-books | Electric Demand (MW) | 0.021338 | 0.021072 | 0.020862 | 0.020698 | 0.020569 | 0.02047 | 0.020352 | 0.020246 | 0.020132 | 0.020023 | 0.019911 | 0.019801 | 0.01969
Yes | PG&E | Com | HVAC | 2013 T-24: NRNC-Process-Data Centers | On-the-books | Electric Demand (MW) | 0.086546 | 0.086539 | 0.086534 | 0.086531 | 0.086529 | 0.086527 | 0.086525 | 0.086523 | 0.086522 | 0.08652 | 0.086518 | 0.086516 | 0.086514
Yes | PG&E | Com | HVAC | Fed Appliance: Small Commercial Package Air-Conditioners ≥65 and <135 kBtu/h | On-the-books | Electric Demand (MW) | 1.292e-07 | 1.2664e-07 | 1.2432e-07 | 6.849e-08 | 2.9855e-08 | 2.9429e-08 | 2.8974e-08 | 2.8538e-08 | 2.8089e-08 | 2.7649e-08 | 2.7203e-08 | 2.6761e-08 | 2.6316e-08
Yes | PG&E | Com | HVAC | 2019-21 Fed App: Ceiling Fans | On-the-books | Electric Demand (MW) | 2.7157e-05 | 2.6629e-05 | 2.6136e-05 | 2.5665e-05 | 2.5384e-05 | 2.5212e-05 | 2.4847e-05 | 2.4535e-05 | 2.1173e-05 | 2.9158e-06 | 2.8928e-06 | 2.8734e-06 | 2.8571e-06
Yes | PG&E | Com | HVAC | 2022-24 Fed App: Commercial boilers | On-the-books | Electric Demand (MW) | -0.0064032 | -0.0063773 | -0.0062548 | -0.0061494 | -0.0060601 | -0.0059844 | -0.0058571 | -0.0057465 | -0.0056511 | -0.0055692 | -0.0054992 | -0.0054398 | -0.0053894
Yes | PG&E | Com | HVAC | 2016-18 Fed App: Commercial CAC and HP (65,000 Btu/hr to 760,000 Btu/hr) - Tier 2 | On-the-books | Electric Demand (MW) | 5.1467 | 5.1457 | 5.1449 | 5.1442 | 5.1436 | 5.1432 | 5.1428 | 5.1424 | 5.1422 | 5.1419 | 5.1417 | 5.1416 | 5.1414
Yes | PG&E | Com | HVAC | 2019-21 Fed App: Dehumidifiers | On-the-books | Electric Demand (MW) |  | 0.20892 | 0.20282 | 0.19652 | 0.18979 | 0.1093 | 0.026222 | 0.025039 | 0.023968 | 0.022999 | 0.022122 | 0.021328 | 0.02061
Yes | PG&E | Com | HVAC | 2025 T-24: NR HVAC - Limit Hot Water Supply Temperatures - Electric (Alterations) | On-the-books | Electric Demand (MW) | 0 | 0.020882 | 0.022519 | 0.022221 | 0.021925 | 0.021634 | 0.021346 | 0.021062 | 0.020782 | 0.020507 | 0.020236 | 0.0042125 | 0.0027183
Yes | PG&E | Com | HVAC | 2025 T-24: NR HVAC - Limit Hot Water Supply Temperatures - Electric (New Construction + Additions) | On-the-books | Electric Demand (MW) | 0 | 0.0017419 | 0.010285 | 0.010149 | 0.010014 | 0.0098808 | 0.0097493 | 0.0096196 | 0.0094918 | 0.009366 | 0.0092423 | 0.0078102 | 0.0012415
Yes | PG&E | Com | HVAC | 2025 T-24: NR HVAC - Mechanical Heat Recovery (without TES, waterside HR) (New Construction + Additions) | On-the-books | Electric Demand (MW) | 0 | 0.0018834 | 0.010912 | 0.010548 | 0.01018 | 0.00981 | 0.0094415 | 0.0090769 | 0.0087187 | 0.0083694 | 0.0080311 | 0.0065984 | 0.0010199
Yes | PG&E | Com | HVAC | 2025 T-24: NR HVAC - Mechanical Heat Recovery Scenario A - Gas Baseline (New Construction + Additions) | On-the-books | Electric Demand (MW) | 0 | -8.5609e-05 | -0.000496 | -0.00047945 | -0.00046271 | -0.00044591 | -0.00042916 | -0.00041258 | -0.00039631 | -0.00038043 | -0.00036505 | -0.00029993 | -4.636e-05
Yes | PG&E | Com | HVAC | 2025 T-24: NR HVAC Controls - Guideline 36 (Alterations) | On-the-books | Electric Demand (MW) | 0 | 2.0646 | 2.2488 | 2.2413 | 2.2335 | 2.2257 | 2.2176 | 2.2094 | 2.2009 | 2.1924 | 2.1836 | 2.1746 | 2.1655
Yes | PG&E | Com | HVAC | 2025 T-24: NR HVAC Controls - Guideline 36 (New Construction + Additions) | On-the-books | Electric Demand (MW) | 0 | 0.087775 | 0.52349 | 0.52173 | 0.51994 | 0.5181 | 0.51622 | 0.51431 | 0.51235 | 0.51035 | 0.50831 | 0.50622 | 0.50409
Yes | PG&E | Com | HVAC | 2022 T-24: NRA - Air Distribution - Duct Leakage Testing | On-the-books | Electric Demand (MW) | 0.17362 | 0.17146 | 0.16932 | 0.16722 | 0.16516 | 0.16315 | 0.1612 | 0.15932 | 0.15752 | 0.15579 | 0.15415 | 0.15258 | 0.15111
Yes | PG&E | Com | HVAC | 2022 T-24: NRA - Air Distribution - Fan Energy Index | On-the-books | Electric Demand (MW) | 0.010213 | 0.010086 | 0.0099601 | 0.0098364 | 0.0097152 | 0.0095971 | 0.0094826 | 0.009372 | 0.0092658 | 0.0091642 | 0.0090674 | 0.0089756 | 0.0088888
Yes | PG&E | Com | HVAC | 2022 T-24: NRA - Air Distribution - Fan Power Budget | On-the-books | Electric Demand (MW) | 0.25532 | 0.25214 | 0.249 | 0.24591 | 0.24288 | 0.23993 | 0.23707 | 0.2343 | 0.23165 | 0.22911 | 0.22669 | 0.22439 | 0.22222
Yes | PG&E | Com | HVAC | 2022 T-24: NRA - HVAC Controls - Dedicated Outdoor Air Systems (DOAS) | On-the-books | Electric Demand (MW) | 0.18496 | 0.18395 | 0.18289 | 0.1818 | 0.18068 | 0.17951 | 0.17831 | 0.17707 | 0.17579 | 0.17448 | 0.17313 | 0.17174 | 0.17032
Yes | PG&E | Com | HVAC | 2022 T-24: NRA - HVAC Controls - Exhaust Air Heat Recovery | On-the-books | Electric Demand (MW) | 0.0034873 | 0.003466 | 0.003444 | 0.0034215 | 0.0033985 | 0.0033748 | 0.0033507 | 0.003326 | 0.0033008 | 0.0032751 | 0.003249 | 0.0032225 | 0.0031956
Yes | PG&E | Com | HVAC | 2022 T-24: NRA - HVAC Controls - Expand Economizer Requirements | On-the-books | Electric Demand (MW) | 0.043313 | 0.042349 | 0.041432 | 0.040562 | 0.039739 | 0.02279 | 0 | 0 | 0 | 0 | 0 | 0 | 0
Yes | PG&E | Com | HVAC | 2022 T-24: NRA - HVAC Controls - VAV Deadband Airflow | On-the-books | Electric Demand (MW) | 0.0097636 | 0.0063578 | 0.0039623 | 0.0023969 | 0.0014227 | 0.0008347 | 0.00048632 | 0.00028218 | 0.00016334 | 9.4421e-05 | 5.4536e-05 | 3.1485e-05 | 1.8172e-05
Yes | PG&E | Com | HVAC | 2019 T-24: NRA-MECH-ASHRAE 90.1 | On-the-books | Electric Demand (MW) | 0.45508 | 0.42673 | 0.39362 | 0.3563 | 0.31586 | 0.27388 | 0.23222 | 0.19264 | 0.15661 | 0.12503 | 0.0083465 | 0 | 0
Yes | PG&E | Com | HVAC | 2019 T-24: NRA-MECH-Cooling Towers | On-the-books | Electric Demand (MW) | 0.042118 | 0.039494 | 0.03643 | 0.032976 | 0.029233 | 0.025348 | 0.021492 | 0.017829 | 0.014494 | 0.011572 | 0.00077247 | 0 | 0
Yes | PG&E | Com | HVAC | 2019 T-24: NRA-MECH-HE Fume Hoods in Lab Spaces | On-the-books | Electric Demand (MW) | 0.18799 | 0.17628 | 0.1626 | 0.14718 | 0.13048 | 0.11314 | 0.095927 | 0.07958 | 0.064694 | 0.051649 | 0.0034479 | 0 | 0
Yes | PG&E | Com | HVAC | 2019 T-24: NRA-MECH-Variable Exhaust Flow Control | On-the-books | Electric Demand (MW) | 0.062817 | 0.058904 | 0.054334 | 0.049182 | 0.0436 | 0.037806 | 0.032054 | 0.026592 | 0.021617 | 0.017258 | 0.0011521 | 1.6004e-17 | 1.6004e-17
Yes | PG&E | Com | HVAC | 2022 T-24: NRNC - Air Distribution - Duct Leakage Testing | On-the-books | Electric Demand (MW) | 0.094366 | 0.093193 | 0.092032 | 0.090888 | 0.089769 | 0.088678 | 0.087619 | 0.086598 | 0.085616 | 0.084677 | 0.083783 | 0.082934 | 0.082132
Yes | PG&E | Com | HVAC | 2022 T-24: NRNC - Air Distribution - Fan Energy Index | On-the-books | Electric Demand (MW) | 0.0042893 | 0.004236 | 0.0041833 | 0.0041313 | 0.0040804 | 0.0040308 | 0.0039827 | 0.0039363 | 0.0038916 | 0.003849 | 0.0038083 | 0.0037697 | 0.0037333
Yes | PG&E | Com | HVAC | 2022 T-24: NRNC - Air Distribution - Fan Power Budget | On-the-books | Electric Demand (MW) | 0.085787 | 0.08472 | 0.083665 | 0.082626 | 0.081608 | 0.080616 | 0.079654 | 0.078725 | 0.077833 | 0.076979 | 0.076166 | 0.075395 | 0.074666
Yes | PG&E | Com | HVAC | 2022 T-24: NRNC - Computer Room Efficiency - Increased Temperature Thresholds for Economizers | On-the-books | Electric Demand (MW) | 0.040822 | 0.038719 | 0.03681 | 0.035082 | 0.033521 | 0.032114 | 0.030848 | 0.02971 | 0.028689 | 0.027774 | 0.026954 | 0.026222 | 0.025567
Yes | PG&E | Com | HVAC | 2022 T-24: NRNC - HVAC Controls - Dedicated Outdoor Air Systems (DOAS) | On-the-books | Electric Demand (MW) |  | 0.33739 | 0.33595 | 0.33446 | 0.33291 | 0.3313 | 0.32963 | 0.32789 | 0.32609 | 0.32422 | 0.32229 | 0.32029 | 0.31823
Yes | PG&E | Com | HVAC | 2022 T-24: NRNC - HVAC Controls - Exhaust Air Heat Recovery | On-the-books | Electric Demand (MW) |  | 0.00097047 | 0.00096433 | 0.00095803 | 0.00095157 | 0.00094496 | 0.00093819 | 0.00093128 | 0.00092423 | 0.00091704 | 0.00090973 | 0.0009023 | 0.00089477
Yes | PG&E | Com | HVAC | 2022 T-24: NRNC - HVAC Controls - Expand Economizer Requirements | On-the-books | Electric Demand (MW) |  | 0.01625 | 0.015899 | 0.015565 | 0.015249 | 0.014951 | 0.01467 | 0.014406 | 0.014158 | 0.013927 | 0.01371 | 0.013508 | 0.01332
Yes | PG&E | Com | HVAC | 2022 T-24: NRNC - HVAC Controls - VAV Deadband Airflow | On-the-books | Electric Demand (MW) |  | 0.0022595 | 0.0014081 | 0.00085183 | 0.00050561 | 0.00029664 | 0.00017283 | 0.00010028 | 5.805e-05 | 3.3556e-05 | 1.9381e-05 | 1.1189e-05 | 6.458e-06
Yes | PG&E | Com | HVAC | 2019 T-24: NRNC-MECH-ASHRAE 90.1 | On-the-books | Electric Demand (MW) |  | 0.74529 | 0.63346 | 0.51794 | 0.40747 | 0.30938 | 0.22784 | 0.1637 | 0.11541 | 0.080227 | 0.055208 | 0.037721 | 0.025646
Yes | PG&E | Com | HVAC | 2019 T-24: NRNC-MECH-Cooling Towers | On-the-books | Electric Demand (MW) |  | 0.10018 | 0.092408 | 0.083646 | 0.074152 | 0.064298 | 0.054516 | 0.045226 | 0.036766 | 0.029352 | 0.023071 | 0.017899 | 0.01374
Yes | PG&E | Com | HVAC | 2019 T-24: NRNC-MECH-Economizer FDD | On-the-books | Electric Demand (MW) |  | 0.10307 | 0.095074 | 0.086059 | 0.076291 | 0.066153 | 0.056088 | 0.04653 | 0.037826 | 0.030199 | 0.023736 | 0.018415 | 0.014136
Yes | PG&E | Com | HVAC | 2019 T-24: NRNC-MECH-HE Fume Hoods in Lab Spaces | On-the-books | Electric Demand (MW) |  | 0.11848 | 0.10929 | 0.098927 | 0.087699 | 0.076045 | 0.064476 | 0.053488 | 0.043483 | 0.034715 | 0.027286 | 0.021169 | 0.01625
Yes | PG&E | Com | HVAC | 2019 T-24: NRNC-MECH-Variable Exhaust Flow Control | On-the-books | Electric Demand (MW) |  | 0.032126 | 0.029633 | 0.026823 | 0.023779 | 0.020619 | 0.017482 | 0.014503 | 0.01179 | 0.0094126 | 0.0073983 | 0.0057398 | 0.0044061
Yes | PG&E | Com | HVAC | 2019 T-24: NRNC-MECH-Ventilation & IAQ | On-the-books | Electric Demand (MW) |  | 0.057796 | 0.053312 | 0.048257 | 0.04278 | 0.037095 | 0.031451 | 0.026092 | 0.021211 | 0.016934 | 0.01331 | 0.010326 | 0.0079268
Yes | PG&E | Com | HVAC | 2019-21 Fed App: Single package vertical AC and HP - <65,000 Btu/hr | On-the-books | Electric Demand (MW) |  | 0.13595 | 0.13645 | 0.13789 | 0.14006 | 0.14223 | 0.14044 | 0.13892 | 0.13764 | 0.10638 | 0.026252 | 0.026103 | 0.025978
Yes | SCE | Com | HVAC | Fed Appliance: Single package vertical AC and HP - >65,000 Btu/hr and <240,000 Btu/hr | On-the-books | Electric Demand (MW) | 0.09107 | 0.090214 | 0.089625 | 0.089197 | 0.08895 | 0.024509 | 0.024448 | 0.024409 | 0.024344 | 0.024285 | 0.024212 | 0.024138 | 0.024053
Yes | SCE | Com | HVAC | Fed Appliance: Commercial CAC and HP - <65,000 Btu/hr | On-the-books | Electric Demand (MW) | 0.0033185 | 0.0033185 | 0.0033185 | 0.0033185 | 0.0033185 | 0.0033185 | 0.0033185 | 0.0033185 | 0.0033185 | 0.0033185 | 0.0033185 | 0.0033185 | 0.0033185
Yes | SCE | Com | HVAC | Fed Appliance: Commercial CAC and HP - 65,000 Btu/hr to 760,000 Btu/hr - Tier 1 | On-the-books | Electric Demand (MW) | 0.73391 | 0.71923 | 0.70455 | 0.68987 | 0.67519 | 0.66052 | 0.64584 | 0.14862 | 0.14517 | 0.14171 | 0.13825 | 0.1348 | 0.13134
Yes | SCE | Com | HVAC | Fed Appliance: Computer Room Acs >=65,000 Btu/h and < 760,000 Btu/h | On-the-books | Electric Demand (MW) | 6.547e-06 | 6.5468e-06 | 6.5467e-06 | 5.686e-06 | 1.6244e-06 | 1.6244e-06 | 1.6244e-06 | 1.6244e-06 | 1.6243e-06 | 1.6243e-06 | 1.6243e-06 | 1.6243e-06 | 1.6243e-06
Yes | SCE | Com | HVAC | 2008 T-24: DDC to Zone | On-the-books | Electric Demand (MW) | 4.9613 | 4.9427 | 4.9284 | 4.9174 | 4.909 | 4.9026 | 4.8948 | 4.8879 | 4.8804 | 4.8733 | 4.866 | 4.8588 | 4.8515
Yes | SCE | Com | HVAC | 2005 T-24: Ducts in existing commercial buildings | On-the-books | Electric Demand (MW) | 0 | 0 | 0 | 0 | 0 | 0 | 0 | 0 | 0 | 0 | 0 | 0 | 0
Yes | SCE | Com | HVAC | Fed Appliance: Large and Very Large Commercial Package Air-Conditioners ≥135 kBtu/h | On-the-books | Electric Demand (MW) | 0.00026144 | 0.00025959 | 0.00025792 | 0.00025641 | 0.00014261 | 6.2975e-05 | 6.2647e-05 | 6.2333e-05 | 6.201e-05 | 6.1693e-05 | 6.1371e-05 | 6.1053e-05 | 6.0732e-05
Yes | SCE | Com | HVAC | 2016 T-24: NRA-HVAC-ASHRAE Equipment Efficiency | On-the-books | Electric Demand (MW) | 0.54139 | 0.53668 | 0.53347 | 0.5313 | 0.52982 | 0.52881 | 0.52749 | 0.52638 | 0.52513 | 0.52398 | 0.52276 | 0.52158 | 0
Yes | SCE | Com | HVAC | 2016 T-24: NRA-HVAC-ASHRAE Measure-DDC | On-the-books | Electric Demand (MW) | 0.025974 | 0.025748 | 0.025594 | 0.02549 | 0.025419 | 0.02537 | 0.025307 | 0 | 0 | 0 | 0 | 0 | 0
Yes | SCE | Com | HVAC | 2013 T-24: NRA-HVAC-Equipment Efficiency | On-the-books | Electric Demand (MW) | 0.84764 | 0.84084 | 0.83565 | 0.8317 | 0.8287 | 0.82643 | 0.82367 | 0.82123 | 0.81858 | 0.40468 | 0 | 0 | 0
Yes | SCE | Com | HVAC | 2013 T-24: NRNC-HVAC-Garage Exhaust | On-the-books | Electric Demand (MW) | 0.45617 | 0.45401 | 0.45266 | 0.45181 | 0.4513 | 0.45098 | 0.45053 | 0.45017 | 0.44975 | 0.44937 | 0.44896 | 0.44857 | 0.44817
Yes | SCE | Com | HVAC | 2013 T-24: NRNC-HVAC-Laboratory Exhaust | On-the-books | Electric Demand (MW) | 1.0343 | 1.0294 | 1.0264 | 1.0245 | 1.0233 | 1.0226 | 1.0215 | 1.0207 | 1.0198 | 1.0189 | 1.018 | 1.0171 | 1.0162
Yes | SCE | Com | HVAC | 2013 T-24: NRNC-HVAC-Occupant Controlled Smart Thermostats | On-the-books | Electric Demand (MW) | 0.21222 | 0.20958 | 0.20749 | 0.20585 | 0.20458 | 0.20359 | 0.20241 | 0.20136 | 0.20022 | 0.19915 | 0.19803 | 0.19694 | 0.19583
Yes | SCE | Com | HVAC | 2013 T-24: NRNC-HVAC-Water & Space Heating ACM | On-the-books | Electric Demand (MW) | 0.02138 | 0.021113 | 0.020902 | 0.020738 | 0.020609 | 0.02051 | 0.020391 | 0.020285 | 0.020171 | 0.020062 | 0.01995 | 0.01984 | 0.019728
Yes | SCE | Com | HVAC | 2013 T-24: NRNC-Process-Data Centers | On-the-books | Electric Demand (MW) | 0.086714 | 0.086706 | 0.086702 | 0.086698 | 0.086696 | 0.086694 | 0.086692 | 0.086691 | 0.086689 | 0.086687 | 0.086685 | 0.086684 | 0.086682
Yes | SCE | Com | HVAC | Fed Appliance: Small Commercial Package Air-Conditioners ≥65 and <135 kBtu/h | On-the-books | Electric Demand (MW) | 1.2945e-07 | 1.2688e-07 | 1.2456e-07 | 6.8622e-08 | 2.9913e-08 | 2.9486e-08 | 2.903e-08 | 2.8593e-08 | 2.8143e-08 | 2.7702e-08 | 2.7255e-08 | 2.6812e-08 | 2.6367e-08
Yes | SCE | Com | HVAC | 2019-21 Fed App: Ceiling Fans | On-the-books | Electric Demand (MW) | 2.721e-05 | 2.6681e-05 | 2.6186e-05 | 2.5714e-05 | 2.5434e-05 | 2.5261e-05 | 2.4895e-05 | 2.4582e-05 | 2.1214e-05 | 2.9215e-06 | 2.8984e-06 | 2.879e-06 | 2.8626e-06
Yes | SCE | Com | HVAC | 2022-24 Fed App: Commercial boilers | On-the-books | Electric Demand (MW) | -0.0064156 | -0.0063896 | -0.0062669 | -0.0061613 | -0.0060718 | -0.0059959 | -0.0058684 | -0.0057576 | -0.005662 | -0.0055799 | -0.0055099 | -0.0054503 | -0.0053998
Yes | SCE | Com | HVAC | 2016-18 Fed App: Commercial CAC and HP (65,000 Btu/hr to 760,000 Btu/hr) - Tier 2 | On-the-books | Electric Demand (MW) | 5.1566 | 5.1557 | 5.1548 | 5.1542 | 5.1536 | 5.1531 | 5.1527 | 5.1524 | 5.1521 | 5.1519 | 5.1517 | 5.1515 | 5.1514
Yes | SCE | Com | HVAC | 2019-21 Fed App: Dehumidifiers | On-the-books | Electric Demand (MW) |  | 0.20933 | 0.20321 | 0.1969 | 0.19016 | 0.10952 | 0.026273 | 0.025087 | 0.024014 | 0.023043 | 0.022165 | 0.02137 | 0.02065
Yes | SCE | Com | HVAC | 2025 T-24: NR HVAC - Limit Hot Water Supply Temperatures - Electric (Alterations) | On-the-books | Electric Demand (MW) | 0 | 0.020923 | 0.022563 | 0.022263 | 0.021968 | 0.021676 | 0.021387 | 0.021103 | 0.020822 | 0.020546 | 0.020275 | 0.0042206 | 0.0027236
Yes | SCE | Com | HVAC | 2025 T-24: NR HVAC - Limit Hot Water Supply Temperatures - Electric (New Construction + Additions) | On-the-books | Electric Demand (MW) | 0 | 0.0017453 | 0.010305 | 0.010168 | 0.010033 | 0.0098999 | 0.0097682 | 0.0096382 | 0.0095102 | 0.0093841 | 0.0092601 | 0.0078253 | 0.0012439
Yes | SCE | Com | HVAC | 2025 T-24: NR HVAC - Mechanical Heat Recovery (without TES, waterside HR) (New Construction + Additions) | On-the-books | Electric Demand (MW) | 0 | 0.001887 | 0.010933 | 0.010568 | 0.010199 | 0.0098289 | 0.0094597 | 0.0090944 | 0.0087356 | 0.0083856 | 0.0080466 | 0.0066112 | 0.0010219
Yes | SCE | Com | HVAC | 2025 T-24: NR HVAC - Mechanical Heat Recovery Scenario A - Gas Baseline (New Construction + Additions) | On-the-books | Electric Demand (MW) | 0 | -8.5775e-05 | -0.00049696 | -0.00048038 | -0.00046361 | -0.00044677 | -0.00042999 | -0.00041338 | -0.00039707 | -0.00038116 | -0.00036576 | -0.00030051 | -4.6449e-05
Yes | SCE | Com | HVAC | 2025 T-24: NR HVAC Controls - Guideline 36 (Alterations) | On-the-books | Electric Demand (MW) | 0 | 2.0686 | 2.2532 | 2.2456 | 2.2379 | 2.23 | 2.2219 | 2.2136 | 2.2052 | 2.1966 | 2.1878 | 2.1788 | 2.1697
Yes | SCE | Com | HVAC | 2025 T-24: NR HVAC Controls - Guideline 36 (New Construction + Additions) | On-the-books | Electric Demand (MW) | 0 | 0.087944 | 0.5245 | 0.52274 | 0.52094 | 0.5191 | 0.51722 | 0.5153 | 0.51334 | 0.51133 | 0.50929 | 0.5072 | 0.50507
Yes | SCE | Com | HVAC | 2022 T-24: NRA - Air Distribution - Duct Leakage Testing | On-the-books | Electric Demand (MW) | 0.17395 | 0.17179 | 0.16965 | 0.16754 | 0.16548 | 0.16347 | 0.16152 | 0.15963 | 0.15782 | 0.15609 | 0.15444 | 0.15288 | 0.1514
Yes | SCE | Com | HVAC | 2022 T-24: NRA - Air Distribution - Fan Energy Index | On-the-books | Electric Demand (MW) | 0.010232 | 0.010105 | 0.0099794 | 0.0098554 | 0.009734 | 0.0096157 | 0.0095009 | 0.0093902 | 0.0092837 | 0.0091819 | 0.0090849 | 0.0089929 | 0.008906
Yes | SCE | Com | HVAC | 2022 T-24: NRA - Air Distribution - Fan Power Budget | On-the-books | Electric Demand (MW) | 0.25581 | 0.25263 | 0.24948 | 0.24639 | 0.24335 | 0.24039 | 0.23752 | 0.23475 | 0.23209 | 0.22955 | 0.22712 | 0.22482 | 0.22265
Yes | SCE | Com | HVAC | 2022 T-24: NRA - HVAC Controls - Dedicated Outdoor Air Systems (DOAS) | On-the-books | Electric Demand (MW) | 0.18532 | 0.1843 | 0.18325 | 0.18216 | 0.18103 | 0.17986 | 0.17866 | 0.17741 | 0.17613 | 0.17482 | 0.17347 | 0.17208 | 0.17065
Yes | SCE | Com | HVAC | 2022 T-24: NRA - HVAC Controls - Exhaust Air Heat Recovery | On-the-books | Electric Demand (MW) | 0.003494 | 0.0034727 | 0.0034507 | 0.0034282 | 0.003405 | 0.0033814 | 0.0033572 | 0.0033324 | 0.0033072 | 0.0032815 | 0.0032553 | 0.0032287 | 0.0032018
Yes | SCE | Com | HVAC | 2022 T-24: NRA - HVAC Controls - Expand Economizer Requirements | On-the-books | Electric Demand (MW) | 0.043397 | 0.042431 | 0.041512 | 0.040641 | 0.039816 | 0.022834 | 0 | 0 | 0 | 0 | 0 | 0 | 0
Yes | SCE | Com | HVAC | 2022 T-24: NRA - HVAC Controls - VAV Deadband Airflow | On-the-books | Electric Demand (MW) | 0.0097825 | 0.0063701 | 0.0039699 | 0.0024015 | 0.0014255 | 0.00083631 | 0.00048726 | 0.00028273 | 0.00016366 | 9.4604e-05 | 5.4642e-05 | 3.1546e-05 | 1.8207e-05
Yes | SCE | Com | HVAC | 2019 T-24: NRA-MECH-ASHRAE 90.1 | On-the-books | Electric Demand (MW) | 0.45596 | 0.42756 | 0.39438 | 0.35699 | 0.31647 | 0.27441 | 0.23267 | 0.19302 | 0.15691 | 0.12527 | 0.0083626 | 0 | 0
Yes | SCE | Com | HVAC | 2019 T-24: NRA-MECH-Cooling Towers | On-the-books | Electric Demand (MW) | 0.042199 | 0.039571 | 0.036501 | 0.03304 | 0.029289 | 0.025397 | 0.021533 | 0.017864 | 0.014522 | 0.011594 | 0.00077397 | 0 | 0
Yes | SCE | Com | HVAC | 2019 T-24: NRA-MECH-HE Fume Hoods in Lab Spaces | On-the-books | Electric Demand (MW) | 0.18835 | 0.17662 | 0.16292 | 0.14747 | 0.13073 | 0.11336 | 0.096113 | 0.079734 | 0.064819 | 0.051749 | 0.0034545 | 0 | 0
Yes | SCE | Com | HVAC | 2019 T-24: NRA-MECH-Variable Exhaust Flow Control | On-the-books | Electric Demand (MW) | 0.062938 | 0.059018 | 0.054439 | 0.049277 | 0.043684 | 0.037879 | 0.032116 | 0.026643 | 0.021659 | 0.017292 | 0.0011543 | 1.6035e-17 | 1.6035e-17
Yes | SCE | Com | HVAC | 2022 T-24: NRNC - Air Distribution - Duct Leakage Testing | On-the-books | Electric Demand (MW) | 0.094548 | 0.093373 | 0.09221 | 0.091064 | 0.089942 | 0.088849 | 0.087789 | 0.086765 | 0.085782 | 0.084841 | 0.083945 | 0.083095 | 0.082291
Yes | SCE | Com | HVAC | 2022 T-24: NRNC - Air Distribution - Fan Energy Index | On-the-books | Electric Demand (MW) | 0.0042976 | 0.0042442 | 0.0041913 | 0.0041393 | 0.0040883 | 0.0040386 | 0.0039904 | 0.0039439 | 0.0038992 | 0.0038564 | 0.0038157 | 0.003777 | 0.0037405
Yes | SCE | Com | HVAC | 2022 T-24: NRNC - Air Distribution - Fan Power Budget | On-the-books | Electric Demand (MW) | 0.085953 | 0.084884 | 0.083827 | 0.082786 | 0.081766 | 0.080772 | 0.079808 | 0.078877 | 0.077983 | 0.077128 | 0.076314 | 0.075541 | 0.07481
Yes | SCE | Com | HVAC | 2022 T-24: NRNC - Computer Room Efficiency - Increased Temperature Thresholds for Economizers | On-the-books | Electric Demand (MW) | 0.040901 | 0.038794 | 0.036881 | 0.03515 | 0.033586 | 0.032176 | 0.030908 | 0.029767 | 0.028744 | 0.027827 | 0.027007 | 0.026273 | 0.025617
Yes | SCE | Com | HVAC | 2022 T-24: NRNC - HVAC Controls - Dedicated Outdoor Air Systems (DOAS) | On-the-books | Electric Demand (MW) |  | 0.33804 | 0.3366 | 0.33511 | 0.33356 | 0.33194 | 0.33027 | 0.32852 | 0.32672 | 0.32485 | 0.32291 | 0.32091 | 0.31884
Yes | SCE | Com | HVAC | 2022 T-24: NRNC - HVAC Controls - Exhaust Air Heat Recovery | On-the-books | Electric Demand (MW) |  | 0.00097235 | 0.0009662 | 0.00095989 | 0.00095341 | 0.00094678 | 0.00094001 | 0.00093308 | 0.00092601 | 0.00091882 | 0.00091149 | 0.00090405 | 0.0008965
Yes | SCE | Com | HVAC | 2022 T-24: NRNC - HVAC Controls - Expand Economizer Requirements | On-the-books | Electric Demand (MW) |  | 0.016282 | 0.015929 | 0.015595 | 0.015278 | 0.014979 | 0.014698 | 0.014434 | 0.014186 | 0.013954 | 0.013737 | 0.013535 | 0.013346
Yes | SCE | Com | HVAC | 2022 T-24: NRNC - HVAC Controls - VAV Deadband Airflow | On-the-books | Electric Demand (MW) |  | 0.0022639 | 0.0014109 | 0.00085347 | 0.00050659 | 0.00029721 | 0.00017316 | 0.00010048 | 5.8162e-05 | 3.3621e-05 | 1.9419e-05 | 1.1211e-05 | 6.4705e-06
Yes | SCE | Com | HVAC | 2019 T-24: NRNC-MECH-ASHRAE 90.1 | On-the-books | Electric Demand (MW) |  | 0.74673 | 0.63469 | 0.51894 | 0.40826 | 0.30997 | 0.22828 | 0.16402 | 0.11563 | 0.080383 | 0.055315 | 0.037794 | 0.025695
Yes | SCE | Com | HVAC | 2019 T-24: NRNC-MECH-Cooling Towers | On-the-books | Electric Demand (MW) |  | 0.10037 | 0.092587 | 0.083808 | 0.074295 | 0.064422 | 0.054621 | 0.045313 | 0.036837 | 0.029409 | 0.023115 | 0.017933 | 0.013766
Yes | SCE | Com | HVAC | 2019 T-24: NRNC-MECH-Economizer FDD | On-the-books | Electric Demand (MW) |  | 0.10327 | 0.095258 | 0.086225 | 0.076438 | 0.066281 | 0.056197 | 0.04662 | 0.0379 | 0.030257 | 0.023782 | 0.018451 | 0.014164
Yes | SCE | Com | HVAC | 2019 T-24: NRNC-MECH-HE Fume Hoods in Lab Spaces | On-the-books | Electric Demand (MW) |  | 0.11871 | 0.1095 | 0.099119 | 0.087868 | 0.076192 | 0.0646 | 0.053592 | 0.043567 | 0.034782 | 0.027338 | 0.02121 | 0.016281
Yes | SCE | Com | HVAC | 2019 T-24: NRNC-MECH-Variable Exhaust Flow Control | On-the-books | Electric Demand (MW) |  | 0.032188 | 0.029691 | 0.026875 | 0.023825 | 0.020659 | 0.017516 | 0.014531 | 0.011813 | 0.0094308 | 0.0074126 | 0.0057509 | 0.0044146
Yes | SCE | Com | HVAC | 2019 T-24: NRNC-MECH-Ventilation & IAQ | On-the-books | Electric Demand (MW) |  | 0.057908 | 0.053415 | 0.048351 | 0.042863 | 0.037167 | 0.031512 | 0.026142 | 0.021252 | 0.016967 | 0.013336 | 0.010346 | 0.0079422
Yes | SCE | Com | HVAC | 2019-21 Fed App: Single package vertical AC and HP - <65,000 Btu/hr | On-the-books | Electric Demand (MW) |  | 0.13621 | 0.13672 | 0.13816 | 0.14033 | 0.1425 | 0.14071 | 0.13919 | 0.1379 | 0.10659 | 0.026303 | 0.026154 | 0.026028
Yes | SDG&E | Com | HVAC | Fed Appliance: Single package vertical AC and HP - >65,000 Btu/hr and <240,000 Btu/hr | On-the-books | Electric Demand (MW) | 0.018225 | 0.018054 | 0.017936 | 0.017851 | 0.017801 | 0.0049049 | 0.0048927 | 0.0048848 | 0.0048718 | 0.0048601 | 0.0048454 | 0.0048306 | 0.0048137
Yes | SDG&E | Com | HVAC | Fed Appliance: Commercial CAC and HP - <65,000 Btu/hr | On-the-books | Electric Demand (MW) | 0.00066411 | 0.00066411 | 0.00066411 | 0.00066411 | 0.00066411 | 0.00066411 | 0.00066411 | 0.00066411 | 0.00066411 | 0.00066411 | 0.00066411 | 0.00066411 | 0.00066411
Yes | SDG&E | Com | HVAC | Fed Appliance: Commercial CAC and HP - 65,000 Btu/hr to 760,000 Btu/hr - Tier 1 | On-the-books | Electric Demand (MW) | 0.14687 | 0.14394 | 0.141 | 0.13806 | 0.13512 | 0.13219 | 0.12925 | 0.029743 | 0.029051 | 0.02836 | 0.027668 | 0.026976 | 0.026284
Yes | SDG&E | Com | HVAC | Fed Appliance: Computer Room Acs >=65,000 Btu/h and < 760,000 Btu/h | On-the-books | Electric Demand (MW) | 1.3102e-06 | 1.3102e-06 | 1.3102e-06 | 1.1379e-06 | 3.2508e-07 | 3.2507e-07 | 3.2507e-07 | 3.2507e-07 | 3.2507e-07 | 3.2507e-07 | 3.2507e-07 | 3.2507e-07 | 3.2507e-07
Yes | SDG&E | Com | HVAC | 2008 T-24: DDC to Zone | On-the-books | Electric Demand (MW) | 0.99287 | 0.98916 | 0.9863 | 0.9841 | 0.98241 | 0.98112 | 0.97957 | 0.97819 | 0.9767 | 0.97528 | 0.97381 | 0.97237 | 0.97092
Yes | SDG&E | Com | HVAC | 2005 T-24: Ducts in existing commercial buildings | On-the-books | Electric Demand (MW) | 0 | 0 | 0 | 0 | 0 | 0 | 0 | 0 | 0 | 0 | 0 | 0 | 0
Yes | SDG&E | Com | HVAC | Fed Appliance: Large and Very Large Commercial Package Air-Conditioners ≥135 kBtu/h | On-the-books | Electric Demand (MW) | 5.232e-05 | 5.1951e-05 | 5.1616e-05 | 5.1314e-05 | 2.8541e-05 | 1.2603e-05 | 1.2537e-05 | 1.2474e-05 | 1.241e-05 | 1.2346e-05 | 1.2282e-05 | 1.2218e-05 | 1.2154e-05
Yes | SDG&E | Com | HVAC | 2016 T-24: NRA-HVAC-ASHRAE Equipment Efficiency | On-the-books | Electric Demand (MW) | 0.10835 | 0.1074 | 0.10676 | 0.10633 | 0.10603 | 0.10583 | 0.10556 | 0.10534 | 0.10509 | 0.10486 | 0.10462 | 0.10438 | 0
Yes | SDG&E | Com | HVAC | 2016 T-24: NRA-HVAC-ASHRAE Measure-DDC | On-the-books | Electric Demand (MW) | 0.005198 | 0.0051528 | 0.005122 | 0.0051011 | 0.0050869 | 0.0050773 | 0.0050646 | 0 | 0 | 0 | 0 | 0 | 0
Yes | SDG&E | Com | HVAC | 2013 T-24: NRA-HVAC-Equipment Efficiency | On-the-books | Electric Demand (MW) | 0.16963 | 0.16827 | 0.16723 | 0.16644 | 0.16584 | 0.16539 | 0.16484 | 0.16435 | 0.16382 | 0.080987 | 0 | 0 | 0
Yes | SDG&E | Com | HVAC | 2013 T-24: NRNC-HVAC-Garage Exhaust | On-the-books | Electric Demand (MW) | 0.091291 | 0.090859 | 0.090588 | 0.090419 | 0.090316 | 0.090252 | 0.090162 | 0.09009 | 0.090006 | 0.08993 | 0.089848 | 0.08977 | 0.08969
Yes | SDG&E | Com | HVAC | 2013 T-24: NRNC-HVAC-Laboratory Exhaust | On-the-books | Electric Demand (MW) | 0.20699 | 0.20602 | 0.2054 | 0.20502 | 0.20478 | 0.20464 | 0.20444 | 0.20427 | 0.20408 | 0.20391 | 0.20372 | 0.20355 | 0.20336
Yes | SDG&E | Com | HVAC | 2013 T-24: NRNC-HVAC-Occupant Controlled Smart Thermostats | On-the-books | Electric Demand (MW) | 0.042471 | 0.041941 | 0.041523 | 0.041196 | 0.040941 | 0.040743 | 0.040508 | 0.040297 | 0.04007 | 0.039854 | 0.039631 | 0.039412 | 0.03919
Yes | SDG&E | Com | HVAC | 2013 T-24: NRNC-HVAC-Water & Space Heating ACM | On-the-books | Electric Demand (MW) | 0.0042786 | 0.0042252 | 0.0041831 | 0.0041501 | 0.0041244 | 0.0041045 | 0.0040808 | 0.0040596 | 0.0040367 | 0.0040149 | 0.0039924 | 0.0039704 | 0.0039481
Yes | SDG&E | Com | HVAC | 2013 T-24: NRNC-Process-Data Centers | On-the-books | Electric Demand (MW) | 0.017354 | 0.017352 | 0.017351 | 0.01735 | 0.01735 | 0.01735 | 0.017349 | 0.017349 | 0.017349 | 0.017348 | 0.017348 | 0.017348 | 0.017347
Yes | SDG&E | Com | HVAC | Fed Appliance: Small Commercial Package Air-Conditioners ≥65 and <135 kBtu/h | On-the-books | Electric Demand (MW) | 2.5907e-08 | 2.5392e-08 | 2.4927e-08 | 1.3733e-08 | 5.9863e-09 | 5.9009e-09 | 5.8096e-09 | 5.7222e-09 | 5.6322e-09 | 5.5439e-09 | 5.4545e-09 | 5.3658e-09 | 5.2767e-09
Yes | SDG&E | Com | HVAC | 2019-21 Fed App: Ceiling Fans | On-the-books | Electric Demand (MW) | 5.4454e-06 | 5.3395e-06 | 5.2405e-06 | 5.1461e-06 | 5.0899e-06 | 5.0554e-06 | 4.9821e-06 | 4.9195e-06 | 4.2454e-06 | 5.8466e-07 | 5.8004e-07 | 5.7615e-07 | 5.7289e-07
Yes | SDG&E | Com | HVAC | 2022-24 Fed App: Commercial boilers | On-the-books | Electric Demand (MW) | -0.0012839 | -0.0012787 | -0.0012542 | -0.001233 | -0.0012151 | -0.0011999 | -0.0011744 | -0.0011522 | -0.0011331 | -0.0011167 | -0.0011027 | -0.0010907 | -0.0010806
Yes | SDG&E | Com | HVAC | 2016-18 Fed App: Commercial CAC and HP (65,000 Btu/hr to 760,000 Btu/hr) - Tier 2 | On-the-books | Electric Demand (MW) | 1.032 | 1.0318 | 1.0316 | 1.0315 | 1.0314 | 1.0313 | 1.0312 | 1.0311 | 1.0311 | 1.031 | 1.031 | 1.0309 | 1.0309
Yes | SDG&E | Com | HVAC | 2019-21 Fed App: Dehumidifiers | On-the-books | Electric Demand (MW) |  | 0.041891 | 0.040668 | 0.039405 | 0.038055 | 0.021917 | 0.0052579 | 0.0050206 | 0.0048058 | 0.0046115 | 0.0044357 | 0.0042766 | 0.0041326
Yes | SDG&E | Com | HVAC | 2025 T-24: NR HVAC - Limit Hot Water Supply Temperatures - Electric (Alterations) | On-the-books | Electric Demand (MW) | 0 | 0.0041871 | 0.0045153 | 0.0044555 | 0.0043963 | 0.0043378 | 0.0042801 | 0.0042232 | 0.0041671 | 0.0041118 | 0.0040575 | 0.00084466 | 0.00054506
Yes | SDG&E | Com | HVAC | 2025 T-24: NR HVAC - Limit Hot Water Supply Temperatures - Electric (New Construction + Additions) | On-the-books | Electric Demand (MW) | 0 | 0.00034927 | 0.0020623 | 0.002035 | 0.0020079 | 0.0019812 | 0.0019549 | 0.0019288 | 0.0019032 | 0.001878 | 0.0018532 | 0.001566 | 0.00024894
Yes | SDG&E | Com | HVAC | 2025 T-24: NR HVAC - Mechanical Heat Recovery (without TES, waterside HR) (New Construction + Additions) | On-the-books | Electric Demand (MW) | 0 | 0.00037764 | 0.002188 | 0.002115 | 0.0020411 | 0.001967 | 0.0018931 | 0.00182 | 0.0017482 | 0.0016782 | 0.0016103 | 0.0013231 | 0.00020451
Yes | SDG&E | Com | HVAC | 2025 T-24: NR HVAC - Mechanical Heat Recovery Scenario A - Gas Baseline (New Construction + Additions) | On-the-books | Electric Demand (MW) | 0 | -1.7166e-05 | -9.9455e-05 | -9.6136e-05 | -9.2779e-05 | -8.941e-05 | -8.6051e-05 | -8.2728e-05 | -7.9464e-05 | -7.6281e-05 | -7.3197e-05 | -6.0139e-05 | -9.2957e-06
Yes | SDG&E | Com | HVAC | 2025 T-24: NR HVAC Controls - Guideline 36 (Alterations) | On-the-books | Electric Demand (MW) | 0 | 0.41397 | 0.45091 | 0.4494 | 0.44785 | 0.44627 | 0.44466 | 0.443 | 0.44132 | 0.43959 | 0.43784 | 0.43604 | 0.43421
Yes | SDG&E | Com | HVAC | 2025 T-24: NR HVAC Controls - Guideline 36 (New Construction + Additions) | On-the-books | Electric Demand (MW) | 0 | 0.0176 | 0.10497 | 0.10461 | 0.10425 | 0.10389 | 0.10351 | 0.10312 | 0.10273 | 0.10233 | 0.10192 | 0.1015 | 0.10108
Yes | SDG&E | Com | HVAC | 2022 T-24: NRA - Air Distribution - Duct Leakage Testing | On-the-books | Electric Demand (MW) | 0.034812 | 0.034379 | 0.033951 | 0.033529 | 0.033116 | 0.032714 | 0.032323 | 0.031947 | 0.031584 | 0.031238 | 0.030908 | 0.030595 | 0.030299
Yes | SDG&E | Com | HVAC | 2022 T-24: NRA - Air Distribution - Fan Energy Index | On-the-books | Electric Demand (MW) | 0.0020478 | 0.0020223 | 0.0019971 | 0.0019723 | 0.001948 | 0.0019243 | 0.0019014 | 0.0018792 | 0.0018579 | 0.0018375 | 0.0018181 | 0.0017997 | 0.0017823
Yes | SDG&E | Com | HVAC | 2022 T-24: NRA - Air Distribution - Fan Power Budget | On-the-books | Electric Demand (MW) | 0.051194 | 0.050558 | 0.049928 | 0.049308 | 0.048701 | 0.048109 | 0.047534 | 0.04698 | 0.046448 | 0.045938 | 0.045453 | 0.044993 | 0.044558
Yes | SDG&E | Com | HVAC | 2022 T-24: NRA - HVAC Controls - Dedicated Outdoor Air Systems (DOAS) | On-the-books | Electric Demand (MW) | 0.037087 | 0.036884 | 0.036673 | 0.036454 | 0.036228 | 0.035994 | 0.035753 | 0.035505 | 0.035249 | 0.034985 | 0.034715 | 0.034437 | 0.034152
Yes | SDG&E | Com | HVAC | 2022 T-24: NRA - HVAC Controls - Exhaust Air Heat Recovery | On-the-books | Electric Demand (MW) | 0.00069924 | 0.00069497 | 0.00069057 | 0.00068606 | 0.00068143 | 0.0006767 | 0.00067185 | 0.0006669 | 0.00066185 | 0.00065671 | 0.00065147 | 0.00064615 | 0.00064076
Yes | SDG&E | Com | HVAC | 2022 T-24: NRA - HVAC Controls - Expand Economizer Requirements | On-the-books | Electric Demand (MW) | 0.0086849 | 0.0084916 | 0.0083077 | 0.0081332 | 0.0079681 | 0.0045697 | 0 | 0 | 0 | 0 | 0 | 0 | 0
Yes | SDG&E | Com | HVAC | 2022 T-24: NRA - HVAC Controls - VAV Deadband Airflow | On-the-books | Electric Demand (MW) | 0.0019577 | 0.0012748 | 0.00079448 | 0.00048061 | 0.00028527 | 0.00016737 | 9.7513e-05 | 5.6581e-05 | 3.2752e-05 | 1.8933e-05 | 1.0935e-05 | 6.3131e-06 | 3.6437e-06
Yes | SDG&E | Com | HVAC | 2019 T-24: NRA-MECH-ASHRAE 90.1 | On-the-books | Electric Demand (MW) | 0.091248 | 0.085565 | 0.078926 | 0.071442 | 0.063333 | 0.054917 | 0.046562 | 0.038627 | 0.031402 | 0.02507 | 0.0016736 | 0 | 0
Yes | SDG&E | Com | HVAC | 2019 T-24: NRA-MECH-Cooling Towers | On-the-books | Electric Demand (MW) | 0.0084451 | 0.0079191 | 0.0073047 | 0.006612 | 0.0058616 | 0.0050826 | 0.0043094 | 0.003575 | 0.0029063 | 0.0023202 | 0.00015489 | 0 | 0
Yes | SDG&E | Com | HVAC | 2019 T-24: NRA-MECH-HE Fume Hoods in Lab Spaces | On-the-books | Electric Demand (MW) | 0.037694 | 0.035346 | 0.032604 | 0.029512 | 0.026163 | 0.022686 | 0.019235 | 0.015957 | 0.012972 | 0.010356 | 0.00069134 | 0 | 0
Yes | SDG&E | Com | HVAC | 2019 T-24: NRA-MECH-Variable Exhaust Flow Control | On-the-books | Electric Demand (MW) | 0.012595 | 0.011811 | 0.010895 | 0.0098615 | 0.0087422 | 0.0075805 | 0.0064272 | 0.0053319 | 0.0043346 | 0.0034605 | 0.00023101 | 3.209e-18 | 3.209e-18
Yes | SDG&E | Com | HVAC | 2022 T-24: NRNC - Air Distribution - Duct Leakage Testing | On-the-books | Electric Demand (MW) | 0.018921 | 0.018686 | 0.018453 | 0.018224 | 0.018 | 0.017781 | 0.017569 | 0.017364 | 0.017167 | 0.016979 | 0.016799 | 0.016629 | 0.016469
Yes | SDG&E | Com | HVAC | 2022 T-24: NRNC - Air Distribution - Fan Energy Index | On-the-books | Electric Demand (MW) | 0.00086007 | 0.00084937 | 0.00083879 | 0.00082837 | 0.00081817 | 0.00080822 | 0.00079858 | 0.00078927 | 0.00078032 | 0.00077176 | 0.00076361 | 0.00075588 | 0.00074857
Yes | SDG&E | Com | HVAC | 2022 T-24: NRNC - Air Distribution - Fan Power Budget | On-the-books | Electric Demand (MW) | 0.017201 | 0.016987 | 0.016776 | 0.016567 | 0.016363 | 0.016164 | 0.015972 | 0.015785 | 0.015606 | 0.015435 | 0.015272 | 0.015118 | 0.014971
Yes | SDG&E | Com | HVAC | 2022 T-24: NRNC - Computer Room Efficiency - Increased Temperature Thresholds for Economizers | On-the-books | Electric Demand (MW) | 0.0081854 | 0.0077636 | 0.0073809 | 0.0070344 | 0.0067215 | 0.0064393 | 0.0061854 | 0.0059572 | 0.0057525 | 0.005569 | 0.0054047 | 0.0052578 | 0.0051266
Yes | SDG&E | Com | HVAC | 2022 T-24: NRNC - HVAC Controls - Dedicated Outdoor Air Systems (DOAS) | On-the-books | Electric Demand (MW) |  | 0.06765 | 0.067363 | 0.067064 | 0.066753 | 0.06643 | 0.066094 | 0.065746 | 0.065385 | 0.06501 | 0.064623 | 0.064222 | 0.063808
Yes | SDG&E | Com | HVAC | 2022 T-24: NRNC - HVAC Controls - Exhaust Air Heat Recovery | On-the-books | Electric Demand (MW) |  | 0.00019459 | 0.00019336 | 0.0001921 | 0.0001908 | 0.00018948 | 0.00018812 | 0.00018673 | 0.00018532 | 0.00018388 | 0.00018241 | 0.00018092 | 0.00017941
Yes | SDG&E | Com | HVAC | 2022 T-24: NRNC - HVAC Controls - Expand Economizer Requirements | On-the-books | Electric Demand (MW) |  | 0.0032584 | 0.0031878 | 0.0031209 | 0.0030576 | 0.0029978 | 0.0029415 | 0.0028885 | 0.0028389 | 0.0027925 | 0.0027491 | 0.0027086 | 0.0026709
Yes | SDG&E | Com | HVAC | 2022 T-24: NRNC - HVAC Controls - VAV Deadband Airflow | On-the-books | Electric Demand (MW) |  | 0.00045305 | 0.00028235 | 0.0001708 | 0.00010138 | 5.948e-05 | 3.4654e-05 | 2.0108e-05 | 1.164e-05 | 6.7283e-06 | 3.8862e-06 | 2.2436e-06 | 1.2949e-06
Yes | SDG&E | Com | HVAC | 2019 T-24: NRNC-MECH-ASHRAE 90.1 | On-the-books | Electric Demand (MW) |  | 0.14944 | 0.12702 | 0.10385 | 0.081702 | 0.062034 | 0.045685 | 0.032825 | 0.023141 | 0.016087 | 0.01107 | 0.0075635 | 0.0051423
Yes | SDG&E | Com | HVAC | 2019 T-24: NRNC-MECH-Cooling Towers | On-the-books | Electric Demand (MW) |  | 0.020087 | 0.018529 | 0.016772 | 0.014868 | 0.012893 | 0.010931 | 0.0090683 | 0.007372 | 0.0058855 | 0.004626 | 0.0035889 | 0.002755
Yes | SDG&E | Com | HVAC | 2019 T-24: NRNC-MECH-Economizer FDD | On-the-books | Electric Demand (MW) |  | 0.020667 | 0.019063 | 0.017256 | 0.015297 | 0.013264 | 0.011246 | 0.0093299 | 0.0075847 | 0.0060553 | 0.0047594 | 0.0036925 | 0.0028345
Yes | SDG&E | Com | HVAC | 2019 T-24: NRNC-MECH-HE Fume Hoods in Lab Spaces | On-the-books | Electric Demand (MW) |  | 0.023757 | 0.021914 | 0.019836 | 0.017585 | 0.015248 | 0.012928 | 0.010725 | 0.0087188 | 0.0069607 | 0.0054711 | 0.0042446 | 0.0032583
Yes | SDG&E | Com | HVAC | 2019 T-24: NRNC-MECH-Variable Exhaust Flow Control | On-the-books | Electric Demand (MW) |  | 0.0064416 | 0.0059418 | 0.0053784 | 0.0047679 | 0.0041343 | 0.0035054 | 0.002908 | 0.002364 | 0.0018873 | 0.0014834 | 0.0011509 | 0.00088347
Yes | SDG&E | Com | HVAC | 2019 T-24: NRNC-MECH-Ventilation & IAQ | On-the-books | Electric Demand (MW) |  | 0.011589 | 0.01069 | 0.0096761 | 0.0085779 | 0.007438 | 0.0063064 | 0.0052317 | 0.0042531 | 0.0033955 | 0.0026688 | 0.0020705 | 0.0015894
Yes | SDG&E | Com | HVAC | 2019-21 Fed App: Single package vertical AC and HP - <65,000 Btu/hr | On-the-books | Electric Demand (MW) |  | 0.027259 | 0.02736 | 0.027649 | 0.028084 | 0.028518 | 0.02816 | 0.027856 | 0.027598 | 0.02133 | 0.0052638 | 0.005234 | 0.0052089
Yes | PG&E | Res | HVAC | 2005 T-24: Duct improvement | On-the-books | Electric Demand (MW) | 0 | 0 | 0 | 0 | 0 | 0 | 0 | 0 | 0 | 0 | 0 | 0 | 0
Yes | PG&E | Res | HVAC | Fed Appliance: Residential Central AC, Heat Pumps and Furnaces | On-the-books | Electric Demand (MW) | 1.4126 | 1.3845 | 1.3614 | 1.3424 | 1.327 | 1.3145 | 1.3001 | 1.2869 | 0.19417 | 0.19213 | 0.19002 | 0.18795 | 0.18586
Yes | PG&E | Res | HVAC | Fed Appliance: Residential Room AC | On-the-books | Electric Demand (MW) | 0.78722 | 0.16191 | 0.15907 | 0.15675 | 0.15487 | 0.15334 | 0.15158 | 0.14998 | 0.14827 | 0.14663 | 0.14494 | 0.14328 | 0.14161
Yes | PG&E | Res | HVAC | 2016 T-20: Air Filter Labeling | On-the-books | Electric Demand (MW) | 0.0012928 | 0.0012882 | 0.0012846 | 0.0012816 | 0.0012793 | 0.0012774 | 0.001276 | 0.0012748 | 0.0012739 | 0.0012731 | 0.0012726 | 0.0012721 | 0.0012718
Yes | PG&E | Res | HVAC | 2024 T-20: Air Filter Labeling | On-the-books | Electric Demand (MW) | 0.036031 | 0.036251 | 0.036471 | 0.036691 | 0.036911 | 0.037132 | 0.037132 | 0.037132 | 0.037131 | 0.037131 | 0.037131 | 0.037131 | 0.037131
Yes | PG&E | Res | HVAC | 2019-21 Fed App: Ceiling Fans | On-the-books | Electric Demand (MW) | 0.0009325 | 0.00091438 | 0.00089742 | 0.00088125 | 0.00087163 | 0.00086572 | 0.00085317 | 0.00084246 | 0.00072702 | 0.00010012 | 9.933e-05 | 9.8665e-05 | 9.8105e-05
Yes | PG&E | Res | HVAC | 2019-21 Fed App: Dehumidifiers | On-the-books | Electric Demand (MW) |  | 0.37757 | 0.36654 | 0.35516 | 0.34299 | 0.19754 | 0.047389 | 0.04525 | 0.043315 | 0.041563 | 0.039979 | 0.038545 | 0.037248
Yes | PG&E | Res | HVAC | 2022 T-24: MFA - Restructuring - Airflow and Fan Watt Draw | On-the-books | Electric Demand (MW) | 0.19549 | 0.19482 | 0.19428 | 0.19385 | 0.19352 | 0.19326 | 0.19306 | 0.1929 | 0.19277 | 0.19267 | 0.1926 | 0.19254 | 0.19249
Yes | PG&E | Res | HVAC | 2022 T-24: MFA - Restructuring - Duct Sealing and Testing | On-the-books | Electric Demand (MW) | 0.02516 | 0.02507 | 0.024988 | 0.024911 | 0.02484 | 0.024775 | 0.024715 | 0.024659 | 0.024608 | 0.024561 | 0.024518 | 0.024478 | 0.024442
Yes | PG&E | Res | HVAC | 2022 T-24: MFA - Restructuring - Refrigerant Charge Verification | On-the-books | Electric Demand (MW) | 0.18058 | 0.17719 | 0.17389 | 0.17068 | 0.16759 | 0.16461 | 0.16177 | 0.15906 | 0.15649 | 0.15406 | 0.15178 | 0.14964 | 0.14765
Yes | PG&E | Res | HVAC | 2022 T-24: MFNC - Indoor Air Quality - Central Ventilation Duct Sealing | On-the-books | Electric Demand (MW) | 0.15029 | 0.14853 | 0.1468 | 0.14512 | 0.14348 | 0.1419 | 0.14038 | 0.13893 | 0.13754 | 0.13623 | 0.13499 | 0.13383 | 0.13274
Yes | PG&E | Res | HVAC | 2022 T-24: MFNC - Indoor Air Quality - Heat or Energy Recovery Ventilator | On-the-books | Electric Demand (MW) | 0.22822 | 0.22554 | 0.22292 | 0.22036 | 0.21788 | 0.21548 | 0.21317 | 0.21097 | 0.20886 | 0.20687 | 0.20499 | 0.20322 | 0.20156
Yes | PG&E | Res | HVAC | 2022 T-24: MFNC - Restructuring - Airflow and Fan Watt Draw | On-the-books | Electric Demand (MW) | 0.087274 | 0.086971 | 0.086731 | 0.086542 | 0.086394 | 0.086277 | 0.086186 | 0.086114 | 0.086059 | 0.086015 | 0.085981 | 0.085955 | 0.085935
Yes | PG&E | Res | HVAC | 2022 T-24: MFNC - Restructuring - Refrigerant Charge Verification | On-the-books | Electric Demand (MW) | 0.052532 | 0.051547 | 0.050586 | 0.049653 | 0.048753 | 0.047887 | 0.047059 | 0.046271 | 0.045523 | 0.044818 | 0.044154 | 0.043532 | 0.042951
Yes | PG&E | Res | HVAC | 2025 T-24: Multifamily IAQ - Compartmentalization and Balanced or supply-only ventilation (New Construction + Additions) | On-the-books | Electric Demand (MW) | 0 | 0.0084105 | 0.033292 | 0.033211 | 0.033127 | 0.033038 | 0.032945 | 0.032848 | 0.032746 | 0.03264 | 0.03253 | 0.032416 | 0.032298
Yes | PG&E | Res | HVAC | 2025 T-24: Multifamily Restructuring - Central Ventilation Shaft Sealing (New Construction + Additions) | On-the-books | Electric Demand (MW) | 0 | 0.00019037 | 0.0007338 | 0.00071227 | 0.00069074 | 0.00066926 | 0.00064785 | 0.00062656 | 0.00060542 | 0.00058448 | 0.00056376 | 0.0005433 | 0.00052313
Yes | PG&E | Res | HVAC | 2019 T-24: RA(MF)-MECH-Quality HVAC | On-the-books | Electric Demand (MW) |  | 0.0065199 | 0.006014 | 0.0054438 | 0.0048259 | 0.0041846 | 0.003548 | 0.0029433 | 0.0023928 | 0.0019103 | 0.0015015 | 0.0011649 | 0.00089421
Yes | PG&E | Res | HVAC | 2019 T-24: RA(SF)-MECH-Quality HVAC | On-the-books | Electric Demand (MW) |  | 0.01136 | 0.010478 | 0.0094847 | 0.0084082 | 0.0072908 | 0.0061816 | 0.0051282 | 0.0041689 | 0.0033283 | 0.002616 | 0.0020296 | 0.001558
Yes | PG&E | Res | HVAC | 2019-21 Fed App: Residential boilers - gas-fired hot water and electric hot water | On-the-books | Electric Demand (MW) |  | 0.00039597 | 0.00039384 | 0.00039263 | 0.00039272 | 0.00039258 | 0.00039148 | 0.00039052 | 0.0003897 | 0.00038899 | 0.00038838 | 0.00038787 | 0.00038743
Yes | PG&E | Res | HVAC | 2019-21 Fed App: Residential boilers - gas-fired steam and electric steam | On-the-books | Electric Demand (MW) |  | 1.984e-05 | 1.8615e-05 | 1.751e-05 | 1.6639e-05 | 1.5758e-05 | 1.5089e-05 | 1.4507e-05 | 1.4004e-05 | 1.3573e-05 | 1.3205e-05 | 1.2892e-05 | 1.2627e-05
Yes | PG&E | Res | HVAC | 2022-24 Fed App: Residential central AC & HP | On-the-books | Electric Demand (MW) |  | 22.6152 | 22.1984 | 21.777 | 21.5171 | 21.3429 | 20.8891 | 20.4947 | 20.1543 | 19.8622 | 19.6127 | 19.4006 | 19.221
Yes | PG&E | Res | HVAC | 2019-21 Fed App: Residential furnace fans | On-the-books | Electric Demand (MW) |  | 1.2681 | 1.2735 | 1.2786 | 1.2862 | 1.2953 | 1.2953 | 1.2952 | 1.2952 | 1.2952 | 1.2952 | 1.2952 | 1.2952
Yes | PG&E | Res | HVAC | 2025 T-24: Residential HVAC Performance - Multifamily Design (Alterations) | On-the-books | Electric Demand (MW) |  | 0.019599 | 0.021413 | 0.021408 | 0.021403 | 0.021398 | 0.021393 | 0.021388 | 0.021383 | 0.021378 | 0.021372 | 0.021367 | 0.021362
Yes | PG&E | Res | HVAC | 2025 T-24: Residential HVAC Performance - Refrigerant Charge Verification (Alterations) | On-the-books | Electric Demand (MW) |  | 0.072773 | 0.079491 | 0.079454 | 0.079417 | 0.07938 | 0.079343 | 0.079306 | 0.079268 | 0.079231 | 0.079193 | 0.079155 | 0.079117
Yes | PG&E | Res | HVAC | 2025 T-24: Residential HVAC Performance - Refrigerant Charge Verification (New Construction + Additions) | On-the-books | Electric Demand (MW) |  | 0.012829 | 0.025437 | 0.025425 | 0.025414 | 0.025402 | 0.02539 | 0.025378 | 0.025366 | 0.025354 | 0.025342 | 0.02533 | 0.025318
Yes | PG&E | Res | HVAC | 2025 T-24: Residential HVAC Performance - Single Family Defrost (Alterations) | On-the-books | Electric Demand (MW) |  | 0.27851 | 0.30423 | 0.3041 | 0.30397 | 0.30384 | 0.30371 | 0.30357 | 0.30344 | 0.30331 | 0.30318 | 0.30304 | 0.30291
Yes | PG&E | Res | HVAC | 2025 T-24: Residential HVAC Performance - Single Family Defrost (New Construction + Additions) | On-the-books | Electric Demand (MW) |  | 0.070436 | 0.13966 | 0.13961 | 0.13955 | 0.13948 | 0.13942 | 0.13936 | 0.1393 | 0.13924 | 0.13918 | 0.13912 | 0.13906
Yes | PG&E | Res | HVAC | 2025 T-24: Residential HVAC Performance - Single Family Design (Alterations) | On-the-books | Electric Demand (MW) |  | 0.001108 | 0.0012105 | 0.0012102 | 0.00121 | 0.0012097 | 0.0012094 | 0.0012091 | 0.0012088 | 0.0012085 | 0.0012082 | 0.0012079 | 0.0012077
Yes | PG&E | Res | HVAC | 2025 T-24: Residential HVAC Performance - Single Family Design (New Construction + Additions) | On-the-books | Electric Demand (MW) |  | 0.00040487 | 0.00080295 | 0.00080276 | 0.00080257 | 0.00080238 | 0.00080219 | 0.000802 | 0.00080181 | 0.00080162 | 0.00080143 | 0.00080124 | 0.00080104
Yes | PG&E | Res | HVAC | 2019 T-24: RNC(MF)-MECH-Quality HVAC | On-the-books | Electric Demand (MW) |  | 0.25968 | 0.23953 | 0.21682 | 0.19221 | 0.16666 | 0.14131 | 0.11723 | 0.0953 | 0.076083 | 0.059801 | 0.046395 | 0.035615
Yes | PG&E | Res | HVAC | 2019 T-24: RNC(SF)-MECH-Quality HVAC | On-the-books | Electric Demand (MW) |  | 0.6694 | 0.61746 | 0.55891 | 0.49548 | 0.42963 | 0.36427 | 0.30219 | 0.24567 | 0.19613 | 0.15416 | 0.1196 | 0.091809
Yes | PG&E | Res | HVAC | 2022 T-24: SFA - Electric resistance space heating | On-the-books | Electric Demand (MW) |  | 0.015308 | 0.014944 | 0.014543 | 0.014105 | 0.013632 | 0.013129 | 0.012599 | 0.012049 | 0.011486 | 0.010918 | 0.010353 | 0.0097994
Yes | PG&E | Res | HVAC | 2022 T-24: SFA - Prescriptive duct insulation | On-the-books | Electric Demand (MW) |  | 0.027411 | 0.027182 | 0.026966 | 0.026766 | 0.026581 | 0.026411 | 0.026255 | 0.026113 | 0.025985 | 0.025869 | 0.025765 | 0.025672
Yes | PG&E | Res | HVAC | 2022 T-24: SFA - Prescriptive duct sealing | On-the-books | Electric Demand (MW) |  | 0.31282 | 0.3095 | 0.30679 | 0.30458 | 0.30279 | 0.30134 | 0.30017 | 0.29923 | 0.29848 | 0.29787 | 0.29738 | 0.29699
Yes | PG&E | Res | HVAC | 2025 T-24: Single Family HVAC - Supplemental Heating Combined (New Construction + Additions) | On-the-books | Electric Demand (MW) |  | 0.089823 | 0.17814 | 0.1781 | 0.17806 | 0.17801 | 0.17797 | 0.17793 | 0.17789 | 0.17785 | 0.1778 | 0.17776 | 0.17772
Yes | SCE | Res | HVAC | 2005 T-24: Duct improvement | On-the-books | Electric Demand (MW) | 0 | 0 | 0 | 0 | 0 | 0 | 0 | 0 | 0 | 0 | 0 | 0 | 0
Yes | SCE | Res | HVAC | Fed Appliance: Residential Central AC, Heat Pumps and Furnaces | On-the-books | Electric Demand (MW) | 1.0935 | 1.0718 | 1.0538 | 1.0392 | 1.0272 | 1.0176 | 1.0064 | 0.99623 | 0.15031 | 0.14873 | 0.1471 | 0.1455 | 0.14388
Yes | SCE | Res | HVAC | Fed Appliance: Residential Room AC | On-the-books | Electric Demand (MW) | 0.6094 | 0.12534 | 0.12314 | 0.12134 | 0.11989 | 0.11871 | 0.11734 | 0.1161 | 0.11477 | 0.11351 | 0.1122 | 0.11092 | 0.10962
Yes | SCE | Res | HVAC | 2016 T-20: Air Filter Labeling | On-the-books | Electric Demand (MW) | 0.0010008 | 0.00099723 | 0.00099439 | 0.00099212 | 0.00099032 | 0.00098888 | 0.00098774 | 0.00098684 | 0.00098613 | 0.00098556 | 0.00098512 | 0.00098477 | 0.00098449
Yes | SCE | Res | HVAC | 2024 T-20: Air Filter Labeling | On-the-books | Electric Demand (MW) | 0.027892 | 0.028063 | 0.028233 | 0.028403 | 0.028574 | 0.028744 | 0.028744 | 0.028744 | 0.028744 | 0.028744 | 0.028744 | 0.028744 | 0.028744
Yes | SCE | Res | HVAC | 2019-21 Fed App: Ceiling Fans | On-the-books | Electric Demand (MW) | 0.00072186 | 0.00070783 | 0.0006947 | 0.00068219 | 0.00067474 | 0.00067017 | 0.00066045 | 0.00065216 | 0.00056279 | 7.7505e-05 | 7.6893e-05 | 7.6378e-05 | 7.5945e-05
Yes | SCE | Res | HVAC | 2019-21 Fed App: Dehumidifiers | On-the-books | Electric Demand (MW) |  | 0.29228 | 0.28374 | 0.27493 | 0.26552 | 0.15292 | 0.036685 | 0.035029 | 0.033531 | 0.032175 | 0.030948 | 0.029838 | 0.028834
Yes | SCE | Res | HVAC | 2022 T-24: MFA - Restructuring - Airflow and Fan Watt Draw | On-the-books | Electric Demand (MW) | 0.15133 | 0.15081 | 0.15039 | 0.15007 | 0.14981 | 0.14961 | 0.14945 | 0.14932 | 0.14923 | 0.14915 | 0.14909 | 0.14905 | 0.14901
Yes | SCE | Res | HVAC | 2022 T-24: MFA - Restructuring - Duct Sealing and Testing | On-the-books | Electric Demand (MW) | 0.019476 | 0.019407 | 0.019343 | 0.019284 | 0.019229 | 0.019179 | 0.019132 | 0.019089 | 0.01905 | 0.019013 | 0.01898 | 0.018949 | 0.018921
Yes | SCE | Res | HVAC | 2022 T-24: MFA - Restructuring - Refrigerant Charge Verification | On-the-books | Electric Demand (MW) | 0.13979 | 0.13717 | 0.13461 | 0.13213 | 0.12973 | 0.12743 | 0.12523 | 0.12313 | 0.12114 | 0.11926 | 0.1175 | 0.11584 | 0.11429
Yes | SCE | Res | HVAC | 2022 T-24: MFNC - Indoor Air Quality - Central Ventilation Duct Sealing | On-the-books | Electric Demand (MW) | 0.11634 | 0.11498 | 0.11364 | 0.11234 | 0.11107 | 0.10985 | 0.10867 | 0.10755 | 0.10648 | 0.10546 | 0.1045 | 0.1036 | 0.10275
Yes | SCE | Res | HVAC | 2022 T-24: MFNC - Indoor Air Quality - Heat or Energy Recovery Ventilator | On-the-books | Electric Demand (MW) | 0.17667 | 0.1746 | 0.17257 | 0.17058 | 0.16866 | 0.1668 | 0.16502 | 0.16331 | 0.16169 | 0.16014 | 0.15869 | 0.15732 | 0.15603
Yes | SCE | Res | HVAC | 2022 T-24: MFNC - Restructuring - Airflow and Fan Watt Draw | On-the-books | Electric Demand (MW) | 0.06756 | 0.067326 | 0.06714 | 0.066994 | 0.066879 | 0.066788 | 0.066718 | 0.066662 | 0.066619 | 0.066586 | 0.06656 | 0.066539 | 0.066523
Yes | SCE | Res | HVAC | 2022 T-24: MFNC - Restructuring - Refrigerant Charge Verification | On-the-books | Electric Demand (MW) | 0.040666 | 0.039903 | 0.039159 | 0.038437 | 0.03774 | 0.03707 | 0.036429 | 0.035819 | 0.03524 | 0.034694 | 0.03418 | 0.033699 | 0.033249
Yes | SCE | Res | HVAC | 2025 T-24: Multifamily IAQ - Compartmentalization and Balanced or supply-only ventilation (New Construction + Additions) | On-the-books | Electric Demand (MW) | 0 | 0.0065107 | 0.025772 | 0.02571 | 0.025644 | 0.025575 | 0.025503 | 0.025428 | 0.025349 | 0.025267 | 0.025182 | 0.025094 | 0.025002
Yes | SCE | Res | HVAC | 2025 T-24: Multifamily Restructuring - Central Ventilation Shaft Sealing (New Construction + Additions) | On-the-books | Electric Demand (MW) | 0 | 0.00014737 | 0.00056804 | 0.00055138 | 0.00053472 | 0.00051808 | 0.00050151 | 0.00048503 | 0.00046867 | 0.00045245 | 0.00043641 | 0.00042057 | 0.00040496
Yes | SCE | Res | HVAC | 2019 T-24: RA(MF)-MECH-Quality HVAC | On-the-books | Electric Demand (MW) |  | 0.0050471 | 0.0046556 | 0.0042141 | 0.0037358 | 0.0032394 | 0.0027465 | 0.0022785 | 0.0018523 | 0.0014788 | 0.0011623 | 0.00090175 | 0.00069222
Yes | SCE | Res | HVAC | 2019 T-24: RA(SF)-MECH-Quality HVAC | On-the-books | Electric Demand (MW) |  | 0.0087936 | 0.0081114 | 0.0073423 | 0.0065089 | 0.0056439 | 0.0047853 | 0.0039698 | 0.0032272 | 0.0025765 | 0.0020251 | 0.0015711 | 0.0012061
Yes | SCE | Res | HVAC | 2019-21 Fed App: Residential boilers - gas-fired hot water and electric hot water | On-the-books | Electric Demand (MW) |  | 0.00030653 | 0.00030488 | 0.00030394 | 0.00030401 | 0.00030391 | 0.00030305 | 0.00030231 | 0.00030167 | 0.00030112 | 0.00030065 | 0.00030025 | 0.00029992
Yes | SCE | Res | HVAC | 2019-21 Fed App: Residential boilers - gas-fired steam and electric steam | On-the-books | Electric Demand (MW) |  | 1.5359e-05 | 1.441e-05 | 1.3555e-05 | 1.288e-05 | 1.2199e-05 | 1.168e-05 | 1.123e-05 | 1.0841e-05 | 1.0507e-05 | 1.0222e-05 | 9.9802e-06 | 9.7749e-06
Yes | SCE | Res | HVAC | 2022-24 Fed App: Residential central AC & HP | On-the-books | Electric Demand (MW) |  | 17.5068 | 17.1841 | 16.8579 | 16.6567 | 16.5219 | 16.1706 | 15.8653 | 15.6018 | 15.3756 | 15.1825 | 15.0183 | 14.8793
Yes | SCE | Res | HVAC | 2019-21 Fed App: Residential furnace fans | On-the-books | Electric Demand (MW) |  | 0.98163 | 0.9858 | 0.98976 | 0.99565 | 1.0027 | 1.0027 | 1.0027 | 1.0026 | 1.0026 | 1.0026 | 1.0026 | 1.0026
Yes | SCE | Res | HVAC | 2025 T-24: Residential HVAC Performance - Multifamily Design (Alterations) | On-the-books | Electric Demand (MW) |  | 0.015172 | 0.016576 | 0.016572 | 0.016568 | 0.016564 | 0.016561 | 0.016557 | 0.016553 | 0.016549 | 0.016545 | 0.016541 | 0.016537
Yes | SCE | Res | HVAC | 2025 T-24: Residential HVAC Performance - Refrigerant Charge Verification (Alterations) | On-the-books | Electric Demand (MW) |  | 0.056335 | 0.061535 | 0.061507 | 0.061478 | 0.06145 | 0.061421 | 0.061392 | 0.061363 | 0.061334 | 0.061305 | 0.061275 | 0.061246
Yes | SCE | Res | HVAC | 2025 T-24: Residential HVAC Performance - Refrigerant Charge Verification (New Construction + Additions) | On-the-books | Electric Demand (MW) |  | 0.0099312 | 0.019691 | 0.019682 | 0.019673 | 0.019664 | 0.019655 | 0.019645 | 0.019636 | 0.019627 | 0.019617 | 0.019608 | 0.019599
Yes | SCE | Res | HVAC | 2025 T-24: Residential HVAC Performance - Single Family Defrost (Alterations) | On-the-books | Electric Demand (MW) |  | 0.2156 | 0.23551 | 0.23541 | 0.23531 | 0.23521 | 0.2351 | 0.235 | 0.2349 | 0.2348 | 0.23469 | 0.23459 | 0.23449
Yes | SCE | Res | HVAC | 2025 T-24: Residential HVAC Performance - Single Family Defrost (New Construction + Additions) | On-the-books | Electric Demand (MW) |  | 0.054526 | 0.10812 | 0.10807 | 0.10802 | 0.10798 | 0.10793 | 0.10788 | 0.10784 | 0.10779 | 0.10774 | 0.10769 | 0.10765
Yes | SCE | Res | HVAC | 2025 T-24: Residential HVAC Performance - Single Family Design (Alterations) | On-the-books | Electric Demand (MW) |  | 0.0008577 | 0.00093709 | 0.00093687 | 0.00093664 | 0.00093642 | 0.0009362 | 0.00093598 | 0.00093576 | 0.00093553 | 0.00093531 | 0.00093509 | 0.00093486
Yes | SCE | Res | HVAC | 2025 T-24: Residential HVAC Performance - Single Family Design (New Construction + Additions) | On-the-books | Electric Demand (MW) |  | 0.00031342 | 0.00062157 | 0.00062143 | 0.00062128 | 0.00062114 | 0.00062099 | 0.00062084 | 0.00062069 | 0.00062055 | 0.0006204 | 0.00062025 | 0.0006201
Yes | SCE | Res | HVAC | 2019 T-24: RNC(MF)-MECH-Quality HVAC | On-the-books | Electric Demand (MW) |  | 0.20102 | 0.18542 | 0.16784 | 0.14879 | 0.12902 | 0.10939 | 0.090748 | 0.073773 | 0.058897 | 0.046293 | 0.035915 | 0.02757
Yes | SCE | Res | HVAC | 2019 T-24: RNC(SF)-MECH-Quality HVAC | On-the-books | Electric Demand (MW) |  | 0.51819 | 0.47799 | 0.43266 | 0.38356 | 0.33259 | 0.28199 | 0.23393 | 0.19017 | 0.15183 | 0.11934 | 0.092583 | 0.07107
Yes | SCE | Res | HVAC | 2022 T-24: SFA - Electric resistance space heating | On-the-books | Electric Demand (MW) |  | 0.011851 | 0.011568 | 0.011258 | 0.010919 | 0.010553 | 0.010163 | 0.0097533 | 0.0093276 | 0.0088919 | 0.0084521 | 0.0080147 | 0.0075859
Yes | SCE | Res | HVAC | 2022 T-24: SFA - Prescriptive duct insulation | On-the-books | Electric Demand (MW) |  | 0.02122 | 0.021042 | 0.020875 | 0.02072 | 0.020577 | 0.020445 | 0.020324 | 0.020215 | 0.020116 | 0.020026 | 0.019945 | 0.019873
Yes | SCE | Res | HVAC | 2022 T-24: SFA - Prescriptive duct sealing | On-the-books | Electric Demand (MW) |  | 0.24216 | 0.23959 | 0.23749 | 0.23578 | 0.23439 | 0.23327 | 0.23237 | 0.23164 | 0.23105 | 0.23058 | 0.23021 | 0.2299
Yes | SCE | Res | HVAC | 2025 T-24: Single Family HVAC - Supplemental Heating Combined (New Construction + Additions) | On-the-books | Electric Demand (MW) |  | 0.069534 | 0.1379 | 0.13787 | 0.13784 | 0.1378 | 0.13777 | 0.13774 | 0.13771 | 0.13767 | 0.13764 | 0.13761 | 0.13757
Yes | SDG&E | Res | HVAC | 2005 T-24: Duct improvement | On-the-books | Electric Demand (MW) | 0 | 0 | 0 | 0 | 0 | 0 | 0 | 0 | 0 | 0 | 0 | 0 | 0
Yes | SDG&E | Res | HVAC | Fed Appliance: Residential Central AC, Heat Pumps and Furnaces | On-the-books | Electric Demand (MW) | 0.19361 | 0.18976 | 0.18658 | 0.18399 | 0.18187 | 0.18016 | 0.17818 | 0.17638 | 0.026613 | 0.026332 | 0.026044 | 0.02576 | 0.025473
Yes | SDG&E | Res | HVAC | Fed Appliance: Residential Room AC | On-the-books | Electric Demand (MW) | 0.10789 | 0.022191 | 0.021802 | 0.021484 | 0.021226 | 0.021017 | 0.020775 | 0.020555 | 0.020321 | 0.020096 | 0.019865 | 0.019638 | 0.019408
Yes | SDG&E | Res | HVAC | 2016 T-20: Air Filter Labeling | On-the-books | Electric Demand (MW) | 0.00017718 | 0.00017656 | 0.00017606 | 0.00017566 | 0.00017534 | 0.00017508 | 0.00017488 | 0.00017472 | 0.00017459 | 0.00017449 | 0.00017442 | 0.00017435 | 0.00017431
Yes | SDG&E | Res | HVAC | 2024 T-20: Air Filter Labeling | On-the-books | Electric Demand (MW) | 0.0049384 | 0.0049685 | 0.0049986 | 0.0050288 | 0.005059 | 0.0050892 | 0.0050892 | 0.0050892 | 0.0050892 | 0.0050892 | 0.0050892 | 0.0050892 | 0.0050892
Yes | SDG&E | Res | HVAC | 2019-21 Fed App: Ceiling Fans | On-the-books | Electric Demand (MW) | 0.00012781 | 0.00012532 | 0.000123 | 0.00012078 | 0.00011946 | 0.00011865 | 0.00011693 | 0.00011547 | 9.9643e-05 | 1.3722e-05 | 1.3614e-05 | 1.3523e-05 | 1.3446e-05
Yes | SDG&E | Res | HVAC | 2019-21 Fed App: Dehumidifiers | On-the-books | Electric Demand (MW) |  | 0.051749 | 0.050237 | 0.048677 | 0.04701 | 0.027074 | 0.0064951 | 0.0062019 | 0.0059366 | 0.0056966 | 0.0054794 | 0.0052829 | 0.0051051
Yes | SDG&E | Res | HVAC | 2022 T-24: MFA - Restructuring - Airflow and Fan Watt Draw | On-the-books | Electric Demand (MW) | 0.026794 | 0.026701 | 0.026627 | 0.026569 | 0.026524 | 0.026488 | 0.02646 | 0.026438 | 0.026421 | 0.026407 | 0.026397 | 0.026389 | 0.026383
Yes | SDG&E | Res | HVAC | 2022 T-24: MFA - Restructuring - Duct Sealing and Testing | On-the-books | Electric Demand (MW) | 0.0034483 | 0.0034361 | 0.0034247 | 0.0034142 | 0.0034046 | 0.0033956 | 0.0033874 | 0.0033798 | 0.0033728 | 0.0033663 | 0.0033604 | 0.0033549 | 0.0033499
Yes | SDG&E | Res | HVAC | 2022 T-24: MFA - Restructuring - Refrigerant Charge Verification | On-the-books | Electric Demand (MW) | 0.02475 | 0.024286 | 0.023833 | 0.023393 | 0.022969 | 0.022561 | 0.022171 | 0.0218 | 0.021448 | 0.021115 | 0.020803 | 0.02051 | 0.020236
Yes | SDG&E | Res | HVAC | 2022 T-24: MFNC - Indoor Air Quality - Central Ventilation Duct Sealing | On-the-books | Electric Demand (MW) | 0.020598 | 0.020357 | 0.02012 | 0.019889 | 0.019665 | 0.019448 | 0.01924 | 0.019041 | 0.018852 | 0.018672 | 0.018502 | 0.018342 | 0.018192
Yes | SDG&E | Res | HVAC | 2022 T-24: MFNC - Indoor Air Quality - Heat or Energy Recovery Ventilator | On-the-books | Electric Demand (MW) | 0.031279 | 0.030912 | 0.030553 | 0.030202 | 0.029862 | 0.029533 | 0.029217 | 0.028914 | 0.028627 | 0.028353 | 0.028096 | 0.027853 | 0.027626
Yes | SDG&E | Res | HVAC | 2022 T-24: MFNC - Restructuring - Airflow and Fan Watt Draw | On-the-books | Electric Demand (MW) | 0.011962 | 0.01192 | 0.011887 | 0.011861 | 0.011841 | 0.011825 | 0.011812 | 0.011803 | 0.011795 | 0.011789 | 0.011784 | 0.011781 | 0.011778
Yes | SDG&E | Res | HVAC | 2022 T-24: MFNC - Restructuring - Refrigerant Charge Verification | On-the-books | Electric Demand (MW) | 0.0071999 | 0.0070649 | 0.0069332 | 0.0068054 | 0.0066819 | 0.0065633 | 0.0064498 | 0.0063418 | 0.0062393 | 0.0061426 | 0.0060517 | 0.0059664 | 0.0058868
Yes | SDG&E | Res | HVAC | 2025 T-24: Multifamily IAQ - Compartmentalization and Balanced or supply-only ventilation (New Construction + Additions) | On-the-books | Electric Demand (MW) | 0 | 0.0011527 | 0.0045629 | 0.0045519 | 0.0045403 | 0.0045282 | 0.0045154 | 0.004502 | 0.0044881 | 0.0044736 | 0.0044585 | 0.0044428 | 0.0044266
Yes | SDG&E | Res | HVAC | 2025 T-24: Multifamily Restructuring - Central Ventilation Shaft Sealing (New Construction + Additions) | On-the-books | Electric Demand (MW) | 0 | 2.6092e-05 | 0.00010057 | 9.7622e-05 | 9.4672e-05 | 9.1727e-05 | 8.8793e-05 | 8.5875e-05 | 8.2978e-05 | 8.0107e-05 | 7.7267e-05 | 7.4463e-05 | 7.1699e-05
Yes | SDG&E | Res | HVAC | 2019 T-24: RA(MF)-MECH-Quality HVAC | On-the-books | Electric Demand (MW) |  | 0.0008936 | 0.00082427 | 0.00074611 | 0.00066143 | 0.00057353 | 0.00048628 | 0.00040341 | 0.00032795 | 0.00026182 | 0.00020579 | 0.00015966 | 0.00012256
Yes | SDG&E | Res | HVAC | 2019 T-24: RA(SF)-MECH-Quality HVAC | On-the-books | Electric Demand (MW) |  | 0.0015569 | 0.0014361 | 0.0013 | 0.0011524 | 0.00099926 | 0.00084724 | 0.00070286 | 0.00057138 | 0.00045617 | 0.00035855 | 0.00027817 | 0.00021353
Yes | SDG&E | Res | HVAC | 2019-21 Fed App: Residential boilers - gas-fired hot water and electric hot water | On-the-books | Electric Demand (MW) |  | 5.4271e-05 | 5.3978e-05 | 5.3813e-05 | 5.3825e-05 | 5.3807e-05 | 5.3656e-05 | 5.3524e-05 | 5.3411e-05 | 5.3314e-05 | 5.3231e-05 | 5.316e-05 | 5.3101e-05
Yes | SDG&E | Res | HVAC | 2019-21 Fed App: Residential boilers - gas-fired steam and electric steam | On-the-books | Electric Demand (MW) |  | 2.7192e-06 | 2.5513e-06 | 2.3999e-06 | 2.2805e-06 | 2.1598e-06 | 2.068e-06 | 1.9883e-06 | 1.9194e-06 | 1.8603e-06 | 1.8099e-06 | 1.767e-06 | 1.7307e-06
Yes | SDG&E | Res | HVAC | 2022-24 Fed App: Residential central AC & HP | On-the-books | Electric Demand (MW) |  | 3.0996 | 3.0425 | 2.9847 | 2.9491 | 2.9252 | 2.863 | 2.809 | 2.7623 | 2.7223 | 2.6881 | 2.659 | 2.6344
Yes | SDG&E | Res | HVAC | 2019-21 Fed App: Residential furnace fans | On-the-books | Electric Demand (MW) |  | 0.1738 | 0.17454 | 0.17524 | 0.17628 | 0.17753 | 0.17753 | 0.17752 | 0.17752 | 0.17752 | 0.17752 | 0.17752 | 0.17752
Yes | SDG&E | Res | HVAC | 2025 T-24: Residential HVAC Performance - Multifamily Design (Alterations) | On-the-books | Electric Demand (MW) |  | 0.0026862 | 0.0029348 | 0.0029341 | 0.0029334 | 0.0029327 | 0.0029321 | 0.0029314 | 0.0029307 | 0.00293 | 0.0029293 | 0.0029286 | 0.0029279
Yes | SDG&E | Res | HVAC | 2025 T-24: Residential HVAC Performance - Refrigerant Charge Verification (Alterations) | On-the-books | Electric Demand (MW) |  | 0.0099741 | 0.010895 | 0.01089 | 0.010885 | 0.01088 | 0.010875 | 0.010869 | 0.010864 | 0.010859 | 0.010854 | 0.010849 | 0.010844
Yes | SDG&E | Res | HVAC | 2025 T-24: Residential HVAC Performance - Refrigerant Charge Verification (New Construction + Additions) | On-the-books | Electric Demand (MW) |  | 0.0017583 | 0.0034864 | 0.0034847 | 0.0034831 | 0.0034815 | 0.0034799 | 0.0034782 | 0.0034766 | 0.0034749 | 0.0034733 | 0.0034716 | 0.00347
Yes | SDG&E | Res | HVAC | 2025 T-24: Residential HVAC Performance - Single Family Defrost (Alterations) | On-the-books | Electric Demand (MW) |  | 0.038172 | 0.041697 | 0.041679 | 0.041661 | 0.041643 | 0.041625 | 0.041607 | 0.041589 | 0.041571 | 0.041553 | 0.041534 | 0.041516
Yes | SDG&E | Res | HVAC | 2025 T-24: Residential HVAC Performance - Single Family Defrost (New Construction + Additions) | On-the-books | Electric Demand (MW) |  | 0.0096538 | 0.019142 | 0.019134 | 0.019126 | 0.019117 | 0.019109 | 0.019101 | 0.019093 | 0.019084 | 0.019076 | 0.019067 | 0.019059
Yes | SDG&E | Res | HVAC | 2025 T-24: Residential HVAC Performance - Single Family Design (Alterations) | On-the-books | Electric Demand (MW) |  | 0.00015186 | 0.00016591 | 0.00016587 | 0.00016583 | 0.00016579 | 0.00016576 | 0.00016572 | 0.00016568 | 0.00016564 | 0.0001656 | 0.00016556 | 0.00016552
Yes | SDG&E | Res | HVAC | 2025 T-24: Residential HVAC Performance - Single Family Design (New Construction + Additions) | On-the-books | Electric Demand (MW) |  | 5.549e-05 | 0.00011005 | 0.00011002 | 0.00011 | 0.00010997 | 0.00010995 | 0.00010992 | 0.00010989 | 0.00010987 | 0.00010984 | 0.00010982 | 0.00010979
Yes | SDG&E | Res | HVAC | 2019 T-24: RNC(MF)-MECH-Quality HVAC | On-the-books | Electric Demand (MW) |  | 0.03559 | 0.032829 | 0.029716 | 0.026343 | 0.022843 | 0.019368 | 0.016067 | 0.013062 | 0.010428 | 0.0081962 | 0.0063588 | 0.0048813
Yes | SDG&E | Res | HVAC | 2019 T-24: RNC(SF)-MECH-Quality HVAC | On-the-books | Electric Demand (MW) |  | 0.091746 | 0.084628 | 0.076603 | 0.067909 | 0.058884 | 0.049926 | 0.041418 | 0.03367 | 0.026881 | 0.021128 | 0.016392 | 0.012583
Yes | SDG&E | Res | HVAC | 2022 T-24: SFA - Electric resistance space heating | On-the-books | Electric Demand (MW) |  | 0.0020981 | 0.0020482 | 0.0019932 | 0.0019332 | 0.0018684 | 0.0017994 | 0.0017268 | 0.0016515 | 0.0015743 | 0.0014965 | 0.001419 | 0.0013431
Yes | SDG&E | Res | HVAC | 2022 T-24: SFA - Prescriptive duct insulation | On-the-books | Electric Demand (MW) |  | 0.003757 | 0.0037254 | 0.0036959 | 0.0036685 | 0.0036431 | 0.0036198 | 0.0035984 | 0.003579 | 0.0035615 | 0.0035456 | 0.0035314 | 0.0035186
Yes | SDG&E | Res | HVAC | 2022 T-24: SFA - Prescriptive duct sealing | On-the-books | Electric Demand (MW) |  | 0.042875 | 0.042419 | 0.042047 | 0.041745 | 0.041499 | 0.041301 | 0.041141 | 0.041012 | 0.040908 | 0.040825 | 0.040758 | 0.040705
Yes | SDG&E | Res | HVAC | 2025 T-24: Single Family HVAC - Supplemental Heating Combined (New Construction + Additions) | On-the-books | Electric Demand (MW) |  | 0.012311 | 0.024416 | 0.02441 | 0.024404 | 0.024398 | 0.024392 | 0.024387 | 0.024381 | 0.024375 | 0.024369 | 0.024363 | 0.024358
Yes | PG&E | Com | WaterHeat | 2013 T-24: NRNC-DHW-Solar Water Heating | On-the-books | Electric Demand (MW) | 0.035571 | 0.035522 | 0.035482 | 0.035452 | 0.035428 | 0.03541 | 0.035388 | 0.035368 | 0.035347 | 0.035327 | 0.035306 | 0.035285 | 0.035265
Yes | PG&E | Com | WaterHeat | T-20: Public Lavatory Faucets | On-the-books | Electric Demand (MW) | 0 | 0 | 0 | 0 | 0 | 0 | 0 | 0 | 0 | 0 | 0 | 0 | 0
Yes | PG&E | Com | WaterHeat | T-20: Showerheads - w/ Electric Water Heaters - Tier 1 | On-the-books | Electric Demand (MW) | 0.078751 | 0 | 0 | 0 | 0 | 0 | 0 | 0 | 0 | 0 | 0 | 0 | 0
Yes | PG&E | Com | WaterHeat | 2019-21 Fed App: Pre-rinse spray valves | On-the-books | Electric Demand (MW) |  | 0.026118 | 0.026377 | 0.026639 | 0.026904 | 0.027172 | 0.027171 | 0.027171 | 0.02717 | 0.027169 | 0.027169 | 0.027169 | 0.027168
Yes | SCE | Com | WaterHeat | 2013 T-24: NRNC-DHW-Solar Water Heating | On-the-books | Electric Demand (MW) | 0.035571 | 0.035522 | 0.035482 | 0.035452 | 0.035428 | 0.03541 | 0.035388 | 0.035368 | 0.035347 | 0.035327 | 0.035306 | 0.035285 | 0.035265
Yes | SCE | Com | WaterHeat | T-20: Public Lavatory Faucets | On-the-books | Electric Demand (MW) | 0 | 0 | 0 | 0 | 0 | 0 | 0 | 0 | 0 | 0 | 0 | 0 | 0
Yes | SCE | Com | WaterHeat | T-20: Showerheads - w/ Electric Water Heaters - Tier 1 | On-the-books | Electric Demand (MW) | 0.078751 | 0 | 0 | 0 | 0 | 0 | 0 | 0 | 0 | 0 | 0 | 0 | 0
Yes | SCE | Com | WaterHeat | 2019-21 Fed App: Pre-rinse spray valves | On-the-books | Electric Demand (MW) |  | 0.026118 | 0.026377 | 0.026639 | 0.026904 | 0.027172 | 0.027171 | 0.027171 | 0.02717 | 0.027169 | 0.027169 | 0.027169 | 0.027168
Yes | SDG&E | Com | WaterHeat | 2013 T-24: NRNC-DHW-Solar Water Heating | On-the-books | Electric Demand (MW) | 0.0072848 | 0.0072747 | 0.0072667 | 0.0072604 | 0.0072555 | 0.0072518 | 0.0072473 | 0.0072433 | 0.0072389 | 0.0072348 | 0.0072305 | 0.0072264 | 0.0072221
Yes | SDG&E | Com | WaterHeat | T-20: Public Lavatory Faucets | On-the-books | Electric Demand (MW) | 0 | 0 | 0 | 0 | 0 | 0 | 0 | 0 | 0 | 0 | 0 | 0 | 0
Yes | SDG&E | Com | WaterHeat | T-20: Showerheads - w/ Electric Water Heaters - Tier 1 | On-the-books | Electric Demand (MW) | 0.016128 | 0 | 0 | 0 | 0 | 0 | 0 | 0 | 0 | 0 | 0 | 0 | 0
Yes | SDG&E | Com | WaterHeat | 2019-21 Fed App: Pre-rinse spray valves | On-the-books | Electric Demand (MW) |  | 0.0053489 | 0.005402 | 0.0054557 | 0.0055099 | 0.0055648 | 0.0055646 | 0.0055644 | 0.0055643 | 0.0055642 | 0.0055641 | 0.005564 | 0.005564
Yes | PG&E | Res | WaterHeat | T-20: Residential Faucets & Aerators - Kitchen w/ Electric Water Heating | On-the-books | Electric Demand (MW) | 0.48682 | 0 | 0 | 0 | 0 | 0 | 0 | 0 | 0 | 0 | 0 | 0 | 0
Yes | PG&E | Res | WaterHeat | T-20: Residential Faucets & Aerators - Lavatory w/ Electric Water Heating - Tier 1 | On-the-books | Electric Demand (MW) | 0 | 0 | 0 | 0 | 0 | 0 | 0 | 0 | 0 | 0 | 0 | 0 | 0
Yes | PG&E | Res | WaterHeat | T-20: Residential Faucets & Aerators - Lavatory w/ Electric Water Heating - Tier 2 | On-the-books | Electric Demand (MW) | 0.19057 | 0 | 0 | 0 | 0 | 0 | 0 | 0 | 0 | 0 | 0 | 0 | 0
Yes | PG&E | Res | WaterHeat | Fed Appliance: Residential Electric storage water heater | On-the-books | Electric Demand (MW) | 0.092112 | 0.092104 | 0.092098 | 0.034198 | 0.010594 | 0.010594 | 0.010594 | 0.010594 | 0.010593 | 0.010593 | 0.010593 | 0.010592 | 0.010592
Yes | PG&E | Res | WaterHeat | Fed Appliance: Residential Gas-fired instantaneous water heater | On-the-books | Electric Demand (MW) | -0.0018621 | -0.0018621 | -0.0018621 | -0.0018621 | -0.0018621 | -0.0018621 | -0.0018621 | -0.0018621 | -0.0018621 | -0.0018621 | -0.00075673 | -0.00031034 | -0.00031034
Yes | PG&E | Res | WaterHeat | 2013 T-24: RNC-DHW - Solar for Electrically Heated Homes | On-the-books | Electric Demand (MW) | 0.0020999 | 0.0020969 | 0.0020946 | 0.0020928 | 0.0020914 | 0.0020903 | 0.002089 | 0.0020879 | 0.0020866 | 0.0020854 | 0.0020842 | 0.002083 | 0.0020818
Yes | PG&E | Res | WaterHeat | T-20: Showerheads - w/ Electric Water Heaters - Tier 1 | On-the-books | Electric Demand (MW) | 0.70876 | 0 | 0 | 0 | 0 | 0 | 0 | 0 | 0 | 0 | 0 | 0 | 0
Yes | PG&E | Res | WaterHeat | 2022 T-24: MFNC - All Electric Package - Prescriptive Alternative for Central HPWH | On-the-books | Electric Demand (MW) | -0.8725 | -0.86539 | -0.85737 | -0.8485 | -0.83891 | -0.82879 | -0.81839 | -0.80796 | -0.79779 | -0.78811 | -0.77912 | -0.77097 | -0.76372
Yes | PG&E | Res | WaterHeat | 2025 T-24: Multifamily Domestic Hot Water - CPC Appendix M Pipe Sizing-HPWH (New Construction + Additions) | On-the-books | Electric Demand (MW) | 0 | 0.0019517 | 0.0077312 | 0.0077191 | 0.0077068 | 0.0076944 | 0.0076818 | 0.007669 | 0.0076561 | 0.007643 | 0.0076297 | 0.0058759 | 0.00069116
Yes | PG&E | Res | WaterHeat | 2025 T-24: Multifamily Domestic Hot Water - DHW Balancing Valves-HPWH (Alterations) | On-the-books | Electric Demand (MW) | 0 | 0.00048095 | 0.00050548 | 0.0004848 | 0.00046363 | 0.00044211 | 0.00042035 | 0.00039849 | 0.00037665 | 0.00035498 | 0.00033359 | 5.2491e-05 | 2.656e-05
Yes | PG&E | Res | WaterHeat | 2025 T-24: Multifamily Domestic Hot Water - DHW Balancing Valves-HPWH (New Construction + Additions) | On-the-books | Electric Demand (MW) | 0 | 1.5566e-05 | 5.9393e-05 | 5.6962e-05 | 5.4476e-05 | 5.1947e-05 | 4.939e-05 | 4.6821e-05 | 4.4256e-05 | 4.1709e-05 | 3.9196e-05 | 2.8338e-05 | 3.1208e-06
Yes | PG&E | Res | WaterHeat | 2025 T-24: Multifamily Domestic Hot Water - DHW Master Mixing Valves-HPWH (New Construction + Additions) | On-the-books | Electric Demand (MW) | 0 | 0.0083627 | 0.032957 | 0.03273 | 0.032497 | 0.032259 | 0.032016 | 0.031768 | 0.031514 | 0.031255 | 0.03099 | 0.0237 | 0.0027678
Yes | PG&E | Res | WaterHeat | 2025 T-24: Multifamily Domestic Hot Water - DHW Pipe Insulation Enhancement-HPWH (New Construction + Additions) | On-the-books | Electric Demand (MW) | 0 | 0.0030369 | 0.012047 | 0.012046 | 0.012044 | 0.012043 | 0.012042 | 0.01204 | 0.012039 | 0.012038 | 0.012036 | 0.0092848 | 0.001094
Yes | PG&E | Res | WaterHeat | 2025 T-24: Multifamily Domestic Hot Water - Individual HPWH Ventilation - Exterior (Alterations) | On-the-books | Electric Demand (MW) | 0 | 0.0014918 | 0.0015469 | 0.0014627 | 0.0013783 | 0.0012942 | 0.0012111 | 0.0011294 | 0.0010497 | 0.00097246 | 0.00089808 | 0.00013884 | 6.9015e-05
Yes | PG&E | Res | WaterHeat | 2025 T-24: Multifamily Domestic Hot Water - Individual HPWH Ventilation - Exterior (New Construction + Additions) | On-the-books | Electric Demand (MW) | 0 | 0.0019014 | 0.0071579 | 0.0067684 | 0.0063777 | 0.0059887 | 0.0056039 | 0.005226 | 0.0048572 | 0.0044999 | 0.0041557 | 0.0029519 | 0.00031935
Yes | PG&E | Res | WaterHeat | 2025 T-24: Multifamily Domestic Hot Water - Individual HPWH Ventilation - Interior (Alterations) | On-the-books | Electric Demand (MW) | 0 | 0.00219 | 0.0022709 | 0.0021473 | 0.0020234 | 0.0018999 | 0.0017779 | 0.001658 | 0.001541 | 0.0014276 | 0.0013184 | 0.00020383 | 0.00010132
Yes | PG&E | Res | WaterHeat | 2025 T-24: Multifamily Domestic Hot Water - Individual HPWH Ventilation - Interior (New Construction + Additions) | On-the-books | Electric Demand (MW) | 0 | 0.0027607 | 0.010393 | 0.0098273 | 0.0092601 | 0.0086952 | 0.0081366 | 0.0075878 | 0.0070524 | 0.0065336 | 0.0060339 | 0.0042861 | 0.00046368
Yes | SCE | Res | WaterHeat | T-20: Residential Faucets & Aerators - Kitchen w/ Electric Water Heating | On-the-books | Electric Demand (MW) | 0.48682 | 0 | 0 | 0 | 0 | 0 | 0 | 0 | 0 | 0 | 0 | 0 | 0
Yes | SCE | Res | WaterHeat | T-20: Residential Faucets & Aerators - Lavatory w/ Electric Water Heating - Tier 1 | On-the-books | Electric Demand (MW) | 0 | 0 | 0 | 0 | 0 | 0 | 0 | 0 | 0 | 0 | 0 | 0 | 0
Yes | SCE | Res | WaterHeat | T-20: Residential Faucets & Aerators - Lavatory w/ Electric Water Heating - Tier 2 | On-the-books | Electric Demand (MW) | 0.19057 | 0 | 0 | 0 | 0 | 0 | 0 | 0 | 0 | 0 | 0 | 0 | 0
Yes | SCE | Res | WaterHeat | Fed Appliance: Residential Electric storage water heater | On-the-books | Electric Demand (MW) | 0.092112 | 0.092104 | 0.092098 | 0.034198 | 0.010594 | 0.010594 | 0.010594 | 0.010594 | 0.010593 | 0.010593 | 0.010593 | 0.010592 | 0.010592
Yes | SCE | Res | WaterHeat | Fed Appliance: Residential Gas-fired instantaneous water heater | On-the-books | Electric Demand (MW) | -0.0018621 | -0.0018621 | -0.0018621 | -0.0018621 | -0.0018621 | -0.0018621 | -0.0018621 | -0.0018621 | -0.0018621 | -0.0018621 | -0.00075673 | -0.00031034 | -0.00031034
Yes | SCE | Res | WaterHeat | 2013 T-24: RNC-DHW - Solar for Electrically Heated Homes | On-the-books | Electric Demand (MW) | 0.0020999 | 0.0020969 | 0.0020946 | 0.0020928 | 0.0020914 | 0.0020903 | 0.002089 | 0.0020879 | 0.0020866 | 0.0020854 | 0.0020842 | 0.002083 | 0.0020818
Yes | SCE | Res | WaterHeat | T-20: Showerheads - w/ Electric Water Heaters - Tier 1 | On-the-books | Electric Demand (MW) | 0.70876 | 0 | 0 | 0 | 0 | 0 | 0 | 0 | 0 | 0 | 0 | 0 | 0
Yes | SCE | Res | WaterHeat | 2022 T-24: MFNC - All Electric Package - Prescriptive Alternative for Central HPWH | On-the-books | Electric Demand (MW) | -0.8725 | -0.86539 | -0.85737 | -0.8485 | -0.83891 | -0.82879 | -0.81839 | -0.80796 | -0.79779 | -0.78811 | -0.77912 | -0.77097 | -0.76372
Yes | SCE | Res | WaterHeat | 2025 T-24: Multifamily Domestic Hot Water - CPC Appendix M Pipe Sizing-HPWH (New Construction + Additions) | On-the-books | Electric Demand (MW) | 0 | 0.0019517 | 0.0077312 | 0.0077191 | 0.0077068 | 0.0076944 | 0.0076818 | 0.007669 | 0.0076561 | 0.007643 | 0.0076297 | 0.0058759 | 0.00069116
Yes | SCE | Res | WaterHeat | 2025 T-24: Multifamily Domestic Hot Water - DHW Balancing Valves-HPWH (Alterations) | On-the-books | Electric Demand (MW) | 0 | 0.00048095 | 0.00050548 | 0.0004848 | 0.00046363 | 0.00044211 | 0.00042035 | 0.00039849 | 0.00037665 | 0.00035498 | 0.00033359 | 5.2491e-05 | 2.656e-05
Yes | SCE | Res | WaterHeat | 2025 T-24: Multifamily Domestic Hot Water - DHW Balancing Valves-HPWH (New Construction + Additions) | On-the-books | Electric Demand (MW) | 0 | 1.5566e-05 | 5.9393e-05 | 5.6962e-05 | 5.4476e-05 | 5.1947e-05 | 4.939e-05 | 4.6821e-05 | 4.4256e-05 | 4.1709e-05 | 3.9196e-05 | 2.8338e-05 | 3.1208e-06
Yes | SCE | Res | WaterHeat | 2025 T-24: Multifamily Domestic Hot Water - DHW Master Mixing Valves-HPWH (New Construction + Additions) | On-the-books | Electric Demand (MW) | 0 | 0.0083627 | 0.032957 | 0.03273 | 0.032497 | 0.032259 | 0.032016 | 0.031768 | 0.031514 | 0.031255 | 0.03099 | 0.0237 | 0.0027678
Yes | SCE | Res | WaterHeat | 2025 T-24: Multifamily Domestic Hot Water - DHW Pipe Insulation Enhancement-HPWH (New Construction + Additions) | On-the-books | Electric Demand (MW) | 0 | 0.0030369 | 0.012047 | 0.012046 | 0.012044 | 0.012043 | 0.012042 | 0.01204 | 0.012039 | 0.012038 | 0.012036 | 0.0092848 | 0.001094
Yes | SCE | Res | WaterHeat | 2025 T-24: Multifamily Domestic Hot Water - Individual HPWH Ventilation - Exterior (Alterations) | On-the-books | Electric Demand (MW) | 0 | 0.0014918 | 0.0015469 | 0.0014627 | 0.0013783 | 0.0012942 | 0.0012111 | 0.0011294 | 0.0010497 | 0.00097246 | 0.00089808 | 0.00013884 | 6.9015e-05
Yes | SCE | Res | WaterHeat | 2025 T-24: Multifamily Domestic Hot Water - Individual HPWH Ventilation - Exterior (New Construction + Additions) | On-the-books | Electric Demand (MW) | 0 | 0.0019014 | 0.0071579 | 0.0067684 | 0.0063777 | 0.0059887 | 0.0056039 | 0.005226 | 0.0048572 | 0.0044999 | 0.0041557 | 0.0029519 | 0.00031935
Yes | SCE | Res | WaterHeat | 2025 T-24: Multifamily Domestic Hot Water - Individual HPWH Ventilation - Interior (Alterations) | On-the-books | Electric Demand (MW) | 0 | 0.00219 | 0.0022709 | 0.0021473 | 0.0020234 | 0.0018999 | 0.0017779 | 0.001658 | 0.001541 | 0.0014276 | 0.0013184 | 0.00020383 | 0.00010132
Yes | SCE | Res | WaterHeat | 2025 T-24: Multifamily Domestic Hot Water - Individual HPWH Ventilation - Interior (New Construction + Additions) | On-the-books | Electric Demand (MW) | 0 | 0.0027607 | 0.010393 | 0.0098273 | 0.0092601 | 0.0086952 | 0.0081366 | 0.0075878 | 0.0070524 | 0.0065336 | 0.0060339 | 0.0042861 | 0.00046368
Yes | SDG&E | Res | WaterHeat | T-20: Residential Faucets & Aerators - Kitchen w/ Electric Water Heating | On-the-books | Electric Demand (MW) | 0.099699 | 0 | 0 | 0 | 0 | 0 | 0 | 0 | 0 | 0 | 0 | 0 | 0
Yes | SDG&E | Res | WaterHeat | T-20: Residential Faucets & Aerators - Lavatory w/ Electric Water Heating - Tier 1 | On-the-books | Electric Demand (MW) | 0 | 0 | 0 | 0 | 0 | 0 | 0 | 0 | 0 | 0 | 0 | 0 | 0
Yes | SDG&E | Res | WaterHeat | T-20: Residential Faucets & Aerators - Lavatory w/ Electric Water Heating - Tier 2 | On-the-books | Electric Demand (MW) | 0.039027 | 0 | 0 | 0 | 0 | 0 | 0 | 0 | 0 | 0 | 0 | 0 | 0
Yes | SDG&E | Res | WaterHeat | Fed Appliance: Residential Electric storage water heater | On-the-books | Electric Demand (MW) | 0.018864 | 0.018863 | 0.018861 | 0.0070037 | 0.0021697 | 0.0021697 | 0.0021696 | 0.0021695 | 0.0021695 | 0.0021694 | 0.0021694 | 0.0021693 | 0.0021692
Yes | SDG&E | Res | WaterHeat | Fed Appliance: Residential Gas-fired instantaneous water heater | On-the-books | Electric Demand (MW) | -0.00038135 | -0.00038135 | -0.00038135 | -0.00038135 | -0.00038135 | -0.00038135 | -0.00038135 | -0.00038135 | -0.00038135 | -0.00038135 | -0.00015498 | -6.3558e-05 | -6.3558e-05
Yes | SDG&E | Res | WaterHeat | 2013 T-24: RNC-DHW - Solar for Electrically Heated Homes | On-the-books | Electric Demand (MW) | 0.00043005 | 0.00042945 | 0.00042898 | 0.0004286 | 0.00042832 | 0.00042809 | 0.00042783 | 0.00042759 | 0.00042734 | 0.00042709 | 0.00042684 | 0.00042659 | 0.00042634
Yes | SDG&E | Res | WaterHeat | T-20: Showerheads - w/ Electric Water Heaters - Tier 1 | On-the-books | Electric Demand (MW) | 0.14515 | 0 | 0 | 0 | 0 | 0 | 0 | 0 | 0 | 0 | 0 | 0 | 0
Yes | SDG&E | Res | WaterHeat | 2022 T-24: MFNC - All Electric Package - Prescriptive Alternative for Central HPWH | On-the-books | Electric Demand (MW) | -0.17868 | -0.17723 | -0.17559 | -0.17377 | -0.17181 | -0.16973 | -0.1676 | -0.16547 | -0.16338 | -0.1614 | -0.15956 | -0.15789 | -0.15641
Yes | SDG&E | Res | WaterHeat | 2025 T-24: Multifamily Domestic Hot Water - CPC Appendix M Pipe Sizing-HPWH (New Construction + Additions) | On-the-books | Electric Demand (MW) | 0 | 0.0003997 | 0.0015833 | 0.0015808 | 0.0015783 | 0.0015758 | 0.0015732 | 0.0015706 | 0.0015679 | 0.0015653 | 0.0015625 | 0.0012034 | 0.00014155
Yes | SDG&E | Res | WaterHeat | 2025 T-24: Multifamily Domestic Hot Water - DHW Balancing Valves-HPWH (Alterations) | On-the-books | Electric Demand (MW) | 0 | 9.8497e-05 | 0.00010352 | 9.9285e-05 | 9.495e-05 | 9.0542e-05 | 8.6086e-05 | 8.1609e-05 | 7.7137e-05 | 7.2698e-05 | 6.8318e-05 | 1.075e-05 | 5.4395e-06
Yes | SDG&E | Res | WaterHeat | 2025 T-24: Multifamily Domestic Hot Water - DHW Balancing Valves-HPWH (New Construction + Additions) | On-the-books | Electric Demand (MW) | 0 | 3.1878e-06 | 1.2164e-05 | 1.1666e-05 | 1.1156e-05 | 1.0639e-05 | 1.0115e-05 | 9.5888e-06 | 9.0634e-06 | 8.5418e-06 | 8.0272e-06 | 5.8035e-06 | 6.3913e-07
Yes | SDG&E | Res | WaterHeat | 2025 T-24: Multifamily Domestic Hot Water - DHW Master Mixing Valves-HPWH (New Construction + Additions) | On-the-books | Electric Demand (MW) | 0 | 0.0017127 | 0.0067494 | 0.0067029 | 0.0066553 | 0.0066066 | 0.0065569 | 0.006506 | 0.006454 | 0.0064009 | 0.0063467 | 0.0048538 | 0.00056683
Yes | SDG&E | Res | WaterHeat | 2025 T-24: Multifamily Domestic Hot Water - DHW Pipe Insulation Enhancement-HPWH (New Construction + Additions) | On-the-books | Electric Demand (MW) | 0 | 0.00062194 | 0.0024672 | 0.0024669 | 0.0024667 | 0.0024664 | 0.0024661 | 0.0024658 | 0.0024656 | 0.0024653 | 0.002465 | 0.0019015 | 0.00022404
Yes | SDG&E | Res | WaterHeat | 2025 T-24: Multifamily Domestic Hot Water - Individual HPWH Ventilation - Exterior (Alterations) | On-the-books | Electric Demand (MW) | 0 | 0.00030551 | 0.0003168 | 0.00029956 | 0.00028227 | 0.00026505 | 0.00024802 | 0.00023129 | 0.00021497 | 0.00019916 | 0.00018392 | 2.8435e-05 | 1.4134e-05
Yes | SDG&E | Res | WaterHeat | 2025 T-24: Multifamily Domestic Hot Water - Individual HPWH Ventilation - Exterior (New Construction + Additions) | On-the-books | Electric Demand (MW) | 0 | 0.0003894 | 0.0014659 | 0.0013861 | 0.0013061 | 0.0012265 | 0.0011477 | 0.0010703 | 0.00099475 | 0.00092156 | 0.00085108 | 0.00060455 | 6.5403e-05
Yes | SDG&E | Res | WaterHeat | 2025 T-24: Multifamily Domestic Hot Water - Individual HPWH Ventilation - Interior (Alterations) | On-the-books | Electric Demand (MW) | 0 | 0.0004485 | 0.00046507 | 0.00043976 | 0.00041438 | 0.0003891 | 0.0003641 | 0.00033955 | 0.00031559 | 0.00029237 | 0.00027001 | 4.1743e-05 | 2.0749e-05
Yes | SDG&E | Res | WaterHeat | 2025 T-24: Multifamily Domestic Hot Water - Individual HPWH Ventilation - Interior (New Construction + Additions) | On-the-books | Electric Demand (MW) | 0 | 0.00056538 | 0.0021284 | 0.0020126 | 0.0018964 | 0.0017808 | 0.0016663 | 0.001554 | 0.0014443 | 0.0013381 | 0.0012357 | 0.00087777 | 9.4961e-05
Yes | PG&E | Com | ComRefrig | Fed Appliance: Commercial Ice Makers | On-the-books | Electric Demand (MW) | 0.13957 | 0.13957 | 0.13957 | 0.13957 | 0.13957 | 0.13957 | 0.13957 | 0.13957 | 0.13957 | 0.13957 | 0.13957 | 0.13957 | 0.13957
Yes | PG&E | Com | ComRefrig | Fed Appliance: Commercial Refrigeration | On-the-books | Electric Demand (MW) | 0.050627 | 0.050618 | 0.050611 | 0.050607 | 0.050604 | 0.050602 | 0.050599 | 0.050597 | 0.050594 | 0.050592 | 0.050589 | 0.050587 | 0.050585
Yes | PG&E | Com | ComRefrig | Fed Appliance: Commercial Refrigeration Equipment | On-the-books | Electric Demand (MW) | 1.2563 | 1.2517 | 0.46292 | 0 | 0 | 0 | 0 | 0 | 0 | 0 | 0 | 0 | 0
Yes | PG&E | Com | ComRefrig | 2013 T-24: NRNC-Refrigeration-Supermarket | On-the-books | Electric Demand (MW) | 0.21075 | 0.20827 | 0.20525 | 0.20166 | 0.19754 | 0.19297 | 0.1887 | 0.18424 | 0.1799 | 0.17548 | 0.17111 | 0.16671 | 0.16233
Yes | PG&E | Com | ComRefrig | 2013 T-24: NRNC-Refrigeration-Warehouse | On-the-books | Electric Demand (MW) | 0.041185 | 0.0407 | 0.04011 | 0.039408 | 0.038602 | 0.037711 | 0.036876 | 0.036003 | 0.035156 | 0.034292 | 0.033439 | 0.032578 | 0.031723
Yes | PG&E | Com | ComRefrig | Fed Appliance: Refrigerated Beverage Vending Machines | On-the-books | Electric Demand (MW) | 0.00094456 | 0.00094452 | 0.00094449 | 0.00094448 | 0.00094447 | 0.00094447 | 0.00094446 | 0.00094446 | 0.00094445 | 0.00094445 | 0.00094444 | 0.00094444 | 0.00094443
Yes | PG&E | Com | ComRefrig | 2008 T-24: Refrigerated warehouses | On-the-books | Electric Demand (MW) | 0.021397 | 0.021359 | 0.02133 | 0.021309 | 0.021293 | 0.021282 | 0.021267 | 0.021254 | 0.021241 | 0.021228 | 0.021214 | 0.021201 | 0.021187
Yes | PG&E | Com | ComRefrig | Fed Appliance: Walk-in coolers and freezers | On-the-books | Electric Demand (MW) | 3.5627 | 3.5294 | 3.4961 | 1.863 | 0 | 0 | 0 | 0 | 0 | 0 | 0 | 0 | 0
Yes | PG&E | Com | ComRefrig | 2005 T-20: Walk-In Refrigerators / Freezers | On-the-books | Electric Demand (MW) | 0 | 0 | 0 | 0 | 0 | 0 | 0 | 0 | 0 | 0 | 0 | 0 | 0
Yes | PG&E | Com | ComRefrig | 2025 T-24: NR Refrigeration - Evaporator Specific Efficiency for Refrigerated Warehouses (Alterations) | On-the-books | Electric Demand (MW) | 0 | 0.00097117 | 0.0009894 | 0.00092534 | 0.00086908 | 0.00082028 | 0.0007784 | 0.0007428 | 0.00071277 | 0.00068762 | 0.00066666 | 0.00064928 | 0.00063492
Yes | PG&E | Com | ComRefrig | 2025 T-24: NR Refrigeration - Evaporator Specific Efficiency for Refrigerated Warehouses (New Construction + Additions) | On-the-books | Electric Demand (MW) | 0 | 0.00013277 | 0.00074065 | 0.00069269 | 0.00065058 | 0.00061404 | 0.00058269 | 0.00055605 | 0.00053357 | 0.00051474 | 0.00049905 | 0.00048604 | 0.00047529
Yes | PG&E | Com | ComRefrig | 2022 T-24: NRNC - Refrigeration System - Design and Control Requirements for Transcritical CO2 Systems - Adiabatic Condenser | On-the-books | Electric Demand (MW) |  | 0.0779 | 0.074034 | 0.070605 | 0.067569 | 0.064888 | 0.062526 | 0.060447 | 0.05862 | 0.057018 | 0.055614 | 0.054384 | 0.053309
Yes | PG&E | Com | ComRefrig | 2019 T-24: NRNC-MECH-Adiabatic Condensers for Refrigeration | On-the-books | Electric Demand (MW) |  | 0.0074349 | 0.0068581 | 0.0062078 | 0.0055032 | 0.0047719 | 0.0040459 | 0.0033564 | 0.0027286 | 0.0021784 | 0.0017122 | 0.0013284 | 0.0010197
Yes | PG&E | Com | ComRefrig | 2019-21 Fed App: Refrigerated beverage vending machines | On-the-books | Electric Demand (MW) |  | 0.03297 | 0.033147 | 0.033405 | 0.033426 | 0.033524 | 0.032403 | 0.016347 | 0.0053798 | 0.0052333 | 0.0051007 | 0.0049807 | 0.0048721
Yes | SCE | Com | ComRefrig | Fed Appliance: Commercial Ice Makers | On-the-books | Electric Demand (MW) | 0.13958 | 0.13958 | 0.13958 | 0.13958 | 0.13958 | 0.13958 | 0.13958 | 0.13958 | 0.13958 | 0.13958 | 0.13958 | 0.13958 | 0.13958
Yes | SCE | Com | ComRefrig | Fed Appliance: Commercial Refrigeration | On-the-books | Electric Demand (MW) | 0.050629 | 0.050619 | 0.050613 | 0.050609 | 0.050606 | 0.050604 | 0.050601 | 0.050599 | 0.050596 | 0.050594 | 0.050591 | 0.050589 | 0.050586
Yes | SCE | Com | ComRefrig | Fed Appliance: Commercial Refrigeration Equipment | On-the-books | Electric Demand (MW) | 1.2564 | 1.2517 | 0.46294 | 0 | 0 | 0 | 0 | 0 | 0 | 0 | 0 | 0 | 0
Yes | SCE | Com | ComRefrig | 2013 T-24: NRNC-Refrigeration-Supermarket | On-the-books | Electric Demand (MW) | 0.21076 | 0.20828 | 0.20526 | 0.20167 | 0.19754 | 0.19298 | 0.18871 | 0.18424 | 0.17991 | 0.17548 | 0.17112 | 0.16672 | 0.16234
Yes | SCE | Com | ComRefrig | 2013 T-24: NRNC-Refrigeration-Warehouse | On-the-books | Electric Demand (MW) | 0.041186 | 0.040702 | 0.040111 | 0.03941 | 0.038604 | 0.037712 | 0.036877 | 0.036005 | 0.035157 | 0.034293 | 0.03344 | 0.03258 | 0.031724
Yes | SCE | Com | ComRefrig | Fed Appliance: Refrigerated Beverage Vending Machines | On-the-books | Electric Demand (MW) | 0.00094459 | 0.00094455 | 0.00094453 | 0.00094452 | 0.00094451 | 0.00094451 | 0.0009445 | 0.00094449 | 0.00094449 | 0.00094448 | 0.00094448 | 0.00094447 | 0.00094447
Yes | SCE | Com | ComRefrig | 2008 T-24: Refrigerated warehouses | On-the-books | Electric Demand (MW) | 0.021398 | 0.02136 | 0.021331 | 0.02131 | 0.021294 | 0.021282 | 0.021268 | 0.021255 | 0.021241 | 0.021228 | 0.021215 | 0.021201 | 0.021188
Yes | SCE | Com | ComRefrig | Fed Appliance: Walk-in coolers and freezers | On-the-books | Electric Demand (MW) | 3.5629 | 3.5295 | 3.4962 | 1.8631 | 0 | 0 | 0 | 0 | 0 | 0 | 0 | 0 | 0
Yes | SCE | Com | ComRefrig | 2005 T-20: Walk-In Refrigerators / Freezers | On-the-books | Electric Demand (MW) | 0 | 0 | 0 | 0 | 0 | 0 | 0 | 0 | 0 | 0 | 0 | 0 | 0
Yes | SCE | Com | ComRefrig | 2025 T-24: NR Refrigeration - Evaporator Specific Efficiency for Refrigerated Warehouses (Alterations) | On-the-books | Electric Demand (MW) | 0 | 0.0009712 | 0.00098944 | 0.00092538 | 0.00086911 | 0.00082031 | 0.00077843 | 0.00074283 | 0.0007128 | 0.00068764 | 0.00066668 | 0.0006493 | 0.00063495
Yes | SCE | Com | ComRefrig | 2025 T-24: NR Refrigeration - Evaporator Specific Efficiency for Refrigerated Warehouses (New Construction + Additions) | On-the-books | Electric Demand (MW) | 0 | 0.00013278 | 0.00074067 | 0.00069272 | 0.0006506 | 0.00061407 | 0.00058272 | 0.00055607 | 0.00053359 | 0.00051476 | 0.00049907 | 0.00048606 | 0.00047531
Yes | SCE | Com | ComRefrig | 2022 T-24: NRNC - Refrigeration System - Design and Control Requirements for Transcritical CO2 Systems - Adiabatic Condenser | On-the-books | Electric Demand (MW) |  | 0.077903 | 0.074037 | 0.070607 | 0.067571 | 0.064891 | 0.062528 | 0.060449 | 0.058623 | 0.05702 | 0.055616 | 0.054386 | 0.053311
Yes | SCE | Com | ComRefrig | 2019 T-24: NRNC-MECH-Adiabatic Condensers for Refrigeration | On-the-books | Electric Demand (MW) |  | 0.0074351 | 0.0068583 | 0.006208 | 0.0055034 | 0.004772 | 0.004046 | 0.0033565 | 0.0027287 | 0.0021785 | 0.0017123 | 0.0013284 | 0.0010197
Yes | SCE | Com | ComRefrig | 2019-21 Fed App: Refrigerated beverage vending machines | On-the-books | Electric Demand (MW) |  | 0.032971 | 0.033148 | 0.033406 | 0.033427 | 0.033525 | 0.032405 | 0.016348 | 0.00538 | 0.0052335 | 0.0051009 | 0.0049809 | 0.0048723
Yes | SDG&E | Com | ComRefrig | Fed Appliance: Commercial Ice Makers | On-the-books | Electric Demand (MW) | 0.028802 | 0.028802 | 0.028802 | 0.028802 | 0.028802 | 0.028802 | 0.028802 | 0.028802 | 0.028802 | 0.028802 | 0.028802 | 0.028802 | 0.028802
Yes | SDG&E | Com | ComRefrig | Fed Appliance: Commercial Refrigeration | On-the-books | Electric Demand (MW) | 0.010447 | 0.010445 | 0.010444 | 0.010443 | 0.010443 | 0.010442 | 0.010442 | 0.010441 | 0.010441 | 0.01044 | 0.01044 | 0.010439 | 0.010439
Yes | SDG&E | Com | ComRefrig | Fed Appliance: Commercial Refrigeration Equipment | On-the-books | Electric Demand (MW) | 0.25925 | 0.2583 | 0.095528 | 0 | 0 | 0 | 0 | 0 | 0 | 0 | 0 | 0 | 0
Yes | SDG&E | Com | ComRefrig | 2013 T-24: NRNC-Refrigeration-Supermarket | On-the-books | Electric Demand (MW) | 0.04349 | 0.042979 | 0.042355 | 0.041615 | 0.040764 | 0.039822 | 0.038941 | 0.038019 | 0.037124 | 0.036212 | 0.035311 | 0.034402 | 0.033499
Yes | SDG&E | Com | ComRefrig | 2013 T-24: NRNC-Refrigeration-Warehouse | On-the-books | Electric Demand (MW) | 0.0084988 | 0.0083989 | 0.008277 | 0.0081323 | 0.007966 | 0.007782 | 0.0076097 | 0.0074296 | 0.0072548 | 0.0070765 | 0.0069004 | 0.0067229 | 0.0065463
Yes | SDG&E | Com | ComRefrig | Fed Appliance: Refrigerated Beverage Vending Machines | On-the-books | Electric Demand (MW) | 0.00019492 | 0.00019491 | 0.00019491 | 0.0001949 | 0.0001949 | 0.0001949 | 0.0001949 | 0.0001949 | 0.0001949 | 0.0001949 | 0.0001949 | 0.00019489 | 0.00019489
Yes | SDG&E | Com | ComRefrig | 2008 T-24: Refrigerated warehouses | On-the-books | Electric Demand (MW) | 0.0044156 | 0.0044077 | 0.0044018 | 0.0043974 | 0.0043941 | 0.0043917 | 0.0043887 | 0.0043861 | 0.0043832 | 0.0043805 | 0.0043777 | 0.004375 | 0.0043722
Yes | SDG&E | Com | ComRefrig | Fed Appliance: Walk-in coolers and freezers | On-the-books | Electric Demand (MW) | 0.7352 | 0.72833 | 0.72145 | 0.38446 | 0 | 0 | 0 | 0 | 0 | 0 | 0 | 0 | 0
Yes | SDG&E | Com | ComRefrig | 2005 T-20: Walk-In Refrigerators / Freezers | On-the-books | Electric Demand (MW) | 0 | 0 | 0 | 0 | 0 | 0 | 0 | 0 | 0 | 0 | 0 | 0 | 0
Yes | SDG&E | Com | ComRefrig | 2025 T-24: NR Refrigeration - Evaporator Specific Efficiency for Refrigerated Warehouses (Alterations) | On-the-books | Electric Demand (MW) | 0 | 0.00020041 | 0.00020417 | 0.00019095 | 0.00017934 | 0.00016927 | 0.00016063 | 0.00015328 | 0.00014709 | 0.0001419 | 0.00013757 | 0.00013399 | 0.00013102
Yes | SDG&E | Com | ComRefrig | 2025 T-24: NR Refrigeration - Evaporator Specific Efficiency for Refrigerated Warehouses (New Construction + Additions) | On-the-books | Electric Demand (MW) | 0 | 2.7399e-05 | 0.00015284 | 0.00014294 | 0.00013425 | 0.00012671 | 0.00012025 | 0.00011475 | 0.00011011 | 0.00010622 | 0.00010298 | 0.0001003 | 9.8081e-05
Yes | SDG&E | Com | ComRefrig | 2022 T-24: NRNC - Refrigeration System - Design and Control Requirements for Transcritical CO2 Systems - Adiabatic Condenser | On-the-books | Electric Demand (MW) |  | 0.016075 | 0.015278 | 0.01457 | 0.013944 | 0.01339 | 0.012903 | 0.012474 | 0.012097 | 0.011766 | 0.011476 | 0.011223 | 0.011001
Yes | SDG&E | Com | ComRefrig | 2019 T-24: NRNC-MECH-Adiabatic Condensers for Refrigeration | On-the-books | Electric Demand (MW) |  | 0.0015343 | 0.0014152 | 0.001281 | 0.0011356 | 0.00098472 | 0.00083491 | 0.00069263 | 0.00056307 | 0.00044953 | 0.00035333 | 0.00027412 | 0.00021043
Yes | SDG&E | Com | ComRefrig | 2019-21 Fed App: Refrigerated beverage vending machines | On-the-books | Electric Demand (MW) |  | 0.0068036 | 0.0068402 | 0.0068935 | 0.0068978 | 0.006918 | 0.0066868 | 0.0033734 | 0.0011102 | 0.0010799 | 0.0010526 | 0.0010278 | 0.0010054
Yes | PG&E | Com | FoodServ | 2005 T-20: Hot Food Holding Cabinets | On-the-books | Electric Demand (MW) | 0.0076392 | 0.0076338 | 0.0076305 | 0.0076285 | 0.0076272 | 0.0076265 | 0.0076254 | 0.0076245 | 0.0076235 | 0.0076226 | 0.0076216 | 0.0076207 | 0.0076197
Yes | SCE | Com | FoodServ | 2005 T-20: Hot Food Holding Cabinets | On-the-books | Electric Demand (MW) | 0.0076392 | 0.0076338 | 0.0076305 | 0.0076285 | 0.0076272 | 0.0076265 | 0.0076254 | 0.0076245 | 0.0076235 | 0.0076226 | 0.0076216 | 0.0076207 | 0.0076197
Yes | SDG&E | Com | FoodServ | 2005 T-20: Hot Food Holding Cabinets | On-the-books | Electric Demand (MW) | 0.0015645 | 0.0015634 | 0.0015627 | 0.0015623 | 0.001562 | 0.0015619 | 0.0015617 | 0.0015615 | 0.0015613 | 0.0015611 | 0.0015609 | 0.0015607 | 0.0015605
Yes | PG&E | Com | Lighting | T-20: Dimming Ballasts | On-the-books | Electric Demand (MW) | 0.58179 | 0.58332 | 0.58485 | 0.58638 | 0 | 0 | 0 | 0 | 0 | 0 | 0 | 0 | 0
Yes | PG&E | Com | Lighting | 2008 T-20: General Purpose Lighting -- 60 and 40 watt | On-the-books | Electric Demand (MW) | 0 | 0 | 0 | 0 | 0 | 0 | 0 | 0 | 0 | 0 | 0 | 0 | 0
Yes | PG&E | Com | Lighting | Fed Appliance: General Service Fluorescent Lamps #1 | On-the-books | Electric Demand (MW) | 0.27705 | 0.2764 | 0.27593 | 0.2756 | 0.27537 | 0.2752 | 0.27499 | 0.27481 | 0.27461 | 0.27442 | 0.27422 | 0.27403 | 0.27383
Yes | PG&E | Com | Lighting | Fed Appliance: GSFLs | On-the-books | Electric Demand (MW) | 5.1116 | 5.1242 | 5.1368 | 5.1494 | 0 | 0 | 0 | 0 | 0 | 0 | 0 | 0 | 0
Yes | PG&E | Com | Lighting | 2006 T-20: General Service Incandescent Lamps, Tier 2 #3 | On-the-books | Electric Demand (MW) | 7.6564e-05 | 7.653e-05 | 7.6502e-05 | 7.6479e-05 | 7.6461e-05 | 7.6446e-05 | 7.6429e-05 | 7.6413e-05 | 7.6396e-05 | 7.638e-05 | 7.6363e-05 | 7.6347e-05 | 7.6331e-05
Yes | PG&E | Com | Lighting | T-20: GSLs - Original Scope - Tier 2 | On-the-books | Electric Demand (MW) | 0.49711 | 0.47539 | 0.45368 | 0.43197 | 0.41025 | 0.38854 | 0.36683 | 0.34512 | 0.3234 | 0.041613 | 0.038618 | 0.035623 | 0.032628
Yes | PG&E | Com | Lighting | T-20: LED Lamps - Tier 1 | On-the-books | Electric Demand (MW) | 0.12076 | 0.11304 | 0.10532 | 0.097596 | 0.089874 | 0.082152 | 0.07443 | 0.066707 | 0.058985 | 0.051263 | 0.0063264 | 0.0052044 | 0.0040823
Yes | PG&E | Com | Lighting | Fed Appliance: Incandescent Reflector Lamps | On-the-books | Electric Demand (MW) | 0.00098222 | 0.00095814 | 0.00093865 | 0.00092319 | 0.00091112 | 0.00090181 | 0.00089067 | 0.00088075 | 0.00087001 | 0.00085982 | 0.00084927 | 0.00083895 | 0.00082848
Yes | PG&E | Com | Lighting | Fed Appliance: Metal Halide Lamp Fixtures | On-the-books | Electric Demand (MW) | 0.050981 | 0.049121 | 0.04726 | 0.0454 | 0.04354 | 0.04168 | 0.03982 | 0.03796 | 0.0361 | 0.03424 | 0.03238 | 0.030519 | 0.028659
Yes | PG&E | Com | Lighting | 2005 T-20: Modular Furniture Task Lighting Fixtures | On-the-books | Electric Demand (MW) | 0.002778 | 0.00277 | 0.0027643 | 0.0027602 | 0.0027572 | 0.0027551 | 0.0027524 | 0.00275 | 0.0027475 | 0.0027451 | 0.0027425 | 0.0027401 | 0.0027376
Yes | PG&E | Com | Lighting | 2016 T-24: Nonresidential Lighting Alterations (Units = sq ft) | On-the-books | Electric Demand (MW) | 2.2555 | 2.2271 | 2.197 | 2.1663 | 2.136 | 2.1053 | 2.074 | 0 | 0 | 0 | 0 | 0 | 0
Yes | PG&E | Com | Lighting | 2013 T-24: NRA-Lighting-Alterations-Existing Measures | On-the-books | Electric Demand (MW) | 2.805 | 2.7694 | 2.7413 | 2.7195 | 1.3401 | 0 | 0 | 0 | 0 | 0 | 0 | 0 | 0
Yes | PG&E | Com | Lighting | 2013 T-24: NRA-Lighting-Alterations-New Measures | On-the-books | Electric Demand (MW) | 3.9948 | 3.9466 | 3.9058 | 3.8713 | 1.9053 | 0 | 0 | 0 | 0 | 0 | 0 | 0 | 0
Yes | PG&E | Com | Lighting | 2016 T-24: NRA-Lighting-ASHRAE Elevator Lighting & Ventilation | On-the-books | Electric Demand (MW) | 0.0039405 | 0.0039062 | 0.0038829 | 0.003867 | 0.0038563 | 0.003849 | 0.0038394 | 0 | 0 | 0 | 0 | 0 | 0
Yes | PG&E | Com | Lighting | 2013 T-24: NRA-Lighting-Hotel Corridors | On-the-books | Electric Demand (MW) | 0.02988 | 0.02954 | 0.029249 | 0.029002 | 0.014278 | 0 | 0 | 0 | 0 | 0 | 0 | 0 | 0
Yes | PG&E | Com | Lighting | 2013 T-24: NRA-Lighting-MF Building Corridors | On-the-books | Electric Demand (MW) | 0.094487 | 0.09361 | 0.092814 | 0.092096 | 0.045351 | 0 | 0 | 0 | 0 | 0 | 0 | 0 | 0
Yes | PG&E | Com | Lighting | 2013 T-24: NRA-Lighting-Warehouses and Libraries | On-the-books | Electric Demand (MW) | 0.83313 | 0.82228 | 0.81344 | 0.80628 | 0.39696 | 0 | 0 | 0 | 0 | 0 | 0 | 0 | 0
Yes | PG&E | Com | Lighting | 2013 T-24: NRNC-Lighting-DR Lighting Controls | On-the-books | Electric Demand (MW) | 0.26349 | 0.26225 | 0.26146 | 0.26098 | 0.26068 | 0.2605 | 0.26024 | 0.26003 | 0.25978 | 0.25956 | 0.25933 | 0.2591 | 0.25887
Yes | PG&E | Com | Lighting | 2013 T-24: NRNC-Lighting-Hotel Corridors | On-the-books | Electric Demand (MW) | 0.015475 | 0.015172 | 0.014897 | 0.014653 | 0.014437 | 0.014249 | 0.014043 | 0.013849 | 0.013647 | 0.01345 | 0.01325 | 0.013052 | 0.012852
Yes | PG&E | Com | Lighting | 2013 T-24: NRNC-Lighting-MF Building Corridors | On-the-books | Electric Demand (MW) | 0.11177 | 0.1104 | 0.10908 | 0.10784 | 0.10668 | 0.10561 | 0.10448 | 0.10339 | 0.10228 | 0.10118 | 0.10007 | 0.098963 | 0.097855
Yes | PG&E | Com | Lighting | 2013 T-24: NRNC-Lighting-Office Plug Load Control | On-the-books | Electric Demand (MW) | 0.4202 | 0.41128 | 0.40322 | 0.39607 | 0.38982 | 0.38444 | 0.37848 | 0.37291 | 0.36708 | 0.36142 | 0.35564 | 0.34995 | 0.3442
Yes | PG&E | Com | Lighting | 2013 T-24: NRNC-Lighting-Outdoor Lighting & Controls | On-the-books | Electric Demand (MW) | 0.14419 | 0.14304 | 0.14216 | 0.14148 | 0.14097 | 0.14059 | 0.14012 | 0.1397 | 0.13925 | 0.13882 | 0.13838 | 0.13795 | 0.13751
Yes | PG&E | Com | Lighting | 2013 T-24: NRNC-Lighting-Parking Garage | On-the-books | Electric Demand (MW) | 0.11942 | 0.11858 | 0.11799 | 0.11758 | 0.1173 | 0.11711 | 0.11686 | 0.11664 | 0.1164 | 0.11618 | 0.11595 | 0.11572 | 0.11549
Yes | PG&E | Com | Lighting | 2013 T-24: NRNC-Lighting-Warehouses and Libraries | On-the-books | Electric Demand (MW) | 0.21628 | 0.21004 | 0.20472 | 0.20024 | 0.19651 | 0.19343 | 0.18992 | 0.1867 | 0.18329 | 0.18 | 0.17663 | 0.17331 | 0.16996
Yes | PG&E | Com | Lighting | 2008 T-24: Sidelighting | On-the-books | Electric Demand (MW) | 0.2989 | 0.29741 | 0.29615 | 0.29511 | 0.29425 | 0.29353 | 0.29271 | 0.29197 | 0.29117 | 0.29041 | 0.28963 | 0.28886 | 0.28808
Yes | PG&E | Com | Lighting | 2008 T-24: Skylighting | On-the-books | Electric Demand (MW) | 0.10602 | 0.10581 | 0.10566 | 0.10555 | 0.10547 | 0.10541 | 0.10534 | 0.10527 | 0.1052 | 0.10514 | 0.10507 | 0.105 | 0.10493
Yes | PG&E | Com | Lighting | T-20: Small Diameter Directional Lamps | On-the-books | Electric Demand (MW) | 3.0725 | 2.9542 | 0 | 0 | 0 | 0 | 0 | 0 | 0 | 0 | 0 | 0 | 0
Yes | PG&E | Com | Lighting | 2008 T-24: Tailored Indoor lighting | On-the-books | Electric Demand (MW) | 0.17685 | 0.17648 | 0.1762 | 0.17599 | 0.17583 | 0.17571 | 0.17557 | 0.17544 | 0.1753 | 0.17517 | 0.17503 | 0.1749 | 0.17476
Yes | PG&E | Com | Lighting | 2019-21 Fed App: Ceiling fan light kits | On-the-books | Electric Demand (MW) | 0.00055043 | 0.00052138 | 0.00049426 | 0.00046879 | 0.00044787 | 0.00042976 | 0.00040934 | 0.00039086 | 0.0003264 | 4.3536e-05 | 4.1876e-05 | 4.0374e-05 | 3.9015e-05
Yes | PG&E | Com | Lighting | 2025 T-24: Daylighting - Revise Automatic Daylighting Controls Exceptions (Alterations) | On-the-books | Electric Demand (MW) |  | 0.0049883 | 0.0052962 | 0.0051408 | 0.0049855 | 0.0048304 | 0.0046759 | 0.0045222 | 0.0043697 | 0.0042185 | 0.0040689 | 0.0039213 | 0.0037757
Yes | PG&E | Com | Lighting | 2025 T-24: Daylighting - Revise Automatic Daylighting Controls Exceptions (New Construction + Additions) | On-the-books | Electric Demand (MW) | 0 | 0.00022826 | 0.001327 | 0.001288 | 0.0012491 | 0.0012103 | 0.0011715 | 0.001133 | 0.0010948 | 0.0010569 | 0.0010195 | 0.00098247 | 0.000946
Yes | PG&E | Com | Lighting | 2019 T-20: General Service Lamps - Expanded Scope | On-the-books | Electric Demand (MW) |  | 0.10569 | 0.11197 | 0.10226 | 0.01277 | 0.015852 | 0.015768 | 0.015727 | 0.015707 | 0.015698 | 0.015693 | 0.015691 | 0.01569
Yes | PG&E | Com | Lighting | 2016 T-20: LED Quality - Tier 2 | On-the-books | Electric Demand (MW) | 0.0020455 | 0.0020016 | 0.0019541 | 0.0019066 | 0.0018282 | 0.0017557 | 0.0016899 | 0.001631 | 0.0015793 | 0.0015343 | 0.0014956 | 0.0014627 | 0.00053576
Yes | PG&E | Com | Lighting | 2022 T-24: NRA - Controlled Environment Horticulture - Lighting Efficacy | On-the-books | Electric Demand (MW) | 0.33665 | 0.31533 | 0.29603 | 0.27873 | 0.26336 | 0.24982 | 0.23796 | 0.22765 | 0.018577 | 0 | 0 | 0 | 0
Yes | PG&E | Com | Lighting | 2022 T-24: NRA - Daylighting - Automatic Daylight Dimming to 10% | On-the-books | Electric Demand (MW) | 0.07648 | 0.074202 | 0.071358 | 0.067886 | 0.063764 | 0.059027 | 0.004568 | 0 | 0 | 0 | 0 | 0 | 0
Yes | PG&E | Com | Lighting | 2022 T-24: NRA - Grid Integration - Demand Responsive Lighting Systems | On-the-books | Electric Demand (MW) | 0.058973 | 0.052714 | 0.0489 | 0.046579 | 0.04517 | 0.02592 | 0 | 0 | 0 | 0 | 0 | 0 | 0
Yes | PG&E | Com | Lighting | 2022 T-24: NRA - Indoor Lighting - Lighting Power Densities | On-the-books | Electric Demand (MW) | 0.83421 | 0.82691 | 0.81783 | 0.80699 | 0.79465 | 0.78135 | 0.76783 | 0.75488 | 0.74315 | 0.73306 | 0.72477 | 0.7182 | 0.71314
Yes | PG&E | Com | Lighting | 2022 T-24: NRA - Indoor Lighting - Multi-zone Occupancy Sensing in Large Offices | On-the-books | Electric Demand (MW) | 0.79873 | 0.76913 | 0.73834 | 0.70737 | 0.67724 | 0.64888 | 0.052912 | 0 | 0 | 0 | 0 | 0 | 0
Yes | PG&E | Com | Lighting | 2022 T-24: NRA - Outdoor Lighting - Lighting Power Allowances for General Hardscapes | On-the-books | Electric Demand (MW) | 0.25858 | 0.25858 | 0.25858 | 0.25858 | 0.25858 | 0.25858 | 0.25858 | 0.25858 | 0.25858 | 0.25858 | 0.25858 | 0.25858 | 0.25858
Yes | PG&E | Com | Lighting | 2022 T-24: NRA - Outdoor Lighting - Lighting Zone Reclassification | On-the-books | Electric Demand (MW) | 0.037412 | 0.037412 | 0.037412 | 0.037412 | 0.037412 | 0.037412 | 0.037412 | 0.037412 | 0.037412 | 0.037412 | 0.037412 | 0.037412 | 0.037412
Yes | PG&E | Com | Lighting | 2019 T-24: NRA-Indoor Lighting-Alterations (Control) | On-the-books | Electric Demand (MW) | 0.0051522 | 0.0048313 | 0.0044565 | 0.0040339 | 0.003576 | 0.0031008 | 0.0026291 | 0.002181 | 0.0017731 | 0.0014155 | 9.4496e-05 | 0 | 0
Yes | PG&E | Com | Lighting | 2019 T-24: NRA-Indoor Lighting-Alterations (LPD) | On-the-books | Electric Demand (MW) | 0.1825 | 0.1344 | 0.09657 | 0.068081 | 0.047326 | 0.032567 | 0.022252 | 0.015128 | 0.01025 | 0.0069291 | 0.00039719 | 0 | 0
Yes | PG&E | Com | Lighting | 2019 T-24: NRA-Indoor Lighting-New Controls | On-the-books | Electric Demand (MW) | 0.068672 | 0.064394 | 0.059398 | 0.053766 | 0.047663 | 0.04133 | 0.035042 | 0.02907 | 0.023632 | 0.018867 | 0.0012595 | 1.7374e-17 | 1.7374e-17
Yes | PG&E | Com | Lighting | 2019 T-24: NRA-Indoor Lighting-New LPD | On-the-books | Electric Demand (MW) | 1.8106 | 1.3334 | 0.95808 | 0.67544 | 0.46953 | 0.3231 | 0.22076 | 0.15009 | 0.1017 | 0.068744 | 0.0039405 | 0 | 0
Yes | PG&E | Com | Lighting | 2019 T-24: NRA-Outdoor Lighting-Controls | On-the-books | Electric Demand (MW) | 0.061336 | 0.057515 | 0.053053 | 0.048023 | 0.042572 | 0.036915 | 0.031299 | 0.025965 | 0.021108 | 0.016852 | 0.0011249 | 0 | 0
Yes | PG&E | Com | Lighting | 2019 T-24: NRA-Outdoor Lighting-LPA (General Hardscape) | On-the-books | Electric Demand (MW) | 0.027288 | 0.020096 | 0.014439 | 0.01018 | 0.0070763 | 0.0048695 | 0.0033271 | 0.002262 | 0.0015327 | 0.0010361 | 5.9388e-05 | 0 | 0
Yes | PG&E | Com | Lighting | 2019 T-24: NRA-Outdoor Lighting-LPA (Specific Applications) | On-the-books | Electric Demand (MW) | 0.037112 | 0.027331 | 0.019637 | 0.013844 | 0.0096238 | 0.0066226 | 0.0045249 | 0.0030764 | 0.0020844 | 0.001409 | 8.0768e-05 | 0 | 0
Yes | PG&E | Com | Lighting | 2022 T-24: NRNC - Controlled Environment Horticulture - Lighting Efficacy | On-the-books | Electric Demand (MW) | 0.81127 | 0.7599 | 0.71339 | 0.6717 | 0.63466 | 0.60202 | 0.57345 | 0.5486 | 0.5271 | 0.50858 | 0.49269 | 0.47911 | 0.46753
Yes | PG&E | Com | Lighting | 2022 T-24: NRNC - Daylighting - Automatic Daylight Dimming to 10% | On-the-books | Electric Demand (MW) | 0.017904 | 0.017371 | 0.016705 | 0.015892 | 0.014927 | 0.013818 | 0.012591 | 0.011287 | 0.009963 | 0.0086757 | 0.0074777 | 0.006407 | 0.0054841
Yes | PG&E | Com | Lighting | 2022 T-24: NRNC - Grid Integration - Demand Responsive Lighting Systems | On-the-books | Electric Demand (MW) |  | 0.001986 | 0.0018423 | 0.0017549 | 0.0017018 | 0.0016695 | 0.00165 | 0.0016381 | 0.0016309 | 0.0016265 | 0.0016239 | 0.0016223 | 0.0016213
Yes | PG&E | Com | Lighting | 2022 T-24: NRNC - Indoor Lighting - Lighting Power Densities | On-the-books | Electric Demand (MW) |  | 0.22631 | 0.22382 | 0.22085 | 0.21748 | 0.21384 | 0.21014 | 0.20659 | 0.20338 | 0.20062 | 0.19835 | 0.19656 | 0.19517
Yes | PG&E | Com | Lighting | 2022 T-24: NRNC - Indoor Lighting - Multi-zone Occupancy Sensing in Large Offices | On-the-books | Electric Demand (MW) |  | 0.4953 | 0.47547 | 0.45552 | 0.43612 | 0.41786 | 0.40119 | 0.3864 | 0.37361 | 0.36278 | 0.35378 | 0.34641 | 0.34045
Yes | PG&E | Com | Lighting | 2022 T-24: NRNC - Outdoor Lighting - Nonresidential Lighting Power Allowances for General Hardscapes | On-the-books | Electric Demand (MW) |  | 0.083626 | 0.083626 | 0.083626 | 0.083626 | 0.083626 | 0.083626 | 0.083626 | 0.083626 | 0.083626 | 0.083626 | 0.083626 | 0.083626
Yes | PG&E | Com | Lighting | 2022 T-24: NRNC - Outdoor Lighting - Nonresidential Lighting Zone Reclassification | On-the-books | Electric Demand (MW) |  | 0.012104 | 0.012104 | 0.012104 | 0.012104 | 0.012104 | 0.012104 | 0.012104 | 0.012104 | 0.012104 | 0.012104 | 0.012104 | 0.012104
Yes | PG&E | Com | Lighting | 2019 T-24: NRNC-Indoor Lighting-Controls | On-the-books | Electric Demand (MW) |  | 0.059751 | 0.055115 | 0.049889 | 0.044226 | 0.038349 | 0.032515 | 0.026974 | 0.021928 | 0.017507 | 0.01376 | 0.010675 | 0.0081949
Yes | PG&E | Com | Lighting | 2019 T-24: NRNC-Indoor Lighting-LPD | On-the-books | Electric Demand (MW) |  | 0.4598 | 0.33037 | 0.23291 | 0.16191 | 0.11141 | 0.076125 | 0.051755 | 0.035067 | 0.023705 | 0.015999 | 0.010786 | 0.0072668
Yes | PG&E | Com | Lighting | 2019 T-24: NRNC-Outdoor Lighting-Controls | On-the-books | Electric Demand (MW) |  | 0.019869 | 0.018327 | 0.01659 | 0.014707 | 0.012752 | 0.010812 | 0.0089697 | 0.0072918 | 0.0058215 | 0.0045757 | 0.0035499 | 0.0027251
Yes | PG&E | Com | Lighting | 2019 T-24: NRNC-Outdoor Lighting-LPA (General Hardscape) | On-the-books | Electric Demand (MW) |  | 0.014227 | 0.011802 | 0.0095945 | 0.0076599 | 0.0060206 | 0.0046709 | 0.0035856 | 0.0027293 | 0.0020638 | 0.0015526 | 0.0011635 | 0.00086932
Yes | PG&E | Com | Lighting | 2019 T-24: NRNC-Outdoor Lighting-LPA (Specific Applications) | On-the-books | Electric Demand (MW) |  | 0.019348 | 0.016051 | 0.013049 | 0.010417 | 0.0081881 | 0.0063525 | 0.0048764 | 0.0037118 | 0.0028068 | 0.0021116 | 0.0015824 | 0.0011823
Yes | SCE | Com | Lighting | T-20: Dimming Ballasts | On-the-books | Electric Demand (MW) | 0.59078 | 0.59233 | 0.59389 | 0.59544 | 0 | 0 | 0 | 0 | 0 | 0 | 0 | 0 | 0
Yes | SCE | Com | Lighting | 2008 T-20: General Purpose Lighting -- 60 and 40 watt | On-the-books | Electric Demand (MW) | 0 | 0 | 0 | 0 | 0 | 0 | 0 | 0 | 0 | 0 | 0 | 0 | 0
Yes | SCE | Com | Lighting | Fed Appliance: General Service Fluorescent Lamps #1 | On-the-books | Electric Demand (MW) | 0.28133 | 0.28067 | 0.2802 | 0.27986 | 0.27962 | 0.27945 | 0.27924 | 0.27905 | 0.27885 | 0.27866 | 0.27845 | 0.27826 | 0.27806
Yes | SCE | Com | Lighting | Fed Appliance: GSFLs | On-the-books | Electric Demand (MW) | 5.1905 | 5.2033 | 5.2162 | 5.229 | 0 | 0 | 0 | 0 | 0 | 0 | 0 | 0 | 0
Yes | SCE | Com | Lighting | 2006 T-20: General Service Incandescent Lamps, Tier 2 #3 | On-the-books | Electric Demand (MW) | 7.7747e-05 | 7.7712e-05 | 7.7684e-05 | 7.7661e-05 | 7.7642e-05 | 7.7627e-05 | 7.7609e-05 | 7.7593e-05 | 7.7576e-05 | 7.756e-05 | 7.7543e-05 | 7.7527e-05 | 7.751e-05
Yes | SCE | Com | Lighting | T-20: GSLs - Original Scope - Tier 2 | On-the-books | Electric Demand (MW) | 0.50479 | 0.48274 | 0.46069 | 0.43864 | 0.41659 | 0.39455 | 0.3725 | 0.35045 | 0.3284 | 0.042256 | 0.039214 | 0.036173 | 0.033132
Yes | SCE | Com | Lighting | T-20: LED Lamps - Tier 1 | On-the-books | Electric Demand (MW) | 0.12263 | 0.11479 | 0.10695 | 0.099104 | 0.091263 | 0.083421 | 0.075579 | 0.067738 | 0.059896 | 0.052055 | 0.0064241 | 0.0052848 | 0.0041454
Yes | SCE | Com | Lighting | Fed Appliance: Incandescent Reflector Lamps | On-the-books | Electric Demand (MW) | 0.0009974 | 0.00097295 | 0.00095315 | 0.00093745 | 0.00092519 | 0.00091575 | 0.00090443 | 0.00089436 | 0.00088345 | 0.00087311 | 0.00086239 | 0.00085192 | 0.00084128
Yes | SCE | Com | Lighting | Fed Appliance: Metal Halide Lamp Fixtures | On-the-books | Electric Demand (MW) | 0.051768 | 0.049879 | 0.047991 | 0.046102 | 0.044213 | 0.042324 | 0.040435 | 0.038546 | 0.036657 | 0.034769 | 0.03288 | 0.030991 | 0.029102
Yes | SCE | Com | Lighting | 2005 T-20: Modular Furniture Task Lighting Fixtures | On-the-books | Electric Demand (MW) | 0.0028209 | 0.0028128 | 0.002807 | 0.0028028 | 0.0027998 | 0.0027976 | 0.0027949 | 0.0027925 | 0.0027899 | 0.0027875 | 0.0027849 | 0.0027824 | 0.0027799
Yes | SCE | Com | Lighting | 2016 T-24: Nonresidential Lighting Alterations (Units = sq ft) | On-the-books | Electric Demand (MW) | 2.2904 | 2.2615 | 2.2309 | 2.1998 | 2.169 | 2.1378 | 2.106 | 0 | 0 | 0 | 0 | 0 | 0
Yes | SCE | Com | Lighting | 2013 T-24: NRA-Lighting-Alterations-Existing Measures | On-the-books | Electric Demand (MW) | 2.8483 | 2.8121 | 2.7837 | 2.7615 | 1.3609 | 0 | 0 | 0 | 0 | 0 | 0 | 0 | 0
Yes | SCE | Com | Lighting | 2013 T-24: NRA-Lighting-Alterations-New Measures | On-the-books | Electric Demand (MW) | 4.0565 | 4.0076 | 3.9661 | 3.9311 | 1.9348 | 0 | 0 | 0 | 0 | 0 | 0 | 0 | 0
Yes | SCE | Com | Lighting | 2016 T-24: NRA-Lighting-ASHRAE Elevator Lighting & Ventilation | On-the-books | Electric Demand (MW) | 0.0040014 | 0.0039666 | 0.0039429 | 0.0039268 | 0.0039158 | 0.0039084 | 0.0038987 | 0 | 0 | 0 | 0 | 0 | 0
Yes | SCE | Com | Lighting | 2013 T-24: NRA-Lighting-Hotel Corridors | On-the-books | Electric Demand (MW) | 0.030342 | 0.029997 | 0.029701 | 0.02945 | 0.014499 | 0 | 0 | 0 | 0 | 0 | 0 | 0 | 0
Yes | SCE | Com | Lighting | 2013 T-24: NRA-Lighting-MF Building Corridors | On-the-books | Electric Demand (MW) | 0.095947 | 0.095056 | 0.094247 | 0.093518 | 0.046051 | 0 | 0 | 0 | 0 | 0 | 0 | 0 | 0
Yes | SCE | Com | Lighting | 2013 T-24: NRA-Lighting-Warehouses and Libraries | On-the-books | Electric Demand (MW) | 0.846 | 0.83498 | 0.82601 | 0.81874 | 0.4031 | 0 | 0 | 0 | 0 | 0 | 0 | 0 | 0
Yes | SCE | Com | Lighting | 2013 T-24: NRNC-Lighting-DR Lighting Controls | On-the-books | Electric Demand (MW) | 0.26756 | 0.2663 | 0.2655 | 0.26501 | 0.26471 | 0.26452 | 0.26426 | 0.26405 | 0.2638 | 0.26357 | 0.26334 | 0.26311 | 0.26287
Yes | SCE | Com | Lighting | 2013 T-24: NRNC-Lighting-Hotel Corridors | On-the-books | Electric Demand (MW) | 0.015714 | 0.015406 | 0.015128 | 0.014879 | 0.01466 | 0.014469 | 0.01426 | 0.014063 | 0.013858 | 0.013658 | 0.013454 | 0.013253 | 0.013051
Yes | SCE | Com | Lighting | 2013 T-24: NRNC-Lighting-MF Building Corridors | On-the-books | Electric Demand (MW) | 0.1135 | 0.1121 | 0.11077 | 0.10951 | 0.10833 | 0.10724 | 0.1061 | 0.10499 | 0.10386 | 0.10274 | 0.10161 | 0.10049 | 0.099367
Yes | SCE | Com | Lighting | 2013 T-24: NRNC-Lighting-Office Plug Load Control | On-the-books | Electric Demand (MW) | 0.4267 | 0.41763 | 0.40945 | 0.40219 | 0.39585 | 0.39038 | 0.38433 | 0.37867 | 0.37275 | 0.367 | 0.36114 | 0.35535 | 0.34952
Yes | SCE | Com | Lighting | 2013 T-24: NRNC-Lighting-Outdoor Lighting & Controls | On-the-books | Electric Demand (MW) | 0.14642 | 0.14525 | 0.14435 | 0.14367 | 0.14315 | 0.14276 | 0.14228 | 0.14186 | 0.1414 | 0.14097 | 0.14052 | 0.14008 | 0.13964
Yes | SCE | Com | Lighting | 2013 T-24: NRNC-Lighting-Parking Garage | On-the-books | Electric Demand (MW) | 0.12126 | 0.12041 | 0.11981 | 0.1194 | 0.11912 | 0.11892 | 0.11866 | 0.11844 | 0.1182 | 0.11797 | 0.11774 | 0.11751 | 0.11727
Yes | SCE | Com | Lighting | 2013 T-24: NRNC-Lighting-Warehouses and Libraries | On-the-books | Electric Demand (MW) | 0.21962 | 0.21328 | 0.20788 | 0.20333 | 0.19955 | 0.19642 | 0.19286 | 0.18959 | 0.18612 | 0.18278 | 0.17936 | 0.17599 | 0.17259
Yes | SCE | Com | Lighting | 2008 T-24: Sidelighting | On-the-books | Electric Demand (MW) | 0.30352 | 0.302 | 0.30073 | 0.29967 | 0.29879 | 0.29806 | 0.29724 | 0.29648 | 0.29567 | 0.2949 | 0.2941 | 0.29332 | 0.29253
Yes | SCE | Com | Lighting | 2008 T-24: Skylighting | On-the-books | Electric Demand (MW) | 0.10765 | 0.10745 | 0.1073 | 0.10718 | 0.1071 | 0.10704 | 0.10696 | 0.1069 | 0.10683 | 0.10676 | 0.10669 | 0.10662 | 0.10655
Yes | SCE | Com | Lighting | T-20: Small Diameter Directional Lamps | On-the-books | Electric Demand (MW) | 3.1199 | 2.9998 | 0 | 0 | 0 | 0 | 0 | 0 | 0 | 0 | 0 | 0 | 0
Yes | SCE | Com | Lighting | 2008 T-24: Tailored Indoor lighting | On-the-books | Electric Demand (MW) | 0.17958 | 0.1792 | 0.17892 | 0.17871 | 0.17855 | 0.17843 | 0.17828 | 0.17815 | 0.17801 | 0.17787 | 0.17773 | 0.1776 | 0.17746
Yes | SCE | Com | Lighting | 2019-21 Fed App: Ceiling fan light kits | On-the-books | Electric Demand (MW) | 0.00055893 | 0.00052943 | 0.0005019 | 0.00047603 | 0.00045479 | 0.0004364 | 0.00041566 | 0.0003969 | 0.00033145 | 4.4209e-05 | 4.2523e-05 | 4.0998e-05 | 3.9618e-05
Yes | SCE | Com | Lighting | 2025 T-24: Daylighting - Revise Automatic Daylighting Controls Exceptions (Alterations) | On-the-books | Electric Demand (MW) |  | 0.0050654 | 0.005378 | 0.0052203 | 0.0050625 | 0.004905 | 0.0047481 | 0.0045921 | 0.0044372 | 0.0042837 | 0.0041318 | 0.0039818 | 0.003834
Yes | SCE | Com | Lighting | 2025 T-24: Daylighting - Revise Automatic Daylighting Controls Exceptions (New Construction + Additions) | On-the-books | Electric Demand (MW) | 0 | 0.00023179 | 0.0013475 | 0.0013079 | 0.0012684 | 0.0012289 | 0.0011896 | 0.0011505 | 0.0011117 | 0.0010733 | 0.0010352 | 0.00099765 | 0.00096061
Yes | SCE | Com | Lighting | 2019 T-20: General Service Lamps - Expanded Scope | On-the-books | Electric Demand (MW) |  | 0.10733 | 0.1137 | 0.10384 | 0.012967 | 0.016097 | 0.016012 | 0.01597 | 0.01595 | 0.01594 | 0.015936 | 0.015933 | 0.015932
Yes | SCE | Com | Lighting | 2016 T-20: LED Quality - Tier 2 | On-the-books | Electric Demand (MW) | 0.0020771 | 0.0020326 | 0.0019843 | 0.0019361 | 0.0018564 | 0.0017828 | 0.001716 | 0.0016562 | 0.0016037 | 0.001558 | 0.0015187 | 0.0014853 | 0.00054404
Yes | SCE | Com | Lighting | 2022 T-24: NRA - Controlled Environment Horticulture - Lighting Efficacy | On-the-books | Electric Demand (MW) | 0.34185 | 0.3202 | 0.3006 | 0.28304 | 0.26743 | 0.25368 | 0.24164 | 0.23117 | 0.018864 | 0 | 0 | 0 | 0
Yes | SCE | Com | Lighting | 2022 T-24: NRA - Daylighting - Automatic Daylight Dimming to 10% | On-the-books | Electric Demand (MW) | 0.077662 | 0.075349 | 0.07246 | 0.068935 | 0.064749 | 0.059939 | 0.0046385 | 0 | 0 | 0 | 0 | 0 | 0
Yes | SCE | Com | Lighting | 2022 T-24: NRA - Grid Integration - Demand Responsive Lighting Systems | On-the-books | Electric Demand (MW) | 0.059884 | 0.053528 | 0.049655 | 0.047299 | 0.045867 | 0.026321 | 0 | 0 | 0 | 0 | 0 | 0 | 0
Yes | SCE | Com | Lighting | 2022 T-24: NRA - Indoor Lighting - Lighting Power Densities | On-the-books | Electric Demand (MW) | 0.8471 | 0.83968 | 0.83046 | 0.81945 | 0.80693 | 0.79342 | 0.77969 | 0.76654 | 0.75463 | 0.74439 | 0.73597 | 0.7293 | 0.72416
Yes | SCE | Com | Lighting | 2022 T-24: NRA - Indoor Lighting - Multi-zone Occupancy Sensing in Large Offices | On-the-books | Electric Demand (MW) | 0.81107 | 0.78102 | 0.74975 | 0.7183 | 0.6877 | 0.6589 | 0.053729 | 0 | 0 | 0 | 0 | 0 | 0
Yes | SCE | Com | Lighting | 2022 T-24: NRA - Outdoor Lighting - Lighting Power Allowances for General Hardscapes | On-the-books | Electric Demand (MW) | 0.26258 | 0.26258 | 0.26258 | 0.26258 | 0.26258 | 0.26258 | 0.26258 | 0.26258 | 0.26258 | 0.26258 | 0.26258 | 0.26258 | 0.26258
Yes | SCE | Com | Lighting | 2022 T-24: NRA - Outdoor Lighting - Lighting Zone Reclassification | On-the-books | Electric Demand (MW) | 0.03799 | 0.03799 | 0.03799 | 0.03799 | 0.03799 | 0.03799 | 0.03799 | 0.03799 | 0.03799 | 0.03799 | 0.03799 | 0.03799 | 0.03799
Yes | SCE | Com | Lighting | 2019 T-24: NRA-Indoor Lighting-Alterations (Control) | On-the-books | Electric Demand (MW) | 0.0052318 | 0.0049059 | 0.0045253 | 0.0040962 | 0.0036313 | 0.0031487 | 0.0026697 | 0.0022147 | 0.0018005 | 0.0014374 | 9.5956e-05 | 0 | 0
Yes | SCE | Com | Lighting | 2019 T-24: NRA-Indoor Lighting-Alterations (LPD) | On-the-books | Electric Demand (MW) | 0.18532 | 0.13648 | 0.098062 | 0.069133 | 0.048057 | 0.033071 | 0.022596 | 0.015362 | 0.010409 | 0.0070362 | 0.00040333 | 0 | 0
Yes | SCE | Com | Lighting | 2019 T-24: NRA-Indoor Lighting-New Controls | On-the-books | Electric Demand (MW) | 0.069733 | 0.065389 | 0.060316 | 0.054597 | 0.0484 | 0.041968 | 0.035583 | 0.029519 | 0.023998 | 0.019159 | 0.001279 | 1.7643e-17 | 1.7643e-17
Yes | SCE | Com | Lighting | 2019 T-24: NRA-Indoor Lighting-New LPD | On-the-books | Electric Demand (MW) | 1.8386 | 1.354 | 0.97288 | 0.68587 | 0.47678 | 0.3281 | 0.22417 | 0.15241 | 0.10327 | 0.069806 | 0.0040014 | 0 | 0
Yes | SCE | Com | Lighting | 2019 T-24: NRA-Outdoor Lighting-Controls | On-the-books | Electric Demand (MW) | 0.062284 | 0.058404 | 0.053873 | 0.048764 | 0.04323 | 0.037485 | 0.031782 | 0.026366 | 0.021434 | 0.017112 | 0.0011423 | 0 | 0
Yes | SCE | Com | Lighting | 2019 T-24: NRA-Outdoor Lighting-LPA (General Hardscape) | On-the-books | Electric Demand (MW) | 0.02771 | 0.020407 | 0.014662 | 0.010337 | 0.0071856 | 0.0049448 | 0.0033785 | 0.002297 | 0.0015563 | 0.0010521 | 6.0306e-05 | 0 | 0
Yes | SCE | Com | Lighting | 2019 T-24: NRA-Outdoor Lighting-LPA (Specific Applications) | On-the-books | Electric Demand (MW) | 0.037685 | 0.027753 | 0.019941 | 0.014058 | 0.0097725 | 0.0067249 | 0.0045948 | 0.0031239 | 0.0021166 | 0.0014308 | 8.2016e-05 | 0 | 0
Yes | SCE | Com | Lighting | 2022 T-24: NRNC - Controlled Environment Horticulture - Lighting Efficacy | On-the-books | Electric Demand (MW) | 0.8238 | 0.77164 | 0.72441 | 0.68208 | 0.64447 | 0.61132 | 0.58231 | 0.55708 | 0.53524 | 0.51643 | 0.5003 | 0.48651 | 0.47475
Yes | SCE | Com | Lighting | 2022 T-24: NRNC - Daylighting - Automatic Daylight Dimming to 10% | On-the-books | Electric Demand (MW) | 0.018181 | 0.017639 | 0.016963 | 0.016137 | 0.015158 | 0.014032 | 0.012785 | 0.011462 | 0.010117 | 0.0088097 | 0.0075932 | 0.006506 | 0.0055688
Yes | SCE | Com | Lighting | 2022 T-24: NRNC - Grid Integration - Demand Responsive Lighting Systems | On-the-books | Electric Demand (MW) |  | 0.0020167 | 0.0018708 | 0.001782 | 0.0017281 | 0.0016953 | 0.0016755 | 0.0016634 | 0.0016561 | 0.0016517 | 0.001649 | 0.0016473 | 0.0016463
Yes | SCE | Com | Lighting | 2022 T-24: NRNC - Indoor Lighting - Lighting Power Densities | On-the-books | Electric Demand (MW) |  | 0.2298 | 0.22728 | 0.22427 | 0.22084 | 0.21714 | 0.21338 | 0.20978 | 0.20652 | 0.20372 | 0.20142 | 0.19959 | 0.19819
Yes | SCE | Com | Lighting | 2022 T-24: NRNC - Indoor Lighting - Multi-zone Occupancy Sensing in Large Offices | On-the-books | Electric Demand (MW) |  | 0.50295 | 0.48282 | 0.46256 | 0.44286 | 0.42431 | 0.40739 | 0.39237 | 0.37938 | 0.36838 | 0.35924 | 0.35176 | 0.34571
Yes | SCE | Com | Lighting | 2022 T-24: NRNC - Outdoor Lighting - Nonresidential Lighting Power Allowances for General Hardscapes | On-the-books | Electric Demand (MW) |  | 0.084918 | 0.084918 | 0.084918 | 0.084918 | 0.084918 | 0.084918 | 0.084918 | 0.084918 | 0.084918 | 0.084918 | 0.084918 | 0.084918
Yes | SCE | Com | Lighting | 2022 T-24: NRNC - Outdoor Lighting - Nonresidential Lighting Zone Reclassification | On-the-books | Electric Demand (MW) |  | 0.012291 | 0.012291 | 0.012291 | 0.012291 | 0.012291 | 0.012291 | 0.012291 | 0.012291 | 0.012291 | 0.012291 | 0.012291 | 0.012291
Yes | SCE | Com | Lighting | 2019 T-24: NRNC-Indoor Lighting-Controls | On-the-books | Electric Demand (MW) |  | 0.060674 | 0.055966 | 0.05066 | 0.04491 | 0.038942 | 0.033017 | 0.027391 | 0.022267 | 0.017777 | 0.013973 | 0.01084 | 0.0083215
Yes | SCE | Com | Lighting | 2019 T-24: NRNC-Indoor Lighting-LPD | On-the-books | Electric Demand (MW) |  | 0.46691 | 0.33547 | 0.23651 | 0.16441 | 0.11314 | 0.077301 | 0.052555 | 0.035609 | 0.024071 | 0.016246 | 0.010953 | 0.0073791
Yes | SCE | Com | Lighting | 2019 T-24: NRNC-Outdoor Lighting-Controls | On-the-books | Electric Demand (MW) |  | 0.020176 | 0.018611 | 0.016846 | 0.014934 | 0.012949 | 0.010979 | 0.0091083 | 0.0074045 | 0.0059114 | 0.0046464 | 0.0036048 | 0.0027672
Yes | SCE | Com | Lighting | 2019 T-24: NRNC-Outdoor Lighting-LPA (General Hardscape) | On-the-books | Electric Demand (MW) |  | 0.014446 | 0.011985 | 0.0097428 | 0.0077782 | 0.0061136 | 0.0047431 | 0.003641 | 0.0027715 | 0.0020957 | 0.0015766 | 0.0011815 | 0.00088275
Yes | SCE | Com | Lighting | 2019 T-24: NRNC-Outdoor Lighting-LPA (Specific Applications) | On-the-books | Electric Demand (MW) |  | 0.019647 | 0.016299 | 0.01325 | 0.010578 | 0.0083145 | 0.0064506 | 0.0049517 | 0.0037692 | 0.0028501 | 0.0021442 | 0.0016068 | 0.0012005
Yes | SDG&E | Com | Lighting | T-20: Dimming Ballasts | On-the-books | Electric Demand (MW) | 0.12147 | 0.12179 | 0.12211 | 0.12243 | 0 | 0 | 0 | 0 | 0 | 0 | 0 | 0 | 0
Yes | SDG&E | Com | Lighting | 2008 T-20: General Purpose Lighting -- 60 and 40 watt | On-the-books | Electric Demand (MW) | 0 | 0 | 0 | 0 | 0 | 0 | 0 | 0 | 0 | 0 | 0 | 0 | 0
Yes | SDG&E | Com | Lighting | Fed Appliance: General Service Fluorescent Lamps #1 | On-the-books | Electric Demand (MW) | 0.057843 | 0.057707 | 0.057611 | 0.057542 | 0.057493 | 0.057458 | 0.057413 | 0.057375 | 0.057333 | 0.057294 | 0.057252 | 0.057212 | 0.057171
Yes | SDG&E | Com | Lighting | Fed Appliance: GSFLs | On-the-books | Electric Demand (MW) | 1.0672 | 1.0698 | 1.0725 | 1.0751 | 0 | 0 | 0 | 0 | 0 | 0 | 0 | 0 | 0
Yes | SDG&E | Com | Lighting | 2006 T-20: General Service Incandescent Lamps, Tier 2 #3 | On-the-books | Electric Demand (MW) | 1.5985e-05 | 1.5978e-05 | 1.5972e-05 | 1.5968e-05 | 1.5964e-05 | 1.5961e-05 | 1.5957e-05 | 1.5954e-05 | 1.595e-05 | 1.5947e-05 | 1.5943e-05 | 1.594e-05 | 1.5937e-05
Yes | SDG&E | Com | Lighting | T-20: GSLs - Original Scope - Tier 2 | On-the-books | Electric Demand (MW) | 0.10379 | 0.099254 | 0.094721 | 0.090188 | 0.085654 | 0.081121 | 0.076588 | 0.072055 | 0.067521 | 0.008688 | 0.0080627 | 0.0074375 | 0.0068122
Yes | SDG&E | Com | Lighting | T-20: LED Lamps - Tier 1 | On-the-books | Electric Demand (MW) | 0.025213 | 0.023601 | 0.021989 | 0.020376 | 0.018764 | 0.017152 | 0.01554 | 0.013927 | 0.012315 | 0.010703 | 0.0013208 | 0.0010866 | 0.00085232
Yes | SDG&E | Com | Lighting | Fed Appliance: Incandescent Reflector Lamps | On-the-books | Electric Demand (MW) | 0.00020507 | 0.00020004 | 0.00019597 | 0.00019275 | 0.00019023 | 0.00018828 | 0.00018596 | 0.00018389 | 0.00018164 | 0.00017952 | 0.00017731 | 0.00017516 | 0.00017297
Yes | SDG&E | Com | Lighting | Fed Appliance: Metal Halide Lamp Fixtures | On-the-books | Electric Demand (MW) | 0.010644 | 0.010256 | 0.0098672 | 0.0094788 | 0.0090905 | 0.0087021 | 0.0083137 | 0.0079254 | 0.007537 | 0.0071487 | 0.0067603 | 0.006372 | 0.0059836
Yes | SDG&E | Com | Lighting | 2005 T-20: Modular Furniture Task Lighting Fixtures | On-the-books | Electric Demand (MW) | 0.00058 | 0.00057834 | 0.00057714 | 0.00057627 | 0.00057565 | 0.00057521 | 0.00057465 | 0.00057416 | 0.00057362 | 0.00057312 | 0.0005726 | 0.00057209 | 0.00057157
Yes | SDG&E | Com | Lighting | 2016 T-24: Nonresidential Lighting Alterations (Units = sq ft) | On-the-books | Electric Demand (MW) | 0.47092 | 0.46497 | 0.4587 | 0.45229 | 0.44596 | 0.43955 | 0.43301 | 0 | 0 | 0 | 0 | 0 | 0
Yes | SDG&E | Com | Lighting | 2013 T-24: NRA-Lighting-Alterations-Existing Measures | On-the-books | Electric Demand (MW) | 0.58563 | 0.57819 | 0.57234 | 0.56778 | 0.2798 | 0 | 0 | 0 | 0 | 0 | 0 | 0 | 0
Yes | SDG&E | Com | Lighting | 2013 T-24: NRA-Lighting-Alterations-New Measures | On-the-books | Electric Demand (MW) | 0.83405 | 0.82399 | 0.81546 | 0.80826 | 0.3978 | 0 | 0 | 0 | 0 | 0 | 0 | 0 | 0
Yes | SDG&E | Com | Lighting | 2016 T-24: NRA-Lighting-ASHRAE Elevator Lighting & Ventilation | On-the-books | Electric Demand (MW) | 0.00082271 | 0.00081555 | 0.00081068 | 0.00080737 | 0.00080512 | 0.0008036 | 0.00080159 | 0 | 0 | 0 | 0 | 0 | 0
Yes | SDG&E | Com | Lighting | 2013 T-24: NRA-Lighting-Hotel Corridors | On-the-books | Electric Demand (MW) | 0.0062385 | 0.0061676 | 0.0061068 | 0.0060552 | 0.0029811 | 0 | 0 | 0 | 0 | 0 | 0 | 0 | 0
Yes | SDG&E | Com | Lighting | 2013 T-24: NRA-Lighting-MF Building Corridors | On-the-books | Electric Demand (MW) | 0.019727 | 0.019544 | 0.019378 | 0.019228 | 0.0094685 | 0 | 0 | 0 | 0 | 0 | 0 | 0 | 0
Yes | SDG&E | Com | Lighting | 2013 T-24: NRA-Lighting-Warehouses and Libraries | On-the-books | Electric Demand (MW) | 0.17394 | 0.17168 | 0.16983 | 0.16834 | 0.082879 | 0 | 0 | 0 | 0 | 0 | 0 | 0 | 0
Yes | SDG&E | Com | Lighting | 2013 T-24: NRNC-Lighting-DR Lighting Controls | On-the-books | Electric Demand (MW) | 0.055013 | 0.054753 | 0.054589 | 0.054488 | 0.054425 | 0.054387 | 0.054333 | 0.054289 | 0.054239 | 0.054193 | 0.054144 | 0.054097 | 0.054048
Yes | SDG&E | Com | Lighting | 2013 T-24: NRNC-Lighting-Hotel Corridors | On-the-books | Electric Demand (MW) | 0.0032309 | 0.0031676 | 0.0031103 | 0.0030592 | 0.0030142 | 0.002975 | 0.0029319 | 0.0028914 | 0.0028492 | 0.0028081 | 0.0027663 | 0.002725 | 0.0026833
Yes | SDG&E | Com | Lighting | 2013 T-24: NRNC-Lighting-MF Building Corridors | On-the-books | Electric Demand (MW) | 0.023337 | 0.023049 | 0.022774 | 0.022515 | 0.022273 | 0.02205 | 0.021814 | 0.021586 | 0.021353 | 0.021124 | 0.020892 | 0.020662 | 0.02043
Yes | SDG&E | Com | Lighting | 2013 T-24: NRNC-Lighting-Office Plug Load Control | On-the-books | Electric Demand (MW) | 0.087731 | 0.085867 | 0.084185 | 0.082692 | 0.081388 | 0.080265 | 0.079021 | 0.077857 | 0.076639 | 0.075458 | 0.074252 | 0.073063 | 0.071863
Yes | SDG&E | Com | Lighting | 2013 T-24: NRNC-Lighting-Outdoor Lighting & Controls | On-the-books | Electric Demand (MW) | 0.030105 | 0.029864 | 0.02968 | 0.029539 | 0.029433 | 0.029352 | 0.029254 | 0.029167 | 0.029073 | 0.028984 | 0.028892 | 0.028802 | 0.02871
Yes | SDG&E | Com | Lighting | 2013 T-24: NRNC-Lighting-Parking Garage | On-the-books | Electric Demand (MW) | 0.024932 | 0.024757 | 0.024635 | 0.02455 | 0.024491 | 0.02445 | 0.024398 | 0.024353 | 0.024303 | 0.024256 | 0.024207 | 0.02416 | 0.024112
Yes | SDG&E | Com | Lighting | 2013 T-24: NRNC-Lighting-Warehouses and Libraries | On-the-books | Electric Demand (MW) | 0.045156 | 0.043853 | 0.042742 | 0.041807 | 0.041028 | 0.040386 | 0.039653 | 0.03898 | 0.038267 | 0.037581 | 0.036877 | 0.036185 | 0.035485
Yes | SDG&E | Com | Lighting | 2008 T-24: Sidelighting | On-the-books | Electric Demand (MW) | 0.062406 | 0.062093 | 0.061832 | 0.061614 | 0.061433 | 0.061284 | 0.061114 | 0.060958 | 0.060792 | 0.060633 | 0.060469 | 0.060308 | 0.060146
Yes | SDG&E | Com | Lighting | 2008 T-24: Skylighting | On-the-books | Electric Demand (MW) | 0.022134 | 0.022092 | 0.022061 | 0.022038 | 0.022021 | 0.022008 | 0.021993 | 0.021979 | 0.021964 | 0.021951 | 0.021936 | 0.021922 | 0.021908
Yes | SDG&E | Com | Lighting | T-20: Small Diameter Directional Lamps | On-the-books | Electric Demand (MW) | 0.64148 | 0.61678 | 0 | 0 | 0 | 0 | 0 | 0 | 0 | 0 | 0 | 0 | 0
Yes | SDG&E | Com | Lighting | 2008 T-24: Tailored Indoor lighting | On-the-books | Electric Demand (MW) | 0.036922 | 0.036846 | 0.036788 | 0.036744 | 0.036711 | 0.036686 | 0.036655 | 0.036629 | 0.036599 | 0.036572 | 0.036543 | 0.036515 | 0.036487
Yes | SDG&E | Com | Lighting | 2019-21 Fed App: Ceiling fan light kits | On-the-books | Electric Demand (MW) | 0.00011492 | 0.00010885 | 0.00010319 | 9.7875e-05 | 9.3508e-05 | 8.9726e-05 | 8.5463e-05 | 8.1605e-05 | 6.8148e-05 | 9.0896e-06 | 8.7431e-06 | 8.4295e-06 | 8.1458e-06
Yes | SDG&E | Com | Lighting | 2025 T-24: Daylighting - Revise Automatic Daylighting Controls Exceptions (Alterations) | On-the-books | Electric Demand (MW) |  | 0.0010415 | 0.0011058 | 0.0010733 | 0.0010409 | 0.0010085 | 0.00097625 | 0.00094416 | 0.00091231 | 0.00088075 | 0.00084953 | 0.00081869 | 0.0007883
Yes | SDG&E | Com | Lighting | 2025 T-24: Daylighting - Revise Automatic Daylighting Controls Exceptions (New Construction + Additions) | On-the-books | Electric Demand (MW) | 0 | 4.7657e-05 | 0.00027705 | 0.00026892 | 0.00026079 | 0.00025268 | 0.0002446 | 0.00023656 | 0.00022858 | 0.00022067 | 0.00021285 | 0.00020512 | 0.00019751
Yes | SDG&E | Com | Lighting | 2019 T-20: General Service Lamps - Expanded Scope | On-the-books | Electric Demand (MW) |  | 0.022067 | 0.023377 | 0.02135 | 0.0026662 | 0.0033097 | 0.0032921 | 0.0032836 | 0.0032795 | 0.0032775 | 0.0032765 | 0.003276 | 0.0032758
Yes | SDG&E | Com | Lighting | 2016 T-20: LED Quality - Tier 2 | On-the-books | Electric Demand (MW) | 0.00042707 | 0.00041791 | 0.00040798 | 0.00039807 | 0.0003817 | 0.00036656 | 0.00035281 | 0.00034053 | 0.00032972 | 0.00032033 | 0.00031226 | 0.0003054 | 0.00011186
Yes | SDG&E | Com | Lighting | 2022 T-24: NRA - Controlled Environment Horticulture - Lighting Efficacy | On-the-books | Electric Demand (MW) | 0.070287 | 0.065836 | 0.061806 | 0.058195 | 0.054986 | 0.052158 | 0.049683 | 0.04753 | 0.0038785 | 0 | 0 | 0 | 0
Yes | SDG&E | Com | Lighting | 2022 T-24: NRA - Daylighting - Automatic Daylight Dimming to 10% | On-the-books | Electric Demand (MW) | 0.015968 | 0.015492 | 0.014898 | 0.014173 | 0.013313 | 0.012324 | 0.00095371 | 0 | 0 | 0 | 0 | 0 | 0
Yes | SDG&E | Com | Lighting | 2022 T-24: NRA - Grid Integration - Demand Responsive Lighting Systems | On-the-books | Electric Demand (MW) | 0.012312 | 0.011006 | 0.010209 | 0.009725 | 0.0094307 | 0.0054118 | 0 | 0 | 0 | 0 | 0 | 0 | 0
Yes | SDG&E | Com | Lighting | 2022 T-24: NRA - Indoor Lighting - Lighting Power Densities | On-the-books | Electric Demand (MW) | 0.17417 | 0.17264 | 0.17075 | 0.16849 | 0.16591 | 0.16313 | 0.16031 | 0.15761 | 0.15516 | 0.15305 | 0.15132 | 0.14995 | 0.14889
Yes | SDG&E | Com | Lighting | 2022 T-24: NRA - Indoor Lighting - Multi-zone Occupancy Sensing in Large Offices | On-the-books | Electric Demand (MW) | 0.16676 | 0.16058 | 0.15415 | 0.14769 | 0.1414 | 0.13547 | 0.011047 | 0 | 0 | 0 | 0 | 0 | 0
Yes | SDG&E | Com | Lighting | 2022 T-24: NRA - Outdoor Lighting - Lighting Power Allowances for General Hardscapes | On-the-books | Electric Demand (MW) | 0.053987 | 0.053987 | 0.053987 | 0.053987 | 0.053987 | 0.053987 | 0.053987 | 0.053987 | 0.053987 | 0.053987 | 0.053987 | 0.053987 | 0.053987
Yes | SDG&E | Com | Lighting | 2022 T-24: NRA - Outdoor Lighting - Lighting Zone Reclassification | On-the-books | Electric Demand (MW) | 0.0078109 | 0.0078109 | 0.0078109 | 0.0078109 | 0.0078109 | 0.0078109 | 0.0078109 | 0.0078109 | 0.0078109 | 0.0078109 | 0.0078109 | 0.0078109 | 0.0078109
Yes | SDG&E | Com | Lighting | 2019 T-24: NRA-Indoor Lighting-Alterations (Control) | On-the-books | Electric Demand (MW) | 0.0010757 | 0.0010087 | 0.00093043 | 0.00084221 | 0.00074662 | 0.0006474 | 0.00054891 | 0.00045537 | 0.00037019 | 0.00029554 | 1.9729e-05 | 0 | 0
Yes | SDG&E | Com | Lighting | 2019 T-24: NRA-Indoor Lighting-Alterations (LPD) | On-the-books | Electric Demand (MW) | 0.038103 | 0.028061 | 0.020162 | 0.014214 | 0.0098809 | 0.0067995 | 0.0046458 | 0.0031586 | 0.0021401 | 0.0014467 | 8.2927e-05 | 0 | 0
Yes | SDG&E | Com | Lighting | 2019 T-24: NRA-Indoor Lighting-New Controls | On-the-books | Electric Demand (MW) | 0.014338 | 0.013444 | 0.012401 | 0.011225 | 0.0099513 | 0.0086289 | 0.0073162 | 0.0060694 | 0.0049341 | 0.0039391 | 0.00026296 | 3.6274e-18 | 3.6274e-18
Yes | SDG&E | Com | Lighting | 2019 T-24: NRA-Indoor Lighting-New LPD | On-the-books | Electric Demand (MW) | 0.37803 | 0.2784 | 0.20003 | 0.14102 | 0.098029 | 0.067459 | 0.046091 | 0.031336 | 0.021232 | 0.014353 | 0.00082272 | 0 | 0
Yes | SDG&E | Com | Lighting | 2019 T-24: NRA-Outdoor Lighting-Controls | On-the-books | Electric Demand (MW) | 0.012806 | 0.012008 | 0.011077 | 0.010026 | 0.0088883 | 0.0077071 | 0.0065346 | 0.005421 | 0.004407 | 0.0035183 | 0.00023487 | 0 | 0
Yes | SDG&E | Com | Lighting | 2019 T-24: NRA-Outdoor Lighting-LPA (General Hardscape) | On-the-books | Electric Demand (MW) | 0.0056973 | 0.0041958 | 0.0030147 | 0.0021253 | 0.0014774 | 0.0010167 | 0.00069465 | 0.00047227 | 0.00031999 | 0.00021631 | 1.2399e-05 | 0 | 0
Yes | SDG&E | Com | Lighting | 2019 T-24: NRA-Outdoor Lighting-LPA (Specific Applications) | On-the-books | Electric Demand (MW) | 0.0077483 | 0.0057062 | 0.0041 | 0.0028904 | 0.0020093 | 0.0013827 | 0.00094472 | 0.00064229 | 0.00043519 | 0.00029418 | 1.6863e-05 | 0 | 0
Yes | SDG&E | Com | Lighting | 2022 T-24: NRNC - Controlled Environment Horticulture - Lighting Efficacy | On-the-books | Electric Demand (MW) | 0.16938 | 0.15865 | 0.14894 | 0.14024 | 0.13251 | 0.12569 | 0.11973 | 0.11454 | 0.11005 | 0.10618 | 0.10287 | 0.10003 | 0.097612
Yes | SDG&E | Com | Lighting | 2022 T-24: NRNC - Daylighting - Automatic Daylight Dimming to 10% | On-the-books | Electric Demand (MW) | 0.003738 | 0.0036267 | 0.0034877 | 0.003318 | 0.0031165 | 0.002885 | 0.0026287 | 0.0023566 | 0.0020801 | 0.0018113 | 0.0015612 | 0.0013377 | 0.001145
Yes | SDG&E | Com | Lighting | 2022 T-24: NRNC - Grid Integration - Demand Responsive Lighting Systems | On-the-books | Electric Demand (MW) |  | 0.00041465 | 0.00038465 | 0.0003664 | 0.00035531 | 0.00034857 | 0.00034449 | 0.00034201 | 0.0003405 | 0.00033959 | 0.00033904 | 0.0003387 | 0.0003385
Yes | SDG&E | Com | Lighting | 2022 T-24: NRNC - Indoor Lighting - Lighting Power Densities | On-the-books | Electric Demand (MW) |  | 0.047249 | 0.04673 | 0.046111 | 0.045406 | 0.044646 | 0.043873 | 0.043133 | 0.042463 | 0.041887 | 0.041413 | 0.041038 | 0.040749
Yes | SDG&E | Com | Lighting | 2022 T-24: NRNC - Indoor Lighting - Multi-zone Occupancy Sensing in Large Offices | On-the-books | Electric Demand (MW) |  | 0.10341 | 0.099271 | 0.095106 | 0.091055 | 0.087242 | 0.083762 | 0.080675 | 0.078004 | 0.075742 | 0.073863 | 0.072324 | 0.071081
Yes | SDG&E | Com | Lighting | 2022 T-24: NRNC - Outdoor Lighting - Nonresidential Lighting Power Allowances for General Hardscapes | On-the-books | Electric Demand (MW) |  | 0.01746 | 0.01746 | 0.01746 | 0.01746 | 0.01746 | 0.01746 | 0.01746 | 0.01746 | 0.01746 | 0.01746 | 0.01746 | 0.01746
Yes | SDG&E | Com | Lighting | 2022 T-24: NRNC - Outdoor Lighting - Nonresidential Lighting Zone Reclassification | On-the-books | Electric Demand (MW) |  | 0.0025271 | 0.0025271 | 0.0025271 | 0.0025271 | 0.0025271 | 0.0025271 | 0.0025271 | 0.0025271 | 0.0025271 | 0.0025271 | 0.0025271 | 0.0025271
Yes | SDG&E | Com | Lighting | 2019 T-24: NRNC-Indoor Lighting-Controls | On-the-books | Electric Demand (MW) |  | 0.012475 | 0.011507 | 0.010416 | 0.0092337 | 0.0080067 | 0.0067886 | 0.0056317 | 0.0045783 | 0.0036551 | 0.0028729 | 0.0022288 | 0.001711
Yes | SDG&E | Com | Lighting | 2019 T-24: NRNC-Indoor Lighting-LPD | On-the-books | Electric Demand (MW) |  | 0.095999 | 0.068976 | 0.048627 | 0.033803 | 0.023262 | 0.015894 | 0.010806 | 0.0073215 | 0.0049492 | 0.0033403 | 0.002252 | 0.0015172
Yes | SDG&E | Com | Lighting | 2019 T-24: NRNC-Outdoor Lighting-Controls | On-the-books | Electric Demand (MW) |  | 0.0041483 | 0.0038265 | 0.0034636 | 0.0030705 | 0.0026625 | 0.0022574 | 0.0018727 | 0.0015224 | 0.0012154 | 0.00095532 | 0.00074116 | 0.00056894
Yes | SDG&E | Com | Lighting | 2019 T-24: NRNC-Outdoor Lighting-LPA (General Hardscape) | On-the-books | Electric Demand (MW) |  | 0.0029703 | 0.0024641 | 0.0020032 | 0.0015992 | 0.001257 | 0.00097521 | 0.00074861 | 0.00056983 | 0.00043089 | 0.00032416 | 0.00024292 | 0.0001815
Yes | SDG&E | Com | Lighting | 2019 T-24: NRNC-Outdoor Lighting-LPA (Specific Applications) | On-the-books | Electric Demand (MW) |  | 0.0040396 | 0.0033512 | 0.0027243 | 0.002175 | 0.0017095 | 0.0013263 | 0.0010181 | 0.00077497 | 0.00058601 | 0.00044086 | 0.00033037 | 0.00024684
Yes | PG&E | Res | Lighting | T-20: Dimming Ballasts | On-the-books | Electric Demand (MW) | 0.10019 | 0.10045 | 0.10072 | 0.10098 | 0 | 0 | 0 | 0 | 0 | 0 | 0 | 0 | 0
Yes | PG&E | Res | Lighting | 2008 T-20: General Purpose Lighting -- 60 and 40 watt | On-the-books | Electric Demand (MW) | 0 | 0 | 0 | 0 | 0 | 0 | 0 | 0 | 0 | 0 | 0 | 0 | 0
Yes | PG&E | Res | Lighting | Fed Appliance: General Service Fluorescent Lamps #1 | On-the-books | Electric Demand (MW) | 0.316 | 0.31526 | 0.31474 | 0.31436 | 0.31409 | 0.3139 | 0.31366 | 0.31345 | 0.31322 | 0.313 | 0.31278 | 0.31256 | 0.31234
Yes | PG&E | Res | Lighting | Fed Appliance: GSFLs | On-the-books | Electric Demand (MW) | 5.8304 | 5.8447 | 5.8591 | 5.8735 | 0 | 0 | 0 | 0 | 0 | 0 | 0 | 0 | 0
Yes | PG&E | Res | Lighting | 2006 T-20: General Service Incandescent Lamps, Tier 2 #3 | On-the-books | Electric Demand (MW) | 0.0017956 | 0.0017948 | 0.0017941 | 0.0017936 | 0.0017931 | 0.0017928 | 0.0017924 | 0.001792 | 0.0017916 | 0.0017912 | 0.0017909 | 0.0017905 | 0.0017901
Yes | PG&E | Res | Lighting | T-20: GSLs - Original Scope - Tier 2 | On-the-books | Electric Demand (MW) | 11.658 | 11.1488 | 10.6396 | 10.1304 | 9.6212 | 9.112 | 8.6028 | 8.0936 | 7.5844 | 0.97589 | 0.90566 | 0.83542 | 0.76519
Yes | PG&E | Res | Lighting | T-20: LED Lamps - Tier 1 | On-the-books | Electric Demand (MW) | 2.8321 | 2.651 | 2.4699 | 2.2888 | 2.1077 | 1.9266 | 1.7455 | 1.5644 | 1.3833 | 1.2022 | 0.14837 | 0.12205 | 0.095738
Yes | PG&E | Res | Lighting | Fed Appliance: Incandescent Reflector Lamps | On-the-books | Electric Demand (MW) | 0.0055011 | 0.0053663 | 0.0052571 | 0.0051705 | 0.0051029 | 0.0050508 | 0.0049883 | 0.0049328 | 0.0048727 | 0.0048156 | 0.0047565 | 0.0046987 | 0.0046401
Yes | PG&E | Res | Lighting | 2005 T-20: Modular Furniture Task Lighting Fixtures | On-the-books | Electric Demand (MW) | 0.0004784 | 0.00047703 | 0.00047604 | 0.00047533 | 0.00047481 | 0.00047445 | 0.00047398 | 0.00047358 | 0.00047314 | 0.00047273 | 0.00047229 | 0.00047187 | 0.00047144
Yes | PG&E | Res | Lighting | 2008 T-20: Portable Lighting Fixtures | On-the-books | Electric Demand (MW) | 0.26136 | 0.26134 | 0.26132 | 0.26131 | 0.2613 | 0.2613 | 0.26129 | 0.26129 | 0.26128 | 0.26128 | 0.26127 | 0.26127 | 0.26126
Yes | PG&E | Res | Lighting | T-20: Small Diameter Directional Lamps | On-the-books | Electric Demand (MW) | 4.762 | 4.5786 | 0 | 0 | 0 | 0 | 0 | 0 | 0 | 0 | 0 | 0 | 0
Yes | PG&E | Res | Lighting | 2019-21 Fed App: Ceiling fan light kits | On-the-books | Electric Demand (MW) | 0.016209 | 0.015353 | 0.014555 | 0.013805 | 0.013189 | 0.012655 | 0.012054 | 0.01151 | 0.0096119 | 0.001282 | 0.0012332 | 0.0011889 | 0.0011489
Yes | PG&E | Res | Lighting | 2019 T-20: General Service Lamps - Expanded Scope | On-the-books | Electric Demand (MW) |  | 2.4787 | 2.6259 | 2.3982 | 0.29948 | 0.37177 | 0.36979 | 0.36883 | 0.36837 | 0.36814 | 0.36804 | 0.36798 | 0.36796
Yes | PG&E | Res | Lighting | 2016 T-20: LED Quality - Tier 2 | On-the-books | Electric Demand (MW) | 0.0031703 | 0.0031023 | 0.0030286 | 0.002955 | 0.0028335 | 0.0027211 | 0.0026191 | 0.0025279 | 0.0024477 | 0.0023779 | 0.002318 | 0.0022671 | 0.00083037
Yes | PG&E | Res | Lighting | 2022 T-24: MFA - Outdoor Lighting - Lighting Power Allowances | On-the-books | Electric Demand (MW) | 0.3155 | 0.3155 | 0.3155 | 0.3155 | 0.3155 | 0.3155 | 0.3155 | 0.3155 | 0.3155 | 0.3155 | 0.3155 | 0.3155 | 0.3155
Yes | PG&E | Res | Lighting | 2022 T-24: MFNC - Outdoor Lighting - Lighting Power Allowances | On-the-books | Electric Demand (MW) | 0.076743 | 0.076743 | 0.076743 | 0.076743 | 0.076743 | 0.076743 | 0.076743 | 0.076743 | 0.076743 | 0.076743 | 0.076743 | 0.076743 | 0.076743
Yes | SCE | Res | Lighting | T-20: Dimming Ballasts | On-the-books | Electric Demand (MW) | 0.096671 | 0.096926 | 0.09718 | 0.097434 | 0 | 0 | 0 | 0 | 0 | 0 | 0 | 0 | 0
Yes | SCE | Res | Lighting | 2008 T-20: General Purpose Lighting -- 60 and 40 watt | On-the-books | Electric Demand (MW) | 0 | 0 | 0 | 0 | 0 | 0 | 0 | 0 | 0 | 0 | 0 | 0 | 0
Yes | SCE | Res | Lighting | Fed Appliance: General Service Fluorescent Lamps #1 | On-the-books | Electric Demand (MW) | 0.30491 | 0.30419 | 0.30368 | 0.30332 | 0.30306 | 0.30288 | 0.30264 | 0.30244 | 0.30222 | 0.30201 | 0.30179 | 0.30158 | 0.30137
Yes | SCE | Res | Lighting | Fed Appliance: GSFLs | On-the-books | Electric Demand (MW) | 5.6256 | 5.6395 | 5.6534 | 5.6673 | 0 | 0 | 0 | 0 | 0 | 0 | 0 | 0 | 0
Yes | SCE | Res | Lighting | 2006 T-20: General Service Incandescent Lamps, Tier 2 #3 | On-the-books | Electric Demand (MW) | 0.0017325 | 0.0017317 | 0.0017311 | 0.0017306 | 0.0017302 | 0.0017298 | 0.0017294 | 0.0017291 | 0.0017287 | 0.0017283 | 0.001728 | 0.0017276 | 0.0017272
Yes | SCE | Res | Lighting | T-20: GSLs - Original Scope - Tier 2 | On-the-books | Electric Demand (MW) | 11.2486 | 10.7573 | 10.266 | 9.7746 | 9.2833 | 8.792 | 8.3007 | 7.8094 | 7.318 | 0.94162 | 0.87385 | 0.80608 | 0.73831
Yes | SCE | Res | Lighting | T-20: LED Lamps - Tier 1 | On-the-books | Electric Demand (MW) | 2.7327 | 2.5579 | 2.3832 | 2.2084 | 2.0337 | 1.8589 | 1.6842 | 1.5095 | 1.3347 | 1.16 | 0.14315 | 0.11777 | 0.092375
Yes | SCE | Res | Lighting | Fed Appliance: Incandescent Reflector Lamps | On-the-books | Electric Demand (MW) | 0.0053079 | 0.0051778 | 0.0050724 | 0.0049889 | 0.0049237 | 0.0048734 | 0.0048131 | 0.0047596 | 0.0047015 | 0.0046465 | 0.0045894 | 0.0045337 | 0.0044771
Yes | SCE | Res | Lighting | 2005 T-20: Modular Furniture Task Lighting Fixtures | On-the-books | Electric Demand (MW) | 0.0004616 | 0.00046027 | 0.00045932 | 0.00045863 | 0.00045814 | 0.00045778 | 0.00045734 | 0.00045695 | 0.00045652 | 0.00045612 | 0.00045571 | 0.0004553 | 0.00045489
Yes | SCE | Res | Lighting | 2008 T-20: Portable Lighting Fixtures | On-the-books | Electric Demand (MW) | 0.25218 | 0.25216 | 0.25214 | 0.25213 | 0.25212 | 0.25212 | 0.25211 | 0.25211 | 0.25211 | 0.2521 | 0.2521 | 0.25209 | 0.25209
Yes | SCE | Res | Lighting | T-20: Small Diameter Directional Lamps | On-the-books | Electric Demand (MW) | 4.5947 | 4.4178 | 0 | 0 | 0 | 0 | 0 | 0 | 0 | 0 | 0 | 0 | 0
Yes | SCE | Res | Lighting | 2019-21 Fed App: Ceiling fan light kits | On-the-books | Electric Demand (MW) | 0.01564 | 0.014814 | 0.014044 | 0.01332 | 0.012726 | 0.012211 | 0.011631 | 0.011106 | 0.0092743 | 0.001237 | 0.0011899 | 0.0011472 | 0.0011086
Yes | SCE | Res | Lighting | 2019 T-20: General Service Lamps - Expanded Scope | On-the-books | Electric Demand (MW) |  | 2.3917 | 2.5337 | 2.314 | 0.28897 | 0.35871 | 0.3568 | 0.35588 | 0.35543 | 0.35521 | 0.35511 | 0.35506 | 0.35503
Yes | SCE | Res | Lighting | 2016 T-20: LED Quality - Tier 2 | On-the-books | Electric Demand (MW) | 0.003059 | 0.0029934 | 0.0029222 | 0.0028512 | 0.002734 | 0.0026256 | 0.0025271 | 0.0024391 | 0.0023617 | 0.0022944 | 0.0022366 | 0.0021875 | 0.00080121
Yes | SCE | Res | Lighting | 2022 T-24: MFA - Outdoor Lighting - Lighting Power Allowances | On-the-books | Electric Demand (MW) | 0.30442 | 0.30442 | 0.30442 | 0.30442 | 0.30442 | 0.30442 | 0.30442 | 0.30442 | 0.30442 | 0.30442 | 0.30442 | 0.30442 | 0.30442
Yes | SCE | Res | Lighting | 2022 T-24: MFNC - Outdoor Lighting - Lighting Power Allowances | On-the-books | Electric Demand (MW) | 0.074048 | 0.074048 | 0.074048 | 0.074048 | 0.074048 | 0.074048 | 0.074048 | 0.074048 | 0.074048 | 0.074048 | 0.074048 | 0.074048 | 0.074048
Yes | SDG&E | Res | Lighting | T-20: Dimming Ballasts | On-the-books | Electric Demand (MW) | 0.020334 | 0.020388 | 0.020441 | 0.020495 | 0 | 0 | 0 | 0 | 0 | 0 | 0 | 0 | 0
Yes | SDG&E | Res | Lighting | 2008 T-20: General Purpose Lighting -- 60 and 40 watt | On-the-books | Electric Demand (MW) | 0 | 0 | 0 | 0 | 0 | 0 | 0 | 0 | 0 | 0 | 0 | 0 | 0
Yes | SDG&E | Res | Lighting | Fed Appliance: General Service Fluorescent Lamps #1 | On-the-books | Electric Demand (MW) | 0.064135 | 0.063985 | 0.063878 | 0.063801 | 0.063747 | 0.063708 | 0.063659 | 0.063617 | 0.06357 | 0.063526 | 0.06348 | 0.063436 | 0.06339
Yes | SDG&E | Res | Lighting | Fed Appliance: GSFLs | On-the-books | Electric Demand (MW) | 1.1833 | 1.1862 | 1.1891 | 1.1921 | 0 | 0 | 0 | 0 | 0 | 0 | 0 | 0 | 0
Yes | SDG&E | Res | Lighting | 2006 T-20: General Service Incandescent Lamps, Tier 2 #3 | On-the-books | Electric Demand (MW) | 0.00036442 | 0.00036426 | 0.00036412 | 0.00036402 | 0.00036393 | 0.00036386 | 0.00036378 | 0.0003637 | 0.00036362 | 0.00036354 | 0.00036347 | 0.00036339 | 0.00036331
Yes | SDG&E | Res | Lighting | T-20: GSLs - Original Scope - Tier 2 | On-the-books | Electric Demand (MW) | 2.3661 | 2.2627 | 2.1594 | 2.056 | 1.9527 | 1.8493 | 1.746 | 1.6426 | 1.5393 | 0.19806 | 0.18381 | 0.16955 | 0.1553
Yes | SDG&E | Res | Lighting | T-20: LED Lamps - Tier 1 | On-the-books | Electric Demand (MW) | 0.57479 | 0.53804 | 0.50128 | 0.46453 | 0.42777 | 0.39102 | 0.35426 | 0.31751 | 0.28075 | 0.24399 | 0.030112 | 0.024771 | 0.01943
Yes | SDG&E | Res | Lighting | Fed Appliance: Incandescent Reflector Lamps | On-the-books | Electric Demand (MW) | 0.0011165 | 0.0010891 | 0.001067 | 0.0010494 | 0.0010357 | 0.0010251 | 0.0010124 | 0.0010011 | 0.00098893 | 0.00097735 | 0.00096535 | 0.00095363 | 0.00094173
Yes | SDG&E | Res | Lighting | 2005 T-20: Modular Furniture Task Lighting Fixtures | On-the-books | Electric Demand (MW) | 9.7094e-05 | 9.6815e-05 | 9.6614e-05 | 9.647e-05 | 9.6366e-05 | 9.6292e-05 | 9.6197e-05 | 9.6116e-05 | 9.6026e-05 | 9.5942e-05 | 9.5855e-05 | 9.5769e-05 | 9.5682e-05
Yes | SDG&E | Res | Lighting | 2008 T-20: Portable Lighting Fixtures | On-the-books | Electric Demand (MW) | 0.053045 | 0.053039 | 0.053036 | 0.053034 | 0.053032 | 0.053032 | 0.053031 | 0.05303 | 0.053029 | 0.053028 | 0.053027 | 0.053026 | 0.053025
Yes | SDG&E | Res | Lighting | T-20: Small Diameter Directional Lamps | On-the-books | Electric Demand (MW) | 0.96647 | 0.92925 | 0 | 0 | 0 | 0 | 0 | 0 | 0 | 0 | 0 | 0 | 0
Yes | SDG&E | Res | Lighting | 2019-21 Fed App: Ceiling fan light kits | On-the-books | Electric Demand (MW) | 0.0032897 | 0.0031161 | 0.002954 | 0.0028018 | 0.0026768 | 0.0025685 | 0.0024465 | 0.002336 | 0.0019508 | 0.0002602 | 0.00025028 | 0.0002413 | 0.00023318
Yes | SDG&E | Res | Lighting | 2019 T-20: General Service Lamps - Expanded Scope | On-the-books | Electric Demand (MW) |  | 0.50307 | 0.53294 | 0.48673 | 0.060782 | 0.075452 | 0.075051 | 0.074857 | 0.074763 | 0.074717 | 0.074695 | 0.074684 | 0.074679
Yes | SDG&E | Res | Lighting | 2016 T-20: LED Quality - Tier 2 | On-the-books | Electric Demand (MW) | 0.00064343 | 0.00062963 | 0.00061467 | 0.00059974 | 0.00057508 | 0.00055227 | 0.00053156 | 0.00051305 | 0.00049677 | 0.00048262 | 0.00047046 | 0.00046012 | 0.00016853
Yes | SDG&E | Res | Lighting | 2022 T-24: MFA - Outdoor Lighting - Lighting Power Allowances | On-the-books | Electric Demand (MW) | 0.064032 | 0.064032 | 0.064032 | 0.064032 | 0.064032 | 0.064032 | 0.064032 | 0.064032 | 0.064032 | 0.064032 | 0.064032 | 0.064032 | 0.064032
Yes | SDG&E | Res | Lighting | 2022 T-24: MFNC - Outdoor Lighting - Lighting Power Allowances | On-the-books | Electric Demand (MW) | 0.015575 | 0.015575 | 0.015575 | 0.015575 | 0.015575 | 0.015575 | 0.015575 | 0.015575 | 0.015575 | 0.015575 | 0.015575 | 0.015575 | 0.015575
Yes | PG&E | Com | AppPlug | Fed Appliance: Commercial Clothes Washers #1 | On-the-books | Gas Energy (MMTherm/year) | 0.0064303 | 0.0064297 | 0.0064292 | 0.0064288 | 0.0064285 | 0.0064282 | 0.0064279 | 0.0064277 | 0.0064274 | 0.0064271 | 0.0064268 | 0.0064265 | 0.0064262
Yes | PG&E | Com | AppPlug | Fed Appliance: Commercial Clothes Washers | On-the-books | Gas Energy (MMTherm/year) | 0.0045204 | 0.0045204 | 0.0045204 | 0.0045204 | 0.0045204 | 0 | 0 | 0 | 0 | 0 | 0 | 0 | 0
Yes | PG&E | Com | AppPlug | 2005 T-20: Consumer Electronics - Audio Players | On-the-books | Gas Energy (MMTherm/year) | -0.00035178 | -0.00035173 | -0.0003517 | -0.00035169 | -0.00035167 | -0.00035167 | -0.00035166 | -0.00035165 | -0.00035164 | -0.00035163 | -0.00035162 | -0.00035161 | -0.0003516
Yes | PG&E | Com | AppPlug | 2005 T-20: Consumer Electronics - DVDs | On-the-books | Gas Energy (MMTherm/year) | -3.3196e-05 | -3.307e-05 | -3.2969e-05 | -3.2889e-05 | -3.2825e-05 | -3.2773e-05 | -3.2713e-05 | -3.2659e-05 | -3.2601e-05 | -3.2546e-05 | -3.2488e-05 | -3.2432e-05 | -3.2375e-05
Yes | PG&E | Com | AppPlug | 2011 T-20: Small Battery Chargers – Tier 1 (consumer with no USB charger or USB charger <20 watt-hours) | On-the-books | Gas Energy (MMTherm/year) | -0.022516 | -0.022422 | -0.022353 | -0.022303 | -0.022267 | -0.022241 | -0.022209 | -0.02218 | -0.022149 | -0.02212 | -0.02209 | -0.02206 | -0.02203
Yes | PG&E | Com | AppPlug | 2009 T-20: Televisions - Tier 1 | On-the-books | Gas Energy (MMTherm/year) | -0.0047074 | -0.0047059 | -0.004705 | -0.0047045 | -0.0047042 | -0.0047041 | -0.0047038 | -0.0047036 | -0.0047034 | -0.0047032 | -0.0047029 | -0.0047027 | -0.0047025
Yes | PG&E | Com | AppPlug | 2009 T-20: Televisions - Tier 2 | On-the-books | Gas Energy (MMTherm/year) | -0.0046271 | -0.0046082 | -0.0045953 | -0.0045866 | -0.0045807 | -0.0045767 | -0.0045715 | -0.004567 | -0.004562 | -0.0045574 | -0.0045526 | -0.0045479 | -0.004543
Yes | PG&E | Com | AppPlug | 2005 T-20: Water Dispensers | On-the-books | Gas Energy (MMTherm/year) | -0.0007369 | -0.00073662 | -0.00073642 | -0.00073629 | -0.0007362 | -0.00073614 | -0.00073605 | -0.00073599 | -0.00073591 | -0.00073584 | -0.00073576 | -0.00073569 | -0.00073561
Yes | PG&E | Com | AppPlug | 2025-27 Fed App: Air purifiers - Tier 2 | On-the-books | Gas Energy (MMTherm/year) | 0 | -0.0083801 | -0.0086243 | -0.0089111 | -0.0092284 | -0.0095745 | -0.0094543 | -0.0093521 | -0.0092655 | -0.0091923 | -0.00075391 | -0.00074964 | -0.00074605
Yes | PG&E | Com | AppPlug | 2016 T-20: Computers - Desktops - Tier 1 | On-the-books | Gas Energy (MMTherm/year) | -0.017522 | -0.016981 | -0.016578 | -0.016284 | -0.016072 | -0.01592 | -0.015812 | -0.015736 | -0.015683 | -0.015645 | -0.015619 | -0.0156 | -0.015588
Yes | PG&E | Com | AppPlug | 2016 T-20: Computers - Desktops - Tier 2 | On-the-books | Gas Energy (MMTherm/year) | -0.21833 | -0.11093 | -0.01481 | -0.014353 | -0.014013 | -0.013764 | -0.013584 | -0.013456 | -0.013365 | -0.013301 | -0.013256 | -0.013224 | -0.013202
Yes | PG&E | Com | AppPlug | 2016 T-20: Computers - Notebooks | On-the-books | Gas Energy (MMTherm/year) | -1.7341e-05 | -1.6805e-05 | -1.6407e-05 | -1.6116e-05 | -1.5905e-05 | -1.5755e-05 | -1.5649e-05 | -1.5574e-05 | -1.5521e-05 | -1.5483e-05 | -1.5457e-05 | -1.5439e-05 | -1.5426e-05
Yes | PG&E | Com | AppPlug | 2016 T-20: Displays - Monitors | On-the-books | Gas Energy (MMTherm/year) |  | -0.037536 | -0.0069158 | -0.0069158 | -0.0069158 | -0.0069158 | -0.0069158 | -0.0069158 | -0.0069158 | -0.0069158 | -0.0069158 | -0.0069158 | -0.0069158
Yes | PG&E | Com | AppPlug | 2025 T-24: Solar Pool and Water Heating - Solar Pool Heating - Nonresidential (New Construction + Additions) | On-the-books | Gas Energy (MMTherm/year) |  | 0.03757 | 0.074338 | 0.074159 | 0.073988 | 0.073825 | 0.07367 | 0.073523 | 0.073383 | 0.073251 | 0.073125 | 0.073007 | 0.072895
Yes | SCG | Com | AppPlug | Fed Appliance: Commercial Clothes Washers #1 | On-the-books | Gas Energy (MMTherm/year) | 0.0071618 | 0.0071612 | 0.0071607 | 0.0071603 | 0.0071599 | 0.0071596 | 0.0071593 | 0.0071589 | 0.0071586 | 0.0071583 | 0.007158 | 0.0071576 | 0.0071573
Yes | SCG | Com | AppPlug | Fed Appliance: Commercial Clothes Washers | On-the-books | Gas Energy (MMTherm/year) | 0.0050346 | 0.0050346 | 0.0050346 | 0.0050346 | 0.0050346 | 0 | 0 | 0 | 0 | 0 | 0 | 0 | 0
Yes | SCG | Com | AppPlug | 2005 T-20: Consumer Electronics - Audio Players | On-the-books | Gas Energy (MMTherm/year) | -0.0003918 | -0.00039175 | -0.00039172 | -0.0003917 | -0.00039169 | -0.00039168 | -0.00039167 | -0.00039166 | -0.00039165 | -0.00039164 | -0.00039163 | -0.00039162 | -0.00039161
Yes | SCG | Com | AppPlug | 2005 T-20: Consumer Electronics - DVDs | On-the-books | Gas Energy (MMTherm/year) | -3.6973e-05 | -3.6832e-05 | -3.672e-05 | -3.6631e-05 | -3.6559e-05 | -3.6502e-05 | -3.6435e-05 | -3.6375e-05 | -3.631e-05 | -3.6248e-05 | -3.6185e-05 | -3.6122e-05 | -3.6059e-05
Yes | SCG | Com | AppPlug | 2011 T-20: Small Battery Chargers – Tier 1 (consumer with no USB charger or USB charger <20 watt-hours) | On-the-books | Gas Energy (MMTherm/year) | -0.025078 | -0.024973 | -0.024896 | -0.024841 | -0.024801 | -0.024772 | -0.024735 | -0.024704 | -0.024669 | -0.024637 | -0.024603 | -0.02457 | -0.024536
Yes | SCG | Com | AppPlug | 2009 T-20: Televisions - Tier 1 | On-the-books | Gas Energy (MMTherm/year) | -0.005243 | -0.0052413 | -0.0052404 | -0.0052398 | -0.0052395 | -0.0052393 | -0.005239 | -0.0052387 | -0.0052385 | -0.0052382 | -0.005238 | -0.0052377 | -0.0052375
Yes | SCG | Com | AppPlug | 2009 T-20: Televisions - Tier 2 | On-the-books | Gas Energy (MMTherm/year) | -0.0051535 | -0.0051325 | -0.0051182 | -0.0051085 | -0.0051019 | -0.0050974 | -0.0050916 | -0.0050866 | -0.0050811 | -0.0050759 | -0.0050705 | -0.0050653 | -0.0050599
Yes | SCG | Com | AppPlug | 2005 T-20: Water Dispensers | On-the-books | Gas Energy (MMTherm/year) | -0.00082074 | -0.00082043 | -0.00082021 | -0.00082006 | -0.00081996 | -0.00081989 | -0.0008198 | -0.00081972 | -0.00081963 | -0.00081955 | -0.00081947 | -0.00081939 | -0.00081931
Yes | SCG | Com | AppPlug | 2025-27 Fed App: Air purifiers - Tier 2 | On-the-books | Gas Energy (MMTherm/year) | 0 | -0.0093336 | -0.0096056 | -0.0099249 | -0.010278 | -0.010664 | -0.01053 | -0.010416 | -0.01032 | -0.010238 | -0.00083969 | -0.00083493 | -0.00083093
Yes | SCG | Com | AppPlug | 2016 T-20: Computers - Desktops - Tier 1 | On-the-books | Gas Energy (MMTherm/year) | -0.019515 | -0.018913 | -0.018464 | -0.018137 | -0.0179 | -0.017731 | -0.017611 | -0.017527 | -0.017467 | -0.017425 | -0.017396 | -0.017375 | -0.017361
Yes | SCG | Com | AppPlug | 2016 T-20: Computers - Desktops - Tier 2 | On-the-books | Gas Energy (MMTherm/year) | -0.24317 | -0.12355 | -0.016495 | -0.015986 | -0.015607 | -0.01533 | -0.01513 | -0.014987 | -0.014886 | -0.014814 | -0.014764 | -0.014728 | -0.014704
Yes | SCG | Com | AppPlug | 2016 T-20: Computers - Notebooks | On-the-books | Gas Energy (MMTherm/year) | -1.9314e-05 | -1.8717e-05 | -1.8273e-05 | -1.7949e-05 | -1.7715e-05 | -1.7548e-05 | -1.7429e-05 | -1.7345e-05 | -1.7286e-05 | -1.7245e-05 | -1.7216e-05 | -1.7196e-05 | -1.7181e-05
Yes | SCG | Com | AppPlug | 2016 T-20: Displays - Monitors | On-the-books | Gas Energy (MMTherm/year) |  | -0.041807 | -0.0077026 | -0.0077026 | -0.0077026 | -0.0077026 | -0.0077026 | -0.0077026 | -0.0077026 | -0.0077026 | -0.0077026 | -0.0077026 | -0.0077026
Yes | SCG | Com | AppPlug | 2025 T-24: Solar Pool and Water Heating - Solar Pool Heating - Nonresidential (New Construction + Additions) | On-the-books | Gas Energy (MMTherm/year) |  | 0.041844 | 0.082796 | 0.082596 | 0.082406 | 0.082224 | 0.082052 | 0.081888 | 0.081732 | 0.081585 | 0.081445 | 0.081313 | 0.081188
Yes | SDG&E | Com | AppPlug | Fed Appliance: Commercial Clothes Washers #1 | On-the-books | Gas Energy (MMTherm/year) | 0.00064976 | 0.00064971 | 0.00064966 | 0.00064962 | 0.00064959 | 0.00064956 | 0.00064953 | 0.0006495 | 0.00064947 | 0.00064944 | 0.00064941 | 0.00064938 | 0.00064935
Yes | SDG&E | Com | AppPlug | Fed Appliance: Commercial Clothes Washers | On-the-books | Gas Energy (MMTherm/year) | 0.00045677 | 0.00045677 | 0.00045677 | 0.00045677 | 0.00045677 | 0 | 0 | 0 | 0 | 0 | 0 | 0 | 0
Yes | SDG&E | Com | AppPlug | 2005 T-20: Consumer Electronics - Audio Players | On-the-books | Gas Energy (MMTherm/year) | -3.5547e-05 | -3.5542e-05 | -3.5539e-05 | -3.5537e-05 | -3.5536e-05 | -3.5535e-05 | -3.5534e-05 | -3.5533e-05 | -3.5532e-05 | -3.5532e-05 | -3.5531e-05 | -3.553e-05 | -3.5529e-05
Yes | SDG&E | Com | AppPlug | 2005 T-20: Consumer Electronics - DVDs | On-the-books | Gas Energy (MMTherm/year) | -3.3544e-06 | -3.3417e-06 | -3.3315e-06 | -3.3233e-06 | -3.3169e-06 | -3.3117e-06 | -3.3056e-06 | -3.3001e-06 | -3.2943e-06 | -3.2887e-06 | -3.2829e-06 | -3.2772e-06 | -3.2715e-06
Yes | SDG&E | Com | AppPlug | 2011 T-20: Small Battery Chargers – Tier 1 (consumer with no USB charger or USB charger <20 watt-hours) | On-the-books | Gas Energy (MMTherm/year) | -0.0022752 | -0.0022657 | -0.0022587 | -0.0022537 | -0.0022501 | -0.0022474 | -0.0022441 | -0.0022413 | -0.0022381 | -0.0022352 | -0.0022321 | -0.0022291 | -0.0022261
Yes | SDG&E | Com | AppPlug | 2009 T-20: Televisions - Tier 1 | On-the-books | Gas Energy (MMTherm/year) | -0.00047568 | -0.00047552 | -0.00047544 | -0.00047538 | -0.00047535 | -0.00047534 | -0.00047531 | -0.00047529 | -0.00047527 | -0.00047524 | -0.00047522 | -0.0004752 | -0.00047517
Yes | SDG&E | Com | AppPlug | 2009 T-20: Televisions - Tier 2 | On-the-books | Gas Energy (MMTherm/year) | -0.00046756 | -0.00046565 | -0.00046435 | -0.00046347 | -0.00046287 | -0.00046247 | -0.00046194 | -0.00046149 | -0.00046098 | -0.00046052 | -0.00046003 | -0.00045955 | -0.00045906
Yes | SDG&E | Com | AppPlug | 2005 T-20: Water Dispensers | On-the-books | Gas Energy (MMTherm/year) | -7.4463e-05 | -7.4434e-05 | -7.4414e-05 | -7.4401e-05 | -7.4391e-05 | -7.4385e-05 | -7.4377e-05 | -7.437e-05 | -7.4362e-05 | -7.4355e-05 | -7.4347e-05 | -7.434e-05 | -7.4332e-05
Yes | SDG&E | Com | AppPlug | 2025-27 Fed App: Air purifiers - Tier 2 | On-the-books | Gas Energy (MMTherm/year) | 0 | -0.0008468 | -0.00087147 | -0.00090045 | -0.00093251 | -0.00096749 | -0.00095534 | -0.00094501 | -0.00093626 | -0.00092887 | -7.6181e-05 | -7.5749e-05 | -7.5387e-05
Yes | SDG&E | Com | AppPlug | 2016 T-20: Computers - Desktops - Tier 1 | On-the-books | Gas Energy (MMTherm/year) | -0.0017706 | -0.0017159 | -0.0016752 | -0.0016455 | -0.001624 | -0.0016087 | -0.0015978 | -0.0015901 | -0.0015847 | -0.0015809 | -0.0015783 | -0.0015764 | -0.0015751
Yes | SDG&E | Com | AppPlug | 2016 T-20: Computers - Desktops - Tier 2 | On-the-books | Gas Energy (MMTherm/year) | -0.022062 | -0.011209 | -0.0014965 | -0.0014503 | -0.0014159 | -0.0013908 | -0.0013727 | -0.0013597 | -0.0013505 | -0.001344 | -0.0013395 | -0.0013363 | -0.001334
Yes | SDG&E | Com | AppPlug | 2016 T-20: Computers - Notebooks | On-the-books | Gas Energy (MMTherm/year) | -1.7522e-06 | -1.6981e-06 | -1.6579e-06 | -1.6284e-06 | -1.6072e-06 | -1.592e-06 | -1.5813e-06 | -1.5737e-06 | -1.5683e-06 | -1.5646e-06 | -1.5619e-06 | -1.5601e-06 | -1.5588e-06
Yes | SDG&E | Com | AppPlug | 2016 T-20: Displays - Monitors | On-the-books | Gas Energy (MMTherm/year) |  | -0.003793 | -0.00069883 | -0.00069883 | -0.00069883 | -0.00069883 | -0.00069883 | -0.00069883 | -0.00069883 | -0.00069883 | -0.00069883 | -0.00069883 | -0.00069883
Yes | SDG&E | Com | AppPlug | 2025 T-24: Solar Pool and Water Heating - Solar Pool Heating - Nonresidential (New Construction + Additions) | On-the-books | Gas Energy (MMTherm/year) |  | 0.0037963 | 0.0075117 | 0.0074936 | 0.0074763 | 0.0074598 | 0.0074442 | 0.0074293 | 0.0074152 | 0.0074018 | 0.0073892 | 0.0073772 | 0.0073659
Yes | PG&E | Res | AppPlug | 2005 T-20: Consumer Electronics - Audio Players | On-the-books | Gas Energy (MMTherm/year) | -0.003166 | -0.0031656 | -0.0031653 | -0.0031652 | -0.0031651 | -0.003165 | -0.0031649 | -0.0031648 | -0.0031648 | -0.0031647 | -0.0031646 | -0.0031645 | -0.0031644
Yes | PG&E | Res | AppPlug | 2005 T-20: Consumer Electronics - DVDs | On-the-books | Gas Energy (MMTherm/year) | -0.00029876 | -0.00029763 | -0.00029672 | -0.000296 | -0.00029542 | -0.00029496 | -0.00029442 | -0.00029393 | -0.00029341 | -0.00029291 | -0.0002924 | -0.00029189 | -0.00029138
Yes | PG&E | Res | AppPlug | Fed Appliance: Residential Clothes Dryers | On-the-books | Gas Energy (MMTherm/year) | 0.0097889 | 0.0097879 | 0.009787 | 0.0097862 | 0.0097856 | 0.009785 | 0.0016731 | 0.0013495 | 0.0013494 | 0.0013493 | 0.0013492 | 0.0013492 | 0.0013491
Yes | PG&E | Res | AppPlug | Fed Appliance: Residential Clothes Washers (Front Loading) | On-the-books | Gas Energy (MMTherm/year) | 0.20817 | 0.20069 | 0.19349 | 0.18667 | 0.050306 | 0.021421 | 0.020659 | 0.019925 | 0.019172 | 0.018432 | 0.017683 | 0.01694 | 0.016193
Yes | PG&E | Res | AppPlug | Fed Appliance: Residential Clothes Washers (Top Loading) Tier I | On-the-books | Gas Energy (MMTherm/year) | 0.66399 | 0.64013 | 0.61717 | 0.59541 | 0.16046 | 0.068326 | 0.065896 | 0.063554 | 0.061153 | 0.058791 | 0.056404 | 0.054033 | 0.051651
Yes | PG&E | Res | AppPlug | Fed Appliance: Residential Clothes Washers - Top-loading | On-the-books | Gas Energy (MMTherm/year) | 0 | 0 | 0 | 0 | 0 | 0 | 0 | 0 | 0 | 0 | 0 | 0 | 0
Yes | PG&E | Res | AppPlug | Fed Appliance: Residential Dishwashers | On-the-books | Gas Energy (MMTherm/year) | 0.010266 | 0.010266 | 0.010266 | 0.0049974 | 0.001339 | 0.001339 | 0.001339 | 0.001339 | 0.001339 | 0.001339 | 0.001339 | 0.001339 | 0.001339
Yes | PG&E | Res | AppPlug | Fed Appliance: Residential Electric & Gas Ranges | On-the-books | Gas Energy (MMTherm/year) | 0.0092883 | 0.009277 | 0.0092668 | 0.0092576 | 0.0092492 | 0.0092417 | 0.0035576 | 0.001473 | 0.0014718 | 0.0014705 | 0.0014692 | 0.001468 | 0.0014667
Yes | PG&E | Res | AppPlug | Fed Appliance: Residential Pool Heaters | On-the-books | Gas Energy (MMTherm/year) | 0.00025641 | 0.00025538 | 0.00025437 | 0.00025336 | 0.00025236 | 0.00025138 | 0.00025039 | 0.0002494 | 0.00024841 | 0.00024742 | 0.00024643 | 0.00024544 | 0.00024445
Yes | PG&E | Res | AppPlug | Fed Appliance: Residential Refrigerators & Freezers | On-the-books | Gas Energy (MMTherm/year) | -0.15513 | -0.1524 | -0.15019 | -0.14842 | -0.10919 | -0.019031 | -0.01886 | -0.018707 | -0.018542 | -0.018384 | -0.018222 | -0.018063 | -0.017902
Yes | PG&E | Res | AppPlug | 2011 T-20: Small Battery Chargers – Tier 1 (consumer with no USB charger or USB charger <20 watt-hours) | On-the-books | Gas Energy (MMTherm/year) | -0.022516 | -0.022422 | -0.022353 | -0.022303 | -0.022267 | -0.022241 | -0.022209 | -0.02218 | -0.022149 | -0.02212 | -0.02209 | -0.02206 | -0.02203
Yes | PG&E | Res | AppPlug | 2009 T-20: Televisions - Tier 1 | On-the-books | Gas Energy (MMTherm/year) | -0.01883 | -0.018824 | -0.01882 | -0.018818 | -0.018817 | -0.018816 | -0.018815 | -0.018814 | -0.018813 | -0.018813 | -0.018812 | -0.018811 | -0.01881
Yes | PG&E | Res | AppPlug | 2009 T-20: Televisions - Tier 2 | On-the-books | Gas Energy (MMTherm/year) | -0.018508 | -0.018433 | -0.018381 | -0.018347 | -0.018323 | -0.018307 | -0.018286 | -0.018268 | -0.018248 | -0.01823 | -0.01821 | -0.018191 | -0.018172
Yes | PG&E | Res | AppPlug | 2005 T-20: Water Dispensers | On-the-books | Gas Energy (MMTherm/year) | -0.00018423 | -0.00018415 | -0.00018411 | -0.00018407 | -0.00018405 | -0.00018403 | -0.00018401 | -0.000184 | -0.00018398 | -0.00018396 | -0.00018394 | -0.00018392 | -0.0001839
Yes | PG&E | Res | AppPlug | 2025-27 Fed App: Air purifiers - Tier 2 | On-the-books | Gas Energy (MMTherm/year) | 0 | -0.075421 | -0.077619 | -0.0802 | -0.083056 | -0.086171 | -0.085089 | -0.084169 | -0.083389 | -0.082731 | -0.0067852 | -0.0067467 | -0.0067145
Yes | PG&E | Res | AppPlug | 2016 T-20: Computers - Desktops - Tier 1 | On-the-books | Gas Energy (MMTherm/year) | -0.017522 | -0.016981 | -0.016578 | -0.016284 | -0.016072 | -0.01592 | -0.015812 | -0.015736 | -0.015683 | -0.015645 | -0.015619 | -0.0156 | -0.015588
Yes | PG&E | Res | AppPlug | 2016 T-20: Computers - Desktops - Tier 2 | On-the-books | Gas Energy (MMTherm/year) | -0.21833 | -0.11093 | -0.01481 | -0.014353 | -0.014013 | -0.013764 | -0.013584 | -0.013456 | -0.013365 | -0.013301 | -0.013256 | -0.013224 | -0.013202
Yes | PG&E | Res | AppPlug | 2016 T-20: Computers - Notebooks | On-the-books | Gas Energy (MMTherm/year) | -1.7341e-05 | -1.6805e-05 | -1.6407e-05 | -1.6116e-05 | -1.5905e-05 | -1.5755e-05 | -1.5649e-05 | -1.5574e-05 | -1.5521e-05 | -1.5483e-05 | -1.5457e-05 | -1.5439e-05 | -1.5426e-05
Yes | PG&E | Res | AppPlug | 2016 T-20: Displays - Monitors | On-the-books | Gas Energy (MMTherm/year) |  | -0.037536 | -0.0069158 | -0.0069158 | -0.0069158 | -0.0069158 | -0.0069158 | -0.0069158 | -0.0069158 | -0.0069158 | -0.0069158 | -0.0069158 | -0.0069158
Yes | PG&E | Res | AppPlug | 2025 T-24: Solar Pool and Water Heating - Solar Pool Heating - Residential (New Construction + Additions) | On-the-books | Gas Energy (MMTherm/year) |  | 0.070727 | 0.13944 | 0.13858 | 0.1377 | 0.13682 | 0.13593 | 0.13503 | 0.13413 | 0.13322 | 0.1323 | 0.13138 | 0.13046
Yes | SCG | Res | AppPlug | 2005 T-20: Consumer Electronics - Audio Players | On-the-books | Gas Energy (MMTherm/year) | -0.0035262 | -0.0035258 | -0.0035255 | -0.0035253 | -0.0035252 | -0.0035251 | -0.003525 | -0.0035249 | -0.0035248 | -0.0035247 | -0.0035246 | -0.0035246 | -0.0035245
Yes | SCG | Res | AppPlug | 2005 T-20: Consumer Electronics - DVDs | On-the-books | Gas Energy (MMTherm/year) | -0.00033275 | -0.00033149 | -0.00033048 | -0.00032968 | -0.00032903 | -0.00032852 | -0.00032792 | -0.00032737 | -0.00032679 | -0.00032623 | -0.00032566 | -0.0003251 | -0.00032453
Yes | SCG | Res | AppPlug | Fed Appliance: Residential Clothes Dryers | On-the-books | Gas Energy (MMTherm/year) | 0.010903 | 0.010901 | 0.0109 | 0.0109 | 0.010899 | 0.010898 | 0.0018634 | 0.001503 | 0.0015029 | 0.0015028 | 0.0015027 | 0.0015027 | 0.0015026
Yes | SCG | Res | AppPlug | Fed Appliance: Residential Clothes Washers (Front Loading) | On-the-books | Gas Energy (MMTherm/year) | 0.23185 | 0.22352 | 0.2155 | 0.2079 | 0.056029 | 0.023858 | 0.023009 | 0.022192 | 0.021353 | 0.020529 | 0.019695 | 0.018867 | 0.018035
Yes | SCG | Res | AppPlug | Fed Appliance: Residential Clothes Washers (Top Loading) Tier I | On-the-books | Gas Energy (MMTherm/year) | 0.73953 | 0.71296 | 0.68739 | 0.66315 | 0.17872 | 0.0761 | 0.073393 | 0.070785 | 0.068111 | 0.06548 | 0.062821 | 0.060181 | 0.057528
Yes | SCG | Res | AppPlug | Fed Appliance: Residential Clothes Washers - Top-loading | On-the-books | Gas Energy (MMTherm/year) | 0 | 0 | 0 | 0 | 0 | 0 | 0 | 0 | 0 | 0 | 0 | 0 | 0
Yes | SCG | Res | AppPlug | Fed Appliance: Residential Dishwashers | On-the-books | Gas Energy (MMTherm/year) | 0.011434 | 0.011434 | 0.011434 | 0.005566 | 0.0014913 | 0.0014913 | 0.0014913 | 0.0014913 | 0.0014913 | 0.0014913 | 0.0014913 | 0.0014913 | 0.0014913
Yes | SCG | Res | AppPlug | Fed Appliance: Residential Electric & Gas Ranges | On-the-books | Gas Energy (MMTherm/year) | 0.010345 | 0.010332 | 0.010321 | 0.010311 | 0.010302 | 0.010293 | 0.0039623 | 0.0016406 | 0.0016392 | 0.0016378 | 0.0016364 | 0.001635 | 0.0016336
Yes | SCG | Res | AppPlug | Fed Appliance: Residential Pool Heaters | On-the-books | Gas Energy (MMTherm/year) | 0.00028558 | 0.00028444 | 0.00028331 | 0.00028219 | 0.00028108 | 0.00027998 | 0.00027887 | 0.00027777 | 0.00027667 | 0.00027557 | 0.00027447 | 0.00027337 | 0.00027226
Yes | SCG | Res | AppPlug | Fed Appliance: Residential Refrigerators & Freezers | On-the-books | Gas Energy (MMTherm/year) | -0.17277 | -0.16973 | -0.16728 | -0.1653 | -0.12161 | -0.021196 | -0.021006 | -0.020835 | -0.020651 | -0.020476 | -0.020295 | -0.020118 | -0.019938
Yes | SCG | Res | AppPlug | 2011 T-20: Small Battery Chargers – Tier 1 (consumer with no USB charger or USB charger <20 watt-hours) | On-the-books | Gas Energy (MMTherm/year) | -0.025078 | -0.024973 | -0.024896 | -0.024841 | -0.024801 | -0.024772 | -0.024735 | -0.024704 | -0.024669 | -0.024637 | -0.024603 | -0.02457 | -0.024536
Yes | SCG | Res | AppPlug | 2009 T-20: Televisions - Tier 1 | On-the-books | Gas Energy (MMTherm/year) | -0.020972 | -0.020965 | -0.020961 | -0.020959 | -0.020958 | -0.020957 | -0.020956 | -0.020955 | -0.020954 | -0.020953 | -0.020952 | -0.020951 | -0.02095
Yes | SCG | Res | AppPlug | 2009 T-20: Televisions - Tier 2 | On-the-books | Gas Energy (MMTherm/year) | -0.020614 | -0.02053 | -0.020473 | -0.020434 | -0.020408 | -0.02039 | -0.020366 | -0.020347 | -0.020324 | -0.020304 | -0.020282 | -0.020261 | -0.02024
Yes | SCG | Res | AppPlug | 2005 T-20: Water Dispensers | On-the-books | Gas Energy (MMTherm/year) | -0.00020519 | -0.00020511 | -0.00020505 | -0.00020501 | -0.00020499 | -0.00020497 | -0.00020495 | -0.00020493 | -0.00020491 | -0.00020489 | -0.00020487 | -0.00020485 | -0.00020483
Yes | SCG | Res | AppPlug | 2025-27 Fed App: Air purifiers - Tier 2 | On-the-books | Gas Energy (MMTherm/year) | 0 | -0.084002 | -0.08645 | -0.089324 | -0.092505 | -0.095975 | -0.094769 | -0.093745 | -0.092877 | -0.092144 | -0.0075572 | -0.0075143 | -0.0074784
Yes | SCG | Res | AppPlug | 2016 T-20: Computers - Desktops - Tier 1 | On-the-books | Gas Energy (MMTherm/year) | -0.019515 | -0.018913 | -0.018464 | -0.018137 | -0.0179 | -0.017731 | -0.017611 | -0.017527 | -0.017467 | -0.017425 | -0.017396 | -0.017375 | -0.017361
Yes | SCG | Res | AppPlug | 2016 T-20: Computers - Desktops - Tier 2 | On-the-books | Gas Energy (MMTherm/year) | -0.24317 | -0.12355 | -0.016495 | -0.015986 | -0.015607 | -0.01533 | -0.01513 | -0.014987 | -0.014886 | -0.014814 | -0.014764 | -0.014728 | -0.014704
Yes | SCG | Res | AppPlug | 2016 T-20: Computers - Notebooks | On-the-books | Gas Energy (MMTherm/year) | -1.9314e-05 | -1.8717e-05 | -1.8273e-05 | -1.7949e-05 | -1.7715e-05 | -1.7548e-05 | -1.7429e-05 | -1.7345e-05 | -1.7286e-05 | -1.7245e-05 | -1.7216e-05 | -1.7196e-05 | -1.7181e-05
Yes | SCG | Res | AppPlug | 2016 T-20: Displays - Monitors | On-the-books | Gas Energy (MMTherm/year) |  | -0.041807 | -0.0077026 | -0.0077026 | -0.0077026 | -0.0077026 | -0.0077026 | -0.0077026 | -0.0077026 | -0.0077026 | -0.0077026 | -0.0077026 | -0.0077026
Yes | SCG | Res | AppPlug | 2025 T-24: Solar Pool and Water Heating - Solar Pool Heating - Residential (New Construction + Additions) | On-the-books | Gas Energy (MMTherm/year) |  | 0.078774 | 0.15531 | 0.15434 | 0.15337 | 0.15239 | 0.1514 | 0.1504 | 0.14939 | 0.14838 | 0.14736 | 0.14633 | 0.1453
Yes | SDG&E | Res | AppPlug | 2005 T-20: Consumer Electronics - Audio Players | On-the-books | Gas Energy (MMTherm/year) | -0.00031992 | -0.00031988 | -0.00031985 | -0.00031983 | -0.00031982 | -0.00031982 | -0.00031981 | -0.0003198 | -0.00031979 | -0.00031978 | -0.00031978 | -0.00031977 | -0.00031976
Yes | SDG&E | Res | AppPlug | 2005 T-20: Consumer Electronics - DVDs | On-the-books | Gas Energy (MMTherm/year) | -3.0189e-05 | -3.0075e-05 | -2.9983e-05 | -2.991e-05 | -2.9852e-05 | -2.9805e-05 | -2.975e-05 | -2.9701e-05 | -2.9648e-05 | -2.9598e-05 | -2.9546e-05 | -2.9495e-05 | -2.9443e-05
Yes | SDG&E | Res | AppPlug | Fed Appliance: Residential Clothes Dryers | On-the-books | Gas Energy (MMTherm/year) | 0.00098915 | 0.00098904 | 0.00098895 | 0.00098888 | 0.00098881 | 0.00098875 | 0.00016906 | 0.00013636 | 0.00013635 | 0.00013635 | 0.00013634 | 0.00013633 | 0.00013632
Yes | SDG&E | Res | AppPlug | Fed Appliance: Residential Clothes Washers (Front Loading) | On-the-books | Gas Energy (MMTherm/year) | 0.021035 | 0.020279 | 0.019552 | 0.018862 | 0.0050833 | 0.0021645 | 0.0020876 | 0.0020133 | 0.0019373 | 0.0018625 | 0.0017868 | 0.0017117 | 0.0016363
Yes | SDG&E | Res | AppPlug | Fed Appliance: Residential Clothes Washers (Top Loading) Tier I | On-the-books | Gas Energy (MMTherm/year) | 0.067095 | 0.064684 | 0.062364 | 0.060165 | 0.016214 | 0.0069042 | 0.0066587 | 0.006422 | 0.0061794 | 0.0059407 | 0.0056995 | 0.0054599 | 0.0052193
Yes | SDG&E | Res | AppPlug | Fed Appliance: Residential Clothes Washers - Top-loading | On-the-books | Gas Energy (MMTherm/year) | 0 | 0 | 0 | 0 | 0 | 0 | 0 | 0 | 0 | 0 | 0 | 0 | 0
Yes | SDG&E | Res | AppPlug | Fed Appliance: Residential Dishwashers | On-the-books | Gas Energy (MMTherm/year) | 0.0010373 | 0.0010373 | 0.0010373 | 0.00050498 | 0.0001353 | 0.0001353 | 0.0001353 | 0.0001353 | 0.0001353 | 0.0001353 | 0.0001353 | 0.0001353 | 0.0001353
Yes | SDG&E | Res | AppPlug | Fed Appliance: Residential Electric & Gas Ranges | On-the-books | Gas Energy (MMTherm/year) | 0.00093856 | 0.00093742 | 0.00093639 | 0.00093546 | 0.00093461 | 0.00093385 | 0.00035949 | 0.00014885 | 0.00014872 | 0.00014859 | 0.00014846 | 0.00014834 | 0.00014821
Yes | SDG&E | Res | AppPlug | Fed Appliance: Residential Pool Heaters | On-the-books | Gas Energy (MMTherm/year) | 2.591e-05 | 2.5806e-05 | 2.5703e-05 | 2.5601e-05 | 2.5501e-05 | 2.5401e-05 | 2.5301e-05 | 2.5201e-05 | 2.5101e-05 | 2.5001e-05 | 2.4901e-05 | 2.4801e-05 | 2.4701e-05
Yes | SDG&E | Res | AppPlug | Fed Appliance: Residential Refrigerators & Freezers | On-the-books | Gas Energy (MMTherm/year) | -0.015675 | -0.015399 | -0.015176 | -0.014997 | -0.011033 | -0.001923 | -0.0019058 | -0.0018903 | -0.0018736 | -0.0018577 | -0.0018413 | -0.0018252 | -0.0018089
Yes | SDG&E | Res | AppPlug | 2011 T-20: Small Battery Chargers – Tier 1 (consumer with no USB charger or USB charger <20 watt-hours) | On-the-books | Gas Energy (MMTherm/year) | -0.0022752 | -0.0022657 | -0.0022587 | -0.0022537 | -0.0022501 | -0.0022474 | -0.0022441 | -0.0022413 | -0.0022381 | -0.0022352 | -0.0022321 | -0.0022291 | -0.0022261
Yes | SDG&E | Res | AppPlug | 2009 T-20: Televisions - Tier 1 | On-the-books | Gas Energy (MMTherm/year) | -0.0019027 | -0.0019021 | -0.0019017 | -0.0019015 | -0.0019014 | -0.0019013 | -0.0019012 | -0.0019012 | -0.0019011 | -0.001901 | -0.0019009 | -0.0019008 | -0.0019007
Yes | SDG&E | Res | AppPlug | 2009 T-20: Televisions - Tier 2 | On-the-books | Gas Energy (MMTherm/year) | -0.0018702 | -0.0018626 | -0.0018574 | -0.0018539 | -0.0018515 | -0.0018499 | -0.0018477 | -0.001846 | -0.0018439 | -0.0018421 | -0.0018401 | -0.0018382 | -0.0018363
Yes | SDG&E | Res | AppPlug | 2005 T-20: Water Dispensers | On-the-books | Gas Energy (MMTherm/year) | -1.8616e-05 | -1.8608e-05 | -1.8604e-05 | -1.86e-05 | -1.8598e-05 | -1.8596e-05 | -1.8594e-05 | -1.8592e-05 | -1.8591e-05 | -1.8589e-05 | -1.8587e-05 | -1.8585e-05 | -1.8583e-05
Yes | SDG&E | Res | AppPlug | 2025-27 Fed App: Air purifiers - Tier 2 | On-the-books | Gas Energy (MMTherm/year) | 0 | -0.0076212 | -0.0078432 | -0.008104 | -0.0083926 | -0.0087074 | -0.008598 | -0.0085051 | -0.0084263 | -0.0083598 | -0.00068563 | -0.00068174 | -0.00067848
Yes | SDG&E | Res | AppPlug | 2016 T-20: Computers - Desktops - Tier 1 | On-the-books | Gas Energy (MMTherm/year) | -0.0017706 | -0.0017159 | -0.0016752 | -0.0016455 | -0.001624 | -0.0016087 | -0.0015978 | -0.0015901 | -0.0015847 | -0.0015809 | -0.0015783 | -0.0015764 | -0.0015751
Yes | SDG&E | Res | AppPlug | 2016 T-20: Computers - Desktops - Tier 2 | On-the-books | Gas Energy (MMTherm/year) | -0.022062 | -0.011209 | -0.0014965 | -0.0014503 | -0.0014159 | -0.0013908 | -0.0013727 | -0.0013597 | -0.0013505 | -0.001344 | -0.0013395 | -0.0013363 | -0.001334
Yes | SDG&E | Res | AppPlug | 2016 T-20: Computers - Notebooks | On-the-books | Gas Energy (MMTherm/year) | -1.7522e-06 | -1.6981e-06 | -1.6579e-06 | -1.6284e-06 | -1.6072e-06 | -1.592e-06 | -1.5813e-06 | -1.5737e-06 | -1.5683e-06 | -1.5646e-06 | -1.5619e-06 | -1.5601e-06 | -1.5588e-06
Yes | SDG&E | Res | AppPlug | 2016 T-20: Displays - Monitors | On-the-books | Gas Energy (MMTherm/year) |  | -0.003793 | -0.00069883 | -0.00069883 | -0.00069883 | -0.00069883 | -0.00069883 | -0.00069883 | -0.00069883 | -0.00069883 | -0.00069883 | -0.00069883 | -0.00069883
Yes | SDG&E | Res | AppPlug | 2025 T-24: Solar Pool and Water Heating - Solar Pool Heating - Residential (New Construction + Additions) | On-the-books | Gas Energy (MMTherm/year) |  | 0.0071468 | 0.014091 | 0.014003 | 0.013915 | 0.013826 | 0.013736 | 0.013645 | 0.013554 | 0.013462 | 0.013369 | 0.013276 | 0.013182
Yes | PG&E | Com | BldgEnv | 2008 T-24: Cool Roof Expansion | On-the-books | Gas Energy (MMTherm/year) | -0.054692 | -0.054662 | -0.054641 | -0.054626 | -0.054615 | -0.054607 | -0.054597 | -0.054588 | -0.054579 | -0.05457 | -0.054561 | -0.054552 | -0.054543
Yes | PG&E | Com | BldgEnv | 2005 T-24: Cool roofs | On-the-books | Gas Energy (MMTherm/year) | -0.0089266 | -0.0089264 | -0.0089263 | -0.0089263 | -0.0089262 | -0.0089262 | -0.0089262 | -0.0089261 | -0.0089261 | -0.0089261 | -0.008926 | -0.008926 | -0.008926
Yes | PG&E | Com | BldgEnv | 2005 T-24: Duct testing/sealing in new commercial buildings | On-the-books | Gas Energy (MMTherm/year) | 0.0031612 | 0.0031581 | 0.003156 | 0.0031547 | 0.0031538 | 0.0031533 | 0.0031525 | 0.0031519 | 0.0031512 | 0.0031505 | 0.0031499 | 0.0031492 | 0.0031485
Yes | PG&E | Com | BldgEnv | 2008 T-24: Envelope insulation | On-the-books | Gas Energy (MMTherm/year) | 0.85107 | 0.84663 | 0.84323 | 0.84064 | 0.83867 | 0.83717 | 0.83536 | 0.83376 | 0.83201 | 0.83036 | 0.82865 | 0.82698 | 0.82528
Yes | PG&E | Com | BldgEnv | 2013 T-24: NRA-Envelope-Cool Roofs | On-the-books | Gas Energy (MMTherm/year) | -0.0063472 | -0.0061841 | -0.0060502 | -0.0059408 | -0.0029018 | 0 | 0 | 0 | 0 | 0 | 0 | 0 | 0
Yes | PG&E | Com | BldgEnv | 2025 T-24: NR High Performance Envelope - Prescriptive Heavy Mass Walls U-Value (New Construction + Additions) | On-the-books | Gas Energy (MMTherm/year) | 0 | 5.1961e-05 | 0.00031035 | 0.00030978 | 0.00030921 | 0.00030863 | 0.00030805 | 0.00030746 | 0.00030687 | 0.00030627 | 0.00030567 | 0.00030506 | 0.00030444
Yes | PG&E | Com | BldgEnv | 2025 T-24: NR High Performance Envelope - Prescriptive Light Mass Walls U-Value (New Construction + Additions) | On-the-books | Gas Energy (MMTherm/year) | 0 | 0.00034391 | 0.0019632 | 0.0018703 | 0.0017795 | 0.0016909 | 0.0016046 | 0.0015209 | 0.0014399 | 0.0013616 | 0.0012861 | 0.0012135 | 0.0011438
Yes | PG&E | Com | BldgEnv | 2025 T-24: NR High Performance Envelope - Prescriptive Metal Building Walls U-Value (New Construction + Additions) | On-the-books | Gas Energy (MMTherm/year) | 0 | 0.00037011 | 0.0022139 | 0.0022133 | 0.0022126 | 0.0022119 | 0.0022112 | 0.0022106 | 0.0022099 | 0.0022092 | 0.0022085 | 0.0022078 | 0.0022072
Yes | PG&E | Com | BldgEnv | 2025 T-24: NR High Performance Envelope - Prescriptive Metal Roof U-Value (New Construction + Additions) | On-the-books | Gas Energy (MMTherm/year) | 0 | 0.00026996 | 0.0015916 | 0.0015675 | 0.001543 | 0.0015183 | 0.0014933 | 0.001468 | 0.0014425 | 0.0014168 | 0.0013908 | 0.0013647 | 0.0013384
Yes | PG&E | Com | BldgEnv | 2025 T-24: NR High Performance Envelope - Prescriptive Woodframed and Other Roof U-Value (New Construction + Additions) | On-the-books | Gas Energy (MMTherm/year) | 0 | 0.00028358 | 0.0016431 | 0.0015895 | 0.0015361 | 0.001483 | 0.0014303 | 0.0013781 | 0.0013265 | 0.0012756 | 0.0012255 | 0.0011763 | 0.001128
Yes | PG&E | Com | BldgEnv | 2025 T-24: NR High Performance Envelope - Prescriptive Woodframed Walls U-Value (New Construction + Additions) | On-the-books | Gas Energy (MMTherm/year) | 0 | 0.00017565 | 0.0010466 | 0.001042 | 0.0010374 | 0.0010328 | 0.001028 | 0.0010233 | 0.0010184 | 0.0010135 | 0.0010085 | 0.0010035 | 0.00099836
Yes | PG&E | Com | BldgEnv | 2025 T-24: NR High Performance Envelope - Reduced Infiltration Vestibules: require vestibules for certain buildings (Thermal bridging) (New Construction + Additions) | On-the-books | Gas Energy (MMTherm/year) | 0 | 0.00063049 | 0.0037566 | 0.0037403 | 0.0037238 | 0.0037071 | 0.0036901 | 0.0036729 | 0.0036555 | 0.0036379 | 0.00362 | 0.0036019 | 0.0035836
Yes | PG&E | Com | BldgEnv | 2025 T-24: NR High Performance Envelope - Windows/Fenestration - Alterations (Alterations) | On-the-books | Gas Energy (MMTherm/year) | 0 | 0.0072651 | 0.0074935 | 0.0070393 | 0.0065827 | 0.0061296 | 0.0056858 | 0.0052564 | 0.0048462 | 0.0044588 | 0.0040969 | 0.0037624 | 0.0034561
Yes | PG&E | Com | BldgEnv | 2025 T-24: NR High Performance Envelope - Windows/Fenestration - New Construction (New Construction + Additions) | On-the-books | Gas Energy (MMTherm/year) | 0 | 4.869e-05 | 0.00027497 | 0.00025831 | 0.00024155 | 0.00022493 | 0.00020864 | 0.00019289 | 0.00017783 | 0.00016362 | 0.00015034 | 0.00013806 | 0.00012682
Yes | PG&E | Com | BldgEnv | 2022 T-24: NRA - Envelope - Cool Roofs: Steep-Sloped | On-the-books | Gas Energy (MMTherm/year) | -0.020362 | -0.020285 | -0.020206 | -0.020126 | -0.020046 | -0.019966 | -0.019888 | -0.019812 | -0.01974 | -0.019671 | -0.019607 | -0.019547 | -0.019491
Yes | PG&E | Com | BldgEnv | 2022 T-24: NRA - Envelope - Roof Recovers | On-the-books | Gas Energy (MMTherm/year) | 0.79413 | 0.79112 | 0.78804 | 0.78491 | 0.78178 | 0.77867 | 0.77563 | 0.77269 | 0.76986 | 0.76718 | 0.76466 | 0.76232 | 0.76015
Yes | PG&E | Com | BldgEnv | 2022 T-24: NRA - Envelope - Roof Replacements | On-the-books | Gas Energy (MMTherm/year) | 0.83486 | 0.83169 | 0.82845 | 0.82516 | 0.82187 | 0.8186 | 0.81541 | 0.81231 | 0.80934 | 0.80652 | 0.80388 | 0.80141 | 0.79914
Yes | PG&E | Com | BldgEnv | 2022 T-24: NRA - Reduce Infiltration - Require air barrier where not currently required | On-the-books | Gas Energy (MMTherm/year) | 0.075674 | 0.075212 | 0.07488 | 0.074643 | 0.074475 | 0.074355 | 0.074271 | 0.074211 | 0.074169 | 0.074139 | 0.074118 | 0.074103 | 0.074093
Yes | PG&E | Com | BldgEnv | 2022 T-24: NRNC - Envelope - High Performance Windows | On-the-books | Gas Energy (MMTherm/year) | -0.0053282 | -0.005308 | -0.0052873 | -0.0052664 | -0.0052453 | -0.0052245 | -0.0052041 | -0.0051843 | -0.0051654 | -0.0051474 | -0.0051305 | -0.0051148 | -0.0051003
Yes | PG&E | Com | BldgEnv | 2022 T-24: NRNC - Envelope - Opaque Envelope: Wall | On-the-books | Gas Energy (MMTherm/year) |  | 0.051654 | 0.051453 | 0.051249 | 0.051044 | 0.050841 | 0.050643 | 0.050451 | 0.050266 | 0.050091 | 0.049927 | 0.049774 | 0.049632
Yes | PG&E | Com | BldgEnv | 2022 T-24: NRNC - Reduce Infiltration - Require air barrier where not currently required | On-the-books | Gas Energy (MMTherm/year) |  | 0.068593 | 0.068291 | 0.068075 | 0.067921 | 0.067812 | 0.067735 | 0.067681 | 0.067642 | 0.067615 | 0.067596 | 0.067582 | 0.067573
Yes | PG&E | Com | BldgEnv | 2019 T-24: NRNC-Envelope-Dock Seals | On-the-books | Gas Energy (MMTherm/year) |  | 0.003057 | 0.0028199 | 0.0025525 | 0.0022628 | 0.0019621 | 0.0016636 | 0.0013801 | 0.0011219 | 0.00089569 | 0.00070401 | 0.00054619 | 0.00041927
Yes | SCG | Com | BldgEnv | 2008 T-24: Cool Roof Expansion | On-the-books | Gas Energy (MMTherm/year) | -0.060915 | -0.060881 | -0.060858 | -0.06084 | -0.060828 | -0.06082 | -0.060808 | -0.060799 | -0.060788 | -0.060779 | -0.060768 | -0.060758 | -0.060748
Yes | SCG | Com | BldgEnv | 2005 T-24: Cool roofs | On-the-books | Gas Energy (MMTherm/year) | -0.0099421 | -0.009942 | -0.0099419 | -0.0099418 | -0.0099418 | -0.0099418 | -0.0099417 | -0.0099417 | -0.0099417 | -0.0099416 | -0.0099416 | -0.0099416 | -0.0099415
Yes | SCG | Com | BldgEnv | 2005 T-24: Duct testing/sealing in new commercial buildings | On-the-books | Gas Energy (MMTherm/year) | 0.0035208 | 0.0035174 | 0.0035151 | 0.0035136 | 0.0035127 | 0.003512 | 0.0035112 | 0.0035105 | 0.0035097 | 0.003509 | 0.0035082 | 0.0035075 | 0.0035067
Yes | SCG | Com | BldgEnv | 2008 T-24: Envelope insulation | On-the-books | Gas Energy (MMTherm/year) | 0.9479 | 0.94295 | 0.93917 | 0.93629 | 0.93409 | 0.93242 | 0.9304 | 0.92861 | 0.92667 | 0.92483 | 0.92293 | 0.92107 | 0.91917
Yes | SCG | Com | BldgEnv | 2013 T-24: NRA-Envelope-Cool Roofs | On-the-books | Gas Energy (MMTherm/year) | -0.0070694 | -0.0068877 | -0.0067386 | -0.0066167 | -0.0032319 | 0 | 0 | 0 | 0 | 0 | 0 | 0 | 0
Yes | SCG | Com | BldgEnv | 2025 T-24: NR High Performance Envelope - Prescriptive Heavy Mass Walls U-Value (New Construction + Additions) | On-the-books | Gas Energy (MMTherm/year) | 0 | 5.7873e-05 | 0.00034566 | 0.00034503 | 0.00034439 | 0.00034375 | 0.0003431 | 0.00034244 | 0.00034178 | 0.00034112 | 0.00034044 | 0.00033976 | 0.00033908
Yes | SCG | Com | BldgEnv | 2025 T-24: NR High Performance Envelope - Prescriptive Light Mass Walls U-Value (New Construction + Additions) | On-the-books | Gas Energy (MMTherm/year) | 0 | 0.00038304 | 0.0021865 | 0.0020831 | 0.0019819 | 0.0018832 | 0.0017872 | 0.001694 | 0.0016037 | 0.0015165 | 0.0014324 | 0.0013516 | 0.001274
Yes | SCG | Com | BldgEnv | 2025 T-24: NR High Performance Envelope - Prescriptive Metal Building Walls U-Value (New Construction + Additions) | On-the-books | Gas Energy (MMTherm/year) | 0 | 0.00041222 | 0.0024658 | 0.0024651 | 0.0024643 | 0.0024636 | 0.0024628 | 0.0024621 | 0.0024613 | 0.0024606 | 0.0024598 | 0.002459 | 0.0024583
Yes | SCG | Com | BldgEnv | 2025 T-24: NR High Performance Envelope - Prescriptive Metal Roof U-Value (New Construction + Additions) | On-the-books | Gas Energy (MMTherm/year) | 0 | 0.00030068 | 0.0017727 | 0.0017458 | 0.0017186 | 0.0016911 | 0.0016632 | 0.001635 | 0.0016066 | 0.0015779 | 0.0015491 | 0.00152 | 0.0014907
Yes | SCG | Com | BldgEnv | 2025 T-24: NR High Performance Envelope - Prescriptive Woodframed and Other Roof U-Value (New Construction + Additions) | On-the-books | Gas Energy (MMTherm/year) | 0 | 0.00031584 | 0.0018301 | 0.0017703 | 0.0017108 | 0.0016517 | 0.001593 | 0.0015349 | 0.0014774 | 0.0014208 | 0.001365 | 0.0013101 | 0.0012564
Yes | SCG | Com | BldgEnv | 2025 T-24: NR High Performance Envelope - Prescriptive Woodframed Walls U-Value (New Construction + Additions) | On-the-books | Gas Energy (MMTherm/year) | 0 | 0.00019564 | 0.0011656 | 0.0011606 | 0.0011555 | 0.0011503 | 0.001145 | 0.0011397 | 0.0011343 | 0.0011288 | 0.0011233 | 0.0011176 | 0.0011119
Yes | SCG | Com | BldgEnv | 2025 T-24: NR High Performance Envelope - Reduced Infiltration Vestibules: require vestibules for certain buildings (Thermal bridging) (New Construction + Additions) | On-the-books | Gas Energy (MMTherm/year) | 0 | 0.00070222 | 0.004184 | 0.0041658 | 0.0041475 | 0.0041288 | 0.00411 | 0.0040908 | 0.0040714 | 0.0040518 | 0.0040319 | 0.0040117 | 0.0039913
Yes | SCG | Com | BldgEnv | 2025 T-24: NR High Performance Envelope - Windows/Fenestration - Alterations (Alterations) | On-the-books | Gas Energy (MMTherm/year) | 0 | 0.0080917 | 0.008346 | 0.0078402 | 0.0073316 | 0.006827 | 0.0063326 | 0.0058545 | 0.0053976 | 0.0049661 | 0.004563 | 0.0041904 | 0.0038493
Yes | SCG | Com | BldgEnv | 2025 T-24: NR High Performance Envelope - Windows/Fenestration - New Construction (New Construction + Additions) | On-the-books | Gas Energy (MMTherm/year) | 0 | 5.4229e-05 | 0.00030626 | 0.0002877 | 0.00026904 | 0.00025052 | 0.00023238 | 0.00021483 | 0.00019806 | 0.00018223 | 0.00016744 | 0.00015377 | 0.00014125
Yes | SCG | Com | BldgEnv | 2022 T-24: NRA - Envelope - Cool Roofs: Steep-Sloped | On-the-books | Gas Energy (MMTherm/year) | -0.022679 | -0.022593 | -0.022505 | -0.022416 | -0.022326 | -0.022238 | -0.022151 | -0.022067 | -0.021986 | -0.021909 | -0.021837 | -0.02177 | -0.021709
Yes | SCG | Com | BldgEnv | 2022 T-24: NRA - Envelope - Roof Recovers | On-the-books | Gas Energy (MMTherm/year) | 0.88448 | 0.88113 | 0.87769 | 0.87421 | 0.87072 | 0.86726 | 0.86388 | 0.8606 | 0.85745 | 0.85446 | 0.85166 | 0.84905 | 0.84664
Yes | SCG | Com | BldgEnv | 2022 T-24: NRA - Envelope - Roof Replacements | On-the-books | Gas Energy (MMTherm/year) | 0.92984 | 0.92632 | 0.9227 | 0.91904 | 0.91537 | 0.91174 | 0.90818 | 0.90473 | 0.90142 | 0.89828 | 0.89534 | 0.89259 | 0.89006
Yes | SCG | Com | BldgEnv | 2022 T-24: NRA - Reduce Infiltration - Require air barrier where not currently required | On-the-books | Gas Energy (MMTherm/year) | 0.084283 | 0.083769 | 0.083399 | 0.083136 | 0.082948 | 0.082815 | 0.082721 | 0.082654 | 0.082607 | 0.082574 | 0.082551 | 0.082534 | 0.082523
Yes | SCG | Com | BldgEnv | 2022 T-24: NRNC - Envelope - High Performance Windows | On-the-books | Gas Energy (MMTherm/year) | -0.0059344 | -0.0059119 | -0.0058889 | -0.0058655 | -0.0058421 | -0.0058189 | -0.0057962 | -0.0057742 | -0.0057531 | -0.005733 | -0.0057142 | -0.0056967 | -0.0056805
Yes | SCG | Com | BldgEnv | 2022 T-24: NRNC - Envelope - Opaque Envelope: Wall | On-the-books | Gas Energy (MMTherm/year) |  | 0.057531 | 0.057307 | 0.057079 | 0.056852 | 0.056626 | 0.056405 | 0.05619 | 0.055985 | 0.05579 | 0.055607 | 0.055437 | 0.055279
Yes | SCG | Com | BldgEnv | 2022 T-24: NRNC - Reduce Infiltration - Require air barrier where not currently required | On-the-books | Gas Energy (MMTherm/year) |  | 0.076397 | 0.07606 | 0.07582 | 0.075649 | 0.075527 | 0.075441 | 0.075381 | 0.075338 | 0.075308 | 0.075286 | 0.075271 | 0.075261
Yes | SCG | Com | BldgEnv | 2019 T-24: NRNC-Envelope-Dock Seals | On-the-books | Gas Energy (MMTherm/year) |  | 0.0034048 | 0.0031407 | 0.0028429 | 0.0025202 | 0.0021853 | 0.0018528 | 0.0015371 | 0.0012496 | 0.0009976 | 0.00078411 | 0.00060833 | 0.00046698
Yes | SDG&E | Com | BldgEnv | 2008 T-24: Cool Roof Expansion | On-the-books | Gas Energy (MMTherm/year) | -0.0055265 | -0.0055235 | -0.0055213 | -0.0055198 | -0.0055187 | -0.0055179 | -0.0055169 | -0.005516 | -0.0055151 | -0.0055142 | -0.0055133 | -0.0055123 | -0.0055114
Yes | SDG&E | Com | BldgEnv | 2005 T-24: Cool roofs | On-the-books | Gas Energy (MMTherm/year) | -0.00090201 | -0.000902 | -0.00090199 | -0.00090198 | -0.00090198 | -0.00090197 | -0.00090197 | -0.00090197 | -0.00090196 | -0.00090196 | -0.00090196 | -0.00090196 | -0.00090195
Yes | SDG&E | Com | BldgEnv | 2005 T-24: Duct testing/sealing in new commercial buildings | On-the-books | Gas Energy (MMTherm/year) | 0.00031943 | 0.00031911 | 0.00031891 | 0.00031878 | 0.00031869 | 0.00031863 | 0.00031856 | 0.00031849 | 0.00031842 | 0.00031836 | 0.00031829 | 0.00031822 | 0.00031815
Yes | SDG&E | Com | BldgEnv | 2008 T-24: Envelope insulation | On-the-books | Gas Energy (MMTherm/year) | 0.085999 | 0.08555 | 0.085207 | 0.084945 | 0.084746 | 0.084595 | 0.084411 | 0.084249 | 0.084073 | 0.083906 | 0.083733 | 0.083564 | 0.083393
Yes | SDG&E | Com | BldgEnv | 2013 T-24: NRA-Envelope-Cool Roofs | On-the-books | Gas Energy (MMTherm/year) | -0.00064137 | -0.00062489 | -0.00061136 | -0.00060031 | -0.00029322 | 0 | 0 | 0 | 0 | 0 | 0 | 0 | 0
Yes | SDG&E | Com | BldgEnv | 2025 T-24: NR High Performance Envelope - Prescriptive Heavy Mass Walls U-Value (New Construction + Additions) | On-the-books | Gas Energy (MMTherm/year) | 0 | 5.2505e-06 | 3.136e-05 | 3.1303e-05 | 3.1245e-05 | 3.1187e-05 | 3.1128e-05 | 3.1068e-05 | 3.1008e-05 | 3.0948e-05 | 3.0887e-05 | 3.0825e-05 | 3.0763e-05
Yes | SDG&E | Com | BldgEnv | 2025 T-24: NR High Performance Envelope - Prescriptive Light Mass Walls U-Value (New Construction + Additions) | On-the-books | Gas Energy (MMTherm/year) | 0 | 3.4752e-05 | 0.00019837 | 0.00018899 | 0.00017981 | 0.00017086 | 0.00016214 | 0.00015369 | 0.0001455 | 0.00013758 | 0.00012996 | 0.00012262 | 0.00011558
Yes | SDG&E | Com | BldgEnv | 2025 T-24: NR High Performance Envelope - Prescriptive Metal Building Walls U-Value (New Construction + Additions) | On-the-books | Gas Energy (MMTherm/year) | 0 | 3.7399e-05 | 0.00022371 | 0.00022365 | 0.00022358 | 0.00022351 | 0.00022344 | 0.00022337 | 0.0002233 | 0.00022324 | 0.00022317 | 0.0002231 | 0.00022303
Yes | SDG&E | Com | BldgEnv | 2025 T-24: NR High Performance Envelope - Prescriptive Metal Roof U-Value (New Construction + Additions) | On-the-books | Gas Energy (MMTherm/year) | 0 | 2.7279e-05 | 0.00016083 | 0.00015839 | 0.00015592 | 0.00015342 | 0.0001509 | 0.00014834 | 0.00014576 | 0.00014316 | 0.00014054 | 0.0001379 | 0.00013525
Yes | SDG&E | Com | BldgEnv | 2025 T-24: NR High Performance Envelope - Prescriptive Woodframed and Other Roof U-Value (New Construction + Additions) | On-the-books | Gas Energy (MMTherm/year) | 0 | 2.8655e-05 | 0.00016603 | 0.00016062 | 0.00015522 | 0.00014985 | 0.00014453 | 0.00013925 | 0.00013404 | 0.0001289 | 0.00012384 | 0.00011886 | 0.00011398
Yes | SDG&E | Com | BldgEnv | 2025 T-24: NR High Performance Envelope - Prescriptive Woodframed Walls U-Value (New Construction + Additions) | On-the-books | Gas Energy (MMTherm/year) | 0 | 1.7749e-05 | 0.00010575 | 0.00010529 | 0.00010483 | 0.00010436 | 0.00010388 | 0.0001034 | 0.00010291 | 0.00010241 | 0.00010191 | 0.0001014 | 0.00010088
Yes | SDG&E | Com | BldgEnv | 2025 T-24: NR High Performance Envelope - Reduced Infiltration Vestibules: require vestibules for certain buildings (Thermal bridging) (New Construction + Additions) | On-the-books | Gas Energy (MMTherm/year) | 0 | 6.371e-05 | 0.00037959 | 0.00037795 | 0.00037628 | 0.00037459 | 0.00037288 | 0.00037114 | 0.00036938 | 0.0003676 | 0.00036579 | 0.00036396 | 0.00036211
Yes | SDG&E | Com | BldgEnv | 2025 T-24: NR High Performance Envelope - Windows/Fenestration - Alterations (Alterations) | On-the-books | Gas Energy (MMTherm/year) | 0 | 0.00073413 | 0.0007572 | 0.00071131 | 0.00066517 | 0.00061938 | 0.00057453 | 0.00053115 | 0.0004897 | 0.00045055 | 0.00041398 | 0.00038018 | 0.00034923
Yes | SDG&E | Com | BldgEnv | 2025 T-24: NR High Performance Envelope - Windows/Fenestration - New Construction (New Construction + Additions) | On-the-books | Gas Energy (MMTherm/year) | 0 | 4.92e-06 | 2.7786e-05 | 2.6101e-05 | 2.4408e-05 | 2.2728e-05 | 2.1083e-05 | 1.9491e-05 | 1.797e-05 | 1.6533e-05 | 1.5191e-05 | 1.3951e-05 | 1.2815e-05
Yes | SDG&E | Com | BldgEnv | 2022 T-24: NRA - Envelope - Cool Roofs: Steep-Sloped | On-the-books | Gas Energy (MMTherm/year) | -0.0020576 | -0.0020498 | -0.0020418 | -0.0020337 | -0.0020256 | -0.0020175 | -0.0020096 | -0.002002 | -0.0019947 | -0.0019877 | -0.0019812 | -0.0019751 | -0.0019695
Yes | SDG&E | Com | BldgEnv | 2022 T-24: NRA - Envelope - Roof Recovers | On-the-books | Gas Energy (MMTherm/year) | 0.080245 | 0.079941 | 0.079629 | 0.079314 | 0.078997 | 0.078683 | 0.078376 | 0.078078 | 0.077793 | 0.077522 | 0.077268 | 0.077031 | 0.076812
Yes | SDG&E | Com | BldgEnv | 2022 T-24: NRA - Envelope - Roof Replacements | On-the-books | Gas Energy (MMTherm/year) | 0.08436 | 0.084041 | 0.083713 | 0.083381 | 0.083048 | 0.082718 | 0.082395 | 0.082082 | 0.081782 | 0.081498 | 0.08123 | 0.080981 | 0.080751
Yes | SDG&E | Com | BldgEnv | 2022 T-24: NRA - Reduce Infiltration - Require air barrier where not currently required | On-the-books | Gas Energy (MMTherm/year) | 0.0076467 | 0.0076 | 0.0075665 | 0.0075425 | 0.0075255 | 0.0075135 | 0.0075049 | 0.0074989 | 0.0074946 | 0.0074916 | 0.0074895 | 0.007488 | 0.0074869
Yes | SDG&E | Com | BldgEnv | 2022 T-24: NRNC - Envelope - High Performance Windows | On-the-books | Gas Energy (MMTherm/year) | -0.00053841 | -0.00053637 | -0.00053427 | -0.00053215 | -0.00053003 | -0.00052793 | -0.00052586 | -0.00052387 | -0.00052195 | -0.00052013 | -0.00051843 | -0.00051684 | -0.00051537
Yes | SDG&E | Com | BldgEnv | 2022 T-24: NRNC - Envelope - Opaque Envelope: Wall | On-the-books | Gas Energy (MMTherm/year) |  | 0.0052196 | 0.0051992 | 0.0051786 | 0.0051579 | 0.0051374 | 0.0051174 | 0.0050979 | 0.0050793 | 0.0050616 | 0.005045 | 0.0050295 | 0.0050152
Yes | SDG&E | Com | BldgEnv | 2022 T-24: NRNC - Reduce Infiltration - Require air barrier where not currently required | On-the-books | Gas Energy (MMTherm/year) |  | 0.0069312 | 0.0069006 | 0.0068788 | 0.0068633 | 0.0068523 | 0.0068445 | 0.006839 | 0.0068351 | 0.0068323 | 0.0068304 | 0.006829 | 0.0068281
Yes | SDG&E | Com | BldgEnv | 2019 T-24: NRNC-Envelope-Dock Seals | On-the-books | Gas Energy (MMTherm/year) |  | 0.00030891 | 0.00028494 | 0.00025792 | 0.00022865 | 0.00019826 | 0.0001681 | 0.00013945 | 0.00011337 | 9.0508e-05 | 7.1139e-05 | 5.5191e-05 | 4.2367e-05
Yes | PG&E | Res | BldgEnv | 2008 T-24: Residential Fenestration | On-the-books | Gas Energy (MMTherm/year) | 0.093532 | 0.093204 | 0.092961 | 0.09278 | 0.092647 | 0.092549 | 0.092427 | 0.09232 | 0.092204 | 0.092094 | 0.09198 | 0.091868 | 0.091755
Yes | PG&E | Res | BldgEnv | 2008 T-24: Site Built Fenestration | On-the-books | Gas Energy (MMTherm/year) | 0.0047088 | 0.0047054 | 0.004703 | 0.0047013 | 0.0047002 | 0.0046994 | 0.0046984 | 0.0046976 | 0.0046966 | 0.0046957 | 0.0046948 | 0.0046939 | 0.0046929
Yes | PG&E | Res | BldgEnv | 2005 T-24: Window replacement | On-the-books | Gas Energy (MMTherm/year) | 0 | 0 | 0 | 0 | 0 | 0 | 0 | 0 | 0 | 0 | 0 | 0 | 0
Yes | PG&E | Res | BldgEnv | 2022 T-24: MFA - Restructuring - Fenestration Properties | On-the-books | Gas Energy (MMTherm/year) | 0.037401 | 0.036494 | 0.035548 | 0.034567 | 0.033554 | 0.032512 | 0.031447 | 0.030362 | 0.029264 | 0.028157 | 0.027047 | 0.025941 | 0.024843
Yes | PG&E | Res | BldgEnv | 2022 T-24: MFA - Restructuring - Roof Assemblies | On-the-books | Gas Energy (MMTherm/year) | 0.002603 | 0.002603 | 0.002603 | 0.002603 | 0.002603 | 0.002603 | 0.002603 | 0.002603 | 0.002603 | 0.002603 | 0.002603 | 0.002603 | 0.002603
Yes | PG&E | Res | BldgEnv | 2022 T-24: MFNC - Restructuring - Roof Assemblies | On-the-books | Gas Energy (MMTherm/year) | -0.0017353 | -0.0017353 | -0.0017353 | -0.0017353 | -0.0017353 | -0.0017353 | -0.0017353 | -0.0017353 | -0.0017353 | -0.0017353 | -0.0017353 | -0.0017353 | -0.0017353
Yes | PG&E | Res | BldgEnv | 2025 T-24: Multifamily Envelope - Cool Roof Improvements (New Construction + Additions) | On-the-books | Gas Energy (MMTherm/year) | 0 | 2.2017e-08 | 8.7314e-08 | 8.7278e-08 | 8.7242e-08 | 8.7207e-08 | 8.7171e-08 | 8.7134e-08 | 8.7098e-08 | 8.7062e-08 | 8.7025e-08 | 8.6989e-08 | 8.6952e-08
Yes | PG&E | Res | BldgEnv | 2025 T-24: Multifamily Envelope - High Performance Windows (New Construction + Additions) | On-the-books | Gas Energy (MMTherm/year) | 0 | 1.0259e-05 | 3.789e-05 | 3.5097e-05 | 3.2351e-05 | 2.9678e-05 | 2.7099e-05 | 2.4634e-05 | 2.2299e-05 | 2.0104e-05 | 1.8058e-05 | 1.6163e-05 | 1.4421e-05
Yes | PG&E | Res | BldgEnv | 2025 T-24: Multifamily Envelope - Window Alterations (Alterations) | On-the-books | Gas Energy (MMTherm/year) | 0 | 0.0081353 | 0.0086375 | 0.0083841 | 0.0081307 | 0.0078778 | 0.0076258 | 0.0073752 | 0.0071264 | 0.0068798 | 0.0066359 | 0.0063951 | 0.0061577
Yes | PG&E | Res | BldgEnv | 2025 T-24: Multifamily Restructuring - Slab Perimeter Insulation (New Construction + Additions) | On-the-books | Gas Energy (MMTherm/year) | 0 | 2.9711e-07 | 1.1452e-06 | 1.1116e-06 | 1.078e-06 | 1.0445e-06 | 1.0111e-06 | 9.7784e-07 | 9.4486e-07 | 9.1217e-07 | 8.7983e-07 | 8.479e-07 | 8.1642e-07
Yes | PG&E | Res | BldgEnv | 2019 T-24: RA(MF)-Envelope-QII | On-the-books | Gas Energy (MMTherm/year) |  | 0.0010854 | 0.0010012 | 0.00090623 | 0.00080337 | 0.00069661 | 0.00059063 | 0.00048998 | 0.00039833 | 0.00031801 | 0.00024995 | 0.00019392 | 0.00014886
Yes | PG&E | Res | BldgEnv | 2019 T-24: RA(MF)-Envelope-Windows and Doors | On-the-books | Gas Energy (MMTherm/year) |  | 0.013545 | 0.012494 | 0.01131 | 0.010026 | 0.0086936 | 0.007371 | 0.0061149 | 0.0049711 | 0.0039687 | 0.0031194 | 0.0024201 | 0.0018577
Yes | PG&E | Res | BldgEnv | 2019 T-24: RA(SF)-Envelope-High Performance Walls | On-the-books | Gas Energy (MMTherm/year) |  | 0.0026605 | 0.0024541 | 0.0022214 | 0.0019693 | 0.0017076 | 0.0014478 | 0.0012011 | 0.00097639 | 0.00077951 | 0.00061269 | 0.00047534 | 0.00036489
Yes | PG&E | Res | BldgEnv | 2019 T-24: RA(SF)-Envelope-QII | On-the-books | Gas Energy (MMTherm/year) |  | 0.0041687 | 0.0038452 | 0.0034806 | 0.0030856 | 0.0026755 | 0.0022685 | 0.0018819 | 0.0015299 | 0.0012214 | 0.00096001 | 0.0007448 | 0.00057174
Yes | PG&E | Res | BldgEnv | 2019 T-24: RA(SF)-Envelope-Windows and Doors | On-the-books | Gas Energy (MMTherm/year) |  | 0.022108 | 0.020393 | 0.01846 | 0.016364 | 0.01419 | 0.012031 | 0.0099807 | 0.0081137 | 0.0064777 | 0.0050914 | 0.00395 | 0.0030322
Yes | PG&E | Res | BldgEnv | 2019 T-24: RNC(MF)-Envelope-High Performance Attics | On-the-books | Gas Energy (MMTherm/year) |  | 0.0014468 | 0.0013345 | 0.001208 | 0.0010709 | 0.00092856 | 0.00078729 | 0.00065313 | 0.00053095 | 0.00042389 | 0.00033318 | 0.00025849 | 0.00019842
Yes | PG&E | Res | BldgEnv | 2019 T-24: RNC(MF)-Envelope-QII | On-the-books | Gas Energy (MMTherm/year) |  | 0.035223 | 0.03249 | 0.029409 | 0.026071 | 0.022607 | 0.019168 | 0.015901 | 0.012927 | 0.01032 | 0.0081116 | 0.0062932 | 0.0048309
Yes | PG&E | Res | BldgEnv | 2019 T-24: RNC(MF)-Envelope-Windows and Doors | On-the-books | Gas Energy (MMTherm/year) |  | 0.023737 | 0.021896 | 0.019819 | 0.01757 | 0.015235 | 0.012917 | 0.010716 | 0.0087115 | 0.0069549 | 0.0054665 | 0.004241 | 0.0032556
Yes | PG&E | Res | BldgEnv | 2019 T-24: RNC(SF)-Envelope-High Performance Attics | On-the-books | Gas Energy (MMTherm/year) |  | 0.022772 | 0.021005 | 0.019013 | 0.016855 | 0.014615 | 0.012392 | 0.01028 | 0.0083572 | 0.006672 | 0.0052442 | 0.0040685 | 0.0031232
Yes | PG&E | Res | BldgEnv | 2019 T-24: RNC(SF)-Envelope-High Performance Walls | On-the-books | Gas Energy (MMTherm/year) |  | 0.048239 | 0.044497 | 0.040277 | 0.035706 | 0.030961 | 0.026251 | 0.021777 | 0.017704 | 0.014134 | 0.011109 | 0.0086187 | 0.0066161
Yes | PG&E | Res | BldgEnv | 2019 T-24: RNC(SF)-Envelope-QII | On-the-books | Gas Energy (MMTherm/year) |  | 0.20016 | 0.18463 | 0.16712 | 0.14815 | 0.12847 | 0.10892 | 0.090361 | 0.073458 | 0.058646 | 0.046095 | 0.035762 | 0.027452
Yes | PG&E | Res | BldgEnv | 2019 T-24: RNC(SF)-Envelope-Windows and Doors | On-the-books | Gas Energy (MMTherm/year) |  | 0.057323 | 0.052876 | 0.047862 | 0.04243 | 0.036791 | 0.031194 | 0.025878 | 0.021038 | 0.016795 | 0.013201 | 0.010242 | 0.007862
Yes | PG&E | Res | BldgEnv | 2022 T-24: SFA - Cool roof for low-sloped roof | On-the-books | Gas Energy (MMTherm/year) |  | -0.34389 | -0.33764 | -0.33252 | -0.32841 | -0.32517 | -0.32266 | -0.32074 | -0.31927 | -0.31817 | -0.31734 | -0.31671 | -0.31625
Yes | PG&E | Res | BldgEnv | 2022 T-24: SFA - Cool roof for steep-sloped roofs | On-the-books | Gas Energy (MMTherm/year) |  | -0.0056104 | -0.0054963 | -0.0053934 | -0.0053028 | -0.0052247 | -0.0051587 | -0.0051037 | -0.0050585 | -0.0050218 | -0.0049922 | -0.0049686 | -0.0049498
Yes | PG&E | Res | BldgEnv | 2022 T-24: SFA - Prescriptive attic insulation for alterations | On-the-books | Gas Energy (MMTherm/year) |  | 0.086587 | 0.086506 | 0.086426 | 0.086346 | 0.086265 | 0.086184 | 0.086103 | 0.086022 | 0.085941 | 0.08586 | 0.085779 | 0.085699
Yes | PG&E | Res | BldgEnv | 2022 T-24: SFA - Roof deck insulation for low-sloped roofs | On-the-books | Gas Energy (MMTherm/year) |  | 0.33082 | 0.32125 | 0.31194 | 0.30302 | 0.29458 | 0.2867 | 0.27942 | 0.27278 | 0.26678 | 0.26141 | 0.25663 | 0.25242
Yes | PG&E | Res | BldgEnv | 2022 T-24: SFNC - Prescriptive attic insulation for additions | On-the-books | Gas Energy (MMTherm/year) |  | 7.5195e-05 | 7.3857e-05 | 7.2775e-05 | 7.1908e-05 | 7.1217e-05 | 7.067e-05 | 7.0237e-05 | 6.9897e-05 | 6.963e-05 | 6.9421e-05 | 6.9257e-05 | 6.9129e-05
Yes | PG&E | Res | BldgEnv | 2025 T-24: Single Family High-Performance Envelope - High-Performance Windows (Alterations) | On-the-books | Gas Energy (MMTherm/year) |  | 0.01153 | 0.012583 | 0.012565 | 0.012548 | 0.01253 | 0.012512 | 0.012494 | 0.012475 | 0.012457 | 0.012438 | 0.012418 | 0.012399
Yes | SCG | Res | BldgEnv | 2008 T-24: Residential Fenestration | On-the-books | Gas Energy (MMTherm/year) | 0.10417 | 0.10381 | 0.10354 | 0.10334 | 0.10319 | 0.10308 | 0.10294 | 0.10282 | 0.10269 | 0.10257 | 0.10244 | 0.10232 | 0.10219
Yes | SCG | Res | BldgEnv | 2008 T-24: Site Built Fenestration | On-the-books | Gas Energy (MMTherm/year) | 0.0052446 | 0.0052407 | 0.005238 | 0.0052362 | 0.005235 | 0.0052341 | 0.005233 | 0.005232 | 0.0052309 | 0.0052299 | 0.0052289 | 0.0052279 | 0.0052269
Yes | SCG | Res | BldgEnv | 2005 T-24: Window replacement | On-the-books | Gas Energy (MMTherm/year) | 0 | 0 | 0 | 0 | 0 | 0 | 0 | 0 | 0 | 0 | 0 | 0 | 0
Yes | SCG | Res | BldgEnv | 2022 T-24: MFA - Restructuring - Fenestration Properties | On-the-books | Gas Energy (MMTherm/year) | 0.041656 | 0.040646 | 0.039592 | 0.0385 | 0.037371 | 0.036211 | 0.035024 | 0.033816 | 0.032593 | 0.03136 | 0.030124 | 0.028892 | 0.02767
Yes | SCG | Res | BldgEnv | 2022 T-24: MFA - Restructuring - Roof Assemblies | On-the-books | Gas Energy (MMTherm/year) | 0.0028991 | 0.0028991 | 0.0028991 | 0.0028991 | 0.0028991 | 0.0028991 | 0.0028991 | 0.0028991 | 0.0028991 | 0.0028991 | 0.0028991 | 0.0028991 | 0.0028991
Yes | SCG | Res | BldgEnv | 2022 T-24: MFNC - Restructuring - Roof Assemblies | On-the-books | Gas Energy (MMTherm/year) | -0.0019327 | -0.0019327 | -0.0019327 | -0.0019327 | -0.0019327 | -0.0019327 | -0.0019327 | -0.0019327 | -0.0019327 | -0.0019327 | -0.0019327 | -0.0019327 | -0.0019327
Yes | SCG | Res | BldgEnv | 2025 T-24: Multifamily Envelope - Cool Roof Improvements (New Construction + Additions) | On-the-books | Gas Energy (MMTherm/year) | 0 | 2.4522e-08 | 9.7248e-08 | 9.7208e-08 | 9.7168e-08 | 9.7128e-08 | 9.7088e-08 | 9.7048e-08 | 9.7007e-08 | 9.6967e-08 | 9.6926e-08 | 9.6886e-08 | 9.6845e-08
Yes | SCG | Res | BldgEnv | 2025 T-24: Multifamily Envelope - High Performance Windows (New Construction + Additions) | On-the-books | Gas Energy (MMTherm/year) | 0 | 1.1426e-05 | 4.22e-05 | 3.909e-05 | 3.6032e-05 | 3.3054e-05 | 3.0182e-05 | 2.7437e-05 | 2.4836e-05 | 2.2392e-05 | 2.0112e-05 | 1.8002e-05 | 1.6062e-05
Yes | SCG | Res | BldgEnv | 2025 T-24: Multifamily Envelope - Window Alterations (Alterations) | On-the-books | Gas Energy (MMTherm/year) | 0 | 0.0090609 | 0.0096202 | 0.009338 | 0.0090557 | 0.0087741 | 0.0084934 | 0.0082143 | 0.0079372 | 0.0076626 | 0.0073909 | 0.0071227 | 0.0068583
Yes | SCG | Res | BldgEnv | 2025 T-24: Multifamily Restructuring - Slab Perimeter Insulation (New Construction + Additions) | On-the-books | Gas Energy (MMTherm/year) | 0 | 3.3091e-07 | 1.2755e-06 | 1.2381e-06 | 1.2007e-06 | 1.1633e-06 | 1.1261e-06 | 1.0891e-06 | 1.0524e-06 | 1.0159e-06 | 9.7993e-07 | 9.4437e-07 | 9.0931e-07
Yes | SCG | Res | BldgEnv | 2019 T-24: RA(MF)-Envelope-QII | On-the-books | Gas Energy (MMTherm/year) |  | 0.0012088 | 0.0011151 | 0.0010093 | 0.00089477 | 0.00077586 | 0.00065783 | 0.00054573 | 0.00044364 | 0.00035419 | 0.00027839 | 0.00021598 | 0.0001658
Yes | SCG | Res | BldgEnv | 2019 T-24: RA(MF)-Envelope-Windows and Doors | On-the-books | Gas Energy (MMTherm/year) |  | 0.015086 | 0.013916 | 0.012596 | 0.011167 | 0.0096827 | 0.0082096 | 0.0068106 | 0.0055366 | 0.0044202 | 0.0034743 | 0.0026954 | 0.0020691
Yes | SCG | Res | BldgEnv | 2019 T-24: RA(SF)-Envelope-High Performance Walls | On-the-books | Gas Energy (MMTherm/year) |  | 0.0029632 | 0.0027333 | 0.0024741 | 0.0021933 | 0.0019018 | 0.0016125 | 0.0013377 | 0.0010875 | 0.0008682 | 0.0006824 | 0.00052942 | 0.0004064
Yes | SCG | Res | BldgEnv | 2019 T-24: RA(SF)-Envelope-QII | On-the-books | Gas Energy (MMTherm/year) |  | 0.0046429 | 0.0042827 | 0.0038766 | 0.0034366 | 0.0029799 | 0.0025266 | 0.002096 | 0.0017039 | 0.0013604 | 0.0010692 | 0.00082954 | 0.00063679
Yes | SCG | Res | BldgEnv | 2019 T-24: RA(SF)-Envelope-Windows and Doors | On-the-books | Gas Energy (MMTherm/year) |  | 0.024624 | 0.022713 | 0.02056 | 0.018226 | 0.015804 | 0.0134 | 0.011116 | 0.0090369 | 0.0072146 | 0.0056707 | 0.0043994 | 0.0033772
Yes | SCG | Res | BldgEnv | 2019 T-24: RNC(MF)-Envelope-High Performance Attics | On-the-books | Gas Energy (MMTherm/year) |  | 0.0016114 | 0.0014863 | 0.0013454 | 0.0011927 | 0.0010342 | 0.00087686 | 0.00072743 | 0.00059136 | 0.00047212 | 0.00037108 | 0.00028789 | 0.000221
Yes | SCG | Res | BldgEnv | 2019 T-24: RNC(MF)-Envelope-QII | On-the-books | Gas Energy (MMTherm/year) |  | 0.03923 | 0.036187 | 0.032755 | 0.029038 | 0.025179 | 0.021348 | 0.01771 | 0.014397 | 0.011494 | 0.0090345 | 0.0070091 | 0.0053805
Yes | SCG | Res | BldgEnv | 2019 T-24: RNC(MF)-Envelope-Windows and Doors | On-the-books | Gas Energy (MMTherm/year) |  | 0.026438 | 0.024387 | 0.022074 | 0.019569 | 0.016968 | 0.014387 | 0.011935 | 0.0097026 | 0.0077462 | 0.0060885 | 0.0047236 | 0.003626
Yes | SCG | Res | BldgEnv | 2019 T-24: RNC(SF)-Envelope-High Performance Attics | On-the-books | Gas Energy (MMTherm/year) |  | 0.025363 | 0.023395 | 0.021177 | 0.018773 | 0.016278 | 0.013802 | 0.01145 | 0.009308 | 0.0074311 | 0.0058408 | 0.0045314 | 0.0034785
Yes | SCG | Res | BldgEnv | 2019 T-24: RNC(SF)-Envelope-High Performance Walls | On-the-books | Gas Energy (MMTherm/year) |  | 0.053727 | 0.049559 | 0.04486 | 0.039768 | 0.034483 | 0.029237 | 0.024255 | 0.019718 | 0.015742 | 0.012373 | 0.0095993 | 0.0073688
Yes | SCG | Res | BldgEnv | 2019 T-24: RNC(SF)-Envelope-QII | On-the-books | Gas Energy (MMTherm/year) |  | 0.22293 | 0.20564 | 0.18614 | 0.16501 | 0.14308 | 0.12131 | 0.10064 | 0.081815 | 0.065318 | 0.05134 | 0.03983 | 0.030575
Yes | SCG | Res | BldgEnv | 2019 T-24: RNC(SF)-Envelope-Windows and Doors | On-the-books | Gas Energy (MMTherm/year) |  | 0.063845 | 0.058892 | 0.053308 | 0.047257 | 0.040977 | 0.034743 | 0.028822 | 0.023431 | 0.018706 | 0.014703 | 0.011407 | 0.0087565
Yes | SCG | Res | BldgEnv | 2022 T-24: SFA - Cool roof for low-sloped roof | On-the-books | Gas Energy (MMTherm/year) |  | -0.38302 | -0.37606 | -0.37035 | -0.36577 | -0.36217 | -0.35937 | -0.35723 | -0.3556 | -0.35437 | -0.35344 | -0.35275 | -0.35223
Yes | SCG | Res | BldgEnv | 2022 T-24: SFA - Cool roof for steep-sloped roofs | On-the-books | Gas Energy (MMTherm/year) |  | -0.0062487 | -0.0061217 | -0.0060071 | -0.0059061 | -0.0058192 | -0.0057456 | -0.0056844 | -0.0056341 | -0.0055932 | -0.0055602 | -0.0055339 | -0.0055129
Yes | SCG | Res | BldgEnv | 2022 T-24: SFA - Prescriptive attic insulation for alterations | On-the-books | Gas Energy (MMTherm/year) |  | 0.096438 | 0.096348 | 0.096259 | 0.096169 | 0.096079 | 0.095989 | 0.095899 | 0.095809 | 0.095719 | 0.095629 | 0.095539 | 0.095449
Yes | SCG | Res | BldgEnv | 2022 T-24: SFA - Roof deck insulation for low-sloped roofs | On-the-books | Gas Energy (MMTherm/year) |  | 0.36846 | 0.3578 | 0.34743 | 0.33749 | 0.32809 | 0.31931 | 0.31121 | 0.30382 | 0.29713 | 0.29115 | 0.28583 | 0.28113
Yes | SCG | Res | BldgEnv | 2022 T-24: SFNC - Prescriptive attic insulation for additions | On-the-books | Gas Energy (MMTherm/year) |  | 8.375e-05 | 8.226e-05 | 8.1055e-05 | 8.0089e-05 | 7.932e-05 | 7.871e-05 | 7.8229e-05 | 7.785e-05 | 7.7552e-05 | 7.7319e-05 | 7.7137e-05 | 7.6994e-05
Yes | SCG | Res | BldgEnv | 2025 T-24: Single Family High-Performance Envelope - High-Performance Windows (Alterations) | On-the-books | Gas Energy (MMTherm/year) |  | 0.012842 | 0.014014 | 0.013995 | 0.013975 | 0.013956 | 0.013935 | 0.013915 | 0.013895 | 0.013874 | 0.013853 | 0.013831 | 0.01381
Yes | SDG&E | Res | BldgEnv | 2008 T-24: Residential Fenestration | On-the-books | Gas Energy (MMTherm/year) | 0.0094512 | 0.0094181 | 0.0093935 | 0.0093753 | 0.0093618 | 0.0093518 | 0.0093395 | 0.0093288 | 0.009317 | 0.0093059 | 0.0092943 | 0.0092831 | 0.0092716
Yes | SDG&E | Res | BldgEnv | 2008 T-24: Site Built Fenestration | On-the-books | Gas Energy (MMTherm/year) | 0.00047582 | 0.00047547 | 0.00047523 | 0.00047506 | 0.00047495 | 0.00047487 | 0.00047476 | 0.00047468 | 0.00047458 | 0.00047449 | 0.0004744 | 0.00047431 | 0.00047421
Yes | SDG&E | Res | BldgEnv | 2005 T-24: Window replacement | On-the-books | Gas Energy (MMTherm/year) | 0 | 0 | 0 | 0 | 0 | 0 | 0 | 0 | 0 | 0 | 0 | 0 | 0
Yes | SDG&E | Res | BldgEnv | 2022 T-24: MFA - Restructuring - Fenestration Properties | On-the-books | Gas Energy (MMTherm/year) | 0.0037793 | 0.0036876 | 0.0035921 | 0.0034929 | 0.0033905 | 0.0032853 | 0.0031776 | 0.003068 | 0.002957 | 0.0028452 | 0.0027331 | 0.0026213 | 0.0025104
Yes | SDG&E | Res | BldgEnv | 2022 T-24: MFA - Restructuring - Roof Assemblies | On-the-books | Gas Energy (MMTherm/year) | 0.00026302 | 0.00026302 | 0.00026302 | 0.00026302 | 0.00026302 | 0.00026302 | 0.00026302 | 0.00026302 | 0.00026302 | 0.00026302 | 0.00026302 | 0.00026302 | 0.00026302
Yes | SDG&E | Res | BldgEnv | 2022 T-24: MFNC - Restructuring - Roof Assemblies | On-the-books | Gas Energy (MMTherm/year) | -0.00017535 | -0.00017535 | -0.00017535 | -0.00017535 | -0.00017535 | -0.00017535 | -0.00017535 | -0.00017535 | -0.00017535 | -0.00017535 | -0.00017535 | -0.00017535 | -0.00017535
Yes | SDG&E | Res | BldgEnv | 2025 T-24: Multifamily Envelope - Cool Roof Improvements (New Construction + Additions) | On-the-books | Gas Energy (MMTherm/year) | 0 | 2.2248e-09 | 8.8229e-09 | 8.8193e-09 | 8.8157e-09 | 8.812e-09 | 8.8084e-09 | 8.8047e-09 | 8.8011e-09 | 8.7974e-09 | 8.7937e-09 | 8.79e-09 | 8.7863e-09
Yes | SDG&E | Res | BldgEnv | 2025 T-24: Multifamily Envelope - High Performance Windows (New Construction + Additions) | On-the-books | Gas Energy (MMTherm/year) | 0 | 1.0367e-06 | 3.8287e-06 | 3.5465e-06 | 3.269e-06 | 2.9989e-06 | 2.7383e-06 | 2.4893e-06 | 2.2533e-06 | 2.0315e-06 | 1.8247e-06 | 1.6332e-06 | 1.4572e-06
Yes | SDG&E | Res | BldgEnv | 2025 T-24: Multifamily Envelope - Window Alterations (Alterations) | On-the-books | Gas Energy (MMTherm/year) | 0 | 0.00082205 | 0.0008728 | 0.00084719 | 0.00082159 | 0.00079603 | 0.00077057 | 0.00074525 | 0.00072011 | 0.00069519 | 0.00067055 | 0.00064621 | 0.00062222
Yes | SDG&E | Res | BldgEnv | 2025 T-24: Multifamily Restructuring - Slab Perimeter Insulation (New Construction + Additions) | On-the-books | Gas Energy (MMTherm/year) | 0 | 3.0022e-08 | 1.1572e-07 | 1.1233e-07 | 1.0893e-07 | 1.0554e-07 | 1.0217e-07 | 9.8809e-08 | 9.5476e-08 | 9.2172e-08 | 8.8905e-08 | 8.5678e-08 | 8.2498e-08
Yes | SDG&E | Res | BldgEnv | 2019 T-24: RA(MF)-Envelope-QII | On-the-books | Gas Energy (MMTherm/year) |  | 0.00010967 | 0.00010116 | 9.1572e-05 | 8.1179e-05 | 7.0391e-05 | 5.9682e-05 | 4.9511e-05 | 4.025e-05 | 3.2134e-05 | 2.5257e-05 | 1.9595e-05 | 1.5042e-05
Yes | SDG&E | Res | BldgEnv | 2019 T-24: RA(MF)-Envelope-Windows and Doors | On-the-books | Gas Energy (MMTherm/year) |  | 0.0013687 | 0.0012625 | 0.0011428 | 0.0010131 | 0.00087847 | 0.00074482 | 0.0006179 | 0.00050231 | 0.00040103 | 0.00031521 | 0.00024454 | 0.00018772
Yes | SDG&E | Res | BldgEnv | 2019 T-24: RA(SF)-Envelope-High Performance Walls | On-the-books | Gas Energy (MMTherm/year) |  | 0.00026884 | 0.00024798 | 0.00022447 | 0.00019899 | 0.00017255 | 0.0001463 | 0.00012136 | 9.8662e-05 | 7.8768e-05 | 6.1911e-05 | 4.8032e-05 | 3.6871e-05
Yes | SDG&E | Res | BldgEnv | 2019 T-24: RA(SF)-Envelope-QII | On-the-books | Gas Energy (MMTherm/year) |  | 0.00042123 | 0.00038855 | 0.00035171 | 0.00031179 | 0.00027036 | 0.00022923 | 0.00019016 | 0.00015459 | 0.00012342 | 9.7007e-05 | 7.526e-05 | 5.7773e-05
Yes | SDG&E | Res | BldgEnv | 2019 T-24: RA(SF)-Envelope-Windows and Doors | On-the-books | Gas Energy (MMTherm/year) |  | 0.002234 | 0.0020607 | 0.0018653 | 0.0016536 | 0.0014338 | 0.0012157 | 0.0010085 | 0.00081988 | 0.00065455 | 0.00051448 | 0.00039914 | 0.0003064
Yes | SDG&E | Res | BldgEnv | 2019 T-24: RNC(MF)-Envelope-High Performance Attics | On-the-books | Gas Energy (MMTherm/year) |  | 0.00014619 | 0.00013485 | 0.00012206 | 0.00010821 | 9.3829e-05 | 7.9554e-05 | 6.5997e-05 | 5.3652e-05 | 4.2833e-05 | 3.3667e-05 | 2.6119e-05 | 2.005e-05
Yes | SDG&E | Res | BldgEnv | 2019 T-24: RNC(MF)-Envelope-QII | On-the-books | Gas Energy (MMTherm/year) |  | 0.0035592 | 0.0032831 | 0.0029718 | 0.0026345 | 0.0022844 | 0.0019368 | 0.0016068 | 0.0013062 | 0.0010428 | 0.00081966 | 0.00063591 | 0.00048815
Yes | SDG&E | Res | BldgEnv | 2019 T-24: RNC(MF)-Envelope-Windows and Doors | On-the-books | Gas Energy (MMTherm/year) |  | 0.0023986 | 0.0022125 | 0.0020027 | 0.0017754 | 0.0015395 | 0.0013053 | 0.0010828 | 0.00088028 | 0.00070278 | 0.00055238 | 0.00042855 | 0.00032897
Yes | SDG&E | Res | BldgEnv | 2019 T-24: RNC(SF)-Envelope-High Performance Attics | On-the-books | Gas Energy (MMTherm/year) |  | 0.002301 | 0.0021225 | 0.0019213 | 0.0017032 | 0.0014769 | 0.0012522 | 0.0010388 | 0.00084447 | 0.00067419 | 0.00052991 | 0.00041112 | 0.00031559
Yes | SDG&E | Res | BldgEnv | 2019 T-24: RNC(SF)-Envelope-High Performance Walls | On-the-books | Gas Energy (MMTherm/year) |  | 0.0048745 | 0.0044963 | 0.0040699 | 0.003608 | 0.0031285 | 0.0026526 | 0.0022005 | 0.0017889 | 0.0014282 | 0.0011226 | 0.0008709 | 0.00066854
Yes | SDG&E | Res | BldgEnv | 2019 T-24: RNC(SF)-Envelope-QII | On-the-books | Gas Energy (MMTherm/year) |  | 0.020226 | 0.018657 | 0.016887 | 0.014971 | 0.012981 | 0.011006 | 0.0091307 | 0.0074228 | 0.005926 | 0.0046578 | 0.0036137 | 0.002774
Yes | SDG&E | Res | BldgEnv | 2019 T-24: RNC(SF)-Envelope-Windows and Doors | On-the-books | Gas Energy (MMTherm/year) |  | 0.0057924 | 0.005343 | 0.0048364 | 0.0042874 | 0.0037177 | 0.0031521 | 0.0026149 | 0.0021258 | 0.0016971 | 0.001334 | 0.0010349 | 0.00079444
Yes | SDG&E | Res | BldgEnv | 2022 T-24: SFA - Cool roof for low-sloped roof | On-the-books | Gas Energy (MMTherm/year) |  | -0.034749 | -0.034118 | -0.0336 | -0.033185 | -0.032858 | -0.032604 | -0.03241 | -0.032262 | -0.03215 | -0.032066 | -0.032003 | -0.031956
Yes | SDG&E | Res | BldgEnv | 2022 T-24: SFA - Cool roof for steep-sloped roofs | On-the-books | Gas Energy (MMTherm/year) |  | -0.00056692 | -0.00055539 | -0.000545 | -0.00053584 | -0.00052795 | -0.00052128 | -0.00051572 | -0.00051115 | -0.00050744 | -0.00050445 | -0.00050206 | -0.00050016
Yes | SDG&E | Res | BldgEnv | 2022 T-24: SFA - Prescriptive attic insulation for alterations | On-the-books | Gas Energy (MMTherm/year) |  | 0.0087494 | 0.0087413 | 0.0087332 | 0.008725 | 0.0087169 | 0.0087087 | 0.0087005 | 0.0086924 | 0.0086842 | 0.008676 | 0.0086678 | 0.0086597
Yes | SDG&E | Res | BldgEnv | 2022 T-24: SFA - Roof deck insulation for low-sloped roofs | On-the-books | Gas Energy (MMTherm/year) |  | 0.033429 | 0.032461 | 0.031521 | 0.030619 | 0.029766 | 0.02897 | 0.028235 | 0.027564 | 0.026958 | 0.026415 | 0.025932 | 0.025506
Yes | SDG&E | Res | BldgEnv | 2022 T-24: SFNC - Prescriptive attic insulation for additions | On-the-books | Gas Energy (MMTherm/year) |  | 7.5983e-06 | 7.4631e-06 | 7.3538e-06 | 7.2662e-06 | 7.1964e-06 | 7.141e-06 | 7.0973e-06 | 7.063e-06 | 7.036e-06 | 7.0148e-06 | 6.9983e-06 | 6.9854e-06
Yes | SDG&E | Res | BldgEnv | 2025 T-24: Single Family High-Performance Envelope - High-Performance Windows (Alterations) | On-the-books | Gas Energy (MMTherm/year) |  | 0.0011651 | 0.0012715 | 0.0012697 | 0.0012679 | 0.0012661 | 0.0012643 | 0.0012625 | 0.0012606 | 0.0012587 | 0.0012568 | 0.0012549 | 0.0012529
Yes | PG&E | Com | HVAC | Fed Appliance: ASHRAE Products (Commercial boilers) | On-the-books | Gas Energy (MMTherm/year) | 0.026392 | 0.02636 | 0.026331 | 0.026305 | 0.026281 | 0.02626 | 0.026236 | 0.026214 | 0.026192 | 0.02617 | 0.026147 | 0.026125 | 0.026102
Yes | PG&E | Com | HVAC | 2008 T-24: DDC to Zone | On-the-books | Gas Energy (MMTherm/year) | 1.0806 | 1.0765 | 1.0734 | 1.071 | 1.0692 | 1.0678 | 1.0661 | 1.0646 | 1.063 | 1.0614 | 1.0598 | 1.0583 | 1.0567
Yes | PG&E | Com | HVAC | 2005 T-24: Ducts in existing commercial buildings | On-the-books | Gas Energy (MMTherm/year) | 0 | 0 | 0 | 0 | 0 | 0 | 0 | 0 | 0 | 0 | 0 | 0 | 0
Yes | PG&E | Com | HVAC | 2013 T-24: NRA-HVAC-Equipment Efficiency | On-the-books | Gas Energy (MMTherm/year) | 0.13012 | 0.12908 | 0.12828 | 0.12768 | 0.12722 | 0.12687 | 0.12644 | 0.12607 | 0.12566 | 0.062124 | 0 | 0 | 0
Yes | PG&E | Com | HVAC | 2013 T-24: NRNC-HVAC-Laboratory Exhaust | On-the-books | Gas Energy (MMTherm/year) | 0.4952 | 0.49285 | 0.49138 | 0.49047 | 0.48991 | 0.48956 | 0.48907 | 0.48868 | 0.48823 | 0.48781 | 0.48737 | 0.48695 | 0.48651
Yes | PG&E | Com | HVAC | 2013 T-24: NRNC-HVAC-Water & Space Heating ACM | On-the-books | Gas Energy (MMTherm/year) | 0.046708 | 0.046125 | 0.045665 | 0.045305 | 0.045025 | 0.044807 | 0.044548 | 0.044317 | 0.044067 | 0.043829 | 0.043584 | 0.043343 | 0.043099
Yes | PG&E | Com | HVAC | 2005 T-20: Unit Heaters and Duct Furnaces | On-the-books | Gas Energy (MMTherm/year) | 0.139 | 0.13884 | 0.13868 | 0.13854 | 0.13842 | 0.13831 | 0.13818 | 0.13807 | 0.13795 | 0.13783 | 0.13771 | 0.1376 | 0.13748
Yes | PG&E | Com | HVAC | 2022-24 Fed App: Commercial boilers | On-the-books | Gas Energy (MMTherm/year) | 0.3295 | 0.32816 | 0.32186 | 0.31644 | 0.31184 | 0.30794 | 0.3014 | 0.29571 | 0.29079 | 0.28658 | 0.28298 | 0.27992 | 0.27733
Yes | PG&E | Com | HVAC | 2022-24 Fed App: Commercial warm air furnaces | On-the-books | Gas Energy (MMTherm/year) | 0.040353 | 0.04088 | 0.041407 | 0.041903 | 0.042439 | 0.042896 | 0.042894 | 0.042892 | 0.042892 | 0.042891 | 0.042891 | 0.042891 | 0.042891
Yes | PG&E | Com | HVAC | 2019-21 Fed App: Dehumidifiers | On-the-books | Gas Energy (MMTherm/year) |  | -0.015716 | -0.015257 | -0.014783 | -0.014277 | -0.0082225 | -0.0019726 | -0.0018836 | -0.001803 | -0.0017301 | -0.0016641 | -0.0016044 | -0.0015504
Yes | PG&E | Com | HVAC | 2025 T-24: NR HVAC - Limit Hot Water Supply Temperatures - Gas (Alterations) | On-the-books | Gas Energy (MMTherm/year) | 0 | 0.11584 | 0.1247 | 0.12283 | 0.12099 | 0.11916 | 0.11737 | 0.1156 | 0.11386 | 0.11216 | 0.11049 | 0.022961 | 0.014792
Yes | PG&E | Com | HVAC | 2025 T-24: NR HVAC - Limit Hot Water Supply Temperatures - Gas (New Construction + Additions) | On-the-books | Gas Energy (MMTherm/year) | 0 | 0.010805 | 0.063685 | 0.06273 | 0.061787 | 0.060856 | 0.059939 | 0.059037 | 0.05815 | 0.057279 | 0.056424 | 0.047601 | 0.0075543
Yes | PG&E | Com | HVAC | 2025 T-24: NR HVAC - Mechanical Heat Recovery Scenario A - Gas Baseline (New Construction + Additions) | On-the-books | Gas Energy (MMTherm/year) | 0 | 0.00057197 | 0.0033139 | 0.0032033 | 0.0030915 | 0.0029792 | 0.0028673 | 0.0027566 | 0.0026478 | 0.0025417 | 0.002439 | 0.0020039 | 0.00030974
Yes | PG&E | Com | HVAC | 2025 T-24: NR HVAC - Mechanical Heat Recovery Scenario B - Gas Baseline (New Construction + Additions) | On-the-books | Gas Energy (MMTherm/year) | 0 | 0.00014299 | 0.00082848 | 0.00080083 | 0.00077287 | 0.0007448 | 0.00071682 | 0.00068914 | 0.00066195 | 0.00063543 | 0.00060974 | 0.00050097 | 7.7435e-05
Yes | PG&E | Com | HVAC | 2025 T-24: NR HVAC Controls - Guideline 36 (Alterations) | On-the-books | Gas Energy (MMTherm/year) | 0 | 0.062603 | 0.06819 | 0.067961 | 0.067727 | 0.067487 | 0.067243 | 0.066993 | 0.066738 | 0.066478 | 0.066212 | 0.06594 | 0.065663
Yes | PG&E | Com | HVAC | 2025 T-24: NR HVAC Controls - Guideline 36 (New Construction + Additions) | On-the-books | Gas Energy (MMTherm/year) | 0 | 0.0026486 | 0.015797 | 0.015744 | 0.015689 | 0.015634 | 0.015577 | 0.015519 | 0.01546 | 0.0154 | 0.015338 | 0.015275 | 0.015211
Yes | PG&E | Com | HVAC | 2022 T-24: NRA - Air Distribution - Duct Leakage Testing | On-the-books | Gas Energy (MMTherm/year) | -0.068233 | -0.067385 | -0.066546 | -0.065719 | -0.06491 | -0.064121 | -0.063355 | -0.062617 | -0.061907 | -0.061228 | -0.060581 | -0.059968 | -0.059388
Yes | PG&E | Com | HVAC | 2022 T-24: NRA - Air Distribution - Fan Power Budget | On-the-books | Gas Energy (MMTherm/year) | -0.085292 | -0.084232 | -0.083182 | -0.082149 | -0.081137 | -0.080151 | -0.079194 | -0.078271 | -0.077384 | -0.076535 | -0.075727 | -0.07496 | -0.074235
Yes | PG&E | Com | HVAC | 2022 T-24: NRA - Controlled Environment Horticulture - Efficient Dehumidification | On-the-books | Gas Energy (MMTherm/year) | 0.025474 | 0.023861 | 0.0224 | 0.021091 | 0.019928 | 0.018903 | 0.018006 | 0.017226 | 0.016551 | 0.015969 | 0.01547 | 0.015044 | 0.01468
Yes | PG&E | Com | HVAC | 2022 T-24: NRA - HVAC Controls - Dedicated Outdoor Air Systems (DOAS) | On-the-books | Gas Energy (MMTherm/year) | 0.014043 | 0.013966 | 0.013886 | 0.013803 | 0.013718 | 0.013629 | 0.013538 | 0.013444 | 0.013347 | 0.013247 | 0.013145 | 0.013039 | 0.012931
Yes | PG&E | Com | HVAC | 2022 T-24: NRA - HVAC Controls - Exhaust Air Heat Recovery | On-the-books | Gas Energy (MMTherm/year) | 0.06019 | 0.059822 | 0.059444 | 0.059055 | 0.058657 | 0.058249 | 0.057832 | 0.057406 | 0.056971 | 0.056528 | 0.056078 | 0.05562 | 0.055155
Yes | PG&E | Com | HVAC | 2022 T-24: NRA - HVAC Controls - Expand Economizer Requirements | On-the-books | Gas Energy (MMTherm/year) | -0.0087352 | -0.0085407 | -0.0083558 | -0.0081803 | -0.0080143 | -0.0045961 | 0 | 0 | 0 | 0 | 0 | 0 | 0
Yes | PG&E | Com | HVAC | 2022 T-24: NRA - HVAC Controls - VAV Deadband Airflow | On-the-books | Gas Energy (MMTherm/year) | 0.013172 | 0.0085773 | 0.0053455 | 0.0032337 | 0.0019194 | 0.0011261 | 0.00065609 | 0.00038069 | 0.00022037 | 0.00012738 | 7.3575e-05 | 4.2476e-05 | 2.4515e-05
Yes | PG&E | Com | HVAC | 2019 T-24: NRA-MECH-HE Fume Hoods in Lab Spaces | On-the-books | Gas Energy (MMTherm/year) | 0.11153 | 0.10458 | 0.096469 | 0.087321 | 0.07741 | 0.067123 | 0.056911 | 0.047213 | 0.038381 | 0.030642 | 0.0020455 | 0 | 0
Yes | PG&E | Com | HVAC | 2022 T-24: NRNC - Air Distribution - Duct Leakage Testing | On-the-books | Gas Energy (MMTherm/year) | -0.038893 | -0.03841 | -0.037931 | -0.03746 | -0.036999 | -0.036549 | -0.036113 | -0.035692 | -0.035287 | -0.0349 | -0.034531 | -0.034182 | -0.033851
Yes | PG&E | Com | HVAC | 2022 T-24: NRNC - Air Distribution - Fan Power Budget | On-the-books | Gas Energy (MMTherm/year) | -0.038893 | -0.03841 | -0.037931 | -0.03746 | -0.036999 | -0.036549 | -0.036113 | -0.035692 | -0.035287 | -0.0349 | -0.034531 | -0.034182 | -0.033851
Yes | PG&E | Com | HVAC | 2022 T-24: NRNC - Controlled Environment Horticulture - Efficient Dehumidification | On-the-books | Gas Energy (MMTherm/year) | 0.076421 | 0.071582 | 0.067201 | 0.063274 | 0.059785 | 0.05671 | 0.054019 | 0.051678 | 0.049652 | 0.047908 | 0.046411 | 0.045132 | 0.044041
Yes | PG&E | Com | HVAC | 2022 T-24: NRNC - HVAC Controls - Dedicated Outdoor Air Systems (DOAS) | On-the-books | Gas Energy (MMTherm/year) |  | 0.012385 | 0.012333 | 0.012278 | 0.012221 | 0.012162 | 0.012101 | 0.012037 | 0.011971 | 0.011902 | 0.011831 | 0.011758 | 0.011682
Yes | PG&E | Com | HVAC | 2022 T-24: NRNC - HVAC Controls - Exhaust Air Heat Recovery | On-the-books | Gas Energy (MMTherm/year) |  | 0.026399 | 0.026232 | 0.02606 | 0.025885 | 0.025705 | 0.025521 | 0.025333 | 0.025141 | 0.024945 | 0.024747 | 0.024545 | 0.02434
Yes | PG&E | Com | HVAC | 2022 T-24: NRNC - HVAC Controls - Expand Economizer Requirements | On-the-books | Gas Energy (MMTherm/year) |  | -0.0044309 | -0.0043349 | -0.0042439 | -0.0041578 | -0.0040764 | -0.0039999 | -0.0039279 | -0.0038604 | -0.0037973 | -0.0037383 | -0.0036832 | -0.003632
Yes | PG&E | Com | HVAC | 2022 T-24: NRNC - HVAC Controls - VAV Deadband Airflow | On-the-books | Gas Energy (MMTherm/year) |  | 0.0041906 | 0.0026116 | 0.0015799 | 0.00093775 | 0.00055017 | 0.00032055 | 0.00018599 | 0.00010766 | 6.2236e-05 | 3.5946e-05 | 2.0753e-05 | 1.1978e-05
Yes | PG&E | Com | HVAC | 2019 T-24: NRNC-MECH-ASHRAE 90.1 | On-the-books | Gas Energy (MMTherm/year) |  | 0.55561 | 0.47224 | 0.38612 | 0.30376 | 0.23064 | 0.16985 | 0.12204 | 0.086038 | 0.059809 | 0.041157 | 0.028121 | 0.019119
Yes | PG&E | Com | HVAC | 2019 T-24: NRNC-MECH-Economizer FDD | On-the-books | Gas Energy (MMTherm/year) |  | 0.0017699 | 0.0016325 | 0.0014777 | 0.00131 | 0.0011359 | 0.00096312 | 0.00079899 | 0.00064953 | 0.00051856 | 0.00040759 | 0.00031621 | 0.00024274
Yes | PG&E | Com | HVAC | 2019 T-24: NRNC-MECH-HE Fume Hoods in Lab Spaces | On-the-books | Gas Energy (MMTherm/year) |  | 0.069185 | 0.063818 | 0.057766 | 0.05121 | 0.044405 | 0.037649 | 0.031233 | 0.025391 | 0.020271 | 0.015933 | 0.012361 | 0.0094889
Yes | PG&E | Com | HVAC | 2019 T-24: NRNC-MECH-Ventilation & IAQ | On-the-books | Gas Energy (MMTherm/year) |  | 0.14481 | 0.13357 | 0.12091 | 0.10718 | 0.09294 | 0.0788 | 0.065372 | 0.053144 | 0.042427 | 0.033348 | 0.025872 | 0.01986
Yes | PG&E | Com | HVAC | 2019-21 Fed App: Single package vertical AC and HP - <65,000 Btu/hr | On-the-books | Gas Energy (MMTherm/year) |  | -0.00017306 | -0.0001737 | -0.00017553 | -0.00017829 | -0.00018105 | -0.00017878 | -0.00017684 | -0.00017521 | -0.00013542 | -3.3418e-05 | -3.3228e-05 | -3.3069e-05
Yes | SCG | Com | HVAC | Fed Appliance: ASHRAE Products (Commercial boilers) | On-the-books | Gas Energy (MMTherm/year) | 0.029395 | 0.029359 | 0.029327 | 0.029298 | 0.029271 | 0.029247 | 0.029221 | 0.029197 | 0.029172 | 0.029147 | 0.029122 | 0.029097 | 0.029072
Yes | SCG | Com | HVAC | 2008 T-24: DDC to Zone | On-the-books | Gas Energy (MMTherm/year) | 1.2035 | 1.199 | 1.1956 | 1.1929 | 1.1908 | 1.1893 | 1.1874 | 1.1857 | 1.1839 | 1.1822 | 1.1804 | 1.1787 | 1.1769
Yes | SCG | Com | HVAC | 2005 T-24: Ducts in existing commercial buildings | On-the-books | Gas Energy (MMTherm/year) | 0 | 0 | 0 | 0 | 0 | 0 | 0 | 0 | 0 | 0 | 0 | 0 | 0
Yes | SCG | Com | HVAC | 2013 T-24: NRA-HVAC-Equipment Efficiency | On-the-books | Gas Energy (MMTherm/year) | 0.14493 | 0.14376 | 0.14288 | 0.1422 | 0.14169 | 0.1413 | 0.14083 | 0.14041 | 0.13996 | 0.069192 | 0 | 0 | 0
Yes | SCG | Com | HVAC | 2013 T-24: NRNC-HVAC-Laboratory Exhaust | On-the-books | Gas Energy (MMTherm/year) | 0.55154 | 0.54893 | 0.54729 | 0.54627 | 0.54564 | 0.54526 | 0.54472 | 0.54428 | 0.54377 | 0.54331 | 0.54282 | 0.54235 | 0.54186
Yes | SCG | Com | HVAC | 2013 T-24: NRNC-HVAC-Water & Space Heating ACM | On-the-books | Gas Energy (MMTherm/year) | 0.052022 | 0.051373 | 0.050861 | 0.05046 | 0.050147 | 0.049905 | 0.049617 | 0.049359 | 0.049081 | 0.048816 | 0.048542 | 0.048275 | 0.048003
Yes | SCG | Com | HVAC | 2005 T-20: Unit Heaters and Duct Furnaces | On-the-books | Gas Energy (MMTherm/year) | 0.15482 | 0.15463 | 0.15446 | 0.15431 | 0.15417 | 0.15404 | 0.15391 | 0.15378 | 0.15364 | 0.15351 | 0.15338 | 0.15325 | 0.15312
Yes | SCG | Com | HVAC | 2022-24 Fed App: Commercial boilers | On-the-books | Gas Energy (MMTherm/year) | 0.36699 | 0.3655 | 0.35848 | 0.35244 | 0.34732 | 0.34298 | 0.33569 | 0.32935 | 0.32388 | 0.31918 | 0.31518 | 0.31177 | 0.30888
Yes | SCG | Com | HVAC | 2022-24 Fed App: Commercial warm air furnaces | On-the-books | Gas Energy (MMTherm/year) | 0.044944 | 0.045531 | 0.046118 | 0.04667 | 0.047268 | 0.047776 | 0.047774 | 0.047772 | 0.047772 | 0.047771 | 0.047771 | 0.047771 | 0.047771
Yes | SCG | Com | HVAC | 2019-21 Fed App: Dehumidifiers | On-the-books | Gas Energy (MMTherm/year) |  | -0.017504 | -0.016993 | -0.016465 | -0.015902 | -0.009158 | -0.002197 | -0.0020979 | -0.0020081 | -0.0019269 | -0.0018535 | -0.001787 | -0.0017268
Yes | SCG | Com | HVAC | 2025 T-24: NR HVAC - Limit Hot Water Supply Temperatures - Gas (Alterations) | On-the-books | Gas Energy (MMTherm/year) | 0 | 0.12902 | 0.13889 | 0.13681 | 0.13475 | 0.13272 | 0.13072 | 0.12875 | 0.12682 | 0.12492 | 0.12306 | 0.025573 | 0.016475
Yes | SCG | Com | HVAC | 2025 T-24: NR HVAC - Limit Hot Water Supply Temperatures - Gas (New Construction + Additions) | On-the-books | Gas Energy (MMTherm/year) | 0 | 0.012034 | 0.070931 | 0.069867 | 0.068816 | 0.06778 | 0.066759 | 0.065753 | 0.064765 | 0.063795 | 0.062844 | 0.053016 | 0.0084137
Yes | SCG | Com | HVAC | 2025 T-24: NR HVAC - Mechanical Heat Recovery Scenario A - Gas Baseline (New Construction + Additions) | On-the-books | Gas Energy (MMTherm/year) | 0 | 0.00063705 | 0.0036909 | 0.0035678 | 0.0034432 | 0.0033182 | 0.0031935 | 0.0030702 | 0.0029491 | 0.0028309 | 0.0027165 | 0.0022319 | 0.00034498
Yes | SCG | Com | HVAC | 2025 T-24: NR HVAC - Mechanical Heat Recovery Scenario B - Gas Baseline (New Construction + Additions) | On-the-books | Gas Energy (MMTherm/year) | 0 | 0.00015926 | 0.00092273 | 0.00089194 | 0.0008608 | 0.00082954 | 0.00079838 | 0.00076755 | 0.00073726 | 0.00070773 | 0.00067912 | 0.00055797 | 8.6245e-05
Yes | SCG | Com | HVAC | 2025 T-24: NR HVAC Controls - Guideline 36 (Alterations) | On-the-books | Gas Energy (MMTherm/year) | 0 | 0.069726 | 0.075948 | 0.075693 | 0.075432 | 0.075166 | 0.074893 | 0.074615 | 0.074331 | 0.074041 | 0.073745 | 0.073442 | 0.073133
Yes | SCG | Com | HVAC | 2025 T-24: NR HVAC Controls - Guideline 36 (New Construction + Additions) | On-the-books | Gas Energy (MMTherm/year) | 0 | 0.00295 | 0.017594 | 0.017535 | 0.017474 | 0.017413 | 0.01735 | 0.017285 | 0.017219 | 0.017152 | 0.017083 | 0.017013 | 0.016942
Yes | SCG | Com | HVAC | 2022 T-24: NRA - Air Distribution - Duct Leakage Testing | On-the-books | Gas Energy (MMTherm/year) | -0.075997 | -0.075052 | -0.074117 | -0.073196 | -0.072295 | -0.071416 | -0.070563 | -0.069741 | -0.06895 | -0.068194 | -0.067474 | -0.06679 | -0.066145
Yes | SCG | Com | HVAC | 2022 T-24: NRA - Air Distribution - Fan Power Budget | On-the-books | Gas Energy (MMTherm/year) | -0.094996 | -0.093815 | -0.092646 | -0.091495 | -0.090368 | -0.08927 | -0.088204 | -0.087176 | -0.086188 | -0.085243 | -0.084342 | -0.083488 | -0.082681
Yes | SCG | Com | HVAC | 2022 T-24: NRA - Controlled Environment Horticulture - Efficient Dehumidification | On-the-books | Gas Energy (MMTherm/year) | 0.028372 | 0.026575 | 0.024949 | 0.023491 | 0.022196 | 0.021054 | 0.020055 | 0.019186 | 0.018434 | 0.017786 | 0.017231 | 0.016755 | 0.016351
Yes | SCG | Com | HVAC | 2022 T-24: NRA - HVAC Controls - Dedicated Outdoor Air Systems (DOAS) | On-the-books | Gas Energy (MMTherm/year) | 0.015641 | 0.015555 | 0.015466 | 0.015374 | 0.015278 | 0.01518 | 0.015078 | 0.014973 | 0.014865 | 0.014754 | 0.01464 | 0.014523 | 0.014403
Yes | SCG | Com | HVAC | 2022 T-24: NRA - HVAC Controls - Exhaust Air Heat Recovery | On-the-books | Gas Energy (MMTherm/year) | 0.067038 | 0.066628 | 0.066207 | 0.065774 | 0.065331 | 0.064876 | 0.064412 | 0.063937 | 0.063453 | 0.06296 | 0.062458 | 0.061948 | 0.061431
Yes | SCG | Com | HVAC | 2022 T-24: NRA - HVAC Controls - Expand Economizer Requirements | On-the-books | Gas Energy (MMTherm/year) | -0.009729 | -0.0095124 | -0.0093064 | -0.009111 | -0.0089261 | -0.005119 | 0 | 0 | 0 | 0 | 0 | 0 | 0
Yes | SCG | Com | HVAC | 2022 T-24: NRA - HVAC Controls - VAV Deadband Airflow | On-the-books | Gas Energy (MMTherm/year) | 0.014671 | 0.0095532 | 0.0059536 | 0.0036016 | 0.0021377 | 0.0012542 | 0.00073073 | 0.000424 | 0.00024544 | 0.00014188 | 8.1945e-05 | 4.7308e-05 | 2.7305e-05
Yes | SCG | Com | HVAC | 2019 T-24: NRA-MECH-HE Fume Hoods in Lab Spaces | On-the-books | Gas Energy (MMTherm/year) | 0.12422 | 0.11648 | 0.10744 | 0.097256 | 0.086217 | 0.07476 | 0.063386 | 0.052584 | 0.042748 | 0.034128 | 0.0022783 | 0 | 0
Yes | SCG | Com | HVAC | 2022 T-24: NRNC - Air Distribution - Duct Leakage Testing | On-the-books | Gas Energy (MMTherm/year) | -0.043318 | -0.04278 | -0.042247 | -0.041722 | -0.041208 | -0.040707 | -0.040221 | -0.039752 | -0.039302 | -0.038871 | -0.03846 | -0.038071 | -0.037702
Yes | SCG | Com | HVAC | 2022 T-24: NRNC - Air Distribution - Fan Power Budget | On-the-books | Gas Energy (MMTherm/year) | -0.043318 | -0.04278 | -0.042247 | -0.041722 | -0.041208 | -0.040707 | -0.040221 | -0.039752 | -0.039302 | -0.038871 | -0.03846 | -0.038071 | -0.037702
Yes | SCG | Com | HVAC | 2022 T-24: NRNC - Controlled Environment Horticulture - Efficient Dehumidification | On-the-books | Gas Energy (MMTherm/year) | 0.085116 | 0.079726 | 0.074846 | 0.070473 | 0.066587 | 0.063162 | 0.060165 | 0.057557 | 0.055301 | 0.053358 | 0.051692 | 0.050266 | 0.049052
Yes | SCG | Com | HVAC | 2022 T-24: NRNC - HVAC Controls - Dedicated Outdoor Air Systems (DOAS) | On-the-books | Gas Energy (MMTherm/year) |  | 0.013795 | 0.013736 | 0.013675 | 0.013612 | 0.013546 | 0.013477 | 0.013406 | 0.013333 | 0.013256 | 0.013177 | 0.013096 | 0.013011
Yes | SCG | Com | HVAC | 2022 T-24: NRNC - HVAC Controls - Exhaust Air Heat Recovery | On-the-books | Gas Energy (MMTherm/year) |  | 0.029402 | 0.029216 | 0.029025 | 0.02883 | 0.028629 | 0.028424 | 0.028215 | 0.028001 | 0.027784 | 0.027562 | 0.027337 | 0.027109
Yes | SCG | Com | HVAC | 2022 T-24: NRNC - HVAC Controls - Expand Economizer Requirements | On-the-books | Gas Energy (MMTherm/year) |  | -0.004935 | -0.0048281 | -0.0047267 | -0.0046308 | -0.0045402 | -0.0044549 | -0.0043748 | -0.0042996 | -0.0042293 | -0.0041636 | -0.0041023 | -0.0040452
Yes | SCG | Com | HVAC | 2022 T-24: NRNC - HVAC Controls - VAV Deadband Airflow | On-the-books | Gas Energy (MMTherm/year) |  | 0.0046674 | 0.0029088 | 0.0017596 | 0.0010444 | 0.00061277 | 0.00035701 | 0.00020716 | 0.00011991 | 6.9316e-05 | 4.0036e-05 | 2.3114e-05 | 1.334e-05
Yes | SCG | Com | HVAC | 2019 T-24: NRNC-MECH-ASHRAE 90.1 | On-the-books | Gas Energy (MMTherm/year) |  | 0.61882 | 0.52597 | 0.43005 | 0.33832 | 0.25688 | 0.18918 | 0.13593 | 0.095827 | 0.066614 | 0.04584 | 0.03132 | 0.021294
Yes | SCG | Com | HVAC | 2019 T-24: NRNC-MECH-Economizer FDD | On-the-books | Gas Energy (MMTherm/year) |  | 0.0019712 | 0.0018183 | 0.0016459 | 0.0014591 | 0.0012652 | 0.0010727 | 0.00088989 | 0.00072343 | 0.00057756 | 0.00045396 | 0.00035219 | 0.00027035
Yes | SCG | Com | HVAC | 2019 T-24: NRNC-MECH-HE Fume Hoods in Lab Spaces | On-the-books | Gas Energy (MMTherm/year) |  | 0.077057 | 0.071078 | 0.064339 | 0.057036 | 0.049457 | 0.041933 | 0.034787 | 0.02828 | 0.022577 | 0.017746 | 0.013767 | 0.010568
Yes | SCG | Com | HVAC | 2019 T-24: NRNC-MECH-Ventilation & IAQ | On-the-books | Gas Energy (MMTherm/year) |  | 0.16128 | 0.14877 | 0.13466 | 0.11938 | 0.10351 | 0.087766 | 0.072809 | 0.05919 | 0.047255 | 0.037142 | 0.028816 | 0.02212
Yes | SCG | Com | HVAC | 2019-21 Fed App: Single package vertical AC and HP - <65,000 Btu/hr | On-the-books | Gas Energy (MMTherm/year) |  | -0.00019275 | -0.00019346 | -0.0001955 | -0.00019857 | -0.00020165 | -0.00019912 | -0.00019696 | -0.00019514 | -0.00015082 | -3.722e-05 | -3.7009e-05 | -3.6832e-05
Yes | SDG&E | Com | HVAC | Fed Appliance: ASHRAE Products (Commercial boilers) | On-the-books | Gas Energy (MMTherm/year) | 0.0026669 | 0.0026636 | 0.0026607 | 0.002658 | 0.0026556 | 0.0026535 | 0.0026511 | 0.0026489 | 0.0026466 | 0.0026444 | 0.0026421 | 0.0026399 | 0.0026376
Yes | SDG&E | Com | HVAC | 2008 T-24: DDC to Zone | On-the-books | Gas Energy (MMTherm/year) | 0.10919 | 0.10878 | 0.10847 | 0.10823 | 0.10804 | 0.1079 | 0.10773 | 0.10758 | 0.10741 | 0.10726 | 0.10709 | 0.10694 | 0.10678
Yes | SDG&E | Com | HVAC | 2005 T-24: Ducts in existing commercial buildings | On-the-books | Gas Energy (MMTherm/year) | 0 | 0 | 0 | 0 | 0 | 0 | 0 | 0 | 0 | 0 | 0 | 0 | 0
Yes | SDG&E | Com | HVAC | 2013 T-24: NRA-HVAC-Equipment Efficiency | On-the-books | Gas Energy (MMTherm/year) | 0.013149 | 0.013043 | 0.012963 | 0.012901 | 0.012855 | 0.01282 | 0.012777 | 0.012739 | 0.012698 | 0.0062775 | 0 | 0 | 0
Yes | SDG&E | Com | HVAC | 2013 T-24: NRNC-HVAC-Laboratory Exhaust | On-the-books | Gas Energy (MMTherm/year) | 0.050039 | 0.049802 | 0.049653 | 0.049561 | 0.049504 | 0.049469 | 0.04942 | 0.04938 | 0.049334 | 0.049292 | 0.049248 | 0.049205 | 0.049161
Yes | SDG&E | Com | HVAC | 2013 T-24: NRNC-HVAC-Water & Space Heating ACM | On-the-books | Gas Energy (MMTherm/year) | 0.0047197 | 0.0046608 | 0.0046144 | 0.004578 | 0.0045497 | 0.0045277 | 0.0045015 | 0.0044781 | 0.0044529 | 0.0044289 | 0.004404 | 0.0043798 | 0.0043551
Yes | SDG&E | Com | HVAC | 2005 T-20: Unit Heaters and Duct Furnaces | On-the-books | Gas Energy (MMTherm/year) | 0.014046 | 0.014029 | 0.014014 | 0.014 | 0.013987 | 0.013976 | 0.013963 | 0.013952 | 0.01394 | 0.013928 | 0.013916 | 0.013904 | 0.013892
Yes | SDG&E | Com | HVAC | 2022-24 Fed App: Commercial boilers | On-the-books | Gas Energy (MMTherm/year) | 0.033295 | 0.03316 | 0.032524 | 0.031975 | 0.031511 | 0.031117 | 0.030455 | 0.02988 | 0.029384 | 0.028958 | 0.028595 | 0.028285 | 0.028023
Yes | SDG&E | Com | HVAC | 2022-24 Fed App: Commercial warm air furnaces | On-the-books | Gas Energy (MMTherm/year) | 0.0040776 | 0.0041309 | 0.0041841 | 0.0042342 | 0.0042884 | 0.0043345 | 0.0043343 | 0.0043342 | 0.0043341 | 0.0043341 | 0.0043341 | 0.0043341 | 0.0043341
Yes | SDG&E | Com | HVAC | 2019-21 Fed App: Dehumidifiers | On-the-books | Gas Energy (MMTherm/year) |  | -0.0015881 | -0.0015417 | -0.0014938 | -0.0014427 | -0.00083087 | -0.00019933 | -0.00019033 | -0.00018219 | -0.00017482 | -0.00016816 | -0.00016213 | -0.00015667
Yes | SDG&E | Com | HVAC | 2025 T-24: NR HVAC - Limit Hot Water Supply Temperatures - Gas (Alterations) | On-the-books | Gas Energy (MMTherm/year) | 0 | 0.011706 | 0.012601 | 0.012412 | 0.012225 | 0.012041 | 0.01186 | 0.011681 | 0.011506 | 0.011333 | 0.011164 | 0.0023202 | 0.0014947
Yes | SDG&E | Com | HVAC | 2025 T-24: NR HVAC - Limit Hot Water Supply Temperatures - Gas (New Construction + Additions) | On-the-books | Gas Energy (MMTherm/year) | 0 | 0.0010918 | 0.0064352 | 0.0063387 | 0.0062434 | 0.0061494 | 0.0060567 | 0.0059655 | 0.0058759 | 0.0057879 | 0.0057016 | 0.0048099 | 0.00076334
Yes | SDG&E | Com | HVAC | 2025 T-24: NR HVAC - Mechanical Heat Recovery Scenario A - Gas Baseline (New Construction + Additions) | On-the-books | Gas Energy (MMTherm/year) | 0 | 5.7797e-05 | 0.00033486 | 0.00032369 | 0.00031239 | 0.00030104 | 0.00028973 | 0.00027855 | 0.00026756 | 0.00025684 | 0.00024645 | 0.00020249 | 3.1299e-05
Yes | SDG&E | Com | HVAC | 2025 T-24: NR HVAC - Mechanical Heat Recovery Scenario B - Gas Baseline (New Construction + Additions) | On-the-books | Gas Energy (MMTherm/year) | 0 | 1.4449e-05 | 8.3716e-05 | 8.0922e-05 | 7.8097e-05 | 7.5261e-05 | 7.2434e-05 | 6.9636e-05 | 6.6889e-05 | 6.4209e-05 | 6.1613e-05 | 5.0622e-05 | 7.8246e-06
Yes | SDG&E | Com | HVAC | 2025 T-24: NR HVAC Controls - Guideline 36 (Alterations) | On-the-books | Gas Energy (MMTherm/year) | 0 | 0.0063259 | 0.0068904 | 0.0068673 | 0.0068436 | 0.0068195 | 0.0067948 | 0.0067695 | 0.0067438 | 0.0067174 | 0.0066905 | 0.0066631 | 0.0066351
Yes | SDG&E | Com | HVAC | 2025 T-24: NR HVAC Controls - Guideline 36 (New Construction + Additions) | On-the-books | Gas Energy (MMTherm/year) | 0 | 0.00026764 | 0.0015962 | 0.0015909 | 0.0015854 | 0.0015798 | 0.0015741 | 0.0015682 | 0.0015622 | 0.0015561 | 0.0015499 | 0.0015436 | 0.0015371
Yes | SDG&E | Com | HVAC | 2022 T-24: NRA - Air Distribution - Duct Leakage Testing | On-the-books | Gas Energy (MMTherm/year) | -0.0068948 | -0.0068091 | -0.0067243 | -0.0066408 | -0.006559 | -0.0064793 | -0.0064019 | -0.0063273 | -0.0062556 | -0.006187 | -0.0061216 | -0.0060596 | -0.006001
Yes | SDG&E | Com | HVAC | 2022 T-24: NRA - Air Distribution - Fan Power Budget | On-the-books | Gas Energy (MMTherm/year) | -0.0086186 | -0.0085114 | -0.0084054 | -0.008301 | -0.0081987 | -0.0080991 | -0.0080024 | -0.0079091 | -0.0078195 | -0.0077337 | -0.007652 | -0.0075745 | -0.0075013
Yes | SDG&E | Com | HVAC | 2022 T-24: NRA - Controlled Environment Horticulture - Efficient Dehumidification | On-the-books | Gas Energy (MMTherm/year) | 0.0025741 | 0.0024111 | 0.0022635 | 0.0021312 | 0.0020137 | 0.0019101 | 0.0018195 | 0.0017407 | 0.0016724 | 0.0016137 | 0.0015633 | 0.0015202 | 0.0014834
Yes | SDG&E | Com | HVAC | 2022 T-24: NRA - HVAC Controls - Dedicated Outdoor Air Systems (DOAS) | On-the-books | Gas Energy (MMTherm/year) | 0.001419 | 0.0014112 | 0.0014031 | 0.0013948 | 0.0013861 | 0.0013772 | 0.001368 | 0.0013585 | 0.0013487 | 0.0013386 | 0.0013282 | 0.0013176 | 0.0013067
Yes | SDG&E | Com | HVAC | 2022 T-24: NRA - HVAC Controls - Exhaust Air Heat Recovery | On-the-books | Gas Energy (MMTherm/year) | 0.0060821 | 0.0060449 | 0.0060066 | 0.0059674 | 0.0059272 | 0.005886 | 0.0058438 | 0.0058008 | 0.0057568 | 0.0057121 | 0.0056665 | 0.0056203 | 0.0055733
Yes | SDG&E | Com | HVAC | 2022 T-24: NRA - HVAC Controls - Expand Economizer Requirements | On-the-books | Gas Energy (MMTherm/year) | -0.00088267 | -0.00086302 | -0.00084433 | -0.0008266 | -0.00080983 | -0.00046443 | 0 | 0 | 0 | 0 | 0 | 0 | 0
Yes | SDG&E | Com | HVAC | 2022 T-24: NRA - HVAC Controls - VAV Deadband Airflow | On-the-books | Gas Energy (MMTherm/year) | 0.001331 | 0.00086672 | 0.00054015 | 0.00032675 | 0.00019395 | 0.00011379 | 6.6296e-05 | 3.8468e-05 | 2.2267e-05 | 1.2872e-05 | 7.4346e-06 | 4.2921e-06 | 2.4772e-06
Yes | SDG&E | Com | HVAC | 2019 T-24: NRA-MECH-HE Fume Hoods in Lab Spaces | On-the-books | Gas Energy (MMTherm/year) | 0.01127 | 0.010568 | 0.0097479 | 0.0088236 | 0.0078221 | 0.0067827 | 0.0057508 | 0.0047708 | 0.0038784 | 0.0030963 | 0.0002067 | 0 | 0
Yes | SDG&E | Com | HVAC | 2022 T-24: NRNC - Air Distribution - Duct Leakage Testing | On-the-books | Gas Energy (MMTherm/year) | -0.0039301 | -0.0038812 | -0.0038329 | -0.0037853 | -0.0037386 | -0.0036932 | -0.0036491 | -0.0036066 | -0.0035657 | -0.0035266 | -0.0034893 | -0.003454 | -0.0034206
Yes | SDG&E | Com | HVAC | 2022 T-24: NRNC - Air Distribution - Fan Power Budget | On-the-books | Gas Energy (MMTherm/year) | -0.0039301 | -0.0038812 | -0.0038329 | -0.0037853 | -0.0037386 | -0.0036932 | -0.0036491 | -0.0036066 | -0.0035657 | -0.0035266 | -0.0034893 | -0.003454 | -0.0034206
Yes | SDG&E | Com | HVAC | 2022 T-24: NRNC - Controlled Environment Horticulture - Efficient Dehumidification | On-the-books | Gas Energy (MMTherm/year) | 0.0077222 | 0.0072332 | 0.0067905 | 0.0063937 | 0.0060411 | 0.0057304 | 0.0054585 | 0.005222 | 0.0050173 | 0.004841 | 0.0046898 | 0.0045605 | 0.0044503
Yes | SDG&E | Com | HVAC | 2022 T-24: NRNC - HVAC Controls - Dedicated Outdoor Air Systems (DOAS) | On-the-books | Gas Energy (MMTherm/year) |  | 0.0012515 | 0.0012462 | 0.0012407 | 0.0012349 | 0.001229 | 0.0012227 | 0.0012163 | 0.0012096 | 0.0012027 | 0.0011955 | 0.0011881 | 0.0011805
Yes | SDG&E | Com | HVAC | 2022 T-24: NRNC - HVAC Controls - Exhaust Air Heat Recovery | On-the-books | Gas Energy (MMTherm/year) |  | 0.0026675 | 0.0026507 | 0.0026334 | 0.0026156 | 0.0025974 | 0.0025788 | 0.0025598 | 0.0025404 | 0.0025207 | 0.0025006 | 0.0024802 | 0.0024595
Yes | SDG&E | Com | HVAC | 2022 T-24: NRNC - HVAC Controls - Expand Economizer Requirements | On-the-books | Gas Energy (MMTherm/year) |  | -0.00044773 | -0.00043804 | -0.00042884 | -0.00042013 | -0.00041192 | -0.00040418 | -0.00039691 | -0.00039009 | -0.00038371 | -0.00037774 | -0.00037218 | -0.000367
Yes | SDG&E | Com | HVAC | 2022 T-24: NRNC - HVAC Controls - VAV Deadband Airflow | On-the-books | Gas Energy (MMTherm/year) |  | 0.00042345 | 0.0002639 | 0.00015964 | 9.4758e-05 | 5.5594e-05 | 3.239e-05 | 1.8794e-05 | 1.0879e-05 | 6.2888e-06 | 3.6323e-06 | 2.097e-06 | 1.2103e-06
Yes | SDG&E | Com | HVAC | 2019 T-24: NRNC-MECH-ASHRAE 90.1 | On-the-books | Gas Energy (MMTherm/year) |  | 0.056143 | 0.047719 | 0.039016 | 0.030695 | 0.023306 | 0.017163 | 0.012332 | 0.008694 | 0.0060436 | 0.0041589 | 0.0028416 | 0.0019319
Yes | SDG&E | Com | HVAC | 2019 T-24: NRNC-MECH-Economizer FDD | On-the-books | Gas Energy (MMTherm/year) |  | 0.00017884 | 0.00016497 | 0.00014932 | 0.00013237 | 0.00011478 | 9.7321e-05 | 8.0736e-05 | 6.5634e-05 | 5.2399e-05 | 4.1186e-05 | 3.1953e-05 | 2.4528e-05
Yes | SDG&E | Com | HVAC | 2019 T-24: NRNC-MECH-HE Fume Hoods in Lab Spaces | On-the-books | Gas Energy (MMTherm/year) |  | 0.006991 | 0.0064486 | 0.0058372 | 0.0051746 | 0.004487 | 0.0038044 | 0.003156 | 0.0025657 | 0.0020483 | 0.00161 | 0.0012491 | 0.00095883
Yes | SDG&E | Com | HVAC | 2019 T-24: NRNC-MECH-Ventilation & IAQ | On-the-books | Gas Energy (MMTherm/year) |  | 0.014632 | 0.013497 | 0.012217 | 0.010831 | 0.0093914 | 0.0079626 | 0.0066057 | 0.00537 | 0.0042872 | 0.0033697 | 0.0026143 | 0.0020069
Yes | SDG&E | Com | HVAC | 2019-21 Fed App: Single package vertical AC and HP - <65,000 Btu/hr | On-the-books | Gas Energy (MMTherm/year) |  | -1.7487e-05 | -1.7552e-05 | -1.7737e-05 | -1.8016e-05 | -1.8295e-05 | -1.8065e-05 | -1.787e-05 | -1.7704e-05 | -1.3684e-05 | -3.3768e-06 | -3.3576e-06 | -3.3416e-06
Yes | PG&E | Res | HVAC | 2005 T-24: Duct improvement | On-the-books | Gas Energy (MMTherm/year) | 0 | 0 | 0 | 0 | 0 | 0 | 0 | 0 | 0 | 0 | 0 | 0 | 0
Yes | PG&E | Res | HVAC | Fed Appliance: Residential Direct Heating Equipment | On-the-books | Gas Energy (MMTherm/year) | 0.011082 | 0.011082 | 0.011082 | 0.0042366 | 0.0014455 | 0.0014455 | 0.0014455 | 0.0014455 | 0.0014455 | 0.0014455 | 0.0014455 | 0.0014455 | 0.0014455
Yes | PG&E | Res | HVAC | 2016 T-20: Air Filter Labeling | On-the-books | Gas Energy (MMTherm/year) | 0.0012129 | 0.0012086 | 0.0012051 | 0.0012024 | 0.0012002 | 0.0011985 | 0.0011971 | 0.001196 | 0.0011951 | 0.0011944 | 0.0011939 | 0.0011935 | 0.0011931
Yes | PG&E | Res | HVAC | 2024 T-20: Air Filter Labeling | On-the-books | Gas Energy (MMTherm/year) | 0.0036888 | 0.0037113 | 0.0037338 | 0.0037563 | 0.0037789 | 0.0038014 | 0.0038014 | 0.0038014 | 0.0038014 | 0.0038014 | 0.0038014 | 0.0038014 | 0.0038014
Yes | PG&E | Res | HVAC | 2019-21 Fed App: Dehumidifiers | On-the-books | Gas Energy (MMTherm/year) |  | -0.015716 | -0.015257 | -0.014783 | -0.014277 | -0.0082225 | -0.0019726 | -0.0018836 | -0.001803 | -0.0017301 | -0.0016641 | -0.0016044 | -0.0015504
Yes | PG&E | Res | HVAC | 2022 T-24: MFA - Restructuring - Airflow and Fan Watt Draw | On-the-books | Gas Energy (MMTherm/year) | -0.0016132 | -0.0016077 | -0.0016032 | -0.0015997 | -0.001597 | -0.0015948 | -0.0015931 | -0.0015918 | -0.0015908 | -0.00159 | -0.0015894 | -0.0015889 | -0.0015885
Yes | PG&E | Res | HVAC | 2022 T-24: MFA - Restructuring - Duct Sealing and Testing | On-the-books | Gas Energy (MMTherm/year) | 0.001661 | 0.0016551 | 0.0016496 | 0.0016446 | 0.0016399 | 0.0016356 | 0.0016316 | 0.001628 | 0.0016246 | 0.0016215 | 0.0016186 | 0.001616 | 0.0016136
Yes | PG&E | Res | HVAC | 2022 T-24: MFNC - All Electric Package - Single Zone Heat Pump Electric Space Heating for Mid-rise and High-rise MF | On-the-books | Gas Energy (MMTherm/year) | 0.10845 | 0.10538 | 0.10224 | 0.099049 | 0.095854 | 0.092689 | 0.089588 | 0.086584 | 0.083704 | 0.080971 | 0.078403 | 0.076012 | 0.073805
Yes | PG&E | Res | HVAC | 2022 T-24: MFNC - Indoor Air Quality - Central Ventilation Duct Sealing | On-the-books | Gas Energy (MMTherm/year) | 0.030005 | 0.029654 | 0.029309 | 0.028972 | 0.028646 | 0.02833 | 0.028027 | 0.027737 | 0.027461 | 0.027199 | 0.026952 | 0.026719 | 0.026501
Yes | PG&E | Res | HVAC | 2022 T-24: MFNC - Indoor Air Quality - Heat or Energy Recovery Ventilator | On-the-books | Gas Energy (MMTherm/year) | 0.034829 | 0.034421 | 0.034021 | 0.03363 | 0.033251 | 0.032885 | 0.032533 | 0.032196 | 0.031876 | 0.031572 | 0.031285 | 0.031014 | 0.030761
Yes | PG&E | Res | HVAC | 2025 T-24: Multifamily IAQ - Compartmentalization and Balanced or supply-only ventilation (New Construction + Additions) | On-the-books | Gas Energy (MMTherm/year) | 0 | 3.4486e-05 | 0.00013651 | 0.00013618 | 0.00013583 | 0.00013547 | 0.00013509 | 0.00013469 | 0.00013427 | 0.00013383 | 0.00013338 | 0.00013291 | 0.00013243
Yes | PG&E | Res | HVAC | 2025 T-24: Multifamily Restructuring - Central Ventilation Shaft Sealing (New Construction + Additions) | On-the-books | Gas Energy (MMTherm/year) | 0 | 4.6599e-07 | 1.7962e-06 | 1.7435e-06 | 1.6908e-06 | 1.6382e-06 | 1.5858e-06 | 1.5337e-06 | 1.4819e-06 | 1.4307e-06 | 1.3799e-06 | 1.3299e-06 | 1.2805e-06
Yes | PG&E | Res | HVAC | 2019 T-24: RA(MF)-MECH-Quality HVAC | On-the-books | Gas Energy (MMTherm/year) |  | -3.317e-05 | -3.0596e-05 | -2.7695e-05 | -2.4552e-05 | -2.1289e-05 | -1.805e-05 | -1.4974e-05 | -1.2173e-05 | -9.7185e-06 | -7.6388e-06 | -5.9263e-06 | -4.5493e-06
Yes | PG&E | Res | HVAC | 2019 T-24: RA(SF)-MECH-Quality HVAC | On-the-books | Gas Energy (MMTherm/year) |  | -0.00021515 | -0.00019846 | -0.00017964 | -0.00015925 | -0.00013809 | -0.00011708 | -9.7129e-05 | -7.896e-05 | -6.3038e-05 | -4.9548e-05 | -3.844e-05 | -2.9508e-05
Yes | PG&E | Res | HVAC | 2019-21 Fed App: Residential boilers - gas-fired hot water and electric hot water | On-the-books | Gas Energy (MMTherm/year) |  | 0.002879 | 0.0028635 | 0.0028547 | 0.0028553 | 0.0028544 | 0.0028464 | 0.0028394 | 0.0028334 | 0.0028282 | 0.0028238 | 0.0028201 | 0.0028169
Yes | PG&E | Res | HVAC | 2019-21 Fed App: Residential boilers - gas-fired steam and electric steam | On-the-books | Gas Energy (MMTherm/year) |  | 0.0002015 | 0.00018905 | 0.00017783 | 0.00016898 | 0.00016004 | 0.00015324 | 0.00014733 | 0.00014223 | 0.00013785 | 0.00013411 | 0.00013093 | 0.00012824
Yes | PG&E | Res | HVAC | 2019 T-24: RNC(MF)-MECH-Quality HVAC | On-the-books | Gas Energy (MMTherm/year) |  | -0.0013211 | -0.0012186 | -0.001103 | -0.00097785 | -0.0008479 | -0.00071891 | -0.0005964 | -0.00048484 | -0.00038707 | -0.00030424 | -0.00023603 | -0.00018119
Yes | PG&E | Res | HVAC | 2019 T-24: RNC(SF)-MECH-Quality HVAC | On-the-books | Gas Energy (MMTherm/year) |  | -0.012678 | -0.011695 | -0.010586 | -0.0093844 | -0.0081373 | -0.0068993 | -0.0057236 | -0.004653 | -0.0037147 | -0.0029198 | -0.0022652 | -0.0017389
Yes | PG&E | Res | HVAC | 2022 T-24: SFA - Prescriptive duct insulation | On-the-books | Gas Energy (MMTherm/year) |  | 0.0022133 | 0.0021947 | 0.0021773 | 0.0021611 | 0.0021462 | 0.0021324 | 0.0021199 | 0.0021085 | 0.0020981 | 0.0020888 | 0.0020804 | 0.0020728
Yes | PG&E | Res | HVAC | 2022 T-24: SFA - Prescriptive duct sealing | On-the-books | Gas Energy (MMTherm/year) |  | 0.032116 | 0.031775 | 0.031496 | 0.031269 | 0.031086 | 0.030937 | 0.030817 | 0.030721 | 0.030643 | 0.030581 | 0.03053 | 0.03049
Yes | SCG | Res | HVAC | 2005 T-24: Duct improvement | On-the-books | Gas Energy (MMTherm/year) | 0 | 0 | 0 | 0 | 0 | 0 | 0 | 0 | 0 | 0 | 0 | 0 | 0
Yes | SCG | Res | HVAC | Fed Appliance: Residential Direct Heating Equipment | On-the-books | Gas Energy (MMTherm/year) | 0.012343 | 0.012343 | 0.012343 | 0.0047186 | 0.00161 | 0.00161 | 0.00161 | 0.00161 | 0.00161 | 0.00161 | 0.00161 | 0.00161 | 0.00161
Yes | SCG | Res | HVAC | 2016 T-20: Air Filter Labeling | On-the-books | Gas Energy (MMTherm/year) | 0.0013508 | 0.0013461 | 0.0013423 | 0.0013392 | 0.0013368 | 0.0013348 | 0.0013333 | 0.0013321 | 0.0013311 | 0.0013303 | 0.0013297 | 0.0013293 | 0.0013289
Yes | SCG | Res | HVAC | 2024 T-20: Air Filter Labeling | On-the-books | Gas Energy (MMTherm/year) | 0.0041085 | 0.0041335 | 0.0041586 | 0.0041837 | 0.0042088 | 0.0042339 | 0.0042339 | 0.0042339 | 0.0042339 | 0.0042339 | 0.0042339 | 0.0042339 | 0.0042339
Yes | SCG | Res | HVAC | 2019-21 Fed App: Dehumidifiers | On-the-books | Gas Energy (MMTherm/year) |  | -0.017504 | -0.016993 | -0.016465 | -0.015902 | -0.009158 | -0.002197 | -0.0020979 | -0.0020081 | -0.0019269 | -0.0018535 | -0.001787 | -0.0017268
Yes | SCG | Res | HVAC | 2022 T-24: MFA - Restructuring - Airflow and Fan Watt Draw | On-the-books | Gas Energy (MMTherm/year) | -0.0017968 | -0.0017906 | -0.0017856 | -0.0017817 | -0.0017787 | -0.0017763 | -0.0017744 | -0.0017729 | -0.0017718 | -0.0017709 | -0.0017702 | -0.0017696 | -0.0017692
Yes | SCG | Res | HVAC | 2022 T-24: MFA - Restructuring - Duct Sealing and Testing | On-the-books | Gas Energy (MMTherm/year) | 0.0018499 | 0.0018434 | 0.0018373 | 0.0018317 | 0.0018265 | 0.0018217 | 0.0018172 | 0.0018132 | 0.0018094 | 0.001806 | 0.0018028 | 0.0017998 | 0.0017972
Yes | SCG | Res | HVAC | 2022 T-24: MFNC - All Electric Package - Single Zone Heat Pump Electric Space Heating for Mid-rise and High-rise MF | On-the-books | Gas Energy (MMTherm/year) | 0.12079 | 0.11737 | 0.11387 | 0.11032 | 0.10676 | 0.10323 | 0.099781 | 0.096435 | 0.093227 | 0.090183 | 0.087323 | 0.084661 | 0.082202
Yes | SCG | Res | HVAC | 2022 T-24: MFNC - Indoor Air Quality - Central Ventilation Duct Sealing | On-the-books | Gas Energy (MMTherm/year) | 0.033419 | 0.033028 | 0.032643 | 0.032269 | 0.031905 | 0.031554 | 0.031216 | 0.030893 | 0.030585 | 0.030294 | 0.030018 | 0.029759 | 0.029516
Yes | SCG | Res | HVAC | 2022 T-24: MFNC - Indoor Air Quality - Heat or Energy Recovery Ventilator | On-the-books | Gas Energy (MMTherm/year) | 0.038792 | 0.038337 | 0.037891 | 0.037456 | 0.037034 | 0.036626 | 0.036234 | 0.035859 | 0.035502 | 0.035164 | 0.034844 | 0.034543 | 0.034261
Yes | SCG | Res | HVAC | 2025 T-24: Multifamily IAQ - Compartmentalization and Balanced or supply-only ventilation (New Construction + Additions) | On-the-books | Gas Energy (MMTherm/year) | 0 | 3.8409e-05 | 0.00015204 | 0.00015167 | 0.00015128 | 0.00015088 | 0.00015045 | 0.00015001 | 0.00014955 | 0.00014906 | 0.00014856 | 0.00014804 | 0.0001475
Yes | SCG | Res | HVAC | 2025 T-24: Multifamily Restructuring - Central Ventilation Shaft Sealing (New Construction + Additions) | On-the-books | Gas Energy (MMTherm/year) | 0 | 5.19e-07 | 2.0005e-06 | 1.9418e-06 | 1.8831e-06 | 1.8246e-06 | 1.7662e-06 | 1.7082e-06 | 1.6505e-06 | 1.5934e-06 | 1.5369e-06 | 1.4812e-06 | 1.4262e-06
Yes | SCG | Res | HVAC | 2019 T-24: RA(MF)-MECH-Quality HVAC | On-the-books | Gas Energy (MMTherm/year) |  | -3.6944e-05 | -3.4077e-05 | -3.0846e-05 | -2.7345e-05 | -2.3711e-05 | -2.0104e-05 | -1.6678e-05 | -1.3558e-05 | -1.0824e-05 | -8.5078e-06 | -6.6006e-06 | -5.0669e-06
Yes | SCG | Res | HVAC | 2019 T-24: RA(SF)-MECH-Quality HVAC | On-the-books | Gas Energy (MMTherm/year) |  | -0.00023963 | -0.00022104 | -0.00020008 | -0.00017737 | -0.0001538 | -0.0001304 | -0.00010818 | -8.7944e-05 | -7.021e-05 | -5.5185e-05 | -4.2814e-05 | -3.2866e-05
Yes | SCG | Res | HVAC | 2019-21 Fed App: Residential boilers - gas-fired hot water and electric hot water | On-the-books | Gas Energy (MMTherm/year) |  | 0.0032066 | 0.0031893 | 0.0031795 | 0.0031802 | 0.0031791 | 0.0031702 | 0.0031625 | 0.0031558 | 0.00315 | 0.0031451 | 0.0031409 | 0.0031374
Yes | SCG | Res | HVAC | 2019-21 Fed App: Residential boilers - gas-fired steam and electric steam | On-the-books | Gas Energy (MMTherm/year) |  | 0.00022442 | 0.00021056 | 0.00019806 | 0.00018821 | 0.00017825 | 0.00017068 | 0.00016409 | 0.00015841 | 0.00015353 | 0.00014937 | 0.00014583 | 0.00014283
Yes | SCG | Res | HVAC | 2019 T-24: RNC(MF)-MECH-Quality HVAC | On-the-books | Gas Energy (MMTherm/year) |  | -0.0014714 | -0.0013572 | -0.0012285 | -0.0010891 | -0.00094437 | -0.0008007 | -0.00066425 | -0.00054 | -0.00043111 | -0.00033885 | -0.00026289 | -0.0002018
Yes | SCG | Res | HVAC | 2019 T-24: RNC(SF)-MECH-Quality HVAC | On-the-books | Gas Energy (MMTherm/year) |  | -0.014121 | -0.013025 | -0.01179 | -0.010452 | -0.0090631 | -0.0076843 | -0.0063748 | -0.0051823 | -0.0041373 | -0.0032519 | -0.0025229 | -0.0019367
Yes | SCG | Res | HVAC | 2022 T-24: SFA - Prescriptive duct insulation | On-the-books | Gas Energy (MMTherm/year) |  | 0.0024651 | 0.0024444 | 0.002425 | 0.002407 | 0.0023904 | 0.0023751 | 0.0023611 | 0.0023483 | 0.0023368 | 0.0023264 | 0.002317 | 0.0023087
Yes | SCG | Res | HVAC | 2022 T-24: SFA - Prescriptive duct sealing | On-the-books | Gas Energy (MMTherm/year) |  | 0.03577 | 0.03539 | 0.035079 | 0.034827 | 0.034622 | 0.034457 | 0.034323 | 0.034216 | 0.034129 | 0.03406 | 0.034004 | 0.033959
Yes | SDG&E | Res | HVAC | 2005 T-24: Duct improvement | On-the-books | Gas Energy (MMTherm/year) | 0 | 0 | 0 | 0 | 0 | 0 | 0 | 0 | 0 | 0 | 0 | 0 | 0
Yes | SDG&E | Res | HVAC | Fed Appliance: Residential Direct Heating Equipment | On-the-books | Gas Energy (MMTherm/year) | 0.0011199 | 0.0011199 | 0.0011199 | 0.0004281 | 0.00014607 | 0.00014607 | 0.00014607 | 0.00014607 | 0.00014607 | 0.00014607 | 0.00014607 | 0.00014607 | 0.00014607
Yes | SDG&E | Res | HVAC | 2016 T-20: Air Filter Labeling | On-the-books | Gas Energy (MMTherm/year) | 0.00012256 | 0.00012212 | 0.00012178 | 0.0001215 | 0.00012128 | 0.0001211 | 0.00012096 | 0.00012085 | 0.00012076 | 0.0001207 | 0.00012064 | 0.0001206 | 0.00012056
Yes | SDG&E | Res | HVAC | 2024 T-20: Air Filter Labeling | On-the-books | Gas Energy (MMTherm/year) | 0.00037275 | 0.00037502 | 0.00037729 | 0.00037957 | 0.00038185 | 0.00038413 | 0.00038413 | 0.00038413 | 0.00038413 | 0.00038413 | 0.00038413 | 0.00038413 | 0.00038413
Yes | SDG&E | Res | HVAC | 2019-21 Fed App: Dehumidifiers | On-the-books | Gas Energy (MMTherm/year) |  | -0.0015881 | -0.0015417 | -0.0014938 | -0.0014427 | -0.00083087 | -0.00019933 | -0.00019033 | -0.00018219 | -0.00017482 | -0.00016816 | -0.00016213 | -0.00015667
Yes | SDG&E | Res | HVAC | 2022 T-24: MFA - Restructuring - Airflow and Fan Watt Draw | On-the-books | Gas Energy (MMTherm/year) | -0.00016302 | -0.00016245 | -0.000162 | -0.00016165 | -0.00016137 | -0.00016115 | -0.00016098 | -0.00016085 | -0.00016075 | -0.00016066 | -0.0001606 | -0.00016055 | -0.00016051
Yes | SDG&E | Res | HVAC | 2022 T-24: MFA - Restructuring - Duct Sealing and Testing | On-the-books | Gas Energy (MMTherm/year) | 0.00016784 | 0.00016724 | 0.00016669 | 0.00016618 | 0.00016571 | 0.00016527 | 0.00016487 | 0.0001645 | 0.00016416 | 0.00016385 | 0.00016356 | 0.00016329 | 0.00016305
Yes | SDG&E | Res | HVAC | 2022 T-24: MFNC - All Electric Package - Single Zone Heat Pump Electric Space Heating for Mid-rise and High-rise MF | On-the-books | Gas Energy (MMTherm/year) | 0.010959 | 0.010649 | 0.010331 | 0.010009 | 0.0096859 | 0.009366 | 0.0090527 | 0.0087491 | 0.0084581 | 0.008182 | 0.0079225 | 0.0076809 | 0.0074579
Yes | SDG&E | Res | HVAC | 2022 T-24: MFNC - Indoor Air Quality - Central Ventilation Duct Sealing | On-the-books | Gas Energy (MMTherm/year) | 0.003032 | 0.0029965 | 0.0029616 | 0.0029276 | 0.0028946 | 0.0028627 | 0.0028321 | 0.0028028 | 0.0027749 | 0.0027484 | 0.0027234 | 0.0026999 | 0.0026778
Yes | SDG&E | Res | HVAC | 2022 T-24: MFNC - Indoor Air Quality - Heat or Energy Recovery Ventilator | On-the-books | Gas Energy (MMTherm/year) | 0.0035194 | 0.0034782 | 0.0034377 | 0.0033983 | 0.0033599 | 0.0033229 | 0.0032874 | 0.0032534 | 0.003221 | 0.0031902 | 0.0031612 | 0.0031339 | 0.0031083
Yes | SDG&E | Res | HVAC | 2025 T-24: Multifamily IAQ - Compartmentalization and Balanced or supply-only ventilation (New Construction + Additions) | On-the-books | Gas Energy (MMTherm/year) | 0 | 3.4847e-06 | 1.3794e-05 | 1.376e-05 | 1.3725e-05 | 1.3689e-05 | 1.365e-05 | 1.361e-05 | 1.3568e-05 | 1.3524e-05 | 1.3478e-05 | 1.3431e-05 | 1.3382e-05
Yes | SDG&E | Res | HVAC | 2025 T-24: Multifamily Restructuring - Central Ventilation Shaft Sealing (New Construction + Additions) | On-the-books | Gas Energy (MMTherm/year) | 0 | 4.7087e-08 | 1.815e-07 | 1.7617e-07 | 1.7085e-07 | 1.6554e-07 | 1.6024e-07 | 1.5497e-07 | 1.4975e-07 | 1.4457e-07 | 1.3944e-07 | 1.3438e-07 | 1.2939e-07
Yes | SDG&E | Res | HVAC | 2019 T-24: RA(MF)-MECH-Quality HVAC | On-the-books | Gas Energy (MMTherm/year) |  | -3.3517e-06 | -3.0917e-06 | -2.7985e-06 | -2.4809e-06 | -2.1512e-06 | -1.8239e-06 | -1.5131e-06 | -1.2301e-06 | -9.8204e-07 | -7.7188e-07 | -5.9884e-07 | -4.5969e-07
Yes | SDG&E | Res | HVAC | 2019 T-24: RA(SF)-MECH-Quality HVAC | On-the-books | Gas Energy (MMTherm/year) |  | -2.1741e-05 | -2.0054e-05 | -1.8152e-05 | -1.6092e-05 | -1.3954e-05 | -1.1831e-05 | -9.8147e-06 | -7.9788e-06 | -6.3699e-06 | -5.0067e-06 | -3.8843e-06 | -2.9818e-06
Yes | SDG&E | Res | HVAC | 2019-21 Fed App: Residential boilers - gas-fired hot water and electric hot water | On-the-books | Gas Energy (MMTherm/year) |  | 0.00029092 | 0.00028935 | 0.00028846 | 0.00028853 | 0.00028843 | 0.00028762 | 0.00028692 | 0.00028631 | 0.00028579 | 0.00028534 | 0.00028496 | 0.00028464
Yes | SDG&E | Res | HVAC | 2019-21 Fed App: Residential boilers - gas-fired steam and electric steam | On-the-books | Gas Energy (MMTherm/year) |  | 2.0361e-05 | 1.9103e-05 | 1.797e-05 | 1.7075e-05 | 1.6172e-05 | 1.5485e-05 | 1.4887e-05 | 1.4372e-05 | 1.393e-05 | 1.3552e-05 | 1.3231e-05 | 1.2959e-05
Yes | SDG&E | Res | HVAC | 2019 T-24: RNC(MF)-MECH-Quality HVAC | On-the-books | Gas Energy (MMTherm/year) |  | -0.00013349 | -0.00012314 | -0.00011146 | -9.881e-05 | -8.5679e-05 | -7.2644e-05 | -6.0265e-05 | -4.8992e-05 | -3.9113e-05 | -3.0743e-05 | -2.3851e-05 | -1.8309e-05
Yes | SDG&E | Res | HVAC | 2019 T-24: RNC(SF)-MECH-Quality HVAC | On-the-books | Gas Energy (MMTherm/year) |  | -0.0012811 | -0.0011817 | -0.0010697 | -0.00094827 | -0.00082226 | -0.00069716 | -0.00057836 | -0.00047017 | -0.00037536 | -0.00029504 | -0.0002289 | -0.00017571
Yes | SDG&E | Res | HVAC | 2022 T-24: SFA - Prescriptive duct insulation | On-the-books | Gas Energy (MMTherm/year) |  | 0.00022365 | 0.00022177 | 0.00022001 | 0.00021838 | 0.00021687 | 0.00021548 | 0.00021421 | 0.00021305 | 0.00021201 | 0.00021106 | 0.00021022 | 0.00020946
Yes | SDG&E | Res | HVAC | 2022 T-24: SFA - Prescriptive duct sealing | On-the-books | Gas Energy (MMTherm/year) |  | 0.0032452 | 0.0032108 | 0.0031826 | 0.0031597 | 0.0031411 | 0.0031261 | 0.003114 | 0.0031043 | 0.0030964 | 0.0030901 | 0.003085 | 0.003081
Yes | PG&E | Com | WaterHeat | 2013 T-24: NRNC-DHW-Solar Water Heating | On-the-books | Gas Energy (MMTherm/year) | 0.10152 | 0.10138 | 0.10127 | 0.10118 | 0.10112 | 0.10106 | 0.101 | 0.10095 | 0.10088 | 0.10083 | 0.10077 | 0.10071 | 0.10065
Yes | PG&E | Com | WaterHeat | T-20: Public Lavatory Faucets | On-the-books | Gas Energy (MMTherm/year) | 0 | 0 | 0 | 0 | 0 | 0 | 0 | 0 | 0 | 0 | 0 | 0 | 0
Yes | PG&E | Com | WaterHeat | T-20: Showerheads - w/ Natural Gas Water Heaters - Tier 1 | On-the-books | Gas Energy (MMTherm/year) | 0.26949 | 0 | 0 | 0 | 0 | 0 | 0 | 0 | 0 | 0 | 0 | 0 | 0
Yes | PG&E | Com | WaterHeat | 2022 T-24: NRA - Boilers and Service Water Heating - Process Boiler Oxygen Concentration | On-the-books | Gas Energy (MMTherm/year) | 0.064293 | 0.062576 | 0.061073 | 0.059767 | 0.05864 | 0.057673 | 0.056846 | 0.056144 | 0.055548 | 0.055045 | 0.05462 | 0.054263 | 0.053963
Yes | PG&E | Com | WaterHeat | 2022 T-24: NRNC - Boilers and Service Water Heating - Gas Boiler Systems | On-the-books | Gas Energy (MMTherm/year) | 0.005466 | 0.00532 | 0.006923 | 0.0084687 | 0.0099708 | 0.011441 | 0.011277 | 0.011137 | 0.011019 | 0.010919 | 0.010835 | 0.010764 | 0.010705
Yes | PG&E | Com | WaterHeat | 2022 T-24: NRNC - Boilers and Service Water Heating - Gas Service Water Heating | On-the-books | Gas Energy (MMTherm/year) | 0.00095245 | 0.00092701 | 0.0010418 | 0.0011537 | 0.0012636 | 0.0013722 | 0.0013525 | 0.0013358 | 0.0013216 | 0.0013096 | 0.0012995 | 0.0012911 | 0.0012839
Yes | PG&E | Com | WaterHeat | 2022 T-24: NRNC - Boilers and Service Water Heating - Process Boiler Oxygen Concentration | On-the-books | Gas Energy (MMTherm/year) | 0.0032691 | 0.0031818 | 0.0031054 | 0.003039 | 0.0029817 | 0.0029325 | 0.0028905 | 0.0028548 | 0.0028245 | 0.0027989 | 0.0027773 | 0.0027591 | 0.0027439
Yes | PG&E | Com | WaterHeat | 2019-21 Fed App: Pre-rinse spray valves | On-the-books | Gas Energy (MMTherm/year) |  | 0.0090074 | 0.0090968 | 0.0091872 | 0.0092786 | 0.009371 | 0.0093707 | 0.0093704 | 0.0093702 | 0.00937 | 0.0093698 | 0.0093697 | 0.0093696
Yes | SCG | Com | WaterHeat | 2013 T-24: NRNC-DHW-Solar Water Heating | On-the-books | Gas Energy (MMTherm/year) | 0.11308 | 0.11292 | 0.11279 | 0.1127 | 0.11262 | 0.11256 | 0.11249 | 0.11243 | 0.11236 | 0.1123 | 0.11223 | 0.11217 | 0.1121
Yes | SCG | Com | WaterHeat | T-20: Public Lavatory Faucets | On-the-books | Gas Energy (MMTherm/year) | 0 | 0 | 0 | 0 | 0 | 0 | 0 | 0 | 0 | 0 | 0 | 0 | 0
Yes | SCG | Com | WaterHeat | T-20: Showerheads - w/ Natural Gas Water Heaters - Tier 1 | On-the-books | Gas Energy (MMTherm/year) | 0.30015 | 0 | 0 | 0 | 0 | 0 | 0 | 0 | 0 | 0 | 0 | 0 | 0
Yes | SCG | Com | WaterHeat | 2022 T-24: NRA - Boilers and Service Water Heating - Process Boiler Oxygen Concentration | On-the-books | Gas Energy (MMTherm/year) | 0.071608 | 0.069695 | 0.068021 | 0.066567 | 0.065311 | 0.064234 | 0.063314 | 0.062531 | 0.061868 | 0.061307 | 0.060834 | 0.060437 | 0.060103
Yes | SCG | Com | WaterHeat | 2022 T-24: NRNC - Boilers and Service Water Heating - Gas Boiler Systems | On-the-books | Gas Energy (MMTherm/year) | 0.0060879 | 0.0059253 | 0.0077106 | 0.0094322 | 0.011105 | 0.012742 | 0.01256 | 0.012405 | 0.012273 | 0.012162 | 0.012068 | 0.011989 | 0.011923
Yes | SCG | Com | WaterHeat | 2022 T-24: NRNC - Boilers and Service Water Heating - Gas Service Water Heating | On-the-books | Gas Energy (MMTherm/year) | 0.0010608 | 0.0010325 | 0.0011604 | 0.001285 | 0.0014073 | 0.0015283 | 0.0015064 | 0.0014878 | 0.001472 | 0.0014586 | 0.0014474 | 0.0014379 | 0.00143
Yes | SCG | Com | WaterHeat | 2022 T-24: NRNC - Boilers and Service Water Heating - Process Boiler Oxygen Concentration | On-the-books | Gas Energy (MMTherm/year) | 0.0036411 | 0.0035438 | 0.0034587 | 0.0033847 | 0.0033209 | 0.0032661 | 0.0032194 | 0.0031796 | 0.0031458 | 0.0031173 | 0.0030933 | 0.0030731 | 0.0030561
Yes | SCG | Com | WaterHeat | 2019-21 Fed App: Pre-rinse spray valves | On-the-books | Gas Energy (MMTherm/year) |  | 0.010032 | 0.010132 | 0.010232 | 0.010334 | 0.010437 | 0.010437 | 0.010436 | 0.010436 | 0.010436 | 0.010436 | 0.010436 | 0.010436
Yes | SDG&E | Com | WaterHeat | 2013 T-24: NRNC-DHW-Solar Water Heating | On-the-books | Gas Energy (MMTherm/year) | 0.010259 | 0.010245 | 0.010233 | 0.010224 | 0.010218 | 0.010212 | 0.010206 | 0.0102 | 0.010194 | 0.010188 | 0.010182 | 0.010177 | 0.010171
Yes | SDG&E | Com | WaterHeat | T-20: Public Lavatory Faucets | On-the-books | Gas Energy (MMTherm/year) | 0 | 0 | 0 | 0 | 0 | 0 | 0 | 0 | 0 | 0 | 0 | 0 | 0
Yes | SDG&E | Com | WaterHeat | T-20: Showerheads - w/ Natural Gas Water Heaters - Tier 1 | On-the-books | Gas Energy (MMTherm/year) | 0.027231 | 0 | 0 | 0 | 0 | 0 | 0 | 0 | 0 | 0 | 0 | 0 | 0
Yes | SDG&E | Com | WaterHeat | 2022 T-24: NRA - Boilers and Service Water Heating - Process Boiler Oxygen Concentration | On-the-books | Gas Energy (MMTherm/year) | 0.0064967 | 0.0063232 | 0.0061713 | 0.0060393 | 0.0059254 | 0.0058277 | 0.0057442 | 0.0056732 | 0.005613 | 0.0055621 | 0.0055192 | 0.0054832 | 0.0054529
Yes | SDG&E | Com | WaterHeat | 2022 T-24: NRNC - Boilers and Service Water Heating - Gas Boiler Systems | On-the-books | Gas Energy (MMTherm/year) | 0.00055233 | 0.00053758 | 0.00069955 | 0.00085574 | 0.0010075 | 0.0011561 | 0.0011395 | 0.0011254 | 0.0011135 | 0.0011034 | 0.0010949 | 0.0010877 | 0.0010817
Yes | SDG&E | Com | WaterHeat | 2022 T-24: NRNC - Boilers and Service Water Heating - Gas Service Water Heating | On-the-books | Gas Energy (MMTherm/year) | 9.6243e-05 | 9.3672e-05 | 0.00010527 | 0.00011658 | 0.00012768 | 0.00013866 | 0.00013667 | 0.00013498 | 0.00013355 | 0.00013234 | 0.00013132 | 0.00013046 | 0.00012974
Yes | SDG&E | Com | WaterHeat | 2022 T-24: NRNC - Boilers and Service Water Heating - Process Boiler Oxygen Concentration | On-the-books | Gas Energy (MMTherm/year) | 0.00033034 | 0.00032152 | 0.00031379 | 0.00030708 | 0.00030129 | 0.00029632 | 0.00029208 | 0.00028847 | 0.00028541 | 0.00028282 | 0.00028064 | 0.00027881 | 0.00027727
Yes | SDG&E | Com | WaterHeat | 2019-21 Fed App: Pre-rinse spray valves | On-the-books | Gas Energy (MMTherm/year) |  | 0.00091017 | 0.00091921 | 0.00092835 | 0.00093758 | 0.00094692 | 0.00094689 | 0.00094686 | 0.00094683 | 0.00094682 | 0.0009468 | 0.00094679 | 0.00094678
Yes | PG&E | Res | WaterHeat | T-20: Residential Faucets & Aerators - Kitchen w/ Natural Gas Water Heating | On-the-books | Gas Energy (MMTherm/year) | 2.6608 | 0 | 0 | 0 | 0 | 0 | 0 | 0 | 0 | 0 | 0 | 0 | 0
Yes | PG&E | Res | WaterHeat | T-20: Residential Faucets & Aerators - Lavatory w/ Natural Gas Water Heating - Tier 2 | On-the-books | Gas Energy (MMTherm/year) | 1.0318 | 0 | 0 | 0 | 0 | 0 | 0 | 0 | 0 | 0 | 0 | 0 | 0
Yes | PG&E | Res | WaterHeat | T-20: Residential Faucets & Aerators - Lavatory w/ Natural Gas Water Heating - Tier 1 | On-the-books | Gas Energy (MMTherm/year) | 0 | 0 | 0 | 0 | 0 | 0 | 0 | 0 | 0 | 0 | 0 | 0 | 0
Yes | PG&E | Res | WaterHeat | 2005 T-24: Multifamily Water Heating | On-the-books | Gas Energy (MMTherm/year) | 0 | 0 | 0 | 0 | 0 | 0 | 0 | 0 | 0 | 0 | 0 | 0 | 0
Yes | PG&E | Res | WaterHeat | Fed Appliance: Residential Gas-fired instantaneous water heater | On-the-books | Gas Energy (MMTherm/year) | 0.044369 | 0.044369 | 0.044369 | 0.044369 | 0.044369 | 0.044369 | 0.044369 | 0.044369 | 0.044369 | 0.044369 | 0.018031 | 0.0073948 | 0.0073948
Yes | PG&E | Res | WaterHeat | Fed Appliance: Residential Gas-fired water heater | On-the-books | Gas Energy (MMTherm/year) | 0.92429 | 0.92059 | 0.91694 | 0.33916 | 0.10467 | 0.10427 | 0.10386 | 0.10346 | 0.10305 | 0.10265 | 0.10225 | 0.10184 | 0.10144
Yes | PG&E | Res | WaterHeat | 2013 T-24: RNC-DHW - High Efficiency Water Heater Ready | On-the-books | Gas Energy (MMTherm/year) | 0.015193 | 0.01517 | 0.015154 | 0.015143 | 0.015135 | 0.01513 | 0.015123 | 0.015117 | 0.015111 | 0.015105 | 0.015098 | 0.015092 | 0.015086
Yes | PG&E | Res | WaterHeat | 2013 T-24: RNC-DHW - MF DHW Control and Solar | On-the-books | Gas Energy (MMTherm/year) | 0.42408 | 0.42349 | 0.42303 | 0.42266 | 0.42238 | 0.42216 | 0.4219 | 0.42166 | 0.42141 | 0.42117 | 0.42092 | 0.42068 | 0.42043
Yes | PG&E | Res | WaterHeat | T-20: Showerheads - w/ Natural Gas Water Heaters - Tier 1 | On-the-books | Gas Energy (MMTherm/year) | 2.4254 | 0 | 0 | 0 | 0 | 0 | 0 | 0 | 0 | 0 | 0 | 0 | 0
Yes | PG&E | Res | WaterHeat | 2022 T-24: MFNC - All Electric Package - Prescriptive Alternative for Central HPWH | On-the-books | Gas Energy (MMTherm/year) | 0.17344 | 0.17203 | 0.17043 | 0.16867 | 0.16676 | 0.16475 | 0.16268 | 0.16061 | 0.15859 | 0.15666 | 0.15488 | 0.15326 | 0.15182
Yes | PG&E | Res | WaterHeat | 2022 T-24: MFNC - Boilers and Service Water Heating - Gas Service Water Heating | On-the-books | Gas Energy (MMTherm/year) | 0.00015924 | 0.00015499 | 0.00015126 | 0.00014803 | 0.00014524 | 0.00014284 | 0.0001408 | 0.00013905 | 0.00013758 | 0.00013633 | 0.00013528 | 0.0001344 | 0.00013365
Yes | PG&E | Res | WaterHeat | 2022 T-24: MFNC - Domestic Hot Water - Increased Insulation for Hot Water Distribution | On-the-books | Gas Energy (MMTherm/year) | 0.0046006 | 0.0045665 | 0.0045396 | 0.0045184 | 0.0045017 | 0.0044888 | 0.0044787 | 0.0044708 | 0.0044648 | 0.0044601 | 0.0044564 | 0.0044536 | 0.0044514
Yes | PG&E | Res | WaterHeat | 2025 T-24: Multifamily Domestic Hot Water - CPC Appendix M Pipe Sizing-Gas (New Construction + Additions) | On-the-books | Gas Energy (MMTherm/year) | 0 | 0.0069047 | 0.027351 | 0.027308 | 0.027265 | 0.027221 | 0.027176 | 0.027131 | 0.027086 | 0.027039 | 0.026992 | 0.020788 | 0.0024452
Yes | PG&E | Res | WaterHeat | 2025 T-24: Multifamily Domestic Hot Water - DHW Balancing Valves-Gas (Alterations) | On-the-books | Gas Energy (MMTherm/year) | 0 | 0.00092995 | 0.00097738 | 0.0009374 | 0.00089651 | 0.00085496 | 0.00081298 | 0.00077083 | 0.00072878 | 0.00068707 | 0.00064597 | 0.0001017 | 5.1498e-05
Yes | PG&E | Res | WaterHeat | 2025 T-24: Multifamily Domestic Hot Water - DHW Balancing Valves-Gas (New Construction + Additions) | On-the-books | Gas Energy (MMTherm/year) | 0 | 3.1451e-05 | 0.00012001 | 0.0001151 | 0.00011008 | 0.00010497 | 9.982e-05 | 9.4645e-05 | 8.9481e-05 | 8.4361e-05 | 7.9314e-05 | 5.7375e-05 | 6.3231e-06
Yes | PG&E | Res | WaterHeat | 2025 T-24: Multifamily Domestic Hot Water - DHW Master Mixing Valves-Gas (New Construction + Additions) | On-the-books | Gas Energy (MMTherm/year) | 0 | 0.0095128 | 0.037489 | 0.037231 | 0.036966 | 0.036696 | 0.036419 | 0.036137 | 0.035848 | 0.035553 | 0.035252 | 0.02696 | 0.0031484
Yes | PG&E | Res | WaterHeat | 2025 T-24: Multifamily Domestic Hot Water - DHW Pipe Insulation Enhancement-Gas (New Construction + Additions) | On-the-books | Gas Energy (MMTherm/year) | 0 | 0.014076 | 0.055837 | 0.055831 | 0.055825 | 0.055818 | 0.055812 | 0.055806 | 0.0558 | 0.055793 | 0.055787 | 0.043034 | 0.0050704
Yes | SCG | Res | WaterHeat | T-20: Residential Faucets & Aerators - Kitchen w/ Natural Gas Water Heating | On-the-books | Gas Energy (MMTherm/year) | 2.9636 | 0 | 0 | 0 | 0 | 0 | 0 | 0 | 0 | 0 | 0 | 0 | 0
Yes | SCG | Res | WaterHeat | T-20: Residential Faucets & Aerators - Lavatory w/ Natural Gas Water Heating - Tier 2 | On-the-books | Gas Energy (MMTherm/year) | 1.1492 | 0 | 0 | 0 | 0 | 0 | 0 | 0 | 0 | 0 | 0 | 0 | 0
Yes | SCG | Res | WaterHeat | T-20: Residential Faucets & Aerators - Lavatory w/ Natural Gas Water Heating - Tier 1 | On-the-books | Gas Energy (MMTherm/year) | 0 | 0 | 0 | 0 | 0 | 0 | 0 | 0 | 0 | 0 | 0 | 0 | 0
Yes | SCG | Res | WaterHeat | 2005 T-24: Multifamily Water Heating | On-the-books | Gas Energy (MMTherm/year) | 0 | 0 | 0 | 0 | 0 | 0 | 0 | 0 | 0 | 0 | 0 | 0 | 0
Yes | SCG | Res | WaterHeat | Fed Appliance: Residential Gas-fired instantaneous water heater | On-the-books | Gas Energy (MMTherm/year) | 0.049417 | 0.049417 | 0.049417 | 0.049417 | 0.049417 | 0.049417 | 0.049417 | 0.049417 | 0.049417 | 0.049417 | 0.020083 | 0.0082362 | 0.0082362
Yes | SCG | Res | WaterHeat | Fed Appliance: Residential Gas-fired water heater | On-the-books | Gas Energy (MMTherm/year) | 1.0295 | 1.0253 | 1.0213 | 0.37775 | 0.11658 | 0.11613 | 0.11568 | 0.11523 | 0.11478 | 0.11433 | 0.11388 | 0.11343 | 0.11298
Yes | SCG | Res | WaterHeat | 2013 T-24: RNC-DHW - High Efficiency Water Heater Ready | On-the-books | Gas Energy (MMTherm/year) | 0.016922 | 0.016896 | 0.016878 | 0.016866 | 0.016857 | 0.016851 | 0.016844 | 0.016837 | 0.01683 | 0.016823 | 0.016816 | 0.016809 | 0.016802
Yes | SCG | Res | WaterHeat | 2013 T-24: RNC-DHW - MF DHW Control and Solar | On-the-books | Gas Energy (MMTherm/year) | 0.47233 | 0.47167 | 0.47115 | 0.47075 | 0.47043 | 0.47019 | 0.4699 | 0.46964 | 0.46935 | 0.46909 | 0.46881 | 0.46854 | 0.46826
Yes | SCG | Res | WaterHeat | T-20: Showerheads - w/ Natural Gas Water Heaters - Tier 1 | On-the-books | Gas Energy (MMTherm/year) | 2.7014 | 0 | 0 | 0 | 0 | 0 | 0 | 0 | 0 | 0 | 0 | 0 | 0
Yes | SCG | Res | WaterHeat | 2022 T-24: MFNC - All Electric Package - Prescriptive Alternative for Central HPWH | On-the-books | Gas Energy (MMTherm/year) | 0.19317 | 0.1916 | 0.18982 | 0.18786 | 0.18574 | 0.1835 | 0.18119 | 0.17888 | 0.17663 | 0.17449 | 0.1725 | 0.17069 | 0.16909
Yes | SCG | Res | WaterHeat | 2022 T-24: MFNC - Boilers and Service Water Heating - Gas Service Water Heating | On-the-books | Gas Energy (MMTherm/year) | 0.00017736 | 0.00017262 | 0.00016847 | 0.00016487 | 0.00016176 | 0.00015909 | 0.00015681 | 0.00015488 | 0.00015323 | 0.00015184 | 0.00015067 | 0.00014969 | 0.00014886
Yes | SCG | Res | WaterHeat | 2022 T-24: MFNC - Domestic Hot Water - Increased Insulation for Hot Water Distribution | On-the-books | Gas Energy (MMTherm/year) | 0.005124 | 0.0050861 | 0.005056 | 0.0050324 | 0.0050139 | 0.0049995 | 0.0049882 | 0.0049795 | 0.0049727 | 0.0049675 | 0.0049634 | 0.0049603 | 0.0049579
Yes | SCG | Res | WaterHeat | 2025 T-24: Multifamily Domestic Hot Water - CPC Appendix M Pipe Sizing-Gas (New Construction + Additions) | On-the-books | Gas Energy (MMTherm/year) | 0 | 0.0076902 | 0.030463 | 0.030415 | 0.030367 | 0.030318 | 0.030268 | 0.030218 | 0.030167 | 0.030116 | 0.030063 | 0.023153 | 0.0027234
Yes | SCG | Res | WaterHeat | 2025 T-24: Multifamily Domestic Hot Water - DHW Balancing Valves-Gas (Alterations) | On-the-books | Gas Energy (MMTherm/year) | 0 | 0.0010358 | 0.0010886 | 0.001044 | 0.00099851 | 0.00095223 | 0.00090547 | 0.00085853 | 0.00081169 | 0.00076524 | 0.00071946 | 0.00011327 | 5.7358e-05
Yes | SCG | Res | WaterHeat | 2025 T-24: Multifamily Domestic Hot Water - DHW Balancing Valves-Gas (New Construction + Additions) | On-the-books | Gas Energy (MMTherm/year) | 0 | 3.503e-05 | 0.00013366 | 0.00012819 | 0.0001226 | 0.00011692 | 0.00011118 | 0.00010541 | 9.9662e-05 | 9.3959e-05 | 8.8338e-05 | 6.3903e-05 | 7.0425e-06
Yes | SCG | Res | WaterHeat | 2025 T-24: Multifamily Domestic Hot Water - DHW Master Mixing Valves-Gas (New Construction + Additions) | On-the-books | Gas Energy (MMTherm/year) | 0 | 0.010595 | 0.041754 | 0.041466 | 0.041172 | 0.040871 | 0.040563 | 0.040248 | 0.039926 | 0.039598 | 0.039263 | 0.030027 | 0.0035066
Yes | SCG | Res | WaterHeat | 2025 T-24: Multifamily Domestic Hot Water - DHW Pipe Insulation Enhancement-Gas (New Construction + Additions) | On-the-books | Gas Energy (MMTherm/year) | 0 | 0.015677 | 0.06219 | 0.062183 | 0.062176 | 0.062169 | 0.062162 | 0.062155 | 0.062148 | 0.062141 | 0.062134 | 0.04793 | 0.0056473
Yes | SDG&E | Res | WaterHeat | T-20: Residential Faucets & Aerators - Kitchen w/ Natural Gas Water Heating | On-the-books | Gas Energy (MMTherm/year) | 0.26887 | 0 | 0 | 0 | 0 | 0 | 0 | 0 | 0 | 0 | 0 | 0 | 0
Yes | SDG&E | Res | WaterHeat | T-20: Residential Faucets & Aerators - Lavatory w/ Natural Gas Water Heating - Tier 2 | On-the-books | Gas Energy (MMTherm/year) | 0.10426 | 0 | 0 | 0 | 0 | 0 | 0 | 0 | 0 | 0 | 0 | 0 | 0
Yes | SDG&E | Res | WaterHeat | T-20: Residential Faucets & Aerators - Lavatory w/ Natural Gas Water Heating - Tier 1 | On-the-books | Gas Energy (MMTherm/year) | 0 | 0 | 0 | 0 | 0 | 0 | 0 | 0 | 0 | 0 | 0 | 0 | 0
Yes | SDG&E | Res | WaterHeat | 2005 T-24: Multifamily Water Heating | On-the-books | Gas Energy (MMTherm/year) | 0 | 0 | 0 | 0 | 0 | 0 | 0 | 0 | 0 | 0 | 0 | 0 | 0
Yes | SDG&E | Res | WaterHeat | Fed Appliance: Residential Gas-fired instantaneous water heater | On-the-books | Gas Energy (MMTherm/year) | 0.0044834 | 0.0044834 | 0.0044834 | 0.0044834 | 0.0044834 | 0.0044834 | 0.0044834 | 0.0044834 | 0.0044834 | 0.0044834 | 0.001822 | 0.00074723 | 0.00074723
Yes | SDG&E | Res | WaterHeat | Fed Appliance: Residential Gas-fired water heater | On-the-books | Gas Energy (MMTherm/year) | 0.093398 | 0.093023 | 0.092654 | 0.034272 | 0.010576 | 0.010536 | 0.010495 | 0.010454 | 0.010413 | 0.010373 | 0.010332 | 0.010291 | 0.01025
Yes | SDG&E | Res | WaterHeat | 2013 T-24: RNC-DHW - High Efficiency Water Heater Ready | On-the-books | Gas Energy (MMTherm/year) | 0.0015353 | 0.0015329 | 0.0015313 | 0.0015302 | 0.0015294 | 0.0015288 | 0.0015281 | 0.0015276 | 0.0015269 | 0.0015263 | 0.0015256 | 0.001525 | 0.0015244
Yes | SDG&E | Res | WaterHeat | 2013 T-24: RNC-DHW - MF DHW Control and Solar | On-the-books | Gas Energy (MMTherm/year) | 0.042853 | 0.042793 | 0.042746 | 0.042709 | 0.04268 | 0.042658 | 0.042632 | 0.042608 | 0.042582 | 0.042558 | 0.042533 | 0.042509 | 0.042484
Yes | SDG&E | Res | WaterHeat | T-20: Showerheads - w/ Natural Gas Water Heaters - Tier 1 | On-the-books | Gas Energy (MMTherm/year) | 0.24508 | 0 | 0 | 0 | 0 | 0 | 0 | 0 | 0 | 0 | 0 | 0 | 0
Yes | SDG&E | Res | WaterHeat | 2022 T-24: MFNC - All Electric Package - Prescriptive Alternative for Central HPWH | On-the-books | Gas Energy (MMTherm/year) | 0.017526 | 0.017383 | 0.017222 | 0.017044 | 0.016851 | 0.016648 | 0.016439 | 0.016229 | 0.016025 | 0.015831 | 0.01565 | 0.015486 | 0.015341
Yes | SDG&E | Res | WaterHeat | 2022 T-24: MFNC - Boilers and Service Water Heating - Gas Service Water Heating | On-the-books | Gas Energy (MMTherm/year) | 1.6091e-05 | 1.5661e-05 | 1.5285e-05 | 1.4958e-05 | 1.4676e-05 | 1.4434e-05 | 1.4227e-05 | 1.4051e-05 | 1.3902e-05 | 1.3776e-05 | 1.367e-05 | 1.3581e-05 | 1.3506e-05
Yes | SDG&E | Res | WaterHeat | 2022 T-24: MFNC - Domestic Hot Water - Increased Insulation for Hot Water Distribution | On-the-books | Gas Energy (MMTherm/year) | 0.00046488 | 0.00046144 | 0.00045871 | 0.00045657 | 0.00045489 | 0.00045358 | 0.00045256 | 0.00045177 | 0.00045116 | 0.00045068 | 0.00045031 | 0.00045003 | 0.00044981
Yes | SDG&E | Res | WaterHeat | 2025 T-24: Multifamily Domestic Hot Water - CPC Appendix M Pipe Sizing-Gas (New Construction + Additions) | On-the-books | Gas Energy (MMTherm/year) | 0 | 0.0006977 | 0.0027638 | 0.0027595 | 0.0027551 | 0.0027506 | 0.0027461 | 0.0027416 | 0.0027369 | 0.0027323 | 0.0027275 | 0.0021005 | 0.00024708
Yes | SDG&E | Res | WaterHeat | 2025 T-24: Multifamily Domestic Hot Water - DHW Balancing Valves-Gas (Alterations) | On-the-books | Gas Energy (MMTherm/year) | 0 | 9.397e-05 | 9.8763e-05 | 9.4722e-05 | 9.0591e-05 | 8.6391e-05 | 8.215e-05 | 7.7891e-05 | 7.3641e-05 | 6.9427e-05 | 6.5274e-05 | 1.0277e-05 | 5.2038e-06
Yes | SDG&E | Res | WaterHeat | 2025 T-24: Multifamily Domestic Hot Water - DHW Balancing Valves-Gas (New Construction + Additions) | On-the-books | Gas Energy (MMTherm/year) | 0 | 3.1781e-06 | 1.2126e-05 | 1.163e-05 | 1.1123e-05 | 1.0607e-05 | 1.0087e-05 | 9.5636e-06 | 9.0419e-06 | 8.5245e-06 | 8.0145e-06 | 5.7976e-06 | 6.3894e-07
Yes | SDG&E | Res | WaterHeat | 2025 T-24: Multifamily Domestic Hot Water - DHW Master Mixing Valves-Gas (New Construction + Additions) | On-the-books | Gas Energy (MMTherm/year) | 0 | 0.00096125 | 0.0037882 | 0.0037621 | 0.0037354 | 0.003708 | 0.0036801 | 0.0036515 | 0.0036223 | 0.0035925 | 0.0035621 | 0.0027242 | 0.00031814
Yes | SDG&E | Res | WaterHeat | 2025 T-24: Multifamily Domestic Hot Water - DHW Pipe Insulation Enhancement-Gas (New Construction + Additions) | On-the-books | Gas Energy (MMTherm/year) | 0 | 0.0014223 | 0.0056422 | 0.0056416 | 0.005641 | 0.0056403 | 0.0056397 | 0.0056391 | 0.0056384 | 0.0056378 | 0.0056372 | 0.0043485 | 0.00051235
Yes | PG&E | Com | ComRefrig | Fed Appliance: Commercial Refrigeration | On-the-books | Gas Energy (MMTherm/year) | -0.0077189 | -0.0077175 | -0.0077166 | -0.0077159 | -0.0077154 | -0.0077151 | -0.0077147 | -0.0077144 | -0.007714 | -0.0077136 | -0.0077132 | -0.0077129 | -0.0077125
Yes | PG&E | Com | ComRefrig | 2013 T-24: NRNC-Refrigeration-Supermarket | On-the-books | Gas Energy (MMTherm/year) | 0.33584 | 0.33189 | 0.32707 | 0.32135 | 0.31478 | 0.30751 | 0.30071 | 0.29359 | 0.28668 | 0.27963 | 0.27268 | 0.26566 | 0.25868
Yes | PG&E | Com | ComRefrig | Fed Appliance: Refrigerated Beverage Vending Machines | On-the-books | Gas Energy (MMTherm/year) | -8.2213e-05 | -8.2209e-05 | -8.2207e-05 | -8.2206e-05 | -8.2206e-05 | -8.2205e-05 | -8.2205e-05 | -8.2204e-05 | -8.2204e-05 | -8.2204e-05 | -8.2203e-05 | -8.2203e-05 | -8.2202e-05
Yes | PG&E | Com | ComRefrig | 2019-21 Fed App: Refrigerated beverage vending machines | On-the-books | Gas Energy (MMTherm/year) |  | -0.0032411 | -0.0032585 | -0.0032839 | -0.0032859 | -0.0032956 | -0.0031854 | -0.001607 | -0.00052887 | -0.00051446 | -0.00050142 | -0.00048963 | -0.00047896
Yes | SCG | Com | ComRefrig | Fed Appliance: Commercial Refrigeration | On-the-books | Gas Energy (MMTherm/year) | -0.0085971 | -0.0085956 | -0.0085945 | -0.0085938 | -0.0085932 | -0.0085929 | -0.0085924 | -0.008592 | -0.0085916 | -0.0085912 | -0.0085908 | -0.0085904 | -0.00859
Yes | SCG | Com | ComRefrig | 2013 T-24: NRNC-Refrigeration-Supermarket | On-the-books | Gas Energy (MMTherm/year) | 0.37405 | 0.36965 | 0.36429 | 0.35792 | 0.3506 | 0.3425 | 0.33492 | 0.32699 | 0.3193 | 0.31145 | 0.3037 | 0.29589 | 0.28812
Yes | SCG | Com | ComRefrig | Fed Appliance: Refrigerated Beverage Vending Machines | On-the-books | Gas Energy (MMTherm/year) | -9.1567e-05 | -9.1563e-05 | -9.156e-05 | -9.1559e-05 | -9.1558e-05 | -9.1558e-05 | -9.1558e-05 | -9.1557e-05 | -9.1557e-05 | -9.1556e-05 | -9.1556e-05 | -9.1555e-05 | -9.1555e-05
Yes | SCG | Com | ComRefrig | 2019-21 Fed App: Refrigerated beverage vending machines | On-the-books | Gas Energy (MMTherm/year) |  | -0.0036098 | -0.0036292 | -0.0036575 | -0.0036598 | -0.0036705 | -0.0035478 | -0.0017898 | -0.00058904 | -0.00057299 | -0.00055847 | -0.00054534 | -0.00053345
Yes | SDG&E | Com | ComRefrig | Fed Appliance: Commercial Refrigeration | On-the-books | Gas Energy (MMTherm/year) | -0.00077998 | -0.00077984 | -0.00077974 | -0.00077968 | -0.00077963 | -0.0007796 | -0.00077956 | -0.00077952 | -0.00077948 | -0.00077944 | -0.00077941 | -0.00077937 | -0.00077933
Yes | SDG&E | Com | ComRefrig | 2013 T-24: NRNC-Refrigeration-Supermarket | On-the-books | Gas Energy (MMTherm/year) | 0.033936 | 0.033537 | 0.03305 | 0.032472 | 0.031808 | 0.031073 | 0.030386 | 0.029667 | 0.028968 | 0.028256 | 0.027553 | 0.026844 | 0.02614
Yes | SDG&E | Com | ComRefrig | Fed Appliance: Refrigerated Beverage Vending Machines | On-the-books | Gas Energy (MMTherm/year) | -8.3075e-06 | -8.3071e-06 | -8.3069e-06 | -8.3068e-06 | -8.3067e-06 | -8.3067e-06 | -8.3066e-06 | -8.3066e-06 | -8.3065e-06 | -8.3065e-06 | -8.3065e-06 | -8.3064e-06 | -8.3064e-06
Yes | SDG&E | Com | ComRefrig | 2019-21 Fed App: Refrigerated beverage vending machines | On-the-books | Gas Energy (MMTherm/year) |  | -0.0003275 | -0.00032926 | -0.00033183 | -0.00033204 | -0.00033301 | -0.00032188 | -0.00016238 | -5.3441e-05 | -5.1985e-05 | -5.0668e-05 | -4.9476e-05 | -4.8398e-05
Yes | PG&E | Com | FoodServ | 2005 T-20: Hot Food Holding Cabinets | On-the-books | Gas Energy (MMTherm/year) | -0.0010548 | -0.001054 | -0.0010536 | -0.0010533 | -0.0010531 | -0.001053 | -0.0010529 | -0.0010528 | -0.0010526 | -0.0010525 | -0.0010524 | -0.0010522 | -0.0010521
Yes | SCG | Com | FoodServ | 2005 T-20: Hot Food Holding Cabinets | On-the-books | Gas Energy (MMTherm/year) | -0.0011748 | -0.001174 | -0.0011735 | -0.0011731 | -0.001173 | -0.0011728 | -0.0011727 | -0.0011725 | -0.0011724 | -0.0011722 | -0.0011721 | -0.0011719 | -0.0011718
Yes | SDG&E | Com | FoodServ | 2005 T-20: Hot Food Holding Cabinets | On-the-books | Gas Energy (MMTherm/year) | -0.00010658 | -0.00010651 | -0.00010646 | -0.00010643 | -0.00010642 | -0.00010641 | -0.00010639 | -0.00010638 | -0.00010637 | -0.00010635 | -0.00010634 | -0.00010633 | -0.00010631
Yes | PG&E | Com | Lighting | 2005 T-24: Bi-level lighting control credits | On-the-books | Gas Energy (MMTherm/year) | -7.1303e-05 | -7.0864e-05 | -7.045e-05 | -7.0062e-05 | -6.9697e-05 | -6.9356e-05 | -6.9e-05 | -6.8653e-05 | -6.83e-05 | -6.7952e-05 | -6.76e-05 | -6.7251e-05 | -6.69e-05
Yes | PG&E | Com | Lighting | T-20: Dimming Ballasts | On-the-books | Gas Energy (MMTherm/year) | -0.025655 | -0.025722 | -0.02579 | -0.025857 | 0 | 0 | 0 | 0 | 0 | 0 | 0 | 0 | 0
Yes | PG&E | Com | Lighting | 2008 T-20: General Purpose Lighting -- 60 and 40 watt | On-the-books | Gas Energy (MMTherm/year) | 0 | 0 | 0 | 0 | 0 | 0 | 0 | 0 | 0 | 0 | 0 | 0 | 0
Yes | PG&E | Com | Lighting | Fed Appliance: General Service Fluorescent Lamps #1 | On-the-books | Gas Energy (MMTherm/year) | -0.0056763 | -0.0056631 | -0.0056536 | -0.0056468 | -0.005642 | -0.0056386 | -0.0056342 | -0.0056305 | -0.0056263 | -0.0056225 | -0.0056184 | -0.0056145 | -0.0056105
Yes | PG&E | Com | Lighting | Fed Appliance: GSFLs | On-the-books | Gas Energy (MMTherm/year) | -0.22501 | -0.22557 | -0.22612 | -0.22668 | 0 | 0 | 0 | 0 | 0 | 0 | 0 | 0 | 0
Yes | PG&E | Com | Lighting | 2006 T-20: General Service Incandescent Lamps, Tier 2 #3 | On-the-books | Gas Energy (MMTherm/year) | -8.2648e-06 | -8.2611e-06 | -8.2581e-06 | -8.2556e-06 | -8.2536e-06 | -8.252e-06 | -8.2501e-06 | -8.2484e-06 | -8.2466e-06 | -8.2449e-06 | -8.2431e-06 | -8.2414e-06 | -8.2396e-06
Yes | PG&E | Com | Lighting | Fed Appliance: Incandescent Reflector Lamps | On-the-books | Gas Energy (MMTherm/year) | -7.2775e-05 | -7.0991e-05 | -6.9546e-05 | -6.8401e-05 | -6.7506e-05 | -6.6817e-05 | -6.5991e-05 | -6.5256e-05 | -6.4461e-05 | -6.3706e-05 | -6.2924e-05 | -6.216e-05 | -6.1384e-05
Yes | PG&E | Com | Lighting | 2005 T-24: Lighting controls under skylights | On-the-books | Gas Energy (MMTherm/year) | -0.00045123 | -0.00044969 | -0.00044855 | -0.00044772 | -0.0004471 | -0.00044665 | -0.00044608 | -0.0004456 | -0.00044506 | -0.00044455 | -0.00044403 | -0.00044351 | -0.00044299
Yes | PG&E | Com | Lighting | Fed Appliance: Metal Halide Lamp Fixtures | On-the-books | Gas Energy (MMTherm/year) | -0.0033136 | -0.0031927 | -0.0030718 | -0.0029509 | -0.00283 | -0.0027091 | -0.0025882 | -0.0024673 | -0.0023464 | -0.0022255 | -0.0021046 | -0.0019837 | -0.0018628
Yes | PG&E | Com | Lighting | 2005 T-20: Modular Furniture Task Lighting Fixtures | On-the-books | Gas Energy (MMTherm/year) | -7.828e-05 | -7.8055e-05 | -7.7893e-05 | -7.7777e-05 | -7.7693e-05 | -7.7633e-05 | -7.7557e-05 | -7.7492e-05 | -7.7419e-05 | -7.7352e-05 | -7.7281e-05 | -7.7212e-05 | -7.7142e-05
Yes | PG&E | Com | Lighting | 2016 T-24: Nonresidential Lighting Alterations (Units = sq ft) | On-the-books | Gas Energy (MMTherm/year) | -0.032153 | -0.031747 | -0.031318 | -0.030881 | -0.030449 | -0.030011 | -0.029565 | 0 | 0 | 0 | 0 | 0 | 0
Yes | PG&E | Com | Lighting | 2013 T-24: NRA-Lighting-Alterations-Existing Measures | On-the-books | Gas Energy (MMTherm/year) | -0.091919 | -0.090752 | -0.089834 | -0.089117 | -0.043917 | 0 | 0 | 0 | 0 | 0 | 0 | 0 | 0
Yes | PG&E | Com | Lighting | 2013 T-24: NRA-Lighting-Alterations-New Measures | On-the-books | Gas Energy (MMTherm/year) | -0.057443 | -0.05675 | -0.056163 | -0.055667 | -0.027398 | 0 | 1.497e-17 | 0 | 0 | 0 | 0 | 0 | 0
Yes | PG&E | Com | Lighting | 2013 T-24: NRA-Lighting-Hotel Corridors | On-the-books | Gas Energy (MMTherm/year) | -0.001454 | -0.0014375 | -0.0014233 | -0.0014113 | -0.00069481 | -2.7441e-19 | -2.7441e-19 | -2.7441e-19 | -2.7441e-19 | -2.7441e-19 | -2.7441e-19 | -2.7441e-19 | -2.7441e-19
Yes | PG&E | Com | Lighting | 2013 T-24: NRA-Lighting-MF Building Corridors | On-the-books | Gas Energy (MMTherm/year) | -0.0045979 | -0.0045553 | -0.0045165 | -0.0044816 | -0.0022069 | 0 | 0 | 0 | 0 | 0 | 0 | 0 | 0
Yes | PG&E | Com | Lighting | 2013 T-24: NRA-Lighting-Warehouses and Libraries | On-the-books | Gas Energy (MMTherm/year) | -0.039326 | -0.038814 | -0.038396 | -0.038059 | -0.018738 | 0 | 0 | 0 | 0 | 0 | 0 | 0 | 0
Yes | PG&E | Com | Lighting | 2013 T-24: NRNC-Lighting-Controllable Lighting | On-the-books | Gas Energy (MMTherm/year) | -0.039955 | -0.038907 | -0.037985 | -0.037183 | -0.036492 | -0.035902 | -0.035244 | -0.034631 | -0.033989 | -0.033366 | -0.03273 | -0.032103 | -0.03147
Yes | PG&E | Com | Lighting | 2013 T-24: NRNC-Lighting-DR Lighting Controls | On-the-books | Gas Energy (MMTherm/year) | -0.00076948 | -0.00076584 | -0.00076355 | -0.00076213 | -0.00076126 | -0.00076073 | -0.00075997 | -0.00075936 | -0.00075865 | -0.000758 | -0.00075732 | -0.00075666 | -0.00075598
Yes | PG&E | Com | Lighting | 2013 T-24: NRNC-Lighting-Hotel Corridors | On-the-books | Gas Energy (MMTherm/year) | -0.0007365 | -0.00072206 | -0.000709 | -0.00069736 | -0.0006871 | -0.00067816 | -0.00066834 | -0.00065911 | -0.00064949 | -0.00064012 | -0.00063059 | -0.00062116 | -0.00061167
Yes | PG&E | Com | Lighting | 2013 T-24: NRNC-Lighting-MF Building Corridors | On-the-books | Gas Energy (MMTherm/year) | -0.0053196 | -0.005254 | -0.0051914 | -0.0051324 | -0.0050773 | -0.0050263 | -0.0049725 | -0.0049207 | -0.0048675 | -0.0048152 | -0.0047624 | -0.0047099 | -0.0046572
Yes | PG&E | Com | Lighting | 2013 T-24: NRNC-Lighting-Office Plug Load Control | On-the-books | Gas Energy (MMTherm/year) | -0.012183 | -0.011924 | -0.011691 | -0.011483 | -0.011302 | -0.011146 | -0.010973 | -0.010812 | -0.010643 | -0.010479 | -0.010311 | -0.010146 | -0.0099794
Yes | PG&E | Com | Lighting | 2013 T-24: NRNC-Lighting-Warehouses and Libraries | On-the-books | Gas Energy (MMTherm/year) | -0.015816 | -0.01536 | -0.014971 | -0.014643 | -0.014371 | -0.014146 | -0.013889 | -0.013653 | -0.013403 | -0.013163 | -0.012917 | -0.012674 | -0.012429
Yes | PG&E | Com | Lighting | 2008 T-24: Sidelighting | On-the-books | Gas Energy (MMTherm/year) | 0.0022248 | 0.0022136 | 0.0022043 | 0.0021965 | 0.0021901 | 0.0021848 | 0.0021787 | 0.0021731 | 0.0021672 | 0.0021615 | 0.0021557 | 0.00215 | 0.0021442
Yes | PG&E | Com | Lighting | 2008 T-24: Skylighting | On-the-books | Gas Energy (MMTherm/year) | -0.0050752 | -0.0050655 | -0.0050583 | -0.005053 | -0.0050492 | -0.0050463 | -0.0050428 | -0.0050397 | -0.0050363 | -0.0050331 | -0.0050298 | -0.0050265 | -0.0050232
Yes | PG&E | Com | Lighting | T-20: Small Diameter Directional Lamps | On-the-books | Gas Energy (MMTherm/year) | -0.099999 | -0.096148 | 0 | 0 | 0 | 0 | 0 | 0 | 0 | 0 | 0 | 0 | 0
Yes | PG&E | Com | Lighting | 2008 T-24: Tailored Indoor lighting | On-the-books | Gas Energy (MMTherm/year) | -0.0040572 | -0.0040488 | -0.0040424 | -0.0040376 | -0.0040339 | -0.0040312 | -0.0040279 | -0.0040249 | -0.0040217 | -0.0040187 | -0.0040155 | -0.0040125 | -0.0040094
Yes | PG&E | Com | Lighting | 2019-21 Fed App: Ceiling fan light kits | On-the-books | Gas Energy (MMTherm/year) | -0.00023234 | -0.00022007 | -0.00020863 | -0.00019788 | -0.00018905 | -0.0001814 | -0.00017278 | -0.00016498 | -0.00013778 | -1.8377e-05 | -1.7676e-05 | -1.7042e-05 | -1.6469e-05
Yes | PG&E | Com | Lighting | 2025 T-24: Daylighting - Revise Automatic Daylighting Controls Exceptions (Alterations) | On-the-books | Gas Energy (MMTherm/year) |  | -0.0057685 | -0.0061245 | -0.0059449 | -0.0057652 | -0.0055859 | -0.0054072 | -0.0052295 | -0.0050531 | -0.0048783 | -0.0047053 | -0.0045346 | -0.0043662
Yes | PG&E | Com | Lighting | 2025 T-24: Daylighting - Revise Automatic Daylighting Controls Exceptions (New Construction + Additions) | On-the-books | Gas Energy (MMTherm/year) | 0 | -0.00026317 | -0.0015299 | -0.001485 | -0.0014401 | -0.0013953 | -0.0013507 | -0.0013063 | -0.0012622 | -0.0012186 | -0.0011754 | -0.0011327 | -0.0010907
Yes | PG&E | Com | Lighting | 2022 T-24: NRA - Daylighting - Automatic Daylight Dimming to 10% | On-the-books | Gas Energy (MMTherm/year) | -0.050155 | -0.048661 | -0.046796 | -0.044519 | -0.041816 | -0.038709 | -0.0029956 | 0 | 0 | 0 | 0 | 0 | 0
Yes | PG&E | Com | Lighting | 2022 T-24: NRA - Indoor Lighting - Multi-zone Occupancy Sensing in Large Offices | On-the-books | Gas Energy (MMTherm/year) | 0.14991 | 0.14436 | 0.13858 | 0.13276 | 0.12711 | 0.12179 | 0.0099309 | 0 | 0 | 0 | 0 | 0 | 0
Yes | PG&E | Com | Lighting | 2019 T-24: NRA-Indoor Lighting-Alterations (Control) | On-the-books | Gas Energy (MMTherm/year) | -0.00020401 | -0.00019131 | -0.00017646 | -0.00015973 | -0.0001416 | -0.00012278 | -0.0001041 | -8.6363e-05 | -7.0208e-05 | -5.6051e-05 | -3.7418e-06 | 0 | 0
Yes | PG&E | Com | Lighting | 2019 T-24: NRA-Indoor Lighting-Alterations (LPD) | On-the-books | Gas Energy (MMTherm/year) | -0.0068626 | -0.005054 | -0.0036313 | -0.00256 | -0.0017796 | -0.0012246 | -0.00083673 | -0.00056887 | -0.00038545 | -0.00026056 | -1.4935e-05 | 0 | 0
Yes | PG&E | Com | Lighting | 2019 T-24: NRA-Indoor Lighting-New Controls | On-the-books | Gas Energy (MMTherm/year) | -0.012733 | -0.01194 | -0.011014 | -0.0099694 | -0.0088379 | -0.0076634 | -0.0064975 | -0.0053903 | -0.004382 | -0.0034984 | -0.00023354 | 0 | 0
Yes | PG&E | Com | Lighting | 2019 T-24: NRA-Indoor Lighting-New LPD | On-the-books | Gas Energy (MMTherm/year) | -0.062842 | -0.04628 | -0.033253 | -0.023443 | -0.016296 | -0.011214 | -0.0076621 | -0.0052093 | -0.0035296 | -0.002386 | -0.00013677 | 0 | 0
Yes | PG&E | Com | Lighting | 2022 T-24: NRNC - Daylighting - Automatic Daylight Dimming to 10% | On-the-books | Gas Energy (MMTherm/year) | -0.017593 | -0.017069 | -0.016415 | -0.015616 | -0.014668 | -0.013578 | -0.012372 | -0.011091 | -0.00979 | -0.008525 | -0.0073478 | -0.0062957 | -0.0053889
Yes | PG&E | Com | Lighting | 2022 T-24: NRNC - Indoor Lighting - Multi-zone Occupancy Sensing in Large Offices | On-the-books | Gas Energy (MMTherm/year) |  | 0.092321 | 0.088625 | 0.084907 | 0.08129 | 0.077886 | 0.07478 | 0.072023 | 0.069639 | 0.06762 | 0.065942 | 0.064568 | 0.063458
Yes | PG&E | Com | Lighting | 2019 T-24: NRNC-Indoor Lighting-Controls | On-the-books | Gas Energy (MMTherm/year) |  | -0.0077848 | -0.0071808 | -0.0064999 | -0.0057622 | -0.0049965 | -0.0042363 | -0.0035144 | -0.002857 | -0.0022809 | -0.0017928 | -0.0013909 | -0.0010677
Yes | PG&E | Com | Lighting | 2019 T-24: NRNC-Indoor Lighting-LPD | On-the-books | Gas Energy (MMTherm/year) |  | -0.015923 | -0.01144 | -0.0080654 | -0.0056067 | -0.0038582 | -0.0026361 | -0.0017922 | -0.0012143 | -0.00082088 | -0.00055403 | -0.00037352 | -0.00025164
Yes | SCG | Com | Lighting | 2005 T-24: Bi-level lighting control credits | On-the-books | Gas Energy (MMTherm/year) | -7.9415e-05 | -7.8926e-05 | -7.8465e-05 | -7.8033e-05 | -7.7627e-05 | -7.7247e-05 | -7.685e-05 | -7.6464e-05 | -7.6071e-05 | -7.5683e-05 | -7.5291e-05 | -7.4902e-05 | -7.4511e-05
Yes | SCG | Com | Lighting | T-20: Dimming Ballasts | On-the-books | Gas Energy (MMTherm/year) | -0.028574 | -0.028649 | -0.028724 | -0.028799 | 0 | 0 | 0 | 0 | 0 | 0 | 0 | 0 | 0
Yes | SCG | Com | Lighting | 2008 T-20: General Purpose Lighting -- 60 and 40 watt | On-the-books | Gas Energy (MMTherm/year) | 0 | 0 | 0 | 0 | 0 | 0 | 0 | 0 | 0 | 0 | 0 | 0 | 0
Yes | SCG | Com | Lighting | Fed Appliance: General Service Fluorescent Lamps #1 | On-the-books | Gas Energy (MMTherm/year) | -0.0063222 | -0.0063074 | -0.0062968 | -0.0062893 | -0.0062839 | -0.0062801 | -0.0062752 | -0.0062711 | -0.0062665 | -0.0062621 | -0.0062576 | -0.0062532 | -0.0062488
Yes | SCG | Com | Lighting | Fed Appliance: GSFLs | On-the-books | Gas Energy (MMTherm/year) | -0.25061 | -0.25123 | -0.25185 | -0.25247 | 0 | 0 | 0 | 0 | 0 | 0 | 0 | 0 | 0
Yes | SCG | Com | Lighting | 2006 T-20: General Service Incandescent Lamps, Tier 2 #3 | On-the-books | Gas Energy (MMTherm/year) | -9.2051e-06 | -9.201e-06 | -9.1976e-06 | -9.1949e-06 | -9.1927e-06 | -9.1909e-06 | -9.1888e-06 | -9.1869e-06 | -9.1849e-06 | -9.1829e-06 | -9.1809e-06 | -9.179e-06 | -9.177e-06
Yes | SCG | Com | Lighting | Fed Appliance: Incandescent Reflector Lamps | On-the-books | Gas Energy (MMTherm/year) | -8.1055e-05 | -7.9068e-05 | -7.7459e-05 | -7.6183e-05 | -7.5187e-05 | -7.4419e-05 | -7.3499e-05 | -7.2681e-05 | -7.1795e-05 | -7.0954e-05 | -7.0083e-05 | -6.9232e-05 | -6.8368e-05
Yes | SCG | Com | Lighting | 2005 T-24: Lighting controls under skylights | On-the-books | Gas Energy (MMTherm/year) | -0.00050257 | -0.00050085 | -0.00049959 | -0.00049865 | -0.00049797 | -0.00049746 | -0.00049684 | -0.00049629 | -0.00049569 | -0.00049513 | -0.00049454 | -0.00049397 | -0.00049339
Yes | SCG | Com | Lighting | Fed Appliance: Metal Halide Lamp Fixtures | On-the-books | Gas Energy (MMTherm/year) | -0.0036906 | -0.003556 | -0.0034213 | -0.0032866 | -0.003152 | -0.0030173 | -0.0028827 | -0.002748 | -0.0026134 | -0.0024787 | -0.002344 | -0.0022094 | -0.0020747
Yes | SCG | Com | Lighting | 2005 T-20: Modular Furniture Task Lighting Fixtures | On-the-books | Gas Energy (MMTherm/year) | -8.7186e-05 | -8.6936e-05 | -8.6755e-05 | -8.6626e-05 | -8.6533e-05 | -8.6466e-05 | -8.6381e-05 | -8.6308e-05 | -8.6227e-05 | -8.6152e-05 | -8.6073e-05 | -8.5996e-05 | -8.5918e-05
Yes | SCG | Com | Lighting | 2016 T-24: Nonresidential Lighting Alterations (Units = sq ft) | On-the-books | Gas Energy (MMTherm/year) | -0.035811 | -0.035359 | -0.034882 | -0.034395 | -0.033913 | -0.033426 | -0.032928 | 0 | 0 | 0 | 0 | 0 | 0
Yes | SCG | Com | Lighting | 2013 T-24: NRA-Lighting-Alterations-Existing Measures | On-the-books | Gas Energy (MMTherm/year) | -0.10238 | -0.10108 | -0.10005 | -0.099256 | -0.048913 | 0 | 0 | 0 | 0 | 0 | 0 | 0 | 0
Yes | SCG | Com | Lighting | 2013 T-24: NRA-Lighting-Alterations-New Measures | On-the-books | Gas Energy (MMTherm/year) | -0.063979 | -0.063207 | -0.062553 | -0.062 | -0.030515 | 0 | 1.6673e-17 | 0 | 0 | 0 | 0 | 0 | 0
Yes | SCG | Com | Lighting | 2013 T-24: NRA-Lighting-Hotel Corridors | On-the-books | Gas Energy (MMTherm/year) | -0.0016195 | -0.001601 | -0.0015853 | -0.0015719 | -0.00077386 | -3.0563e-19 | -3.0563e-19 | -3.0563e-19 | -3.0563e-19 | -3.0563e-19 | -3.0563e-19 | -3.0563e-19 | -3.0563e-19
Yes | SCG | Com | Lighting | 2013 T-24: NRA-Lighting-MF Building Corridors | On-the-books | Gas Energy (MMTherm/year) | -0.0051211 | -0.0050735 | -0.0050303 | -0.0049914 | -0.0024579 | 0 | 0 | 0 | 0 | 0 | 0 | 0 | 0
Yes | SCG | Com | Lighting | 2013 T-24: NRA-Lighting-Warehouses and Libraries | On-the-books | Gas Energy (MMTherm/year) | -0.0438 | -0.043229 | -0.042765 | -0.042389 | -0.02087 | 0 | 0 | 0 | 0 | 0 | 0 | 0 | 0
Yes | SCG | Com | Lighting | 2013 T-24: NRNC-Lighting-Controllable Lighting | On-the-books | Gas Energy (MMTherm/year) | -0.044501 | -0.043333 | -0.042306 | -0.041413 | -0.040644 | -0.039986 | -0.039254 | -0.038571 | -0.037856 | -0.037162 | -0.036454 | -0.035755 | -0.03505
Yes | SCG | Com | Lighting | 2013 T-24: NRNC-Lighting-DR Lighting Controls | On-the-books | Gas Energy (MMTherm/year) | -0.00085702 | -0.00085297 | -0.00085042 | -0.00084884 | -0.00084787 | -0.00084728 | -0.00084643 | -0.00084575 | -0.00084496 | -0.00084424 | -0.00084348 | -0.00084275 | -0.00084199
Yes | SCG | Com | Lighting | 2013 T-24: NRNC-Lighting-Hotel Corridors | On-the-books | Gas Energy (MMTherm/year) | -0.00082029 | -0.00080421 | -0.00078967 | -0.0007767 | -0.00076527 | -0.00075532 | -0.00074438 | -0.0007341 | -0.00072338 | -0.00071295 | -0.00070233 | -0.00069184 | -0.00068126
Yes | SCG | Com | Lighting | 2013 T-24: NRNC-Lighting-MF Building Corridors | On-the-books | Gas Energy (MMTherm/year) | -0.0059249 | -0.0058518 | -0.0057821 | -0.0057163 | -0.0056549 | -0.0055981 | -0.0055383 | -0.0054805 | -0.0054213 | -0.0053631 | -0.0053042 | -0.0052458 | -0.005187
Yes | SCG | Com | Lighting | 2013 T-24: NRNC-Lighting-Office Plug Load Control | On-the-books | Gas Energy (MMTherm/year) | -0.013569 | -0.013281 | -0.013021 | -0.01279 | -0.012588 | -0.012414 | -0.012222 | -0.012042 | -0.011854 | -0.011671 | -0.011484 | -0.0113 | -0.011115
Yes | SCG | Com | Lighting | 2013 T-24: NRNC-Lighting-Warehouses and Libraries | On-the-books | Gas Energy (MMTherm/year) | -0.017616 | -0.017107 | -0.016674 | -0.016309 | -0.016006 | -0.015755 | -0.015469 | -0.015207 | -0.014928 | -0.014661 | -0.014386 | -0.014116 | -0.013843
Yes | SCG | Com | Lighting | 2008 T-24: Sidelighting | On-the-books | Gas Energy (MMTherm/year) | 0.0024779 | 0.0024655 | 0.0024551 | 0.0024464 | 0.0024393 | 0.0024333 | 0.0024266 | 0.0024204 | 0.0024138 | 0.0024075 | 0.002401 | 0.0023946 | 0.0023881
Yes | SCG | Com | Lighting | 2008 T-24: Skylighting | On-the-books | Gas Energy (MMTherm/year) | -0.0056527 | -0.0056418 | -0.0056338 | -0.0056279 | -0.0056236 | -0.0056204 | -0.0056165 | -0.005613 | -0.0056093 | -0.0056057 | -0.005602 | -0.0055984 | -0.0055947
Yes | SCG | Com | Lighting | T-20: Small Diameter Directional Lamps | On-the-books | Gas Energy (MMTherm/year) | -0.11138 | -0.10709 | 0 | 0 | 0 | 0 | 0 | 0 | 0 | 0 | 0 | 0 | 0
Yes | SCG | Com | Lighting | 2008 T-24: Tailored Indoor lighting | On-the-books | Gas Energy (MMTherm/year) | -0.0045188 | -0.0045094 | -0.0045023 | -0.004497 | -0.0044929 | -0.0044898 | -0.0044861 | -0.0044829 | -0.0044793 | -0.0044759 | -0.0044724 | -0.004469 | -0.0044655
Yes | SCG | Com | Lighting | 2019-21 Fed App: Ceiling fan light kits | On-the-books | Gas Energy (MMTherm/year) | -0.00025877 | -0.00024511 | -0.00023237 | -0.00022039 | -0.00021056 | -0.00020204 | -0.00019244 | -0.00018375 | -0.00015345 | -2.0468e-05 | -1.9687e-05 | -1.8981e-05 | -1.8342e-05
Yes | SCG | Com | Lighting | 2025 T-24: Daylighting - Revise Automatic Daylighting Controls Exceptions (Alterations) | On-the-books | Gas Energy (MMTherm/year) |  | -0.0064248 | -0.0068214 | -0.0066212 | -0.0064211 | -0.0062214 | -0.0060224 | -0.0058245 | -0.005628 | -0.0054333 | -0.0052407 | -0.0050505 | -0.004863
Yes | SCG | Com | Lighting | 2025 T-24: Daylighting - Revise Automatic Daylighting Controls Exceptions (New Construction + Additions) | On-the-books | Gas Energy (MMTherm/year) | 0 | -0.00029311 | -0.0017039 | -0.001654 | -0.001604 | -0.0015541 | -0.0015044 | -0.0014549 | -0.0014058 | -0.0013572 | -0.0013091 | -0.0012616 | -0.0012148
Yes | SCG | Com | Lighting | 2022 T-24: NRA - Daylighting - Automatic Daylight Dimming to 10% | On-the-books | Gas Energy (MMTherm/year) | -0.055862 | -0.054198 | -0.05212 | -0.049584 | -0.046573 | -0.043113 | -0.0033365 | 0 | 0 | 0 | 0 | 0 | 0
Yes | SCG | Com | Lighting | 2022 T-24: NRA - Indoor Lighting - Multi-zone Occupancy Sensing in Large Offices | On-the-books | Gas Energy (MMTherm/year) | 0.16697 | 0.16078 | 0.15434 | 0.14787 | 0.14157 | 0.13564 | 0.011061 | 0 | 0 | 0 | 0 | 0 | 0
Yes | SCG | Com | Lighting | 2019 T-24: NRA-Indoor Lighting-Alterations (Control) | On-the-books | Gas Energy (MMTherm/year) | -0.00022722 | -0.00021307 | -0.00019654 | -0.0001779 | -0.00015771 | -0.00013675 | -0.00011595 | -9.6189e-05 | -7.8196e-05 | -6.2428e-05 | -4.1675e-06 | 0 | 0
Yes | SCG | Com | Lighting | 2019 T-24: NRA-Indoor Lighting-Alterations (LPD) | On-the-books | Gas Energy (MMTherm/year) | -0.0076434 | -0.005629 | -0.0040445 | -0.0028513 | -0.0019821 | -0.001364 | -0.00093193 | -0.0006336 | -0.0004293 | -0.0002902 | -1.6635e-05 | 0 | 0
Yes | SCG | Com | Lighting | 2019 T-24: NRA-Indoor Lighting-New Controls | On-the-books | Gas Energy (MMTherm/year) | -0.014182 | -0.013299 | -0.012267 | -0.011104 | -0.0098434 | -0.0085353 | -0.0072368 | -0.0060035 | -0.0048805 | -0.0038964 | -0.00026011 | 0 | 0
Yes | SCG | Com | Lighting | 2019 T-24: NRA-Indoor Lighting-New LPD | On-the-books | Gas Energy (MMTherm/year) | -0.069992 | -0.051546 | -0.037036 | -0.02611 | -0.01815 | -0.01249 | -0.0085339 | -0.005802 | -0.0039312 | -0.0026574 | -0.00015233 | 0 | 0
Yes | SCG | Com | Lighting | 2022 T-24: NRNC - Daylighting - Automatic Daylight Dimming to 10% | On-the-books | Gas Energy (MMTherm/year) | -0.019595 | -0.019011 | -0.018282 | -0.017393 | -0.016336 | -0.015123 | -0.01378 | -0.012353 | -0.010904 | -0.0094949 | -0.0081838 | -0.007012 | -0.006002
Yes | SCG | Com | Lighting | 2022 T-24: NRNC - Indoor Lighting - Multi-zone Occupancy Sensing in Large Offices | On-the-books | Gas Energy (MMTherm/year) |  | 0.10282 | 0.098708 | 0.094567 | 0.090539 | 0.086748 | 0.083288 | 0.080218 | 0.077562 | 0.075313 | 0.073444 | 0.071915 | 0.070678
Yes | SCG | Com | Lighting | 2019 T-24: NRNC-Indoor Lighting-Controls | On-the-books | Gas Energy (MMTherm/year) |  | -0.0086705 | -0.0079978 | -0.0072394 | -0.0064178 | -0.0055649 | -0.0047183 | -0.0039142 | -0.003182 | -0.0025404 | -0.0019968 | -0.0015491 | -0.0011892
Yes | SCG | Com | Lighting | 2019 T-24: NRNC-Indoor Lighting-LPD | On-the-books | Gas Energy (MMTherm/year) |  | -0.017734 | -0.012742 | -0.0089831 | -0.0062445 | -0.0042972 | -0.002936 | -0.0019961 | -0.0013525 | -0.00091428 | -0.00061706 | -0.00041602 | -0.00028027
Yes | SDG&E | Com | Lighting | 2005 T-24: Bi-level lighting control credits | On-the-books | Gas Energy (MMTherm/year) | -7.205e-06 | -7.1606e-06 | -7.1188e-06 | -7.0796e-06 | -7.0427e-06 | -7.0083e-06 | -6.9723e-06 | -6.9373e-06 | -6.9016e-06 | -6.8664e-06 | -6.8309e-06 | -6.7955e-06 | -6.7601e-06
Yes | SDG&E | Com | Lighting | T-20: Dimming Ballasts | On-the-books | Gas Energy (MMTherm/year) | -0.0025924 | -0.0025992 | -0.002606 | -0.0026128 | 0 | 0 | 0 | 0 | 0 | 0 | 0 | 0 | 0
Yes | SDG&E | Com | Lighting | 2008 T-20: General Purpose Lighting -- 60 and 40 watt | On-the-books | Gas Energy (MMTherm/year) | 0 | 0 | 0 | 0 | 0 | 0 | 0 | 0 | 0 | 0 | 0 | 0 | 0
Yes | SDG&E | Com | Lighting | Fed Appliance: General Service Fluorescent Lamps #1 | On-the-books | Gas Energy (MMTherm/year) | -0.00057358 | -0.00057224 | -0.00057128 | -0.0005706 | -0.00057011 | -0.00056977 | -0.00056933 | -0.00056895 | -0.00056853 | -0.00056814 | -0.00056773 | -0.00056733 | -0.00056692
Yes | SDG&E | Com | Lighting | Fed Appliance: GSFLs | On-the-books | Gas Energy (MMTherm/year) | -0.022737 | -0.022793 | -0.022849 | -0.022905 | 0 | 0 | 0 | 0 | 0 | 0 | 0 | 0 | 0
Yes | SDG&E | Com | Lighting | 2006 T-20: General Service Incandescent Lamps, Tier 2 #3 | On-the-books | Gas Energy (MMTherm/year) | -8.3514e-07 | -8.3477e-07 | -8.3446e-07 | -8.3421e-07 | -8.3401e-07 | -8.3385e-07 | -8.3366e-07 | -8.3349e-07 | -8.333e-07 | -8.3313e-07 | -8.3295e-07 | -8.3277e-07 | -8.3259e-07
Yes | SDG&E | Com | Lighting | Fed Appliance: Incandescent Reflector Lamps | On-the-books | Gas Energy (MMTherm/year) | -7.3538e-06 | -7.1735e-06 | -7.0275e-06 | -6.9117e-06 | -6.8214e-06 | -6.7517e-06 | -6.6683e-06 | -6.594e-06 | -6.5136e-06 | -6.4373e-06 | -6.3583e-06 | -6.2811e-06 | -6.2027e-06
Yes | SDG&E | Com | Lighting | 2005 T-24: Lighting controls under skylights | On-the-books | Gas Energy (MMTherm/year) | -4.5596e-05 | -4.544e-05 | -4.5325e-05 | -4.5241e-05 | -4.5178e-05 | -4.5133e-05 | -4.5076e-05 | -4.5026e-05 | -4.4972e-05 | -4.4921e-05 | -4.4868e-05 | -4.4816e-05 | -4.4763e-05
Yes | SDG&E | Com | Lighting | Fed Appliance: Metal Halide Lamp Fixtures | On-the-books | Gas Energy (MMTherm/year) | -0.00033483 | -0.00032262 | -0.0003104 | -0.00029818 | -0.00028597 | -0.00027375 | -0.00026153 | -0.00024932 | -0.0002371 | -0.00022488 | -0.00021267 | -0.00020045 | -0.00018823
Yes | SDG&E | Com | Lighting | 2005 T-20: Modular Furniture Task Lighting Fixtures | On-the-books | Gas Energy (MMTherm/year) | -7.91e-06 | -7.8873e-06 | -7.871e-06 | -7.8592e-06 | -7.8507e-06 | -7.8447e-06 | -7.837e-06 | -7.8304e-06 | -7.8231e-06 | -7.8162e-06 | -7.8091e-06 | -7.8021e-06 | -7.795e-06
Yes | SDG&E | Com | Lighting | 2016 T-24: Nonresidential Lighting Alterations (Units = sq ft) | On-the-books | Gas Energy (MMTherm/year) | -0.003249 | -0.0032079 | -0.0031647 | -0.0031205 | -0.0030768 | -0.0030326 | -0.0029874 | 0 | 0 | 0 | 0 | 0 | 0
Yes | SDG&E | Com | Lighting | 2013 T-24: NRA-Lighting-Alterations-Existing Measures | On-the-books | Gas Energy (MMTherm/year) | -0.0092883 | -0.0091703 | -0.0090775 | -0.0090051 | -0.0044377 | 0 | 0 | 0 | 0 | 0 | 0 | 0 | 0
Yes | SDG&E | Com | Lighting | 2013 T-24: NRA-Lighting-Alterations-New Measures | On-the-books | Gas Energy (MMTherm/year) | -0.0058045 | -0.0057345 | -0.0056751 | -0.005625 | -0.0027685 | 0 | 1.5127e-18 | 0 | 0 | 0 | 0 | 0 | 0
Yes | SDG&E | Com | Lighting | 2013 T-24: NRA-Lighting-Hotel Corridors | On-the-books | Gas Energy (MMTherm/year) | -0.00014693 | -0.00014526 | -0.00014383 | -0.00014261 | -7.0209e-05 | -2.7728e-20 | -2.7728e-20 | -2.7728e-20 | -2.7728e-20 | -2.7728e-20 | -2.7728e-20 | -2.7728e-20 | -2.7728e-20
Yes | SDG&E | Com | Lighting | 2013 T-24: NRA-Lighting-MF Building Corridors | On-the-books | Gas Energy (MMTherm/year) | -0.00046461 | -0.0004603 | -0.00045638 | -0.00045285 | -0.000223 | 0 | 0 | 0 | 0 | 0 | 0 | 0 | 0
Yes | SDG&E | Com | Lighting | 2013 T-24: NRA-Lighting-Warehouses and Libraries | On-the-books | Gas Energy (MMTherm/year) | -0.0039738 | -0.003922 | -0.0038799 | -0.0038457 | -0.0018934 | 0 | 0 | 0 | 0 | 0 | 0 | 0 | 0
Yes | SDG&E | Com | Lighting | 2013 T-24: NRNC-Lighting-Controllable Lighting | On-the-books | Gas Energy (MMTherm/year) | -0.0040374 | -0.0039314 | -0.0038383 | -0.0037573 | -0.0036874 | -0.0036278 | -0.0035613 | -0.0034994 | -0.0034345 | -0.0033716 | -0.0033073 | -0.0032439 | -0.00318
Yes | SDG&E | Com | Lighting | 2013 T-24: NRNC-Lighting-DR Lighting Controls | On-the-books | Gas Energy (MMTherm/year) | -7.7754e-05 | -7.7387e-05 | -7.7155e-05 | -7.7012e-05 | -7.6924e-05 | -7.687e-05 | -7.6793e-05 | -7.6731e-05 | -7.666e-05 | -7.6595e-05 | -7.6525e-05 | -7.6459e-05 | -7.639e-05
Yes | SDG&E | Com | Lighting | 2013 T-24: NRNC-Lighting-Hotel Corridors | On-the-books | Gas Energy (MMTherm/year) | -7.4421e-05 | -7.2963e-05 | -7.1643e-05 | -7.0467e-05 | -6.943e-05 | -6.8527e-05 | -6.7534e-05 | -6.6602e-05 | -6.5629e-05 | -6.4683e-05 | -6.3719e-05 | -6.2767e-05 | -6.1808e-05
Yes | SDG&E | Com | Lighting | 2013 T-24: NRNC-Lighting-MF Building Corridors | On-the-books | Gas Energy (MMTherm/year) | -0.00053754 | -0.00053091 | -0.00052458 | -0.00051862 | -0.00051305 | -0.0005079 | -0.00050247 | -0.00049722 | -0.00049185 | -0.00048657 | -0.00048123 | -0.00047593 | -0.0004706
Yes | SDG&E | Com | Lighting | 2013 T-24: NRNC-Lighting-Office Plug Load Control | On-the-books | Gas Energy (MMTherm/year) | -0.0012311 | -0.0012049 | -0.0011813 | -0.0011604 | -0.0011421 | -0.0011263 | -0.0011088 | -0.0010925 | -0.0010754 | -0.0010588 | -0.0010419 | -0.0010252 | -0.0010084
Yes | SDG&E | Com | Lighting | 2013 T-24: NRNC-Lighting-Warehouses and Libraries | On-the-books | Gas Energy (MMTherm/year) | -0.0015982 | -0.0015521 | -0.0015128 | -0.0014797 | -0.0014521 | -0.0014294 | -0.0014034 | -0.0013796 | -0.0013544 | -0.0013301 | -0.0013052 | -0.0012807 | -0.0012559
Yes | SDG&E | Com | Lighting | 2008 T-24: Sidelighting | On-the-books | Gas Energy (MMTherm/year) | 0.00022481 | 0.00022368 | 0.00022274 | 0.00022196 | 0.0002213 | 0.00022077 | 0.00022015 | 0.00021959 | 0.00021899 | 0.00021842 | 0.00021783 | 0.00021725 | 0.00021667
Yes | SDG&E | Com | Lighting | 2008 T-24: Skylighting | On-the-books | Gas Energy (MMTherm/year) | -0.00051284 | -0.00051186 | -0.00051113 | -0.0005106 | -0.00051021 | -0.00050992 | -0.00050956 | -0.00050925 | -0.0005089 | -0.00050858 | -0.00050825 | -0.00050792 | -0.00050759
Yes | SDG&E | Com | Lighting | T-20: Small Diameter Directional Lamps | On-the-books | Gas Energy (MMTherm/year) | -0.010105 | -0.0097155 | 0 | 0 | 0 | 0 | 0 | 0 | 0 | 0 | 0 | 0 | 0
Yes | SDG&E | Com | Lighting | 2008 T-24: Tailored Indoor lighting | On-the-books | Gas Energy (MMTherm/year) | -0.00040997 | -0.00040912 | -0.00040848 | -0.00040799 | -0.00040762 | -0.00040735 | -0.00040701 | -0.00040671 | -0.00040639 | -0.00040608 | -0.00040576 | -0.00040545 | -0.00040514
Yes | SDG&E | Com | Lighting | 2019-21 Fed App: Ceiling fan light kits | On-the-books | Gas Energy (MMTherm/year) | -2.3477e-05 | -2.2238e-05 | -2.1082e-05 | -1.9995e-05 | -1.9103e-05 | -1.833e-05 | -1.7459e-05 | -1.6671e-05 | -1.3922e-05 | -1.8569e-06 | -1.7861e-06 | -1.7221e-06 | -1.6641e-06
Yes | SDG&E | Com | Lighting | 2025 T-24: Daylighting - Revise Automatic Daylighting Controls Exceptions (Alterations) | On-the-books | Gas Energy (MMTherm/year) |  | -0.00058289 | -0.00061887 | -0.00060072 | -0.00058256 | -0.00056444 | -0.00054639 | -0.00052843 | -0.0005106 | -0.00049294 | -0.00047546 | -0.00045821 | -0.0004412
Yes | SDG&E | Com | Lighting | 2025 T-24: Daylighting - Revise Automatic Daylighting Controls Exceptions (New Construction + Additions) | On-the-books | Gas Energy (MMTherm/year) | 0 | -2.6592e-05 | -0.00015459 | -0.00015006 | -0.00014552 | -0.000141 | -0.00013649 | -0.000132 | -0.00012755 | -0.00012313 | -0.00011877 | -0.00011446 | -0.00011021
Yes | SDG&E | Com | Lighting | 2022 T-24: NRA - Daylighting - Automatic Daylight Dimming to 10% | On-the-books | Gas Energy (MMTherm/year) | -0.0050681 | -0.0049171 | -0.0047286 | -0.0044986 | -0.0042254 | -0.0039115 | -0.0003027 | 0 | 0 | 0 | 0 | 0 | 0
Yes | SDG&E | Com | Lighting | 2022 T-24: NRA - Indoor Lighting - Multi-zone Occupancy Sensing in Large Offices | On-the-books | Gas Energy (MMTherm/year) | 0.015148 | 0.014587 | 0.014003 | 0.013415 | 0.012844 | 0.012306 | 0.0010035 | 0 | 0 | 0 | 0 | 0 | 0
Yes | SDG&E | Com | Lighting | 2019 T-24: NRA-Indoor Lighting-Alterations (Control) | On-the-books | Gas Energy (MMTherm/year) | -2.0615e-05 | -1.9331e-05 | -1.7831e-05 | -1.614e-05 | -1.4308e-05 | -1.2407e-05 | -1.0519e-05 | -8.7268e-06 | -7.0944e-06 | -5.6639e-06 | -3.781e-07 | 0 | 0
Yes | SDG&E | Com | Lighting | 2019 T-24: NRA-Indoor Lighting-Alterations (LPD) | On-the-books | Gas Energy (MMTherm/year) | -0.00069345 | -0.00051069 | -0.00036694 | -0.00025869 | -0.00017983 | -0.00012375 | -8.455e-05 | -5.7483e-05 | -3.8949e-05 | -2.6329e-05 | -1.5092e-06 | 0 | 0
Yes | SDG&E | Com | Lighting | 2019 T-24: NRA-Indoor Lighting-New Controls | On-the-books | Gas Energy (MMTherm/year) | -0.0012867 | -0.0012065 | -0.0011129 | -0.0010074 | -0.00089305 | -0.00077437 | -0.00065656 | -0.00054468 | -0.00044279 | -0.0003535 | -2.3598e-05 | 0 | 0
Yes | SDG&E | Com | Lighting | 2019 T-24: NRA-Indoor Lighting-New LPD | On-the-books | Gas Energy (MMTherm/year) | -0.0063501 | -0.0046765 | -0.0033601 | -0.0023688 | -0.0016467 | -0.0011332 | -0.00077424 | -0.00052639 | -0.00035666 | -0.0002411 | -1.382e-05 | 0 | 0
Yes | SDG&E | Com | Lighting | 2022 T-24: NRNC - Daylighting - Automatic Daylight Dimming to 10% | On-the-books | Gas Energy (MMTherm/year) | -0.0017777 | -0.0017248 | -0.0016587 | -0.001578 | -0.0014821 | -0.001372 | -0.0012502 | -0.0011208 | -0.00098925 | -0.00086144 | -0.00074248 | -0.00063617 | -0.00054453
Yes | SDG&E | Com | Lighting | 2022 T-24: NRNC - Indoor Lighting - Multi-zone Occupancy Sensing in Large Offices | On-the-books | Gas Energy (MMTherm/year) |  | 0.0093288 | 0.0089554 | 0.0085797 | 0.0082142 | 0.0078702 | 0.0075563 | 0.0072778 | 0.0070368 | 0.0068328 | 0.0066633 | 0.0065245 | 0.0064123
Yes | SDG&E | Com | Lighting | 2019 T-24: NRNC-Indoor Lighting-Controls | On-the-books | Gas Energy (MMTherm/year) |  | -0.00078664 | -0.00072561 | -0.0006568 | -0.00058226 | -0.00050488 | -0.00042807 | -0.00035512 | -0.00028869 | -0.00023048 | -0.00018116 | -0.00014055 | -0.00010789
Yes | SDG&E | Com | Lighting | 2019 T-24: NRNC-Indoor Lighting-LPD | On-the-books | Gas Energy (MMTherm/year) |  | -0.0016089 | -0.001156 | -0.00081499 | -0.00056654 | -0.00038986 | -0.00026638 | -0.0001811 | -0.00012271 | -8.2948e-05 | -5.5983e-05 | -3.7744e-05 | -2.5428e-05
Yes | PG&E | Res | Lighting | T-20: Dimming Ballasts | On-the-books | Gas Energy (MMTherm/year) | -0.0028505 | -0.002858 | -0.0028655 | -0.002873 | 0 | 0 | 0 | 0 | 0 | 0 | 0 | 0 | 0
Yes | PG&E | Res | Lighting | 2008 T-20: General Purpose Lighting -- 60 and 40 watt | On-the-books | Gas Energy (MMTherm/year) | 0 | 0 | 0 | 0 | 0 | 0 | 0 | 0 | 0 | 0 | 0 | 0 | 0
Yes | PG&E | Res | Lighting | Fed Appliance: General Service Fluorescent Lamps #1 | On-the-books | Gas Energy (MMTherm/year) | -0.0041774 | -0.0041677 | -0.0041607 | -0.0041557 | -0.0041522 | -0.0041496 | -0.0041464 | -0.0041437 | -0.0041406 | -0.0041378 | -0.0041348 | -0.0041319 | -0.0041289
Yes | PG&E | Res | Lighting | Fed Appliance: GSFLs | On-the-books | Gas Energy (MMTherm/year) | -0.16559 | -0.166 | -0.16641 | -0.16682 | 0 | 0 | 0 | 0 | 0 | 0 | 0 | 0 | 0
Yes | PG&E | Res | Lighting | 2006 T-20: General Service Incandescent Lamps, Tier 2 #3 | On-the-books | Gas Energy (MMTherm/year) | -0.00012506 | -0.000125 | -0.00012496 | -0.00012492 | -0.00012489 | -0.00012486 | -0.00012484 | -0.00012481 | -0.00012478 | -0.00012476 | -0.00012473 | -0.0001247 | -0.00012468
Yes | PG&E | Res | Lighting | Fed Appliance: Incandescent Reflector Lamps | On-the-books | Gas Energy (MMTherm/year) | -0.00026298 | -0.00025653 | -0.00025131 | -0.00024717 | -0.00024394 | -0.00024145 | -0.00023847 | -0.00023581 | -0.00023294 | -0.00023021 | -0.00022738 | -0.00022462 | -0.00022182
Yes | PG&E | Res | Lighting | 2005 T-20: Modular Furniture Task Lighting Fixtures | On-the-books | Gas Energy (MMTherm/year) | -8.6978e-06 | -8.6728e-06 | -8.6548e-06 | -8.6419e-06 | -8.6326e-06 | -8.6259e-06 | -8.6175e-06 | -8.6102e-06 | -8.6021e-06 | -8.5946e-06 | -8.5867e-06 | -8.5791e-06 | -8.5713e-06
Yes | PG&E | Res | Lighting | 2008 T-20: Portable Lighting Fixtures | On-the-books | Gas Energy (MMTherm/year) | -0.016927 | -0.016925 | -0.016924 | -0.016923 | -0.016923 | -0.016922 | -0.016922 | -0.016922 | -0.016921 | -0.016921 | -0.016921 | -0.01692 | -0.01692
Yes | PG&E | Res | Lighting | T-20: Small Diameter Directional Lamps | On-the-books | Gas Energy (MMTherm/year) | -0.099999 | -0.096148 | 0 | 0 | 0 | 0 | 0 | 0 | 0 | 0 | 0 | 0 | 0
Yes | PG&E | Res | Lighting | 2019-21 Fed App: Ceiling fan light kits | On-the-books | Gas Energy (MMTherm/year) | -0.0044144 | -0.0041814 | -0.003964 | -0.0037597 | -0.0035919 | -0.0034467 | -0.0032829 | -0.0031347 | -0.0026177 | -0.00034916 | -0.00033585 | -0.0003238 | -0.0003129
Yes | SCG | Res | Lighting | T-20: Dimming Ballasts | On-the-books | Gas Energy (MMTherm/year) | -0.0031749 | -0.0031832 | -0.0031916 | -0.0031999 | 0 | 0 | 0 | 0 | 0 | 0 | 0 | 0 | 0
Yes | SCG | Res | Lighting | 2008 T-20: General Purpose Lighting -- 60 and 40 watt | On-the-books | Gas Energy (MMTherm/year) | 0 | 0 | 0 | 0 | 0 | 0 | 0 | 0 | 0 | 0 | 0 | 0 | 0
Yes | SCG | Res | Lighting | Fed Appliance: General Service Fluorescent Lamps #1 | On-the-books | Gas Energy (MMTherm/year) | -0.0046527 | -0.0046418 | -0.0046341 | -0.0046285 | -0.0046246 | -0.0046218 | -0.0046182 | -0.0046151 | -0.0046117 | -0.0046085 | -0.0046052 | -0.004602 | -0.0045987
Yes | SCG | Res | Lighting | Fed Appliance: GSFLs | On-the-books | Gas Energy (MMTherm/year) | -0.18443 | -0.18489 | -0.18535 | -0.1858 | 0 | 0 | 0 | 0 | 0 | 0 | 0 | 0 | 0
Yes | SCG | Res | Lighting | 2006 T-20: General Service Incandescent Lamps, Tier 2 #3 | On-the-books | Gas Energy (MMTherm/year) | -0.00013928 | -0.00013922 | -0.00013917 | -0.00013913 | -0.0001391 | -0.00013907 | -0.00013904 | -0.00013901 | -0.00013898 | -0.00013895 | -0.00013892 | -0.00013889 | -0.00013886
Yes | SCG | Res | Lighting | Fed Appliance: Incandescent Reflector Lamps | On-the-books | Gas Energy (MMTherm/year) | -0.0002929 | -0.00028572 | -0.00027991 | -0.00027529 | -0.0002717 | -0.00026892 | -0.0002656 | -0.00026264 | -0.00025944 | -0.0002564 | -0.00025325 | -0.00025018 | -0.00024705
Yes | SCG | Res | Lighting | 2005 T-20: Modular Furniture Task Lighting Fixtures | On-the-books | Gas Energy (MMTherm/year) | -9.6874e-06 | -9.6595e-06 | -9.6395e-06 | -9.6251e-06 | -9.6147e-06 | -9.6073e-06 | -9.5979e-06 | -9.5898e-06 | -9.5808e-06 | -9.5724e-06 | -9.5637e-06 | -9.5552e-06 | -9.5465e-06
Yes | SCG | Res | Lighting | 2008 T-20: Portable Lighting Fixtures | On-the-books | Gas Energy (MMTherm/year) | -0.018852 | -0.01885 | -0.018849 | -0.018848 | -0.018848 | -0.018848 | -0.018847 | -0.018847 | -0.018847 | -0.018846 | -0.018846 | -0.018846 | -0.018845
Yes | SCG | Res | Lighting | T-20: Small Diameter Directional Lamps | On-the-books | Gas Energy (MMTherm/year) | -0.11138 | -0.10709 | 0 | 0 | 0 | 0 | 0 | 0 | 0 | 0 | 0 | 0 | 0
Yes | SCG | Res | Lighting | 2019-21 Fed App: Ceiling fan light kits | On-the-books | Gas Energy (MMTherm/year) | -0.0049166 | -0.0046572 | -0.004415 | -0.0041874 | -0.0040006 | -0.0038388 | -0.0036564 | -0.0034913 | -0.0029156 | -0.00038888 | -0.00037406 | -0.00036064 | -0.0003485
Yes | SDG&E | Res | Lighting | T-20: Dimming Ballasts | On-the-books | Gas Energy (MMTherm/year) | -0.00028804 | -0.0002888 | -0.00028956 | -0.00029032 | 0 | 0 | 0 | 0 | 0 | 0 | 0 | 0 | 0
Yes | SDG&E | Res | Lighting | 2008 T-20: General Purpose Lighting -- 60 and 40 watt | On-the-books | Gas Energy (MMTherm/year) | 0 | 0 | 0 | 0 | 0 | 0 | 0 | 0 | 0 | 0 | 0 | 0 | 0
Yes | SDG&E | Res | Lighting | Fed Appliance: General Service Fluorescent Lamps #1 | On-the-books | Gas Energy (MMTherm/year) | -0.00042212 | -0.00042113 | -0.00042043 | -0.00041993 | -0.00041957 | -0.00041931 | -0.00041899 | -0.00041871 | -0.0004184 | -0.00041811 | -0.00041781 | -0.00041752 | -0.00041722
Yes | SDG&E | Res | Lighting | Fed Appliance: GSFLs | On-the-books | Gas Energy (MMTherm/year) | -0.016733 | -0.016774 | -0.016816 | -0.016857 | 0 | 0 | 0 | 0 | 0 | 0 | 0 | 0 | 0
Yes | SDG&E | Res | Lighting | 2006 T-20: General Service Incandescent Lamps, Tier 2 #3 | On-the-books | Gas Energy (MMTherm/year) | -1.2637e-05 | -1.2631e-05 | -1.2626e-05 | -1.2623e-05 | -1.262e-05 | -1.2617e-05 | -1.2614e-05 | -1.2612e-05 | -1.2609e-05 | -1.2606e-05 | -1.2604e-05 | -1.2601e-05 | -1.2598e-05
Yes | SDG&E | Res | Lighting | Fed Appliance: Incandescent Reflector Lamps | On-the-books | Gas Energy (MMTherm/year) | -2.6574e-05 | -2.5922e-05 | -2.5395e-05 | -2.4976e-05 | -2.465e-05 | -2.4398e-05 | -2.4097e-05 | -2.3828e-05 | -2.3538e-05 | -2.3262e-05 | -2.2976e-05 | -2.2698e-05 | -2.2414e-05
Yes | SDG&E | Res | Lighting | 2005 T-20: Modular Furniture Task Lighting Fixtures | On-the-books | Gas Energy (MMTherm/year) | -8.7889e-07 | -8.7637e-07 | -8.7455e-07 | -8.7324e-07 | -8.723e-07 | -8.7163e-07 | -8.7078e-07 | -8.7004e-07 | -8.6923e-07 | -8.6847e-07 | -8.6767e-07 | -8.669e-07 | -8.6611e-07
Yes | SDG&E | Res | Lighting | 2008 T-20: Portable Lighting Fixtures | On-the-books | Gas Energy (MMTherm/year) | -0.0017104 | -0.0017102 | -0.0017101 | -0.00171 | -0.00171 | -0.00171 | -0.0017099 | -0.0017099 | -0.0017099 | -0.0017098 | -0.0017098 | -0.0017098 | -0.0017097
Yes | SDG&E | Res | Lighting | T-20: Small Diameter Directional Lamps | On-the-books | Gas Energy (MMTherm/year) | -0.010105 | -0.0097155 | 0 | 0 | 0 | 0 | 0 | 0 | 0 | 0 | 0 | 0 | 0
Yes | SDG&E | Res | Lighting | 2019-21 Fed App: Ceiling fan light kits | On-the-books | Gas Energy (MMTherm/year) | -0.00044607 | -0.00042252 | -0.00040055 | -0.00037991 | -0.00036296 | -0.00034828 | -0.00033173 | -0.00031675 | -0.00026452 | -3.5282e-05 | -3.3937e-05 | -3.2719e-05 | -3.1618e-05

## Annual Installs (hidden)
Scenario | Utility | Sector | End Use | Building Type | Measure Type | Replacement Type | New or Total Adoptions | 2025 | 2026 | 2027 | 2028 | 2029 | 2030 | 2031 | 2032 | 2033 | 2034 | 2035 | 2036 | 2037
Scenario 4: Reference ZEAS Phase In | PG&E | Com | AppPlug | Com - Health | Energy Efficiency | NEW | New Adoptions | 5606.4376 | 6207.933 | 6581.9811 | 6480.6301 | 6562.2062 | 0 | 23815.7626 | 6788.1201 | 6750.4185 | 6606.5428 | 6355.2311 | 6451.9064 | 6542.1205
Scenario 4: Reference ZEAS Phase In | PG&E | Com | AppPlug | Com - Health | Energy Efficiency | NEW | Total Adoptions | 5606.4376 | 6207.933 | 6581.9811 | 6480.6301 | 6562.2062 | 0 | 23815.7626 | 6788.1201 | 6750.4185 | 6606.5428 | 6355.2311 | 6451.9064 | 6542.1205
Scenario 4: Reference ZEAS Phase In | PG&E | Com | AppPlug | Com - Health | Energy Efficiency | RET | New Adoptions | 14114.9291 | 14816.261 | 15460.9329 | 16033.853 | 11679.2455 | 16372.673 | 16665.7899 | 16839.4741 | 16885.4952 | 16799.063 | 16579.2458 | 16229.1595 | 15755.8956
Scenario 4: Reference ZEAS Phase In | PG&E | Com | AppPlug | Com - Health | Energy Efficiency | RET | Total Adoptions | 14531.1133 | 15265.8175 | 15943.7878 | 16549.5783 | 12202.5552 | 16926.5317 | 17248.6336 | 17449.2928 | 17519.8361 | 17455.05 | 17253.6172 | 16918.3218 | 16455.9921
Scenario 4: Reference ZEAS Phase In | PG&E | Com | AppPlug | Com - Lodging | Energy Efficiency | NEW | New Adoptions | 7057.9042 | 7916.0536 | 8139.4614 | 8223.0905 | 8423.0943 | 8513.5126 | 8602.533 | 8669.4922 | 8722.497 | 8798.2083 | 8851.9657 | 0 | 52085.2229
Scenario 4: Reference ZEAS Phase In | PG&E | Com | AppPlug | Com - Lodging | Energy Efficiency | NEW | Total Adoptions | 7057.9042 | 7916.0536 | 8139.4614 | 8223.0905 | 8423.0943 | 8513.5126 | 8602.533 | 8669.4922 | 8722.497 | 8798.2083 | 8851.9657 | 0 | 52085.2229
Scenario 4: Reference ZEAS Phase In | PG&E | Com | AppPlug | Com - Lodging | Energy Efficiency | RET | New Adoptions | 10458.1684 | 10868.1153 | 11237.8041 | 11558.8825 | 11822.8366 | 12021.4536 | 12147.27 | 12194.0041 | 12156.9522 | 12033.327 | 0 | 10515.7537 | 10242.6475
Scenario 4: Reference ZEAS Phase In | PG&E | Com | AppPlug | Com - Lodging | Energy Efficiency | RET | Total Adoptions | 10780.3217 | 11213.1089 | 11605.2248 | 11948.1126 | 12233.0313 | 12451.5222 | 12595.8628 | 12659.5066 | 12637.4878 | 12526.7693 | 444.0981 | 10968.7182 | 10702.2121
Scenario 4: Reference ZEAS Phase In | PG&E | Com | AppPlug | Com - Other | Energy Efficiency | NEW | New Adoptions | 656.4518 | 735.1621 | 820.5931 | 903.0172 | 976.1075 | 1065.1801 | 1156.5493 | 1237.4392 | 1299.8681 | 1366.9713 | 1432.2901 | 1493.413 | 1552.9166
Scenario 4: Reference ZEAS Phase In | PG&E | Com | AppPlug | Com - Other | Energy Efficiency | NEW | Total Adoptions | 656.4518 | 735.1621 | 820.5931 | 903.0172 | 976.1075 | 1065.1801 | 1156.5493 | 1237.4392 | 1299.8681 | 1366.9713 | 1432.2901 | 1493.413 | 1552.9166
Scenario 4: Reference ZEAS Phase In | PG&E | Com | BldgEnv | Com - College | Energy Efficiency | NEW | New Adoptions | 12275.6636 | 13091.8074 | 13640.2215 | 14308.6207 | 14767.5163 | 15075.8104 | 15643.7067 | 15930.9349 | 16626.2047 | 17159.0046 | 17530.7485 | 17536.5856 | 17811.1291
Scenario 4: Reference ZEAS Phase In | PG&E | Com | BldgEnv | Com - College | Energy Efficiency | NEW | Total Adoptions | 12275.6636 | 13091.8074 | 13640.2215 | 14308.6207 | 14767.5163 | 15075.8104 | 15643.7067 | 15930.9349 | 16626.2047 | 17159.0046 | 17530.7485 | 17536.5856 | 17811.1291
Scenario 4: Reference ZEAS Phase In | PG&E | Com | BldgEnv | Com - College | Energy Efficiency | RET | New Adoptions | 92.9821 | 67.2676 | 94.7133 | 126.8754 | 135.0951 | 143.0805 | 150.2091 | 155.8103 | 159.2469 | 160.0284 | 157.9086 | 152.9451 | 145.4976
Scenario 4: Reference ZEAS Phase In | PG&E | Com | BldgEnv | Com - College | Energy Efficiency | RET | Total Adoptions | 93.058 | 67.3397 | 94.7887 | 126.9549 | 135.1795 | 143.1705 | 150.3053 | 155.9129 | 159.3559 | 160.1434 | 158.0289 | 153.0697 | 145.6252
Scenario 4: Reference ZEAS Phase In | PG&E | Com | BldgEnv | Com - Grocery | Energy Efficiency | NEW | New Adoptions | 17503.1248 | 18972.5002 | 20579.2205 | 22127.5029 | 23362.3864 | 24884.8659 | 26276.1167 | 27617.5417 | 28624.3342 | 29632.4699 | 30631.0501 | 31535.6616 | 32470.2245
Scenario 4: Reference ZEAS Phase In | PG&E | Com | BldgEnv | Com - Grocery | Energy Efficiency | NEW | Total Adoptions | 17503.1248 | 18972.5002 | 20579.2205 | 22127.5029 | 23362.3864 | 24884.8659 | 26276.1167 | 27617.5417 | 28624.3342 | 29632.4699 | 30631.0501 | 31535.6616 | 32470.2245
Scenario 4: Reference ZEAS Phase In | PG&E | Com | BldgEnv | Com - Grocery | Energy Efficiency | RET | New Adoptions | 539.3885 | 501.6478 | 466.8947 | 443.5324 | 421.3277 | 400.2363 | 380.2037 | 361.19 | 343.1327 | 325.9806 | 309.6843 | 294.1919 | 279.4574
Scenario 4: Reference ZEAS Phase In | PG&E | Com | BldgEnv | Com - Grocery | Energy Efficiency | RET | Total Adoptions | 539.9122 | 502.148 | 467.3698 | 443.9837 | 421.7565 | 400.6437 | 380.5906 | 361.5576 | 343.4819 | 326.3124 | 309.9995 | 294.4913 | 279.7418
Scenario 4: Reference ZEAS Phase In | PG&E | Com | BldgEnv | Com - Health | Energy Efficiency | NEW | New Adoptions | 22957.7227 | 24290.0585 | 27218.6684 | 27959.3646 | 29507.113 | 30998.952 | 32277.797 | 33378.7345 | 33985.9462 | 33882.8648 | 33108.0811 | 33967.921 | 34850.5373
Scenario 4: Reference ZEAS Phase In | PG&E | Com | BldgEnv | Com - Health | Energy Efficiency | NEW | Total Adoptions | 22957.7227 | 24290.0585 | 27218.6684 | 27959.3646 | 29507.113 | 30998.952 | 32277.797 | 33378.7345 | 33985.9462 | 33882.8648 | 33108.0811 | 33967.921 | 34850.5373
Scenario 4: Reference ZEAS Phase In | PG&E | Com | BldgEnv | Com - Health | Energy Efficiency | RET | New Adoptions | 108149.7002 | 112049.0723 | 111849.211 | 107347.7216 | 98733.379 | 87156.8806 | 73352.7772 | 58652.4334 | 44147.3175 | 30667.4878 | 18728.5761 | 8557.0703 | 921.6322
Scenario 4: Reference ZEAS Phase In | PG&E | Com | BldgEnv | Com - Health | Energy Efficiency | RET | Total Adoptions | 108617.952 | 112509.1489 | 112301.4975 | 107791.9962 | 99168.8697 | 87582.4482 | 73767.0352 | 59053.9421 | 44534.7352 | 31039.6798 | 19084.6745 | 8896.4919 | 1244.1663
Scenario 4: Reference ZEAS Phase In | PG&E | Com | BldgEnv | Com - Lodging | Energy Efficiency | NEW | New Adoptions | 22666.2486 | 24259.678 | 25868.4706 | 27205.3522 | 28953.9227 | 30187.3618 | 31369.8682 | 32422.9276 | 33260.8812 | 34208.6589 | 35004.2284 | 35796.0537 | 36501.0438
Scenario 4: Reference ZEAS Phase In | PG&E | Com | BldgEnv | Com - Lodging | Energy Efficiency | NEW | Total Adoptions | 22666.2486 | 24259.678 | 25868.4706 | 27205.3522 | 28953.9227 | 30187.3618 | 31369.8682 | 32422.9276 | 33260.8812 | 34208.6589 | 35004.2284 | 35796.0537 | 36501.0438
Scenario 4: Reference ZEAS Phase In | PG&E | Com | BldgEnv | Com - Lodging | Energy Efficiency | RET | New Adoptions | 82699.1795 | 78149.8003 | 70351.3634 | 60057.9164 | 48283.7384 | 36090.5903 | 24392.7261 | 13837.8946 | 4780.0226 | 147.4901 | 140.113 | 133.1044 | 126.4456
Scenario 4: Reference ZEAS Phase In | PG&E | Com | BldgEnv | Com - Lodging | Energy Efficiency | RET | Total Adoptions | 82909.5113 | 78360.1781 | 70560.7298 | 60264.9289 | 48486.9205 | 36288.4829 | 24584.0094 | 14021.4699 | 4955.0487 | 313.7648 | 298.074 | 283.1673 | 269.0054
Scenario 4: Reference ZEAS Phase In | PG&E | Com | BldgEnv | Com - Office (Large) | Energy Efficiency | NEW | New Adoptions | 174470.5038 | 182202.9997 | 191040.6547 | 197391.4859 | 204301.5469 | 209544.4335 | 215286.7194 | 218134.5447 | 218410.4573 | 220164.7555 | 220814.341 | 221220.4819 | 221534.485
Scenario 4: Reference ZEAS Phase In | PG&E | Com | BldgEnv | Com - Office (Large) | Energy Efficiency | NEW | Total Adoptions | 174470.5038 | 182202.9997 | 191040.6547 | 197391.4859 | 204301.5469 | 209544.4335 | 215286.7194 | 218134.5447 | 218410.4573 | 220164.7555 | 220814.341 | 221220.4819 | 221534.485
Scenario 4: Reference ZEAS Phase In | PG&E | Com | BldgEnv | Com - Office (Large) | Energy Efficiency | RET | New Adoptions | 2114.9592 | 2008.5102 | 1907.8546 | 1812.3802 | 1721.632 | 1635.4358 | 1553.5682 | 1475.8736 | 1402.0897 | 1332.0056 | 1265.4176 | 1202.1089 | 1141.8893
Scenario 4: Reference ZEAS Phase In | PG&E | Com | BldgEnv | Com - Office (Large) | Energy Efficiency | RET | Total Adoptions | 2116.8944 | 2010.3486 | 1909.6011 | 1814.0393 | 2310.6911 | 2195.0419 | 2085.194 | 1980.9181 | 1403.3735 | 1333.2252 | 1266.5763 | 1203.2097 | 1142.9349
Scenario 4: Reference ZEAS Phase In | PG&E | Com | BldgEnv | Com - Office (Small) | Energy Efficiency | NEW | New Adoptions | 29545.2069 | 31630.5652 | 33786.8538 | 0 | 406414.3883 | 35630.3233 | 37192.8367 | 38604.0844 | 39766.1255 | 40889.9589 | 41943.3759 | 42921.1293 | 43849.7805
Scenario 4: Reference ZEAS Phase In | PG&E | Com | BldgEnv | Com - Office (Small) | Energy Efficiency | NEW | Total Adoptions | 29545.2069 | 31630.5652 | 33786.8538 | 0 | 406414.3883 | 35630.3233 | 37192.8367 | 38604.0844 | 39766.1255 | 40889.9589 | 41943.3759 | 42921.1293 | 43849.7805
Scenario 4: Reference ZEAS Phase In | PG&E | Com | BldgEnv | Com - Office (Small) | Energy Efficiency | RET | New Adoptions | 828.6132 | 786.9148 | 747.4813 | 710.0761 | 674.5229 | 640.753 | 608.6787 | 578.2386 | 549.3304 | 521.8717 | 495.7829 | 470.9793 | 447.3867
Scenario 4: Reference ZEAS Phase In | PG&E | Com | BldgEnv | Com - Office (Small) | Energy Efficiency | RET | Total Adoptions | 829.43 | 787.6907 | 748.2184 | 710.7763 | 675.1882 | 641.385 | 609.2791 | 578.809 | 549.8723 | 522.3865 | 496.2719 | 471.4439 | 447.828
Scenario 4: Reference ZEAS Phase In | PG&E | Com | BldgEnv | Com - Other | Energy Efficiency | NEW | New Adoptions | 24476.8513 | 26391.5497 | 28444.8956 | 30253.9041 | 31701.527 | 33618.3543 | 35591.3298 | 37193.7262 | 38086.3207 | 39252.5265 | 40395.8016 | 41396.1775 | 42437.4813
Scenario 4: Reference ZEAS Phase In | PG&E | Com | BldgEnv | Com - Other | Energy Efficiency | NEW | Total Adoptions | 24476.8513 | 26391.5497 | 28444.8956 | 30253.9041 | 31701.527 | 33618.3543 | 35591.3298 | 37193.7262 | 38086.3207 | 39252.5265 | 40395.8016 | 41396.1775 | 42437.4813
Scenario 4: Reference ZEAS Phase In | PG&E | Com | BldgEnv | Com - Other | Energy Efficiency | RET | New Adoptions | 1222.4559 | 1160.9838 | 1102.8262 | 1047.6517 | 995.2098 | 945.3971 | 898.0845 | 853.1788 | 810.5313 | 770.0217 | 731.5332 | 694.9434 | 660.1437
Scenario 4: Reference ZEAS Phase In | PG&E | Com | BldgEnv | Com - Other | Energy Efficiency | RET | Total Adoptions | 1223.5892 | 1162.0605 | 1103.849 | 1421.3436 | 1350.2171 | 1282.6541 | 1218.4786 | 1157.5532 | 811.2832 | 770.736 | 732.2118 | 695.5881 | 660.7561
Scenario 4: Reference ZEAS Phase In | PG&E | Com | BldgEnv | Com - Refrig. Warehouse | Energy Efficiency | NEW | New Adoptions | 7453.9783 | 7904.8081 | 8347.8141 | 8790.3146 | 9230.8699 | 9681.3034 | 10045.4086 | 10397.7115 | 10643.805 | 10894.3853 | 11098.4045 | 11300.0153 | 11499.2069
Scenario 4: Reference ZEAS Phase In | PG&E | Com | BldgEnv | Com - Refrig. Warehouse | Energy Efficiency | NEW | Total Adoptions | 7453.9783 | 7904.8081 | 8347.8141 | 8790.3146 | 9230.8699 | 9681.3034 | 10045.4086 | 10397.7115 | 10643.805 | 10894.3853 | 11098.4045 | 11300.0153 | 11499.2069
Scenario 4: Reference ZEAS Phase In | PG&E | Com | BldgEnv | Com - Refrig. Warehouse | Energy Efficiency | RET | New Adoptions | 101.9851 | 102.1621 | 101.4657 | 99.6658 | 96.6548 | 92.4783 | 87.3184 | 81.4598 | 75.2259 | 68.9256 | 62.8094 | 57.0491 | 51.7406
Scenario 4: Reference ZEAS Phase In | PG&E | Com | BldgEnv | Com - Refrig. Warehouse | Energy Efficiency | RET | Total Adoptions | 102.0598 | 102.2376 | 101.542 | 99.7428 | 96.7324 | 92.556 | 87.3958 | 81.5364 | 75.3011 | 68.9989 | 62.8803 | 57.1173 | 51.8059
Scenario 4: Reference ZEAS Phase In | PG&E | Com | BldgEnv | Com - Restaurant | Energy Efficiency | NEW | New Adoptions | 8239.5867 | 8709.7573 | 9291.0863 | 9826.9868 | 10318.4556 | 10755.3832 | 11243.4903 | 11660.819 | 12016.5751 | 12381.596 | 12705.1297 | 0 | 145554.5632
Scenario 4: Reference ZEAS Phase In | PG&E | Com | BldgEnv | Com - Restaurant | Energy Efficiency | NEW | Total Adoptions | 8239.5867 | 8709.7573 | 9291.0863 | 9826.9868 | 10318.4556 | 10755.3832 | 11243.4903 | 11660.819 | 12016.5751 | 12381.596 | 12705.1297 | 0 | 145554.5632
Scenario 4: Reference ZEAS Phase In | PG&E | Com | BldgEnv | Com - Restaurant | Energy Efficiency | RET | New Adoptions | 301.2106 | 282.21 | 268.0691 | 254.6549 | 241.9051 | 229.7947 | 218.2923 | 207.3756 | 197.0082 | 187.1605 | 177.8042 | 168.909 | 160.4485
Scenario 4: Reference ZEAS Phase In | PG&E | Com | BldgEnv | Com - Restaurant | Energy Efficiency | RET | Total Adoptions | 301.5087 | 282.4932 | 268.3382 | 254.9105 | 242.1479 | 230.0254 | 218.5114 | 207.5838 | 197.2059 | 187.3484 | 177.9827 | 169.0786 | 160.6095
Scenario 4: Reference ZEAS Phase In | PG&E | Com | BldgEnv | Com - Retail | Energy Efficiency | NEW | New Adoptions | 46018.6466 | 49974.0713 | 54348.6334 | 0 | 572624.804 | 55903.4245 | 65925.4598 | 69541.066 | 72307.1029 | 75071.5994 | 77848.3353 | 80378.557 | 82982.7512
Scenario 4: Reference ZEAS Phase In | PG&E | Com | BldgEnv | Com - Retail | Energy Efficiency | NEW | Total Adoptions | 46018.6466 | 49974.0713 | 54348.6334 | 0 | 572624.804 | 55903.4245 | 65925.4598 | 69541.066 | 72307.1029 | 75071.5994 | 77848.3353 | 80378.557 | 82982.7512
Scenario 4: Reference ZEAS Phase In | PG&E | Com | BldgEnv | Com - Retail | Energy Efficiency | RET | New Adoptions | 79210.0322 | 79959.5126 | 631.5569 | 68799.3377 | 63322.5431 | 55637.3537 | 46465.7045 | 36629.9052 | 666.0386 | 598.2148 | 534.9934 | 477.5338 | 441.1923
Scenario 4: Reference ZEAS Phase In | PG&E | Com | BldgEnv | Com - Retail | Energy Efficiency | RET | Total Adoptions | 79506.9121 | 80261.3722 | 918.3235 | 69088.7704 | 63613.1463 | 55927.1562 | 46752.4633 | 36911.3241 | 666.7818 | 598.9326 | 535.6816 | 478.1894 | 441.8151
Scenario 4: Reference ZEAS Phase In | PG&E | Com | BldgEnv | Com - School | Energy Efficiency | NEW | New Adoptions | 47941.4733 | 50634.6232 | 53121.0926 | 55198.3336 | 56567.9416 | 58103.4234 | 59254.8391 | 60442.3606 | 61418.1689 | 62361.2752 | 63203.8478 | 64231.1478 | 64903.6297
Scenario 4: Reference ZEAS Phase In | PG&E | Com | BldgEnv | Com - School | Energy Efficiency | NEW | Total Adoptions | 47941.4733 | 50634.6232 | 53121.0926 | 55198.3336 | 56567.9416 | 58103.4234 | 59254.8391 | 60442.3606 | 61418.1689 | 62361.2752 | 63203.8478 | 64231.1478 | 64903.6297
Scenario 4: Reference ZEAS Phase In | PG&E | Com | BldgEnv | Com - School | Energy Efficiency | RET | New Adoptions | 702.0242 | 666.6821 | 633.2689 | 601.5774 | 571.4542 | 542.8422 | 515.6673 | 489.8785 | 465.388 | 442.1256 | 420.0237 | 399.0096 | 379.02
Scenario 4: Reference ZEAS Phase In | PG&E | Com | BldgEnv | Com - School | Energy Efficiency | RET | Total Adoptions | 702.6596 | 667.2857 | 633.8423 | 602.1221 | 571.9717 | 543.3339 | 516.1344 | 490.3221 | 465.8095 | 442.5261 | 420.4041 | 399.371 | 379.3633
Scenario 4: Reference ZEAS Phase In | PG&E | Com | BldgEnv | Com - Warehouse | Energy Efficiency | NEW | New Adoptions | 70948.0854 | 74936.5132 | 79416.1411 | 84146.3735 | 88626.2533 | 94321.3832 | 97895.7042 | 101765.7143 | 104078.4247 | 106790.2148 | 108805.776 | 110756.3627 | 112733.3312
Scenario 4: Reference ZEAS Phase In | PG&E | Com | BldgEnv | Com - Warehouse | Energy Efficiency | NEW | Total Adoptions | 70948.0854 | 74936.5132 | 79416.1411 | 84146.3735 | 88626.2533 | 94321.3832 | 97895.7042 | 101765.7143 | 104078.4247 | 106790.2148 | 108805.776 | 110756.3627 | 112733.3312
Scenario 4: Reference ZEAS Phase In | PG&E | Com | BldgEnv | Com - Warehouse | Energy Efficiency | RET | New Adoptions | 218223.2284 | 213940.2922 | 200678.3047 | 179565.5672 | 152643.5678 | 122447.8826 | 91508.0925 | 61932.6596 | 35182.9762 | 12045.9746 | 879.3505 | 835.3658 | 793.5772
Scenario 4: Reference ZEAS Phase In | PG&E | Com | BldgEnv | Com - Warehouse | Energy Efficiency | RET | Total Adoptions | 219435.4549 | 215120.4473 | 201826.2211 | 180680.0315 | 153722.6471 | 123489.3009 | 92509.5868 | 62892.2629 | 36099.1985 | 12917.8849 | 1707.6653 | 1622.2649 | 1541.1313
Scenario 4: Reference ZEAS Phase In | PG&E | Com | ComRefrig | Com - College | Energy Efficiency | NEW | New Adoptions | 0 | 0 | 0 | 0 | 0 | 0 | 0 | 0 | 0.33409 | 0.33793 | 0.33901 | 0.76041 | 0.76115
Scenario 4: Reference ZEAS Phase In | PG&E | Com | ComRefrig | Com - College | Energy Efficiency | NEW | Total Adoptions | 0 | 0 | 0 | 0 | 0 | 0 | 0 | 0 | 0.33409 | 0.33793 | 0.33901 | 0.76041 | 0.76115
Scenario 4: Reference ZEAS Phase In | PG&E | Com | ComRefrig | Com - College | Energy Efficiency | RET | New Adoptions | 16.8533 | 9.5956 | 4.601 | 1.4999 | 0.39165 | 0.13262 | 0 | 0 | 0 | 0 | 0 | 0 | 0
Scenario 4: Reference ZEAS Phase In | PG&E | Com | ComRefrig | Com - College | Energy Efficiency | RET | Total Adoptions | 18.1555 | 10.8545 | 5.7993 | 2.629 | 1.4514 | 1.1262 | 0.93098 | 0.87233 | 0.81739 | 0.7659 | 0.71766 | 0.67246 | 0.63011
Scenario 4: Reference ZEAS Phase In | PG&E | Com | ComRefrig | Com - College | Energy Efficiency | ROB | New Adoptions | 0 | 0 | 0 | 0 | 0 | 0 | 0 | 0.99873 | 0.94859 | 0.90211 | 1.9561 | 1.8679 | 1.7881
Scenario 4: Reference ZEAS Phase In | PG&E | Com | ComRefrig | Com - College | Energy Efficiency | ROB | Total Adoptions | 0 | 0 | 0 | 0 | 0 | 0 | 0 | 2.6386 | 2.66 | 2.6796 | 6.1397 | 6.179 | 6.2176
Scenario 4: Reference ZEAS Phase In | PG&E | Com | ComRefrig | Com - Grocery | Energy Efficiency | NEW | New Adoptions | 0 | 0 | 0 | 0 | 0 | 0 | 0 | 0 | 478.7535 | 485.5935 | 492.7317 | 1135.0411 | 1151.4089
Scenario 4: Reference ZEAS Phase In | PG&E | Com | ComRefrig | Com - Grocery | Energy Efficiency | NEW | Total Adoptions | 0 | 0 | 0 | 0 | 0 | 0 | 0 | 0 | 478.7535 | 485.5935 | 492.7317 | 1135.0411 | 1151.4089
Scenario 4: Reference ZEAS Phase In | PG&E | Com | ComRefrig | Com - Grocery | Energy Efficiency | RET | New Adoptions | 10591.9458 | 3590.1406 | 806.3886 | 258.85 | 0 | 0 | 0 | 0 | 0 | 0 | 0 | 0 | 0
Scenario 4: Reference ZEAS Phase In | PG&E | Com | ComRefrig | Com - Grocery | Energy Efficiency | RET | Total Adoptions | 12152.5223 | 5067.351 | 2194.1505 | 1560.3528 | 1219.5245 | 1142.7121 | 1070.74 | 1003.303 | 940.1152 | 880.9088 | 825.4326 | 773.4517 | 724.7457
Scenario 4: Reference ZEAS Phase In | PG&E | Com | ComRefrig | Com - Grocery | Energy Efficiency | ROB | New Adoptions | 0 | 0 | 0 | 0 | 0 | 0 | 0 | 1191.2776 | 1125.9139 | 1065.6409 | 2299.9129 | 2186.8721 | 2085.2341
Scenario 4: Reference ZEAS Phase In | PG&E | Com | ComRefrig | Com - Grocery | Energy Efficiency | ROB | Total Adoptions | 0 | 0 | 0 | 0 | 0 | 0 | 0 | 3198.7824 | 3220.3876 | 3240.189 | 7415.1221 | 7457.9522 | 7501.4457
Scenario 4: Reference ZEAS Phase In | PG&E | Com | ComRefrig | Com - Health | Energy Efficiency | NEW | New Adoptions | 0 | 0 | 0 | 0 | 0 | 0 | 0 | 0 | 0 | 0 | 0 | 0 | 0
Scenario 4: Reference ZEAS Phase In | PG&E | Com | ComRefrig | Com - Health | Energy Efficiency | NEW | Total Adoptions | 0 | 0 | 0 | 0 | 0 | 0 | 0 | 0 | 0 | 0 | 0 | 0 | 0
Scenario 4: Reference ZEAS Phase In | PG&E | Com | ComRefrig | Com - Health | Energy Efficiency | ROB | New Adoptions | 0 | 0 | 0 | 0 | 0 | 0 | 0 | 0 | 0 | 0 | 0 | 0 | 0
Scenario 4: Reference ZEAS Phase In | PG&E | Com | ComRefrig | Com - Health | Energy Efficiency | ROB | Total Adoptions | 0 | 0 | 0 | 0 | 0 | 0 | 0 | 0 | 0 | 0 | 0 | 0 | 0
Scenario 4: Reference ZEAS Phase In | PG&E | Com | ComRefrig | Com - Refrig. Warehouse | Energy Efficiency | NEW | New Adoptions | 0 | 0 | 0 | 0 | 0 | 0 | 0 | 0 | 1.2895 | 1.2936 | 1.294 | 2.9487 | 2.9572
Scenario 4: Reference ZEAS Phase In | PG&E | Com | ComRefrig | Com - Refrig. Warehouse | Energy Efficiency | NEW | Total Adoptions | 0 | 0 | 0 | 0 | 0 | 0 | 0 | 0 | 1.2895 | 1.2936 | 1.294 | 2.9487 | 2.9572
Scenario 4: Reference ZEAS Phase In | PG&E | Com | ComRefrig | Com - Refrig. Warehouse | Energy Efficiency | RET | New Adoptions | 35.4868 | 19.0434 | 8.2083 | 1.7189 | 0.63264 | 0.10835 | 0 | 0 | 0 | 0 | 0 | 0 | 0
Scenario 4: Reference ZEAS Phase In | PG&E | Com | ComRefrig | Com - Refrig. Warehouse | Energy Efficiency | RET | Total Adoptions | 38.5999 | 22.0372 | 11.0471 | 4.3865 | 3.135 | 2.4536 | 2.1975 | 2.0591 | 1.9294 | 1.8079 | 1.694 | 1.5873 | 1.4873
Scenario 4: Reference ZEAS Phase In | PG&E | Com | ComRefrig | Com - Refrig. Warehouse | Energy Efficiency | ROB | New Adoptions | 0 | 0 | 0 | 0 | 0 | 0 | 0 | 2.5508 | 2.4325 | 2.3234 | 5.061 | 4.8571 | 4.6743
Scenario 4: Reference ZEAS Phase In | PG&E | Com | ComRefrig | Com - Refrig. Warehouse | Energy Efficiency | ROB | Total Adoptions | 0 | 0 | 0 | 0 | 0 | 0 | 0 | 6.9641 | 7.0556 | 7.1423 | 16.44 | 16.6264 | 16.8114
Scenario 4: Reference ZEAS Phase In | PG&E | Com | ComRefrig | Com - Restaurant | Energy Efficiency | NEW | New Adoptions | 0 | 0 | 0 | 0 | 0 | 0 | 0 | 0 | 12.9356 | 13.0612 | 13.158 | 0 | 332.8395
Scenario 4: Reference ZEAS Phase In | PG&E | Com | ComRefrig | Com - Restaurant | Energy Efficiency | NEW | Total Adoptions | 0 | 0 | 0 | 0 | 0 | 0 | 0 | 0 | 12.9356 | 13.0612 | 13.158 | 0 | 332.8395
Scenario 4: Reference ZEAS Phase In | PG&E | Com | ComRefrig | Com - Restaurant | Energy Efficiency | RET | New Adoptions | 376.846 | 135.2856 | 30.0313 | 10.8082 | 0 | 0 | 0 | 0 | 0 | 0 | 0 | 0 | 0
Scenario 4: Reference ZEAS Phase In | PG&E | Com | ComRefrig | Com - Restaurant | Energy Efficiency | RET | Total Adoptions | 430.9031 | 186.4988 | 78.1527 | 55.9466 | 42.2953 | 39.6312 | 37.1351 | 34.7963 | 32.6048 | 30.5514 | 28.6274 | 26.8246 | 25.1353
Scenario 4: Reference ZEAS Phase In | PG&E | Com | ComRefrig | Com - Restaurant | Energy Efficiency | ROB | New Adoptions | 0 | 0 | 0 | 0 | 0 | 0 | 0 | 40.8359 | 38.5631 | 36.4623 | 78.6076 | 66.2968 | 66.4144
Scenario 4: Reference ZEAS Phase In | PG&E | Com | ComRefrig | Com - Restaurant | Energy Efficiency | ROB | Total Adoptions | 0 | 0 | 0 | 0 | 0 | 0 | 0 | 108.4931 | 108.9624 | 109.3616 | 249.6883 | 225.1445 | 251.3416
Scenario 4: Reference ZEAS Phase In | PG&E | Com | ComRefrig | Com - Retail | Energy Efficiency | NEW | New Adoptions | 0 | 0 | 0 | 0 | 0 | 0 | 0 | 0 | 181.6018 | 184.6883 | 187.966 | 435.1691 | 442.639
Scenario 4: Reference ZEAS Phase In | PG&E | Com | ComRefrig | Com - Retail | Energy Efficiency | NEW | Total Adoptions | 0 | 0 | 0 | 0 | 0 | 0 | 0 | 0 | 181.6018 | 184.6883 | 187.966 | 435.1691 | 442.639
Scenario 4: Reference ZEAS Phase In | PG&E | Com | ComRefrig | Com - Retail | Energy Efficiency | RET | New Adoptions | 4981.755 | 1837.7536 | 0 | 259.22 | 69.5827 | 0 | 0 | 0 | 0 | 0 | 0 | 0 | 0
Scenario 4: Reference ZEAS Phase In | PG&E | Com | ComRefrig | Com - Retail | Energy Efficiency | RET | Total Adoptions | 5671.5071 | 2491.6519 | 612.7167 | 834.5018 | 608.9411 | 505.3882 | 473.5585 | 443.7344 | 415.7893 | 389.605 | 365.0703 | 342.0814 | 320.5407
Scenario 4: Reference ZEAS Phase In | PG&E | Com | ComRefrig | Com - Retail | Energy Efficiency | ROB | New Adoptions | 0 | 0 | 0 | 0 | 0 | 0 | 0 | 487.355 | 462.1527 | 438.8329 | 950.2976 | 906.4515 | 867.0147
Scenario 4: Reference ZEAS Phase In | PG&E | Com | ComRefrig | Com - Retail | Energy Efficiency | ROB | Total Adoptions | 0 | 0 | 0 | 0 | 0 | 0 | 0 | 1371.4815 | 1380.2288 | 1388.1705 | 3176.6033 | 3193.7984 | 3211.2844
Scenario 4: Reference ZEAS Phase In | PG&E | Com | ComRefrig | Com - School | Energy Efficiency | NEW | New Adoptions | 0 | 0 | 0 | 0 | 0 | 0 | 0 | 0 | 1.2719 | 1.2648 | 1.258 | 2.8603 | 2.8475
Scenario 4: Reference ZEAS Phase In | PG&E | Com | ComRefrig | Com - School | Energy Efficiency | NEW | Total Adoptions | 0 | 0 | 0 | 0 | 0 | 0 | 0 | 0 | 1.2719 | 1.2648 | 1.258 | 2.8603 | 2.8475
Scenario 4: Reference ZEAS Phase In | PG&E | Com | ComRefrig | Com - School | Energy Efficiency | RET | New Adoptions | 0.022464 | 0 | 0 | 0 | 0 | 0 | 0 | 0 | 0 | 0 | 0 | 0 | 0
Scenario 4: Reference ZEAS Phase In | PG&E | Com | ComRefrig | Com - School | Energy Efficiency | RET | Total Adoptions | 1.7453 | 1.6144 | 1.5127 | 1.4175 | 1.3282 | 1.2446 | 1.1663 | 1.0928 | 1.024 | 0.95957 | 0.89917 | 0.84257 | 0.78954
Scenario 4: Reference ZEAS Phase In | PG&E | Com | ComRefrig | Com - School | Energy Efficiency | ROB | New Adoptions | 0 | 0 | 0 | 0 | 0 | 0 | 0 | 1.6784 | 1.5814 | 1.4938 | 3.221 | 3.0627 | 2.9227
Scenario 4: Reference ZEAS Phase In | PG&E | Com | ComRefrig | Com - School | Energy Efficiency | ROB | Total Adoptions | 0 | 0 | 0 | 0 | 0 | 0 | 0 | 5.1962 | 5.2397 | 5.2812 | 12.1081 | 12.2019 | 12.297
Scenario 4: Reference ZEAS Phase In | PG&E | Com | FoodServ | Com - College | Energy Efficiency | NEW | New Adoptions | 28.9452 | 29.6784 | 29.1241 | 35.0727 | 30.5651 | 30.4982 | 31.0111 | 31.8588 | 32.7109 | 33.2792 | 33.5737 | 33.4401 | 33.6439
Scenario 4: Reference ZEAS Phase In | PG&E | Com | FoodServ | Com - College | Energy Efficiency | NEW | Total Adoptions | 28.9452 | 29.6784 | 29.1241 | 35.0727 | 30.5651 | 30.4982 | 31.0111 | 31.8588 | 32.7109 | 33.2792 | 33.5737 | 33.4401 | 33.6439
Scenario 4: Reference ZEAS Phase In | PG&E | Com | FoodServ | Com - College | Energy Efficiency | ROB | New Adoptions | 58.8612 | 58.9378 | 58.7605 | 58.7761 | 58.6277 | 58.4614 | 60.6766 | 60.3882 | 60.1317 | 59.8979 | 60.0893 | 59.9585 | 59.8729
Scenario 4: Reference ZEAS Phase In | PG&E | Com | FoodServ | Com - College | Energy Efficiency | ROB | Total Adoptions | 156.5483 | 159.2719 | 161.387 | 164.1263 | 166.3333 | 168.4213 | 177.0782 | 178.8045 | 180.492 | 182.1124 | 184.2012 | 185.7736 | 187.3487
Scenario 4: Reference ZEAS Phase In | PG&E | Com | FoodServ | Com - College | Fuel Substitution | ROB | New Adoptions | 0.12748 | 0.14017 | 0.1527 | 0.16498 | 0.17688 | 0.18852 | 0.19984 | 0.22095 | 0.24592 | 0.27666 | 0.31456 | 0.35779 | 0.4073
Scenario 4: Reference ZEAS Phase In | PG&E | Com | FoodServ | Com - College | Fuel Substitution | ROB | Total Adoptions | 0.15353 | 0.17112 | 0.18879 | 0.20639 | 0.22376 | 0.24098 | 0.25798 | 0.2854 | 0.31729 | 0.35586 | 0.40273 | 0.45625 | 0.51762
Scenario 4: Reference ZEAS Phase In | PG&E | Com | FoodServ | Com - Grocery | Energy Efficiency | NEW | New Adoptions | 148.5618 | 154.7713 | 162.0384 | 168.8119 | 173.265 | 179.9396 | 185.7289 | 194.9914 | 198.4 | 201.9881 | 205.6644 | 213.8535 | 218.0929
Scenario 4: Reference ZEAS Phase In | PG&E | Com | FoodServ | Com - Grocery | Energy Efficiency | NEW | Total Adoptions | 148.5618 | 154.7713 | 162.0384 | 168.8119 | 173.265 | 179.9396 | 185.7289 | 194.9914 | 198.4 | 201.9881 | 205.6644 | 213.8535 | 218.0929
Scenario 4: Reference ZEAS Phase In | PG&E | Com | FoodServ | Com - Grocery | Energy Efficiency | ROB | New Adoptions | 399.0947 | 398.4263 | 396.5115 | 393.737 | 390.3861 | 386.8107 | 392.2702 | 388.332 | 384.5787 | 381.1136 | 385.43 | 383.3104 | 381.6483
Scenario 4: Reference ZEAS Phase In | PG&E | Com | FoodServ | Com - Grocery | Energy Efficiency | ROB | Total Adoptions | 949.8229 | 967.8097 | 984.0821 | 998.9562 | 1012.5595 | 1025.409 | 1062.7066 | 1073.8765 | 1084.5145 | 1094.8307 | 1115.0351 | 1126.1725 | 1137.5624
Scenario 4: Reference ZEAS Phase In | PG&E | Com | FoodServ | Com - Grocery | Fuel Substitution | ROB | New Adoptions | 1.146 | 1.2661 | 1.3853 | 1.5024 | 1.6159 | 1.726 | 1.8339 | 1.9726 | 2.1241 | 2.293 | 2.4838 | 2.6926 | 2.9236
Scenario 4: Reference ZEAS Phase In | PG&E | Com | FoodServ | Com - Grocery | Fuel Substitution | ROB | Total Adoptions | 1.3682 | 1.5299 | 1.6926 | 1.8548 | 2.0146 | 2.1718 | 2.3272 | 2.5158 | 2.7195 | 2.9435 | 3.1934 | 3.4657 | 3.7656
Scenario 4: Reference ZEAS Phase In | PG&E | Com | FoodServ | Com - Health | Energy Efficiency | NEW | New Adoptions | 65.2431 | 66.6132 | 72.3204 | 72.2488 | 74.382 | 74.558 | 82.892 | 82.6919 | 82.8638 | 81.4432 | 78.5676 | 80.8648 | 82.2464
Scenario 4: Reference ZEAS Phase In | PG&E | Com | FoodServ | Com - Health | Energy Efficiency | NEW | Total Adoptions | 65.2431 | 66.6132 | 72.3204 | 72.2488 | 74.382 | 74.558 | 82.892 | 82.6919 | 82.8638 | 81.4432 | 78.5676 | 80.8648 | 82.2464
Scenario 4: Reference ZEAS Phase In | PG&E | Com | FoodServ | Com - Health | Energy Efficiency | ROB | New Adoptions | 143.0607 | 144.1566 | 144.8121 | 145.1117 | 145.0027 | 144.6661 | 153.7593 | 153.4836 | 153.2779 | 153.1418 | 155.1986 | 155.335 | 155.5455
Scenario 4: Reference ZEAS Phase In | PG&E | Com | FoodServ | Com - Health | Energy Efficiency | ROB | Total Adoptions | 377.728 | 385.855 | 393.552 | 400.6124 | 406.859 | 412.4226 | 444.2987 | 449.9998 | 455.5721 | 460.974 | 469.063 | 474.4294 | 479.7987
Scenario 4: Reference ZEAS Phase In | PG&E | Com | FoodServ | Com - Health | Fuel Substitution | ROB | New Adoptions | 0.32012 | 0.35821 | 0.39572 | 0.4329 | 0.47895 | 0.52807 | 0.58201 | 0.64322 | 0.71013 | 0.78411 | 0.86575 | 0.95711 | 1.06
Scenario 4: Reference ZEAS Phase In | PG&E | Com | FoodServ | Com - Health | Fuel Substitution | ROB | Total Adoptions | 0.38247 | 0.43257 | 0.48288 | 0.53357 | 0.59416 | 0.65883 | 0.72948 | 0.80882 | 0.89546 | 0.99104 | 1.0964 | 1.214 | 1.346
Scenario 4: Reference ZEAS Phase In | PG&E | Com | FoodServ | Com - Lodging | Energy Efficiency | NEW | New Adoptions | 99.1683 | 102.0144 | 105.0836 | 107.2314 | 111.1625 | 113.2784 | 115.3974 | 119.7149 | 120.9518 | 122.753 | 124.1501 | 126.8675 | 132.6877
Scenario 4: Reference ZEAS Phase In | PG&E | Com | FoodServ | Com - Lodging | Energy Efficiency | NEW | Total Adoptions | 99.1683 | 102.0144 | 105.0836 | 107.2314 | 111.1625 | 113.2784 | 115.3974 | 119.7149 | 120.9518 | 122.753 | 124.1501 | 126.8675 | 132.6877
Scenario 4: Reference ZEAS Phase In | PG&E | Com | FoodServ | Com - Lodging | Energy Efficiency | ROB | New Adoptions | 174.9643 | 177.1486 | 179.0064 | 180.643 | 182.0624 | 183.4674 | 189.4765 | 190.9494 | 192.4609 | 194.0061 | 197.8181 | 199.4248 | 201.1736
Scenario 4: Reference ZEAS Phase In | PG&E | Com | FoodServ | Com - Lodging | Energy Efficiency | ROB | Total Adoptions | 452.4367 | 463.3647 | 473.8925 | 484.0644 | 493.8354 | 503.4696 | 525.8717 | 535.5224 | 545.122 | 554.7223 | 567.4647 | 576.9932 | 587.0434
Scenario 4: Reference ZEAS Phase In | PG&E | Com | FoodServ | Com - Lodging | Fuel Substitution | ROB | New Adoptions | 0.32764 | 0.36369 | 0.39924 | 0.43427 | 0.47481 | 0.51704 | 0.56454 | 0.61504 | 0.66849 | 0.72583 | 0.78775 | 0.85565 | 0.93125
Scenario 4: Reference ZEAS Phase In | PG&E | Com | FoodServ | Com - Lodging | Fuel Substitution | ROB | Total Adoptions | 0.38871 | 0.43679 | 0.48499 | 0.53319 | 0.5876 | 0.64436 | 0.70725 | 0.77405 | 0.84481 | 0.92062 | 1.0023 | 1.0916 | 1.1904
Scenario 4: Reference ZEAS Phase In | PG&E | Com | FoodServ | Com - Office (Large) | Energy Efficiency | NEW | New Adoptions | 9.4682 | 9.3178 | 9.272 | 9.1488 | 9.0922 | 8.9976 | 8.9571 | 8.8268 | 8.6241 | 8.5081 | 8.3728 | 8.2495 | 8.141
Scenario 4: Reference ZEAS Phase In | PG&E | Com | FoodServ | Com - Office (Large) | Energy Efficiency | NEW | Total Adoptions | 9.4682 | 9.3178 | 9.272 | 9.1488 | 9.0922 | 8.9976 | 8.9571 | 8.8268 | 8.6241 | 8.5081 | 8.3728 | 8.2495 | 8.141
Scenario 4: Reference ZEAS Phase In | PG&E | Com | FoodServ | Com - Office (Large) | Energy Efficiency | ROB | New Adoptions | 11.7131 | 11.7791 | 11.8434 | 11.907 | 11.9743 | 12.0454 | 12.1225 | 12.2031 | 12.285 | 12.3709 | 12.46 | 12.5525 | 12.6485
Scenario 4: Reference ZEAS Phase In | PG&E | Com | FoodServ | Com - Office (Large) | Energy Efficiency | ROB | Total Adoptions | 34.3807 | 34.7493 | 35.1136 | 35.471 | 35.8318 | 36.1941 | 36.5647 | 36.9352 | 37.2992 | 37.6654 | 38.0323 | 38.4006 | 38.772
Scenario 4: Reference ZEAS Phase In | PG&E | Com | FoodServ | Com - Office (Small) | Energy Efficiency | NEW | New Adoptions | 1.5908 | 1.604 | 1.6253 | 0 | 17.917 | 1.5152 | 1.5313 | 1.5451 | 1.5527 | 1.5623 | 1.5725 | 1.5826 | 1.5936
Scenario 4: Reference ZEAS Phase In | PG&E | Com | FoodServ | Com - Office (Small) | Energy Efficiency | NEW | Total Adoptions | 1.5908 | 1.604 | 1.6253 | 0 | 17.917 | 1.5152 | 1.5313 | 1.5451 | 1.5527 | 1.5623 | 1.5725 | 1.5826 | 1.5936
Scenario 4: Reference ZEAS Phase In | PG&E | Com | FoodServ | Com - Office (Small) | Energy Efficiency | ROB | New Adoptions | 3.2384 | 3.258 | 3.2763 | 2.7532 | 3.3003 | 3.3204 | 3.3413 | 3.3631 | 3.3857 | 3.4092 | 3.4338 | 3.4593 | 3.4858
Scenario 4: Reference ZEAS Phase In | PG&E | Com | FoodServ | Com - Office (Small) | Energy Efficiency | ROB | Total Adoptions | 9.6357 | 9.73 | 9.8221 | 8.27 | 10.0027 | 10.0932 | 10.1846 | 10.2769 | 10.3699 | 10.4639 | 10.5592 | 10.6559 | 10.754
Scenario 4: Reference ZEAS Phase In | PG&E | Com | FoodServ | Com - Other | Energy Efficiency | NEW | New Adoptions | 145.1933 | 150.6039 | 156.9754 | 162.2262 | 165.8403 | 172.1963 | 179.0539 | 187.2387 | 189.3232 | 193.0348 | 196.8821 | 201.4256 | 205.3396
Scenario 4: Reference ZEAS Phase In | PG&E | Com | FoodServ | Com - Other | Energy Efficiency | NEW | Total Adoptions | 145.1933 | 150.6039 | 156.9754 | 162.2262 | 165.8403 | 172.1963 | 179.0539 | 187.2387 | 189.3232 | 193.0348 | 196.8821 | 201.4256 | 205.3396
Scenario 4: Reference ZEAS Phase In | PG&E | Com | FoodServ | Com - Other | Energy Efficiency | ROB | New Adoptions | 462.1791 | 467.8015 | 472.3477 | 476.1574 | 479.4742 | 482.5633 | 494.0752 | 496.7693 | 499.0441 | 501.2633 | 505.3081 | 507.2203 | 508.8947
Scenario 4: Reference ZEAS Phase In | PG&E | Com | FoodServ | Com - Other | Energy Efficiency | ROB | Total Adoptions | 1086.7748 | 1111.6972 | 1135.3339 | 1157.9583 | 1179.7319 | 1201.0999 | 1245.6489 | 1266.3393 | 1285.9215 | 1305.2362 | 1326.6946 | 1345.2617 | 1363.4758
Scenario 4: Reference ZEAS Phase In | PG&E | Com | FoodServ | Com - Other | Fuel Substitution | ROB | New Adoptions | 1.2723 | 1.4201 | 1.5694 | 1.7192 | 1.8683 | 2.0167 | 2.1639 | 2.3256 | 2.5144 | 2.7151 | 2.9435 | 3.1897 | 3.457
Scenario 4: Reference ZEAS Phase In | PG&E | Com | FoodServ | Com - Other | Fuel Substitution | ROB | Total Adoptions | 1.5227 | 1.7219 | 1.9264 | 2.1346 | 2.3449 | 2.5569 | 2.77 | 3.0003 | 3.2616 | 3.5386 | 3.8483 | 4.1813 | 4.5415
Scenario 4: Reference ZEAS Phase In | PG&E | Com | FoodServ | Com - Restaurant | Energy Efficiency | NEW | New Adoptions | 342.0064 | 347.7241 | 358.2318 | 367.3378 | 375.1893 | 381.5708 | 390.2458 | 403.2583 | 408.4786 | 414.4955 | 419.613 | 0 | 4741.4319
Scenario 4: Reference ZEAS Phase In | PG&E | Com | FoodServ | Com - Restaurant | Energy Efficiency | NEW | Total Adoptions | 342.0064 | 347.7241 | 358.2318 | 367.3378 | 375.1893 | 381.5708 | 390.2458 | 403.2583 | 408.4786 | 414.4955 | 419.613 | 0 | 4741.4319
Scenario 4: Reference ZEAS Phase In | PG&E | Com | FoodServ | Com - Restaurant | Energy Efficiency | ROB | New Adoptions | 1050.664 | 1054.3833 | 1054.6952 | 1052.586 | 1048.8379 | 1044.2098 | 1058.2489 | 1052.7604 | 1047.068 | 1041.7076 | 1052.8089 | 939.0559 | 1002.1792
Scenario 4: Reference ZEAS Phase In | PG&E | Com | FoodServ | Com - Restaurant | Energy Efficiency | ROB | Total Adoptions | 2445.2493 | 2494.2748 | 2538.5788 | 2578.9698 | 2616.1103 | 2650.7607 | 2736.1548 | 2767.1715 | 2796.1559 | 2824.2349 | 2872.9456 | 2608.8934 | 2927.2291
Scenario 4: Reference ZEAS Phase In | PG&E | Com | FoodServ | Com - Restaurant | Fuel Substitution | ROB | New Adoptions | 3.2929 | 3.6614 | 4.0313 | 4.3995 | 4.7619 | 5.1194 | 5.4712 | 5.8528 | 6.2667 | 6.7027 | 7.1741 | 6.8323 | 7.2948
Scenario 4: Reference ZEAS Phase In | PG&E | Com | FoodServ | Com - Restaurant | Fuel Substitution | ROB | Total Adoptions | 3.9289 | 4.422 | 4.9239 | 5.4305 | 5.9366 | 6.4424 | 6.946 | 7.4844 | 8.061 | 8.6662 | 9.3144 | 8.9271 | 9.4895
Scenario 4: Reference ZEAS Phase In | PG&E | Com | FoodServ | Com - Retail | Energy Efficiency | NEW | New Adoptions | 5.7252 | 6.0841 | 6.5025 | 0 | 66.3886 | 6.8224 | 7.5762 | 7.9481 | 8.2185 | 8.4843 | 8.7481 | 8.9818 | 9.2214
Scenario 4: Reference ZEAS Phase In | PG&E | Com | FoodServ | Com - Retail | Energy Efficiency | NEW | Total Adoptions | 5.7252 | 6.0841 | 6.5025 | 0 | 66.3886 | 6.8224 | 7.5762 | 7.9481 | 8.2185 | 8.4843 | 8.7481 | 8.9818 | 9.2214
Scenario 4: Reference ZEAS Phase In | PG&E | Com | FoodServ | Com - Retail | Energy Efficiency | ROB | New Adoptions | 9.2773 | 9.2888 | 9.2974 | 8.476 | 9.2999 | 9.3092 | 9.3268 | 9.3482 | 9.3728 | 9.4009 | 9.4328 | 9.4683 | 9.5075
Scenario 4: Reference ZEAS Phase In | PG&E | Com | FoodServ | Com - Retail | Energy Efficiency | ROB | Total Adoptions | 27.5407 | 27.6723 | 27.7996 | 25.4074 | 28.0546 | 28.1704 | 28.3064 | 28.4485 | 28.5945 | 28.7454 | 28.9023 | 29.0648 | 29.2339
Scenario 4: Reference ZEAS Phase In | PG&E | Com | FoodServ | Com - School | Energy Efficiency | NEW | New Adoptions | 145.131 | 147.1322 | 149.0252 | 150.2534 | 150.056 | 150.7842 | 150.9267 | 154.6309 | 154.9884 | 155.5396 | 156.0872 | 158.1005 | 158.6832
Scenario 4: Reference ZEAS Phase In | PG&E | Com | FoodServ | Com - School | Energy Efficiency | NEW | Total Adoptions | 145.131 | 147.1322 | 149.0252 | 150.2534 | 150.056 | 150.7842 | 150.9267 | 154.6309 | 154.9884 | 155.5396 | 156.0872 | 158.1005 | 158.6832
Scenario 4: Reference ZEAS Phase In | PG&E | Com | FoodServ | Com - School | Energy Efficiency | ROB | New Adoptions | 157.1043 | 158.3278 | 159.4138 | 160.1859 | 160.99 | 161.936 | 167.4641 | 168.6946 | 170.023 | 171.3711 | 173.428 | 174.7471 | 175.7679
Scenario 4: Reference ZEAS Phase In | PG&E | Com | FoodServ | Com - School | Energy Efficiency | ROB | Total Adoptions | 422.3943 | 430.7108 | 438.7282 | 445.9333 | 452.8932 | 459.8735 | 479.3868 | 486.6896 | 494.0801 | 501.4692 | 509.8847 | 517.2786 | 524.0251
Scenario 4: Reference ZEAS Phase In | PG&E | Com | FoodServ | Com - School | Fuel Substitution | ROB | New Adoptions | 0.15904 | 0.16859 | 0.17806 | 0.19924 | 0.22777 | 0.2617 | 0.29955 | 0.34367 | 0.39468 | 0.45254 | 0.51771 | 0.5923 | 0.69665
Scenario 4: Reference ZEAS Phase In | PG&E | Com | FoodServ | Com - School | Fuel Substitution | ROB | Total Adoptions | 0.19189 | 0.20647 | 0.22089 | 0.24754 | 0.28229 | 0.32327 | 0.36921 | 0.42267 | 0.48456 | 0.55506 | 0.63488 | 0.72648 | 0.85179
Scenario 4: Reference ZEAS Phase In | PG&E | Com | HVAC | Com - College | Energy Efficiency | NEW | New Adoptions | 20903.0193 | 21934.825 | 1585.7681 | 155260.017 | 22858.5071 | 22987.6475 | 12531.8538 | 1589.5618 | 1621.1597 | 1638.9842 | 1644.0085 | 1617.9603 | 1619.7455
Scenario 4: Reference ZEAS Phase In | PG&E | Com | HVAC | Com - College | Energy Efficiency | NEW | Total Adoptions | 20903.0193 | 21934.825 | 1585.7681 | 155260.017 | 22858.5071 | 22987.6475 | 12531.8538 | 1589.5618 | 1621.1597 | 1638.9842 | 1644.0085 | 1617.9603 | 1619.7455
Scenario 4: Reference ZEAS Phase In | PG&E | Com | HVAC | Com - College | Energy Efficiency | RET | New Adoptions | 263.6059 | 218.9082 | 171.2821 | 124.031 | 83.2008 | 50.3211 | 25.4086 | 7.3657 | 0 | 0 | 0 | 0 | 0
Scenario 4: Reference ZEAS Phase In | PG&E | Com | HVAC | Com - College | Energy Efficiency | RET | Total Adoptions | 279.6345 | 234.8411 | 186.9138 | 139.1719 | 97.702 | 188.9051 | 154.8665 | 213.408 | 0.20116 | 0.18775 | 0.17523 | 0.16355 | 0.15265
Scenario 4: Reference ZEAS Phase In | PG&E | Com | HVAC | Com - College | Energy Efficiency | ROB | New Adoptions | 57962.5364 | 58617.3932 | 54720.0648 | 55280.3615 | 54551.3637 | 26809.1001 | 64.3202 | 63.2101 | 62.1352 | 61.102 | 60.1201 | 59.1849 | 58.3095
Scenario 4: Reference ZEAS Phase In | PG&E | Com | HVAC | Com - College | Energy Efficiency | ROB | Total Adoptions | 89239.8465 | 93202.387 | 89881.3833 | 99283.4838 | 101621.6413 | 51899.6229 | 141.431 | 142.431 | 143.3797 | 144.2795 | 145.1372 | 145.9351 | 146.706
Scenario 4: Reference ZEAS Phase In | PG&E | Com | HVAC | Com - College | Fuel Substitution | ROB | New Adoptions | 434.2318 | 474.5907 | 496.9164 | 514.0937 | 0.034776 | 0 | 0 | 0 | 0 | 0 | 0 | 0 | 0
Scenario 4: Reference ZEAS Phase In | PG&E | Com | HVAC | Com - College | Fuel Substitution | ROB | Total Adoptions | 548.4951 | 611.7454 | 654.6382 | 692.9164 | 0.038991 | 0 | 0 | 0 | 0 | 0 | 0 | 0 | 0
Scenario 4: Reference ZEAS Phase In | PG&E | Com | HVAC | Com - Grocery | Energy Efficiency | NEW | New Adoptions | 410.1883 | 454.4304 | 501.7109 | 546.9912 | 583.5453 | 626.1241 | 663.8948 | 698.8519 | 723.6973 | 747.2815 | 769.0373 | 787.2366 | 805.1823
Scenario 4: Reference ZEAS Phase In | PG&E | Com | HVAC | Com - Grocery | Energy Efficiency | NEW | Total Adoptions | 410.1883 | 454.4304 | 501.7109 | 546.9912 | 583.5453 | 626.1241 | 663.8948 | 698.8519 | 723.6973 | 747.2815 | 769.0373 | 787.2366 | 805.1823
Scenario 4: Reference ZEAS Phase In | PG&E | Com | HVAC | Com - Grocery | Energy Efficiency | RET | New Adoptions | 0 | 0 | 0 | 0 | 0.54612 | 267.2757 | 269.1568 | 268.6568 | 0 | 0 | 0 | 0 | 0.47705
Scenario 4: Reference ZEAS Phase In | PG&E | Com | HVAC | Com - Grocery | Energy Efficiency | RET | Total Adoptions | 0 | 0 | 0 | 0 | 0.58339 | 285.2389 | 287.1187 | 286.6153 | 0 | 0 | 0 | 0 | 0.51346
Scenario 4: Reference ZEAS Phase In | PG&E | Com | HVAC | Com - Grocery | Energy Efficiency | ROB | New Adoptions | 1797.4666 | 1921.5301 | 2028.657 | 2118.5112 | 2191.351 | 2247.4652 | 2294.2809 | 2341.6872 | 2375.9987 | 2396.6048 | 2406.5265 | 2407.7218 | 2403.1203
Scenario 4: Reference ZEAS Phase In | PG&E | Com | HVAC | Com - Grocery | Energy Efficiency | ROB | Total Adoptions | 2128.2987 | 2309.2608 | 2476.6494 | 2629.4203 | 2766.9321 | 2888.8876 | 3002.4352 | 3118.005 | 3220.4892 | 3308.38 | 3384.1976 | 3449.3785 | 3506.718
Scenario 4: Reference ZEAS Phase In | PG&E | Com | HVAC | Com - Grocery | Fuel Substitution | ROB | New Adoptions | 899.2354 | 951.1766 | 994.3036 | 1008.2679 | 373.998 | 54.2889 | 55.0615 | 55.1281 | 54.6908 | 54.0095 | 53.1299 | 52.1249 | 51.0458
Scenario 4: Reference ZEAS Phase In | PG&E | Com | HVAC | Com - Grocery | Fuel Substitution | ROB | Total Adoptions | 1136.655 | 1226.9222 | 1309.781 | 1362.2881 | 512.8217 | 62.9733 | 64.7676 | 65.8624 | 66.4179 | 66.7218 | 66.7886 | 66.685 | 66.4581
Scenario 4: Reference ZEAS Phase In | PG&E | Com | HVAC | Com - Health | Energy Efficiency | NEW | New Adoptions | 21100.1089 | 22124.7439 | 24335.3847 | 24635.9666 | 25476.8906 | 873.5728 | 46857.4629 | 937.0484 | 949.8683 | 941.8448 | 914.5357 | 931.9842 | 949.5089
Scenario 4: Reference ZEAS Phase In | PG&E | Com | HVAC | Com - Health | Energy Efficiency | NEW | Total Adoptions | 21100.1089 | 22124.7439 | 24335.3847 | 24635.9666 | 25476.8906 | 873.5728 | 46857.4629 | 937.0484 | 949.8683 | 941.8448 | 914.5357 | 931.9842 | 949.5089
Scenario 4: Reference ZEAS Phase In | PG&E | Com | HVAC | Com - Health | Energy Efficiency | RET | New Adoptions | 867.43 | 883.6578 | 882.7435 | 869.3543 | 848.2958 | 826.6687 | 804.8408 | 784.3156 | 764.4676 | 744.0167 | 721.6489 | 700.7736 | 677.6548
Scenario 4: Reference ZEAS Phase In | PG&E | Com | HVAC | Com - Health | Energy Efficiency | RET | Total Adoptions | 975.73 | 988.6652 | 984.6737 | 968.3529 | 944.4648 | 920.1004 | 895.6209 | 872.5295 | 850.1982 | 827.3387 | 802.6234 | 779.4643 | 754.1113
Scenario 4: Reference ZEAS Phase In | PG&E | Com | HVAC | Com - Health | Energy Efficiency | ROB | New Adoptions | 64154.9365 | 65290.5302 | 65636.7953 | 65347.1306 | 64584.2828 | 32587.7242 | 3109.1722 | 3171.6316 | 3226.9788 | 3266.3636 | 3292.4383 | 3308.4042 | 3316.9968
Scenario 4: Reference ZEAS Phase In | PG&E | Com | HVAC | Com - Health | Energy Efficiency | ROB | Total Adoptions | 103484.072 | 108305.2943 | 112403.4574 | 115811.2201 | 118682.8969 | 60986.2845 | 4161.6559 | 4313.244 | 4457.9022 | 4584.9156 | 4695.9584 | 4794.9155 | 4884.3304
Scenario 4: Reference ZEAS Phase In | PG&E | Com | HVAC | Com - Health | Fuel Substitution | ROB | New Adoptions | 714.1616 | 759.251 | 796.751 | 826.0243 | 25.8933 | 27.0933 | 27.7463 | 28.0062 | 28.0064 | 27.8304 | 27.5358 | 27.1627 | 26.7405
Scenario 4: Reference ZEAS Phase In | PG&E | Com | HVAC | Com - Health | Fuel Substitution | ROB | Total Adoptions | 903.7092 | 980.5699 | 1051.3084 | 1114.8013 | 29.6887 | 31.3976 | 32.591 | 33.4026 | 33.9551 | 34.3235 | 34.5594 | 34.6989 | 34.7685
Scenario 4: Reference ZEAS Phase In | PG&E | Com | HVAC | Com - Lodging | Energy Efficiency | NEW | New Adoptions | 10587.9648 | 11257.1296 | 11875.7672 | 12264.2399 | 12762.2709 | 13037.7898 | 7030.6482 | 805.657 | 823.9181 | 808.6008 | 823.658 | 837.7284 | 849.2363
Scenario 4: Reference ZEAS Phase In | PG&E | Com | HVAC | Com - Lodging | Energy Efficiency | NEW | Total Adoptions | 10587.9648 | 11257.1296 | 11875.7672 | 12264.2399 | 12762.2709 | 13037.7898 | 7030.6482 | 805.657 | 823.9181 | 808.6008 | 823.658 | 837.7284 | 849.2363
Scenario 4: Reference ZEAS Phase In | PG&E | Com | HVAC | Com - Lodging | Energy Efficiency | RET | New Adoptions | 587.3908 | 601.6571 | 612.844 | 621.6268 | 627.9815 | 631.3216 | 633.0247 | 631.2699 | 0 | 0.70341 | 0 | 315.3668 | 531.2243
Scenario 4: Reference ZEAS Phase In | PG&E | Com | HVAC | Com - Lodging | Energy Efficiency | RET | Total Adoptions | 624.6705 | 639.1255 | 650.5382 | 659.5709 | 666.187 | 669.786 | 671.7382 | 670.2081 | 0 | 0.74555 | 0.039329 | 336.0363 | 567.9709
Scenario 4: Reference ZEAS Phase In | PG&E | Com | HVAC | Com - Lodging | Energy Efficiency | ROB | New Adoptions | 22585.8221 | 22920.3071 | 23001.0903 | 22877.9033 | 22601.8661 | 12005.0002 | 1827.0292 | 1864.5504 | 1801.1597 | 1830.6271 | 1852.7675 | 1868.7209 | 1879.666
Scenario 4: Reference ZEAS Phase In | PG&E | Com | HVAC | Com - Lodging | Energy Efficiency | ROB | Total Adoptions | 35642.7744 | 37348.7543 | 38814.4237 | 40065.6146 | 41147.0542 | 22238.3384 | 2444.8576 | 2536.4197 | 2472.8601 | 2555.8905 | 2631.0095 | 2699.0382 | 2760.6034
Scenario 4: Reference ZEAS Phase In | PG&E | Com | HVAC | Com - Lodging | Fuel Substitution | ROB | New Adoptions | 654.6335 | 692.6584 | 723.7224 | 735.7586 | 387.4393 | 23.725 | 24.0936 | 24.1365 | 12.4105 | 12.2706 | 12.0847 | 11.8659 | 22.415
Scenario 4: Reference ZEAS Phase In | PG&E | Com | HVAC | Com - Lodging | Fuel Substitution | ROB | Total Adoptions | 826.722 | 892.885 | 953.1451 | 991.5483 | 529.4817 | 27.1039 | 27.8906 | 28.3583 | 15.0348 | 15.1166 | 15.1437 | 15.127 | 28.692
Scenario 4: Reference ZEAS Phase In | PG&E | Com | HVAC | Com - Office (Large) | Energy Efficiency | NEW | New Adoptions | 254070.2305 | 261843.9652 | 269420.5898 | 273118.5826 | 276382.2669 | 277578.2772 | 140747.7598 | 1980.4666 | 1956.3403 | 1235.8682 | 1822.225 | 1804.4393 | 1787.6668
Scenario 4: Reference ZEAS Phase In | PG&E | Com | HVAC | Com - Office (Large) | Energy Efficiency | NEW | Total Adoptions | 254070.2305 | 261843.9652 | 269420.5898 | 273118.5826 | 276382.2669 | 277578.2772 | 140747.7598 | 1980.4666 | 1956.3403 | 1235.8682 | 1822.225 | 1804.4393 | 1787.6668
Scenario 4: Reference ZEAS Phase In | PG&E | Com | HVAC | Com - Office (Large) | Energy Efficiency | RET | New Adoptions | 0 | 0 | 0 | 0 | 0 | 0 | 0 | 0 | 0 | 0 | 0 | 0 | 0
Scenario 4: Reference ZEAS Phase In | PG&E | Com | HVAC | Com - Office (Large) | Energy Efficiency | RET | Total Adoptions | 81.5586 | 76.1214 | 71.0466 | 66.3102 | 61.8895 | 57.7635 | 53.9126 | 50.3184 | 0 | 0 | 0 | 0 | 0
Scenario 4: Reference ZEAS Phase In | PG&E | Com | HVAC | Com - Office (Large) | Energy Efficiency | ROB | New Adoptions | 294576.2933 | 295399.3788 | 292822.2774 | 287646.9077 | 280653.7519 | 136881.8215 | 1174.7387 | 1193.8954 | 981.4349 | 985.9909 | 992.8763 | 999.3031 | 1003.1742
Scenario 4: Reference ZEAS Phase In | PG&E | Com | HVAC | Com - Office (Large) | Energy Efficiency | ROB | Total Adoptions | 488626.024 | 510675.5141 | 529234.5941 | 544735.6759 | 557796.216 | 285473.5478 | 1523.9383 | 1575.1982 | 1329.7413 | 1360.1583 | 1392.8196 | 1424.865 | 1453.8871
Scenario 4: Reference ZEAS Phase In | PG&E | Com | HVAC | Com - Office (Large) | Fuel Substitution | ROB | New Adoptions | 1.2637 | 31.5289 | 32.4718 | 33.0897 | 0 | 0 | 0 | 0 | 0 | 0 | 0 | 0 | 0
Scenario 4: Reference ZEAS Phase In | PG&E | Com | HVAC | Com - Office (Large) | Fuel Substitution | ROB | Total Adoptions | 1.6166 | 34.5021 | 35.862 | 36.9079 | 0 | 0 | 0 | 0 | 0 | 0 | 0 | 0 | 0
Scenario 4: Reference ZEAS Phase In | PG&E | Com | HVAC | Com - Office (Small) | Energy Efficiency | NEW | New Adoptions | 42074.8831 | 44357.8217 | 46547.8945 | 0 | 468250.3238 | 46937.0403 | 47976.3967 | 2830.1487 | 2850.008 | 2848.861 | 2869.4076 | 2889.1483 | 2909.6899
Scenario 4: Reference ZEAS Phase In | PG&E | Com | HVAC | Com - Office (Small) | Energy Efficiency | NEW | Total Adoptions | 42074.8831 | 44357.8217 | 46547.8945 | 0 | 468250.3238 | 46937.0403 | 47976.3967 | 2830.1487 | 2850.008 | 2848.861 | 2869.4076 | 2889.1483 | 2909.6899
Scenario 4: Reference ZEAS Phase In | PG&E | Com | HVAC | Com - Office (Small) | Energy Efficiency | RET | Total Adoptions | 0 | 0 | 0 | 0 | 0.36618 | 0.34177 | 0.31899 | 0.29772 | 0 | 0 | 0 | 0.22592 | 0.21086
Scenario 4: Reference ZEAS Phase In | PG&E | Com | HVAC | Com - Office (Small) | Energy Efficiency | ROB | New Adoptions | 86272.7439 | 87107.1971 | 86900.8506 | 74257.7954 | 76174.8751 | 74830.552 | 409.5427 | 416.3397 | 349.0385 | 351.663 | 354.9657 | 357.1497 | 358.2039
Scenario 4: Reference ZEAS Phase In | PG&E | Com | HVAC | Com - Office (Small) | Energy Efficiency | ROB | Total Adoptions | 133843.0149 | 139854.0597 | 144813.5331 | 129288.0451 | 152629.1826 | 155743.3579 | 572.3562 | 589.4119 | 510.6505 | 521.8801 | 533.8544 | 544.5926 | 553.8188
Scenario 4: Reference ZEAS Phase In | PG&E | Com | HVAC | Com - Office (Small) | Fuel Substitution | ROB | New Adoptions | 317.9494 | 335.5728 | 561.8029 | 465.1856 | 0 | 0 | 0 | 0 | 0 | 0 | 0 | 0 | 0
Scenario 4: Reference ZEAS Phase In | PG&E | Com | HVAC | Com - Office (Small) | Fuel Substitution | ROB | Total Adoptions | 399.1909 | 430.0684 | 747.8059 | 639.907 | 0 | 0 | 0 | 0 | 0 | 0 | 0 | 0 | 0
Scenario 4: Reference ZEAS Phase In | PG&E | Com | HVAC | Com - Other | Energy Efficiency | NEW | New Adoptions | 8660.4255 | 9059.8954 | 9471.3665 | 9777.6688 | 9957.5588 | 10281.046 | 10618.0125 | 10846.7424 | 10879.4623 | 10942.5026 | 11107.282 | 11211.6871 | 11339.8256
Scenario 4: Reference ZEAS Phase In | PG&E | Com | HVAC | Com - Other | Energy Efficiency | NEW | Total Adoptions | 8660.4255 | 9059.8954 | 9471.3665 | 9777.6688 | 9957.5588 | 10281.046 | 10618.0125 | 10846.7424 | 10879.4623 | 10942.5026 | 11107.282 | 11211.6871 | 11339.8256
Scenario 4: Reference ZEAS Phase In | PG&E | Com | HVAC | Com - Other | Energy Efficiency | RET | New Adoptions | 12309.909 | 4978.4109 | 964.1018 | 992.9777 | 1012.4312 | 1021.4446 | 1019.3122 | 1005.6723 | 1.1248 | 1.083 | 1.0298 | 0.96655 | 0.89524
Scenario 4: Reference ZEAS Phase In | PG&E | Com | HVAC | Com - Other | Energy Efficiency | RET | Total Adoptions | 14503.0194 | 7044.7393 | 2896.9598 | 2801.3917 | 2704.784 | 2605.5137 | 2502.307 | 2394.2703 | 1237.0769 | 1154.6431 | 1077.6904 | 1005.8541 | 938.7943
Scenario 4: Reference ZEAS Phase In | PG&E | Com | HVAC | Com - Other | Energy Efficiency | ROB | New Adoptions | 2956.8692 | 3176.7902 | 3370.3973 | 3536.6858 | 3675.9832 | 3789.0311 | 3877.7932 | 3944.0328 | 3717.6174 | 3921.1414 | 3965.8572 | 3997.23 | 4017.8467
Scenario 4: Reference ZEAS Phase In | PG&E | Com | HVAC | Com - Other | Energy Efficiency | ROB | Total Adoptions | 3460.8984 | 3768.7447 | 4055.4886 | 4318.9182 | 4558.0616 | 4772.8558 | 4964.2677 | 5132.8203 | 4926.4753 | 5263.5545 | 5404.9133 | 5531.3399 | 5645.02
Scenario 4: Reference ZEAS Phase In | PG&E | Com | HVAC | Com - Other | Fuel Substitution | ROB | New Adoptions | 3311.9262 | 3509.6829 | 3672.2847 | 3797.0107 | 234.2129 | 0 | 0 | 0 | 0 | 0 | 0 | 0 | 0
Scenario 4: Reference ZEAS Phase In | PG&E | Com | HVAC | Com - Other | Fuel Substitution | ROB | Total Adoptions | 4146.3029 | 4482.7146 | 4789.5525 | 5061.9614 | 263.4528 | 0 | 0 | 0 | 0 | 0 | 0 | 0 | 0
Scenario 4: Reference ZEAS Phase In | PG&E | Com | HVAC | Com - Restaurant | Energy Efficiency | NEW | New Adoptions | 902.642 | 925.6253 | 957.5749 | 982.942 | 1002.9592 | 1017.7422 | 1037.806 | 1052.045 | 1061.9284 | 1073.8108 | 1083.3673 | 0 | 11967.1375
Scenario 4: Reference ZEAS Phase In | PG&E | Com | HVAC | Com - Restaurant | Energy Efficiency | NEW | Total Adoptions | 902.642 | 925.6253 | 957.5749 | 982.942 | 1002.9592 | 1017.7422 | 1037.806 | 1052.045 | 1061.9284 | 1073.8108 | 1083.3673 | 0 | 11967.1375
Scenario 4: Reference ZEAS Phase In | PG&E | Com | HVAC | Com - Restaurant | Energy Efficiency | RET | New Adoptions | 0.96436 | 0.11137 | 0 | 0.41335 | 0.4304 | 0.44544 | 0.458 | 0.46766 | 0.47401 | 0.47673 | 0 | 0.42179 | 0.41677
Scenario 4: Reference ZEAS Phase In | PG&E | Com | HVAC | Com - Restaurant | Energy Efficiency | RET | Total Adoptions | 1.2232 | 0.35341 | 0.2259 | 0.63705 | 0.6411 | 0.64407 | 0.64543 | 0.64466 | 0.64133 | 0.63501 | 0.14773 | 0.56154 | 0.54906
Scenario 4: Reference ZEAS Phase In | PG&E | Com | HVAC | Com - Restaurant | Energy Efficiency | ROB | New Adoptions | 200.8552 | 212.2028 | 220.8568 | 226.6837 | 229.7206 | 230.1829 | 228.4142 | 224.8332 | 219.875 | 213.975 | 207.5018 | 182.4564 | 183.3907
Scenario 4: Reference ZEAS Phase In | PG&E | Com | HVAC | Com - Restaurant | Energy Efficiency | ROB | Total Adoptions | 275.9656 | 299.6707 | 321.4023 | 340.8273 | 357.7521 | 372.1564 | 384.1874 | 394.0626 | 402.061 | 408.5162 | 413.726 | 381.4739 | 421.1493
Scenario 4: Reference ZEAS Phase In | PG&E | Com | HVAC | Com - Restaurant | Fuel Substitution | ROB | New Adoptions | 329.1384 | 347.7792 | 362.6976 | 373.6914 | 0 | 0.031953 | 0.03238 | 0.032406 | 0.032178 | 0.031781 | 0.031271 | 0.027616 | 0.027053
Scenario 4: Reference ZEAS Phase In | PG&E | Com | HVAC | Com - Restaurant | Fuel Substitution | ROB | Total Adoptions | 415.9263 | 448.7942 | 478.4406 | 504.4304 | 0 | 0.037016 | 0.038036 | 0.038657 | 0.039016 | 0.039189 | 0.039226 | 0.035315 | 0.035193
Scenario 4: Reference ZEAS Phase In | PG&E | Com | HVAC | Com - Retail | Energy Efficiency | NEW | New Adoptions | 24083.8012 | 25791.8007 | 27541.5524 | 0 | 246700.7411 | 27927.8234 | 17975.0214 | 4837.9511 | 4944.9992 | 4619.9139 | 4721.3713 | 4810.6234 | 4907.216
Scenario 4: Reference ZEAS Phase In | PG&E | Com | HVAC | Com - Retail | Energy Efficiency | NEW | Total Adoptions | 24083.8012 | 25791.8007 | 27541.5524 | 0 | 246700.7411 | 27927.8234 | 17975.0214 | 4837.9511 | 4944.9992 | 4619.9139 | 4721.3713 | 4810.6234 | 4907.216
Scenario 4: Reference ZEAS Phase In | PG&E | Com | HVAC | Com - Retail | Energy Efficiency | RET | New Adoptions | 1230.0183 | 1285.1694 | 0 | 1203.037 | 1246.9271 | 1286.3481 | 1320.2944 | 1348.2169 | 0 | 0 | 0 | 0 | 0
Scenario 4: Reference ZEAS Phase In | PG&E | Com | HVAC | Com - Retail | Energy Efficiency | RET | Total Adoptions | 1543.9604 | 1614.424 | 220.2456 | 1462.8607 | 1537.6623 | 1601.719 | 1655.5204 | 1699.4189 | 0.48698 | 0.45451 | 0.42421 | 0.39593 | 0.36954
Scenario 4: Reference ZEAS Phase In | PG&E | Com | HVAC | Com - Retail | Energy Efficiency | ROB | New Adoptions | 74133.6526 | 74912.8916 | 74900.6523 | 68627.787 | 69254.155 | 36355.6466 | 4763.4868 | 4829.1448 | 3845.9883 | 3891.971 | 3936.7513 | 3968.598 | 3990.0721
Scenario 4: Reference ZEAS Phase In | PG&E | Com | HVAC | Com - Retail | Energy Efficiency | ROB | Total Adoptions | 111477.0617 | 116118.3343 | 119995.8087 | 113712.531 | 125904.5731 | 67171.3642 | 6342.5547 | 6522.8981 | 5223.705 | 5364.4669 | 5504.3247 | 5629.8287 | 5743.0252
Scenario 4: Reference ZEAS Phase In | PG&E | Com | HVAC | Com - Retail | Fuel Substitution | ROB | New Adoptions | 1030.9606 | 1090.0597 | 1137.7225 | 1060.3009 | 63.2669 | 66.0822 | 67.4838 | 67.9085 | 0 | 0 | 0 | 0 | 0
Scenario 4: Reference ZEAS Phase In | PG&E | Com | HVAC | Com - Retail | Fuel Substitution | ROB | Total Adoptions | 1301.0364 | 1404.3414 | 1497.7551 | 1433.0929 | 71.4625 | 75.3569 | 77.9118 | 79.5271 | 0 | 0 | 0 | 0 | 0
Scenario 4: Reference ZEAS Phase In | PG&E | Com | HVAC | Com - School | Energy Efficiency | NEW | New Adoptions | 102734.4487 | 85749.7473 | 88390.5893 | 89976.4651 | 90386.5032 | 90964.806 | 60577.2118 | 7731.5488 | 7708.7057 | 7210.934 | 7186.7632 | 7194.5299 | 7451.3205
Scenario 4: Reference ZEAS Phase In | PG&E | Com | HVAC | Com - School | Energy Efficiency | NEW | Total Adoptions | 102734.4487 | 85749.7473 | 88390.5893 | 89976.4651 | 90386.5032 | 90964.806 | 60577.2118 | 7731.5488 | 7708.7057 | 7210.934 | 7186.7632 | 7194.5299 | 7451.3205
Scenario 4: Reference ZEAS Phase In | PG&E | Com | HVAC | Com - School | Energy Efficiency | RET | New Adoptions | 6.395 | 0.32451 | 0.15234 | 0 | 0 | 0 | 0 | 0 | 0 | 0 | 0 | 0 | 0
Scenario 4: Reference ZEAS Phase In | PG&E | Com | HVAC | Com - School | Energy Efficiency | RET | Total Adoptions | 29.9861 | 22.3443 | 20.7048 | 19.1823 | 17.9035 | 16.7099 | 15.5959 | 14.5562 | 0 | 0.28082 | 0.33711 | 0.31464 | 0.29366
Scenario 4: Reference ZEAS Phase In | PG&E | Com | HVAC | Com - School | Energy Efficiency | ROB | New Adoptions | 105095.477 | 105618.8768 | 104756.3679 | 103396.9837 | 100991.0355 | 63291.942 | 2611.759 | 2652.7524 | 1664.4432 | 1679.0213 | 1694.4269 | 2325.3343 | 2337.6791
Scenario 4: Reference ZEAS Phase In | PG&E | Com | HVAC | Com - School | Energy Efficiency | ROB | Total Adoptions | 170299.145 | 178044.3251 | 184362.6157 | 190201.7403 | 194637.527 | 127235.5192 | 3430.6 | 3546.5774 | 2232.1959 | 2291.3191 | 2351.483 | 3266.8902 | 3338.4232
Scenario 4: Reference ZEAS Phase In | PG&E | Com | HVAC | Com - School | Fuel Substitution | ROB | New Adoptions | 700.5156 | 728.4317 | 747.5318 | 776.4717 | 0 | 0 | 0 | 0 | 0 | 0 | 0 | 0 | 0
Scenario 4: Reference ZEAS Phase In | PG&E | Com | HVAC | Com - School | Fuel Substitution | ROB | Total Adoptions | 888.5986 | 944.0871 | 990.9407 | 1052.9787 | 0 | 0 | 0 | 0 | 0 | 0 | 0 | 0 | 0
Scenario 4: Reference ZEAS Phase In | PG&E | Com | HVAC | Com - Warehouse | Energy Efficiency | NEW | New Adoptions | 229.7972 | 248.4578 | 268.0998 | 287.9405 | 306.2176 | 328.173 | 341.8473 | 355.8249 | 363.6854 | 164.1326 | 166.4447 | 168.5342 | 170.5801
Scenario 4: Reference ZEAS Phase In | PG&E | Com | HVAC | Com - Warehouse | Energy Efficiency | NEW | Total Adoptions | 229.7972 | 248.4578 | 268.0998 | 287.9405 | 306.2176 | 328.173 | 341.8473 | 355.8249 | 363.6854 | 164.1326 | 166.4447 | 168.5342 | 170.5801
Scenario 4: Reference ZEAS Phase In | PG&E | Com | HVAC | Com - Warehouse | Energy Efficiency | ROB | New Adoptions | 719.9698 | 780.0628 | 833.7844 | 880.8586 | 921.3087 | 955.479 | 983.6136 | 1006.3352 | 564.3838 | 574.1191 | 582.0224 | 588.0698 | 592.6249
Scenario 4: Reference ZEAS Phase In | PG&E | Com | HVAC | Com - Warehouse | Energy Efficiency | ROB | Total Adoptions | 884.4757 | 965.558 | 1041.7946 | 1112.7017 | 1178.0448 | 1238.0228 | 1292.4632 | 1341.7825 | 763.2326 | 787.5354 | 810.1046 | 830.7464 | 849.7791
Scenario 4: Reference ZEAS Phase In | PG&E | Com | HVAC | Com - Warehouse | Fuel Substitution | ROB | New Adoptions | 213.472 | 227.031 | 231.9717 | 240.5808 | 0.01997 | 0 | 0 | 0 | 0 | 0 | 0 | 0 | 0
Scenario 4: Reference ZEAS Phase In | PG&E | Com | HVAC | Com - Warehouse | Fuel Substitution | ROB | Total Adoptions | 269.635 | 292.3549 | 306.2349 | 324.5976 | 0.022417 | 0 | 0 | 0 | 0 | 0 | 0 | 0 | 0
Scenario 4: Reference ZEAS Phase In | PG&E | Com | Lighting | Com - College | Energy Efficiency | NEW | New Adoptions | 0 | 0 | 0 | 0 | 0 | 0 | 0 | 0 | 0 | 0 | 0 | 0 | 0
Scenario 4: Reference ZEAS Phase In | PG&E | Com | Lighting | Com - College | Energy Efficiency | NEW | Total Adoptions | 0 | 0 | 0 | 0 | 0 | 0 | 0 | 0 | 0 | 0 | 0 | 0 | 0
Scenario 4: Reference ZEAS Phase In | PG&E | Com | Lighting | Com - College | Energy Efficiency | ROB | New Adoptions | 0 | 0 | 0 | 0 | 0 | 0 | 0 | 0 | 0 | 0 | 0 | 0 | 0
Scenario 4: Reference ZEAS Phase In | PG&E | Com | Lighting | Com - College | Energy Efficiency | ROB | Total Adoptions | 0 | 0 | 0 | 0 | 0 | 0 | 0 | 0 | 0 | 0 | 0 | 0 | 0
Scenario 4: Reference ZEAS Phase In | PG&E | Com | Lighting | Com - Grocery | Energy Efficiency | NEW | New Adoptions | 246.5256 | 259.1477 | 273.1854 | 286.0872 | 294.7968 | 307.0836 | 317.7002 | 327.7555 | 333.9835 | 340.458 | 347.0495 | 352.8186 | 359.1635
Scenario 4: Reference ZEAS Phase In | PG&E | Com | Lighting | Com - Grocery | Energy Efficiency | NEW | Total Adoptions | 246.5256 | 259.1477 | 273.1854 | 286.0872 | 294.7968 | 307.0836 | 317.7002 | 327.7555 | 333.9835 | 340.458 | 347.0495 | 352.8186 | 359.1635
Scenario 4: Reference ZEAS Phase In | PG&E | Com | Lighting | Com - Grocery | Energy Efficiency | ROB | New Adoptions | 952.3562 | 966.6098 | 975.1304 | 979.0515 | 979.2999 | 976.779 | 970.7167 | 962.7466 | 955.2863 | 948.3832 | 942.1111 | 936.4687 | 931.5134
Scenario 4: Reference ZEAS Phase In | PG&E | Com | Lighting | Com - Grocery | Energy Efficiency | ROB | Total Adoptions | 1584.1484 | 1630.9012 | 1671.9661 | 1708.2145 | 1740.2324 | 1768.9249 | 1789.2396 | 1802.3809 | 1815.0192 | 1827.3825 | 1839.7066 | 1852.0738 | 1864.6723
Scenario 4: Reference ZEAS Phase In | PG&E | Com | Lighting | Com - Health | Energy Efficiency | NEW | New Adoptions | 681.3034 | 698.8861 | 761.104 | 761.5477 | 784.5695 | 806.2283 | 822.7625 | 835.4052 | 836.5134 | 821.4345 | 791.7079 | 802.2584 | 813.9526
Scenario 4: Reference ZEAS Phase In | PG&E | Com | Lighting | Com - Health | Energy Efficiency | NEW | Total Adoptions | 681.3034 | 698.8861 | 761.104 | 761.5477 | 784.5695 | 806.2283 | 822.7625 | 835.4052 | 836.5134 | 821.4345 | 791.7079 | 802.2584 | 813.9526
Scenario 4: Reference ZEAS Phase In | PG&E | Com | Lighting | Com - Health | Energy Efficiency | ROB | New Adoptions | 2624.652 | 2684.3872 | 2727.8694 | 2756.5745 | 2774.0313 | 2782.4716 | 2780.1377 | 2771.4862 | 2762.7131 | 2753.6555 | 2744.2508 | 2735.7751 | 2728.4811
Scenario 4: Reference ZEAS Phase In | PG&E | Com | Lighting | Com - Health | Energy Efficiency | ROB | Total Adoptions | 4491.4977 | 4647.5805 | 4789.2217 | 4914.7727 | 5028.1717 | 5131.1398 | 5209.9037 | 5267.8532 | 5322.5379 | 5373.5232 | 5420.5221 | 5466.7328 | 5512.7149
Scenario 4: Reference ZEAS Phase In | PG&E | Com | Lighting | Com - Lodging | Energy Efficiency | NEW | New Adoptions | 0 | 0 | 0 | 0 | 0 | 0 | 0 | 0 | 0 | 0 | 0 | 0 | 0
Scenario 4: Reference ZEAS Phase In | PG&E | Com | Lighting | Com - Lodging | Energy Efficiency | NEW | Total Adoptions | 0 | 0 | 0 | 0 | 0 | 0 | 0 | 0 | 0 | 0 | 0 | 0 | 0
Scenario 4: Reference ZEAS Phase In | PG&E | Com | Lighting | Com - Lodging | Energy Efficiency | ROB | New Adoptions | 0 | 0 | 0 | 0 | 0 | 0 | 0 | 0 | 0 | 0 | 0 | 0 | 0
Scenario 4: Reference ZEAS Phase In | PG&E | Com | Lighting | Com - Lodging | Energy Efficiency | ROB | Total Adoptions | 0 | 0 | 0 | 0 | 0 | 0 | 0 | 0 | 0 | 0 | 0 | 0 | 0
Scenario 4: Reference ZEAS Phase In | PG&E | Com | Lighting | Com - Office (Large) | Energy Efficiency | NEW | New Adoptions | 2340.7387 | 2449.8093 | 2570.187 | 2653.6182 | 2741.248 | 2803.5607 | 2869.8647 | 2895.3849 | 2885.2071 | 2893.5744 | 2886.7466 | 2876.5304 | 2865.1897
Scenario 4: Reference ZEAS Phase In | PG&E | Com | Lighting | Com - Office (Large) | Energy Efficiency | NEW | Total Adoptions | 2340.7387 | 2449.8093 | 2570.187 | 2653.6182 | 2741.248 | 2803.5607 | 2869.8647 | 2895.3849 | 2885.2071 | 2893.5744 | 2886.7466 | 2876.5304 | 2865.1897
Scenario 4: Reference ZEAS Phase In | PG&E | Com | Lighting | Com - Office (Large) | Energy Efficiency | ROB | New Adoptions | 3020.7044 | 3171.2166 | 3298.3373 | 3404.4281 | 3493.2665 | 3567.2303 | 3629.6021 | 3718.8602 | 3835.1036 | 3939.7509 | 4033.7631 | 4118.4207 | 4195.1058
Scenario 4: Reference ZEAS Phase In | PG&E | Com | Lighting | Com - Office (Large) | Energy Efficiency | ROB | Total Adoptions | 4423.4842 | 4748.4031 | 5051.7638 | 5333.2596 | 5595.8916 | 5840.3536 | 6069.6705 | 6325.5772 | 6609.3978 | 6879.6344 | 7136.3441 | 7380.4324 | 7613.1267
Scenario 4: Reference ZEAS Phase In | PG&E | Com | Lighting | Com - Office (Small) | Energy Efficiency | NEW | New Adoptions | 0 | 0 | 0 | 0 | 0 | 0 | 0 | 0 | 0 | 0 | 0 | 0 | 0
Scenario 4: Reference ZEAS Phase In | PG&E | Com | Lighting | Com - Office (Small) | Energy Efficiency | NEW | Total Adoptions | 0 | 0 | 0 | 0 | 0 | 0 | 0 | 0 | 0 | 0 | 0 | 0 | 0
Scenario 4: Reference ZEAS Phase In | PG&E | Com | Lighting | Com - Office (Small) | Energy Efficiency | ROB | New Adoptions | 0 | 0 | 0 | 0 | 0 | 0 | 0 | 0 | 0 | 0 | 0 | 0 | 0
Scenario 4: Reference ZEAS Phase In | PG&E | Com | Lighting | Com - Office (Small) | Energy Efficiency | ROB | Total Adoptions | 0 | 0 | 0 | 0 | 0 | 0 | 0 | 0 | 0 | 0 | 0 | 0 | 0
Scenario 4: Reference ZEAS Phase In | PG&E | Com | Lighting | Com - Other | Energy Efficiency | NEW | New Adoptions | 0 | 0 | 0 | 0 | 0 | 0 | 0 | 0 | 0 | 0 | 0 | 0 | 0
Scenario 4: Reference ZEAS Phase In | PG&E | Com | Lighting | Com - Other | Energy Efficiency | NEW | Total Adoptions | 0 | 0 | 0 | 0 | 0 | 0 | 0 | 0 | 0 | 0 | 0 | 0 | 0
Scenario 4: Reference ZEAS Phase In | PG&E | Com | Lighting | Com - Other | Energy Efficiency | ROB | New Adoptions | 0 | 0 | 0 | 0 | 0 | 0 | 0 | 0 | 0 | 0 | 0 | 0 | 0
Scenario 4: Reference ZEAS Phase In | PG&E | Com | Lighting | Com - Other | Energy Efficiency | ROB | Total Adoptions | 0 | 0 | 0 | 0 | 0 | 0 | 0 | 0 | 0 | 0 | 0 | 0 | 0
Scenario 4: Reference ZEAS Phase In | PG&E | Com | Lighting | Com - Refrig. Warehouse | Energy Efficiency | NEW | New Adoptions | 5.8896 | 6.0563 | 6.2152 | 6.3738 | 6.5321 | 6.6994 | 6.8104 | 6.9187 | 6.9629 | 7.0174 | 7.0494 | 7.0872 | 7.1303
Scenario 4: Reference ZEAS Phase In | PG&E | Com | Lighting | Com - Refrig. Warehouse | Energy Efficiency | NEW | Total Adoptions | 5.8896 | 6.0563 | 6.2152 | 6.3738 | 6.5321 | 6.6994 | 6.8104 | 6.9187 | 6.9629 | 7.0174 | 7.0494 | 7.0872 | 7.1303
Scenario 4: Reference ZEAS Phase In | PG&E | Com | Lighting | Com - Refrig. Warehouse | Energy Efficiency | ROB | New Adoptions | 15.1124 | 15.4245 | 15.6434 | 15.7862 | 15.8687 | 15.904 | 15.8831 | 15.849 | 15.8171 | 15.7884 | 15.7637 | 15.7441 | 15.7306
Scenario 4: Reference ZEAS Phase In | PG&E | Com | Lighting | Com - Refrig. Warehouse | Energy Efficiency | ROB | Total Adoptions | 25.3848 | 26.3503 | 27.2247 | 28.0211 | 28.7521 | 29.4285 | 29.9328 | 30.3664 | 30.7858 | 31.1951 | 31.5962 | 31.9917 | 32.3845
Scenario 4: Reference ZEAS Phase In | PG&E | Com | Lighting | Com - Restaurant | Energy Efficiency | NEW | New Adoptions | 77.3565 | 81.915 | 87.4109 | 92.3902 | 96.8586 | 100.7315 | 224.7127 | 229.0176 | 232.2684 | 235.8616 | 116.6231 | 0 | 1314.2717
Scenario 4: Reference ZEAS Phase In | PG&E | Com | Lighting | Com - Restaurant | Energy Efficiency | NEW | Total Adoptions | 77.3565 | 81.915 | 87.4109 | 92.3902 | 96.8586 | 100.7315 | 224.7127 | 229.0176 | 232.2684 | 235.8616 | 116.6231 | 0 | 1314.2717
Scenario 4: Reference ZEAS Phase In | PG&E | Com | Lighting | Com - Restaurant | Energy Efficiency | ROB | New Adoptions | 275.4974 | 287.6192 | 297.295 | 304.8252 | 310.5248 | 850.4105 | 843.8511 | 836.113 | 828.4311 | 350.4208 | 357.8631 | 327.4889 | 367.5367
Scenario 4: Reference ZEAS Phase In | PG&E | Com | Lighting | Com - Restaurant | Energy Efficiency | ROB | Total Adoptions | 376.7385 | 400.8946 | 422.6724 | 442.2221 | 459.737 | 1538.6406 | 1551.968 | 1561.0304 | 1569.0294 | 558.2272 | 577.3446 | 536.9491 | 634.4385
Scenario 4: Reference ZEAS Phase In | PG&E | Com | Lighting | Com - Retail | Energy Efficiency | NEW | New Adoptions | 1562.0757 | 1645.6418 | 1739.6792 | 0 | 17321.4949 | 1758.8387 | 1923.7365 | 1991.9073 | 2036.7736 | 2082.8289 | 2130.5948 | 2173.1166 | 2219.0232
Scenario 4: Reference ZEAS Phase In | PG&E | Com | Lighting | Com - Retail | Energy Efficiency | NEW | Total Adoptions | 1562.0757 | 1645.6418 | 1739.6792 | 0 | 17321.4949 | 1758.8387 | 1923.7365 | 1991.9073 | 2036.7736 | 2082.8289 | 2130.5948 | 2173.1166 | 2219.0232
Scenario 4: Reference ZEAS Phase In | PG&E | Com | Lighting | Com - Retail | Energy Efficiency | ROB | New Adoptions | 6543.9386 | 6637.46 | 6691.4794 | 6108.6587 | 6537.988 | 6529.3155 | 6496.6123 | 6454.3198 | 6413.2968 | 6374.22 | 6337.9101 | 6304.6403 | 6274.9949
Scenario 4: Reference ZEAS Phase In | PG&E | Com | Lighting | Com - Retail | Energy Efficiency | ROB | Total Adoptions | 10875.5336 | 11192.3696 | 11470.0265 | 10657.889 | 11931.0626 | 12119.52 | 12248.2412 | 12340.8686 | 12429.0336 | 12514.4488 | 12598.9183 | 12683.1679 | 12768.5396
Scenario 4: Reference ZEAS Phase In | PG&E | Com | Lighting | Com - School | Energy Efficiency | NEW | New Adoptions | 0 | 0 | 0 | 0 | 0 | 0 | 0 | 0 | 0 | 0 | 0 | 0 | 0
Scenario 4: Reference ZEAS Phase In | PG&E | Com | Lighting | Com - School | Energy Efficiency | NEW | Total Adoptions | 0 | 0 | 0 | 0 | 0 | 0 | 0 | 0 | 0 | 0 | 0 | 0 | 0
Scenario 4: Reference ZEAS Phase In | PG&E | Com | Lighting | Com - School | Energy Efficiency | ROB | New Adoptions | 0 | 0 | 0 | 0 | 0 | 0 | 0 | 0 | 0 | 0 | 0 | 0 | 0
Scenario 4: Reference ZEAS Phase In | PG&E | Com | Lighting | Com - School | Energy Efficiency | ROB | Total Adoptions | 0 | 0 | 0 | 0 | 0 | 0 | 0 | 0 | 0 | 0 | 0 | 0 | 0
Scenario 4: Reference ZEAS Phase In | PG&E | Com | Lighting | Com - Warehouse | Energy Efficiency | NEW | New Adoptions | 31.1789 | 33.0424 | 35.058 | 37.1314 | 39.0452 | 41.1649 | 42.5664 | 44.0601 | 44.8502 | 0 | 0 | 0 | 0
Scenario 4: Reference ZEAS Phase In | PG&E | Com | Lighting | Com - Warehouse | Energy Efficiency | NEW | Total Adoptions | 31.1789 | 33.0424 | 35.058 | 37.1314 | 39.0452 | 41.1649 | 42.5664 | 44.0601 | 44.8502 | 0 | 0 | 0 | 0
Scenario 4: Reference ZEAS Phase In | PG&E | Com | Lighting | Com - Warehouse | Energy Efficiency | ROB | New Adoptions | 75.9392 | 80.1583 | 83.736 | 86.7491 | 89.2757 | 91.3968 | 95.1391 | 98.6902 | 0 | 0 | 0 | 0 | 0
Scenario 4: Reference ZEAS Phase In | PG&E | Com | Lighting | Com - Warehouse | Energy Efficiency | ROB | Total Adoptions | 115.0461 | 122.8137 | 130.0006 | 136.6537 | 142.8182 | 148.561 | 156.0936 | 163.4969 | 0 | 0 | 0 | 0 | 0
Scenario 4: Reference ZEAS Phase In | PG&E | Com | WaterHeat | Com - College | Energy Efficiency | NEW | New Adoptions | 4355.734 | 4452.9913 | 171.9461 | 31063.2081 | 4323.1348 | 4307.5693 | 2114.5922 | 0.90342 | 0.9346 | 0.96373 | 0.99478 | 1.0163 | 1.057
Scenario 4: Reference ZEAS Phase In | PG&E | Com | WaterHeat | Com - College | Energy Efficiency | NEW | Total Adoptions | 4355.734 | 4452.9913 | 171.9461 | 31063.2081 | 4323.1348 | 4307.5693 | 2114.5922 | 0.90342 | 0.9346 | 0.96373 | 0.99478 | 1.0163 | 1.057
Scenario 4: Reference ZEAS Phase In | PG&E | Com | WaterHeat | Com - College | Energy Efficiency | RET | New Adoptions | 2747.1844 | 5340.7614 | 4845.2583 | 6114.7652 | 7646.4296 | 9261.9785 | 10969.3937 | 12490.2211 | 13509.2986 | 14073.2726 | 13868.1679 | 12856.8693 | 11177.6929
Scenario 4: Reference ZEAS Phase In | PG&E | Com | WaterHeat | Com - College | Energy Efficiency | RET | Total Adoptions | 2956.8789 | 5571.9116 | 5092.3429 | 6387.2703 | 7971.119 | 9634.2849 | 11413.2427 | 12999.7748 | 14041.2345 | 14679.9592 | 14533.4114 | 13567.1175 | 11915.0875
Scenario 4: Reference ZEAS Phase In | PG&E | Com | WaterHeat | Com - College | Energy Efficiency | ROB | New Adoptions | 9746.1273 | 9711.5905 | 8619.4736 | 8718.4603 | 8592.0433 | 3918.8253 | 5.7136 | 5.8327 | 5.982 | 6.1671 | 6.3955 | 6.6761 | 7.0218
Scenario 4: Reference ZEAS Phase In | PG&E | Com | WaterHeat | Com - College | Energy Efficiency | ROB | Total Adoptions | 19677.7521 | 20140.9536 | 18656.7189 | 20300.9305 | 20580.7677 | 10025.1367 | 16.5281 | 16.7666 | 17.0399 | 17.3553 | 17.7228 | 18.1524 | 18.6623
Scenario 4: Reference ZEAS Phase In | PG&E | Com | WaterHeat | Com - College | Fuel Substitution | ROB | New Adoptions | 1904.2538 | 2336.5482 | 3442.7462 | 4279.1104 | 5237.8073 | 6208.5163 | 6878.0031 | 7946.7513 | 6694.9127 | 8129.3302 | 9562.4834 | 11000.8311 | 12475.3709
Scenario 4: Reference ZEAS Phase In | PG&E | Com | WaterHeat | Com - College | Fuel Substitution | ROB | Total Adoptions | 2075.1526 | 2561.9318 | 3768.5998 | 4708.5192 | 5793.3701 | 6838.819 | 7494.1091 | 8696.822 | 7449.3356 | 9092.6882 | 10770.3641 | 12484.4741 | 14263.2883
Scenario 4: Reference ZEAS Phase In | PG&E | Com | WaterHeat | Com - Grocery | Energy Efficiency | NEW | New Adoptions | 446.4896 | 462.5632 | 480.1374 | 496.3765 | 505.5329 | 521.171 | 276.6143 | 19.343 | 19.632 | 19.9558 | 20.3125 | 20.6722 | 21.0913
Scenario 4: Reference ZEAS Phase In | PG&E | Com | WaterHeat | Com - Grocery | Energy Efficiency | NEW | Total Adoptions | 446.4896 | 462.5632 | 480.1374 | 496.3765 | 505.5329 | 521.171 | 276.6143 | 19.343 | 19.632 | 19.9558 | 20.3125 | 20.6722 | 21.0913
Scenario 4: Reference ZEAS Phase In | PG&E | Com | WaterHeat | Com - Grocery | Energy Efficiency | RET | New Adoptions | 2241.4927 | 2737.9402 | 3311.1772 | 3963.7086 | 4691.6061 | 5480.9442 | 6303.729 | 7115.1545 | 7851.1201 | 8446.3137 | 8814.936 | 8888.4292 | 8629.5687
Scenario 4: Reference ZEAS Phase In | PG&E | Com | WaterHeat | Com - Grocery | Energy Efficiency | RET | Total Adoptions | 2383.5241 | 2889.9746 | 3476.9685 | 4147.2808 | 4897.2182 | 5712.9764 | 6566.4583 | 7412.4042 | 8182.1488 | 8819.9202 | 9227.0488 | 9336.2095 | 9107.6811
Scenario 4: Reference ZEAS Phase In | PG&E | Com | WaterHeat | Com - Grocery | Energy Efficiency | ROB | New Adoptions | 1092.4315 | 1076.0677 | 1055.9335 | 1033.9156 | 1011.2139 | 546.6406 | 104.7176 | 105.1117 | 105.6482 | 106.3323 | 107.1724 | 108.1816 | 109.3824
Scenario 4: Reference ZEAS Phase In | PG&E | Com | WaterHeat | Com - Grocery | Energy Efficiency | ROB | Total Adoptions | 2304.4928 | 2334.3114 | 2358.2349 | 2378.2889 | 2395.5725 | 1359.1171 | 308.4417 | 310.3565 | 312.3916 | 314.576 | 316.9386 | 319.5073 | 322.3253
Scenario 4: Reference ZEAS Phase In | PG&E | Com | WaterHeat | Com - Grocery | Fuel Substitution | ROB | New Adoptions | 37.6482 | 45.6057 | 55.2775 | 66.9807 | 80.9829 | 97.9219 | 0 | 0 | 0 | 0 | 0 | 0 | 0
Scenario 4: Reference ZEAS Phase In | PG&E | Com | WaterHeat | Com - Grocery | Fuel Substitution | ROB | Total Adoptions | 46.1636 | 56.2285 | 68.4425 | 83.2154 | 100.9205 | 122.3263 | 0 | 0 | 0 | 0 | 0 | 0 | 0
Scenario 4: Reference ZEAS Phase In | PG&E | Com | WaterHeat | Com - Health | Energy Efficiency | NEW | New Adoptions | 6590.9423 | 6701.3593 | 7194.3345 | 7060.4786 | 7191.8505 | 118.0041 | 12928.7844 | 3.675 | 3.698 | 3.6714 | 3.5937 | 3.7253 | 3.8753
Scenario 4: Reference ZEAS Phase In | PG&E | Com | WaterHeat | Com - Health | Energy Efficiency | NEW | Total Adoptions | 6590.9423 | 6701.3593 | 7194.3345 | 7060.4786 | 7191.8505 | 118.0041 | 12928.7844 | 3.675 | 3.698 | 3.6714 | 3.5937 | 3.7253 | 3.8753
Scenario 4: Reference ZEAS Phase In | PG&E | Com | WaterHeat | Com - Health | Energy Efficiency | RET | New Adoptions | 5315.698 | 6642.0933 | 8216.1048 | 10018.5001 | 11149.0447 | 13572.0132 | 15351.2407 | 16706.9245 | 17383.5857 | 17194.4141 | 16097.2642 | 14232.1952 | 11885.8178
Scenario 4: Reference ZEAS Phase In | PG&E | Com | WaterHeat | Com - Health | Energy Efficiency | RET | Total Adoptions | 5648.1098 | 6995.2648 | 8601.2643 | 10447.7901 | 11628.2705 | 14117.1138 | 15971.321 | 17406.7059 | 18149.6351 | 18042.4234 | 16999.9564 | 15169.3654 | 12835.0945
Scenario 4: Reference ZEAS Phase In | PG&E | Com | WaterHeat | Com - Health | Energy Efficiency | ROB | New Adoptions | 14708.9343 | 14613.6736 | 14057.0408 | 13819.5669 | 13569.9055 | 6222.7726 | 21.7264 | 22.0821 | 22.5161 | 23.0387 | 23.6645 | 24.4291 | 25.3635
Scenario 4: Reference ZEAS Phase In | PG&E | Com | WaterHeat | Com - Health | Energy Efficiency | ROB | Total Adoptions | 31604.6986 | 32301.0292 | 32411.9636 | 32900.0171 | 33350.0054 | 16079.3383 | 64.4076 | 65.2962 | 66.2601 | 67.31 | 68.4605 | 69.7815 | 71.3137
Scenario 4: Reference ZEAS Phase In | PG&E | Com | WaterHeat | Com - Health | Fuel Substitution | ROB | New Adoptions | 1739.2584 | 2149.1996 | 3189.8164 | 3985.7269 | 4904.1342 | 6731.7012 | 7383.3511 | 9322.8397 | 6213.3582 | 7568.588 | 8942.7503 | 10329.316 | 11756.8665
Scenario 4: Reference ZEAS Phase In | PG&E | Com | WaterHeat | Com - Health | Fuel Substitution | ROB | Total Adoptions | 1900.6548 | 2363.6072 | 3499.0411 | 4395.7321 | 5437.267 | 7464.7951 | 8091.5775 | 10258.0025 | 6901.7125 | 8453.1189 | 10058.2636 | 11706.6509 | 13424.4258
Scenario 4: Reference ZEAS Phase In | PG&E | Com | WaterHeat | Com - Lodging | Energy Efficiency | NEW | New Adoptions | 48014.5436 | 49443.4277 | 50816.1456 | 51218.3147 | 52396.0813 | 52831.6387 | 26493.0422 | 3.6251 | 3.6459 | 3.681 | 3.7128 | 0.14488 | 21.2111
Scenario 4: Reference ZEAS Phase In | PG&E | Com | WaterHeat | Com - Lodging | Energy Efficiency | NEW | Total Adoptions | 48014.5436 | 49443.4277 | 50816.1456 | 51218.3147 | 52396.0813 | 52831.6387 | 26493.0422 | 3.6251 | 3.6459 | 3.681 | 3.7128 | 0.14488 | 21.2111
Scenario 4: Reference ZEAS Phase In | PG&E | Com | WaterHeat | Com - Lodging | Energy Efficiency | RET | New Adoptions | 10003.1874 | 11745.9139 | 13566.8972 | 15352.6194 | 16930.985 | 18081.1982 | 18570.0549 | 18219.7054 | 12700.6916 | 11763.9306 | 0.0097982 | 8732.3711 | 6659.2518
Scenario 4: Reference ZEAS Phase In | PG&E | Com | WaterHeat | Com - Lodging | Energy Efficiency | RET | Total Adoptions | 11283.6029 | 13041.575 | 14900.406 | 16739.6472 | 18380.0963 | 19593.2332 | 20137.4714 | 19826.4942 | 13411.0484 | 12753.6018 | 971.7139 | 9700.4582 | 7596.6621
Scenario 4: Reference ZEAS Phase In | PG&E | Com | WaterHeat | Com - Lodging | Energy Efficiency | ROB | New Adoptions | 73544.0929 | 72416.5703 | 70516.2817 | 68912.8925 | 67271.6804 | 32471.3164 | 15.3337 | 15.4882 | 15.6691 | 15.8795 | 16.1224 | 15.2887 | 16.7462
Scenario 4: Reference ZEAS Phase In | PG&E | Com | WaterHeat | Com - Lodging | Energy Efficiency | ROB | Total Adoptions | 157460.9836 | 160676.0833 | 162838.9188 | 165243.0126 | 167478.8217 | 84351.6541 | 46.0188 | 46.5671 | 47.1355 | 47.7321 | 48.3622 | 45.533 | 49.7629
Scenario 4: Reference ZEAS Phase In | PG&E | Com | WaterHeat | Com - Lodging | Fuel Substitution | ROB | New Adoptions | 2653.524 | 3258.1861 | 4665.27 | 5790.372 | 7096.3911 | 8477.1738 | 9178.1597 | 11559.7718 | 7719.4095 | 9445.8879 | 11157.4332 | 12875.0664 | 14631.8323
Scenario 4: Reference ZEAS Phase In | PG&E | Com | WaterHeat | Com - Lodging | Fuel Substitution | ROB | Total Adoptions | 2960.231 | 3656.2061 | 5212.6511 | 6499.3442 | 8002.1604 | 9418.0731 | 10057.4032 | 12717.6123 | 8569.1573 | 10538.4613 | 12535.9684 | 14577.3003 | 16692.1671
Scenario 4: Reference ZEAS Phase In | PG&E | Com | WaterHeat | Com - Office (Large) | Energy Efficiency | NEW | New Adoptions | 25830.6308 | 25943.923 | 26174.7036 | 25623.0891 | 25618.3749 | 25517.4687 | 12391.7346 | 1.8641 | 2.2882 | 2.834 | 3.4989 | 4.3223 | 5.3448
Scenario 4: Reference ZEAS Phase In | PG&E | Com | WaterHeat | Com - Office (Large) | Energy Efficiency | NEW | Total Adoptions | 25830.6308 | 25943.923 | 26174.7036 | 25623.0891 | 25618.3749 | 25517.4687 | 12391.7346 | 1.8641 | 2.2882 | 2.834 | 3.4989 | 4.3223 | 5.3448
Scenario 4: Reference ZEAS Phase In | PG&E | Com | WaterHeat | Com - Office (Large) | Energy Efficiency | RET | New Adoptions | 25875.7186 | 27289.3108 | 26992.308 | 24669.2365 | 20495.9515 | 15170.7748 | 9537.8468 | 4480.3866 | 515.2796 | 0 | 0 | 0 | 0
Scenario 4: Reference ZEAS Phase In | PG&E | Com | WaterHeat | Com - Office (Large) | Energy Efficiency | RET | Total Adoptions | 27173.1802 | 28687.9746 | 28479.4103 | 26216.5138 | 22063.2325 | 16713.5271 | 11012.8601 | 5852.951 | 1703.3735 | 1085.0981 | 985.7874 | 895.6001 | 813.693
Scenario 4: Reference ZEAS Phase In | PG&E | Com | WaterHeat | Com - Office (Large) | Energy Efficiency | ROB | New Adoptions | 23759.9029 | 23590.661 | 22344.3966 | 21939.5482 | 21533.7055 | 9842.6932 | 4.6459 | 5.8923 | 7.4684 | 9.4606 | 11.9777 | 15.1562 | 19.1687
Scenario 4: Reference ZEAS Phase In | PG&E | Com | WaterHeat | Com - Office (Large) | Energy Efficiency | ROB | Total Adoptions | 48999.085 | 50265.9411 | 50125.888 | 51004.8228 | 51829.7723 | 25362.3487 | 5.9447 | 7.5442 | 9.5646 | 12.1172 | 15.3405 | 19.4086 | 24.542
Scenario 4: Reference ZEAS Phase In | PG&E | Com | WaterHeat | Com - Office (Large) | Fuel Substitution | ROB | New Adoptions | 4083.6011 | 4997.8055 | 7598.5888 | 9385.6686 | 11417.9099 | 13591.0015 | 16262.1494 | 20343.6488 | 16046.9997 | 19531.3961 | 22921.3596 | 26270.9484 | 29642.7614
Scenario 4: Reference ZEAS Phase In | PG&E | Com | WaterHeat | Com - Office (Large) | Fuel Substitution | ROB | Total Adoptions | 4393.7616 | 5408.0434 | 8213.5833 | 10203.4936 | 12479.6756 | 14780.9714 | 17655.81 | 22173.9936 | 17770.018 | 21745.9433 | 25710.487 | 29704.6393 | 33781.9838
Scenario 4: Reference ZEAS Phase In | PG&E | Com | WaterHeat | Com - Office (Small) | Energy Efficiency | NEW | New Adoptions | 63.3456 | 74.0289 | 86.3954 | 0 | 1.6812 | 0.17827 | 0.23142 | 0.29676 | 0.37645 | 0.47609 | 0.60049 | 0.75589 | 0.95062
Scenario 4: Reference ZEAS Phase In | PG&E | Com | WaterHeat | Com - Office (Small) | Energy Efficiency | NEW | Total Adoptions | 63.3456 | 74.0289 | 86.3954 | 0 | 1.6812 | 0.17827 | 0.23142 | 0.29676 | 0.37645 | 0.47609 | 0.60049 | 0.75589 | 0.95062
Scenario 4: Reference ZEAS Phase In | PG&E | Com | WaterHeat | Com - Office (Small) | Energy Efficiency | RET | New Adoptions | 6443.1357 | 8047.3564 | 0 | 8367.8181 | 9988.9802 | 11555.0482 | 12855.4192 | 13627.8009 | 13636.9812 | 12778.2686 | 11138.6884 | 8989.6521 | 6689.5255
Scenario 4: Reference ZEAS Phase In | PG&E | Com | WaterHeat | Com - Office (Small) | Energy Efficiency | RET | Total Adoptions | 6724.0637 | 8369.2664 | 291.3486 | 8701.4071 | 10374.1388 | 11999.8857 | 13365.2813 | 14203.2709 | 14268.2412 | 13460.9153 | 11850.9113 | 9711.0618 | 7400.3289
Scenario 4: Reference ZEAS Phase In | PG&E | Com | WaterHeat | Com - Office (Small) | Energy Efficiency | ROB | New Adoptions | 221.4592 | 258.3291 | 0.45333 | 0.47451 | 0.67496 | 0.89434 | 1.1625 | 1.4931 | 1.9032 | 2.4141 | 3.0524 | 3.8515 | 4.853
Scenario 4: Reference ZEAS Phase In | PG&E | Com | WaterHeat | Com - Office (Small) | Energy Efficiency | ROB | Total Adoptions | 279.8933 | 326.257 | 0.56662 | 0.59794 | 0.90689 | 1.1754 | 1.5073 | 1.92 | 2.435 | 3.0792 | 3.8862 | 4.8982 | 6.1682
Scenario 4: Reference ZEAS Phase In | PG&E | Com | WaterHeat | Com - Office (Small) | Fuel Substitution | ROB | New Adoptions | 614.3428 | 753.1434 | 1328.1967 | 1409.793 | 1803.0926 | 2198.4675 | 2706.3528 | 3489.7348 | 4421.3615 | 5392.8844 | 6345.6482 | 7298.1768 | 8269.9595
Scenario 4: Reference ZEAS Phase In | PG&E | Com | WaterHeat | Com - Office (Small) | Fuel Substitution | ROB | Total Adoptions | 666.0409 | 821.4495 | 1439.9762 | 1543.8075 | 1972.6143 | 2422.0985 | 2960.9346 | 3831.5547 | 4875.7794 | 5986.9481 | 7103.5603 | 8240.6301 | 9415.4272
Scenario 4: Reference ZEAS Phase In | PG&E | Com | WaterHeat | Com - Other | Energy Efficiency | NEW | New Adoptions | 5884.2174 | 6105.8121 | 6353.8486 | 6307.81 | 6407.3057 | 6609.7901 | 3247.2402 | 48.078 | 48.3808 | 49.0293 | 49.7863 | 50.5836 | 51.5332
Scenario 4: Reference ZEAS Phase In | PG&E | Com | WaterHeat | Com - Other | Energy Efficiency | NEW | Total Adoptions | 5884.2174 | 6105.8121 | 6353.8486 | 6307.81 | 6407.3057 | 6609.7901 | 3247.2402 | 48.078 | 48.3808 | 49.0293 | 49.7863 | 50.5836 | 51.5332
Scenario 4: Reference ZEAS Phase In | PG&E | Com | WaterHeat | Com - Other | Energy Efficiency | RET | New Adoptions | 16354.0953 | 19999.8786 | 24213.0511 | 29035.8443 | 34439.5596 | 40255.4428 | 46107.4871 | 51390.7082 | 53198.7646 | 55157.7607 | 54368.6471 | 50672.0074 | 44502.44
Scenario 4: Reference ZEAS Phase In | PG&E | Com | WaterHeat | Com - Other | Energy Efficiency | RET | Total Adoptions | 17558.2326 | 21275.7065 | 25588.8906 | 30540.8975 | 36104.3198 | 42110.9047 | 48182.2767 | 53706.5518 | 55406.8376 | 57681.9405 | 57104.5987 | 53571.0831 | 47499.8121
Scenario 4: Reference ZEAS Phase In | PG&E | Com | WaterHeat | Com - Other | Energy Efficiency | ROB | New Adoptions | 16528.5144 | 16593.1465 | 15351.4325 | 15193.8233 | 15028.4633 | 6689.1989 | 303.6465 | 305.0687 | 306.9634 | 309.3827 | 312.3802 | 316.0306 | 320.4417
Scenario 4: Reference ZEAS Phase In | PG&E | Com | WaterHeat | Com - Other | Energy Efficiency | ROB | Total Adoptions | 32497.3419 | 33301.0085 | 32453.6926 | 32948.4193 | 33410.5029 | 16235.6484 | 902.2991 | 908.164 | 914.3652 | 921.0622 | 928.3758 | 936.4365 | 945.4189
Scenario 4: Reference ZEAS Phase In | PG&E | Com | WaterHeat | Com - Other | Fuel Substitution | ROB | New Adoptions | 6131.2772 | 7492.4074 | 10109.7899 | 12528.1178 | 15296.6516 | 20828.1703 | 23037.9865 | 28832.0338 | 18999.432 | 23020.031 | 27035.0691 | 31051.9671 | 35156.7894
Scenario 4: Reference ZEAS Phase In | PG&E | Com | WaterHeat | Com - Other | Fuel Substitution | ROB | Total Adoptions | 6768.0225 | 8320.3438 | 11105.4561 | 13831.002 | 16972.1746 | 23117.6474 | 25308.2633 | 31797.3319 | 21146.6688 | 25755.8425 | 30458.3001 | 35248.7056 | 40205.0143
Scenario 4: Reference ZEAS Phase In | PG&E | Com | WaterHeat | Com - Refrig. Warehouse | Energy Efficiency | NEW | New Adoptions | 55.2202 | 39.5666 | 41.3879 | 31.6554 | 32.0978 | 32.5457 | 32.8066 | 0.13956 | 0.17421 | 0.21797 | 0.27202 | 0.33994 | 0.4253
Scenario 4: Reference ZEAS Phase In | PG&E | Com | WaterHeat | Com - Refrig. Warehouse | Energy Efficiency | NEW | Total Adoptions | 55.2202 | 39.5666 | 41.3879 | 31.6554 | 32.0978 | 32.5457 | 32.8066 | 0.13956 | 0.17421 | 0.21797 | 0.27202 | 0.33994 | 0.4253
Scenario 4: Reference ZEAS Phase In | PG&E | Com | WaterHeat | Com - Refrig. Warehouse | Energy Efficiency | RET | New Adoptions | 583.8887 | 749.6434 | 953.0332 | 1240.2229 | 1550.8209 | 1869.4859 | 2219.6596 | 2583.7153 | 2924.9845 | 3223.0739 | 3410.7442 | 3455.6689 | 3333.5702
Scenario 4: Reference ZEAS Phase In | PG&E | Com | WaterHeat | Com - Refrig. Warehouse | Energy Efficiency | RET | Total Adoptions | 617.1338 | 786.0616 | 994.017 | 1293.5951 | 1616.5453 | 1944.7549 | 2306.3677 | 2683.7207 | 3036.5913 | 3353.8535 | 3557.496 | 3617.3356 | 3507.8301
Scenario 4: Reference ZEAS Phase In | PG&E | Com | WaterHeat | Com - Refrig. Warehouse | Energy Efficiency | ROB | New Adoptions | 72.474 | 76.5517 | 44.3602 | 43.5826 | 42.7461 | 41.9629 | 0.54465 | 0.6878 | 0.86826 | 1.0957 | 1.3822 | 1.743 | 2.1974
Scenario 4: Reference ZEAS Phase In | PG&E | Com | WaterHeat | Com - Refrig. Warehouse | Energy Efficiency | ROB | Total Adoptions | 129.4533 | 137.3871 | 99.5159 | 101.2306 | 102.7569 | 104.3096 | 0.6867 | 0.86837 | 1.0974 | 1.3859 | 1.7494 | 2.2071 | 2.7836
Scenario 4: Reference ZEAS Phase In | PG&E | Com | WaterHeat | Com - Refrig. Warehouse | Fuel Substitution | ROB | New Adoptions | 98.7778 | 121.4014 | 198.1846 | 250.7111 | 311.7155 | 379.5293 | 358.435 | 457.447 | 564.1559 | 690.4854 | 815.9816 | 941.9467 | 1070.8492
Scenario 4: Reference ZEAS Phase In | PG&E | Com | WaterHeat | Com - Refrig. Warehouse | Fuel Substitution | ROB | Total Adoptions | 110.5092 | 136.5954 | 220.4192 | 280.0862 | 349.9045 | 428.5286 | 394.725 | 505.2141 | 626.3323 | 770.4682 | 916.9555 | 1066.7091 | 1221.9414
Scenario 4: Reference ZEAS Phase In | PG&E | Com | WaterHeat | Com - Restaurant | Energy Efficiency | NEW | New Adoptions | 727.6868 | 738.8394 | 759.7337 | 741.538 | 751.1313 | 757.957 | 770.0117 | 50.3344 | 50.7969 | 51.334 | 51.794 | 0 | 495.9602
Scenario 4: Reference ZEAS Phase In | PG&E | Com | WaterHeat | Com - Restaurant | Energy Efficiency | NEW | Total Adoptions | 727.6868 | 738.8394 | 759.7337 | 741.538 | 751.1313 | 757.957 | 770.0117 | 50.3344 | 50.7969 | 51.334 | 51.794 | 0 | 495.9602
Scenario 4: Reference ZEAS Phase In | PG&E | Com | WaterHeat | Com - Restaurant | Energy Efficiency | RET | New Adoptions | 2014.4924 | 2564.5592 | 3203.61 | 3926.9353 | 4655.4138 | 5319.9233 | 5830.7644 | 6076.6289 | 5965.9614 | 5478.7626 | 0 | 4080.1903 | 3211.2207
Scenario 4: Reference ZEAS Phase In | PG&E | Com | WaterHeat | Com - Restaurant | Energy Efficiency | RET | Total Adoptions | 2098.3006 | 2661.9432 | 3318.6171 | 4068.977 | 4826.2263 | 5518.8227 | 6059.4065 | 6334.3937 | 6247.4516 | 5781.4216 | 274.9483 | 4363.6956 | 3495.3476
Scenario 4: Reference ZEAS Phase In | PG&E | Com | WaterHeat | Com - Restaurant | Energy Efficiency | ROB | New Adoptions | 2196.3345 | 2181.2774 | 1972.1106 | 1925.5333 | 1878.3614 | 1832.0538 | 333.4803 | 333.1578 | 333.1371 | 333.3866 | 333.8679 | 306.2054 | 335.9037
Scenario 4: Reference ZEAS Phase In | PG&E | Com | WaterHeat | Com - Restaurant | Energy Efficiency | ROB | Total Adoptions | 4689.0387 | 4763.1652 | 4590.3691 | 4617.694 | 4640.007 | 4659.1359 | 1012.2138 | 1015.179 | 1018.2643 | 1021.5092 | 1024.9124 | 939.5412 | 1032.5276
Scenario 4: Reference ZEAS Phase In | PG&E | Com | WaterHeat | Com - Restaurant | Fuel Substitution | ROB | New Adoptions | 391.6379 | 478.4599 | 836.9872 | 1058.1915 | 1308.9475 | 1577.4925 | 1829.058 | 2303.4408 | 2806.7501 | 3394.5135 | 3978.4833 | 4106.439 | 4825.5518
Scenario 4: Reference ZEAS Phase In | PG&E | Com | WaterHeat | Com - Restaurant | Fuel Substitution | ROB | Total Adoptions | 423.4972 | 520.6301 | 906.7223 | 1153.2943 | 1435.282 | 1741.6914 | 2019.7474 | 2551.4535 | 3125.61 | 3799.6779 | 4484.1514 | 4673.177 | 5507.019
Scenario 4: Reference ZEAS Phase In | PG&E | Com | WaterHeat | Com - Retail | Energy Efficiency | NEW | New Adoptions | 190.3479 | 225.4639 | 267.6928 | 0 | 1675.6628 | 177.4155 | 0.63332 | 0.81758 | 1.0401 | 1.3219 | 1.6796 | 2.1276 | 2.6981
Scenario 4: Reference ZEAS Phase In | PG&E | Com | WaterHeat | Com - Retail | Energy Efficiency | NEW | Total Adoptions | 190.3479 | 225.4639 | 267.6928 | 0 | 1675.6628 | 177.4155 | 0.63332 | 0.81758 | 1.0401 | 1.3219 | 1.6796 | 2.1276 | 2.6981
Scenario 4: Reference ZEAS Phase In | PG&E | Com | WaterHeat | Com - Retail | Energy Efficiency | RET | New Adoptions | 12478.9473 | 15642.123 | 14193.1811 | 21114.9154 | 25343.9882 | 29753.7372 | 33995.9984 | 37585.7517 | 38869.5635 | 39538.7279 | 38168.6165 | 34802.1585 | 29875.6877
Scenario 4: Reference ZEAS Phase In | PG&E | Com | WaterHeat | Com - Retail | Energy Efficiency | RET | Total Adoptions | 13209.6656 | 16439.3693 | 15025.0066 | 22051.0269 | 26410.6303 | 30975.9601 | 35394.8871 | 39174.7802 | 40495.7609 | 41345.1285 | 40126.0732 | 36869.1411 | 32001.5453
Scenario 4: Reference ZEAS Phase In | PG&E | Com | WaterHeat | Com - Retail | Energy Efficiency | ROB | New Adoptions | 1103.6156 | 1280.6311 | 735.2374 | 758.9374 | 896.6211 | 3.5498 | 4.5183 | 5.7158 | 7.2024 | 9.0526 | 11.3602 | 14.2414 | 17.8424
Scenario 4: Reference ZEAS Phase In | PG&E | Com | WaterHeat | Com - Retail | Energy Efficiency | ROB | Total Adoptions | 1386.9577 | 1607.4696 | 923.9875 | 956.6419 | 1166.2325 | 4.5434 | 5.7481 | 7.2458 | 9.112 | 11.4408 | 14.3503 | 17.9877 | 22.5382
Scenario 4: Reference ZEAS Phase In | PG&E | Com | WaterHeat | Com - Retail | Fuel Substitution | ROB | New Adoptions | 2214.2131 | 2396.2598 | 3499.9938 | 3606.7446 | 4519.8064 | 10273.626 | 12907.2018 | 16180.1933 | 10807.207 | 13153.9381 | 15454.2204 | 17754.9139 | 20104.9243
Scenario 4: Reference ZEAS Phase In | PG&E | Com | WaterHeat | Com - Retail | Fuel Substitution | ROB | Total Adoptions | 2375.0092 | 2572.5013 | 3768.4703 | 3918.068 | 4923.3179 | 11213.1073 | 14134.1133 | 17797.7221 | 11983.028 | 14667.1983 | 17362.4371 | 20107.6781 | 22946.8453
Scenario 4: Reference ZEAS Phase In | PG&E | Com | WaterHeat | Com - School | Energy Efficiency | NEW | New Adoptions | 8444.22 | 8551.9773 | 8639.4408 | 8301.221 | 8200.0343 | 8161.2766 | 8088.7348 | 25.877 | 25.7695 | 25.7226 | 25.7755 | 25.9245 | 26.0558
Scenario 4: Reference ZEAS Phase In | PG&E | Com | WaterHeat | Com - School | Energy Efficiency | NEW | Total Adoptions | 8444.22 | 8551.9773 | 8639.4408 | 8301.221 | 8200.0343 | 8161.2766 | 8088.7348 | 25.877 | 25.7695 | 25.7226 | 25.7755 | 25.9245 | 26.0558
Scenario 4: Reference ZEAS Phase In | PG&E | Com | WaterHeat | Com - School | Energy Efficiency | RET | New Adoptions | 12887.9666 | 14629.5973 | 15860.6935 | 16251.7169 | 15544.9784 | 13706.881 | 10985.4709 | 7848.9727 | 4807.2671 | 2231.3331 | 277.0455 | 0 | 0
Scenario 4: Reference ZEAS Phase In | PG&E | Com | WaterHeat | Com - School | Energy Efficiency | RET | Total Adoptions | 13468.1169 | 15274.3989 | 16574.8009 | 17032.5199 | 16380.9647 | 14578.1779 | 11866.8121 | 8713.5884 | 5620.0252 | 2993.1977 | 971.335 | 630.6542 | 572.878
Scenario 4: Reference ZEAS Phase In | PG&E | Com | WaterHeat | Com - School | Energy Efficiency | ROB | New Adoptions | 9115.6057 | 9059.5078 | 8149.8852 | 7946.855 | 7738.7001 | 7534.4649 | 81.4907 | 82.0903 | 82.8468 | 83.7724 | 84.8882 | 86.2235 | 87.8095
Scenario 4: Reference ZEAS Phase In | PG&E | Com | WaterHeat | Com - School | Energy Efficiency | ROB | Total Adoptions | 18695.5545 | 19149.6309 | 18511.827 | 18751.5492 | 18960.324 | 19152.1245 | 243.9968 | 246.3269 | 248.7832 | 251.4042 | 254.2393 | 257.3444 | 260.7608
Scenario 4: Reference ZEAS Phase In | PG&E | Com | WaterHeat | Com - School | Fuel Substitution | ROB | New Adoptions | 1791.4481 | 2190.694 | 3892.7283 | 4890.1757 | 6015.8179 | 13006.4343 | 15563.0186 | 19354.9531 | 12922.2185 | 15686.8747 | 18382.1987 | 21054.3392 | 23750.5602
Scenario 4: Reference ZEAS Phase In | PG&E | Com | WaterHeat | Com - School | Fuel Substitution | ROB | Total Adoptions | 1942.7842 | 2389.6031 | 4217.8488 | 5332.3462 | 6600.5965 | 14255.6404 | 17044.3455 | 21292.9029 | 14331.6644 | 17490.8339 | 20645.967 | 23833.2795 | 27093.2601
Scenario 4: Reference ZEAS Phase In | PG&E | Com | WaterHeat | Com - Warehouse | Energy Efficiency | NEW | New Adoptions | 699.0924 | 725.7192 | 758.7287 | 696.6661 | 720.7702 | 754.9538 | 314.7024 | 1.5379 | 1.9167 | 2.4019 | 2.9949 | 3.7375 | 4.6713
Scenario 4: Reference ZEAS Phase In | PG&E | Com | WaterHeat | Com - Warehouse | Energy Efficiency | NEW | Total Adoptions | 699.0924 | 725.7192 | 758.7287 | 696.6661 | 720.7702 | 754.9538 | 314.7024 | 1.5379 | 1.9167 | 2.4019 | 2.9949 | 3.7375 | 4.6713
Scenario 4: Reference ZEAS Phase In | PG&E | Com | WaterHeat | Com - Warehouse | Energy Efficiency | RET | New Adoptions | 8709.9688 | 10918.2538 | 13520.5927 | 16512.8514 | 20153.7838 | 23743.841 | 27343.9713 | 30638.9806 | 31877.6851 | 33423.3423 | 33351.9868 | 31686.9432 | 28582.0318
Scenario 4: Reference ZEAS Phase In | PG&E | Com | WaterHeat | Com - Warehouse | Energy Efficiency | RET | Total Adoptions | 9339.3077 | 11582.8984 | 14240.7737 | 17309.6137 | 21096.2352 | 24805.4194 | 28543.759 | 31991.4405 | 33205.7045 | 34939.5614 | 35003.812 | 33447.8456 | 30416.2245
Scenario 4: Reference ZEAS Phase In | PG&E | Com | WaterHeat | Com - Warehouse | Energy Efficiency | ROB | New Adoptions | 1425.253 | 1514.2209 | 1248.0766 | 1288.6177 | 1329.5497 | 429.7971 | 6.7517 | 8.5215 | 10.7465 | 13.544 | 17.0608 | 21.4809 | 27.0358
Scenario 4: Reference ZEAS Phase In | PG&E | Com | WaterHeat | Com - Warehouse | Energy Efficiency | ROB | Total Adoptions | 2762.3909 | 2924.6375 | 2633.7452 | 2735.9962 | 2839.1085 | 1141.1643 | 8.5202 | 10.7609 | 13.5786 | 17.1223 | 21.5776 | 27.1776 | 34.2162
Scenario 4: Reference ZEAS Phase In | PG&E | Com | WaterHeat | Com - Warehouse | Fuel Substitution | ROB | New Adoptions | 964.4249 | 1193.5697 | 1953.8224 | 2466.5468 | 3062.4777 | 6029.2097 | 6346.9392 | 7993.4221 | 5343.8121 | 6529.471 | 7705.5927 | 8888.5608 | 10102.6519
Scenario 4: Reference ZEAS Phase In | PG&E | Com | WaterHeat | Com - Warehouse | Fuel Substitution | ROB | Total Adoptions | 1077.9847 | 1343.2566 | 2172.7309 | 2758.8141 | 3444.8038 | 6714.8178 | 6945.6249 | 8787.3996 | 5930.9839 | 7286.333 | 8661.9621 | 10070.6473 | 11534.4106
Scenario 4: Reference ZEAS Phase In | PG&E | Com | WholeBlg | Com - College | Energy Efficiency | NEW | New Adoptions | 3.7283 | 3.982 | 4.2023 | 4.5174 | 4.7763 | 5.0195 | 5.3355 | 5.5756 | 5.9457 | 6.2977 | 6.58 | 6.7394 | 6.9887
Scenario 4: Reference ZEAS Phase In | PG&E | Com | WholeBlg | Com - College | Energy Efficiency | NEW | Total Adoptions | 3.7283 | 3.982 | 4.2023 | 4.5174 | 4.7763 | 5.0195 | 5.3355 | 5.5756 | 5.9457 | 6.2977 | 6.58 | 6.7394 | 6.9887
Scenario 4: Reference ZEAS Phase In | PG&E | Com | WholeBlg | Com - Office (Large) | Energy Efficiency | NEW | New Adoptions | 0 | 0 | 0 | 0 | 0 | 0 | 0 | 0 | 0 | 0 | 0 | 0 | 0
Scenario 4: Reference ZEAS Phase In | PG&E | Com | WholeBlg | Com - Office (Large) | Energy Efficiency | NEW | Total Adoptions | 0 | 0 | 0 | 0 | 0 | 0 | 0 | 0 | 0 | 0 | 0 | 0 | 0
Scenario 4: Reference ZEAS Phase In | PG&E | Com | WholeBlg | Com - Other | Energy Efficiency | NEW | New Adoptions | 0 | 0 | 0 | 0 | 0 | 0 | 0 | 0 | 0 | 0 | 0 | 0 | 0
Scenario 4: Reference ZEAS Phase In | PG&E | Com | WholeBlg | Com - Other | Energy Efficiency | NEW | Total Adoptions | 0 | 0 | 0 | 0 | 0 | 0 | 0 | 0 | 0 | 0 | 0 | 0 | 0
Scenario 4: Reference ZEAS Phase In | PG&E | Com | WholeBlg | Com - Restaurant | Energy Efficiency | NEW | New Adoptions | 1.4861 | 1.6061 | 1.7561 | 1.9094 | 2.062 | 2.2138 | 2.3825 | 2.5456 | 2.7016 | 2.8691 | 3.0333 | 0 | 36.2357
Scenario 4: Reference ZEAS Phase In | PG&E | Com | WholeBlg | Com - Restaurant | Energy Efficiency | NEW | Total Adoptions | 1.4861 | 1.6061 | 1.7561 | 1.9094 | 2.062 | 2.2138 | 2.3825 | 2.5456 | 2.7016 | 2.8691 | 3.0333 | 0 | 36.2357
Scenario 4: Reference ZEAS Phase In | PG&E | Com | WholeBlg | Com - Retail | Energy Efficiency | NEW | New Adoptions | 11.9893 | 13.32 | 14.8522 | 0 | 163.5022 | 18.4922 | 20.19 | 21.9388 | 23.4981 | 25.1491 | 26.876 | 28.6093 | 30.4414
Scenario 4: Reference ZEAS Phase In | PG&E | Com | WholeBlg | Com - Retail | Energy Efficiency | NEW | Total Adoptions | 11.9893 | 13.32 | 14.8522 | 0 | 163.5022 | 18.4922 | 20.19 | 21.9388 | 23.4981 | 25.1491 | 26.876 | 28.6093 | 30.4414
Scenario 4: Reference ZEAS Phase In | PG&E | Com | WholeBlg | Com - Warehouse | Energy Efficiency | NEW | New Adoptions | 15.5793 | 16.7817 | 18.2043 | 19.8232 | 0 | 0 | 0 | 0 | 0 | 0 | 0 | 0 | 0
Scenario 4: Reference ZEAS Phase In | PG&E | Com | WholeBlg | Com - Warehouse | Energy Efficiency | NEW | Total Adoptions | 15.5793 | 16.7817 | 18.2043 | 19.8232 | 0 | 0 | 0 | 0 | 0 | 0 | 0 | 0 | 0
Scenario 4: Reference ZEAS Phase In | PG&E | Res | AppPlug | Res - Multi Family | Energy Efficiency | NEW | New Adoptions | 0 | 0 | 0 | 93.4335 | 90.3562 | 86.3465 | 82.1154 | 67.2623 | 63.0109 | 59.1251 | 55.8486 | 53.5227 | 45.4756
Scenario 4: Reference ZEAS Phase In | PG&E | Res | AppPlug | Res - Multi Family | Energy Efficiency | NEW | Total Adoptions | 0 | 0 | 0 | 93.4335 | 90.3562 | 86.3465 | 82.1154 | 67.2623 | 63.0109 | 59.1251 | 55.8486 | 53.5227 | 45.4756
Scenario 4: Reference ZEAS Phase In | PG&E | Res | AppPlug | Res - Multi Family | Energy Efficiency | ROB | New Adoptions | 0 | 0 | 324.3501 | 328.2769 | 332.0467 | 335.633 | 339.033 | 341.8657 | 344.5175 | 347.0044 | 349.3506 | 351.5923 | 353.525
Scenario 4: Reference ZEAS Phase In | PG&E | Res | AppPlug | Res - Multi Family | Energy Efficiency | ROB | Total Adoptions | 0 | 0 | 815.2611 | 824.4624 | 833.3843 | 841.9469 | 850.1326 | 856.974 | 863.4363 | 869.5528 | 875.3787 | 881.0003 | 885.8957
Scenario 4: Reference ZEAS Phase In | PG&E | Res | AppPlug | Res - Multi Family | Fuel Substitution | ROB | New Adoptions | 0.0018407 | 0.0019874 | 0.002136 | 0.0022851 | 0.0024339 | 0.0025819 | 0 | 0 | 0 | 0 | 0 | 0 | 0
Scenario 4: Reference ZEAS Phase In | PG&E | Res | AppPlug | Res - Multi Family | Fuel Substitution | ROB | Total Adoptions | 0.0022547 | 0.0024659 | 0.0026825 | 0.0029031 | 0.0031266 | 0.0033524 | 0 | 0 | 0 | 0 | 0 | 0 | 0
Scenario 4: Reference ZEAS Phase In | PG&E | Res | AppPlug | Res - Single Family | Energy Efficiency | NEW | New Adoptions | 0 | 0 | 0 | 0 | 0 | 0 | 0 | 0 | 0 | 0 | 0 | 0 | 272.4236
Scenario 4: Reference ZEAS Phase In | PG&E | Res | AppPlug | Res - Single Family | Energy Efficiency | NEW | Total Adoptions | 0 | 0 | 0 | 0 | 0 | 0 | 0 | 0 | 0 | 0 | 0 | 0 | 272.4236
Scenario 4: Reference ZEAS Phase In | PG&E | Res | AppPlug | Res - Single Family | Energy Efficiency | ROB | New Adoptions | 0 | 0 | 0 | 0 | 0 | 0 | 0 | 0 | 0 | 0 | 0 | 1920.3212 | 1932.8653
Scenario 4: Reference ZEAS Phase In | PG&E | Res | AppPlug | Res - Single Family | Energy Efficiency | ROB | Total Adoptions | 0 | 0 | 0 | 0 | 0 | 0 | 0 | 0 | 0 | 0 | 0 | 4832.6482 | 4862.679
Scenario 4: Reference ZEAS Phase In | PG&E | Res | AppPlug | Res - Single Family | Fuel Substitution | ROB | New Adoptions | 0.017824 | 0.019197 | 0.020573 | 0.02195 | 0.023328 | 0.024708 | 0 | 0 | 0 | 0 | 0 | 0 | 0
Scenario 4: Reference ZEAS Phase In | PG&E | Res | AppPlug | Res - Single Family | Fuel Substitution | ROB | Total Adoptions | 0.021366 | 0.023251 | 0.025159 | 0.027087 | 0.029035 | 0.031002 | 0 | 0 | 0 | 0 | 0 | 0 | 0
Scenario 4: Reference ZEAS Phase In | PG&E | Res | BldgEnv | Res - Single Family | Energy Efficiency | NEW | New Adoptions | 541296.7052 | 696076.3834 | 760871.331 | 769554.9901 | 751306.6001 | 721567.8652 | 685638.7599 | 645614.4361 | 606379.8803 | 0 | 0 | 0 | 0
Scenario 4: Reference ZEAS Phase In | PG&E | Res | BldgEnv | Res - Single Family | Energy Efficiency | NEW | Total Adoptions | 541296.7052 | 696076.3834 | 760871.331 | 769554.9901 | 751306.6001 | 721567.8652 | 685638.7599 | 645614.4361 | 606379.8803 | 0 | 0 | 0 | 0
Scenario 4: Reference ZEAS Phase In | PG&E | Res | BldgEnv | Res - Single Family | Energy Efficiency | RET | New Adoptions | 82717.0338 | 78708.3181 | 74802.5361 | 71050.5292 | 67498.1241 | 64098.5661 | 60843.329 | 57686.9104 | 54651.1059 | 0 | 0 | 0 | 0
Scenario 4: Reference ZEAS Phase In | PG&E | Res | BldgEnv | Res - Single Family | Energy Efficiency | RET | Total Adoptions | 82717.0338 | 78708.3181 | 74802.5361 | 71050.5292 | 67498.1241 | 64098.5661 | 60843.329 | 57686.9104 | 54651.1059 | 0 | 0 | 0 | 0
Scenario 4: Reference ZEAS Phase In | PG&E | Res | HVAC | Res - Multi Family | Energy Efficiency | NEW | New Adoptions | 38.731 | 46.9072 | 53.6408 | 56.6587 | 57.9624 | 58.0989 | 57.718 | 36.8012 | 35.6464 | 34.6397 | 33.8156 | 400.0839 | 295.4665
Scenario 4: Reference ZEAS Phase In | PG&E | Res | HVAC | Res - Multi Family | Energy Efficiency | NEW | Total Adoptions | 38.731 | 46.9072 | 53.6408 | 56.6587 | 57.9624 | 58.0989 | 57.718 | 36.8012 | 35.6464 | 34.6397 | 33.8156 | 400.0839 | 295.4665
Scenario 4: Reference ZEAS Phase In | PG&E | Res | HVAC | Res - Multi Family | Energy Efficiency | RET | New Adoptions | 0 | 0 | 3342634.9991 | 0 | 0 | 0 | 0 | 0 | 0 | 0 | 0 | 0 | 0
Scenario 4: Reference ZEAS Phase In | PG&E | Res | HVAC | Res - Multi Family | Energy Efficiency | RET | Total Adoptions | 0 | 0 | 4061265.6183 | 0 | 0 | 0 | 0 | 0 | 0 | 0 | 0 | 0 | 0
Scenario 4: Reference ZEAS Phase In | PG&E | Res | HVAC | Res - Multi Family | Energy Efficiency | ROB | New Adoptions | 187.9067 | 201.0552 | 213.8534 | 226.8967 | 238.7937 | 250.1613 | 260.1446 | 269.7907 | 278.8659 | 287.3806 | 295.3501 | 302.8005 | 309.5056
Scenario 4: Reference ZEAS Phase In | PG&E | Res | HVAC | Res - Multi Family | Energy Efficiency | ROB | Total Adoptions | 203.9732 | 219.8683 | 235.6615 | 252.8336 | 268.1198 | 283.028 | 295.6513 | 308.7742 | 321.4403 | 333.6607 | 345.4486 | 356.8359 | 367.4458
Scenario 4: Reference ZEAS Phase In | PG&E | Res | HVAC | Res - Multi Family | Fuel Substitution | ROB | New Adoptions | 0.54843 | 0.77124 | 0.8126 | 0.85241 | 0.34801 | 0.37085 | 0.39168 | 0.40922 | 0.43052 | 0.45226 | 0.46777 | 0.47898 | 0.48722
Scenario 4: Reference ZEAS Phase In | PG&E | Res | HVAC | Res - Multi Family | Fuel Substitution | ROB | Total Adoptions | 0.57938 | 0.82469 | 0.87349 | 0.921 | 0.36505 | 0.39033 | 0.41383 | 0.43424 | 0.45862 | 0.48368 | 0.50272 | 0.51757 | 0.52955
Scenario 4: Reference ZEAS Phase In | PG&E | Res | HVAC | Res - Single Family | Energy Efficiency | NEW | New Adoptions | 5725.2429 | 7689.913 | 8763.1707 | 9201.2398 | 6250.1924 | 3975.0595 | 1755.5911 | 1694.7781 | 1628.2319 | 114.5711 | 110.7119 | 2391.9006 | 2319.0515
Scenario 4: Reference ZEAS Phase In | PG&E | Res | HVAC | Res - Single Family | Energy Efficiency | NEW | Total Adoptions | 5725.2429 | 7689.913 | 8763.1707 | 9201.2398 | 6250.1924 | 3975.0595 | 1755.5911 | 1694.7781 | 1628.2319 | 114.5711 | 110.7119 | 2391.9006 | 2319.0515
Scenario 4: Reference ZEAS Phase In | PG&E | Res | HVAC | Res - Single Family | Energy Efficiency | RET | New Adoptions | 0 | 0 | 19554159.898 | 0 | 0 | 0 | 0 | 0 | 0 | 0 | 0 | 0 | 0
Scenario 4: Reference ZEAS Phase In | PG&E | Res | HVAC | Res - Single Family | Energy Efficiency | RET | Total Adoptions | 0 | 0 | 23714934.6195 | 0 | 0 | 0 | 0 | 0 | 0 | 0 | 0 | 0 | 0
Scenario 4: Reference ZEAS Phase In | PG&E | Res | HVAC | Res - Single Family | Energy Efficiency | ROB | New Adoptions | 14676.7245 | 15829.0412 | 16956.7813 | 18041.4016 | 12217.8883 | 8440.1913 | 8808.5502 | 9158.4389 | 694.6103 | 716.4447 | 736.9366 | 756.091 | 773.6083
Scenario 4: Reference ZEAS Phase In | PG&E | Res | HVAC | Res - Single Family | Energy Efficiency | ROB | Total Adoptions | 18930.6744 | 20394.33 | 21863.3938 | 23310.1197 | 15253.9235 | 9395.3482 | 9872.8227 | 10335.2023 | 806.9002 | 838.425 | 868.8698 | 898.2313 | 926.125
Scenario 4: Reference ZEAS Phase In | PG&E | Res | HVAC | Res - Single Family | Fuel Substitution | ROB | New Adoptions | 23.8614 | 25.4446 | 28.4472 | 29.9576 | 12.4998 | 6.2769 | 6.6282 | 6.9683 | 0.15046 | 0.16006 | 0.16763 | 0.17346 | 0.17825
Scenario 4: Reference ZEAS Phase In | PG&E | Res | HVAC | Res - Single Family | Fuel Substitution | ROB | Total Adoptions | 25.3237 | 27.1261 | 30.6454 | 32.4187 | 13.1359 | 6.592 | 6.986 | 7.3721 | 0.157 | 0.16764 | 0.17631 | 0.18329 | 0.18928
Scenario 4: Reference ZEAS Phase In | PG&E | Res | WaterHeat | Res - Multi Family | Energy Efficiency | NEW | New Adoptions | 2476.3405 | 2669.776 | 2846.3316 | 2588.7782 | 2484.0205 | 2376.0909 | 2266.7574 | 1932.878 | 1816.2956 | 1705.7272 | 1611.4776 | 1546.0409 | 1360.3999
Scenario 4: Reference ZEAS Phase In | PG&E | Res | WaterHeat | Res - Multi Family | Energy Efficiency | NEW | Total Adoptions | 2476.3405 | 2669.776 | 2846.3316 | 2588.7782 | 2484.0205 | 2376.0909 | 2266.7574 | 1932.878 | 1816.2956 | 1705.7272 | 1611.4776 | 1546.0409 | 1360.3999
Scenario 4: Reference ZEAS Phase In | PG&E | Res | WaterHeat | Res - Multi Family | Energy Efficiency | RET | New Adoptions | 459.6042 | 466.0367 | 472.3013 | 478.4465 | 484.5002 | 490.4767 | 496.3826 | 502.2221 | 507.998 | 513.7102 | 519.3588 | 524.9451 | 530.4678
Scenario 4: Reference ZEAS Phase In | PG&E | Res | WaterHeat | Res - Multi Family | Energy Efficiency | RET | Total Adoptions | 1918.2826 | 1783.5077 | 1662.7481 | 1554.6332 | 1457.9132 | 1371.4531 | 1294.2252 | 1225.3027 | 1163.8505 | 1109.1146 | 1060.4163 | 1017.1464 | 978.7536
Scenario 4: Reference ZEAS Phase In | PG&E | Res | WaterHeat | Res - Multi Family | Energy Efficiency | ROB | New Adoptions | 615.4917 | 757.7894 | 215.6433 | 227.4482 | 239.1649 | 250.8053 | 262.3817 | 273.553 | 284.608 | 295.5674 | 306.4508 | 317.2868 | 327.8657
Scenario 4: Reference ZEAS Phase In | PG&E | Res | WaterHeat | Res - Multi Family | Energy Efficiency | ROB | Total Adoptions | 1077.8691 | 1279.3527 | 310.0501 | 329.0983 | 348.2819 | 367.5858 | 387.006 | 405.7902 | 424.5988 | 443.451 | 462.3664 | 481.3857 | 500.0438
Scenario 4: Reference ZEAS Phase In | PG&E | Res | WaterHeat | Res - Multi Family | Fuel Substitution | ROB | New Adoptions | 25.8761 | 28.6431 | 71.0569 | 79.9375 | 88.8709 | 97.0997 | 76.6273 | 86.7761 | 95.9988 | 104.9913 | 112.8532 | 118.8712 | 123.6319
Scenario 4: Reference ZEAS Phase In | PG&E | Res | WaterHeat | Res - Multi Family | Fuel Substitution | ROB | Total Adoptions | 30.6348 | 34.1934 | 77.7603 | 88.6282 | 99.6819 | 110.1644 | 82.5708 | 94.4127 | 105.5047 | 116.5013 | 126.4579 | 134.5869 | 141.4322
Scenario 4: Reference ZEAS Phase In | PG&E | Res | WaterHeat | Res - Single Family | Energy Efficiency | NEW | New Adoptions | 10067.2386 | 12279.1681 | 13325.1564 | 11987.0002 | 11502.551 | 10974.5516 | 9026.4053 | 8429.2983 | 7861.1135 | 7366.4092 | 6932.5467 | 6557.3273 | 6213.8691
Scenario 4: Reference ZEAS Phase In | PG&E | Res | WaterHeat | Res - Single Family | Energy Efficiency | NEW | Total Adoptions | 10067.2386 | 12279.1681 | 13325.1564 | 11987.0002 | 11502.551 | 10974.5516 | 9026.4053 | 8429.2983 | 7861.1135 | 7366.4092 | 6932.5467 | 6557.3273 | 6213.8691
Scenario 4: Reference ZEAS Phase In | PG&E | Res | WaterHeat | Res - Single Family | Energy Efficiency | RET | New Adoptions | 2874.037 | 2899.8199 | 2924.8648 | 2949.5268 | 2974.0085 | 2998.4206 | 3022.8176 | 3047.2376 | 3071.705 | 3096.2293 | 3120.8152 | 3145.4811 | 3170.2216
Scenario 4: Reference ZEAS Phase In | PG&E | Res | WaterHeat | Res - Single Family | Energy Efficiency | RET | Total Adoptions | 8643.7059 | 8121.5202 | 7653.6436 | 7234.9231 | 6860.6052 | 6526.3418 | 6228.1749 | 5962.5315 | 5726.1866 | 5516.2251 | 5330.0195 | 5165.2198 | 5019.6887
Scenario 4: Reference ZEAS Phase In | PG&E | Res | WaterHeat | Res - Single Family | Energy Efficiency | ROB | New Adoptions | 6823.7138 | 7494.5949 | 4498.0414 | 4816.8566 | 5120.4317 | 899.8271 | 939.1902 | 978.1337 | 989.4495 | 1026.5439 | 1063.3566 | 1099.937 | 1136.313
Scenario 4: Reference ZEAS Phase In | PG&E | Res | WaterHeat | Res - Single Family | Energy Efficiency | ROB | Total Adoptions | 12123.7012 | 12968.7392 | 7549.664 | 7958.8916 | 8350.0251 | 1391.2265 | 1456.9883 | 1522.7651 | 1550.501 | 1614.4064 | 1678.4437 | 1742.6709 | 1807.1044
Scenario 4: Reference ZEAS Phase In | PG&E | Res | WaterHeat | Res - Single Family | Fuel Substitution | ROB | New Adoptions | 36.0414 | 51.0119 | 340.0053 | 391.7179 | 443.2283 | 489.3628 | 540.4666 | 608.7513 | 674.8764 | 739.7077 | 795.9519 | 839.2597 | 874.027
Scenario 4: Reference ZEAS Phase In | PG&E | Res | WaterHeat | Res - Single Family | Fuel Substitution | ROB | Total Adoptions | 36.7924 | 52.2568 | 343.8079 | 404.178 | 464.9833 | 521.0584 | 582.8126 | 662.9286 | 742.1704 | 821.1153 | 892.1392 | 950.3795 | 999.9349
Scenario 4: Reference ZEAS Phase In | PG&E | Res | WholeBlg | Res - Multi Family | Energy Efficiency | NEW | New Adoptions | 0 | 0 | 3.5916 | 3.7073 | 3.6561 | 3.6077 | 993.9576 | 950.7159 | 887.9116 | 832.7826 | 769.7151 | 1268.0123 | 1178.6456
Scenario 4: Reference ZEAS Phase In | PG&E | Res | WholeBlg | Res - Multi Family | Energy Efficiency | NEW | Total Adoptions | 0 | 0 | 3.5916 | 3.7073 | 3.6561 | 3.6077 | 993.9576 | 950.7159 | 887.9116 | 832.7826 | 769.7151 | 1268.0123 | 1178.6456
Scenario 4: Reference ZEAS Phase In | PG&E | Res | WholeBlg | Res - Single Family | Energy Efficiency | NEW | New Adoptions | 0 | 0 | 10.0267 | 10.3953 | 10.1583 | 9.9382 | 9.4253 | 8.8312 | 8.1179 | 7.545 | 6.8942 | 6.3535 | 1057.7621
Scenario 4: Reference ZEAS Phase In | PG&E | Res | WholeBlg | Res - Single Family | Energy Efficiency | NEW | Total Adoptions | 0 | 0 | 10.0267 | 10.3953 | 10.1583 | 9.9382 | 9.4253 | 8.8312 | 8.1179 | 7.545 | 6.8942 | 6.3535 | 1057.7621
Scenario 4: Reference ZEAS Phase In | SCE | Com | BldgEnv | Com - College | Energy Efficiency | NEW | New Adoptions | 1985.9803 | 2110.2084 | 2305.6662 | 2520.3422 | 2633.3634 | 2851.4739 | 3052.1513 | 3180.6613 | 3289.0328 | 0 | 0 | 0 | 0
Scenario 4: Reference ZEAS Phase In | SCE | Com | BldgEnv | Com - College | Energy Efficiency | NEW | Total Adoptions | 1985.9803 | 2110.2084 | 2305.6662 | 2520.3422 | 2633.3634 | 2851.4739 | 3052.1513 | 3180.6613 | 3289.0328 | 0 | 0 | 0 | 0
Scenario 4: Reference ZEAS Phase In | SCE | Com | BldgEnv | Com - College | Energy Efficiency | RET | New Adoptions | 5589.3227 | 5918.1885 | 6055.543 | 5973.5108 | 5668.1381 | 5162.6567 | 4504.0702 | 3753.7082 | 24.6002 | 0 | 0 | 0 | 0
Scenario 4: Reference ZEAS Phase In | SCE | Com | BldgEnv | Com - College | Energy Efficiency | RET | Total Adoptions | 5616.9411 | 5945.898 | 6083.3736 | 6001.436 | 5696.0772 | 5190.4827 | 4531.6243 | 3780.8166 | 24.6002 | 0 | 0 | 0 | 0
Scenario 4: Reference ZEAS Phase In | SCE | Com | BldgEnv | Com - Grocery | Energy Efficiency | NEW | New Adoptions | 5190.6966 | 5617.7877 | 5971.3038 | 6362.5415 | 6811.6907 | 7206.3493 | 7530.9921 | 7904.6561 | 8225.0356 | 0 | 0 | 0 | 0
Scenario 4: Reference ZEAS Phase In | SCE | Com | BldgEnv | Com - Grocery | Energy Efficiency | NEW | Total Adoptions | 5190.6966 | 5617.7877 | 5971.3038 | 6362.5415 | 6811.6907 | 7206.3493 | 7530.9921 | 7904.6561 | 8225.0356 | 0 | 0 | 0 | 0
Scenario 4: Reference ZEAS Phase In | SCE | Com | BldgEnv | Com - Grocery | Energy Efficiency | RET | New Adoptions | 111.6112 | 106.5307 | 101.4037 | 96.3331 | 91.517 | 86.9421 | 82.5962 | 78.4675 | 74.5451 | 0 | 0 | 0 | 0
Scenario 4: Reference ZEAS Phase In | SCE | Com | BldgEnv | Com - Grocery | Energy Efficiency | RET | Total Adoptions | 111.6112 | 106.5307 | 101.4037 | 96.3331 | 91.517 | 86.9421 | 82.5962 | 78.4675 | 74.5451 | 0 | 0 | 0 | 0
Scenario 4: Reference ZEAS Phase In | SCE | Com | BldgEnv | Com - Health | Energy Efficiency | NEW | New Adoptions | 4798.7332 | 5163.5235 | 5598.5247 | 5811.0434 | 6140.1947 | 6380.634 | 6712.5413 | 6883.3541 | 7026.5704 | 0 | 0 | 0 | 0
Scenario 4: Reference ZEAS Phase In | SCE | Com | BldgEnv | Com - Health | Energy Efficiency | NEW | Total Adoptions | 4798.7332 | 5163.5235 | 5598.5247 | 5811.0434 | 6140.1947 | 6380.634 | 6712.5413 | 6883.3541 | 7026.5704 | 0 | 0 | 0 | 0
Scenario 4: Reference ZEAS Phase In | SCE | Com | BldgEnv | Com - Health | Energy Efficiency | RET | New Adoptions | 9707.5562 | 8557.7683 | 522.447 | 422.195 | 321.1706 | 226.3718 | 142.2484 | 92.805 | 88.1657 | 0 | 0 | 0 | 0
Scenario 4: Reference ZEAS Phase In | SCE | Com | BldgEnv | Com - Health | Energy Efficiency | RET | Total Adoptions | 9822.0619 | 8668.6572 | 528.6638 | 428.1782 | 326.9079 | 231.8532 | 147.4669 | 92.805 | 88.1657 | 0 | 0 | 0 | 0
Scenario 4: Reference ZEAS Phase In | SCE | Com | BldgEnv | Com - Lodging | Energy Efficiency | NEW | New Adoptions | 75.2328 | 85.6326 | 97.1837 | 108.9316 | 122.629 | 137.2035 | 152.6184 | 169.0742 | 185.7204 | 0 | 0 | 0 | 0
Scenario 4: Reference ZEAS Phase In | SCE | Com | BldgEnv | Com - Lodging | Energy Efficiency | NEW | Total Adoptions | 75.2328 | 85.6326 | 97.1837 | 108.9316 | 122.629 | 137.2035 | 152.6184 | 169.0742 | 185.7204 | 0 | 0 | 0 | 0
Scenario 4: Reference ZEAS Phase In | SCE | Com | BldgEnv | Com - Lodging | Energy Efficiency | RET | New Adoptions | 449.0597 | 544.7741 | 659.5208 | 796.7273 | 960.2461 | 1154.3058 | 1383.4129 | 1652.1489 | 4.0316 | 0 | 0 | 0 | 0
Scenario 4: Reference ZEAS Phase In | SCE | Com | BldgEnv | Com - Lodging | Energy Efficiency | RET | Total Adoptions | 449.5383 | 545.3645 | 660.2459 | 797.6146 | 961.3284 | 1155.6218 | 1385.0081 | 1654.0765 | 4.0316 | 0 | 0 | 0 | 0
Scenario 4: Reference ZEAS Phase In | SCE | Com | BldgEnv | Com - Office (Large) | Energy Efficiency | NEW | New Adoptions | 158124.5185 | 164617.244 | 169725.8489 | 174667.7922 | 180636.5877 | 185907.4043 | 189222.4279 | 192392.5716 | 193246.3894 | 0 | 0 | 0 | 0
Scenario 4: Reference ZEAS Phase In | SCE | Com | BldgEnv | Com - Office (Large) | Energy Efficiency | NEW | Total Adoptions | 158124.5185 | 164617.244 | 169725.8489 | 174667.7922 | 180636.5877 | 185907.4043 | 189222.4279 | 192392.5716 | 193246.3894 | 0 | 0 | 0 | 0
Scenario 4: Reference ZEAS Phase In | SCE | Com | BldgEnv | Com - Office (Large) | Energy Efficiency | RET | New Adoptions | 2353.6021 | 2234.8308 | 2122.502 | 2016.1733 | 1915.4394 | 1819.8819 | 1729.1776 | 1643.0115 | 1561.1459 | 0 | 0 | 0 | 0
Scenario 4: Reference ZEAS Phase In | SCE | Com | BldgEnv | Com - Office (Large) | Energy Efficiency | RET | Total Adoptions | 2353.6021 | 2234.8308 | 2122.502 | 2016.1733 | 1915.4394 | 1819.8819 | 1729.1776 | 1643.0115 | 1561.1459 | 0 | 0 | 0 | 0
Scenario 4: Reference ZEAS Phase In | SCE | Com | BldgEnv | Com - Office (Small) | Energy Efficiency | NEW | New Adoptions | 5639.1697 | 6011.8104 | 6359.1259 | 6682.8236 | 0 | 83407.9247 | 6818.0083 | 7046.9978 | 7246.5303 | 0 | 0 | 0 | 0
Scenario 4: Reference ZEAS Phase In | SCE | Com | BldgEnv | Com - Office (Small) | Energy Efficiency | NEW | Total Adoptions | 5639.1697 | 6011.8104 | 6359.1259 | 6682.8236 | 0 | 83407.9247 | 6818.0083 | 7046.9978 | 7246.5303 | 0 | 0 | 0 | 0
Scenario 4: Reference ZEAS Phase In | SCE | Com | BldgEnv | Com - Office (Small) | Energy Efficiency | RET | New Adoptions | 85.7354 | 81.8654 | 77.92 | 74.0209 | 70.3212 | 66.8086 | 63.4728 | 60.3038 | 57.293 | 0 | 0 | 0 | 0
Scenario 4: Reference ZEAS Phase In | SCE | Com | BldgEnv | Com - Office (Small) | Energy Efficiency | RET | Total Adoptions | 85.7354 | 81.8654 | 77.92 | 74.0209 | 70.3212 | 66.8086 | 63.4728 | 60.3038 | 57.293 | 0 | 0 | 0 | 0
Scenario 4: Reference ZEAS Phase In | SCE | Com | BldgEnv | Com - Other | Energy Efficiency | NEW | New Adoptions | 45449.9654 | 49425.3631 | 53371.2768 | 57098.5857 | 60708.3236 | 64167.9716 | 67843.5371 | 70960.2039 | 73406.6312 | 0 | 0 | 0 | 0
Scenario 4: Reference ZEAS Phase In | SCE | Com | BldgEnv | Com - Other | Energy Efficiency | NEW | Total Adoptions | 45449.9654 | 49425.3631 | 53371.2768 | 57098.5857 | 60708.3236 | 64167.9716 | 67843.5371 | 70960.2039 | 73406.6312 | 0 | 0 | 0 | 0
Scenario 4: Reference ZEAS Phase In | SCE | Com | BldgEnv | Com - Other | Energy Efficiency | RET | New Adoptions | 20570.168 | 18170.3115 | 15087.9853 | 11641.3047 | 8146.5428 | 4860.6882 | 1952.223 | 577.3551 | 548.9644 | 0 | 0 | 0 | 0
Scenario 4: Reference ZEAS Phase In | SCE | Com | BldgEnv | Com - Other | Energy Efficiency | RET | Total Adoptions | 20710.9117 | 18308.3719 | 15222.7334 | 11772.0518 | 8272.6225 | 4981.5198 | 2067.3493 | 686.7252 | 548.9644 | 0 | 0 | 0 | 0
Scenario 4: Reference ZEAS Phase In | SCE | Com | BldgEnv | Com - Refrig. Warehouse | Energy Efficiency | NEW | New Adoptions | 484.2116 | 47.3452 | 49.3869 | 50.2044 | 51.8453 | 53.9991 | 56.4604 | 58.4531 | 60.7974 | 0 | 0 | 0 | 0
Scenario 4: Reference ZEAS Phase In | SCE | Com | BldgEnv | Com - Refrig. Warehouse | Energy Efficiency | NEW | Total Adoptions | 484.2116 | 47.3452 | 49.3869 | 50.2044 | 51.8453 | 53.9991 | 56.4604 | 58.4531 | 60.7974 | 0 | 0 | 0 | 0
Scenario 4: Reference ZEAS Phase In | SCE | Com | BldgEnv | Com - Refrig. Warehouse | Energy Efficiency | RET | New Adoptions | 0.097698 | 0.096766 | 0.09665 | 0.097404 | 0.099071 | 0.10168 | 0.10523 | 0.10968 | 0.11494 | 0 | 0 | 0 | 0
Scenario 4: Reference ZEAS Phase In | SCE | Com | BldgEnv | Com - Refrig. Warehouse | Energy Efficiency | RET | Total Adoptions | 0.097698 | 0.096766 | 0.09665 | 0.097404 | 0.099071 | 0.10168 | 0.10523 | 0.10968 | 0.11494 | 0 | 0 | 0 | 0
Scenario 4: Reference ZEAS Phase In | SCE | Com | BldgEnv | Com - Restaurant | Energy Efficiency | NEW | New Adoptions | 0 | 0 | 0 | 0 | 0 | 0 | 0 | 0 | 0 | 0 | 0 | 0 | 0
Scenario 4: Reference ZEAS Phase In | SCE | Com | BldgEnv | Com - Restaurant | Energy Efficiency | NEW | Total Adoptions | 0 | 0 | 0 | 0 | 0 | 0 | 0 | 0 | 0 | 0 | 0 | 0 | 0
Scenario 4: Reference ZEAS Phase In | SCE | Com | BldgEnv | Com - Restaurant | Energy Efficiency | RET | New Adoptions | 0 | 0 | 0 | 0 | 0 | 0 | 0 | 0 | 0 | 0 | 0 | 0 | 0
Scenario 4: Reference ZEAS Phase In | SCE | Com | BldgEnv | Com - Restaurant | Energy Efficiency | RET | Total Adoptions | 0 | 0 | 0 | 0 | 0 | 0 | 0 | 0 | 0 | 0 | 0 | 0 | 0
Scenario 4: Reference ZEAS Phase In | SCE | Com | BldgEnv | Com - Retail | Energy Efficiency | NEW | New Adoptions | 15275.0047 | 16231.1542 | 16954.1734 | 17729.1009 | 18553.8048 | 19115.7754 | 19447.3579 | 19822.2439 | 19908.9042 | 0 | 0 | 0 | 0
Scenario 4: Reference ZEAS Phase In | SCE | Com | BldgEnv | Com - Retail | Energy Efficiency | NEW | Total Adoptions | 15275.0047 | 16231.1542 | 16954.1734 | 17729.1009 | 18553.8048 | 19115.7754 | 19447.3579 | 19822.2439 | 19908.9042 | 0 | 0 | 0 | 0
Scenario 4: Reference ZEAS Phase In | SCE | Com | BldgEnv | Com - Retail | Energy Efficiency | RET | New Adoptions | 278.1634 | 267.8076 | 257.1772 | 246.2378 | 235.032 | 223.6498 | 212.4835 | 201.8753 | 191.7968 | 0 | 0 | 0 | 0
Scenario 4: Reference ZEAS Phase In | SCE | Com | BldgEnv | Com - Retail | Energy Efficiency | RET | Total Adoptions | 278.1634 | 267.8076 | 257.1772 | 246.2378 | 235.032 | 223.6498 | 212.4835 | 201.8753 | 191.7968 | 0 | 0 | 0 | 0
Scenario 4: Reference ZEAS Phase In | SCE | Com | BldgEnv | Com - School | Energy Efficiency | NEW | New Adoptions | 8287.7786 | 8712.387 | 9126.0165 | 9475.9897 | 9741.0159 | 10015.5967 | 10186.9822 | 10372.8347 | 10548.9264 | 0 | 0 | 0 | 0
Scenario 4: Reference ZEAS Phase In | SCE | Com | BldgEnv | Com - School | Energy Efficiency | NEW | Total Adoptions | 8287.7786 | 8712.387 | 9126.0165 | 9475.9897 | 9741.0159 | 10015.5967 | 10186.9822 | 10372.8347 | 10548.9264 | 0 | 0 | 0 | 0
Scenario 4: Reference ZEAS Phase In | SCE | Com | BldgEnv | Com - School | Energy Efficiency | RET | New Adoptions | 141.5128 | 134.4078 | 127.6716 | 121.2825 | 115.2207 | 109.4657 | 104.0006 | 98.8087 | 93.8759 | 0 | 0 | 0 | 0
Scenario 4: Reference ZEAS Phase In | SCE | Com | BldgEnv | Com - School | Energy Efficiency | RET | Total Adoptions | 141.5128 | 134.4078 | 127.6716 | 121.2825 | 115.2207 | 109.4657 | 104.0006 | 98.8087 | 93.8759 | 0 | 0 | 0 | 0
Scenario 4: Reference ZEAS Phase In | SCE | Com | BldgEnv | Com - Warehouse | Energy Efficiency | NEW | New Adoptions | 10633.5052 | 11676.8064 | 12549.8349 | 13630.7491 | 14963.5308 | 15920.8347 | 16656.511 | 17428.4902 | 17881.7558 | 0 | 0 | 0 | 0
Scenario 4: Reference ZEAS Phase In | SCE | Com | BldgEnv | Com - Warehouse | Energy Efficiency | NEW | Total Adoptions | 10633.5052 | 11676.8064 | 12549.8349 | 13630.7491 | 14963.5308 | 15920.8347 | 16656.511 | 17428.4902 | 17881.7558 | 0 | 0 | 0 | 0
Scenario 4: Reference ZEAS Phase In | SCE | Com | BldgEnv | Com - Warehouse | Energy Efficiency | RET | New Adoptions | 2126.427 | 2417.2346 | 2703.096 | 2967.3043 | 3190.443 | 3352.3483 | 3434.9704 | 3425.6551 | 134.4976 | 0 | 0 | 0 | 0
Scenario 4: Reference ZEAS Phase In | SCE | Com | BldgEnv | Com - Warehouse | Energy Efficiency | RET | Total Adoptions | 2134.3578 | 2425.3385 | 2711.4363 | 2975.9355 | 3199.4065 | 3361.668 | 3444.6492 | 3435.6726 | 134.4976 | 0 | 0 | 0 | 0
Scenario 4: Reference ZEAS Phase In | SCE | Com | ComRefrig | Com - College | Energy Efficiency | NEW | New Adoptions | 0 | 0 | 0 | 0 | 0 | 0 | 0 | 0.85347 | 0.8636 | 0.86388 | 0.86899 | 0.92169 | 0.92431
Scenario 4: Reference ZEAS Phase In | SCE | Com | ComRefrig | Com - College | Energy Efficiency | NEW | Total Adoptions | 0 | 0 | 0 | 0 | 0 | 0 | 0 | 0.85347 | 0.8636 | 0.86388 | 0.86899 | 0.92169 | 0.92431
Scenario 4: Reference ZEAS Phase In | SCE | Com | ComRefrig | Com - College | Energy Efficiency | RET | New Adoptions | 14.2596 | 9.0684 | 5.1487 | 2.4319 | 0.65598 | 0.23148 | 0.073232 | 0 | 0 | 0 | 0 | 0 | 0
Scenario 4: Reference ZEAS Phase In | SCE | Com | ComRefrig | Com - College | Energy Efficiency | RET | Total Adoptions | 15.4185 | 10.1908 | 6.2212 | 3.4467 | 1.6098 | 1.1262 | 0.91193 | 0.78587 | 0.73637 | 0.68999 | 0.64654 | 0.60582 | 0.56767
Scenario 4: Reference ZEAS Phase In | SCE | Com | ComRefrig | Com - College | Energy Efficiency | ROB | New Adoptions | 0 | 0 | 0 | 0 | 0 | 0 | 2.326 | 2.2173 | 2.1148 | 2.0196 | 1.9324 | 1.8536 | 1.7825
Scenario 4: Reference ZEAS Phase In | SCE | Com | ComRefrig | Com - College | Energy Efficiency | ROB | Total Adoptions | 0 | 0 | 0 | 0 | 0 | 0 | 6.1556 | 6.2222 | 6.2827 | 6.3385 | 6.3917 | 6.4475 | 6.5025
Scenario 4: Reference ZEAS Phase In | SCE | Com | ComRefrig | Com - Grocery | Energy Efficiency | NEW | New Adoptions | 0 | 0 | 0 | 0 | 0 | 0 | 0 | 0 | 0 | 0 | 0 | 0 | 0
Scenario 4: Reference ZEAS Phase In | SCE | Com | ComRefrig | Com - Grocery | Energy Efficiency | NEW | Total Adoptions | 0 | 0 | 0 | 0 | 0 | 0 | 0 | 0 | 0 | 0 | 0 | 0 | 0
Scenario 4: Reference ZEAS Phase In | SCE | Com | ComRefrig | Com - Grocery | Energy Efficiency | RET | New Adoptions | 18945.2983 | 9452.7014 | 2953.5342 | 793.7697 | 254.1513 | 0 | 0 | 0 | 0 | 0 | 0 | 0 | 0
Scenario 4: Reference ZEAS Phase In | SCE | Com | ComRefrig | Com - Grocery | Energy Efficiency | RET | Total Adoptions | 21034.574 | 11448.7465 | 4836.2663 | 2561.4553 | 1911.6281 | 1553.079 | 1455.2597 | 1363.6042 | 1277.724 | 1197.255 | 1121.856 | 1051.2075 | 985.0101
Scenario 4: Reference ZEAS Phase In | SCE | Com | ComRefrig | Com - Grocery | Energy Efficiency | ROB | New Adoptions | 0 | 0 | 0 | 0 | 0 | 0 | 0 | 0 | 0 | 0 | 0 | 0 | 0
Scenario 4: Reference ZEAS Phase In | SCE | Com | ComRefrig | Com - Grocery | Energy Efficiency | ROB | Total Adoptions | 0 | 0 | 0 | 0 | 0 | 0 | 0 | 0 | 0 | 0 | 0 | 0 | 0
Scenario 4: Reference ZEAS Phase In | SCE | Com | ComRefrig | Com - Health | Energy Efficiency | NEW | New Adoptions | 0 | 0 | 0 | 0 | 0 | 0 | 0 | 6.4612 | 6.4531 | 6.3122 | 6.1436 | 6.242 | 6.4116
Scenario 4: Reference ZEAS Phase In | SCE | Com | ComRefrig | Com - Health | Energy Efficiency | NEW | Total Adoptions | 0 | 0 | 0 | 0 | 0 | 0 | 0 | 6.4612 | 6.4531 | 6.3122 | 6.1436 | 6.242 | 6.4116
Scenario 4: Reference ZEAS Phase In | SCE | Com | ComRefrig | Com - Health | Energy Efficiency | ROB | New Adoptions | 0 | 0 | 0 | 0 | 0 | 0 | 15.509 | 14.727 | 13.9872 | 13.2973 | 12.6615 | 12.0826 | 11.5598
Scenario 4: Reference ZEAS Phase In | SCE | Com | ComRefrig | Com - Health | Energy Efficiency | ROB | Total Adoptions | 0 | 0 | 0 | 0 | 0 | 0 | 41.8452 | 42.3957 | 42.8957 | 43.35 | 43.7691 | 44.1829 | 44.6033
Scenario 4: Reference ZEAS Phase In | SCE | Com | ComRefrig | Com - Refrig. Warehouse | Energy Efficiency | NEW | New Adoptions | 0 | 0 | 0 | 0 | 0 | 0 | 0 | 0 | 0 | 0 | 0 | 0 | 0
Scenario 4: Reference ZEAS Phase In | SCE | Com | ComRefrig | Com - Refrig. Warehouse | Energy Efficiency | NEW | Total Adoptions | 0 | 0 | 0 | 0 | 0 | 0 | 0 | 0 | 0 | 0 | 0 | 0 | 0
Scenario 4: Reference ZEAS Phase In | SCE | Com | ComRefrig | Com - Refrig. Warehouse | Energy Efficiency | RET | New Adoptions | 35.4914 | 24.6805 | 15.5023 | 8.6253 | 3.9039 | 0.85037 | 0.34567 | 0.080767 | 0 | 0 | 0 | 0 | 0
Scenario 4: Reference ZEAS Phase In | SCE | Com | ComRefrig | Com - Refrig. Warehouse | Energy Efficiency | RET | Total Adoptions | 37.5804 | 26.7366 | 17.4911 | 10.5237 | 5.6986 | 2.5358 | 1.9265 | 1.5624 | 1.3883 | 1.3009 | 1.219 | 1.1422 | 1.0703
Scenario 4: Reference ZEAS Phase In | SCE | Com | ComRefrig | Com - Refrig. Warehouse | Energy Efficiency | ROB | New Adoptions | 0 | 0 | 0 | 0 | 0 | 0 | 0 | 0 | 0 | 0 | 0 | 0 | 0
Scenario 4: Reference ZEAS Phase In | SCE | Com | ComRefrig | Com - Refrig. Warehouse | Energy Efficiency | ROB | Total Adoptions | 0 | 0 | 0 | 0 | 0 | 0 | 0 | 0 | 0 | 0 | 0 | 0 | 0
Scenario 4: Reference ZEAS Phase In | SCE | Com | ComRefrig | Com - Restaurant | Energy Efficiency | NEW | New Adoptions | 0 | 0 | 0 | 0 | 0 | 0 | 0 | 0 | 0 | 0 | 0 | 0 | 0
Scenario 4: Reference ZEAS Phase In | SCE | Com | ComRefrig | Com - Restaurant | Energy Efficiency | NEW | Total Adoptions | 0 | 0 | 0 | 0 | 0 | 0 | 0 | 0 | 0 | 0 | 0 | 0 | 0
Scenario 4: Reference ZEAS Phase In | SCE | Com | ComRefrig | Com - Restaurant | Energy Efficiency | RET | New Adoptions | 771.7345 | 386.3372 | 122.901 | 30.4142 | 9.3704 | 0 | 0 | 0 | 0 | 0 | 0 | 0 | 0
Scenario 4: Reference ZEAS Phase In | SCE | Com | ComRefrig | Com - Restaurant | Energy Efficiency | RET | Total Adoptions | 864.7566 | 475.0663 | 206.5559 | 108.9364 | 82.9892 | 68.9825 | 64.6384 | 60.5679 | 56.7539 | 53.1801 | 49.8315 | 46.6939 | 43.7538
Scenario 4: Reference ZEAS Phase In | SCE | Com | ComRefrig | Com - Restaurant | Energy Efficiency | ROB | New Adoptions | 0 | 0 | 0 | 0 | 0 | 0 | 0 | 0 | 0 | 0 | 0 | 0 | 0
Scenario 4: Reference ZEAS Phase In | SCE | Com | ComRefrig | Com - Restaurant | Energy Efficiency | ROB | Total Adoptions | 0 | 0 | 0 | 0 | 0 | 0 | 0 | 0 | 0 | 0 | 0 | 0 | 0
Scenario 4: Reference ZEAS Phase In | SCE | Com | ComRefrig | Com - Retail | Energy Efficiency | NEW | New Adoptions | 0 | 0 | 0 | 0 | 0 | 0 | 0 | 0 | 0 | 0 | 0 | 0 | 0
Scenario 4: Reference ZEAS Phase In | SCE | Com | ComRefrig | Com - Retail | Energy Efficiency | NEW | Total Adoptions | 0 | 0 | 0 | 0 | 0 | 0 | 0 | 0 | 0 | 0 | 0 | 0 | 0
Scenario 4: Reference ZEAS Phase In | SCE | Com | ComRefrig | Com - Retail | Energy Efficiency | RET | New Adoptions | 9270.8988 | 4804.3276 | 1731.0503 | 399.2295 | 145.9165 | 0 | 0 | 0 | 0 | 0 | 0 | 0 | 0
Scenario 4: Reference ZEAS Phase In | SCE | Com | ComRefrig | Com - Retail | Energy Efficiency | RET | Total Adoptions | 10242.4028 | 5734.0965 | 2609.4421 | 1224.0744 | 919.4561 | 724.8164 | 679.1635 | 636.3874 | 596.3067 | 558.7514 | 523.5625 | 490.5906 | 459.6961
Scenario 4: Reference ZEAS Phase In | SCE | Com | ComRefrig | Com - Retail | Energy Efficiency | ROB | New Adoptions | 0 | 0 | 0 | 0 | 0 | 0 | 0 | 0 | 0 | 0 | 0 | 0 | 0
Scenario 4: Reference ZEAS Phase In | SCE | Com | ComRefrig | Com - Retail | Energy Efficiency | ROB | Total Adoptions | 0 | 0 | 0 | 0 | 0 | 0 | 0 | 0 | 0 | 0 | 0 | 0 | 0
Scenario 4: Reference ZEAS Phase In | SCE | Com | ComRefrig | Com - School | Energy Efficiency | NEW | New Adoptions | 0 | 0 | 0 | 0 | 0 | 0 | 0 | 0 | 0 | 0 | 0 | 0 | 0
Scenario 4: Reference ZEAS Phase In | SCE | Com | ComRefrig | Com - School | Energy Efficiency | NEW | Total Adoptions | 0 | 0 | 0 | 0 | 0 | 0 | 0 | 0 | 0 | 0 | 0 | 0 | 0
Scenario 4: Reference ZEAS Phase In | SCE | Com | ComRefrig | Com - School | Energy Efficiency | RET | New Adoptions | 1.0419 | 0.14076 | 0 | 0 | 0 | 0 | 0 | 0 | 0 | 0 | 0 | 0 | 0
Scenario 4: Reference ZEAS Phase In | SCE | Com | ComRefrig | Com - School | Energy Efficiency | RET | Total Adoptions | 2.8331 | 1.8198 | 1.5733 | 1.4743 | 1.3815 | 1.2945 | 1.213 | 1.1367 | 1.0651 | 0.99807 | 0.93525 | 0.87639 | 0.82123
Scenario 4: Reference ZEAS Phase In | SCE | Com | ComRefrig | Com - School | Energy Efficiency | ROB | New Adoptions | 0 | 0 | 0 | 0 | 0 | 0 | 0 | 0 | 0 | 0 | 0 | 0 | 0
Scenario 4: Reference ZEAS Phase In | SCE | Com | ComRefrig | Com - School | Energy Efficiency | ROB | Total Adoptions | 0 | 0 | 0 | 0 | 0 | 0 | 0 | 0 | 0 | 0 | 0 | 0 | 0
Scenario 4: Reference ZEAS Phase In | SCE | Com | FoodServ | Com - College | Energy Efficiency | NEW | New Adoptions | 6.8448 | 7.1133 | 9.4012 | 10.043 | 10.2554 | 10.9141 | 11.4314 | 11.6697 | 11.8364 | 12.1411 | 12.2323 | 12.99 | 13.0386
Scenario 4: Reference ZEAS Phase In | SCE | Com | FoodServ | Com - College | Energy Efficiency | NEW | Total Adoptions | 6.8448 | 7.1133 | 9.4012 | 10.043 | 10.2554 | 10.9141 | 11.4314 | 11.6697 | 11.8364 | 12.1411 | 12.2323 | 12.99 | 13.0386
Scenario 4: Reference ZEAS Phase In | SCE | Com | FoodServ | Com - College | Energy Efficiency | ROB | New Adoptions | 0 | 7.5755 | 7.7428 | 7.8409 | 8.0013 | 7.9824 | 7.925 | 7.841 | 8.2976 | 8.2048 | 8.111 | 8.0248 | 7.9457
Scenario 4: Reference ZEAS Phase In | SCE | Com | FoodServ | Com - College | Energy Efficiency | ROB | Total Adoptions | 0 | 15.9932 | 16.5471 | 17.0398 | 17.8816 | 18.252 | 18.573 | 18.8501 | 21.1139 | 21.353 | 21.5707 | 21.7865 | 21.9916
Scenario 4: Reference ZEAS Phase In | SCE | Com | FoodServ | Com - Grocery | Energy Efficiency | NEW | New Adoptions | 30.447 | 32.4831 | 53.0542 | 55.5244 | 58.34 | 61.1228 | 62.6512 | 64.5228 | 65.9223 | 69.647 | 70.6838 | 71.3761 | 72.0392
Scenario 4: Reference ZEAS Phase In | SCE | Com | FoodServ | Com - Grocery | Energy Efficiency | NEW | Total Adoptions | 30.447 | 32.4831 | 53.0542 | 55.5244 | 58.34 | 61.1228 | 62.6512 | 64.5228 | 65.9223 | 69.647 | 70.6838 | 71.3761 | 72.0392
Scenario 4: Reference ZEAS Phase In | SCE | Com | FoodServ | Com - Grocery | Energy Efficiency | ROB | New Adoptions | 0 | 62.3186 | 63.7278 | 64.5617 | 65.9301 | 65.7762 | 65.275 | 64.5441 | 68.2308 | 67.4318 | 66.626 | 65.8534 | 65.1448
Scenario 4: Reference ZEAS Phase In | SCE | Com | FoodServ | Com - Grocery | Energy Efficiency | ROB | Total Adoptions | 0 | 131.2274 | 135.809 | 139.8686 | 146.8302 | 149.8854 | 152.4786 | 154.7104 | 173.0535 | 174.9855 | 176.7497 | 178.389 | 179.9514
Scenario 4: Reference ZEAS Phase In | SCE | Com | FoodServ | Com - Health | Energy Efficiency | NEW | New Adoptions | 20.9829 | 22.2405 | 29.2168 | 29.7495 | 30.8088 | 31.4804 | 32.4515 | 32.6277 | 32.6871 | 32.4678 | 31.6591 | 32.2102 | 33.1174
Scenario 4: Reference ZEAS Phase In | SCE | Com | FoodServ | Com - Health | Energy Efficiency | NEW | Total Adoptions | 20.9829 | 22.2405 | 29.2168 | 29.7495 | 30.8088 | 31.4804 | 32.4515 | 32.6277 | 32.6871 | 32.4678 | 31.6591 | 32.2102 | 33.1174
Scenario 4: Reference ZEAS Phase In | SCE | Com | FoodServ | Com - Health | Energy Efficiency | ROB | New Adoptions | 0 | 18.2326 | 18.7362 | 19.0659 | 19.4612 | 19.4904 | 19.4142 | 19.262 | 19.8478 | 19.6451 | 19.4311 | 19.2261 | 19.041
Scenario 4: Reference ZEAS Phase In | SCE | Com | FoodServ | Com - Health | Energy Efficiency | ROB | Total Adoptions | 0 | 38.4422 | 39.97 | 41.3352 | 43.2728 | 44.3276 | 45.2497 | 46.0501 | 49.5892 | 50.2475 | 50.831 | 51.3811 | 51.9181
Scenario 4: Reference ZEAS Phase In | SCE | Com | FoodServ | Com - Lodging | Energy Efficiency | NEW | New Adoptions | 17.7591 | 18.6533 | 60.334 | 61.7647 | 63.6116 | 65.4954 | 66.8021 | 67.918 | 68.5295 | 69.0718 | 69.4234 | 69.6496 | 69.8067
Scenario 4: Reference ZEAS Phase In | SCE | Com | FoodServ | Com - Lodging | Energy Efficiency | NEW | Total Adoptions | 17.7591 | 18.6533 | 60.334 | 61.7647 | 63.6116 | 65.4954 | 66.8021 | 67.918 | 68.5295 | 69.0718 | 69.4234 | 69.6496 | 69.8067
Scenario 4: Reference ZEAS Phase In | SCE | Com | FoodServ | Com - Lodging | Energy Efficiency | ROB | New Adoptions | 0 | 95.1416 | 96.8791 | 98.0921 | 99.2939 | 99.6574 | 99.7397 | 99.6422 | 99.8116 | 99.5914 | 99.3904 | 99.2407 | 99.1626
Scenario 4: Reference ZEAS Phase In | SCE | Com | FoodServ | Com - Lodging | Energy Efficiency | ROB | Total Adoptions | 0 | 236.6433 | 242.7039 | 248.2636 | 254.8468 | 259.5138 | 263.8009 | 267.7846 | 272.8201 | 276.3779 | 279.8052 | 283.1421 | 286.4214
Scenario 4: Reference ZEAS Phase In | SCE | Com | FoodServ | Com - Office (Large) | Energy Efficiency | NEW | New Adoptions | 0 | 0 | 9.6259 | 9.4525 | 9.3807 | 9.3103 | 9.1783 | 9.0733 | 8.8909 | 8.6851 | 8.5338 | 8.352 | 8.2009
Scenario 4: Reference ZEAS Phase In | SCE | Com | FoodServ | Com - Office (Large) | Energy Efficiency | NEW | Total Adoptions | 0 | 0 | 9.6259 | 9.4525 | 9.3807 | 9.3103 | 9.1783 | 9.0733 | 8.8909 | 8.6851 | 8.5338 | 8.352 | 8.2009
Scenario 4: Reference ZEAS Phase In | SCE | Com | FoodServ | Com - Office (Large) | Energy Efficiency | ROB | New Adoptions | 0 | 13.1033 | 13.1334 | 13.1654 | 13.2034 | 13.2482 | 13.2986 | 13.3555 | 13.4162 | 13.4798 | 13.5477 | 13.6183 | 13.6924
Scenario 4: Reference ZEAS Phase In | SCE | Com | FoodServ | Com - Office (Large) | Energy Efficiency | ROB | Total Adoptions | 0 | 38.8748 | 39.1487 | 39.4181 | 39.694 | 39.9785 | 40.2669 | 40.5627 | 40.8583 | 41.1515 | 41.4476 | 41.7432 | 42.0409
Scenario 4: Reference ZEAS Phase In | SCE | Com | FoodServ | Com - Office (Small) | Energy Efficiency | NEW | New Adoptions | 0 | 0 | 1.7408 | 1.7458 | 0 | 20.1676 | 1.597 | 1.6041 | 1.6088 | 1.6094 | 1.6121 | 1.6128 | 1.6142
Scenario 4: Reference ZEAS Phase In | SCE | Com | FoodServ | Com - Office (Small) | Energy Efficiency | NEW | Total Adoptions | 0 | 0 | 1.7408 | 1.7458 | 0 | 20.1676 | 1.597 | 1.6041 | 1.6088 | 1.6094 | 1.6121 | 1.6128 | 1.6142
Scenario 4: Reference ZEAS Phase In | SCE | Com | FoodServ | Com - Office (Small) | Energy Efficiency | ROB | New Adoptions | 0 | 3.651 | 3.6677 | 3.6844 | 3.0961 | 3.7101 | 3.73 | 3.7509 | 3.7728 | 3.7955 | 3.8192 | 3.8438 | 3.8693
Scenario 4: Reference ZEAS Phase In | SCE | Com | FoodServ | Com - Office (Small) | Energy Efficiency | ROB | Total Adoptions | 0 | 10.9482 | 11.04 | 11.1303 | 9.3636 | 11.3104 | 11.4005 | 11.4913 | 11.5828 | 11.6748 | 11.7677 | 11.8613 | 11.9557
Scenario 4: Reference ZEAS Phase In | SCE | Com | FoodServ | Com - Other | Energy Efficiency | NEW | New Adoptions | 29.7718 | 31.8139 | 78.5202 | 84.0536 | 89.0457 | 95.8275 | 100.2514 | 103.5608 | 105.6913 | 111.0064 | 113.283 | 115.1354 | 117.0854
Scenario 4: Reference ZEAS Phase In | SCE | Com | FoodServ | Com - Other | Energy Efficiency | NEW | Total Adoptions | 29.7718 | 31.8139 | 78.5202 | 84.0536 | 89.0457 | 95.8275 | 100.2514 | 103.5608 | 105.6913 | 111.0064 | 113.283 | 115.1354 | 117.0854
Scenario 4: Reference ZEAS Phase In | SCE | Com | FoodServ | Com - Other | Energy Efficiency | ROB | New Adoptions | 0 | 174.4146 | 181.1875 | 185.2722 | 191.0736 | 190.469 | 188.2002 | 184.7708 | 185.1383 | 180.8069 | 176.429 | 172.2004 | 168.2556
Scenario 4: Reference ZEAS Phase In | SCE | Com | FoodServ | Com - Other | Energy Efficiency | ROB | Total Adoptions | 0 | 263.0769 | 282.9688 | 300.4888 | 329.0514 | 341.8098 | 352.4477 | 361.2927 | 384.7778 | 391.3435 | 397.1297 | 402.366 | 407.2588
Scenario 4: Reference ZEAS Phase In | SCE | Com | FoodServ | Com - Restaurant | Energy Efficiency | NEW | New Adoptions | 155.7898 | 162.5567 | 350.344 | 366.8516 | 383.8968 | 401.3735 | 408.0012 | 415.62 | 421.4727 | 431.1707 | 434.9032 | 436.8298 | 438.9691
Scenario 4: Reference ZEAS Phase In | SCE | Com | FoodServ | Com - Restaurant | Energy Efficiency | NEW | Total Adoptions | 155.7898 | 162.5567 | 350.344 | 366.8516 | 383.8968 | 401.3735 | 408.0012 | 415.62 | 421.4727 | 431.1707 | 434.9032 | 436.8298 | 438.9691
Scenario 4: Reference ZEAS Phase In | SCE | Com | FoodServ | Com - Restaurant | Energy Efficiency | ROB | New Adoptions | 0 | 538.1791 | 550.7188 | 558.3234 | 574.0227 | 573.4567 | 570.0967 | 564.9328 | 568.2874 | 562.04 | 555.9027 | 550.1721 | 545.0569
Scenario 4: Reference ZEAS Phase In | SCE | Com | FoodServ | Com - Restaurant | Energy Efficiency | ROB | Total Adoptions | 0 | 1144.8153 | 1186.8424 | 1224.4585 | 1298.9316 | 1328.2901 | 1353.7693 | 1376.1971 | 1429.8633 | 1448.6343 | 1466.1361 | 1482.715 | 1498.7262
Scenario 4: Reference ZEAS Phase In | SCE | Com | FoodServ | Com - Retail | Energy Efficiency | NEW | New Adoptions | 9.6065 | 10.1977 | 16.664 | 17.1666 | 17.7452 | 18.1534 | 18.4113 | 18.7461 | 18.9416 | 19.0524 | 19.1826 | 19.2228 | 19.2678
Scenario 4: Reference ZEAS Phase In | SCE | Com | FoodServ | Com - Retail | Energy Efficiency | NEW | Total Adoptions | 9.6065 | 10.1977 | 16.664 | 17.1666 | 17.7452 | 18.1534 | 18.4113 | 18.7461 | 18.9416 | 19.0524 | 19.1826 | 19.2228 | 19.2678
Scenario 4: Reference ZEAS Phase In | SCE | Com | FoodServ | Com - Retail | Energy Efficiency | ROB | New Adoptions | 0 | 14.0646 | 14.1314 | 14.1984 | 14.2682 | 14.3414 | 14.4182 | 14.5006 | 14.5878 | 14.6792 | 14.7753 | 14.875 | 14.9783
Scenario 4: Reference ZEAS Phase In | SCE | Com | FoodServ | Com - Retail | Energy Efficiency | ROB | Total Adoptions | 0 | 42.1105 | 42.4657 | 42.8185 | 43.1752 | 43.5345 | 43.8955 | 44.2639 | 44.637 | 45.0133 | 45.3947 | 45.7788 | 46.1662
Scenario 4: Reference ZEAS Phase In | SCE | Com | FoodServ | Com - School | Energy Efficiency | NEW | New Adoptions | 27.0387 | 28.0232 | 58.4123 | 59.5766 | 60.1174 | 60.8997 | 60.772 | 60.7326 | 60.6585 | 60.9796 | 60.5807 | 60.4663 | 59.9671
Scenario 4: Reference ZEAS Phase In | SCE | Com | FoodServ | Com - School | Energy Efficiency | NEW | Total Adoptions | 27.0387 | 28.0232 | 58.4123 | 59.5766 | 60.1174 | 60.8997 | 60.772 | 60.7326 | 60.6585 | 60.9796 | 60.5807 | 60.4663 | 59.9671
Scenario 4: Reference ZEAS Phase In | SCE | Com | FoodServ | Com - School | Energy Efficiency | ROB | New Adoptions | 0 | 65.8042 | 67.1478 | 67.8418 | 68.2996 | 67.9506 | 67.2663 | 66.3756 | 66.0127 | 65.0144 | 64.0481 | 63.1538 | 62.347
Scenario 4: Reference ZEAS Phase In | SCE | Com | FoodServ | Com - School | Energy Efficiency | ROB | Total Adoptions | 0 | 141.2461 | 146.1068 | 150.3247 | 155.0187 | 158.0037 | 160.4714 | 162.5353 | 166.4722 | 168.0427 | 169.4552 | 170.7776 | 172.0327
Scenario 4: Reference ZEAS Phase In | SCE | Com | HVAC | Com - College | Energy Efficiency | NEW | New Adoptions | 796.0875 | 847.0355 | 928.4425 | 1019.5232 | 1071.0107 | 1166.6728 | 1256.7476 | 1318.3135 | 1372.3536 | 1409.6396 | 1453.1424 | 1576.3081 | 1613.5696
Scenario 4: Reference ZEAS Phase In | SCE | Com | HVAC | Com - College | Energy Efficiency | NEW | Total Adoptions | 796.0875 | 847.0355 | 928.4425 | 1019.5232 | 1071.0107 | 1166.6728 | 1256.7476 | 1318.3135 | 1372.3536 | 1409.6396 | 1453.1424 | 1576.3081 | 1613.5696
Scenario 4: Reference ZEAS Phase In | SCE | Com | HVAC | Com - College | Energy Efficiency | RET | New Adoptions | 0 | 0 | 0 | 0 | 0 | 0 | 0 | 0 | 0 | 0 | 0 | 0 | 0
Scenario 4: Reference ZEAS Phase In | SCE | Com | HVAC | Com - College | Energy Efficiency | RET | Total Adoptions | 0 | 0 | 0 | 0 | 0 | 0 | 0 | 0 | 0 | 0 | 0 | 0 | 0
Scenario 4: Reference ZEAS Phase In | SCE | Com | HVAC | Com - College | Energy Efficiency | ROB | New Adoptions | 39.1548 | 40.6207 | 41.8836 | 42.9599 | 43.8574 | 44.6161 | 45.2549 | 45.7837 | 46.2163 | 46.564 | 46.8447 | 47.0939 | 47.2983
Scenario 4: Reference ZEAS Phase In | SCE | Com | HVAC | Com - College | Energy Efficiency | ROB | Total Adoptions | 99.9638 | 102.9972 | 105.8393 | 108.5089 | 110.9858 | 113.3384 | 115.5804 | 117.7016 | 119.7098 | 121.6055 | 123.411 | 125.208 | 126.9342
Scenario 4: Reference ZEAS Phase In | SCE | Com | HVAC | Com - Grocery | Energy Efficiency | NEW | New Adoptions | 7.5 | 88.6084 | 118.4156 | 130.7768 | 145.1257 | 158.9787 | 171.87 | 186.4913 | 200.5041 | 211.6166 | 225.234 | 238.1334 | 251.2047
Scenario 4: Reference ZEAS Phase In | SCE | Com | HVAC | Com - Grocery | Energy Efficiency | NEW | Total Adoptions | 7.5 | 88.6084 | 118.4156 | 130.7768 | 145.1257 | 158.9787 | 171.87 | 186.4913 | 200.5041 | 211.6166 | 225.234 | 238.1334 | 251.2047
Scenario 4: Reference ZEAS Phase In | SCE | Com | HVAC | Com - Grocery | Energy Efficiency | RET | New Adoptions | 0 | 0 | 0 | 0 | 0 | 0 | 0 | 0 | 0 | 0 | 0 | 0 | 0
Scenario 4: Reference ZEAS Phase In | SCE | Com | HVAC | Com - Grocery | Energy Efficiency | RET | Total Adoptions | 0 | 0 | 0 | 0 | 0 | 0 | 0 | 0 | 0 | 0 | 0 | 0 | 0
Scenario 4: Reference ZEAS Phase In | SCE | Com | HVAC | Com - Grocery | Energy Efficiency | ROB | New Adoptions | 340.5528 | 459.4385 | 503.1176 | 547.2637 | 591.3801 | 635.3454 | 679.1246 | 722.8053 | 759.9727 | 802.6443 | 845.0598 | 887.0725 | 928.6046
Scenario 4: Reference ZEAS Phase In | SCE | Com | HVAC | Com - Grocery | Energy Efficiency | ROB | Total Adoptions | 417.0992 | 557.4895 | 610.6705 | 665.2161 | 720.6484 | 776.8213 | 833.6719 | 891.3264 | 942.2351 | 1000.4908 | 1059.3746 | 1118.729 | 1178.488
Scenario 4: Reference ZEAS Phase In | SCE | Com | HVAC | Com - Health | Energy Efficiency | NEW | New Adoptions | 35.8519 | 37.2191 | 39.099 | 114.9983 | 123.7447 | 152.4984 | 164.121 | 173.486 | 181.3703 | 40.5881 | 39.6206 | 40.3511 | 41.521
Scenario 4: Reference ZEAS Phase In | SCE | Com | HVAC | Com - Health | Energy Efficiency | NEW | Total Adoptions | 35.8519 | 37.2191 | 39.099 | 114.9983 | 123.7447 | 152.4984 | 164.121 | 173.486 | 181.3703 | 40.5881 | 39.6206 | 40.3511 | 41.521
Scenario 4: Reference ZEAS Phase In | SCE | Com | HVAC | Com - Health | Energy Efficiency | RET | New Adoptions | 0 | 0 | 0 | 0 | 0 | 0 | 0 | 0 | 0 | 0 | 0 | 0 | 0
Scenario 4: Reference ZEAS Phase In | SCE | Com | HVAC | Com - Health | Energy Efficiency | RET | Total Adoptions | 0 | 0 | 0 | 0 | 0 | 0 | 0 | 0 | 0 | 0 | 0 | 0 | 0
Scenario 4: Reference ZEAS Phase In | SCE | Com | HVAC | Com - Health | Energy Efficiency | ROB | New Adoptions | 79.0494 | 82.5189 | 401.0134 | 433.3324 | 555.2723 | 594.7033 | 638.7732 | 678.5204 | 89.4335 | 90.1194 | 90.6478 | 91.0796 | 91.4475
Scenario 4: Reference ZEAS Phase In | SCE | Com | HVAC | Com - Health | Energy Efficiency | ROB | Total Adoptions | 200.1082 | 207.2984 | 584.0004 | 626.3507 | 775.1438 | 827.5339 | 886.0435 | 940.2718 | 238.6156 | 242.6971 | 246.512 | 250.198 | 253.8094
Scenario 4: Reference ZEAS Phase In | SCE | Com | HVAC | Com - Lodging | Energy Efficiency | NEW | New Adoptions | 109.7046 | 122.4483 | 134.0981 | 145.1978 | 213.1766 | 243.1885 | 263.2913 | 283.504 | 302.4513 | 28.7225 | 28.935 | 29.0843 | 29.1915
Scenario 4: Reference ZEAS Phase In | SCE | Com | HVAC | Com - Lodging | Energy Efficiency | NEW | Total Adoptions | 109.7046 | 122.4483 | 134.0981 | 145.1978 | 213.1766 | 243.1885 | 263.2913 | 283.504 | 302.4513 | 28.7225 | 28.935 | 29.0843 | 29.1915
Scenario 4: Reference ZEAS Phase In | SCE | Com | HVAC | Com - Lodging | Energy Efficiency | RET | New Adoptions | 0 | 0 | 0 | 0 | 0 | 27.2197 | 26.3076 | 25.0125 | 0 | 0 | 0 | 0 | 0
Scenario 4: Reference ZEAS Phase In | SCE | Com | HVAC | Com - Lodging | Energy Efficiency | RET | Total Adoptions | 0 | 0 | 0 | 0 | 0 | 29.8744 | 28.9022 | 27.5452 | 0 | 0 | 0 | 0 | 0
Scenario 4: Reference ZEAS Phase In | SCE | Com | HVAC | Com - Lodging | Energy Efficiency | ROB | New Adoptions | 338.9511 | 375.7473 | 413.4219 | 595.4985 | 682.5863 | 741.1595 | 800.1275 | 859.8002 | 50.115 | 50.6659 | 51.1448 | 51.5631 | 51.9386
Scenario 4: Reference ZEAS Phase In | SCE | Com | HVAC | Com - Lodging | Energy Efficiency | ROB | Total Adoptions | 446.8607 | 492.0242 | 538.8216 | 763.4431 | 871.3224 | 947.8939 | 1026.0619 | 1106.2325 | 128.14 | 130.6247 | 133.0176 | 135.3263 | 137.5669
Scenario 4: Reference ZEAS Phase In | SCE | Com | HVAC | Com - Office (Large) | Energy Efficiency | NEW | New Adoptions | 39.9887 | 40.0664 | 39.9347 | 39.879 | 40.1456 | 40.3284 | 40.1601 | 40.0324 | 39.4924 | 38.7832 | 38.2614 | 37.5553 | 36.9465
Scenario 4: Reference ZEAS Phase In | SCE | Com | HVAC | Com - Office (Large) | Energy Efficiency | NEW | Total Adoptions | 39.9887 | 40.0664 | 39.9347 | 39.879 | 40.1456 | 40.3284 | 40.1601 | 40.0324 | 39.4924 | 38.7832 | 38.2614 | 37.5553 | 36.9465
Scenario 4: Reference ZEAS Phase In | SCE | Com | HVAC | Com - Office (Large) | Energy Efficiency | RET | New Adoptions | 0 | 0 | 0 | 0 | 0 | 0 | 0 | 0 | 0 | 0 | 0 | 0 | 0
Scenario 4: Reference ZEAS Phase In | SCE | Com | HVAC | Com - Office (Large) | Energy Efficiency | RET | Total Adoptions | 0 | 0 | 0 | 0 | 0 | 0 | 0 | 0 | 0 | 0 | 0 | 0 | 0
Scenario 4: Reference ZEAS Phase In | SCE | Com | HVAC | Com - Office (Large) | Energy Efficiency | ROB | New Adoptions | 44.8494 | 46.5521 | 47.9963 | 49.2068 | 50.2224 | 51.071 | 51.7711 | 52.3474 | 52.8103 | 53.1747 | 53.463 | 53.6848 | 53.8555
Scenario 4: Reference ZEAS Phase In | SCE | Com | HVAC | Com - Office (Large) | Energy Efficiency | ROB | Total Adoptions | 110.8627 | 114.1576 | 117.2007 | 120.0162 | 122.6547 | 125.1387 | 127.4694 | 129.6705 | 131.732 | 133.6594 | 135.4823 | 137.2016 | 138.8365
Scenario 4: Reference ZEAS Phase In | SCE | Com | HVAC | Com - Office (Small) | Energy Efficiency | NEW | New Adoptions | 1688.7077 | 1806.819 | 1922.1319 | 2034.446 | 0 | 25806.7549 | 2126.0785 | 2223.1729 | 2309.9202 | 2383.8621 | 2454.0945 | 2515.2306 | 2571.4684
Scenario 4: Reference ZEAS Phase In | SCE | Com | HVAC | Com - Office (Small) | Energy Efficiency | NEW | Total Adoptions | 1688.7077 | 1806.819 | 1922.1319 | 2034.446 | 0 | 25806.7549 | 2126.0785 | 2223.1729 | 2309.9202 | 2383.8621 | 2454.0945 | 2515.2306 | 2571.4684
Scenario 4: Reference ZEAS Phase In | SCE | Com | HVAC | Com - Office (Small) | Energy Efficiency | ROB | New Adoptions | 27.1703 | 28.2961 | 29.2722 | 30.1092 | 25.9177 | 30.8195 | 31.3746 | 31.8481 | 32.2505 | 32.5916 | 32.8819 | 33.1294 | 33.3417
Scenario 4: Reference ZEAS Phase In | SCE | Com | HVAC | Com - Office (Small) | Energy Efficiency | ROB | Total Adoptions | 70.724 | 72.917 | 74.959 | 76.8589 | 65.5465 | 79.2901 | 80.8802 | 82.3807 | 83.7996 | 85.1436 | 86.4237 | 87.6461 | 88.8183
Scenario 4: Reference ZEAS Phase In | SCE | Com | HVAC | Com - Other | Energy Efficiency | NEW | New Adoptions | 10657.6828 | 11628.8611 | 12626.0181 | 13603.2956 | 14575.8727 | 15534.1263 | 16562.6618 | 17469.7125 | 18221.4412 | 19041.4649 | 19851.8433 | 20592.7734 | 21347.6942
Scenario 4: Reference ZEAS Phase In | SCE | Com | HVAC | Com - Other | Energy Efficiency | NEW | Total Adoptions | 10657.6828 | 11628.8611 | 12626.0181 | 13603.2956 | 14575.8727 | 15534.1263 | 16562.6618 | 17469.7125 | 18221.4412 | 19041.4649 | 19851.8433 | 20592.7734 | 21347.6942
Scenario 4: Reference ZEAS Phase In | SCE | Com | HVAC | Com - Other | Energy Efficiency | RET | New Adoptions | 533.4883 | 546.3315 | 549.0434 | 540.8834 | 521.844 | 492.6969 | 454.9286 | 410.5711 | 0 | 0 | 0 | 0 | 0
Scenario 4: Reference ZEAS Phase In | SCE | Com | HVAC | Com - Other | Energy Efficiency | RET | Total Adoptions | 555.8464 | 569.2629 | 572.5202 | 564.8385 | 546.1735 | 517.2657 | 479.5781 | 435.1283 | 0 | 0 | 0 | 0 | 0
Scenario 4: Reference ZEAS Phase In | SCE | Com | HVAC | Com - Other | Energy Efficiency | ROB | New Adoptions | 42.1377 | 44.3441 | 51.883 | 54.4056 | 58.515 | 60.9711 | 63.3476 | 65.6528 | 42.4188 | 42.8727 | 43.2704 | 43.6212 | 43.936
Scenario 4: Reference ZEAS Phase In | SCE | Com | HVAC | Com - Other | Energy Efficiency | ROB | Total Adoptions | 99.1687 | 102.9688 | 112.7987 | 117.1003 | 123.2933 | 127.636 | 131.9434 | 136.2162 | 110.0611 | 112.0034 | 113.8849 | 115.7115 | 117.4956
Scenario 4: Reference ZEAS Phase In | SCE | Com | HVAC | Com - Restaurant | Energy Efficiency | NEW | New Adoptions | 1582.7966 | 1717.9147 | 1855.8515 | 1998.273 | 2148.9614 | 2262.4173 | 2358.3135 | 2461.0546 | 2551.6654 | 2625.8171 | 2697.3584 | 2752.4279 | 2804.3921
Scenario 4: Reference ZEAS Phase In | SCE | Com | HVAC | Com - Restaurant | Energy Efficiency | NEW | Total Adoptions | 1582.7966 | 1717.9147 | 1855.8515 | 1998.273 | 2148.9614 | 2262.4173 | 2358.3135 | 2461.0546 | 2551.6654 | 2625.8171 | 2697.3584 | 2752.4279 | 2804.3921
Scenario 4: Reference ZEAS Phase In | SCE | Com | HVAC | Com - Restaurant | Energy Efficiency | RET | New Adoptions | 0 | 0 | 0 | 0 | 0 | 0 | 0 | 0 | 0 | 0 | 0 | 0 | 0
Scenario 4: Reference ZEAS Phase In | SCE | Com | HVAC | Com - Restaurant | Energy Efficiency | RET | Total Adoptions | 0 | 0 | 0 | 0 | 0 | 0 | 0 | 0 | 0 | 0 | 0 | 0 | 0
Scenario 4: Reference ZEAS Phase In | SCE | Com | HVAC | Com - Restaurant | Energy Efficiency | ROB | New Adoptions | 13.7146 | 14.2534 | 14.7228 | 15.1279 | 15.4768 | 15.7742 | 16.0259 | 16.2391 | 16.4186 | 16.5686 | 16.6945 | 16.7996 | 16.8877
Scenario 4: Reference ZEAS Phase In | SCE | Com | HVAC | Com - Restaurant | Energy Efficiency | ROB | Total Adoptions | 34.3192 | 35.4254 | 36.4686 | 37.4529 | 38.3873 | 39.2702 | 40.1041 | 40.8967 | 41.6504 | 42.367 | 43.0518 | 43.7057 | 44.3327
Scenario 4: Reference ZEAS Phase In | SCE | Com | HVAC | Com - Retail | Energy Efficiency | NEW | New Adoptions | 3754.6803 | 4061.9721 | 4325.6712 | 4761.6387 | 5135.0615 | 5439.1788 | 5701.2863 | 6189.1107 | 6436.7184 | 5563.1603 | 5707.1023 | 5808.4961 | 5898.3711
Scenario 4: Reference ZEAS Phase In | SCE | Com | HVAC | Com - Retail | Energy Efficiency | NEW | Total Adoptions | 3754.6803 | 4061.9721 | 4325.6712 | 4761.6387 | 5135.0615 | 5439.1788 | 5701.2863 | 6189.1107 | 6436.7184 | 5563.1603 | 5707.1023 | 5808.4961 | 5898.3711
Scenario 4: Reference ZEAS Phase In | SCE | Com | HVAC | Com - Retail | Energy Efficiency | RET | New Adoptions | 204.4696 | 207.6299 | 206.6989 | 201.5151 | 192.226 | 179.2788 | 163.3692 | 145.3581 | 0 | 0 | 0 | 0 | 0
Scenario 4: Reference ZEAS Phase In | SCE | Com | HVAC | Com - Retail | Energy Efficiency | RET | Total Adoptions | 214.277 | 217.5796 | 216.7782 | 211.6959 | 202.4664 | 189.5258 | 173.5619 | 155.4315 | 0 | 0 | 0 | 0 | 0
Scenario 4: Reference ZEAS Phase In | SCE | Com | HVAC | Com - Retail | Energy Efficiency | ROB | New Adoptions | 1071.8358 | 1194.7212 | 1765.3102 | 2014.3035 | 2202.3311 | 2392.9284 | 2585.6033 | 2780.2144 | 34.3137 | 34.5875 | 34.8093 | 34.9861 | 35.1261
Scenario 4: Reference ZEAS Phase In | SCE | Com | HVAC | Com - Retail | Energy Efficiency | ROB | Total Adoptions | 1265.9372 | 1411.2421 | 2092.0326 | 2399.0726 | 2636.7937 | 2881.0872 | 3131.3595 | 3387.5543 | 89.5845 | 90.9384 | 92.2209 | 93.4343 | 94.5866
Scenario 4: Reference ZEAS Phase In | SCE | Com | HVAC | Com - School | Energy Efficiency | NEW | New Adoptions | 3843.0328 | 4051.1767 | 4263.0587 | 4452.8587 | 4608.2966 | 4772.5934 | 4890.9748 | 5018.5123 | 5142.8883 | 5260.0627 | 5348.7024 | 5456.1085 | 5521.5448
Scenario 4: Reference ZEAS Phase In | SCE | Com | HVAC | Com - School | Energy Efficiency | NEW | Total Adoptions | 3843.0328 | 4051.1767 | 4263.0587 | 4452.8587 | 4608.2966 | 4772.5934 | 4890.9748 | 5018.5123 | 5142.8883 | 5260.0627 | 5348.7024 | 5456.1085 | 5521.5448
Scenario 4: Reference ZEAS Phase In | SCE | Com | HVAC | Com - School | Energy Efficiency | RET | New Adoptions | 0 | 0 | 0 | 0 | 0 | 0 | 4.1335 | 0 | 0 | 0 | 0 | 0 | 0
Scenario 4: Reference ZEAS Phase In | SCE | Com | HVAC | Com - School | Energy Efficiency | RET | Total Adoptions | 0 | 0 | 0 | 0 | 0 | 0 | 15.8583 | 10.9432 | 0 | 0 | 0 | 0 | 0
Scenario 4: Reference ZEAS Phase In | SCE | Com | HVAC | Com - School | Energy Efficiency | ROB | New Adoptions | 17.9933 | 18.6762 | 19.2624 | 19.7584 | 20.1729 | 20.5179 | 20.8006 | 21.0312 | 21.2172 | 21.3661 | 21.4836 | 21.5766 | 21.6485
Scenario 4: Reference ZEAS Phase In | SCE | Com | HVAC | Com - School | Energy Efficiency | ROB | Total Adoptions | 43.7246 | 45.0411 | 46.2674 | 47.4061 | 48.4616 | 49.4463 | 50.3621 | 51.2195 | 52.0257 | 52.7871 | 53.5069 | 54.1942 | 54.8488
Scenario 4: Reference ZEAS Phase In | SCE | Com | HVAC | Com - Warehouse | Energy Efficiency | NEW | New Adoptions | 2.5893 | 2.7625 | 2.898 | 3.0807 | 3.3216 | 3.4948 | 3.6268 | 3.7706 | 3.865 | 3.9485 | 4.0289 | 4.0717 | 4.1299
Scenario 4: Reference ZEAS Phase In | SCE | Com | HVAC | Com - Warehouse | Energy Efficiency | NEW | Total Adoptions | 2.5893 | 2.7625 | 2.898 | 3.0807 | 3.3216 | 3.4948 | 3.6268 | 3.7706 | 3.865 | 3.9485 | 4.0289 | 4.0717 | 4.1299
Scenario 4: Reference ZEAS Phase In | SCE | Com | HVAC | Com - Warehouse | Energy Efficiency | ROB | New Adoptions | 10.9237 | 11.4792 | 11.9885 | 12.4559 | 13.3593 | 13.7926 | 14.1945 | 14.5686 | 10.5894 | 10.698 | 10.7913 | 10.8712 | 10.9406
Scenario 4: Reference ZEAS Phase In | SCE | Com | HVAC | Com - Warehouse | Energy Efficiency | ROB | Total Adoptions | 25.4628 | 26.3619 | 27.2171 | 28.0348 | 29.363 | 30.1654 | 30.9402 | 31.6912 | 27.2937 | 27.7185 | 28.1261 | 28.5164 | 28.8931
Scenario 4: Reference ZEAS Phase In | SCE | Com | Lighting | Com - College | Energy Efficiency | NEW | New Adoptions | 0 | 0 | 127.1606 | 141.0329 | 149.468 | 164.1011 | 178.0108 | 187.8972 | 196.6858 | 203.0317 | 210.2229 | 228.9364 | 235.1599
Scenario 4: Reference ZEAS Phase In | SCE | Com | Lighting | Com - College | Energy Efficiency | NEW | Total Adoptions | 0 | 0 | 127.1606 | 141.0329 | 149.468 | 164.1011 | 178.0108 | 187.8972 | 196.6858 | 203.0317 | 210.2229 | 228.9364 | 235.1599
Scenario 4: Reference ZEAS Phase In | SCE | Com | Lighting | Com - College | Energy Efficiency | RET | New Adoptions | 0 | 0 | 0 | 0 | 0 | 0 | 0 | 0 | 0 | 0 | 0 | 0 | 0
Scenario 4: Reference ZEAS Phase In | SCE | Com | Lighting | Com - College | Energy Efficiency | RET | Total Adoptions | 0 | 0 | 0 | 0 | 0 | 0 | 0 | 0 | 0 | 0 | 0 | 0 | 0
Scenario 4: Reference ZEAS Phase In | SCE | Com | Lighting | Com - College | Energy Efficiency | ROB | New Adoptions | 0 | 400.3215 | 427.6536 | 452.8019 | 475.6482 | 496.4919 | 515.4342 | 532.4851 | 547.7542 | 561.3248 | 573.3974 | 584.5 | 604.8038
Scenario 4: Reference ZEAS Phase In | SCE | Com | Lighting | Com - College | Energy Efficiency | ROB | Total Adoptions | 0 | 555.1488 | 600.2901 | 644.1752 | 686.34 | 727.1688 | 766.607 | 804.3971 | 840.4989 | 874.8104 | 907.4849 | 939.417 | 981.3991
Scenario 4: Reference ZEAS Phase In | SCE | Com | Lighting | Com - Grocery | Energy Efficiency | NEW | New Adoptions | 414.4622 | 441.412 | 462.7172 | 487.1388 | 516.0862 | 541.0127 | 560.8882 | 584.6318 | 604.6437 | 620.1805 | 636.6479 | 649.8431 | 662.4859
Scenario 4: Reference ZEAS Phase In | SCE | Com | Lighting | Com - Grocery | Energy Efficiency | NEW | Total Adoptions | 414.4622 | 441.412 | 462.7172 | 487.1388 | 516.0862 | 541.0127 | 560.8882 | 584.6318 | 604.6437 | 620.1805 | 636.6479 | 649.8431 | 662.4859
Scenario 4: Reference ZEAS Phase In | SCE | Com | Lighting | Com - Grocery | Energy Efficiency | RET | New Adoptions | 0 | 0 | 0 | 0 | 0 | 0 | 0 | 0 | 0 | 0 | 0 | 0 | 0
Scenario 4: Reference ZEAS Phase In | SCE | Com | Lighting | Com - Grocery | Energy Efficiency | RET | Total Adoptions | 0 | 0 | 0 | 0 | 0 | 0 | 0 | 0 | 0 | 0 | 0 | 0 | 0
Scenario 4: Reference ZEAS Phase In | SCE | Com | Lighting | Com - Grocery | Energy Efficiency | ROB | New Adoptions | 1345.7312 | 1402.9979 | 1451.9932 | 1493.4354 | 1528.2329 | 1557.0456 | 1580.4637 | 1599.2991 | 1614.0883 | 1625.3215 | 1633.6223 | 1637.3791 | 1637.6227
Scenario 4: Reference ZEAS Phase In | SCE | Com | Lighting | Com - Grocery | Energy Efficiency | ROB | Total Adoptions | 2239.6505 | 2345.3307 | 2444.3614 | 2537.2482 | 2624.7744 | 2707.1684 | 2784.5693 | 2857.7154 | 2926.7949 | 2991.9468 | 3053.6908 | 3105.4502 | 3146.0425
Scenario 4: Reference ZEAS Phase In | SCE | Com | Lighting | Com - Health | Energy Efficiency | NEW | New Adoptions | 476.1838 | 504.2021 | 539.1564 | 552.9639 | 578.2256 | 595.4279 | 621.449 | 632.8639 | 642.1352 | 637.4431 | 628.8652 | 646.8259 | 671.7787
Scenario 4: Reference ZEAS Phase In | SCE | Com | Lighting | Com - Health | Energy Efficiency | NEW | Total Adoptions | 476.1838 | 504.2021 | 539.1564 | 552.9639 | 578.2256 | 595.4279 | 621.449 | 632.8639 | 642.1352 | 637.4431 | 628.8652 | 646.8259 | 671.7787
Scenario 4: Reference ZEAS Phase In | SCE | Com | Lighting | Com - Health | Energy Efficiency | RET | New Adoptions | 0 | 0 | 0 | 0 | 0 | 0 | 0 | 0 | 0 | 0 | 0 | 0 | 0
Scenario 4: Reference ZEAS Phase In | SCE | Com | Lighting | Com - Health | Energy Efficiency | RET | Total Adoptions | 0 | 0 | 0 | 0 | 0 | 0 | 0 | 0 | 0 | 0 | 0 | 0 | 0
Scenario 4: Reference ZEAS Phase In | SCE | Com | Lighting | Com - Health | Energy Efficiency | ROB | New Adoptions | 1580.3153 | 1654.6461 | 1719.886 | 1775.976 | 1824.036 | 1864.6452 | 1898.8565 | 1927.013 | 1949.7643 | 1967.4113 | 1980.5276 | 1987.9961 | 1991.8415
Scenario 4: Reference ZEAS Phase In | SCE | Com | Lighting | Com - Health | Energy Efficiency | ROB | Total Adoptions | 2628.8015 | 2765.3928 | 2895.5893 | 3018.1246 | 3134.1957 | 3243.7227 | 3347.7913 | 3445.874 | 3538.2662 | 3624.4708 | 3704.7019 | 3772.316 | 3827.8288
Scenario 4: Reference ZEAS Phase In | SCE | Com | Lighting | Com - Lodging | Energy Efficiency | NEW | New Adoptions | 0 | 0 | 0 | 0 | 0 | 0 | 0 | 0 | 0 | 0 | 0 | 0 | 0
Scenario 4: Reference ZEAS Phase In | SCE | Com | Lighting | Com - Lodging | Energy Efficiency | NEW | Total Adoptions | 0 | 0 | 0 | 0 | 0 | 0 | 0 | 0 | 0 | 0 | 0 | 0 | 0
Scenario 4: Reference ZEAS Phase In | SCE | Com | Lighting | Com - Lodging | Energy Efficiency | RET | New Adoptions | 0 | 0 | 0 | 0 | 0 | 0 | 0 | 0 | 0 | 0 | 0 | 0 | 0
Scenario 4: Reference ZEAS Phase In | SCE | Com | Lighting | Com - Lodging | Energy Efficiency | RET | Total Adoptions | 0 | 0 | 0 | 0 | 0 | 0 | 0 | 0 | 0 | 0 | 0 | 0 | 0
Scenario 4: Reference ZEAS Phase In | SCE | Com | Lighting | Com - Lodging | Energy Efficiency | ROB | New Adoptions | 0 | 0 | 0 | 0 | 0 | 0 | 0 | 0 | 0 | 0 | 0 | 0 | 0
Scenario 4: Reference ZEAS Phase In | SCE | Com | Lighting | Com - Lodging | Energy Efficiency | ROB | Total Adoptions | 0 | 0 | 0 | 0 | 0 | 0 | 0 | 0 | 0 | 0 | 0 | 0 | 0
Scenario 4: Reference ZEAS Phase In | SCE | Com | Lighting | Com - Office (Large) | Energy Efficiency | NEW | New Adoptions | 0 | 0 | 1029.9806 | 1076.5314 | 1130.2519 | 1180.3088 | 1218.2584 | 1255.2514 | 1276.7681 | 1289.7464 | 1305.9878 | 1313.0872 | 1320.7822
Scenario 4: Reference ZEAS Phase In | SCE | Com | Lighting | Com - Office (Large) | Energy Efficiency | NEW | Total Adoptions | 0 | 0 | 1029.9806 | 1076.5314 | 1130.2519 | 1180.3088 | 1218.2584 | 1255.2514 | 1276.7681 | 1289.7464 | 1305.9878 | 1313.0872 | 1320.7822
Scenario 4: Reference ZEAS Phase In | SCE | Com | Lighting | Com - Office (Large) | Energy Efficiency | RET | New Adoptions | 0 | 0 | 0 | 0 | 0 | 0 | 0 | 0 | 0 | 0 | 0 | 0 | 0
Scenario 4: Reference ZEAS Phase In | SCE | Com | Lighting | Com - Office (Large) | Energy Efficiency | RET | Total Adoptions | 0 | 0 | 0 | 0 | 0 | 0 | 0 | 0 | 0 | 0 | 0 | 0 | 0
Scenario 4: Reference ZEAS Phase In | SCE | Com | Lighting | Com - Office (Large) | Energy Efficiency | ROB | New Adoptions | 0 | 1400.5345 | 1496.4383 | 1584.304 | 1664.729 | 1738.0879 | 1804.5399 | 1864.6534 | 1918.5497 | 1966.6165 | 2009.6512 | 2048.0257 | 2082.4127
Scenario 4: Reference ZEAS Phase In | SCE | Com | Lighting | Com - Office (Large) | Energy Efficiency | ROB | Total Adoptions | 0 | 2025.8795 | 2197.181 | 2362.9599 | 2523.5687 | 2678.7958 | 2827.9474 | 2971.1893 | 3107.7534 | 3237.445 | 3360.9761 | 3478.2209 | 3589.7685
Scenario 4: Reference ZEAS Phase In | SCE | Com | Lighting | Com - Office (Small) | Energy Efficiency | NEW | New Adoptions | 0 | 0 | 0 | 0 | 0 | 0 | 0 | 0 | 0 | 0 | 0 | 0 | 0
Scenario 4: Reference ZEAS Phase In | SCE | Com | Lighting | Com - Office (Small) | Energy Efficiency | NEW | Total Adoptions | 0 | 0 | 0 | 0 | 0 | 0 | 0 | 0 | 0 | 0 | 0 | 0 | 0
Scenario 4: Reference ZEAS Phase In | SCE | Com | Lighting | Com - Office (Small) | Energy Efficiency | RET | New Adoptions | 0 | 0 | 0 | 0 | 0 | 0 | 0 | 0 | 0 | 0 | 0 | 0 | 0
Scenario 4: Reference ZEAS Phase In | SCE | Com | Lighting | Com - Office (Small) | Energy Efficiency | RET | Total Adoptions | 0 | 0 | 0 | 0 | 0 | 0 | 0 | 0 | 0 | 0 | 0 | 0 | 0
Scenario 4: Reference ZEAS Phase In | SCE | Com | Lighting | Com - Office (Small) | Energy Efficiency | ROB | New Adoptions | 0 | 0 | 0 | 0 | 0 | 0 | 0 | 0 | 0 | 0 | 0 | 0 | 0
Scenario 4: Reference ZEAS Phase In | SCE | Com | Lighting | Com - Office (Small) | Energy Efficiency | ROB | Total Adoptions | 0 | 0 | 0 | 0 | 0 | 0 | 0 | 0 | 0 | 0 | 0 | 0 | 0
Scenario 4: Reference ZEAS Phase In | SCE | Com | Lighting | Com - Other | Energy Efficiency | NEW | New Adoptions | 0 | 0 | 0 | 0 | 0 | 0 | 0 | 0 | 0 | 0 | 0 | 0 | 0
Scenario 4: Reference ZEAS Phase In | SCE | Com | Lighting | Com - Other | Energy Efficiency | NEW | Total Adoptions | 0 | 0 | 0 | 0 | 0 | 0 | 0 | 0 | 0 | 0 | 0 | 0 | 0
Scenario 4: Reference ZEAS Phase In | SCE | Com | Lighting | Com - Other | Energy Efficiency | RET | New Adoptions | 0 | 0 | 0 | 0 | 0 | 0 | 0 | 0 | 0 | 0 | 0 | 0 | 0
Scenario 4: Reference ZEAS Phase In | SCE | Com | Lighting | Com - Other | Energy Efficiency | RET | Total Adoptions | 0 | 0 | 0 | 0 | 0 | 0 | 0 | 0 | 0 | 0 | 0 | 0 | 0
Scenario 4: Reference ZEAS Phase In | SCE | Com | Lighting | Com - Other | Energy Efficiency | ROB | New Adoptions | 0 | 0 | 0 | 0 | 0 | 0 | 0 | 0 | 0 | 0 | 0 | 0 | 0
Scenario 4: Reference ZEAS Phase In | SCE | Com | Lighting | Com - Other | Energy Efficiency | ROB | Total Adoptions | 0 | 0 | 0 | 0 | 0 | 0 | 0 | 0 | 0 | 0 | 0 | 0 | 0
Scenario 4: Reference ZEAS Phase In | SCE | Com | Lighting | Com - Refrig. Warehouse | Energy Efficiency | NEW | New Adoptions | 75.0973 | 7.228 | 7.4318 | 7.4621 | 7.624 | 7.8672 | 8.1594 | 8.3878 | 8.6704 | 8.9312 | 9.1413 | 9.4175 | 9.6527
Scenario 4: Reference ZEAS Phase In | SCE | Com | Lighting | Com - Refrig. Warehouse | Energy Efficiency | NEW | Total Adoptions | 75.0973 | 7.228 | 7.4318 | 7.4621 | 7.624 | 7.8672 | 8.1594 | 8.3878 | 8.6704 | 8.9312 | 9.1413 | 9.4175 | 9.6527
Scenario 4: Reference ZEAS Phase In | SCE | Com | Lighting | Com - Refrig. Warehouse | Energy Efficiency | RET | New Adoptions | 0 | 0 | 0 | 0 | 0 | 0 | 0 | 0 | 0 | 0 | 0 | 0 | 0
Scenario 4: Reference ZEAS Phase In | SCE | Com | Lighting | Com - Refrig. Warehouse | Energy Efficiency | RET | Total Adoptions | 0 | 0 | 0 | 0 | 0 | 0 | 0 | 0 | 0 | 0 | 0 | 0 | 0
Scenario 4: Reference ZEAS Phase In | SCE | Com | Lighting | Com - Refrig. Warehouse | Energy Efficiency | ROB | New Adoptions | 21.8009 | 22.868 | 23.7885 | 24.5663 | 25.2175 | 25.7572 | 26.1993 | 26.5539 | 26.8338 | 27.0491 | 27.2089 | 27.2916 | 27.3417
Scenario 4: Reference ZEAS Phase In | SCE | Com | Lighting | Com - Refrig. Warehouse | Energy Efficiency | ROB | Total Adoptions | 37.3078 | 39.2334 | 41.0385 | 42.715 | 44.279 | 45.7441 | 47.1217 | 48.4153 | 49.636 | 50.79 | 51.8815 | 52.773 | 53.5372
Scenario 4: Reference ZEAS Phase In | SCE | Com | Lighting | Com - Restaurant | Energy Efficiency | NEW | New Adoptions | 363.2844 | 388.8539 | 414.4469 | 440.5634 | 468.0964 | 487.627 | 503.3146 | 520.4133 | 535.3447 | 547.2693 | 558.9748 | 567.9697 | 576.7934
Scenario 4: Reference ZEAS Phase In | SCE | Com | Lighting | Com - Restaurant | Energy Efficiency | NEW | Total Adoptions | 363.2844 | 388.8539 | 414.4469 | 440.5634 | 468.0964 | 487.627 | 503.3146 | 520.4133 | 535.3447 | 547.2693 | 558.9748 | 567.9697 | 576.7934
Scenario 4: Reference ZEAS Phase In | SCE | Com | Lighting | Com - Restaurant | Energy Efficiency | RET | New Adoptions | 0 | 0 | 0 | 0 | 0 | 0 | 0 | 0 | 0 | 0 | 0 | 0 | 0
Scenario 4: Reference ZEAS Phase In | SCE | Com | Lighting | Com - Restaurant | Energy Efficiency | RET | Total Adoptions | 0 | 0 | 0 | 0 | 0 | 0 | 0 | 0 | 0 | 0 | 0 | 0 | 0
Scenario 4: Reference ZEAS Phase In | SCE | Com | Lighting | Com - Restaurant | Energy Efficiency | ROB | New Adoptions | 1112.3433 | 1162.5913 | 1206.4791 | 1244.4696 | 1277.1713 | 1304.9233 | 1328.1688 | 1347.4869 | 1363.319 | 1376.071 | 1386.2165 | 1394.1061 | 1398.9287
Scenario 4: Reference ZEAS Phase In | SCE | Com | Lighting | Com - Restaurant | Energy Efficiency | ROB | Total Adoptions | 1838.3576 | 1931.2377 | 2019.5316 | 2103.4641 | 2183.4577 | 2259.3138 | 2331.1119 | 2399.2917 | 2464.0333 | 2525.4702 | 2583.9384 | 2639.5692 | 2688.0484
Scenario 4: Reference ZEAS Phase In | SCE | Com | Lighting | Com - Retail | Energy Efficiency | NEW | New Adoptions | 2293.5401 | 2432.1561 | 2541.751 | 2664.0888 | 2802.5177 | 2917.1317 | 3008.7799 | 3112.9776 | 3193.115 | 3256.8903 | 3321.3745 | 3367.2619 | 3410.8383
Scenario 4: Reference ZEAS Phase In | SCE | Com | Lighting | Com - Retail | Energy Efficiency | NEW | Total Adoptions | 2293.5401 | 2432.1561 | 2541.751 | 2664.0888 | 2802.5177 | 2917.1317 | 3008.7799 | 3112.9776 | 3193.115 | 3256.8903 | 3321.3745 | 3367.2619 | 3410.8383
Scenario 4: Reference ZEAS Phase In | SCE | Com | Lighting | Com - Retail | Energy Efficiency | RET | New Adoptions | 0 | 0 | 0 | 0 | 0 | 0 | 0 | 0 | 0 | 0 | 0 | 0 | 0
Scenario 4: Reference ZEAS Phase In | SCE | Com | Lighting | Com - Retail | Energy Efficiency | RET | Total Adoptions | 0 | 0 | 0 | 0 | 0 | 0 | 0 | 0 | 0 | 0 | 0 | 0 | 0
Scenario 4: Reference ZEAS Phase In | SCE | Com | Lighting | Com - Retail | Energy Efficiency | ROB | New Adoptions | 6899.171 | 7199.3341 | 7457.2916 | 7676.478 | 7861.1993 | 8014.6557 | 8139.9031 | 8240.8511 | 8320.099 | 8380.3643 | 8424.738 | 8444.2933 | 8449.1874
Scenario 4: Reference ZEAS Phase In | SCE | Com | Lighting | Com - Retail | Energy Efficiency | ROB | Total Adoptions | 11475.7971 | 12037.8182 | 12566.4786 | 13063.9721 | 13533.6542 | 13976.336 | 14392.8207 | 14786.3119 | 15157.3652 | 15507.107 | 15837.8867 | 16109.5997 | 16330.1879
Scenario 4: Reference ZEAS Phase In | SCE | Com | Lighting | Com - School | Energy Efficiency | NEW | New Adoptions | 0 | 0 | 0 | 0 | 0 | 0 | 0 | 0 | 0 | 0 | 0 | 0 | 0
Scenario 4: Reference ZEAS Phase In | SCE | Com | Lighting | Com - School | Energy Efficiency | NEW | Total Adoptions | 0 | 0 | 0 | 0 | 0 | 0 | 0 | 0 | 0 | 0 | 0 | 0 | 0
Scenario 4: Reference ZEAS Phase In | SCE | Com | Lighting | Com - School | Energy Efficiency | RET | New Adoptions | 0 | 0 | 0 | 0 | 0 | 0 | 0 | 0 | 0 | 0 | 0 | 0 | 0
Scenario 4: Reference ZEAS Phase In | SCE | Com | Lighting | Com - School | Energy Efficiency | RET | Total Adoptions | 0 | 0 | 0 | 0 | 0 | 0 | 0 | 0 | 0 | 0 | 0 | 0 | 0
Scenario 4: Reference ZEAS Phase In | SCE | Com | Lighting | Com - School | Energy Efficiency | ROB | New Adoptions | 0 | 0 | 0 | 0 | 0 | 0 | 0 | 0 | 0 | 0 | 0 | 0 | 0
Scenario 4: Reference ZEAS Phase In | SCE | Com | Lighting | Com - School | Energy Efficiency | ROB | Total Adoptions | 0 | 0 | 0 | 0 | 0 | 0 | 0 | 0 | 0 | 0 | 0 | 0 | 0
Scenario 4: Reference ZEAS Phase In | SCE | Com | Lighting | Com - Warehouse | Energy Efficiency | NEW | New Adoptions | 52.6584 | 59.3424 | 65.4923 | 72.9535 | 82.1551 | 90.1175 | 237.8025 | 251.3934 | 262.0175 | 0 | 0 | 0 | 0
Scenario 4: Reference ZEAS Phase In | SCE | Com | Lighting | Com - Warehouse | Energy Efficiency | NEW | Total Adoptions | 52.6584 | 59.3424 | 65.4923 | 72.9535 | 82.1551 | 90.1175 | 237.8025 | 251.3934 | 262.0175 | 0 | 0 | 0 | 0
Scenario 4: Reference ZEAS Phase In | SCE | Com | Lighting | Com - Warehouse | Energy Efficiency | RET | New Adoptions | 0 | 0 | 0 | 0 | 0 | 0 | 0 | 0 | 0 | 0 | 0 | 0 | 0
Scenario 4: Reference ZEAS Phase In | SCE | Com | Lighting | Com - Warehouse | Energy Efficiency | RET | Total Adoptions | 0 | 0 | 0 | 0 | 0 | 0 | 0 | 0 | 0 | 0 | 0 | 0 | 0
Scenario 4: Reference ZEAS Phase In | SCE | Com | Lighting | Com - Warehouse | Energy Efficiency | ROB | New Adoptions | 215.4343 | 232.7189 | 248.6424 | 263.2459 | 276.6282 | 879.3767 | 893.0696 | 904.1798 | 0 | 0 | 0 | 0 | 0
Scenario 4: Reference ZEAS Phase In | SCE | Com | Lighting | Com - Warehouse | Energy Efficiency | ROB | Total Adoptions | 289.9537 | 316.837 | 342.9303 | 368.2298 | 392.8106 | 1524.2666 | 1568.3297 | 1610.0952 | 0 | 0 | 0 | 0 | 0
Scenario 4: Reference ZEAS Phase In | SCE | Com | WaterHeat | Com - College | Energy Efficiency | NEW | New Adoptions | 0.11855 | 0.14306 | 0.17817 | 0.22274 | 0.267 | 0.33266 | 0.4108 | 0.49513 | 0.59352 | 0.70348 | 0.83844 | 1.0534 | 1.251
Scenario 4: Reference ZEAS Phase In | SCE | Com | WaterHeat | Com - College | Energy Efficiency | NEW | Total Adoptions | 0.11855 | 0.14306 | 0.17817 | 0.22274 | 0.267 | 0.33266 | 0.4108 | 0.49513 | 0.59352 | 0.70348 | 0.83844 | 1.0534 | 1.251
Scenario 4: Reference ZEAS Phase In | SCE | Com | WaterHeat | Com - College | Energy Efficiency | ROB | New Adoptions | 0.8565 | 1.0304 | 1.2366 | 1.4815 | 1.7724 | 2.1186 | 2.5311 | 3.0222 | 3.607 | 4.3029 | 5.1309 | 6.1181 | 7.2934
Scenario 4: Reference ZEAS Phase In | SCE | Com | WaterHeat | Com - College | Energy Efficiency | ROB | Total Adoptions | 1.0851 | 1.3133 | 1.5847 | 1.9079 | 2.2921 | 2.7502 | 3.2965 | 3.9475 | 4.7228 | 5.6454 | 6.7436 | 8.0552 | 9.617
Scenario 4: Reference ZEAS Phase In | SCE | Com | WaterHeat | Com - Grocery | Energy Efficiency | NEW | New Adoptions | 0.43346 | 0.53209 | 0.64414 | 0.7847 | 0.96379 | 1.1734 | 1.4154 | 1.7192 | 2.0751 | 2.4872 | 2.9874 | 3.5716 | 4.2687
Scenario 4: Reference ZEAS Phase In | SCE | Com | WaterHeat | Com - Grocery | Energy Efficiency | NEW | Total Adoptions | 0.43346 | 0.53209 | 0.64414 | 0.7847 | 0.96379 | 1.1734 | 1.4154 | 1.7192 | 2.0751 | 2.4872 | 2.9874 | 3.5716 | 4.2687
Scenario 4: Reference ZEAS Phase In | SCE | Com | WaterHeat | Com - Grocery | Energy Efficiency | ROB | New Adoptions | 2.4159 | 2.8975 | 3.4703 | 4.1518 | 4.9635 | 5.9307 | 7.0832 | 8.4572 | 10.0951 | 12.0471 | 14.3735 | 17.1452 | 20.4466
Scenario 4: Reference ZEAS Phase In | SCE | Com | WaterHeat | Com - Grocery | Energy Efficiency | ROB | Total Adoptions | 3.0505 | 3.6892 | 4.4491 | 5.354 | 6.4329 | 7.7192 | 9.2525 | 11.0817 | 13.2631 | 15.8635 | 18.964 | 22.659 | 27.0619
Scenario 4: Reference ZEAS Phase In | SCE | Com | WaterHeat | Com - Health | Energy Efficiency | NEW | New Adoptions | 0.31331 | 0.3829 | 0.47339 | 0.56235 | 0.68234 | 0.81674 | 0.99248 | 1.1786 | 1.3964 | 1.6208 | 1.8716 | 2.2556 | 2.747
Scenario 4: Reference ZEAS Phase In | SCE | Com | WaterHeat | Com - Health | Energy Efficiency | NEW | Total Adoptions | 0.31331 | 0.3829 | 0.47339 | 0.56235 | 0.68234 | 0.81674 | 0.99248 | 1.1786 | 1.3964 | 1.6208 | 1.8716 | 2.2556 | 2.747
Scenario 4: Reference ZEAS Phase In | SCE | Com | WaterHeat | Com - Health | Energy Efficiency | ROB | New Adoptions | 1.7848 | 2.1548 | 2.5969 | 3.1244 | 3.7545 | 4.507 | 5.4064 | 6.4805 | 7.7625 | 9.2908 | 11.1106 | 13.2796 | 15.8662
Scenario 4: Reference ZEAS Phase In | SCE | Com | WaterHeat | Com - Health | Energy Efficiency | ROB | Total Adoptions | 2.2562 | 2.7441 | 3.328 | 4.0251 | 4.8586 | 5.8545 | 7.0458 | 8.4686 | 10.167 | 12.1908 | 14.5998 | 17.4736 | 20.9046
Scenario 4: Reference ZEAS Phase In | SCE | Com | WaterHeat | Com - Lodging | Energy Efficiency | NEW | New Adoptions | 0.1033 | 0.12588 | 0.15341 | 0.18513 | 0.22509 | 0.27274 | 0.32928 | 0.39666 | 0.47452 | 0.56518 | 0.67386 | 0.80195 | 0.95328
Scenario 4: Reference ZEAS Phase In | SCE | Com | WaterHeat | Com - Lodging | Energy Efficiency | NEW | Total Adoptions | 0.1033 | 0.12588 | 0.15341 | 0.18513 | 0.22509 | 0.27274 | 0.32928 | 0.39666 | 0.47452 | 0.56518 | 0.67386 | 0.80195 | 0.95328
Scenario 4: Reference ZEAS Phase In | SCE | Com | WaterHeat | Com - Lodging | Energy Efficiency | RET | New Adoptions | 0 | 0 | 0 | 0 | 0 | 0 | 0 | 0 | 0 | 0 | 0 | 0 | 0
Scenario 4: Reference ZEAS Phase In | SCE | Com | WaterHeat | Com - Lodging | Energy Efficiency | RET | Total Adoptions | 0 | 0 | 0 | 0 | 0 | 0 | 0 | 0 | 0 | 0 | 0 | 0 | 0
Scenario 4: Reference ZEAS Phase In | SCE | Com | WaterHeat | Com - Lodging | Energy Efficiency | ROB | New Adoptions | 0.45811 | 0.55468 | 0.67008 | 0.80803 | 0.97311 | 1.1708 | 1.4074 | 1.6909 | 2.0302 | 2.4363 | 2.922 | 3.5027 | 4.1968
Scenario 4: Reference ZEAS Phase In | SCE | Com | WaterHeat | Com - Lodging | Energy Efficiency | ROB | Total Adoptions | 0.58506 | 0.71291 | 0.86598 | 1.0492 | 1.2687 | 1.5317 | 1.8469 | 2.2246 | 2.6769 | 3.2181 | 3.8657 | 4.6402 | 5.5661
Scenario 4: Reference ZEAS Phase In | SCE | Com | WaterHeat | Com - Office (Large) | Energy Efficiency | NEW | New Adoptions | 3.3694 | 4.0206 | 4.7622 | 5.644 | 6.7383 | 8.0249 | 9.4735 | 11.1956 | 13.0961 | 15.2526 | 17.8485 | 20.7832 | 24.2579
Scenario 4: Reference ZEAS Phase In | SCE | Com | WaterHeat | Com - Office (Large) | Energy Efficiency | NEW | Total Adoptions | 3.3694 | 4.0206 | 4.7622 | 5.644 | 6.7383 | 8.0249 | 9.4735 | 11.1956 | 13.0961 | 15.2526 | 17.8485 | 20.7832 | 24.2579
Scenario 4: Reference ZEAS Phase In | SCE | Com | WaterHeat | Com - Office (Large) | Energy Efficiency | ROB | New Adoptions | 9.2264 | 11.2298 | 13.6092 | 16.4394 | 19.8135 | 23.8415 | 28.6512 | 34.3966 | 41.2542 | 49.4338 | 59.1896 | 70.816 | 84.6661
Scenario 4: Reference ZEAS Phase In | SCE | Com | WaterHeat | Com - Office (Large) | Energy Efficiency | ROB | Total Adoptions | 12.103 | 14.7751 | 17.9581 | 21.7527 | 26.2848 | 31.7013 | 38.1711 | 45.9015 | 55.1256 | 66.1227 | 79.2366 | 94.8597 | 113.4682
Scenario 4: Reference ZEAS Phase In | SCE | Com | WaterHeat | Com - Office (Small) | Energy Efficiency | NEW | New Adoptions | 0.5534 | 0.66948 | 0.80684 | 0.96965 | 0 | 15.98 | 1.5098 | 1.8384 | 2.2191 | 2.6582 | 3.1764 | 3.7811 | 4.4935
Scenario 4: Reference ZEAS Phase In | SCE | Com | WaterHeat | Com - Office (Small) | Energy Efficiency | NEW | Total Adoptions | 0.5534 | 0.66948 | 0.80684 | 0.96965 | 0 | 15.98 | 1.5098 | 1.8384 | 2.2191 | 2.6582 | 3.1764 | 3.7811 | 4.4935
Scenario 4: Reference ZEAS Phase In | SCE | Com | WaterHeat | Com - Office (Small) | Energy Efficiency | ROB | New Adoptions | 2.5309 | 3.0436 | 3.6538 | 4.3798 | 4.351 | 5.8879 | 7.3195 | 8.9791 | 10.9156 | 13.1864 | 15.8595 | 19.014 | 22.7433
Scenario 4: Reference ZEAS Phase In | SCE | Com | WaterHeat | Com - Office (Small) | Energy Efficiency | ROB | Total Adoptions | 3.2159 | 3.8977 | 4.7099 | 5.677 | 5.6989 | 8.213 | 10.0361 | 12.1751 | 14.6946 | 17.6698 | 21.1905 | 25.3614 | 30.3064
Scenario 4: Reference ZEAS Phase In | SCE | Com | WaterHeat | Com - Other | Energy Efficiency | NEW | New Adoptions | 2.3856 | 2.9422 | 3.618 | 4.4244 | 5.3951 | 6.5604 | 8.0023 | 9.681 | 11.6105 | 13.9897 | 16.8479 | 20.2298 | 24.3209
Scenario 4: Reference ZEAS Phase In | SCE | Com | WaterHeat | Com - Other | Energy Efficiency | NEW | Total Adoptions | 2.3856 | 2.9422 | 3.618 | 4.4244 | 5.3951 | 6.5604 | 8.0023 | 9.681 | 11.6105 | 13.9897 | 16.8479 | 20.2298 | 24.3209
Scenario 4: Reference ZEAS Phase In | SCE | Com | WaterHeat | Com - Other | Energy Efficiency | ROB | New Adoptions | 12.7402 | 15.3297 | 18.4139 | 22.0888 | 26.4706 | 31.6984 | 37.9397 | 45.3909 | 54.2832 | 64.8964 | 77.5647 | 92.6822 | 110.721
Scenario 4: Reference ZEAS Phase In | SCE | Com | WaterHeat | Com - Other | Energy Efficiency | ROB | Total Adoptions | 16.1445 | 19.5745 | 23.6665 | 28.5487 | 34.3761 | 41.3342 | 49.648 | 59.5791 | 71.4339 | 85.5901 | 102.4956 | 122.6785 | 146.7746
Scenario 4: Reference ZEAS Phase In | SCE | Com | WaterHeat | Com - Refrig. Warehouse | Energy Efficiency | NEW | New Adoptions | 1.4685 | 0.16301 | 0.19643 | 0.23042 | 0.27463 | 0.33043 | 0.39962 | 0.47927 | 0.57838 | 0.6961 | 0.83313 | 1.0044 | 1.2057
Scenario 4: Reference ZEAS Phase In | SCE | Com | WaterHeat | Com - Refrig. Warehouse | Energy Efficiency | NEW | Total Adoptions | 1.4685 | 0.16301 | 0.19643 | 0.23042 | 0.27463 | 0.33043 | 0.39962 | 0.47927 | 0.57838 | 0.6961 | 0.83313 | 1.0044 | 1.2057
Scenario 4: Reference ZEAS Phase In | SCE | Com | WaterHeat | Com - Refrig. Warehouse | Energy Efficiency | ROB | New Adoptions | 0.7113 | 0.88475 | 1.0867 | 1.3229 | 1.6005 | 1.9281 | 2.3157 | 2.7751 | 3.3204 | 3.9682 | 4.7381 | 5.6536 | 6.7423
Scenario 4: Reference ZEAS Phase In | SCE | Com | WaterHeat | Com - Refrig. Warehouse | Energy Efficiency | ROB | Total Adoptions | 0.95032 | 1.1712 | 1.4312 | 1.7378 | 2.1004 | 2.5303 | 3.0409 | 3.6476 | 4.3693 | 5.2279 | 6.2495 | 7.4658 | 8.9135
Scenario 4: Reference ZEAS Phase In | SCE | Com | WaterHeat | Com - Restaurant | Energy Efficiency | NEW | New Adoptions | 0.18429 | 0.22714 | 0.27912 | 0.34256 | 0.42082 | 0.50726 | 0.60681 | 0.72835 | 0.87045 | 1.0346 | 1.2299 | 1.4549 | 1.7212
Scenario 4: Reference ZEAS Phase In | SCE | Com | WaterHeat | Com - Restaurant | Energy Efficiency | NEW | Total Adoptions | 0.18429 | 0.22714 | 0.27912 | 0.34256 | 0.42082 | 0.50726 | 0.60681 | 0.72835 | 0.87045 | 1.0346 | 1.2299 | 1.4549 | 1.7212
Scenario 4: Reference ZEAS Phase In | SCE | Com | WaterHeat | Com - Restaurant | Energy Efficiency | ROB | New Adoptions | 0.98101 | 1.1841 | 1.4259 | 1.7139 | 2.0575 | 2.4675 | 2.9568 | 3.5408 | 4.2376 | 5.0686 | 6.0597 | 7.2408 | 8.6477
Scenario 4: Reference ZEAS Phase In | SCE | Com | WaterHeat | Com - Restaurant | Energy Efficiency | ROB | Total Adoptions | 1.2514 | 1.5194 | 1.8392 | 2.2209 | 2.6771 | 3.2219 | 3.8723 | 4.649 | 5.576 | 6.6818 | 8.0009 | 9.5731 | 11.4464
Scenario 4: Reference ZEAS Phase In | SCE | Com | WaterHeat | Com - Retail | Energy Efficiency | NEW | New Adoptions | 2.6469 | 3.2249 | 3.8794 | 4.6896 | 5.6985 | 6.8584 | 8.1893 | 9.8244 | 11.6896 | 13.8419 | 16.4022 | 19.3223 | 22.7535
Scenario 4: Reference ZEAS Phase In | SCE | Com | WaterHeat | Com - Retail | Energy Efficiency | NEW | Total Adoptions | 2.6469 | 3.2249 | 3.8794 | 4.6896 | 5.6985 | 6.8584 | 8.1893 | 9.8244 | 11.6896 | 13.8419 | 16.4022 | 19.3223 | 22.7535
Scenario 4: Reference ZEAS Phase In | SCE | Com | WaterHeat | Com - Retail | Energy Efficiency | RET | New Adoptions | 0 | 0 | 0 | 0 | 1.4119 | 1.4078 | 1.3731 | 1.3083 | 0 | 0 | 0 | 0 | 0
Scenario 4: Reference ZEAS Phase In | SCE | Com | WaterHeat | Com - Retail | Energy Efficiency | RET | Total Adoptions | 0 | 0 | 0 | 0 | 1.6994 | 1.6839 | 1.6387 | 1.5634 | 0 | 0 | 0 | 0 | 0
Scenario 4: Reference ZEAS Phase In | SCE | Com | WaterHeat | Com - Retail | Energy Efficiency | ROB | New Adoptions | 14.0068 | 16.8232 | 20.1735 | 24.1588 | 28.903 | 34.5518 | 41.2765 | 49.2837 | 58.8133 | 70.1495 | 83.6324 | 99.6579 | 118.6964
Scenario 4: Reference ZEAS Phase In | SCE | Com | WaterHeat | Com - Retail | Energy Efficiency | ROB | Total Adoptions | 17.7185 | 21.4539 | 25.9 | 31.1932 | 37.5001 | 45.0131 | 53.9591 | 64.6153 | 77.2999 | 92.3907 | 110.3422 | 131.6803 | 157.0339
Scenario 4: Reference ZEAS Phase In | SCE | Com | WaterHeat | Com - School | Energy Efficiency | NEW | New Adoptions | 0.72122 | 0.86756 | 1.0422 | 1.2441 | 1.474 | 1.7508 | 2.062 | 2.4365 | 2.881 | 3.4066 | 4.0119 | 4.7479 | 5.583
Scenario 4: Reference ZEAS Phase In | SCE | Com | WaterHeat | Com - School | Energy Efficiency | NEW | Total Adoptions | 0.72122 | 0.86756 | 1.0422 | 1.2441 | 1.474 | 1.7508 | 2.062 | 2.4365 | 2.881 | 3.4066 | 4.0119 | 4.7479 | 5.583
Scenario 4: Reference ZEAS Phase In | SCE | Com | WaterHeat | Com - School | Energy Efficiency | ROB | New Adoptions | 2.6247 | 3.1875 | 3.8545 | 4.646 | 5.5864 | 6.7052 | 8.0367 | 9.6219 | 11.5094 | 13.7571 | 16.4333 | 19.6197 | 23.4118
Scenario 4: Reference ZEAS Phase In | SCE | Com | WaterHeat | Com - School | Energy Efficiency | ROB | Total Adoptions | 3.4147 | 4.1586 | 5.0435 | 6.0966 | 7.3499 | 8.8428 | 10.6204 | 12.7379 | 15.2602 | 18.265 | 21.843 | 26.1048 | 31.1772
Scenario 4: Reference ZEAS Phase In | SCE | Com | WaterHeat | Com - Warehouse | Energy Efficiency | NEW | New Adoptions | 2.1124 | 2.6503 | 3.2684 | 4.0842 | 5.177 | 6.4057 | 7.8213 | 9.5717 | 11.555 | 13.9094 | 16.73 | 19.9387 | 23.8577
Scenario 4: Reference ZEAS Phase In | SCE | Com | WaterHeat | Com - Warehouse | Energy Efficiency | NEW | Total Adoptions | 2.1124 | 2.6503 | 3.2684 | 4.0842 | 5.177 | 6.4057 | 7.8213 | 9.5717 | 11.555 | 13.9094 | 16.73 | 19.9387 | 23.8577
Scenario 4: Reference ZEAS Phase In | SCE | Com | WaterHeat | Com - Warehouse | Energy Efficiency | RET | New Adoptions | 0 | 0 | 0 | 0 | 0 | 0 | 0 | 0 | 0 | 0 | 0 | 0 | 0
Scenario 4: Reference ZEAS Phase In | SCE | Com | WaterHeat | Com - Warehouse | Energy Efficiency | RET | Total Adoptions | 0 | 0 | 0 | 0 | 0 | 0 | 0 | 0 | 0 | 0 | 0 | 0 | 0
Scenario 4: Reference ZEAS Phase In | SCE | Com | WaterHeat | Com - Warehouse | Energy Efficiency | ROB | New Adoptions | 18.854 | 22.5567 | 26.9385 | 32.1289 | 38.2879 | 45.601 | 54.2868 | 64.6076 | 76.8675 | 91.4293 | 108.7257 | 129.2601 | 153.6358
Scenario 4: Reference ZEAS Phase In | SCE | Com | WaterHeat | Com - Warehouse | Energy Efficiency | ROB | Total Adoptions | 23.7063 | 28.5807 | 34.3584 | 41.2139 | 49.3634 | 59.0498 | 70.5616 | 84.2498 | 100.516 | 119.8438 | 142.8102 | 170.0823 | 202.4697
Scenario 4: Reference ZEAS Phase In | SCE | Com | WholeBlg | Com - College | Energy Efficiency | NEW | New Adoptions | 0 | 0 | 0 | 0 | 0 | 0 | 0 | 0 | 0 | 0 | 0 | 0 | 0
Scenario 4: Reference ZEAS Phase In | SCE | Com | WholeBlg | Com - College | Energy Efficiency | NEW | Total Adoptions | 0 | 0 | 0 | 0 | 0 | 0 | 0 | 0 | 0 | 0 | 0 | 0 | 0
Scenario 4: Reference ZEAS Phase In | SCE | Com | WholeBlg | Com - Office (Large) | Energy Efficiency | NEW | New Adoptions | 0 | 0 | 0 | 0 | 0 | 0 | 0 | 0 | 0 | 0 | 0 | 0 | 0
Scenario 4: Reference ZEAS Phase In | SCE | Com | WholeBlg | Com - Office (Large) | Energy Efficiency | NEW | Total Adoptions | 0 | 0 | 0 | 0 | 0 | 0 | 0 | 0 | 0 | 0 | 0 | 0 | 0
Scenario 4: Reference ZEAS Phase In | SCE | Com | WholeBlg | Com - Other | Energy Efficiency | NEW | New Adoptions | 0 | 0 | 0 | 0 | 0 | 0 | 0 | 0 | 0 | 0 | 0 | 0 | 0
Scenario 4: Reference ZEAS Phase In | SCE | Com | WholeBlg | Com - Other | Energy Efficiency | NEW | Total Adoptions | 0 | 0 | 0 | 0 | 0 | 0 | 0 | 0 | 0 | 0 | 0 | 0 | 0
Scenario 4: Reference ZEAS Phase In | SCE | Com | WholeBlg | Com - Restaurant | Energy Efficiency | NEW | New Adoptions | 22.5411 | 26.2596 | 30.4682 | 35.1975 | 40.5474 | 45.8202 | 51.2916 | 57.4907 | 64.1232 | 71.0655 | 78.6751 | 86.6906 | 95.4381
Scenario 4: Reference ZEAS Phase In | SCE | Com | WholeBlg | Com - Restaurant | Energy Efficiency | NEW | Total Adoptions | 22.5411 | 26.2596 | 30.4682 | 35.1975 | 40.5474 | 45.8202 | 51.2916 | 57.4907 | 64.1232 | 71.0655 | 78.6751 | 86.6906 | 95.4381
Scenario 4: Reference ZEAS Phase In | SCE | Com | WholeBlg | Com - Retail | Energy Efficiency | NEW | New Adoptions | 117.442 | 136.6763 | 156.9444 | 180.5394 | 208.0989 | 237.4301 | 268.4111 | 304.1788 | 341.8214 | 381.7713 | 426.1053 | 472.9052 | 524.0726
Scenario 4: Reference ZEAS Phase In | SCE | Com | WholeBlg | Com - Retail | Energy Efficiency | NEW | Total Adoptions | 117.442 | 136.6763 | 156.9444 | 180.5394 | 208.0989 | 237.4301 | 268.4111 | 304.1788 | 341.8214 | 381.7713 | 426.1053 | 472.9052 | 524.0726
Scenario 4: Reference ZEAS Phase In | SCE | Com | WholeBlg | Com - Warehouse | Energy Efficiency | NEW | New Adoptions | 66.0013 | 78.4268 | 91.8574 | 108.4965 | 129.1785 | 150.2855 | 172.3216 | 197.6289 | 223.5889 | 251.6976 | 282.5491 | 314.5851 | 350.9246
Scenario 4: Reference ZEAS Phase In | SCE | Com | WholeBlg | Com - Warehouse | Energy Efficiency | NEW | Total Adoptions | 66.0013 | 78.4268 | 91.8574 | 108.4965 | 129.1785 | 150.2855 | 172.3216 | 197.6289 | 223.5889 | 251.6976 | 282.5491 | 314.5851 | 350.9246
Scenario 4: Reference ZEAS Phase In | SCE | Res | AppPlug | Res - Multi Family | Energy Efficiency | NEW | New Adoptions | 0 | 0 | 0 | 0 | 0 | 0 | 0 | 0 | 0 | 0 | 0 | 0 | 0
Scenario 4: Reference ZEAS Phase In | SCE | Res | AppPlug | Res - Multi Family | Energy Efficiency | NEW | Total Adoptions | 0 | 0 | 0 | 0 | 0 | 0 | 0 | 0 | 0 | 0 | 0 | 0 | 0
Scenario 4: Reference ZEAS Phase In | SCE | Res | AppPlug | Res - Multi Family | Energy Efficiency | ROB | New Adoptions | 0 | 0 | 0 | 0 | 0 | 0 | 0 | 0 | 0 | 0 | 0 | 0 | 0
Scenario 4: Reference ZEAS Phase In | SCE | Res | AppPlug | Res - Multi Family | Energy Efficiency | ROB | Total Adoptions | 0 | 0 | 0 | 0 | 0 | 0 | 0 | 0 | 0 | 0 | 0 | 0 | 0
Scenario 4: Reference ZEAS Phase In | SCE | Res | AppPlug | Res - Single Family | Energy Efficiency | NEW | New Adoptions | 0 | 0 | 0 | 0 | 0 | 0 | 0 | 0 | 0 | 0 | 0 | 0 | 0
Scenario 4: Reference ZEAS Phase In | SCE | Res | AppPlug | Res - Single Family | Energy Efficiency | NEW | Total Adoptions | 0 | 0 | 0 | 0 | 0 | 0 | 0 | 0 | 0 | 0 | 0 | 0 | 0
Scenario 4: Reference ZEAS Phase In | SCE | Res | AppPlug | Res - Single Family | Energy Efficiency | ROB | New Adoptions | 0 | 0 | 0 | 0 | 0 | 0 | 0 | 0 | 0 | 0 | 0 | 0 | 0
Scenario 4: Reference ZEAS Phase In | SCE | Res | AppPlug | Res - Single Family | Energy Efficiency | ROB | Total Adoptions | 0 | 0 | 0 | 0 | 0 | 0 | 0 | 0 | 0 | 0 | 0 | 0 | 0
Scenario 4: Reference ZEAS Phase In | SCE | Res | BldgEnv | Res - Single Family | Energy Efficiency | NEW | New Adoptions | 937611.8704 | 1181241.1662 | 1292397.0293 | 1296541.8212 | 1328563.0817 | 1298985.8433 | 1241879.7526 | 1175659.9377 | 1112993.5497 | 0 | 0 | 0 | 0
Scenario 4: Reference ZEAS Phase In | SCE | Res | BldgEnv | Res - Single Family | Energy Efficiency | NEW | Total Adoptions | 937611.8704 | 1181241.1662 | 1292397.0293 | 1296541.8212 | 1328563.0817 | 1298985.8433 | 1241879.7526 | 1175659.9377 | 1112993.5497 | 0 | 0 | 0 | 0
Scenario 4: Reference ZEAS Phase In | SCE | Res | BldgEnv | Res - Single Family | Energy Efficiency | RET | New Adoptions | 282068.259 | 278042.4182 | 274265.5792 | 270737.8804 | 267462.9944 | 264439.33 | 261659.7414 | 259114.1734 | 98390.4411 | 0 | 0 | 0 | 0
Scenario 4: Reference ZEAS Phase In | SCE | Res | BldgEnv | Res - Single Family | Energy Efficiency | RET | Total Adoptions | 1504255.7623 | 1459567.4522 | 1416485.2047 | 1374963.8839 | 1334963.4057 | 1296439.8847 | 1259345.2936 | 1223630.0593 | 98390.4411 | 0 | 0 | 0 | 0
Scenario 4: Reference ZEAS Phase In | SCE | Res | HVAC | Res - Multi Family | Energy Efficiency | NEW | New Adoptions | 9.1839 | 9.4245 | 19.4089 | 20.1327 | 20.7729 | 14.8112 | 14.8433 | 14.6694 | 14.3812 | 14.0202 | 13.6713 | 13.3755 | 12.9985
Scenario 4: Reference ZEAS Phase In | SCE | Res | HVAC | Res - Multi Family | Energy Efficiency | NEW | Total Adoptions | 9.1839 | 9.4245 | 19.4089 | 20.1327 | 20.7729 | 14.8112 | 14.8433 | 14.6694 | 14.3812 | 14.0202 | 13.6713 | 13.3755 | 12.9985
Scenario 4: Reference ZEAS Phase In | SCE | Res | HVAC | Res - Multi Family | Energy Efficiency | RET | New Adoptions | 5931118.6912 | 4838677.7026 | 3848413.446 | 2991693.7391 | 2277359.7098 | 1698756.0191 | 1240544.711 | 883941.6066 | 610102.3617 | 401960.9405 | 244993.4096 | 127335.1647 | 39563.2165
Scenario 4: Reference ZEAS Phase In | SCE | Res | HVAC | Res - Multi Family | Energy Efficiency | RET | Total Adoptions | 7453641.0324 | 6250242.6837 | 5131601.9686 | 4137912.3068 | 3285428.9523 | 2573161.6539 | 1989691.0073 | 1518616.3079 | 1142246.2172 | 843754.4625 | 608227.9636 | 423016.2145 | 277690.585
Scenario 4: Reference ZEAS Phase In | SCE | Res | HVAC | Res - Multi Family | Energy Efficiency | ROB | New Adoptions | 41.7571 | 84.9584 | 90.4056 | 95.3899 | 99.8834 | 103.6991 | 107.0128 | 109.8398 | 112.2014 | 114.1236 | 115.6382 | 116.7787 | 117.5766
Scenario 4: Reference ZEAS Phase In | SCE | Res | HVAC | Res - Multi Family | Energy Efficiency | ROB | Total Adoptions | 45.2012 | 93.3705 | 100.2574 | 106.7843 | 112.9173 | 118.3528 | 123.3577 | 127.9378 | 132.1063 | 135.8814 | 139.2875 | 142.3522 | 145.0982
Scenario 4: Reference ZEAS Phase In | SCE | Res | HVAC | Res - Single Family | Energy Efficiency | NEW | New Adoptions | 1710.0163 | 2267.4455 | 2605.5749 | 2732.2057 | 2898.559 | 2916.6202 | 2854.3389 | 2752.97 | 2644.1362 | 1.3103 | 1.2685 | 1.2286 | 1.1845
Scenario 4: Reference ZEAS Phase In | SCE | Res | HVAC | Res - Single Family | Energy Efficiency | NEW | Total Adoptions | 1710.0163 | 2267.4455 | 2605.5749 | 2732.2057 | 2898.559 | 2916.6202 | 2854.3389 | 2752.97 | 2644.1362 | 1.3103 | 1.2685 | 1.2286 | 1.1845
Scenario 4: Reference ZEAS Phase In | SCE | Res | HVAC | Res - Single Family | Energy Efficiency | RET | New Adoptions | 43802718.9536 | 36020638.9911 | 28942392.3977 | 22799020.5584 | 17660552.2152 | 13485329.8697 | 10168276.2873 | 7578278.0978 | 5582577.362 | 4060193.6654 | 2907664.652 | 2040119.8343 | 1389901.9955
Scenario 4: Reference ZEAS Phase In | SCE | Res | HVAC | Res - Single Family | Energy Efficiency | RET | Total Adoptions | 54877686.5442 | 46321438.6232 | 38340727.7993 | 31229649.702 | 25111477.6187 | 19985483.3873 | 15775130.1528 | 12366892.3141 | 9636771.8296 | 7465956.9861 | 5748581.8946 | 4394458.4218 | 3328968.9453
Scenario 4: Reference ZEAS Phase In | SCE | Res | HVAC | Res - Single Family | Energy Efficiency | ROB | New Adoptions | 10192.8122 | 10927.0719 | 11626.4119 | 12267.2856 | 12854.6061 | 13383.1317 | 13850.5893 | 14256.8509 | 9.4447 | 9.5963 | 9.713 | 9.7972 | 9.8519
Scenario 4: Reference ZEAS Phase In | SCE | Res | HVAC | Res - Single Family | Energy Efficiency | ROB | Total Adoptions | 10920.893 | 11804.5559 | 12670.612 | 13491.046 | 14272.0589 | 15005.7349 | 15687.9384 | 16317.2045 | 11.1272 | 11.444 | 11.7302 | 11.9878 | 12.2187
Scenario 4: Reference ZEAS Phase In | SCE | Res | WaterHeat | Res - Multi Family | Energy Efficiency | NEW | New Adoptions | 37.0647 | 36.8126 | 38.6155 | 39.1461 | 39.7135 | 38.5492 | 37.9826 | 37.1692 | 36.1849 | 35.1125 | 34.1063 | 33.3329 | 32.5452
Scenario 4: Reference ZEAS Phase In | SCE | Res | WaterHeat | Res - Multi Family | Energy Efficiency | NEW | Total Adoptions | 37.0647 | 36.8126 | 38.6155 | 39.1461 | 39.7135 | 38.5492 | 37.9826 | 37.1692 | 36.1849 | 35.1125 | 34.1063 | 33.3329 | 32.5452
Scenario 4: Reference ZEAS Phase In | SCE | Res | WaterHeat | Res - Multi Family | Energy Efficiency | RET | New Adoptions | 5.4407 | 5.4831 | 5.5235 | 5.5624 | 5.6001 | 5.6369 | 5.6729 | 5.7082 | 5.7429 | 5.7768 | 5.8102 | 5.843 | 5.8752
Scenario 4: Reference ZEAS Phase In | SCE | Res | WaterHeat | Res - Multi Family | Energy Efficiency | RET | Total Adoptions | 36.8674 | 33.8219 | 31.0837 | 28.6222 | 26.4099 | 24.4221 | 22.6363 | 21.0324 | 19.592 | 18.2988 | 17.1381 | 16.0965 | 15.1621
Scenario 4: Reference ZEAS Phase In | SCE | Res | WaterHeat | Res - Multi Family | Energy Efficiency | ROB | New Adoptions | 74.4271 | 81.0448 | 87.7133 | 94.4069 | 101.1201 | 107.8103 | 114.48 | 121.1256 | 127.7421 | 134.3204 | 140.8554 | 150.258 | 161.2846
Scenario 4: Reference ZEAS Phase In | SCE | Res | WaterHeat | Res - Multi Family | Energy Efficiency | ROB | Total Adoptions | 165.7673 | 175.6223 | 185.4905 | 195.3429 | 205.1952 | 214.9837 | 224.7413 | 234.4766 | 244.1939 | 253.8912 | 263.5721 | 277.0655 | 292.5569
Scenario 4: Reference ZEAS Phase In | SCE | Res | WaterHeat | Res - Single Family | Energy Efficiency | NEW | New Adoptions | 14.2994 | 20.2948 | 23.2444 | 23.7238 | 25.2755 | 25.617 | 25.3353 | 24.7644 | 24.1674 | 21.6787 | 21.1867 | 23.3748 | 22.8285
Scenario 4: Reference ZEAS Phase In | SCE | Res | WaterHeat | Res - Single Family | Energy Efficiency | NEW | Total Adoptions | 14.2994 | 20.2948 | 23.2444 | 23.7238 | 25.2755 | 25.617 | 25.3353 | 24.7644 | 24.1674 | 21.6787 | 21.1867 | 23.3748 | 22.8285
Scenario 4: Reference ZEAS Phase In | SCE | Res | WaterHeat | Res - Single Family | Energy Efficiency | RET | New Adoptions | 1.9893 | 1.9977 | 2.0054 | 2.0127 | 2.0197 | 2.0265 | 2.0332 | 2.0399 | 2.0465 | 2.053 | 2.0595 | 2.066 | 2.0725
Scenario 4: Reference ZEAS Phase In | SCE | Res | WaterHeat | Res - Single Family | Energy Efficiency | RET | Total Adoptions | 9.0043 | 8.3311 | 7.7255 | 7.1809 | 6.6913 | 6.2512 | 5.8558 | 5.5006 | 5.1816 | 4.8951 | 4.638 | 4.4073 | 4.2004
Scenario 4: Reference ZEAS Phase In | SCE | Res | WaterHeat | Res - Single Family | Energy Efficiency | ROB | New Adoptions | 80.9448 | 88.52 | 95.9633 | 103.2461 | 110.4131 | 117.4555 | 124.3718 | 131.165 | 118.9007 | 124.8032 | 131.0259 | 137.9501 | 145.0117
Scenario 4: Reference ZEAS Phase In | SCE | Res | WaterHeat | Res - Single Family | Energy Efficiency | ROB | Total Adoptions | 132.0669 | 142.965 | 153.8746 | 164.7015 | 175.5235 | 186.3002 | 197.0137 | 207.6589 | 191.7107 | 201.0144 | 210.829 | 221.6402 | 232.6878
Scenario 4: Reference ZEAS Phase In | SCE | Res | WholeBlg | Res - Multi Family | Energy Efficiency | NEW | New Adoptions | 0 | 0 | 0 | 0 | 47.2166 | 43.6932 | 40.5123 | 37.3149 | 34.1929 | 31.183 | 28.6463 | 26.616 | 24.7057
Scenario 4: Reference ZEAS Phase In | SCE | Res | WholeBlg | Res - Multi Family | Energy Efficiency | NEW | Total Adoptions | 0 | 0 | 0 | 0 | 47.2166 | 43.6932 | 40.5123 | 37.3149 | 34.1929 | 31.183 | 28.6463 | 26.616 | 24.7057
Scenario 4: Reference ZEAS Phase In | SCE | Res | WholeBlg | Res - Single Family | Energy Efficiency | NEW | New Adoptions | 0 | 0 | 119.1467 | 119.4936 | 115.8498 | 108.3098 | 99.3585 | 90.1729 | 81.7702 | 73.9974 | 67.214 | 61.6045 | 56.4371
Scenario 4: Reference ZEAS Phase In | SCE | Res | WholeBlg | Res - Single Family | Energy Efficiency | NEW | Total Adoptions | 0 | 0 | 119.1467 | 119.4936 | 115.8498 | 108.3098 | 99.3585 | 90.1729 | 81.7702 | 73.9974 | 67.214 | 61.6045 | 56.4371
Scenario 4: Reference ZEAS Phase In | SCG | Com | AppPlug | Com - College | Energy Efficiency | RET | New Adoptions | 0 | 0 | 0 | 0 | 0 | 0 | 0 | 0 | 0 | 0 | 0 | 0 | 29.0005
Scenario 4: Reference ZEAS Phase In | SCG | Com | AppPlug | Com - College | Energy Efficiency | RET | Total Adoptions | 0 | 0 | 0 | 0 | 0 | 0 | 0 | 0 | 0 | 0 | 0 | 0 | 31.1108
Scenario 4: Reference ZEAS Phase In | SCG | Com | AppPlug | Com - Health | Energy Efficiency | NEW | New Adoptions | 5489.9891 | 6425.9363 | 7255.9047 | 7206.15 | 7330.591 | 7372.0211 | 7590.7633 | 7617.4098 | 7631.3641 | 7488.2121 | 7305.6951 | 7504.0291 | 7756.0169
Scenario 4: Reference ZEAS Phase In | SCG | Com | AppPlug | Com - Health | Energy Efficiency | NEW | Total Adoptions | 5489.9891 | 6425.9363 | 7255.9047 | 7206.15 | 7330.591 | 7372.0211 | 7590.7633 | 7617.4098 | 7631.3641 | 7488.2121 | 7305.6951 | 7504.0291 | 7756.0169
Scenario 4: Reference ZEAS Phase In | SCG | Com | AppPlug | Com - Health | Energy Efficiency | RET | New Adoptions | 20394.692 | 22368.9471 | 24260.5176 | 25987.1734 | 27459.1268 | 28586.2191 | 29287.0882 | 29499.1972 | 29188.0141 | 28353.3865 | 27031.4564 | 25291.3523 | 23227.1157
Scenario 4: Reference ZEAS Phase In | SCG | Com | AppPlug | Com - Health | Energy Efficiency | RET | Total Adoptions | 20891.685 | 22929.4001 | 24887.6559 | 26683.0714 | 28224.3705 | 29419.6005 | 30185.3738 | 30457.014 | 30197.8877 | 29405.9478 | 28115.8107 | 26395.5771 | 24338.8353
Scenario 4: Reference ZEAS Phase In | SCG | Com | AppPlug | Com - Lodging | Energy Efficiency | NEW | New Adoptions | 7282.5043 | 8300.819 | 9286.6787 | 9377.3112 | 9542.4766 | 9724.3926 | 9899.3435 | 10053.3743 | 10142.7694 | 10197.0341 | 10267.8896 | 10318.3325 | 10360.5862
Scenario 4: Reference ZEAS Phase In | SCG | Com | AppPlug | Com - Lodging | Energy Efficiency | NEW | Total Adoptions | 7282.5043 | 8300.819 | 9286.6787 | 9377.3112 | 9542.4766 | 9724.3926 | 9899.3435 | 10053.3743 | 10142.7694 | 10197.0341 | 10267.8896 | 10318.3325 | 10360.5862
Scenario 4: Reference ZEAS Phase In | SCG | Com | AppPlug | Com - Lodging | Energy Efficiency | RET | New Adoptions | 13728.3592 | 14931.3904 | 20674.1145 | 21326.6203 | 21735.3428 | 21903.5088 | 21836.1929 | 21535.2538 | 20998.8941 | 20225.4172 | 19218.8686 | 17994.0566 | 16681.5125
Scenario 4: Reference ZEAS Phase In | SCG | Com | AppPlug | Com - Lodging | Energy Efficiency | RET | Total Adoptions | 14085.1237 | 15328.1517 | 22032.4415 | 22710.1149 | 23126.2312 | 23284.1559 | 23190.8517 | 22851.1224 | 22266.441 | 21438.1262 | 20372.6477 | 19086.5478 | 17715.5721
Scenario 4: Reference ZEAS Phase In | SCG | Com | AppPlug | Com - Other | Energy Efficiency | NEW | New Adoptions | 1234.8786 | 1430.9069 | 1638.9694 | 1851.4643 | 87.4747 | 4428.704 | 2504.0045 | 2713.1404 | 2894.717 | 3078.0111 | 3253.071 | 3407.3056 | 3556.9183
Scenario 4: Reference ZEAS Phase In | SCG | Com | AppPlug | Com - Other | Energy Efficiency | NEW | Total Adoptions | 1234.8786 | 1430.9069 | 1638.9694 | 1851.4643 | 87.4747 | 4428.704 | 2504.0045 | 2713.1404 | 2894.717 | 3078.0111 | 3253.071 | 3407.3056 | 3556.9183
Scenario 4: Reference ZEAS Phase In | SCG | Com | AppPlug | Com - Other | Energy Efficiency | RET | New Adoptions | 0 | 0 | 0 | 14699.0304 | 13607.7477 | 12139.6402 | 10424.8059 | 8606.4109 | 6814.8984 | 5150.4301 | 3675.9364 | 2419.633 | 1382.7476
Scenario 4: Reference ZEAS Phase In | SCG | Com | AppPlug | Com - Other | Energy Efficiency | RET | Total Adoptions | 0 | 0 | 0 | 17508.3861 | 16399.5421 | 14858.6614 | 13017.0151 | 11024.4346 | 9021.9133 | 7122.0593 | 5400.2772 | 3895.891 | 2619.0638
Scenario 4: Reference ZEAS Phase In | SCG | Com | BldgEnv | Com - College | Energy Efficiency | NEW | New Adoptions | 13940.155 | 14952.7604 | 16271.2296 | 17670.7102 | 18529.3844 | 19869.1068 | 21145.2256 | 21967.7706 | 22701.1891 | 23172.6157 | 23717.7208 | 25125.9659 | 25560.6947
Scenario 4: Reference ZEAS Phase In | SCG | Com | BldgEnv | Com - College | Energy Efficiency | NEW | Total Adoptions | 13940.155 | 14952.7604 | 16271.2296 | 17670.7102 | 18529.3844 | 19869.1068 | 21145.2256 | 21967.7706 | 22701.1891 | 23172.6157 | 23717.7208 | 25125.9659 | 25560.6947
Scenario 4: Reference ZEAS Phase In | SCG | Com | BldgEnv | Com - College | Energy Efficiency | RET | New Adoptions | 16218.8825 | 16080.1639 | 15432.2409 | 14154.0016 | 12449.4387 | 10477.0612 | 8405.6947 | 6384.5589 | 4524.4474 | 2891.0514 | 1510.3297 | 378.0843 | 194.0155
Scenario 4: Reference ZEAS Phase In | SCG | Com | BldgEnv | Com - College | Energy Efficiency | RET | Total Adoptions | 16260.0505 | 16121.3769 | 15473.4004 | 14194.9421 | 12489.9463 | 10516.8973 | 8444.6196 | 6422.3515 | 4560.919 | 2926.0528 | 1543.7528 | 409.8593 | 224.2018
Scenario 4: Reference ZEAS Phase In | SCG | Com | BldgEnv | Com - Grocery | Energy Efficiency | NEW | New Adoptions | 32427.6134 | 35058.5389 | 37264.9804 | 39617.2647 | 42042.3969 | 44434.8471 | 46479.6101 | 48700.4799 | 50539.2544 | 52048.735 | 53612.1984 | 54892.0821 | 56130.8678
Scenario 4: Reference ZEAS Phase In | SCG | Com | BldgEnv | Com - Grocery | Energy Efficiency | NEW | Total Adoptions | 32427.6134 | 35058.5389 | 37264.9804 | 39617.2647 | 42042.3969 | 44434.8471 | 46479.6101 | 48700.4799 | 50539.2544 | 52048.735 | 53612.1984 | 54892.0821 | 56130.8678
Scenario 4: Reference ZEAS Phase In | SCG | Com | BldgEnv | Com - Grocery | Energy Efficiency | RET | New Adoptions | 15054.6603 | 9559.329 | 4229.9445 | 677.3307 | 643.6589 | 611.3265 | 580.5969 | 551.4081 | 523.6846 | 497.3671 | 472.3915 | 448.7026 | 426.223
Scenario 4: Reference ZEAS Phase In | SCG | Com | BldgEnv | Com - Grocery | Energy Efficiency | RET | Total Adoptions | 15168.9449 | 9669.0656 | 4334.6573 | 776.8079 | 738.1622 | 701.1046 | 665.8861 | 632.4329 | 600.6581 | 570.4919 | 541.8601 | 514.6978 | 488.9184
Scenario 4: Reference ZEAS Phase In | SCG | Com | BldgEnv | Com - Health | Energy Efficiency | NEW | New Adoptions | 32656.0052 | 35640.7333 | 38914.8316 | 40591.4297 | 43087.4025 | 44967.2235 | 47825.5061 | 49373.219 | 50707.5133 | 50851.4347 | 50567.9699 | 52817.0088 | 55396.7317
Scenario 4: Reference ZEAS Phase In | SCG | Com | BldgEnv | Com - Health | Energy Efficiency | NEW | Total Adoptions | 32656.0052 | 35640.7333 | 38914.8316 | 40591.4297 | 43087.4025 | 44967.2235 | 47825.5061 | 49373.219 | 50707.5133 | 50851.4347 | 50567.9699 | 52817.0088 | 55396.7317
Scenario 4: Reference ZEAS Phase In | SCG | Com | BldgEnv | Com - Health | Energy Efficiency | RET | New Adoptions | 22765.4971 | 20126.6762 | 16758.9077 | 13017.9299 | 9246.8064 | 5716.429 | 2599.0019 | 819.5709 | 786.6485 | 755.0504 | 724.0171 | 691.6 | 658.9683
Scenario 4: Reference ZEAS Phase In | SCG | Com | BldgEnv | Com - Health | Energy Efficiency | RET | Total Adoptions | 22903.2082 | 20260.0366 | 16887.6936 | 13141.8783 | 9365.6633 | 5829.9846 | 2707.1116 | 922.2751 | 884.2175 | 847.741 | 812.0731 | 775.2532 | 738.4388
Scenario 4: Reference ZEAS Phase In | SCG | Com | BldgEnv | Com - Lodging | Energy Efficiency | NEW | New Adoptions | 165.4268 | 187.6375 | 212.2405 | 237.1877 | 265.6207 | 296.5151 | 329.498 | 364.2821 | 399.244 | 435.2509 | 474.5901 | 515.8521 | 559.7324
Scenario 4: Reference ZEAS Phase In | SCG | Com | BldgEnv | Com - Lodging | Energy Efficiency | NEW | Total Adoptions | 165.4268 | 187.6375 | 212.2405 | 237.1877 | 265.6207 | 296.5151 | 329.498 | 364.2821 | 399.244 | 435.2509 | 474.5901 | 515.8521 | 559.7324
Scenario 4: Reference ZEAS Phase In | SCG | Com | BldgEnv | Com - Lodging | Energy Efficiency | RET | New Adoptions | 641.1477 | 776.4582 | 938.3823 | 2091.7501 | 2516.6583 | 3019.0202 | 3609.3519 | 4297.858 | 5093.3726 | 6001.9313 | 7024.6674 | 8155.3106 | 9376.8535
Scenario 4: Reference ZEAS Phase In | SCG | Com | BldgEnv | Com - Lodging | Energy Efficiency | RET | Total Adoptions | 641.8227 | 777.2905 | 939.404 | 2092.9995 | 2518.1807 | 3020.869 | 3611.5895 | 4300.557 | 5096.616 | 6005.8132 | 7029.2924 | 8160.7924 | 9383.3123
Scenario 4: Reference ZEAS Phase In | SCG | Com | BldgEnv | Com - Office (Large) | Energy Efficiency | NEW | New Adoptions | 243626.9877 | 253453.0914 | 260859.797 | 267932.6888 | 275695.5879 | 282942.7059 | 287757.1384 | 291869.8895 | 292821.4352 | 292400.5438 | 292602.4423 | 291238.1496 | 290016.2294
Scenario 4: Reference ZEAS Phase In | SCG | Com | BldgEnv | Com - Office (Large) | Energy Efficiency | NEW | Total Adoptions | 243626.9877 | 253453.0914 | 260859.797 | 267932.6888 | 275695.5879 | 282942.7059 | 287757.1384 | 291869.8895 | 292821.4352 | 292400.5438 | 292602.4423 | 291238.1496 | 290016.2294
Scenario 4: Reference ZEAS Phase In | SCG | Com | BldgEnv | Com - Office (Large) | Energy Efficiency | RET | New Adoptions | 3945.2774 | 3748.775 | 3561.7275 | 3383.3651 | 3213.4964 | 3051.9475 | 2898.4236 | 2752.613 | 2614.1328 | 2482.685 | 2357.95 | 2239.6491 | 2127.3954
Scenario 4: Reference ZEAS Phase In | SCG | Com | BldgEnv | Com - Office (Large) | Energy Efficiency | RET | Total Adoptions | 4449.5337 | 4227.8185 | 4016.8188 | 3815.7019 | 3624.2163 | 3442.1314 | 3269.0983 | 3104.754 | 2948.6668 | 2800.4922 | 2659.8669 | 2526.4701 | 2399.8754
Scenario 4: Reference ZEAS Phase In | SCG | Com | BldgEnv | Com - Office (Small) | Energy Efficiency | NEW | New Adoptions | 34738.5703 | 37025.0468 | 39087.6397 | 41056.9538 | 0 | 417809.1659 | 42583.2677 | 43904.6796 | 45048.8794 | 46002.1248 | 46901.613 | 47644.7166 | 48339.3381
Scenario 4: Reference ZEAS Phase In | SCG | Com | BldgEnv | Com - Office (Small) | Energy Efficiency | NEW | Total Adoptions | 34738.5703 | 37025.0468 | 39087.6397 | 41056.9538 | 0 | 417809.1659 | 42583.2677 | 43904.6796 | 45048.8794 | 46002.1248 | 46901.613 | 47644.7166 | 48339.3381
Scenario 4: Reference ZEAS Phase In | SCG | Com | BldgEnv | Com - Office (Small) | Energy Efficiency | RET | New Adoptions | 7725.9964 | 4839.5573 | 2100.155 | 535.5155 | 508.855 | 483.2778 | 458.9715 | 435.8863 | 413.9616 | 393.1497 | 373.4 | 354.6681 | 336.893
Scenario 4: Reference ZEAS Phase In | SCG | Com | BldgEnv | Com - Office (Small) | Energy Efficiency | RET | Total Adoptions | 7818.6509 | 4928.6414 | 2185.1652 | 616.2752 | 585.5767 | 556.1634 | 528.2128 | 501.6656 | 476.4519 | 452.5155 | 429.7975 | 408.2457 | 387.7917
Scenario 4: Reference ZEAS Phase In | SCG | Com | BldgEnv | Com - Other | Energy Efficiency | NEW | New Adoptions | 62657.841 | 68059.7317 | 73418.7856 | 78488.1252 | 3526.8015 | 170681.9964 | 92906.8146 | 97149.9166 | 100525.5491 | 104149.0186 | 107708.8568 | 110821.2303 | 114032.1807
Scenario 4: Reference ZEAS Phase In | SCG | Com | BldgEnv | Com - Other | Energy Efficiency | NEW | Total Adoptions | 62657.841 | 68059.7317 | 73418.7856 | 78488.1252 | 3526.8015 | 170681.9964 | 92906.8146 | 97149.9166 | 100525.5491 | 104149.0186 | 107708.8568 | 110821.2303 | 114032.1807
Scenario 4: Reference ZEAS Phase In | SCG | Com | BldgEnv | Com - Other | Energy Efficiency | RET | New Adoptions | 43857.2334 | 38653.5437 | 32153.1393 | 100441.148 | 70963.6995 | 42816.2141 | 17557.3116 | 821.9176 | 781.1282 | 742.2879 | 705.3036 | 669.9789 | 636.33
Scenario 4: Reference ZEAS Phase In | SCG | Com | BldgEnv | Com - Other | Energy Efficiency | RET | Total Adoptions | 44018.4621 | 38811.691 | 32307.4805 | 101420.9463 | 71910.1047 | 43724.706 | 18424.2201 | 1645.4807 | 900.0853 | 855.2971 | 812.6623 | 771.9697 | 733.2213
Scenario 4: Reference ZEAS Phase In | SCG | Com | BldgEnv | Com - Refrig. Warehouse | Energy Efficiency | NEW | New Adoptions | 46900.2651 | 5228.5246 | 0 | 49812.7749 | 5632.5001 | 5879.5489 | 6160.8661 | 6391.898 | 6668.5731 | 6923.1322 | 7137.7493 | 7404.5829 | 7632.0693
Scenario 4: Reference ZEAS Phase In | SCG | Com | BldgEnv | Com - Refrig. Warehouse | Energy Efficiency | NEW | Total Adoptions | 46900.2651 | 5228.5246 | 0 | 49812.7749 | 5632.5001 | 5879.5489 | 6160.8661 | 6391.898 | 6668.5731 | 6923.1322 | 7137.7493 | 7404.5829 | 7632.0693
Scenario 4: Reference ZEAS Phase In | SCG | Com | BldgEnv | Com - Refrig. Warehouse | Energy Efficiency | RET | New Adoptions | 706.7264 | 12.3331 | 751.9014 | 1633.3647 | 1897.9223 | 2179.1407 | 2468.6335 | 2754.4844 | 3021.3006 | 3251.0066 | 3424.4082 | 3523.7048 | 3535.2983
Scenario 4: Reference ZEAS Phase In | SCG | Com | BldgEnv | Com - Refrig. Warehouse | Energy Efficiency | RET | Total Adoptions | 708.7544 | 14.2596 | 753.9146 | 1635.4924 | 1900.1939 | 2181.5862 | 2471.2827 | 2757.365 | 3024.4364 | 3254.4152 | 3428.099 | 3527.6767 | 3539.5387
Scenario 4: Reference ZEAS Phase In | SCG | Com | BldgEnv | Com - Restaurant | Energy Efficiency | NEW | New Adoptions | 35883.895 | 38878.6082 | 41817.1969 | 44752.2809 | 47768.33 | 50226.1881 | 52345.9631 | 54531.272 | 56529.2031 | 58252.3358 | 59944.2513 | 61396.169 | 62828.2944
Scenario 4: Reference ZEAS Phase In | SCG | Com | BldgEnv | Com - Restaurant | Energy Efficiency | NEW | Total Adoptions | 35883.895 | 38878.6082 | 41817.1969 | 44752.2809 | 47768.33 | 50226.1881 | 52345.9631 | 54531.272 | 56529.2031 | 58252.3358 | 59944.2513 | 61396.169 | 62828.2944
Scenario 4: Reference ZEAS Phase In | SCG | Com | BldgEnv | Com - Restaurant | Energy Efficiency | RET | New Adoptions | 1144.4907 | 1084.5963 | 1028.9209 | 976.9513 | 928.217 | 882.252 | 838.7701 | 797.5003 | 758.3078 | 720.9326 | 685.2465 | 650.988 | 618.2608
Scenario 4: Reference ZEAS Phase In | SCG | Com | BldgEnv | Com - Restaurant | Energy Efficiency | RET | Total Adoptions | 1283.2801 | 1216.4462 | 1154.1783 | 1095.9458 | 1041.2618 | 989.6445 | 940.793 | 894.422 | 850.3835 | 808.4045 | 768.3448 | 729.9314 | 693.257
Scenario 4: Reference ZEAS Phase In | SCG | Com | BldgEnv | Com - Retail | Energy Efficiency | NEW | New Adoptions | 122883.2663 | 133758.175 | 142796.2337 | 152048.559 | 0 | 359817.0251 | 177878.204 | 185980.6037 | 192575.4876 | 198400.6314 | 204260.6593 | 209133.4741 | 213924.7799
Scenario 4: Reference ZEAS Phase In | SCG | Com | BldgEnv | Com - Retail | Energy Efficiency | NEW | Total Adoptions | 122883.2663 | 133758.175 | 142796.2337 | 152048.559 | 0 | 359817.0251 | 177878.204 | 185980.6037 | 192575.4876 | 198400.6314 | 204260.6593 | 209133.4741 | 213924.7799
Scenario 4: Reference ZEAS Phase In | SCG | Com | BldgEnv | Com - Retail | Energy Efficiency | RET | New Adoptions | 78281.6682 | 65575.8875 | 50966.5598 | 1925.6211 | 26653.3697 | 12672.8047 | 1710.4887 | 1640.9666 | 1575.0334 | 1510.3325 | 1445.4443 | 1375.8343 | 1305.4405
Scenario 4: Reference ZEAS Phase In | SCG | Com | BldgEnv | Com - Retail | Energy Efficiency | RET | Total Adoptions | 78576.4021 | 65864.3157 | 51247.032 | 2192.0697 | 26909.7716 | 12917.8251 | 1943.2581 | 1862.0975 | 1785.1077 | 1709.9031 | 1635.0364 | 1555.9468 | 1476.5474
Scenario 4: Reference ZEAS Phase In | SCG | Com | BldgEnv | Com - School | Energy Efficiency | NEW | New Adoptions | 52847.1166 | 55476.5486 | 58079.6774 | 60334.8437 | 61525.9031 | 63283.3668 | 64280.4717 | 65133.4737 | 66055.1735 | 67054.4533 | 67689.5647 | 68614.7401 | 69050.1611
Scenario 4: Reference ZEAS Phase In | SCG | Com | BldgEnv | Com - School | Energy Efficiency | NEW | Total Adoptions | 52847.1166 | 55476.5486 | 58079.6774 | 60334.8437 | 61525.9031 | 63283.3668 | 64280.4717 | 65133.4737 | 66055.1735 | 67054.4533 | 67689.5647 | 68614.7401 | 69050.1611
Scenario 4: Reference ZEAS Phase In | SCG | Com | BldgEnv | Com - School | Energy Efficiency | RET | New Adoptions | 983.2391 | 934.2771 | 887.666 | 843.2116 | 800.8699 | 760.6004 | 722.3308 | 685.9843 | 651.4655 | 618.7007 | 587.6104 | 558.1256 | 530.1492
Scenario 4: Reference ZEAS Phase In | SCG | Com | BldgEnv | Com - School | Energy Efficiency | RET | Total Adoptions | 1110.0927 | 1054.788 | 1002.1514 | 951.9728 | 904.193 | 858.7573 | 815.5799 | 774.571 | 735.6228 | 698.6501 | 663.5623 | 630.28 | 598.6959
Scenario 4: Reference ZEAS Phase In | SCG | Com | BldgEnv | Com - Warehouse | Energy Efficiency | NEW | New Adoptions | 78882.0494 | 87094.9124 | 94007.0746 | 102291.2778 | 112179.6741 | 121289.4846 | 129275.9203 | 137550.9505 | 144372.7367 | 150879.9915 | 157356.66 | 162656.5805 | 168543.1653
Scenario 4: Reference ZEAS Phase In | SCG | Com | BldgEnv | Com - Warehouse | Energy Efficiency | NEW | Total Adoptions | 78882.0494 | 87094.9124 | 94007.0746 | 102291.2778 | 112179.6741 | 121289.4846 | 129275.9203 | 137550.9505 | 144372.7367 | 150879.9915 | 157356.66 | 162656.5805 | 168543.1653
Scenario 4: Reference ZEAS Phase In | SCG | Com | BldgEnv | Com - Warehouse | Energy Efficiency | RET | New Adoptions | 39602.4234 | 45238.7398 | 50765.4347 | 103365.3405 | 111395.7208 | 117213.6141 | 120181.2559 | 119854.9025 | 116084.8062 | 109071.739 | 99347.7256 | 87690.6756 | 74984.2022
Scenario 4: Reference ZEAS Phase In | SCG | Com | BldgEnv | Com - Warehouse | Energy Efficiency | RET | Total Adoptions | 39754.1944 | 45393.8785 | 50925.1453 | 103530.6586 | 111567.4317 | 117392.1705 | 120366.7104 | 120046.8684 | 116282.4592 | 109273.8656 | 99552.8132 | 87897.0303 | 75190.0754
Scenario 4: Reference ZEAS Phase In | SCG | Com | FoodServ | Com - College | Energy Efficiency | NEW | New Adoptions | 16.6039 | 17.5285 | 18.8848 | 20.3937 | 21.3321 | 22.8724 | 24.3833 | 26.3387 | 27.3691 | 28.1144 | 28.975 | 30.9213 | 31.6983
Scenario 4: Reference ZEAS Phase In | SCG | Com | FoodServ | Com - College | Energy Efficiency | NEW | Total Adoptions | 16.6039 | 17.5285 | 18.8848 | 20.3937 | 21.3321 | 22.8724 | 24.3833 | 26.3387 | 27.3691 | 28.1144 | 28.975 | 30.9213 | 31.6983
Scenario 4: Reference ZEAS Phase In | SCG | Com | FoodServ | Com - College | Energy Efficiency | ROB | New Adoptions | 49.8838 | 52.1839 | 54.1298 | 55.7635 | 57.1091 | 58.1725 | 62.0035 | 62.6323 | 63.096 | 63.3947 | 63.5397 | 63.6007 | 63.5353
Scenario 4: Reference ZEAS Phase In | SCG | Com | FoodServ | Com - College | Energy Efficiency | ROB | Total Adoptions | 105.213 | 109.6955 | 113.87 | 117.778 | 121.4081 | 124.7581 | 131.4861 | 134.2533 | 136.7767 | 139.0264 | 141.0003 | 142.8271 | 144.3805
Scenario 4: Reference ZEAS Phase In | SCG | Com | FoodServ | Com - College | Fuel Substitution | ROB | New Adoptions | 0.35587 | 0.40987 | 0.46326 | 0.51637 | 0.56943 | 0.62366 | 0.68294 | 0.74592 | 0.81131 | 0.87945 | 0.95066 | 1.0242 | 1.1009
Scenario 4: Reference ZEAS Phase In | SCG | Com | FoodServ | Com - College | Fuel Substitution | ROB | Total Adoptions | 0.41023 | 0.48046 | 0.55208 | 0.62526 | 0.70014 | 0.77786 | 0.8624 | 0.95258 | 1.0472 | 1.1468 | 1.2518 | 1.3614 | 1.4767
Scenario 4: Reference ZEAS Phase In | SCG | Com | FoodServ | Com - Grocery | Energy Efficiency | NEW | New Adoptions | 152.825 | 163.7271 | 172.9706 | 183.2281 | 194.1582 | 205.2601 | 215.0578 | 254.6919 | 266.4356 | 276.7281 | 287.5501 | 297.0541 | 306.5141
Scenario 4: Reference ZEAS Phase In | SCG | Com | FoodServ | Com - Grocery | Energy Efficiency | NEW | Total Adoptions | 152.825 | 163.7271 | 172.9706 | 183.2281 | 194.1582 | 205.2601 | 215.0578 | 254.6919 | 266.4356 | 276.7281 | 287.5501 | 297.0541 | 306.5141
Scenario 4: Reference ZEAS Phase In | SCG | Com | FoodServ | Com - Grocery | Energy Efficiency | ROB | New Adoptions | 411.0222 | 431.9066 | 450.3445 | 466.5583 | 480.695 | 492.2907 | 573.7046 | 587.042 | 597.9121 | 607.1534 | 615.3189 | 622.3046 | 626.6659
Scenario 4: Reference ZEAS Phase In | SCG | Com | FoodServ | Com - Grocery | Energy Efficiency | ROB | Total Adoptions | 803.2266 | 841.5152 | 877.994 | 912.8867 | 946.276 | 977.1703 | 1095.0975 | 1130.3335 | 1162.622 | 1192.8943 | 1221.883 | 1249.2226 | 1271.8681
Scenario 4: Reference ZEAS Phase In | SCG | Com | FoodServ | Com - Grocery | Fuel Substitution | ROB | New Adoptions | 3.2473 | 3.6957 | 4.1342 | 4.5647 | 4.99 | 5.4251 | 5.8703 | 6.3197 | 6.7954 | 7.289 | 7.7928 | 8.3094 | 8.8736
Scenario 4: Reference ZEAS Phase In | SCG | Com | FoodServ | Com - Grocery | Fuel Substitution | ROB | Total Adoptions | 3.7334 | 4.3205 | 4.9117 | 5.5077 | 6.11 | 6.7331 | 7.3774 | 8.0368 | 8.7343 | 9.4626 | 10.2143 | 10.9925 | 11.835
Scenario 4: Reference ZEAS Phase In | SCG | Com | FoodServ | Com - Health | Energy Efficiency | NEW | New Adoptions | 48.4165 | 52.2219 | 56.6451 | 58.9249 | 62.5561 | 65.4333 | 69.8646 | 77.8742 | 80.6718 | 81.6494 | 81.9786 | 86.4736 | 91.6123
Scenario 4: Reference ZEAS Phase In | SCG | Com | FoodServ | Com - Health | Energy Efficiency | NEW | Total Adoptions | 48.4165 | 52.2219 | 56.6451 | 58.9249 | 62.5561 | 65.4333 | 69.8646 | 77.8742 | 80.6718 | 81.6494 | 81.9786 | 86.4736 | 91.6123
Scenario 4: Reference ZEAS Phase In | SCG | Com | FoodServ | Com - Health | Energy Efficiency | ROB | New Adoptions | 121.773 | 128.2823 | 134.0538 | 139.1161 | 143.4477 | 146.9716 | 165.404 | 169.0177 | 172.0442 | 174.4915 | 176.5704 | 178.3346 | 179.3104
Scenario 4: Reference ZEAS Phase In | SCG | Com | FoodServ | Com - Health | Energy Efficiency | ROB | Total Adoptions | 246.4713 | 258.6971 | 270.4113 | 281.5432 | 292.0355 | 301.6491 | 329.762 | 339.9256 | 349.3698 | 357.9641 | 365.9691 | 373.559 | 379.7929
Scenario 4: Reference ZEAS Phase In | SCG | Com | FoodServ | Com - Health | Fuel Substitution | ROB | New Adoptions | 0.93039 | 1.0695 | 1.207 | 1.3434 | 1.4814 | 1.6246 | 1.7726 | 1.9241 | 2.0817 | 2.2469 | 2.416 | 2.5901 | 2.7817
Scenario 4: Reference ZEAS Phase In | SCG | Com | FoodServ | Com - Health | Fuel Substitution | ROB | Total Adoptions | 1.0692 | 1.2497 | 1.4335 | 1.6209 | 1.8141 | 2.0167 | 2.2285 | 2.4482 | 2.6787 | 2.9217 | 3.1737 | 3.4358 | 3.7216
Scenario 4: Reference ZEAS Phase In | SCG | Com | FoodServ | Com - Lodging | Energy Efficiency | NEW | New Adoptions | 53.0575 | 56.2647 | 59.6496 | 62.5761 | 65.9267 | 69.3427 | 72.6635 | 83.5924 | 86.7295 | 89.49 | 92.3211 | 94.8982 | 97.3327
Scenario 4: Reference ZEAS Phase In | SCG | Com | FoodServ | Com - Lodging | Energy Efficiency | NEW | Total Adoptions | 53.0575 | 56.2647 | 59.6496 | 62.5761 | 65.9267 | 69.3427 | 72.6635 | 83.5924 | 86.7295 | 89.49 | 92.3211 | 94.8982 | 97.3327
Scenario 4: Reference ZEAS Phase In | SCG | Com | FoodServ | Com - Lodging | Energy Efficiency | ROB | New Adoptions | 109.1119 | 115.2962 | 120.8126 | 125.7267 | 130.0339 | 133.7864 | 155.0628 | 159.3472 | 163.006 | 166.1659 | 169.028 | 171.428 | 173.2053
Scenario 4: Reference ZEAS Phase In | SCG | Com | FoodServ | Com - Lodging | Energy Efficiency | ROB | Total Adoptions | 213.4033 | 224.7647 | 235.6201 | 246.0169 | 255.9192 | 265.3488 | 297.1022 | 307.8545 | 317.8786 | 327.2638 | 336.3004 | 344.6413 | 351.8629
Scenario 4: Reference ZEAS Phase In | SCG | Com | FoodServ | Com - Lodging | Fuel Substitution | ROB | New Adoptions | 0.84979 | 0.97082 | 1.0899 | 1.2077 | 1.3271 | 1.4488 | 1.5724 | 1.6976 | 1.8286 | 1.9645 | 2.1031 | 2.2483 | 2.4055
Scenario 4: Reference ZEAS Phase In | SCG | Com | FoodServ | Com - Lodging | Fuel Substitution | ROB | Total Adoptions | 0.97395 | 1.1316 | 1.2913 | 1.4533 | 1.6204 | 1.793 | 1.9708 | 2.1535 | 2.3453 | 2.5457 | 2.7525 | 2.9699 | 3.204
Scenario 4: Reference ZEAS Phase In | SCG | Com | FoodServ | Com - Other | Energy Efficiency | NEW | New Adoptions | 206.0374 | 221.1676 | 236.5658 | 251.4731 | 11.2626 | 544.3362 | 296.3719 | 319.4112 | 331.7923 | 345.366 | 359.0759 | 371.5993 | 384.7328
Scenario 4: Reference ZEAS Phase In | SCG | Com | FoodServ | Com - Other | Energy Efficiency | NEW | Total Adoptions | 206.0374 | 221.1676 | 236.5658 | 251.4731 | 11.2626 | 544.3362 | 296.3719 | 319.4112 | 331.7923 | 345.366 | 359.0759 | 371.5993 | 384.7328
Scenario 4: Reference ZEAS Phase In | SCG | Com | FoodServ | Com - Other | Energy Efficiency | ROB | New Adoptions | 523.2688 | 556.1781 | 585.4489 | 611.3397 | 627.8258 | 652.735 | 692.1156 | 709.0187 | 723.8961 | 736.9943 | 748.7812 | 759.0325 | 767.7567
Scenario 4: Reference ZEAS Phase In | SCG | Com | FoodServ | Com - Other | Energy Efficiency | ROB | Total Adoptions | 1080.5816 | 1138.2386 | 1192.8765 | 1244.7045 | 1276.1782 | 1338.8916 | 1410.2054 | 1454.5951 | 1496.8597 | 1537.176 | 1576.0982 | 1613.0048 | 1647.6116
Scenario 4: Reference ZEAS Phase In | SCG | Com | FoodServ | Com - Other | Fuel Substitution | ROB | New Adoptions | 3.4756 | 3.9858 | 4.4869 | 4.9835 | 5.4602 | 5.9932 | 6.5124 | 7.0383 | 7.5742 | 8.122 | 8.6767 | 9.2461 | 9.8349
Scenario 4: Reference ZEAS Phase In | SCG | Com | FoodServ | Com - Other | Fuel Substitution | ROB | Total Adoptions | 3.9877 | 4.6548 | 5.3308 | 6.0188 | 6.7047 | 7.4555 | 8.2112 | 8.9883 | 9.7901 | 10.6185 | 11.4684 | 12.3482 | 13.2634
Scenario 4: Reference ZEAS Phase In | SCG | Com | FoodServ | Com - Restaurant | Energy Efficiency | NEW | New Adoptions | 730.2362 | 784.7223 | 839.8768 | 896.7722 | 957.0497 | 1007.8264 | 1053.371 | 1222.5331 | 1278.1155 | 1328.8677 | 1380.0915 | 1426.7859 | 1473.9122
Scenario 4: Reference ZEAS Phase In | SCG | Com | FoodServ | Com - Restaurant | Energy Efficiency | NEW | Total Adoptions | 730.2362 | 784.7223 | 839.8768 | 896.7722 | 957.0497 | 1007.8264 | 1053.371 | 1222.5331 | 1278.1155 | 1328.8677 | 1380.0915 | 1426.7859 | 1473.9122
Scenario 4: Reference ZEAS Phase In | SCG | Com | FoodServ | Com - Restaurant | Energy Efficiency | ROB | New Adoptions | 1745.3532 | 1846.7365 | 1936.9774 | 2019.9768 | 2095.2034 | 2162.3638 | 2501.1528 | 2576.6584 | 2643.4329 | 2701.6744 | 2754.9689 | 2801.7727 | 2839.3875
Scenario 4: Reference ZEAS Phase In | SCG | Com | FoodServ | Com - Restaurant | Energy Efficiency | ROB | Total Adoptions | 3343.286 | 3523.9963 | 3695.6363 | 3864.2665 | 4028.5687 | 4187.0374 | 4692.8447 | 4873.6735 | 5046.2916 | 5208.9213 | 5366.6666 | 5516.0331 | 5650.2596
Scenario 4: Reference ZEAS Phase In | SCG | Com | FoodServ | Com - Restaurant | Fuel Substitution | ROB | New Adoptions | 13.6913 | 15.5907 | 17.4524 | 19.2846 | 21.1135 | 22.9585 | 24.8159 | 26.6757 | 28.5988 | 30.5851 | 32.5936 | 34.6694 | 36.8974
Scenario 4: Reference ZEAS Phase In | SCG | Com | FoodServ | Com - Restaurant | Fuel Substitution | ROB | Total Adoptions | 15.6849 | 18.175 | 20.6881 | 23.2269 | 25.813 | 28.4636 | 31.1734 | 33.931 | 36.7982 | 39.7777 | 42.8288 | 45.9996 | 49.3834
Scenario 4: Reference ZEAS Phase In | SCG | Com | FoodServ | Com - Retail | Energy Efficiency | NEW | New Adoptions | 4.6026 | 5.1051 | 5.5795 | 6.1008 | 0 | 15.2939 | 7.7814 | 8.3866 | 8.9499 | 9.4988 | 10.0681 | 10.605 | 11.1506
Scenario 4: Reference ZEAS Phase In | SCG | Com | FoodServ | Com - Retail | Energy Efficiency | NEW | Total Adoptions | 4.6026 | 5.1051 | 5.5795 | 6.1008 | 0 | 15.2939 | 7.7814 | 8.3866 | 8.9499 | 9.4988 | 10.0681 | 10.605 | 11.1506
Scenario 4: Reference ZEAS Phase In | SCG | Com | FoodServ | Com - School | Energy Efficiency | NEW | New Adoptions | 83.5988 | 86.8174 | 90.2122 | 93.2732 | 94.8899 | 97.5612 | 99.2181 | 103.8068 | 105.7773 | 107.9735 | 109.667 | 111.8997 | 113.3909
Scenario 4: Reference ZEAS Phase In | SCG | Com | FoodServ | Com - School | Energy Efficiency | NEW | Total Adoptions | 83.5988 | 86.8174 | 90.2122 | 93.2732 | 94.8899 | 97.5612 | 99.2181 | 103.8068 | 105.7773 | 107.9735 | 109.667 | 111.8997 | 113.3909
Scenario 4: Reference ZEAS Phase In | SCG | Com | FoodServ | Com - School | Energy Efficiency | ROB | New Adoptions | 114.9417 | 120.4651 | 125.2733 | 129.4342 | 132.8661 | 135.4377 | 143.7571 | 145.7881 | 147.3713 | 148.6475 | 149.659 | 150.4026 | 150.745
Scenario 4: Reference ZEAS Phase In | SCG | Com | FoodServ | Com - School | Energy Efficiency | ROB | Total Adoptions | 244.8715 | 255.4594 | 265.502 | 275.0347 | 283.8127 | 291.5479 | 306.7381 | 313.8944 | 320.4294 | 326.5188 | 332.1812 | 337.386 | 341.8094
Scenario 4: Reference ZEAS Phase In | SCG | Com | FoodServ | Com - School | Fuel Substitution | ROB | New Adoptions | 0.6116 | 0.703 | 0.793 | 0.88221 | 0.97352 | 1.0725 | 1.1761 | 1.2844 | 1.3986 | 1.5175 | 1.6406 | 1.7688 | 1.9058
Scenario 4: Reference ZEAS Phase In | SCG | Com | FoodServ | Com - School | Fuel Substitution | ROB | Total Adoptions | 0.70132 | 0.8192 | 0.93876 | 1.0604 | 1.1868 | 1.3236 | 1.4681 | 1.6204 | 1.7821 | 1.952 | 2.13 | 2.3169 | 2.5171
Scenario 4: Reference ZEAS Phase In | SCG | Com | HVAC | Com - College | Energy Efficiency | NEW | New Adoptions | 22174.3812 | 22313.6079 | 22973.846 | 23778.6383 | 24091.2404 | 24934.8598 | 14195.759 | 2719.4946 | 2740.608 | 2701.0319 | 2746.647 | 2860.3103 | 2866.397
Scenario 4: Reference ZEAS Phase In | SCG | Com | HVAC | Com - College | Energy Efficiency | NEW | Total Adoptions | 22174.3812 | 22313.6079 | 22973.846 | 23778.6383 | 24091.2404 | 24934.8598 | 14195.759 | 2719.4946 | 2740.608 | 2701.0319 | 2746.647 | 2860.3103 | 2866.397
Scenario 4: Reference ZEAS Phase In | SCG | Com | HVAC | Com - College | Energy Efficiency | RET | New Adoptions | 0 | 0 | 0 | 0 | 0 | 0 | 0 | 0 | 0 | 0 | 0 | 0 | 0
Scenario 4: Reference ZEAS Phase In | SCG | Com | HVAC | Com - College | Energy Efficiency | RET | Total Adoptions | 0.91192 | 0.85112 | 0.79438 | 0.74142 | 0.692 | 0.64586 | 0.60281 | 0.56262 | 0.52511 | 0.4901 | 0.45743 | 0.42693 | 0.39847
Scenario 4: Reference ZEAS Phase In | SCG | Com | HVAC | Com - College | Energy Efficiency | ROB | New Adoptions | 62523.0967 | 60286.5141 | 58090.6458 | 55984.467 | 53987.1522 | 26057.9401 | 0 | 0 | 0 | 0 | 0 | 0 | 0
Scenario 4: Reference ZEAS Phase In | SCG | Com | HVAC | Com - College | Energy Efficiency | ROB | Total Adoptions | 112005.0833 | 112855.5195 | 113597.7389 | 114297.616 | 114959.2933 | 57825.5833 | 0 | 0 | 0 | 0 | 0 | 0 | 0
Scenario 4: Reference ZEAS Phase In | SCG | Com | HVAC | Com - College | Fuel Substitution | ROB | New Adoptions | 112.8817 | 114.3715 | 114.6196 | 113.9424 | 0.10412 | 0 | 0 | 0 | 0 | 0 | 0 | 0 | 0
Scenario 4: Reference ZEAS Phase In | SCG | Com | HVAC | Com - College | Fuel Substitution | ROB | Total Adoptions | 125.8848 | 129.5134 | 131.9301 | 133.4204 | 0.12273 | 0 | 0 | 0 | 0 | 0 | 0 | 0 | 0
Scenario 4: Reference ZEAS Phase In | SCG | Com | HVAC | Com - Grocery | Energy Efficiency | NEW | New Adoptions | 219.5297 | 224.8558 | 227.5042 | 231.3323 | 235.912 | 240.6616 | 243.959 | 248.6232 | 251.7779 | 253.7783 | 256.5128 | 258.3265 | 260.371
Scenario 4: Reference ZEAS Phase In | SCG | Com | HVAC | Com - Grocery | Energy Efficiency | NEW | Total Adoptions | 219.5297 | 224.8558 | 227.5042 | 231.3323 | 235.912 | 240.6616 | 243.959 | 248.6232 | 251.7779 | 253.7783 | 256.5128 | 258.3265 | 260.371
Scenario 4: Reference ZEAS Phase In | SCG | Com | HVAC | Com - Grocery | Energy Efficiency | RET | New Adoptions | 3.8873 | 3.9717 | 3.9681 | 3.8722 | 3.6862 | 3.4194 | 3.0874 | 2.71 | 2.3086 | 1.9038 | 1.513 | 1.1496 | 0.82199
Scenario 4: Reference ZEAS Phase In | SCG | Com | HVAC | Com - Grocery | Energy Efficiency | RET | Total Adoptions | 4.0804 | 4.1695 | 4.1704 | 4.0782 | 3.8949 | 3.6294 | 3.2971 | 2.9177 | 2.5127 | 2.1028 | 1.7055 | 1.3343 | 0.99805
Scenario 4: Reference ZEAS Phase In | SCG | Com | HVAC | Com - Grocery | Fuel Substitution | ROB | New Adoptions | 1779.4452 | 1758.2282 | 1718.6974 | 1669.0715 | 237.4116 | 233.1009 | 229.3334 | 224.452 | 218.9478 | 213.1304 | 207.1968 | 201.2736 | 195.4396
Scenario 4: Reference ZEAS Phase In | SCG | Com | HVAC | Com - Grocery | Fuel Substitution | ROB | Total Adoptions | 2350.7344 | 2400.2562 | 2426.199 | 2436.2327 | 283.3644 | 282.1482 | 282.7019 | 282.0889 | 280.7545 | 278.9726 | 276.9153 | 274.6946 | 272.3809
Scenario 4: Reference ZEAS Phase In | SCG | Com | HVAC | Com - Health | Energy Efficiency | NEW | New Adoptions | 26339.6214 | 27020.6162 | 27939.1698 | 27782.3746 | 28277.4899 | 28441.2431 | 14837.9845 | 390.3101 | 391.0372 | 383.7072 | 374.3649 | 384.5457 | 397.4991
Scenario 4: Reference ZEAS Phase In | SCG | Com | HVAC | Com - Health | Energy Efficiency | NEW | Total Adoptions | 26339.6214 | 27020.6162 | 27939.1698 | 27782.3746 | 28277.4899 | 28441.2431 | 14837.9845 | 390.3101 | 391.0372 | 383.7072 | 374.3649 | 384.5457 | 397.4991
Scenario 4: Reference ZEAS Phase In | SCG | Com | HVAC | Com - Health | Energy Efficiency | RET | New Adoptions | 2616.8487 | 2687.1968 | 2694.3462 | 2635.3234 | 2512.5553 | 2333.9599 | 2111.8581 | 1861.2086 | 1597.4471 | 1334.6298 | 1084.0364 | 853.648 | 648.087
Scenario 4: Reference ZEAS Phase In | SCG | Com | HVAC | Com - Health | Energy Efficiency | RET | Total Adoptions | 2818.1214 | 2886.9945 | 2892.7988 | 2832.2584 | 2707.5283 | 2526.3078 | 2300.7688 | 2045.7973 | 1776.8297 | 1507.9852 | 1250.6527 | 1012.9505 | 799.6498
Scenario 4: Reference ZEAS Phase In | SCG | Com | HVAC | Com - Health | Energy Efficiency | ROB | New Adoptions | 64910.3887 | 62676.0667 | 60465.8877 | 58331.2035 | 56304.8627 | 27201.0703 | 0 | 0 | 0 | 0 | 0 | 0 | 0
Scenario 4: Reference ZEAS Phase In | SCG | Com | HVAC | Com - Health | Energy Efficiency | ROB | Total Adoptions | 112901.8827 | 114245.0254 | 115473.5876 | 116601.5624 | 117701.2396 | 59399.0313 | 0 | 0 | 0 | 0 | 0 | 0 | 0
Scenario 4: Reference ZEAS Phase In | SCG | Com | HVAC | Com - Health | Fuel Substitution | ROB | New Adoptions | 1679.7649 | 1666.65 | 1635.8869 | 1594.5507 | 213.0087 | 213.414 | 212.0441 | 209.299 | 205.6912 | 201.5802 | 197.2058 | 192.7242 | 188.0744
Scenario 4: Reference ZEAS Phase In | SCG | Com | HVAC | Com - Health | Fuel Substitution | ROB | Total Adoptions | 2226.6333 | 2285.506 | 2322.4477 | 2343.8008 | 252.5074 | 257.0738 | 259.9601 | 261.4818 | 262.1036 | 262.1481 | 261.8288 | 261.2851 | 260.3835
Scenario 4: Reference ZEAS Phase In | SCG | Com | HVAC | Com - Lodging | Energy Efficiency | NEW | New Adoptions | 14105.3157 | 14220.2963 | 14368.9433 | 14410.4503 | 14558.9699 | 14729.6596 | 7601.8568 | 314.665 | 315.659 | 315.6901 | 316.3953 | 316.639 | 316.8158
Scenario 4: Reference ZEAS Phase In | SCG | Com | HVAC | Com - Lodging | Energy Efficiency | NEW | Total Adoptions | 14105.3157 | 14220.2963 | 14368.9433 | 14410.4503 | 14558.9699 | 14729.6596 | 7601.8568 | 314.665 | 315.659 | 315.6901 | 316.3953 | 316.639 | 316.8158
Scenario 4: Reference ZEAS Phase In | SCG | Com | HVAC | Com - Lodging | Energy Efficiency | RET | New Adoptions | 2195.8832 | 2227.3593 | 2202.2137 | 2119.3737 | 1982.8882 | 1801.7633 | 1588.6281 | 1357.8494 | 2 | 1.5853 | 1.2045 | 0.86728 | 0.57728
Scenario 4: Reference ZEAS Phase In | SCG | Com | HVAC | Com - Lodging | Energy Efficiency | RET | Total Adoptions | 2287.3185 | 2322.5982 | 2300.891 | 2220.892 | 2086.4514 | 1906.4301 | 1693.3777 | 1461.6506 | 2.1856 | 1.7655 | 1.3781 | 1.0331 | 0.73464
Scenario 4: Reference ZEAS Phase In | SCG | Com | HVAC | Com - Lodging | Energy Efficiency | ROB | New Adoptions | 23759.5037 | 22902.3266 | 22066.8213 | 21270.2742 | 20521.4643 | 9912.2798 | 0 | 0 | 0 | 0 | 0 | 0 | 0
Scenario 4: Reference ZEAS Phase In | SCG | Com | HVAC | Com - Lodging | Energy Efficiency | ROB | Total Adoptions | 44144.992 | 44686.2755 | 45183.6107 | 45654.7908 | 46118.245 | 23294.7501 | 0 | 0 | 0 | 0 | 0 | 0 | 0
Scenario 4: Reference ZEAS Phase In | SCG | Com | HVAC | Com - Lodging | Fuel Substitution | ROB | New Adoptions | 1412.693 | 881.729 | 854.8207 | 830.1444 | 219.3736 | 95.5639 | 94.2511 | 92.4256 | 90.2221 | 87.9416 | 85.5934 | 83.236 | 80.9059
Scenario 4: Reference ZEAS Phase In | SCG | Com | HVAC | Com - Lodging | Fuel Substitution | ROB | Total Adoptions | 1881.571 | 1200.2728 | 1205.2439 | 1210.7525 | 292.9314 | 115.5814 | 116.0758 | 116.0371 | 115.5538 | 114.9654 | 114.2456 | 113.4466 | 112.6018
Scenario 4: Reference ZEAS Phase In | SCG | Com | HVAC | Com - Office (Large) | Energy Efficiency | NEW | New Adoptions | 348144.5988 | 341972.5614 | 334155.4774 | 327658.2219 | 323567.437 | 320228.4528 | 157729.7234 | 4.8361 | 4.7341 | 4.6265 | 4.5431 | 4.4478 | 4.3659
Scenario 4: Reference ZEAS Phase In | SCG | Com | HVAC | Com - Office (Large) | Energy Efficiency | NEW | Total Adoptions | 348144.5988 | 341972.5614 | 334155.4774 | 327658.2219 | 323567.437 | 320228.4528 | 157729.7234 | 4.8361 | 4.7341 | 4.6265 | 4.5431 | 4.4478 | 4.3659
Scenario 4: Reference ZEAS Phase In | SCG | Com | HVAC | Com - Office (Large) | Energy Efficiency | ROB | New Adoptions | 334355.3913 | 317781.5003 | 302095.6748 | 287526.5607 | 274149.1225 | 130977.9328 | 0 | 0 | 0 | 0 | 0 | 0 | 0
Scenario 4: Reference ZEAS Phase In | SCG | Com | HVAC | Com - Office (Large) | Energy Efficiency | ROB | Total Adoptions | 657759.6254 | 663256.6798 | 667950.8506 | 672276.1866 | 676549.509 | 340499.1166 | 0 | 0 | 0 | 0 | 0 | 0 | 0
Scenario 4: Reference ZEAS Phase In | SCG | Com | HVAC | Com - Office (Large) | Fuel Substitution | ROB | New Adoptions | 5.4846 | 5.2665 | 5.0021 | 4.7182 | 0 | 0 | 0 | 0 | 0 | 0 | 0 | 0 | 0
Scenario 4: Reference ZEAS Phase In | SCG | Com | HVAC | Com - Office (Large) | Fuel Substitution | ROB | Total Adoptions | 7.4054 | 7.3758 | 7.2729 | 7.1231 | 0 | 0 | 0 | 0 | 0 | 0 | 0 | 0 | 0
Scenario 4: Reference ZEAS Phase In | SCG | Com | HVAC | Com - Office (Small) | Energy Efficiency | NEW | New Adoptions | 53320.5168 | 53676.2475 | 53816.4093 | 53889.2709 | 0 | 507659.752 | 50119.5913 | 4327.7587 | 4329.6698 | 4324.2306 | 4323.6753 | 4317.6985 | 4315.3693
Scenario 4: Reference ZEAS Phase In | SCG | Com | HVAC | Com - Office (Small) | Energy Efficiency | NEW | Total Adoptions | 53320.5168 | 53676.2475 | 53816.4093 | 53889.2709 | 0 | 507659.752 | 50119.5913 | 4327.7587 | 4329.6698 | 4324.2306 | 4323.6753 | 4317.6985 | 4315.3693
Scenario 4: Reference ZEAS Phase In | SCG | Com | HVAC | Com - Office (Small) | Energy Efficiency | RET | Total Adoptions | 1.2188 | 1.1375 | 1.0617 | 0.9909 | 0.92484 | 0.86318 | 0.80564 | 0.75193 | 0.7018 | 0.65501 | 0.61135 | 0.57059 | 0.53255
Scenario 4: Reference ZEAS Phase In | SCG | Com | HVAC | Com - Office (Small) | Energy Efficiency | ROB | New Adoptions | 91801.8848 | 88236.8214 | 84597.5981 | 81275.4042 | 67557.0892 | 68096.1917 | 0 | 0 | 0 | 0 | 0 | 0 | 0
Scenario 4: Reference ZEAS Phase In | SCG | Com | HVAC | Com - Office (Small) | Energy Efficiency | ROB | Total Adoptions | 161857.9843 | 163389.1082 | 164416.265 | 165626.2433 | 145810.6333 | 167921.9244 | 0 | 0 | 0 | 0 | 0 | 0 | 0
Scenario 4: Reference ZEAS Phase In | SCG | Com | HVAC | Com - Office (Small) | Fuel Substitution | ROB | New Adoptions | 65.1918 | 65.756 | 65.5943 | 64.8947 | 0 | 0 | 0 | 0 | 0 | 0 | 0 | 0 | 0
Scenario 4: Reference ZEAS Phase In | SCG | Com | HVAC | Com - Office (Small) | Fuel Substitution | ROB | Total Adoptions | 71.9777 | 73.6654 | 74.6486 | 75.0995 | 0 | 0 | 0 | 0 | 0 | 0 | 0 | 0 | 0
Scenario 4: Reference ZEAS Phase In | SCG | Com | HVAC | Com - Other | Energy Efficiency | NEW | New Adoptions | 28400.9663 | 29014.54 | 29661.0342 | 30248.1923 | 1303.869 | 60832.5138 | 32064.7811 | 32588.779 | 32886.9489 | 33328.8414 | 33805.185 | 34193.6781 | 34661.831
Scenario 4: Reference ZEAS Phase In | SCG | Com | HVAC | Com - Other | Energy Efficiency | NEW | Total Adoptions | 28400.9663 | 29014.54 | 29661.0342 | 30248.1923 | 1303.869 | 60832.5138 | 32064.7811 | 32588.779 | 32886.9489 | 33328.8414 | 33805.185 | 34193.6781 | 34661.831
Scenario 4: Reference ZEAS Phase In | SCG | Com | HVAC | Com - Other | Energy Efficiency | RET | New Adoptions | 7.7919 | 7.7179 | 7.4045 | 6.871 | 6.1603 | 5.3317 | 4.4498 | 3.5744 | 2.7526 | 2.0157 | 1.3793 | 0.84637 | 0.4114
Scenario 4: Reference ZEAS Phase In | SCG | Com | HVAC | Com - Other | Energy Efficiency | RET | Total Adoptions | 690.6894 | 645.1233 | 602.349 | 562.1831 | 524.479 | 489.1195 | 456.0048 | 425.0416 | 7.732 | 6.6721 | 5.7313 | 4.912 | 4.2079
Scenario 4: Reference ZEAS Phase In | SCG | Com | HVAC | Com - Other | Fuel Substitution | ROB | New Adoptions | 7905.2482 | 8201.4434 | 8022.5433 | 7793.0675 | 12.788 | 0.98532 | 0.97037 | 0.95161 | 0.93095 | 0.90954 | 0.88804 | 0.86689 | 0.84632
Scenario 4: Reference ZEAS Phase In | SCG | Com | HVAC | Com - Other | Fuel Substitution | ROB | Total Adoptions | 10498.5178 | 11250.7039 | 11392.9003 | 11457.6439 | 19.3412 | 1.2106 | 1.214 | 1.2129 | 1.2091 | 1.2036 | 1.1971 | 1.1899 | 1.1824
Scenario 4: Reference ZEAS Phase In | SCG | Com | HVAC | Com - Restaurant | Energy Efficiency | NEW | New Adoptions | 5148.9383 | 5260.2651 | 5371.9429 | 5491.6868 | 5628.8515 | 5709.7426 | 5764.7649 | 5839.3669 | 5905.4001 | 5954.0605 | 6010.3808 | 6052.8606 | 6103.0447
Scenario 4: Reference ZEAS Phase In | SCG | Com | HVAC | Com - Restaurant | Energy Efficiency | NEW | Total Adoptions | 5148.9383 | 5260.2651 | 5371.9429 | 5491.6868 | 5628.8515 | 5709.7426 | 5764.7649 | 5839.3669 | 5905.4001 | 5954.0605 | 6010.3808 | 6052.8606 | 6103.0447
Scenario 4: Reference ZEAS Phase In | SCG | Com | HVAC | Com - Restaurant | Energy Efficiency | RET | New Adoptions | 3.7649 | 3.942 | 4.0426 | 4.0533 | 3.9671 | 3.7851 | 3.5167 | 3.1794 | 2.7953 | 2.3888 | 1.9825 | 1.5952 | 1.2402
Scenario 4: Reference ZEAS Phase In | SCG | Com | HVAC | Com - Restaurant | Energy Efficiency | RET | Total Adoptions | 4.9897 | 5.1027 | 5.1438 | 5.0991 | 4.9609 | 4.7294 | 4.4138 | 4.0307 | 3.6023 | 3.1526 | 2.7042 | 2.2759 | 1.881
Scenario 4: Reference ZEAS Phase In | SCG | Com | HVAC | Com - Restaurant | Energy Efficiency | ROB | New Adoptions | 463.5163 | 452.5353 | 437.211 | 420.0148 | 402.5501 | 385.7407 | 370.0401 | 355.6493 | 342.5879 | 330.8235 | 320.2685 | 310.8659 | 302.4749
Scenario 4: Reference ZEAS Phase In | SCG | Com | HVAC | Com - Restaurant | Energy Efficiency | ROB | Total Adoptions | 707.1334 | 728.9539 | 744.8872 | 757.1572 | 767.3665 | 776.4447 | 784.9597 | 793.3244 | 801.7087 | 810.2125 | 818.8967 | 827.8276 | 836.9655
Scenario 4: Reference ZEAS Phase In | SCG | Com | HVAC | Com - Restaurant | Fuel Substitution | ROB | New Adoptions | 136.0384 | 137.3209 | 137.1081 | 135.7937 | 0.13172 | 0.13049 | 0.1283 | 0.12558 | 0.12259 | 0.1195 | 0.11641 | 0.11337 | 0.11041
Scenario 4: Reference ZEAS Phase In | SCG | Com | HVAC | Com - Restaurant | Fuel Substitution | ROB | Total Adoptions | 151.6781 | 155.4595 | 157.7624 | 158.9433 | 0.15944 | 0.1607 | 0.16091 | 0.1605 | 0.15971 | 0.15869 | 0.15753 | 0.15629 | 0.155
Scenario 4: Reference ZEAS Phase In | SCG | Com | HVAC | Com - Retail | Energy Efficiency | NEW | New Adoptions | 49472.4633 | 50441.2282 | 50890.2037 | 51594.6587 | 0 | 112691.0986 | 32451.0412 | 11147.3144 | 11251.6269 | 11334.4814 | 11440.8926 | 11512.2156 | 11597.9132
Scenario 4: Reference ZEAS Phase In | SCG | Com | HVAC | Com - Retail | Energy Efficiency | NEW | Total Adoptions | 49472.4633 | 50441.2282 | 50890.2037 | 51594.6587 | 0 | 112691.0986 | 32451.0412 | 11147.3144 | 11251.6269 | 11334.4814 | 11440.8926 | 11512.2156 | 11597.9132
Scenario 4: Reference ZEAS Phase In | SCG | Com | HVAC | Com - Retail | Energy Efficiency | RET | New Adoptions | 0 | 0 | 0 | 0 | 0 | 0 | 0 | 0 | 0 | 0 | 0 | 0 | 0
Scenario 4: Reference ZEAS Phase In | SCG | Com | HVAC | Com - Retail | Energy Efficiency | RET | Total Adoptions | 2.8648 | 2.6738 | 2.4955 | 2.3292 | 2.1739 | 2.029 | 1.8937 | 1.7674 | 1.6496 | 1.5396 | 1.437 | 1.3412 | 1.2518
Scenario 4: Reference ZEAS Phase In | SCG | Com | HVAC | Com - Retail | Energy Efficiency | ROB | New Adoptions | 79861.2267 | 76823.9114 | 73845.0642 | 70994.6803 | 67891.2414 | 32846.2464 | 0 | 0 | 0 | 0 | 0 | 0 | 0
Scenario 4: Reference ZEAS Phase In | SCG | Com | HVAC | Com - Retail | Energy Efficiency | ROB | Total Adoptions | 139237.784 | 140667.7421 | 141926.3088 | 143106.9676 | 141900.3883 | 72726.6898 | 0 | 0 | 0 | 0 | 0 | 0 | 0
Scenario 4: Reference ZEAS Phase In | SCG | Com | HVAC | Com - Retail | Fuel Substitution | ROB | New Adoptions | 369.7993 | 373.4923 | 373.118 | 369.7391 | 368.967 | 369.9231 | 367.2748 | 361.745 | 26.6408 | 25.9645 | 25.2413 | 24.4964 | 0.29936
Scenario 4: Reference ZEAS Phase In | SCG | Com | HVAC | Com - Retail | Fuel Substitution | ROB | Total Adoptions | 412.2751 | 422.8032 | 429.3127 | 432.7643 | 436.5084 | 444.3695 | 448.7553 | 450.2193 | 33.4241 | 33.29 | 33.1009 | 32.8786 | 0.41849
Scenario 4: Reference ZEAS Phase In | SCG | Com | HVAC | Com - School | Energy Efficiency | NEW | New Adoptions | 123873.9807 | 75910.3205 | 75435.9022 | 74814.7474 | 73225.3873 | 64545.1989 | 63408.6309 | 11070.375 | 10951.1559 | 10875.8204 | 10768.9144 | 10732.2143 | 10640.1123
Scenario 4: Reference ZEAS Phase In | SCG | Com | HVAC | Com - School | Energy Efficiency | NEW | Total Adoptions | 123873.9807 | 75910.3205 | 75435.9022 | 74814.7474 | 73225.3873 | 64545.1989 | 63408.6309 | 11070.375 | 10951.1559 | 10875.8204 | 10768.9144 | 10732.2143 | 10640.1123
Scenario 4: Reference ZEAS Phase In | SCG | Com | HVAC | Com - School | Energy Efficiency | RET | New Adoptions | 0.86547 | 0 | 0 | 0 | 0 | 0 | 0 | 0 | 0 | 0 | 0 | 0 | 0
Scenario 4: Reference ZEAS Phase In | SCG | Com | HVAC | Com - School | Energy Efficiency | RET | Total Adoptions | 3.0386 | 2.0283 | 1.8931 | 1.7669 | 1.6491 | 1.5391 | 1.4365 | 1.3407 | 1.2514 | 1.1679 | 1.0901 | 1.0174 | 0.94958
Scenario 4: Reference ZEAS Phase In | SCG | Com | HVAC | Com - School | Energy Efficiency | ROB | New Adoptions | 81075.2452 | 77382.793 | 73860.0832 | 70558.5379 | 58579.0051 | 56023.8951 | 0 | 0 | 0 | 0 | 0 | 0 | 0
Scenario 4: Reference ZEAS Phase In | SCG | Com | HVAC | Com - School | Energy Efficiency | ROB | Total Adoptions | 159288.9348 | 160532.262 | 161630.6947 | 162658.6778 | 141986.018 | 142564.5813 | 0 | 0 | 0 | 0 | 0 | 0 | 0
Scenario 4: Reference ZEAS Phase In | SCG | Com | HVAC | Com - School | Fuel Substitution | ROB | New Adoptions | 97.2405 | 96.6357 | 94.9661 | 92.5492 | 0 | 0 | 0 | 0 | 0 | 0 | 0 | 0 | 0
Scenario 4: Reference ZEAS Phase In | SCG | Com | HVAC | Com - School | Fuel Substitution | ROB | Total Adoptions | 107.669 | 108.6295 | 108.5157 | 107.6215 | 0 | 0 | 0 | 0 | 0 | 0 | 0 | 0 | 0
Scenario 4: Reference ZEAS Phase In | SCG | Com | HVAC | Com - Warehouse | Energy Efficiency | NEW | New Adoptions | 0.17108 | 0.18089 | 0.18722 | 0.19582 | 0.20706 | 0.21658 | 0.22405 | 0.23212 | 0.23791 | 0.24347 | 0.24926 | 0.2535 | 0.25897
Scenario 4: Reference ZEAS Phase In | SCG | Com | HVAC | Com - Warehouse | Energy Efficiency | NEW | Total Adoptions | 0.17108 | 0.18089 | 0.18722 | 0.19582 | 0.20706 | 0.21658 | 0.22405 | 0.23212 | 0.23791 | 0.24347 | 0.24926 | 0.2535 | 0.25897
Scenario 4: Reference ZEAS Phase In | SCG | Com | HVAC | Com - Warehouse | Fuel Substitution | ROB | New Adoptions | 932.2698 | 925.2852 | 908.5378 | 885.9572 | 0.22321 | 0.11316 | 0.11197 | 0.11025 | 0 | 0 | 0 | 0 | 0
Scenario 4: Reference ZEAS Phase In | SCG | Com | HVAC | Com - Warehouse | Fuel Substitution | ROB | Total Adoptions | 1232.5983 | 1264.7524 | 1284.7457 | 1296.1229 | 0.26623 | 0.13873 | 0.13973 | 0.14013 | 0 | 0 | 0 | 0 | 0
Scenario 4: Reference ZEAS Phase In | SCG | Com | WaterHeat | Com - College | Energy Efficiency | NEW | New Adoptions | 4693.5841 | 4709.1846 | 4841.2892 | 4623.3647 | 4647.6568 | 4803.9972 | 2270.2536 | 0.92587 | 0.93351 | 0.93254 | 0.93656 | 0.97581 | 0.97833
Scenario 4: Reference ZEAS Phase In | SCG | Com | WaterHeat | Com - College | Energy Efficiency | NEW | Total Adoptions | 4693.5841 | 4709.1846 | 4841.2892 | 4623.3647 | 4647.6568 | 4803.9972 | 2270.2536 | 0.92587 | 0.93351 | 0.93254 | 0.93656 | 0.97581 | 0.97833
Scenario 4: Reference ZEAS Phase In | SCG | Com | WaterHeat | Com - College | Energy Efficiency | RET | New Adoptions | 775.7709 | 474.4076 | 341.709 | 630.6807 | 330.8086 | 118.7815 | 46.0225 | 22.1903 | 0 | 0 | 0 | 0 | 0
Scenario 4: Reference ZEAS Phase In | SCG | Com | WaterHeat | Com - College | Energy Efficiency | RET | Total Adoptions | 2106.9194 | 1680.9743 | 1431.563 | 1912.7974 | 1471.4829 | 1129.3635 | 940.2878 | 813.6444 | 518.0163 | 469.7195 | 425.9854 | 386.3746 | 350.4999
Scenario 4: Reference ZEAS Phase In | SCG | Com | WaterHeat | Com - College | Energy Efficiency | ROB | New Adoptions | 10621.2195 | 10384.5763 | 8998.0754 | 8810.5188 | 8634.6042 | 3683.1005 | 5.9912 | 6.0339 | 6.0763 | 6.1181 | 6.1597 | 6.2038 | 6.2478
Scenario 4: Reference ZEAS Phase In | SCG | Com | WaterHeat | Com - College | Energy Efficiency | ROB | Total Adoptions | 25210.1571 | 25333.027 | 23950.2267 | 24081.7252 | 24212.1479 | 11426.5799 | 18.5118 | 18.6286 | 18.7472 | 18.866 | 18.9862 | 19.115 | 19.2447
Scenario 4: Reference ZEAS Phase In | SCG | Com | WaterHeat | Com - College | Fuel Substitution | ROB | New Adoptions | 6972.2972 | 6851.4 | 7248.3349 | 8043.4123 | 8738.6038 | 7749.3179 | 7791.9104 | 8228.4152 | 6222.3378 | 6237.5342 | 6187.8926 | 6101.495 | 5994.0331
Scenario 4: Reference ZEAS Phase In | SCG | Com | WaterHeat | Com - College | Fuel Substitution | ROB | Total Adoptions | 8800.6366 | 8810.2179 | 9376.3757 | 10381.5184 | 11307.7091 | 9931.7837 | 9751.0304 | 10437.5089 | 8216.2722 | 8417.6806 | 8542.7619 | 8618.0611 | 8658.9548
Scenario 4: Reference ZEAS Phase In | SCG | Com | WaterHeat | Com - Grocery | Energy Efficiency | NEW | New Adoptions | 756.3597 | 769.5252 | 775.3216 | 786.3061 | 800.5724 | 815.8714 | 427.9045 | 29.8188 | 30.1909 | 30.427 | 30.7515 | 30.9653 | 31.2043
Scenario 4: Reference ZEAS Phase In | SCG | Com | WaterHeat | Com - Grocery | Energy Efficiency | NEW | Total Adoptions | 756.3597 | 769.5252 | 775.3216 | 786.3061 | 800.5724 | 815.8714 | 427.9045 | 29.8188 | 30.1909 | 30.427 | 30.7515 | 30.9653 | 31.2043
Scenario 4: Reference ZEAS Phase In | SCG | Com | WaterHeat | Com - Grocery | Energy Efficiency | RET | New Adoptions | 4741.8192 | 1733.1765 | 53.7847 | 1.3483 | 0.81273 | 0.41324 | 0.11629 | 0 | 0 | 0 | 0 | 0 | 0
Scenario 4: Reference ZEAS Phase In | SCG | Com | WaterHeat | Com - Grocery | Energy Efficiency | RET | Total Adoptions | 6010.1712 | 2899.2388 | 1113.1571 | 963.4503 | 874.6156 | 794.0563 | 720.9843 | 654.7961 | 594.5688 | 540.1358 | 490.7057 | 445.816 | 405.0471
Scenario 4: Reference ZEAS Phase In | SCG | Com | WaterHeat | Com - Grocery | Energy Efficiency | ROB | New Adoptions | 1243.9997 | 1219.244 | 1195.8208 | 1174.0101 | 1153.8791 | 637.6676 | 140.9891 | 142.1155 | 143.2445 | 144.3751 | 145.518 | 146.6724 | 147.84
Scenario 4: Reference ZEAS Phase In | SCG | Com | WaterHeat | Com - Grocery | Energy Efficiency | ROB | Total Adoptions | 3220.2402 | 3239.8597 | 3259.0618 | 3278.5548 | 3298.6814 | 1871.9367 | 426.977 | 429.8935 | 432.9118 | 436.008 | 439.1998 | 442.4697 | 445.8182
Scenario 4: Reference ZEAS Phase In | SCG | Com | WaterHeat | Com - Grocery | Fuel Substitution | ROB | New Adoptions | 130.7244 | 127.3185 | 124.1785 | 121.621 | 119.5955 | 118.0129 | 0 | 0 | 0 | 0 | 0 | 0 | 0
Scenario 4: Reference ZEAS Phase In | SCG | Com | WaterHeat | Com - Grocery | Fuel Substitution | ROB | Total Adoptions | 197.2395 | 198.7054 | 199.9477 | 201.3978 | 203.0817 | 204.9667 | 0 | 0 | 0 | 0 | 0 | 0 | 0
Scenario 4: Reference ZEAS Phase In | SCG | Com | WaterHeat | Com - Health | Energy Efficiency | NEW | New Adoptions | 8198.5596 | 8375.7807 | 8641.8016 | 8175.8772 | 8317.8871 | 8365.3484 | 4093.4146 | 3.9363 | 3.9435 | 3.8695 | 3.7752 | 3.8777 | 4.0081
Scenario 4: Reference ZEAS Phase In | SCG | Com | WaterHeat | Com - Health | Energy Efficiency | NEW | Total Adoptions | 8198.5596 | 8375.7807 | 8641.8016 | 8175.8772 | 8317.8871 | 8365.3484 | 4093.4146 | 3.9363 | 3.9435 | 3.8695 | 3.7752 | 3.8777 | 4.0081
Scenario 4: Reference ZEAS Phase In | SCG | Com | WaterHeat | Com - Health | Energy Efficiency | RET | New Adoptions | 3232.3358 | 7987.9098 | 5273.8189 | 3366.1219 | 2082.4129 | 1219.628 | 640.3631 | 271.6185 | 0 | 0 | 0 | 0 | 0
Scenario 4: Reference ZEAS Phase In | SCG | Com | WaterHeat | Com - Health | Energy Efficiency | RET | Total Adoptions | 4809.9596 | 9826.2925 | 6975.7159 | 4935.8592 | 3526.4243 | 2545.4507 | 1855.9889 | 1429.3203 | 685.7742 | 621.9812 | 564.7203 | 512.3296 | 464.8531
Scenario 4: Reference ZEAS Phase In | SCG | Com | WaterHeat | Com - Health | Energy Efficiency | ROB | New Adoptions | 14354.5936 | 14022.4178 | 12730.8368 | 12452.4625 | 12194.1722 | 5513.8867 | 20.8271 | 21.0412 | 21.2527 | 21.4575 | 21.6546 | 21.8577 | 22.0683
Scenario 4: Reference ZEAS Phase In | SCG | Com | WaterHeat | Com - Health | Energy Efficiency | ROB | Total Adoptions | 34631.4998 | 34948.1256 | 34020.9455 | 34331.5026 | 34646.8626 | 16875.8795 | 65.0085 | 65.6232 | 66.24 | 66.843 | 67.4284 | 68.0364 | 68.6717
Scenario 4: Reference ZEAS Phase In | SCG | Com | WaterHeat | Com - Health | Fuel Substitution | ROB | New Adoptions | 6124.4009 | 6028.7131 | 6293.0693 | 6983.8618 | 7603.1202 | 8565.5411 | 8894.893 | 9705.6442 | 5369.0772 | 5400.5269 | 5372.3297 | 5309.6814 | 5227.0113
Scenario 4: Reference ZEAS Phase In | SCG | Com | WaterHeat | Com - Health | Fuel Substitution | ROB | Total Adoptions | 7787.3421 | 7811.6302 | 8223.6807 | 9101.0347 | 9925.0292 | 11170.0352 | 11277.8573 | 12416.8348 | 7080.4565 | 7276.3246 | 7403.7297 | 7486.3564 | 7538.0019
Scenario 4: Reference ZEAS Phase In | SCG | Com | WaterHeat | Com - Lodging | Energy Efficiency | NEW | New Adoptions | 58945.6537 | 59210.0123 | 59719.4037 | 59121.0948 | 59709.3965 | 60405.469 | 30164.5631 | 4.1089 | 4.1209 | 4.1207 | 4.1295 | 4.1323 | 4.134
Scenario 4: Reference ZEAS Phase In | SCG | Com | WaterHeat | Com - Lodging | Energy Efficiency | NEW | Total Adoptions | 58945.6537 | 59210.0123 | 59719.4037 | 59121.0948 | 59709.3965 | 60405.469 | 30164.5631 | 4.1089 | 4.1209 | 4.1207 | 4.1295 | 4.1323 | 4.134
Scenario 4: Reference ZEAS Phase In | SCG | Com | WaterHeat | Com - Lodging | Energy Efficiency | RET | New Adoptions | 8046.4673 | 5642.8758 | 3575.8558 | 1958.5279 | 807.965 | 257.5049 | 0 | 0 | 0 | 0 | 0 | 0 | 0
Scenario 4: Reference ZEAS Phase In | SCG | Com | WaterHeat | Com - Lodging | Energy Efficiency | RET | Total Adoptions | 11425.003 | 8667.1283 | 6234.5824 | 4253.4158 | 2760.4177 | 1904.6468 | 1389.3242 | 1183.3956 | 670.6276 | 580.8453 | 507.635 | 446.9877 | 396.0929
Scenario 4: Reference ZEAS Phase In | SCG | Com | WaterHeat | Com - Lodging | Energy Efficiency | ROB | New Adoptions | 67513.7872 | 65920.0553 | 63104.5252 | 61714.99 | 60434.0844 | 29021.6906 | 16.9602 | 17.1477 | 17.3346 | 17.5207 | 17.7069 | 17.8935 | 18.0801
Scenario 4: Reference ZEAS Phase In | SCG | Com | WaterHeat | Com - Lodging | Energy Efficiency | ROB | Total Adoptions | 186725.736 | 188664.3178 | 188831.0646 | 190707.0917 | 192599.7148 | 96426.3713 | 52.5886 | 53.1324 | 53.6807 | 54.2318 | 54.7872 | 55.3465 | 55.9088
Scenario 4: Reference ZEAS Phase In | SCG | Com | WaterHeat | Com - Lodging | Fuel Substitution | ROB | New Adoptions | 9003.152 | 8843.891 | 9374.7907 | 10309.4706 | 11189.6366 | 11559.5873 | 11880.2995 | 13001.614 | 7216.1842 | 7264.7409 | 7231.0518 | 7145.5422 | 7028.9805
Scenario 4: Reference ZEAS Phase In | SCG | Com | WaterHeat | Com - Lodging | Fuel Substitution | ROB | Total Adoptions | 11697.7956 | 11734.3673 | 12504.6462 | 13717.8884 | 14904.2324 | 14921.3671 | 14853.8202 | 16403.5379 | 9393.8011 | 9658.2843 | 9827.6696 | 9929.9781 | 9984.8725
Scenario 4: Reference ZEAS Phase In | SCG | Com | WaterHeat | Com - Office (Large) | Energy Efficiency | NEW | New Adoptions | 38799.7473 | 37993.9081 | 37070.9723 | 33603.471 | 33177.3578 | 32835.6591 | 14861.3056 | 0 | 0 | 0 | 0 | 0 | 0
Scenario 4: Reference ZEAS Phase In | SCG | Com | WaterHeat | Com - Office (Large) | Energy Efficiency | NEW | Total Adoptions | 38799.7473 | 37993.9081 | 37070.9723 | 33603.471 | 33177.3578 | 32835.6591 | 14861.3056 | 0 | 0 | 0 | 0 | 0 | 0
Scenario 4: Reference ZEAS Phase In | SCG | Com | WaterHeat | Com - Office (Large) | Energy Efficiency | RET | New Adoptions | 0 | 0 | 0 | 0 | 0 | 0 | 0 | 0 | 0 | 0 | 0 | 0 | 0
Scenario 4: Reference ZEAS Phase In | SCG | Com | WaterHeat | Com - Office (Large) | Energy Efficiency | RET | Total Adoptions | 3535.5476 | 3194.6748 | 2887.6809 | 2611.0563 | 2361.6747 | 2136.7482 | 1933.7884 | 1750.5728 | 1512.9123 | 1374.2581 | 1248.3683 | 1134.0598 | 1030.2602
Scenario 4: Reference ZEAS Phase In | SCG | Com | WaterHeat | Com - Office (Large) | Energy Efficiency | ROB | New Adoptions | 28128.7511 | 27295.0845 | 23373.8298 | 22752.8821 | 22196.4517 | 9424.2129 | 0 | 0 | 0 | 0 | 0 | 0 | 0
Scenario 4: Reference ZEAS Phase In | SCG | Com | WaterHeat | Com - Office (Large) | Energy Efficiency | ROB | Total Adoptions | 70860.4204 | 71210.0514 | 67210.4472 | 67538.0289 | 67883.5684 | 32081.1322 | 0 | 0 | 0 | 0 | 0 | 0 | 0
Scenario 4: Reference ZEAS Phase In | SCG | Com | WaterHeat | Com - Office (Large) | Fuel Substitution | ROB | New Adoptions | 16538.7526 | 16216.5633 | 18038.2905 | 20421.0013 | 22486.669 | 23251.4772 | 25171.1991 | 27331.73 | 17136.0105 | 17156.4805 | 16972.6117 | 16660.3997 | 16276.1192
Scenario 4: Reference ZEAS Phase In | SCG | Com | WaterHeat | Com - Office (Large) | Fuel Substitution | ROB | Total Adoptions | 20463.9364 | 20344.9489 | 22518.6172 | 25346.649 | 27924.8213 | 28536.5357 | 30746.44 | 33666.636 | 21963.7101 | 22437.7406 | 22669.6368 | 22729.3606 | 22671.0381
Scenario 4: Reference ZEAS Phase In | SCG | Com | WaterHeat | Com - Office (Small) | Energy Efficiency | NEW | New Adoptions | 408.7136 | 410.5247 | 411.0816 | 0 | 0 | 0 | 0 | 0 | 0 | 0 | 0 | 0 | 0
Scenario 4: Reference ZEAS Phase In | SCG | Com | WaterHeat | Com - Office (Small) | Energy Efficiency | NEW | Total Adoptions | 408.7136 | 410.5247 | 411.0816 | 0 | 0 | 0 | 0 | 0 | 0 | 0 | 0 | 0 | 0
Scenario 4: Reference ZEAS Phase In | SCG | Com | WaterHeat | Com - Office (Small) | Energy Efficiency | RET | New Adoptions | 0 | 0 | 0 | 0 | 0 | 0 | 0 | 0 | 0 | 0 | 0 | 0 | 0
Scenario 4: Reference ZEAS Phase In | SCG | Com | WaterHeat | Com - Office (Small) | Energy Efficiency | RET | Total Adoptions | 1190.3389 | 1080.8508 | 981.4984 | 891.3342 | 809.6151 | 735.3185 | 667.8755 | 606.6489 | 551.0014 | 500.5388 | 454.7167 | 413.1058 | 375.3167
Scenario 4: Reference ZEAS Phase In | SCG | Com | WaterHeat | Com - Office (Small) | Energy Efficiency | ROB | New Adoptions | 816.6477 | 801.9581 | 0 | 0 | 0 | 0 | 0 | 0 | 0 | 0 | 0 | 0 | 0
Scenario 4: Reference ZEAS Phase In | SCG | Com | WaterHeat | Com - Office (Small) | Energy Efficiency | ROB | Total Adoptions | 1008.4502 | 1011.5547 | 0 | 0 | 0 | 0 | 0 | 0 | 0 | 0 | 0 | 0 | 0
Scenario 4: Reference ZEAS Phase In | SCG | Com | WaterHeat | Com - Office (Small) | Fuel Substitution | ROB | New Adoptions | 2354.1304 | 2307.5262 | 2587.25 | 3162.4589 | 3207.5574 | 3864.467 | 3999.2946 | 4194.1543 | 4276.4323 | 4283.8067 | 4244.2395 | 4176.5473 | 4093.5409
Scenario 4: Reference ZEAS Phase In | SCG | Com | WaterHeat | Com - Office (Small) | Fuel Substitution | ROB | Total Adoptions | 2956.7633 | 2949.8202 | 3298.8023 | 3976.2082 | 4031.7575 | 4803.9429 | 4968.57 | 5296.8388 | 5511.4635 | 5645.5955 | 5724.5302 | 5765.7272 | 5781.5132
Scenario 4: Reference ZEAS Phase In | SCG | Com | WaterHeat | Com - Other | Energy Efficiency | NEW | New Adoptions | 15370.6403 | 15717.704 | 16075.9228 | 14337.6776 | 618.2117 | 28853.1289 | 6560.1755 | 96.8999 | 97.8251 | 99.1821 | 100.6445 | 101.8451 | 103.2817
Scenario 4: Reference ZEAS Phase In | SCG | Com | WaterHeat | Com - Other | Energy Efficiency | NEW | Total Adoptions | 15370.6403 | 15717.704 | 16075.9228 | 14337.6776 | 618.2117 | 28853.1289 | 6560.1755 | 96.8999 | 97.8251 | 99.1821 | 100.6445 | 101.8451 | 103.2817
Scenario 4: Reference ZEAS Phase In | SCG | Com | WaterHeat | Com - Other | Energy Efficiency | RET | New Adoptions | 4502.7948 | 2232.5626 | 1301.6489 | 657.2681 | 213.0283 | 0 | 1.3999 | 0 | 0 | 0 | 0 | 0 | 0
Scenario 4: Reference ZEAS Phase In | SCG | Com | WaterHeat | Com - Other | Energy Efficiency | RET | Total Adoptions | 11404.3893 | 8481.8068 | 6945.0457 | 5743.576 | 4790.7239 | 4117.7859 | 3708.8858 | 3338.6921 | 2739.3902 | 2483.0589 | 2251.0727 | 2041.0695 | 1850.9233
Scenario 4: Reference ZEAS Phase In | SCG | Com | WaterHeat | Com - Other | Energy Efficiency | ROB | New Adoptions | 25876.2762 | 25356.6979 | 20599.26 | 20218.8783 | 19687.804 | 7929.0903 | 437.7228 | 442.2312 | 446.7288 | 451.2673 | 455.8667 | 460.5287 | 465.268
Scenario 4: Reference ZEAS Phase In | SCG | Com | WaterHeat | Com - Other | Energy Efficiency | ROB | Total Adoptions | 55525.2408 | 55938.687 | 50874.4996 | 51292.0556 | 50996.1032 | 23942.9381 | 1342.4306 | 1354.8283 | 1367.4586 | 1380.418 | 1393.7277 | 1407.3508 | 1421.3204
Scenario 4: Reference ZEAS Phase In | SCG | Com | WaterHeat | Com - Other | Fuel Substitution | ROB | New Adoptions | 26518.5378 | 26051.2458 | 27301.9653 | 30239.6933 | 32546.4311 | 37102.2595 | 38728.0208 | 42211.6126 | 23304.3072 | 23418.6979 | 23271.7701 | 22962.6814 | 22560.5173
Scenario 4: Reference ZEAS Phase In | SCG | Com | WaterHeat | Com - Other | Fuel Substitution | ROB | Total Adoptions | 33619.4172 | 33646.714 | 35518.7573 | 39234.3502 | 42386.5605 | 48135.4097 | 49016.5134 | 53889.0293 | 30646.1625 | 31448.2137 | 31946.7973 | 32234.1826 | 32376.6918
Scenario 4: Reference ZEAS Phase In | SCG | Com | WaterHeat | Com - Refrig. Warehouse | Energy Efficiency | NEW | New Adoptions | 391.5929 | 40.9319 | 0 | 141.507 | 15.3333 | 15.3893 | 15.6087 | 0 | 0 | 0 | 0 | 0 | 0
Scenario 4: Reference ZEAS Phase In | SCG | Com | WaterHeat | Com - Refrig. Warehouse | Energy Efficiency | NEW | Total Adoptions | 391.5929 | 40.9319 | 0 | 141.507 | 15.3333 | 15.3893 | 15.6087 | 0 | 0 | 0 | 0 | 0 | 0
Scenario 4: Reference ZEAS Phase In | SCG | Com | WaterHeat | Com - Refrig. Warehouse | Energy Efficiency | RET | New Adoptions | 442.7282 | 0 | 23.1604 | 0 | 0 | 0 | 0 | 0 | 0 | 0 | 0 | 0 | 0
Scenario 4: Reference ZEAS Phase In | SCG | Com | WaterHeat | Com - Refrig. Warehouse | Energy Efficiency | RET | Total Adoptions | 634.9026 | 174.2285 | 181.3339 | 143.4447 | 130.1049 | 118.0205 | 107.0714 | 97.1491 | 88.1558 | 80.0031 | 72.6113 | 65.909 | 59.83
Scenario 4: Reference ZEAS Phase In | SCG | Com | WaterHeat | Com - Refrig. Warehouse | Energy Efficiency | ROB | New Adoptions | 84.5441 | 83.1548 | 21.0182 | 21.8811 | 21.5084 | 21.2013 | 0 | 0 | 0 | 0 | 0 | 0 | 0
Scenario 4: Reference ZEAS Phase In | SCG | Com | WaterHeat | Com - Refrig. Warehouse | Energy Efficiency | ROB | Total Adoptions | 144.7717 | 145.6719 | 61.9754 | 68.8548 | 69.2739 | 69.8199 | 0 | 0 | 0 | 0 | 0 | 0 | 0
Scenario 4: Reference ZEAS Phase In | SCG | Com | WaterHeat | Com - Refrig. Warehouse | Fuel Substitution | ROB | New Adoptions | 202.7255 | 198.9446 | 204.8524 | 267.7469 | 305.8493 | 332.6857 | 297.5512 | 308.0558 | 314.2587 | 315.827 | 313.8855 | 309.8772 | 304.7316
Scenario 4: Reference ZEAS Phase In | SCG | Com | WaterHeat | Com - Refrig. Warehouse | Fuel Substitution | ROB | Total Adoptions | 261.9703 | 263.0232 | 269.528 | 341.2932 | 389.9439 | 428.2522 | 368.8889 | 389.5125 | 405.7643 | 417.0296 | 424.2231 | 428.6871 | 431.3145
Scenario 4: Reference ZEAS Phase In | SCG | Com | WaterHeat | Com - Restaurant | Energy Efficiency | NEW | New Adoptions | 2928.1204 | 2986.209 | 3045.6418 | 2587.3476 | 2650.6595 | 2688.2475 | 2714.1912 | 179.726 | 181.8057 | 183.3633 | 185.1626 | 186.5343 | 188.1372
Scenario 4: Reference ZEAS Phase In | SCG | Com | WaterHeat | Com - Restaurant | Energy Efficiency | NEW | Total Adoptions | 2928.1204 | 2986.209 | 3045.6418 | 2587.3476 | 2650.6595 | 2688.2475 | 2714.1912 | 179.726 | 181.8057 | 183.3633 | 185.1626 | 186.5343 | 188.1372
Scenario 4: Reference ZEAS Phase In | SCG | Com | WaterHeat | Com - Restaurant | Energy Efficiency | RET | New Adoptions | 0 | 0 | 0 | 0 | 0 | 0 | 0 | 0 | 0 | 0 | 0 | 0 | 0
Scenario 4: Reference ZEAS Phase In | SCG | Com | WaterHeat | Com - Restaurant | Energy Efficiency | RET | Total Adoptions | 738.4926 | 670.365 | 608.5726 | 552.519 | 501.6654 | 455.524 | 413.6538 | 375.6556 | 341.1679 | 309.8636 | 281.4465 | 255.6481 | 232.2254
Scenario 4: Reference ZEAS Phase In | SCG | Com | WaterHeat | Com - Restaurant | Energy Efficiency | ROB | New Adoptions | 4358.8613 | 4295.4067 | 3260.4423 | 3218.6075 | 3181.0364 | 3147.5317 | 732.5237 | 740.5143 | 748.5978 | 756.7652 | 765.0432 | 773.4269 | 781.9217
Scenario 4: Reference ZEAS Phase In | SCG | Com | WaterHeat | Com - Restaurant | Energy Efficiency | ROB | Total Adoptions | 11121.0715 | 11223.0908 | 10018.9607 | 10116.4373 | 10217.1055 | 10319.9461 | 2277.6937 | 2301.1657 | 2325.1626 | 2349.5977 | 2374.5193 | 2399.8692 | 2425.668
Scenario 4: Reference ZEAS Phase In | SCG | Com | WaterHeat | Com - Restaurant | Fuel Substitution | ROB | New Adoptions | 2652.9441 | 2607.8996 | 3134.2378 | 3863.3654 | 4500.1153 | 4940.8957 | 5066.1463 | 5228.2848 | 5350.925 | 5382.0949 | 5354.3065 | 5289.2523 | 5202.0809
Scenario 4: Reference ZEAS Phase In | SCG | Com | WaterHeat | Com - Restaurant | Fuel Substitution | ROB | Total Adoptions | 3302.5404 | 3302.3328 | 3920.1542 | 4774.6489 | 5560.1702 | 6164.6431 | 6359.0267 | 6686.8992 | 6974.9219 | 7164.7974 | 7285.9028 | 7358.1659 | 7395.9318
Scenario 4: Reference ZEAS Phase In | SCG | Com | WaterHeat | Com - Retail | Energy Efficiency | NEW | New Adoptions | 2488.1329 | 2532.8187 | 2553.0064 | 1293.5238 | 0 | 2826.7039 | 0 | 0 | 0 | 0 | 0 | 0 | 0
Scenario 4: Reference ZEAS Phase In | SCG | Com | WaterHeat | Com - Retail | Energy Efficiency | NEW | Total Adoptions | 2488.1329 | 2532.8187 | 2553.0064 | 1293.5238 | 0 | 2826.7039 | 0 | 0 | 0 | 0 | 0 | 0 | 0
Scenario 4: Reference ZEAS Phase In | SCG | Com | WaterHeat | Com - Retail | Energy Efficiency | RET | New Adoptions | 4965.1412 | 1659.1672 | 1076.4536 | 0 | 451.4087 | 170.2641 | 0 | 0 | 0 | 0 | 0 | 0 | 0
Scenario 4: Reference ZEAS Phase In | SCG | Com | WaterHeat | Com - Retail | Energy Efficiency | RET | Total Adoptions | 10177.6284 | 6405.5252 | 5388.1864 | 3895.0895 | 3981.5733 | 3364.902 | 2888.3216 | 2612.2333 | 2200.7183 | 2000.4778 | 1818.466 | 1653.0222 | 1502.6371
Scenario 4: Reference ZEAS Phase In | SCG | Com | WaterHeat | Com - Retail | Energy Efficiency | ROB | New Adoptions | 5297.6291 | 5204.989 | 2562.7142 | 2525.9228 | 2447.5441 | 0 | 0 | 0 | 0 | 0 | 0 | 0 | 0
Scenario 4: Reference ZEAS Phase In | SCG | Com | WaterHeat | Com - Retail | Energy Efficiency | ROB | Total Adoptions | 6488.2821 | 6509.3792 | 3271.5957 | 3289.1489 | 3230.1291 | 0 | 0 | 0 | 0 | 0 | 0 | 0 | 0
Scenario 4: Reference ZEAS Phase In | SCG | Com | WaterHeat | Com - Retail | Fuel Substitution | ROB | New Adoptions | 8377.9682 | 8227.6621 | 8723.4443 | 10583.9458 | 12080.6314 | 20709.6315 | 23202.861 | 25283.1308 | 13938.9694 | 13998.9123 | 13903.294 | 13710.2421 | 13460.1608
Scenario 4: Reference ZEAS Phase In | SCG | Com | WaterHeat | Com - Retail | Fuel Substitution | ROB | Total Adoptions | 10392.3036 | 10374.8596 | 10963.1891 | 13153.0086 | 15032.8531 | 26203.341 | 29421.1004 | 32326.18 | 18348.8053 | 18814.6363 | 19099.5257 | 19257.5149 | 19327.2828
Scenario 4: Reference ZEAS Phase In | SCG | Com | WaterHeat | Com - School | Energy Efficiency | NEW | New Adoptions | 9791.2152 | 9678.6316 | 9594.483 | 7977.1251 | 7807.0295 | 7744.9542 | 7620.8943 | 24.2543 | 24.0022 | 23.8469 | 23.6223 | 23.5511 | 23.3574
Scenario 4: Reference ZEAS Phase In | SCG | Com | WaterHeat | Com - School | Energy Efficiency | NEW | Total Adoptions | 9791.2152 | 9678.6316 | 9594.483 | 7977.1251 | 7807.0295 | 7744.9542 | 7620.8943 | 24.2543 | 24.0022 | 23.8469 | 23.6223 | 23.5511 | 23.3574
Scenario 4: Reference ZEAS Phase In | SCG | Com | WaterHeat | Com - School | Energy Efficiency | RET | New Adoptions | 0.21921 | 0 | 0 | 0 | 0 | 0 | 0 | 0 | 0 | 0 | 0 | 0 | 0
Scenario 4: Reference ZEAS Phase In | SCG | Com | WaterHeat | Com - School | Energy Efficiency | RET | Total Adoptions | 1416.4051 | 1284.5953 | 1165.3772 | 1057.3475 | 959.4382 | 870.6861 | 791.0596 | 721.0972 | 650.9831 | 590.9854 | 536.5588 | 487.1802 | 442.3775
Scenario 4: Reference ZEAS Phase In | SCG | Com | WaterHeat | Com - School | Energy Efficiency | ROB | New Adoptions | 9391.8134 | 9138.7033 | 6691.6844 | 6548.8851 | 6416.93 | 6296.9788 | 87.4177 | 87.9633 | 88.5134 | 89.0757 | 89.6458 | 90.2354 | 90.8341
Scenario 4: Reference ZEAS Phase In | SCG | Com | WaterHeat | Com - School | Energy Efficiency | ROB | Total Adoptions | 23502.0993 | 23568.6363 | 20648.4921 | 20776.7695 | 20899.6851 | 21024.2343 | 270.13 | 271.7304 | 273.3592 | 275.0361 | 276.7456 | 278.5202 | 280.3303
Scenario 4: Reference ZEAS Phase In | SCG | Com | WaterHeat | Com - School | Fuel Substitution | ROB | New Adoptions | 6197.1171 | 6093.2278 | 7391.9885 | 9051.4302 | 10470.2033 | 16604.3649 | 17875.9735 | 19308.097 | 12054.4562 | 12067.5272 | 11947.3593 | 11745.7359 | 11497.318
Scenario 4: Reference ZEAS Phase In | SCG | Com | WaterHeat | Com - School | Fuel Substitution | ROB | Total Adoptions | 7736.4626 | 7727.0763 | 9231.2629 | 11167.2517 | 12913.3932 | 20504.0095 | 21956.4706 | 23945.5296 | 15574.6206 | 15918.6033 | 16103.4693 | 16177.1592 | 16173.0142
Scenario 4: Reference ZEAS Phase In | SCG | Com | WaterHeat | Com - Warehouse | Energy Efficiency | NEW | New Adoptions | 1339.0658 | 1393.1507 | 1426.5289 | 1058.9795 | 1114.816 | 1162.8849 | 360.6633 | 0 | 0 | 0 | 0 | 0 | 0
Scenario 4: Reference ZEAS Phase In | SCG | Com | WaterHeat | Com - Warehouse | Energy Efficiency | NEW | Total Adoptions | 1339.0658 | 1393.1507 | 1426.5289 | 1058.9795 | 1114.816 | 1162.8849 | 360.6633 | 0 | 0 | 0 | 0 | 0 | 0
Scenario 4: Reference ZEAS Phase In | SCG | Com | WaterHeat | Com - Warehouse | Energy Efficiency | RET | New Adoptions | 9382.1244 | 3248.6191 | 1704.6037 | 1067.2806 | 621.6699 | 310.7751 | 94.2882 | 0 | 0 | 0 | 0 | 0 | 0
Scenario 4: Reference ZEAS Phase In | SCG | Com | WaterHeat | Com - Warehouse | Energy Efficiency | RET | Total Adoptions | 15334.2536 | 8665.8676 | 6615.8623 | 5509.6517 | 4633.2352 | 3928.963 | 3354.8801 | 2937.8328 | 2390.1552 | 2169.0061 | 1968.5131 | 1786.7197 | 1621.8584
Scenario 4: Reference ZEAS Phase In | SCG | Com | WaterHeat | Com - Warehouse | Energy Efficiency | ROB | New Adoptions | 3949.0353 | 3868.8734 | 2520.1176 | 2474.5146 | 2433.6155 | 588.723 | 0 | 0 | 0 | 0 | 0 | 0 | 0
Scenario 4: Reference ZEAS Phase In | SCG | Com | WaterHeat | Com - Warehouse | Energy Efficiency | ROB | Total Adoptions | 6521.4631 | 6536.2424 | 4946.5278 | 4968.6389 | 4994.6479 | 1701.9619 | 0 | 0 | 0 | 0 | 0 | 0 | 0
Scenario 4: Reference ZEAS Phase In | SCG | Com | WaterHeat | Com - Warehouse | Fuel Substitution | ROB | New Adoptions | 5010.4776 | 4914.4948 | 5246.5327 | 6141.9559 | 6942.4311 | 11476.6935 | 11478.7688 | 12467.2665 | 6858.8579 | 6886.2192 | 6839.3406 | 6747.8607 | 6632.0342
Scenario 4: Reference ZEAS Phase In | SCG | Com | WaterHeat | Com - Warehouse | Fuel Substitution | ROB | Total Adoptions | 6604.9363 | 6625.507 | 7111.5299 | 8216.7239 | 9252.8895 | 15211.3803 | 14629.098 | 16034.868 | 9087.9049 | 9320.3357 | 9466.2664 | 9553.6999 | 9602.3791
Scenario 4: Reference ZEAS Phase In | SCG | Com | WholeBlg | Com - College | Energy Efficiency | NEW | New Adoptions | 0 | 0 | 0 | 0 | 0 | 0 | 0 | 0 | 0 | 0 | 0 | 0 | 0
Scenario 4: Reference ZEAS Phase In | SCG | Com | WholeBlg | Com - College | Energy Efficiency | NEW | Total Adoptions | 0 | 0 | 0 | 0 | 0 | 0 | 0 | 0 | 0 | 0 | 0 | 0 | 0
Scenario 4: Reference ZEAS Phase In | SCG | Com | WholeBlg | Com - Lodging | Energy Efficiency | NEW | New Adoptions | 0 | 0 | 0 | 0 | 0 | 0 | 0 | 0 | 0 | 0 | 0 | 0 | 0
Scenario 4: Reference ZEAS Phase In | SCG | Com | WholeBlg | Com - Lodging | Energy Efficiency | NEW | Total Adoptions | 0 | 0 | 0 | 0 | 0 | 0 | 0 | 0 | 0 | 0 | 0 | 0 | 0
Scenario 4: Reference ZEAS Phase In | SCG | Com | WholeBlg | Com - Office (Large) | Energy Efficiency | NEW | New Adoptions | 0 | 0 | 0 | 0 | 0 | 0 | 0 | 0 | 0 | 0 | 0 | 0 | 0
Scenario 4: Reference ZEAS Phase In | SCG | Com | WholeBlg | Com - Office (Large) | Energy Efficiency | NEW | Total Adoptions | 0 | 0 | 0 | 0 | 0 | 0 | 0 | 0 | 0 | 0 | 0 | 0 | 0
Scenario 4: Reference ZEAS Phase In | SCG | Com | WholeBlg | Com - Office (Small) | Energy Efficiency | NEW | New Adoptions | 0 | 0 | 0 | 0 | 0 | 0 | 0 | 0 | 0 | 0 | 0 | 0 | 0
Scenario 4: Reference ZEAS Phase In | SCG | Com | WholeBlg | Com - Office (Small) | Energy Efficiency | NEW | Total Adoptions | 0 | 0 | 0 | 0 | 0 | 0 | 0 | 0 | 0 | 0 | 0 | 0 | 0
Scenario 4: Reference ZEAS Phase In | SCG | Com | WholeBlg | Com - Other | Energy Efficiency | NEW | New Adoptions | 0 | 0 | 0 | 0 | 0 | 0 | 0 | 0 | 0 | 0 | 0 | 0 | 0
Scenario 4: Reference ZEAS Phase In | SCG | Com | WholeBlg | Com - Other | Energy Efficiency | NEW | Total Adoptions | 0 | 0 | 0 | 0 | 0 | 0 | 0 | 0 | 0 | 0 | 0 | 0 | 0
Scenario 4: Reference ZEAS Phase In | SCG | Com | WholeBlg | Com - Restaurant | Energy Efficiency | NEW | New Adoptions | 0 | 0 | 0 | 0 | 0 | 0 | 0 | 0 | 0 | 0 | 0 | 0 | 0
Scenario 4: Reference ZEAS Phase In | SCG | Com | WholeBlg | Com - Restaurant | Energy Efficiency | NEW | Total Adoptions | 0 | 0 | 0 | 0 | 0 | 0 | 0 | 0 | 0 | 0 | 0 | 0 | 0
Scenario 4: Reference ZEAS Phase In | SCG | Com | WholeBlg | Com - Retail | Energy Efficiency | NEW | New Adoptions | 0 | 0 | 0 | 0 | 0 | 0 | 0 | 0 | 0 | 0 | 0 | 0 | 184.8146
Scenario 4: Reference ZEAS Phase In | SCG | Com | WholeBlg | Com - Retail | Energy Efficiency | NEW | Total Adoptions | 0 | 0 | 0 | 0 | 0 | 0 | 0 | 0 | 0 | 0 | 0 | 0 | 184.8146
Scenario 4: Reference ZEAS Phase In | SCG | Com | WholeBlg | Com - School | Energy Efficiency | NEW | New Adoptions | 0 | 0 | 0 | 0 | 0 | 0 | 0 | 0 | 0 | 0 | 0 | 0 | 0
Scenario 4: Reference ZEAS Phase In | SCG | Com | WholeBlg | Com - School | Energy Efficiency | NEW | Total Adoptions | 0 | 0 | 0 | 0 | 0 | 0 | 0 | 0 | 0 | 0 | 0 | 0 | 0
Scenario 4: Reference ZEAS Phase In | SCG | Com | WholeBlg | Com - Warehouse | Energy Efficiency | NEW | New Adoptions | 0 | 0 | 0 | 0 | 0 | 0 | 0 | 0 | 0 | 0 | 0 | 0 | 0
Scenario 4: Reference ZEAS Phase In | SCG | Com | WholeBlg | Com - Warehouse | Energy Efficiency | NEW | Total Adoptions | 0 | 0 | 0 | 0 | 0 | 0 | 0 | 0 | 0 | 0 | 0 | 0 | 0
Scenario 4: Reference ZEAS Phase In | SCG | Res | AppPlug | Res - Multi Family | Energy Efficiency | NEW | New Adoptions | 0 | 0 | 0 | 0 | 0 | 0 | 0 | 0 | 0 | 0 | 0 | 0 | 0
Scenario 4: Reference ZEAS Phase In | SCG | Res | AppPlug | Res - Multi Family | Energy Efficiency | NEW | Total Adoptions | 0 | 0 | 0 | 0 | 0 | 0 | 0 | 0 | 0 | 0 | 0 | 0 | 0
Scenario 4: Reference ZEAS Phase In | SCG | Res | AppPlug | Res - Multi Family | Energy Efficiency | ROB | New Adoptions | 0 | 0 | 0 | 0 | 0 | 0 | 0 | 0 | 0 | 0 | 0 | 0 | 0
Scenario 4: Reference ZEAS Phase In | SCG | Res | AppPlug | Res - Multi Family | Energy Efficiency | ROB | Total Adoptions | 0 | 0 | 0 | 0 | 0 | 0 | 0 | 0 | 0 | 0 | 0 | 0 | 0
Scenario 4: Reference ZEAS Phase In | SCG | Res | AppPlug | Res - Multi Family | Fuel Substitution | NEW | New Adoptions | 0 | 0 | 0 | 0 | 0 | 0 | 0 | 0 | 0 | 0 | 0 | 0 | 0
Scenario 4: Reference ZEAS Phase In | SCG | Res | AppPlug | Res - Multi Family | Fuel Substitution | NEW | Total Adoptions | 0 | 0 | 0 | 0 | 0 | 0 | 0 | 0 | 0 | 0 | 0 | 0 | 0
Scenario 4: Reference ZEAS Phase In | SCG | Res | AppPlug | Res - Multi Family | Fuel Substitution | ROB | New Adoptions | 16.3875 | 17.681 | 18.9831 | 20.2957 | 21.6181 | 22.9453 | 0 | 0 | 0 | 0 | 0 | 0 | 0
Scenario 4: Reference ZEAS Phase In | SCG | Res | AppPlug | Res - Multi Family | Fuel Substitution | ROB | Total Adoptions | 20.0545 | 21.9243 | 23.8335 | 25.7834 | 27.7721 | 29.7938 | 0 | 0 | 0 | 0 | 0 | 0 | 0
Scenario 4: Reference ZEAS Phase In | SCG | Res | AppPlug | Res - Single Family | Energy Efficiency | NEW | New Adoptions | 0 | 0 | 0 | 0 | 0 | 0 | 0 | 0 | 0 | 0 | 0 | 0 | 0
Scenario 4: Reference ZEAS Phase In | SCG | Res | AppPlug | Res - Single Family | Energy Efficiency | NEW | Total Adoptions | 0 | 0 | 0 | 0 | 0 | 0 | 0 | 0 | 0 | 0 | 0 | 0 | 0
Scenario 4: Reference ZEAS Phase In | SCG | Res | AppPlug | Res - Single Family | Energy Efficiency | ROB | New Adoptions | 0 | 0 | 0 | 0 | 0 | 0 | 0 | 0 | 0 | 0 | 0 | 0 | 0
Scenario 4: Reference ZEAS Phase In | SCG | Res | AppPlug | Res - Single Family | Energy Efficiency | ROB | Total Adoptions | 0 | 0 | 0 | 0 | 0 | 0 | 0 | 0 | 0 | 0 | 0 | 0 | 0
Scenario 4: Reference ZEAS Phase In | SCG | Res | AppPlug | Res - Single Family | Fuel Substitution | NEW | New Adoptions | 0 | 0 | 0 | 0 | 0 | 0 | 0 | 0 | 0 | 0 | 0 | 0 | 0
Scenario 4: Reference ZEAS Phase In | SCG | Res | AppPlug | Res - Single Family | Fuel Substitution | NEW | Total Adoptions | 0 | 0 | 0 | 0 | 0 | 0 | 0 | 0 | 0 | 0 | 0 | 0 | 0
Scenario 4: Reference ZEAS Phase In | SCG | Res | AppPlug | Res - Single Family | Fuel Substitution | ROB | New Adoptions | 187.0935 | 201.9187 | 216.7239 | 231.5984 | 246.5666 | 261.6324 | 0 | 0 | 0 | 0 | 0 | 0 | 0
Scenario 4: Reference ZEAS Phase In | SCG | Res | AppPlug | Res - Single Family | Fuel Substitution | ROB | Total Adoptions | 221.892 | 241.9609 | 262.2134 | 282.7367 | 303.5471 | 324.647 | 0 | 0 | 0 | 0 | 0 | 0 | 0
Scenario 4: Reference ZEAS Phase In | SCG | Res | BldgEnv | Res - Multi Family | Energy Efficiency | RET | New Adoptions | 0 | 0 | 0 | 0 | 0 | 0 | 0 | 0 | 524.0811 | 532.1334 | 539.6147 | 546.5267 | 552.8711
Scenario 4: Reference ZEAS Phase In | SCG | Res | BldgEnv | Res - Multi Family | Energy Efficiency | RET | Total Adoptions | 0 | 0 | 0 | 0 | 0 | 0 | 0 | 0 | 2529.1597 | 2470.6717 | 2413.8348 | 2358.5764 | 2304.8263
Scenario 4: Reference ZEAS Phase In | SCG | Res | BldgEnv | Res - Single Family | Energy Efficiency | NEW | New Adoptions | 1207988.299 | 1491382.7521 | 1628992.8033 | 1663358.5657 | 1684594.9901 | 1646778.7393 | 1574683.7891 | 1490845.2982 | 1411271.8116 | 0 | 0 | 0 | 0
Scenario 4: Reference ZEAS Phase In | SCG | Res | BldgEnv | Res - Single Family | Energy Efficiency | NEW | Total Adoptions | 1207988.299 | 1491382.7521 | 1628992.8033 | 1663358.5657 | 1684594.9901 | 1646778.7393 | 1574683.7891 | 1490845.2982 | 1411271.8116 | 0 | 0 | 0 | 0
Scenario 4: Reference ZEAS Phase In | SCG | Res | BldgEnv | Res - Single Family | Energy Efficiency | RET | New Adoptions | 208832.0224 | 198733.6918 | 189124.6424 | 179965.8516 | 171243.5038 | 162945.6153 | 158729.558 | 151297.5606 | 140434.9597 | 0 | 0 | 0 | 0
Scenario 4: Reference ZEAS Phase In | SCG | Res | BldgEnv | Res - Single Family | Energy Efficiency | RET | Total Adoptions | 208832.0224 | 198733.6918 | 189124.6424 | 179965.8516 | 171243.5038 | 162945.6153 | 182691.9753 | 174463.3071 | 140434.9597 | 0 | 0 | 0 | 0
Scenario 4: Reference ZEAS Phase In | SCG | Res | HVAC | Res - Multi Family | Energy Efficiency | NEW | New Adoptions | 9.7774 | 10.691 | 10.8255 | 10.5965 | 10.2847 | 9.8083 | 9.3569 | 0 | 0 | 0 | 0 | 0 | 9.1414
Scenario 4: Reference ZEAS Phase In | SCG | Res | HVAC | Res - Multi Family | Energy Efficiency | NEW | Total Adoptions | 9.7774 | 10.691 | 10.8255 | 10.5965 | 10.2847 | 9.8083 | 9.3569 | 0 | 0 | 0 | 0 | 0 | 9.1414
Scenario 4: Reference ZEAS Phase In | SCG | Res | HVAC | Res - Multi Family | Energy Efficiency | RET | New Adoptions | 0 | 0 | 0 | 0 | 0 | 0 | 0 | 0 | 0 | 0 | 0 | 0 | 0
Scenario 4: Reference ZEAS Phase In | SCG | Res | HVAC | Res - Multi Family | Energy Efficiency | RET | Total Adoptions | 0 | 0 | 0 | 0 | 0 | 0 | 0 | 0 | 0 | 0 | 0 | 0 | 0
Scenario 4: Reference ZEAS Phase In | SCG | Res | HVAC | Res - Multi Family | Energy Efficiency | ROB | New Adoptions | 21.8327 | 21.3986 | 20.9788 | 20.5774 | 20.1966 | 19.8356 | 0 | 0 | 0 | 0 | 0 | 0 | 0
Scenario 4: Reference ZEAS Phase In | SCG | Res | HVAC | Res - Multi Family | Energy Efficiency | ROB | Total Adoptions | 57.8258 | 58.3517 | 58.8578 | 59.3393 | 59.799 | 60.2325 | 0 | 0 | 0 | 0 | 0 | 0 | 0
Scenario 4: Reference ZEAS Phase In | SCG | Res | HVAC | Res - Multi Family | Fuel Substitution | ROB | New Adoptions | 0.59087 | 0.60224 | 0.60605 | 0.62987 | 0.0040023 | 0.0042431 | 0.0044488 | 0.0045758 | 0.0046419 | 0.0046664 | 0.0046644 | 0.0046462 | 0.0046184
Scenario 4: Reference ZEAS Phase In | SCG | Res | HVAC | Res - Multi Family | Fuel Substitution | ROB | Total Adoptions | 0.63891 | 0.65789 | 0.66906 | 0.70249 | 0.0043803 | 0.0046641 | 0.0049161 | 0.0050909 | 0.0052053 | 0.0052779 | 0.0053233 | 0.0053515 | 0.0053692
Scenario 4: Reference ZEAS Phase In | SCG | Res | HVAC | Res - Single Family | Energy Efficiency | NEW | New Adoptions | 5738.4171 | 7182.5053 | 7849.9359 | 7981.4178 | 8013.1841 | 3645.3595 | 0 | 0 | 0 | 0 | 0 | 0 | 161.0206
Scenario 4: Reference ZEAS Phase In | SCG | Res | HVAC | Res - Single Family | Energy Efficiency | NEW | Total Adoptions | 5738.4171 | 7182.5053 | 7849.9359 | 7981.4178 | 8013.1841 | 3645.3595 | 0 | 0 | 0 | 0 | 0 | 0 | 161.0206
Scenario 4: Reference ZEAS Phase In | SCG | Res | HVAC | Res - Single Family | Energy Efficiency | RET | New Adoptions | 0 | 0 | 0 | 0 | 0 | 0 | 0 | 0 | 0 | 0 | 0 | 0 | 0
Scenario 4: Reference ZEAS Phase In | SCG | Res | HVAC | Res - Single Family | Energy Efficiency | RET | Total Adoptions | 0 | 0 | 0 | 0 | 0 | 0 | 0 | 0 | 0 | 0 | 0 | 0 | 0
Scenario 4: Reference ZEAS Phase In | SCG | Res | HVAC | Res - Single Family | Energy Efficiency | ROB | New Adoptions | 18622.0766 | 18693.4526 | 18647.4173 | 18502.6436 | 8825.7795 | 0 | 0 | 0 | 0 | 0 | 0 | 0 | 0
Scenario 4: Reference ZEAS Phase In | SCG | Res | HVAC | Res - Single Family | Energy Efficiency | ROB | Total Adoptions | 23730.2459 | 24435.0823 | 25034.4445 | 25528.0549 | 12590.2721 | 0 | 0 | 0 | 0 | 0 | 0 | 0 | 0
Scenario 4: Reference ZEAS Phase In | SCG | Res | HVAC | Res - Single Family | Fuel Substitution | ROB | New Adoptions | 16.4532 | 16.9964 | 17.2259 | 18.1635 | 4.1443 | 0.31938 | 0.33671 | 0.34269 | 0.070884 | 0.071148 | 0.071024 | 0.070659 | 0.070148
Scenario 4: Reference ZEAS Phase In | SCG | Res | HVAC | Res - Single Family | Fuel Substitution | ROB | Total Adoptions | 17.6361 | 18.3844 | 18.7912 | 20.0993 | 4.4741 | 0.35162 | 0.37243 | 0.3821 | 0.077741 | 0.078682 | 0.079255 | 0.0796 | 0.079808
Scenario 4: Reference ZEAS Phase In | SCG | Res | WaterHeat | Res - Multi Family | Energy Efficiency | NEW | New Adoptions | 14277.6193 | 13979.6978 | 14157.9329 | 11425.5744 | 11093.2039 | 10582.78 | 10098.746 | 9587.8606 | 9064.3183 | 8547.7426 | 8077.4978 | 7686.0515 | 7312.2262
Scenario 4: Reference ZEAS Phase In | SCG | Res | WaterHeat | Res - Multi Family | Energy Efficiency | NEW | Total Adoptions | 14277.6193 | 13979.6978 | 14157.9329 | 11425.5744 | 11093.2039 | 10582.78 | 10098.746 | 9587.8606 | 9064.3183 | 8547.7426 | 8077.4978 | 7686.0515 | 7312.2262
Scenario 4: Reference ZEAS Phase In | SCG | Res | WaterHeat | Res - Multi Family | Energy Efficiency | RET | New Adoptions | 12418.6733 | 7526.0415 | 4350.8826 | 2292.751 | 959.9263 | 97.6466 | 0 | 0 | 0 | 0 | 0 | 0 | 0
Scenario 4: Reference ZEAS Phase In | SCG | Res | WaterHeat | Res - Multi Family | Energy Efficiency | RET | Total Adoptions | 16729.9854 | 11449.1648 | 7897.5013 | 5483.8915 | 3821.2002 | 2656.3251 | 2287.8583 | 2046.2562 | 1830.6452 | 1638.1646 | 1466.2772 | 1312.7316 | 1175.5287
Scenario 4: Reference ZEAS Phase In | SCG | Res | WaterHeat | Res - Multi Family | Energy Efficiency | ROB | New Adoptions | 5396.1931 | 5506.8445 | 0 | 0 | 0 | 0 | 0 | 0 | 0 | 0 | 0 | 0 | 0
Scenario 4: Reference ZEAS Phase In | SCG | Res | WaterHeat | Res - Multi Family | Energy Efficiency | ROB | Total Adoptions | 6672.8635 | 6925.061 | 0 | 0 | 0 | 0 | 0 | 0 | 0 | 0 | 0 | 0 | 0
Scenario 4: Reference ZEAS Phase In | SCG | Res | WaterHeat | Res - Multi Family | Fuel Substitution | ROB | New Adoptions | 1880.7921 | 1822.9543 | 1926.4277 | 2112.4417 | 2320.7111 | 2463.9463 | 1942.0945 | 1989.1005 | 2026.2018 | 2046.7271 | 2047.9457 | 2037.4803 | 2020.3043
Scenario 4: Reference ZEAS Phase In | SCG | Res | WaterHeat | Res - Multi Family | Fuel Substitution | ROB | Total Adoptions | 2329.1911 | 2310.7114 | 2459.9168 | 2698.8021 | 2966.4328 | 3170.912 | 2344.5889 | 2435.8929 | 2517.0911 | 2580.8037 | 2623.4224 | 2652.3565 | 2672.5399
Scenario 4: Reference ZEAS Phase In | SCG | Res | WaterHeat | Res - Single Family | Energy Efficiency | NEW | New Adoptions | 61648.4385 | 73249.2689 | 78392.6634 | 61784.3898 | 61374.6505 | 58878.4243 | 40381.9047 | 37554.6021 | 34933.7509 | 32591.9655 | 30511.4935 | 28667.1595 | 26954.8791
Scenario 4: Reference ZEAS Phase In | SCG | Res | WaterHeat | Res - Single Family | Energy Efficiency | NEW | Total Adoptions | 61648.4385 | 73249.2689 | 78392.6634 | 61784.3898 | 61374.6505 | 58878.4243 | 40381.9047 | 37554.6021 | 34933.7509 | 32591.9655 | 30511.4935 | 28667.1595 | 26954.8791
Scenario 4: Reference ZEAS Phase In | SCG | Res | WaterHeat | Res - Single Family | Energy Efficiency | RET | New Adoptions | 64716.0254 | 39418.6286 | 23684.8554 | 13909.6581 | 7840.2193 | 4073.2475 | 1736.0756 | 286.5272 | 0 | 0 | 0 | 0 | 0
Scenario 4: Reference ZEAS Phase In | SCG | Res | WaterHeat | Res - Single Family | Energy Efficiency | RET | Total Adoptions | 81581.7984 | 54992.0107 | 37937.7478 | 26876.3578 | 19588.6513 | 14687.5687 | 11306.3255 | 8902.6173 | 7754.4811 | 6979.033 | 6281.1297 | 5653.0168 | 5087.7151
Scenario 4: Reference ZEAS Phase In | SCG | Res | WaterHeat | Res - Single Family | Energy Efficiency | ROB | New Adoptions | 78151.1974 | 78877.3536 | 41142.2475 | 41112.5272 | 41060.5511 | 0 | 0 | 0 | 0 | 0 | 0 | 0 | 0
Scenario 4: Reference ZEAS Phase In | SCG | Res | WaterHeat | Res - Single Family | Energy Efficiency | ROB | Total Adoptions | 97996.9821 | 100538.9213 | 53643.7562 | 54478.8509 | 55282.3836 | 0 | 0 | 0 | 0 | 0 | 0 | 0 | 0
Scenario 4: Reference ZEAS Phase In | SCG | Res | WaterHeat | Res - Single Family | Fuel Substitution | ROB | New Adoptions | 8451.0852 | 8154.1605 | 9053.6216 | 10375.3262 | 11872.3834 | 12918.2515 | 13537.8983 | 13859.5049 | 14112.5226 | 14252.3998 | 14261.7702 | 14191.9484 | 14076.4587
Scenario 4: Reference ZEAS Phase In | SCG | Res | WaterHeat | Res - Single Family | Fuel Substitution | ROB | Total Adoptions | 9815.1759 | 9644.0651 | 10728.119 | 12285.9342 | 14075.1611 | 15432.2254 | 16367.59 | 17000.2573 | 17562.3777 | 18004.9517 | 18305.2154 | 18513.1356 | 18661.9671
Scenario 4: Reference ZEAS Phase In | SCG | Res | WholeBlg | Res - Multi Family | Energy Efficiency | NEW | New Adoptions | 0 | 0 | 0 | 0 | 0 | 0 | 0 | 0 | 0 | 0 | 0 | 0 | 0
Scenario 4: Reference ZEAS Phase In | SCG | Res | WholeBlg | Res - Multi Family | Energy Efficiency | NEW | Total Adoptions | 0 | 0 | 0 | 0 | 0 | 0 | 0 | 0 | 0 | 0 | 0 | 0 | 0
Scenario 4: Reference ZEAS Phase In | SCG | Res | WholeBlg | Res - Single Family | Energy Efficiency | NEW | New Adoptions | 0 | 0 | 0 | 0 | 0 | 0 | 0 | 0 | 0 | 0 | 0 | 0 | 0
Scenario 4: Reference ZEAS Phase In | SCG | Res | WholeBlg | Res - Single Family | Energy Efficiency | NEW | Total Adoptions | 0 | 0 | 0 | 0 | 0 | 0 | 0 | 0 | 0 | 0 | 0 | 0 | 0
Scenario 4: Reference ZEAS Phase In | SDG&E | Com | AppPlug | Com - Health | Energy Efficiency | NEW | New Adoptions | 980.0256 | 1111.5836 | 1255.2166 | 1451.6909 | 1599.7526 | 1726.3125 | 1657.3185 | 1797.9518 | 2014.3618 | 2279.3598 | 2521.3815 | 2244.9901 | 2089.0518
Scenario 4: Reference ZEAS Phase In | SDG&E | Com | AppPlug | Com - Health | Energy Efficiency | NEW | Total Adoptions | 980.0256 | 1111.5836 | 1255.2166 | 1451.6909 | 1599.7526 | 1726.3125 | 1657.3185 | 1797.9518 | 2014.3618 | 2279.3598 | 2521.3815 | 2244.9901 | 2089.0518
Scenario 4: Reference ZEAS Phase In | SDG&E | Com | AppPlug | Com - Health | Energy Efficiency | RET | New Adoptions | 23.8154 | 26.133 | 2309.2027 | 2535.2696 | 2772.0229 | 3017.1359 | 3267.5051 | 3519.2086 | 3767.5052 | 4006.8899 | 4231.2191 | 4433.9156 | 4608.254
Scenario 4: Reference ZEAS Phase In | SDG&E | Com | AppPlug | Com - Health | Energy Efficiency | RET | Total Adoptions | 26.3285 | 28.6561 | 2371.9165 | 2604.5442 | 2848.3993 | 3101.1435 | 3359.6468 | 3619.9441 | 3877.231 | 4125.9181 | 4359.7551 | 4572.0352 | 4755.8827
Scenario 4: Reference ZEAS Phase In | SDG&E | Com | AppPlug | Com - Lodging | Energy Efficiency | NEW | New Adoptions | 964.4317 | 1050.3393 | 1140.7536 | 1275.7433 | 1351.0008 | 1475.415 | 1578.3286 | 1680.7312 | 1803.5934 | 1914.9374 | 1960.3269 | 1907.7101 | 1879.2499
Scenario 4: Reference ZEAS Phase In | SDG&E | Com | AppPlug | Com - Lodging | Energy Efficiency | NEW | Total Adoptions | 964.4317 | 1050.3393 | 1140.7536 | 1275.7433 | 1351.0008 | 1475.415 | 1578.3286 | 1680.7312 | 1803.5934 | 1914.9374 | 1960.3269 | 1907.7101 | 1879.2499
Scenario 4: Reference ZEAS Phase In | SDG&E | Com | AppPlug | Com - Lodging | Energy Efficiency | RET | New Adoptions | 0 | 0 | 2110.4614 | 2288.3724 | 2472.914 | 2662.4234 | 2854.7501 | 3047.2313 | 3236.6872 | 3419.4431 | 3591.3867 | 3748.068 | 3884.8437
Scenario 4: Reference ZEAS Phase In | SDG&E | Com | AppPlug | Com - Lodging | Energy Efficiency | RET | Total Adoptions | 0 | 0 | 2172.2437 | 2355.5911 | 2545.9604 | 2741.6746 | 2940.5594 | 3139.9171 | 3336.5204 | 3526.6332 | 3706.0674 | 3870.2817 | 4014.5279
Scenario 4: Reference ZEAS Phase In | SDG&E | Com | AppPlug | Com - Other | Energy Efficiency | NEW | New Adoptions | 116.6202 | 135.7375 | 156.7042 | 179.6454 | 201.9903 | 228.2902 | 256.0569 | 284.481 | 313.4631 | 343.8829 | 374.0264 | 405.0523 | 437.2546
Scenario 4: Reference ZEAS Phase In | SDG&E | Com | AppPlug | Com - Other | Energy Efficiency | NEW | Total Adoptions | 116.6202 | 135.7375 | 156.7042 | 179.6454 | 201.9903 | 228.2902 | 256.0569 | 284.481 | 313.4631 | 343.8829 | 374.0264 | 405.0523 | 437.2546
Scenario 4: Reference ZEAS Phase In | SDG&E | Com | BldgEnv | Com - College | Energy Efficiency | NEW | New Adoptions | 7.2007 | 7.7539 | 8.3161 | 9.1251 | 9.6213 | 10.4307 | 11.267 | 12.0013 | 12.7658 | 13.6007 | 14.3286 | 15.9735 | 16.8342
Scenario 4: Reference ZEAS Phase In | SDG&E | Com | BldgEnv | Com - College | Energy Efficiency | NEW | Total Adoptions | 7.2007 | 7.7539 | 8.3161 | 9.1251 | 9.6213 | 10.4307 | 11.267 | 12.0013 | 12.7658 | 13.6007 | 14.3286 | 15.9735 | 16.8342
Scenario 4: Reference ZEAS Phase In | SDG&E | Com | BldgEnv | Com - College | Energy Efficiency | RET | New Adoptions | 5.8083 | 5.7493 | 5.6892 | 5.6288 | 5.5686 | 5.5088 | 5.4497 | 5.3913 | 5.3338 | 5.277 | 5.221 | 5.1658 | 5.1113
Scenario 4: Reference ZEAS Phase In | SDG&E | Com | BldgEnv | Com - College | Energy Efficiency | RET | Total Adoptions | 5.8151 | 5.7565 | 5.6968 | 5.6367 | 5.5768 | 5.5173 | 5.4585 | 5.4004 | 5.343 | 5.2865 | 5.2307 | 5.1756 | 5.1213
Scenario 4: Reference ZEAS Phase In | SDG&E | Com | BldgEnv | Com - Grocery | Energy Efficiency | NEW | New Adoptions | 48.6445 | 51.5771 | 54.2782 | 57.4368 | 59.7789 | 63.17 | 66.6335 | 69.9366 | 72.6789 | 75.9114 | 78.8988 | 82.035 | 85.5059
Scenario 4: Reference ZEAS Phase In | SDG&E | Com | BldgEnv | Com - Grocery | Energy Efficiency | NEW | Total Adoptions | 48.6445 | 51.5771 | 54.2782 | 57.4368 | 59.7789 | 63.17 | 66.6335 | 69.9366 | 72.6789 | 75.9114 | 78.8988 | 82.035 | 85.5059
Scenario 4: Reference ZEAS Phase In | SDG&E | Com | BldgEnv | Com - Grocery | Energy Efficiency | RET | New Adoptions | 229.0534 | 217.228 | 206.0192 | 195.7051 | 186.1751 | 177.3181 | 169.1832 | 161.6009 | 154.5214 | 147.8121 | 141.3118 | 134.9861 | 128.7782
Scenario 4: Reference ZEAS Phase In | SDG&E | Com | BldgEnv | Com - Grocery | Energy Efficiency | RET | Total Adoptions | 256.1677 | 242.9865 | 230.4898 | 218.9522 | 208.2598 | 198.2986 | 189.1147 | 180.5358 | 172.5095 | 164.9008 | 157.5461 | 150.4087 | 143.4297
Scenario 4: Reference ZEAS Phase In | SDG&E | Com | BldgEnv | Com - Health | Energy Efficiency | NEW | New Adoptions | 71.6991 | 72.8318 | 74.0845 | 77.7039 | 78.2108 | 77.6318 | 69.0474 | 69.9001 | 73.6312 | 82.0058 | 93.6216 | 85.948 | 82.3866
Scenario 4: Reference ZEAS Phase In | SDG&E | Com | BldgEnv | Com - Health | Energy Efficiency | NEW | Total Adoptions | 71.6991 | 72.8318 | 74.0845 | 77.7039 | 78.2108 | 77.6318 | 69.0474 | 69.9001 | 73.6312 | 82.0058 | 93.6216 | 85.948 | 82.3866
Scenario 4: Reference ZEAS Phase In | SDG&E | Com | BldgEnv | Com - Health | Energy Efficiency | RET | New Adoptions | 204.9056 | 194.2242 | 183.9799 | 174.1919 | 164.8206 | 155.8292 | 147.6181 | 140.3515 | 133.4564 | 126.9021 | 120.6574 | 114.7061 | 109.031
Scenario 4: Reference ZEAS Phase In | SDG&E | Com | BldgEnv | Com - Health | Energy Efficiency | RET | Total Adoptions | 229.8187 | 217.8921 | 206.4649 | 195.553 | 185.1138 | 175.1077 | 165.9328 | 157.7504 | 149.9854 | 142.6046 | 135.5748 | 128.8776 | 122.4939
Scenario 4: Reference ZEAS Phase In | SDG&E | Com | BldgEnv | Com - Lodging | Energy Efficiency | NEW | New Adoptions | 14.0561 | 14.4999 | 14.9408 | 15.887 | 16.0383 | 16.7435 | 17.1757 | 17.5959 | 18.2277 | 18.7482 | 19.0039 | 19.272 | 19.7439
Scenario 4: Reference ZEAS Phase In | SDG&E | Com | BldgEnv | Com - Lodging | Energy Efficiency | NEW | Total Adoptions | 14.0561 | 14.4999 | 14.9408 | 15.887 | 16.0383 | 16.7435 | 17.1757 | 17.5959 | 18.2277 | 18.7482 | 19.0039 | 19.272 | 19.7439
Scenario 4: Reference ZEAS Phase In | SDG&E | Com | BldgEnv | Com - Lodging | Energy Efficiency | RET | New Adoptions | 5.1797 | 5.0874 | 4.9962 | 4.907 | 4.8196 | 4.7342 | 4.6508 | 4.5693 | 0.31207 | 4.4038 | 7.7915 | 7.6668 | 7.5432
Scenario 4: Reference ZEAS Phase In | SDG&E | Com | BldgEnv | Com - Lodging | Energy Efficiency | RET | Total Adoptions | 5.1909 | 5.0991 | 5.0086 | 4.9198 | 4.833 | 4.748 | 4.665 | 4.5838 | 0.31207 | 4.4189 | 7.8068 | 7.6824 | 7.559
Scenario 4: Reference ZEAS Phase In | SDG&E | Com | BldgEnv | Com - Office (Large) | Energy Efficiency | NEW | New Adoptions | 254.3431 | 259.7359 | 264.4063 | 269.3331 | 271.829 | 279.0093 | 287.675 | 293.6007 | 294.2373 | 296.8581 | 298.587 | 300.9313 | 303.7098
Scenario 4: Reference ZEAS Phase In | SDG&E | Com | BldgEnv | Com - Office (Large) | Energy Efficiency | NEW | Total Adoptions | 254.3431 | 259.7359 | 264.4063 | 269.3331 | 271.829 | 279.0093 | 287.675 | 293.6007 | 294.2373 | 296.8581 | 298.587 | 300.9313 | 303.7098
Scenario 4: Reference ZEAS Phase In | SDG&E | Com | BldgEnv | Com - Office (Large) | Energy Efficiency | RET | New Adoptions | 522.7694 | 496.6773 | 471.9185 | 448.2919 | 425.7703 | 404.3224 | 383.8901 | 364.4636 | 345.8531 | 328.3456 | 311.6429 | 295.8154 | 280.8417
Scenario 4: Reference ZEAS Phase In | SDG&E | Com | BldgEnv | Com - Office (Large) | Energy Efficiency | RET | Total Adoptions | 590.0436 | 560.5878 | 532.6335 | 505.9712 | 480.5655 | 456.3779 | 433.3428 | 411.4437 | 345.8531 | 370.7451 | 351.9225 | 334.081 | 317.194
Scenario 4: Reference ZEAS Phase In | SDG&E | Com | BldgEnv | Com - Office (Small) | Energy Efficiency | NEW | New Adoptions | 56.2192 | 58.5939 | 60.9471 | 63.3155 | 65.5666 | 67.987 | 70.4379 | 72.7429 | 75.032 | 77.2269 | 79.4335 | 81.6627 | 83.9172
Scenario 4: Reference ZEAS Phase In | SDG&E | Com | BldgEnv | Com - Office (Small) | Energy Efficiency | NEW | Total Adoptions | 56.2192 | 58.5939 | 60.9471 | 63.3155 | 65.5666 | 67.987 | 70.4379 | 72.7429 | 75.032 | 77.2269 | 79.4335 | 81.6627 | 83.9172
Scenario 4: Reference ZEAS Phase In | SDG&E | Com | BldgEnv | Com - Office (Small) | Energy Efficiency | RET | New Adoptions | 258.7005 | 245.754 | 233.487 | 221.7922 | 210.7563 | 200.2431 | 190.1993 | 180.6233 | 171.4265 | 162.7667 | 154.4953 | 146.6531 | 139.232
Scenario 4: Reference ZEAS Phase In | SDG&E | Com | BldgEnv | Com - Office (Small) | Energy Efficiency | RET | Total Adoptions | 258.7005 | 245.754 | 233.487 | 221.7922 | 237.9265 | 226.0548 | 214.7204 | 203.9184 | 171.4265 | 183.7905 | 174.4679 | 165.627 | 157.2573
Scenario 4: Reference ZEAS Phase In | SDG&E | Com | BldgEnv | Com - Other | Energy Efficiency | NEW | New Adoptions | 59.0559 | 62.6645 | 66.3877 | 70.2645 | 73.3392 | 77.346 | 81.3631 | 85.1933 | 88.898 | 92.7971 | 96.4896 | 100.3589 | 104.5238
Scenario 4: Reference ZEAS Phase In | SDG&E | Com | BldgEnv | Com - Other | Energy Efficiency | NEW | Total Adoptions | 59.0559 | 62.6645 | 66.3877 | 70.2645 | 73.3392 | 77.346 | 81.3631 | 85.1933 | 88.898 | 92.7971 | 96.4896 | 100.3589 | 104.5238
Scenario 4: Reference ZEAS Phase In | SDG&E | Com | BldgEnv | Com - Other | Energy Efficiency | RET | New Adoptions | 114.442 | 108.9001 | 103.6094 | 98.5319 | 93.6617 | 88.992 | 84.5114 | 80.2172 | 71.8447 | 72.1216 | 71.4145 | 67.4824 | 63.6874
Scenario 4: Reference ZEAS Phase In | SDG&E | Com | BldgEnv | Com - Other | Energy Efficiency | RET | Total Adoptions | 128.4771 | 122.2349 | 116.2789 | 110.5693 | 105.0985 | 99.8583 | 94.8355 | 90.0262 | 71.8447 | 80.9763 | 79.8273 | 75.4754 | 71.2814
Scenario 4: Reference ZEAS Phase In | SDG&E | Com | BldgEnv | Com - Refrig. Warehouse | Energy Efficiency | NEW | New Adoptions | 0.40303 | 0.46506 | 0.52867 | 0.55665 | 0.60672 | 0.66391 | 0.73633 | 0.80902 | 0.89619 | 0.975 | 1.0689 | 1.1698 | 1.2685
Scenario 4: Reference ZEAS Phase In | SDG&E | Com | BldgEnv | Com - Refrig. Warehouse | Energy Efficiency | NEW | Total Adoptions | 0.40303 | 0.46506 | 0.52867 | 0.55665 | 0.60672 | 0.66391 | 0.73633 | 0.80902 | 0.89619 | 0.975 | 1.0689 | 1.1698 | 1.2685
Scenario 4: Reference ZEAS Phase In | SDG&E | Com | BldgEnv | Com - Refrig. Warehouse | Energy Efficiency | RET | New Adoptions | 1.3367 | 1.2699 | 1.2066 | 1.1463 | 1.0889 | 1.0342 | 0.9821 | 1.0926 | 0.88596 | 1.0001 | 1.0947 | 1.053 | 1.0133
Scenario 4: Reference ZEAS Phase In | SDG&E | Com | BldgEnv | Com - Refrig. Warehouse | Energy Efficiency | RET | Total Adoptions | 1.3367 | 1.2699 | 1.2066 | 1.1463 | 1.0889 | 1.0342 | 0.9821 | 1.214 | 0.88596 | 1.1098 | 1.1989 | 1.1521 | 1.1074
Scenario 4: Reference ZEAS Phase In | SDG&E | Com | BldgEnv | Com - Restaurant | Energy Efficiency | NEW | New Adoptions | 9.8117 | 8.7535 | 7.9146 | 6.7834 | 25.8418 | 27.2491 | 28.8225 | 30.3786 | 31.7625 | 33.1817 | 34.6584 | 36.1551 | 37.6368
Scenario 4: Reference ZEAS Phase In | SDG&E | Com | BldgEnv | Com - Restaurant | Energy Efficiency | NEW | Total Adoptions | 9.8117 | 8.7535 | 7.9146 | 6.7834 | 25.8418 | 27.2491 | 28.8225 | 30.3786 | 31.7625 | 33.1817 | 34.6584 | 36.1551 | 37.6368
Scenario 4: Reference ZEAS Phase In | SDG&E | Com | BldgEnv | Com - Restaurant | Energy Efficiency | RET | New Adoptions | 87.307 | 82.9379 | 78.7978 | 74.8512 | 71.0914 | 67.5123 | 64.1034 | 60.8908 | 57.8109 | 54.9059 | 52.1266 | 49.4876 | 46.9876
Scenario 4: Reference ZEAS Phase In | SDG&E | Com | BldgEnv | Com - Restaurant | Energy Efficiency | RET | Total Adoptions | 87.307 | 82.9379 | 78.7978 | 74.8512 | 71.0914 | 67.5123 | 64.1034 | 68.7196 | 57.8109 | 61.9714 | 58.8389 | 55.8643 | 53.0454
Scenario 4: Reference ZEAS Phase In | SDG&E | Com | BldgEnv | Com - Retail | Energy Efficiency | NEW | New Adoptions | 48.5136 | 44.1503 | 40.0842 | 35.1088 | 27.9116 | 23.3931 | 17.8489 | 12.5874 | 8.2076 | 5.1492 | 2.3948 | 0.95924 | 0.16966
Scenario 4: Reference ZEAS Phase In | SDG&E | Com | BldgEnv | Com - Retail | Energy Efficiency | NEW | Total Adoptions | 48.5136 | 44.1503 | 40.0842 | 35.1088 | 27.9116 | 23.3931 | 17.8489 | 12.5874 | 8.2076 | 5.1492 | 2.3948 | 0.95924 | 0.16966
Scenario 4: Reference ZEAS Phase In | SDG&E | Com | BldgEnv | Com - Retail | Energy Efficiency | RET | New Adoptions | 400.4524 | 377.3221 | 357.0777 | 335 | 312.0482 | 290.6663 | 271.9467 | 254.5081 | 238.4962 | 223.9553 | 210.8381 | 198.93 | 188.0637
Scenario 4: Reference ZEAS Phase In | SDG&E | Com | BldgEnv | Com - Retail | Energy Efficiency | RET | Total Adoptions | 442.6539 | 417.4151 | 395.1671 | 371.1857 | 346.4249 | 323.3242 | 302.9716 | 283.9818 | 266.4963 | 250.5553 | 236.1081 | 222.9365 | 210.8699
Scenario 4: Reference ZEAS Phase In | SDG&E | Com | BldgEnv | Com - School | Energy Efficiency | NEW | New Adoptions | 71.8155 | 74.571 | 77.2956 | 79.9943 | 82.9918 | 85.5989 | 88.1474 | 90.8152 | 93.685 | 96.4754 | 99.3666 | 102.2493 | 105.0421
Scenario 4: Reference ZEAS Phase In | SDG&E | Com | BldgEnv | Com - School | Energy Efficiency | NEW | Total Adoptions | 71.8155 | 74.571 | 77.2956 | 79.9943 | 82.9918 | 85.5989 | 88.1474 | 90.8152 | 93.685 | 96.4754 | 99.3666 | 102.2493 | 105.0421
Scenario 4: Reference ZEAS Phase In | SDG&E | Com | BldgEnv | Com - School | Energy Efficiency | RET | New Adoptions | 62.7975 | 59.6546 | 56.6773 | 53.8662 | 51.1857 | 48.6255 | 46.1792 | 43.8484 | 41.6108 | 39.5056 | 37.4954 | 35.5901 | 33.7878
Scenario 4: Reference ZEAS Phase In | SDG&E | Com | BldgEnv | Com - School | Energy Efficiency | RET | Total Adoptions | 62.7975 | 59.6546 | 56.6773 | 60.7984 | 57.7714 | 54.8818 | 52.1227 | 49.4947 | 41.6108 | 44.6015 | 42.3364 | 40.1891 | 38.1568
Scenario 4: Reference ZEAS Phase In | SDG&E | Com | BldgEnv | Com - Warehouse | Energy Efficiency | NEW | New Adoptions | 69.7848 | 74.2488 | 78.8868 | 84.876 | 89.2036 | 95.0058 | 100.1039 | 105.3631 | 110.7153 | 116.3971 | 121.4816 | 126.7528 | 132.8718
Scenario 4: Reference ZEAS Phase In | SDG&E | Com | BldgEnv | Com - Warehouse | Energy Efficiency | NEW | Total Adoptions | 69.7848 | 74.2488 | 78.8868 | 84.876 | 89.2036 | 95.0058 | 100.1039 | 105.3631 | 110.7153 | 116.3971 | 121.4816 | 126.7528 | 132.8718
Scenario 4: Reference ZEAS Phase In | SDG&E | Com | BldgEnv | Com - Warehouse | Energy Efficiency | RET | New Adoptions | 211.8015 | 201.8055 | 192.3154 | 183.2281 | 174.5378 | 166.2365 | 158.3023 | 150.7379 | 132.6638 | 136.6074 | 139.2284 | 132.8894 | 126.8483
Scenario 4: Reference ZEAS Phase In | SDG&E | Com | BldgEnv | Com - Warehouse | Energy Efficiency | RET | Total Adoptions | 237.6531 | 226.3673 | 215.6519 | 205.4006 | 195.6044 | 186.2526 | 177.3203 | 168.8078 | 132.6638 | 152.9207 | 154.7286 | 147.6172 | 140.8423
Scenario 4: Reference ZEAS Phase In | SDG&E | Com | ComRefrig | Com - College | Energy Efficiency | NEW | New Adoptions | 0 | 0 | 0 | 0 | 0 | 0 | 0 | 0 | 0 | 0 | 0 | 0 | 0
Scenario 4: Reference ZEAS Phase In | SDG&E | Com | ComRefrig | Com - College | Energy Efficiency | NEW | Total Adoptions | 0 | 0 | 0 | 0 | 0 | 0 | 0 | 0 | 0 | 0 | 0 | 0 | 0
Scenario 4: Reference ZEAS Phase In | SDG&E | Com | ComRefrig | Com - College | Energy Efficiency | RET | New Adoptions | 8.478 | 5.4123 | 2.9759 | 1.3459 | 0.37 | 0.12308 | 0.03744 | 0 | 0 | 0 | 0 | 0 | 0
Scenario 4: Reference ZEAS Phase In | SDG&E | Com | ComRefrig | Com - College | Energy Efficiency | RET | Total Adoptions | 8.8865 | 5.8168 | 3.3669 | 1.7178 | 0.7201 | 0.45168 | 0.3455 | 0.28865 | 0.27047 | 0.25343 | 0.23747 | 0.22251 | 0.20849
Scenario 4: Reference ZEAS Phase In | SDG&E | Com | ComRefrig | Com - College | Energy Efficiency | ROB | New Adoptions | 0 | 0 | 0 | 0 | 0 | 0 | 0 | 0 | 0 | 0 | 0 | 0 | 0
Scenario 4: Reference ZEAS Phase In | SDG&E | Com | ComRefrig | Com - College | Energy Efficiency | ROB | Total Adoptions | 0 | 0 | 0 | 0 | 0 | 0 | 0 | 0 | 0 | 0 | 0 | 0 | 0
Scenario 4: Reference ZEAS Phase In | SDG&E | Com | ComRefrig | Com - Grocery | Energy Efficiency | NEW | New Adoptions | 0 | 0 | 0 | 0 | 0 | 0 | 0 | 0 | 0 | 0 | 0 | 0 | 0
Scenario 4: Reference ZEAS Phase In | SDG&E | Com | ComRefrig | Com - Grocery | Energy Efficiency | NEW | Total Adoptions | 0 | 0 | 0 | 0 | 0 | 0 | 0 | 0 | 0 | 0 | 0 | 0 | 0
Scenario 4: Reference ZEAS Phase In | SDG&E | Com | ComRefrig | Com - Grocery | Energy Efficiency | RET | New Adoptions | 7156.7474 | 3252.3564 | 797.8905 | 262.3597 | 61.5627 | 0 | 0 | 0 | 0 | 0 | 0 | 0 | 0
Scenario 4: Reference ZEAS Phase In | SDG&E | Com | ComRefrig | Com - Grocery | Energy Efficiency | RET | Total Adoptions | 7756.8259 | 3827.9 | 1340.6187 | 772.0711 | 539.4411 | 447.7768 | 419.5722 | 393.1449 | 368.3829 | 345.1813 | 323.4416 | 303.0717 | 283.9852
Scenario 4: Reference ZEAS Phase In | SDG&E | Com | ComRefrig | Com - Grocery | Energy Efficiency | ROB | New Adoptions | 0 | 0 | 0 | 0 | 0 | 0 | 0 | 0 | 0 | 0 | 0 | 0 | 0
Scenario 4: Reference ZEAS Phase In | SDG&E | Com | ComRefrig | Com - Grocery | Energy Efficiency | ROB | Total Adoptions | 0 | 0 | 0 | 0 | 0 | 0 | 0 | 0 | 0 | 0 | 0 | 0 | 0
Scenario 4: Reference ZEAS Phase In | SDG&E | Com | ComRefrig | Com - Refrig. Warehouse | Energy Efficiency | NEW | New Adoptions | 0 | 0 | 0 | 0 | 0 | 0 | 0 | 0 | 0 | 0 | 0 | 0 | 0
Scenario 4: Reference ZEAS Phase In | SDG&E | Com | ComRefrig | Com - Refrig. Warehouse | Energy Efficiency | NEW | Total Adoptions | 0 | 0 | 0 | 0 | 0 | 0 | 0 | 0 | 0 | 0 | 0 | 0 | 0
Scenario 4: Reference ZEAS Phase In | SDG&E | Com | ComRefrig | Com - Refrig. Warehouse | Energy Efficiency | RET | New Adoptions | 2.5682 | 1.561 | 0.80492 | 0.32189 | 0.065772 | 0.026648 | 0.0031132 | 0 | 0 | 0 | 0 | 0 | 0
Scenario 4: Reference ZEAS Phase In | SDG&E | Com | ComRefrig | Com - Refrig. Warehouse | Energy Efficiency | RET | Total Adoptions | 2.7039 | 1.6944 | 0.93318 | 0.4434 | 0.17992 | 0.13372 | 0.10346 | 0.094022 | 0.088099 | 0.08255 | 0.07735 | 0.072478 | 0.067913
Scenario 4: Reference ZEAS Phase In | SDG&E | Com | ComRefrig | Com - Refrig. Warehouse | Energy Efficiency | ROB | New Adoptions | 0 | 0 | 0 | 0 | 0 | 0 | 0 | 0 | 0 | 0 | 0 | 0 | 0
Scenario 4: Reference ZEAS Phase In | SDG&E | Com | ComRefrig | Com - Refrig. Warehouse | Energy Efficiency | ROB | Total Adoptions | 0 | 0 | 0 | 0 | 0 | 0 | 0 | 0 | 0 | 0 | 0 | 0 | 0
Scenario 4: Reference ZEAS Phase In | SDG&E | Com | ComRefrig | Com - Restaurant | Energy Efficiency | NEW | New Adoptions | 0 | 0 | 0 | 0 | 0 | 0 | 0 | 0 | 0 | 0 | 0 | 0 | 0
Scenario 4: Reference ZEAS Phase In | SDG&E | Com | ComRefrig | Com - Restaurant | Energy Efficiency | NEW | Total Adoptions | 0 | 0 | 0 | 0 | 0 | 0 | 0 | 0 | 0 | 0 | 0 | 0 | 0
Scenario 4: Reference ZEAS Phase In | SDG&E | Com | ComRefrig | Com - Restaurant | Energy Efficiency | RET | New Adoptions | 275.8054 | 128.4068 | 34.9291 | 10.9706 | 3.1408 | 0 | 0 | 0 | 0 | 0 | 0 | 0 | 0
Scenario 4: Reference ZEAS Phase In | SDG&E | Com | ComRefrig | Com - Restaurant | Energy Efficiency | RET | Total Adoptions | 298.5929 | 150.2822 | 55.576 | 30.3657 | 21.3282 | 17.0418 | 15.9683 | 14.9625 | 14.0201 | 13.1371 | 12.3097 | 11.5344 | 10.808
Scenario 4: Reference ZEAS Phase In | SDG&E | Com | ComRefrig | Com - Restaurant | Energy Efficiency | ROB | New Adoptions | 0 | 0 | 0 | 0 | 0 | 0 | 0 | 0 | 0 | 0 | 0 | 0 | 0
Scenario 4: Reference ZEAS Phase In | SDG&E | Com | ComRefrig | Com - Restaurant | Energy Efficiency | ROB | Total Adoptions | 0 | 0 | 0 | 0 | 0 | 0 | 0 | 0 | 0 | 0 | 0 | 0 | 0
Scenario 4: Reference ZEAS Phase In | SDG&E | Com | ComRefrig | Com - Retail | Energy Efficiency | NEW | New Adoptions | 0 | 0 | 0 | 0 | 0 | 0 | 0 | 0 | 0 | 0 | 0 | 0 | 0
Scenario 4: Reference ZEAS Phase In | SDG&E | Com | ComRefrig | Com - Retail | Energy Efficiency | NEW | Total Adoptions | 0 | 0 | 0 | 0 | 0 | 0 | 0 | 0 | 0 | 0 | 0 | 0 | 0
Scenario 4: Reference ZEAS Phase In | SDG&E | Com | ComRefrig | Com - Retail | Energy Efficiency | RET | New Adoptions | 3125.8497 | 1478.9446 | 434.6726 | 117.9301 | 33.384 | 0 | 0 | 0 | 0 | 0 | 0 | 0 | 0
Scenario 4: Reference ZEAS Phase In | SDG&E | Com | ComRefrig | Com - Retail | Energy Efficiency | RET | Total Adoptions | 3372.7772 | 1716.334 | 658.946 | 328.6021 | 230.9341 | 185.1061 | 173.4463 | 162.5213 | 152.2848 | 142.6933 | 133.7062 | 125.2854 | 117.3951
Scenario 4: Reference ZEAS Phase In | SDG&E | Com | ComRefrig | Com - Retail | Energy Efficiency | ROB | New Adoptions | 0 | 0 | 0 | 0 | 0 | 0 | 0 | 0 | 0 | 0 | 0 | 0 | 0
Scenario 4: Reference ZEAS Phase In | SDG&E | Com | ComRefrig | Com - Retail | Energy Efficiency | ROB | Total Adoptions | 0 | 0 | 0 | 0 | 0 | 0 | 0 | 0 | 0 | 0 | 0 | 0 | 0
Scenario 4: Reference ZEAS Phase In | SDG&E | Com | ComRefrig | Com - School | Energy Efficiency | NEW | New Adoptions | 0 | 0 | 0 | 0 | 0 | 0 | 0 | 0 | 0 | 0 | 0 | 0 | 0
Scenario 4: Reference ZEAS Phase In | SDG&E | Com | ComRefrig | Com - School | Energy Efficiency | NEW | Total Adoptions | 0 | 0 | 0 | 0 | 0 | 0 | 0 | 0 | 0 | 0 | 0 | 0 | 0
Scenario 4: Reference ZEAS Phase In | SDG&E | Com | ComRefrig | Com - School | Energy Efficiency | RET | New Adoptions | 0.14856 | 0 | 0 | 0 | 0 | 0 | 0 | 0 | 0 | 0 | 0 | 0 | 0
Scenario 4: Reference ZEAS Phase In | SDG&E | Com | ComRefrig | Com - School | Energy Efficiency | RET | Total Adoptions | 0.66418 | 0.48316 | 0.45274 | 0.42423 | 0.39752 | 0.37249 | 0.34904 | 0.32707 | 0.30648 | 0.28718 | 0.2691 | 0.25216 | 0.23629
Scenario 4: Reference ZEAS Phase In | SDG&E | Com | ComRefrig | Com - School | Energy Efficiency | ROB | New Adoptions | 0 | 0 | 0 | 0 | 0 | 0 | 0 | 0 | 0 | 0 | 0 | 0 | 0
Scenario 4: Reference ZEAS Phase In | SDG&E | Com | ComRefrig | Com - School | Energy Efficiency | ROB | Total Adoptions | 0 | 0 | 0 | 0 | 0 | 0 | 0 | 0 | 0 | 0 | 0 | 0 | 0
Scenario 4: Reference ZEAS Phase In | SDG&E | Com | FoodServ | Com - College | Energy Efficiency | NEW | New Adoptions | 6.9338 | 7.3483 | 7.5358 | 7.9362 | 8.0558 | 8.553 | 8.9388 | 9.2295 | 9.5317 | 9.8732 | 10.1251 | 10.999 | 11.3059
Scenario 4: Reference ZEAS Phase In | SDG&E | Com | FoodServ | Com - College | Energy Efficiency | NEW | Total Adoptions | 6.9338 | 7.3483 | 7.5358 | 7.9362 | 8.0558 | 8.553 | 8.9388 | 9.2295 | 9.5317 | 9.8732 | 10.1251 | 10.999 | 11.3059
Scenario 4: Reference ZEAS Phase In | SDG&E | Com | FoodServ | Com - College | Energy Efficiency | ROB | New Adoptions | 14.1669 | 14.8835 | 15.5346 | 16.1311 | 17.0753 | 17.591 | 18.0657 | 18.5019 | 18.903 | 19.2734 | 19.6142 | 19.9019 | 20.1614
Scenario 4: Reference ZEAS Phase In | SDG&E | Com | FoodServ | Com - College | Energy Efficiency | ROB | Total Adoptions | 33.5118 | 34.9355 | 36.3081 | 37.6501 | 39.7062 | 41.0191 | 42.3114 | 43.5798 | 44.8265 | 46.056 | 47.2638 | 48.422 | 49.5467
Scenario 4: Reference ZEAS Phase In | SDG&E | Com | FoodServ | Com - College | Fuel Substitution | ROB | New Adoptions | 0.19459 | 0.22762 | 0.26081 | 0.29449 | 0.32874 | 0.36365 | 0.39939 | 0.43599 | 0.47345 | 0.51181 | 0.55095 | 0.59634 | 0.64501
Scenario 4: Reference ZEAS Phase In | SDG&E | Com | FoodServ | Com - College | Fuel Substitution | ROB | Total Adoptions | 0.22624 | 0.26722 | 0.30949 | 0.35331 | 0.39876 | 0.44585 | 0.49474 | 0.54546 | 0.59798 | 0.65234 | 0.70839 | 0.77181 | 0.83974
Scenario 4: Reference ZEAS Phase In | SDG&E | Com | FoodServ | Com - Grocery | Energy Efficiency | NEW | New Adoptions | 42.7107 | 46.8752 | 49.0001 | 51.4888 | 53.1942 | 56.7666 | 59.407 | 61.8369 | 63.7081 | 65.945 | 67.9029 | 69.9229 | 72.1574
Scenario 4: Reference ZEAS Phase In | SDG&E | Com | FoodServ | Com - Grocery | Energy Efficiency | NEW | Total Adoptions | 42.7107 | 46.8752 | 49.0001 | 51.4888 | 53.1942 | 56.7666 | 59.407 | 61.8369 | 63.7081 | 65.945 | 67.9029 | 69.9229 | 72.1574
Scenario 4: Reference ZEAS Phase In | SDG&E | Com | FoodServ | Com - Grocery | Energy Efficiency | ROB | New Adoptions | 100.3467 | 105.447 | 110.1496 | 114.5119 | 121.401 | 125.2855 | 128.9147 | 132.3049 | 135.4613 | 138.4103 | 141.1569 | 143.6791 | 145.8838
Scenario 4: Reference ZEAS Phase In | SDG&E | Com | FoodServ | Com - Grocery | Energy Efficiency | ROB | Total Adoptions | 220.4335 | 230.0308 | 239.3985 | 248.6135 | 263.0241 | 272.2268 | 281.3535 | 290.4014 | 299.3378 | 308.1987 | 316.9652 | 325.5796 | 333.847
Scenario 4: Reference ZEAS Phase In | SDG&E | Com | FoodServ | Com - Grocery | Fuel Substitution | ROB | New Adoptions | 1.8648 | 2.1388 | 2.4111 | 2.6844 | 2.9595 | 3.2366 | 3.517 | 3.8004 | 4.0867 | 4.3758 | 4.6664 | 4.9622 | 5.2803
Scenario 4: Reference ZEAS Phase In | SDG&E | Com | FoodServ | Com - Grocery | Fuel Substitution | ROB | Total Adoptions | 2.1448 | 2.4895 | 2.84 | 3.1986 | 3.5656 | 3.9409 | 4.3255 | 4.719 | 5.1209 | 5.5311 | 5.9478 | 6.3748 | 6.8298
Scenario 4: Reference ZEAS Phase In | SDG&E | Com | FoodServ | Com - Health | Energy Efficiency | NEW | New Adoptions | 22.1275 | 22.9422 | 23.2234 | 24.228 | 24.2444 | 24.1309 | 21.3218 | 21.4346 | 22.4122 | 24.7677 | 28.0467 | 25.5309 | 24.2597
Scenario 4: Reference ZEAS Phase In | SDG&E | Com | FoodServ | Com - Health | Energy Efficiency | NEW | Total Adoptions | 22.1275 | 22.9422 | 23.2234 | 24.228 | 24.2444 | 24.1309 | 21.3218 | 21.4346 | 22.4122 | 24.7677 | 28.0467 | 25.5309 | 24.2597
Scenario 4: Reference ZEAS Phase In | SDG&E | Com | FoodServ | Com - Health | Energy Efficiency | ROB | New Adoptions | 34.5361 | 36.5311 | 38.385 | 40.1264 | 42.3414 | 43.8681 | 45.2312 | 46.4895 | 47.6649 | 48.7902 | 49.8879 | 50.8572 | 51.66
Scenario 4: Reference ZEAS Phase In | SDG&E | Com | FoodServ | Com - Health | Energy Efficiency | ROB | Total Adoptions | 78.1919 | 82.1693 | 86.0472 | 89.8852 | 94.7534 | 98.4459 | 101.8734 | 105.2156 | 108.5278 | 111.8997 | 115.3907 | 118.6391 | 121.6028
Scenario 4: Reference ZEAS Phase In | SDG&E | Com | FoodServ | Com - Health | Fuel Substitution | ROB | New Adoptions | 0.57525 | 0.66756 | 0.7608 | 0.8558 | 0.9528 | 1.052 | 1.1538 | 1.2575 | 1.363 | 1.4703 | 1.5791 | 1.6902 | 1.8122
Scenario 4: Reference ZEAS Phase In | SDG&E | Com | FoodServ | Com - Health | Fuel Substitution | ROB | Total Adoptions | 0.66342 | 0.77843 | 0.89728 | 1.0207 | 1.1489 | 1.2819 | 1.4203 | 1.5633 | 1.7105 | 1.8619 | 2.017 | 2.177 | 2.3507
Scenario 4: Reference ZEAS Phase In | SDG&E | Com | FoodServ | Com - Lodging | Energy Efficiency | NEW | New Adoptions | 25.5332 | 25.5744 | 25.192 | 25.7068 | 24.9836 | 25.2658 | 25.0751 | 24.9007 | 25.0448 | 25.0463 | 24.7149 | 24.4256 | 24.4096
Scenario 4: Reference ZEAS Phase In | SDG&E | Com | FoodServ | Com - Lodging | Energy Efficiency | NEW | Total Adoptions | 25.5332 | 25.5744 | 25.192 | 25.7068 | 24.9836 | 25.2658 | 25.0751 | 24.9007 | 25.0448 | 25.0463 | 24.7149 | 24.4256 | 24.4096
Scenario 4: Reference ZEAS Phase In | SDG&E | Com | FoodServ | Com - Lodging | Energy Efficiency | ROB | New Adoptions | 59.4019 | 62.4589 | 65.253 | 67.8301 | 70.5003 | 72.6647 | 74.6402 | 76.4405 | 78.0855 | 79.5838 | 80.9366 | 82.1536 | 83.2464
Scenario 4: Reference ZEAS Phase In | SDG&E | Com | FoodServ | Com - Lodging | Energy Efficiency | ROB | Total Adoptions | 134.9514 | 140.6223 | 146.0604 | 151.3526 | 157.0288 | 161.9722 | 166.7445 | 171.3529 | 175.8257 | 180.1579 | 184.3274 | 188.34 | 192.212
Scenario 4: Reference ZEAS Phase In | SDG&E | Com | FoodServ | Com - Lodging | Fuel Substitution | ROB | New Adoptions | 0.72234 | 0.83033 | 0.93791 | 1.0459 | 1.1545 | 1.2637 | 1.3738 | 1.4845 | 1.5957 | 1.7073 | 1.8187 | 1.9296 | 2.0403
Scenario 4: Reference ZEAS Phase In | SDG&E | Com | FoodServ | Com - Lodging | Fuel Substitution | ROB | Total Adoptions | 0.82843 | 0.96427 | 1.1029 | 1.2448 | 1.3902 | 1.5388 | 1.6908 | 1.8458 | 2.0036 | 2.164 | 2.3262 | 2.4899 | 2.655
Scenario 4: Reference ZEAS Phase In | SDG&E | Com | FoodServ | Com - Office (Large) | Energy Efficiency | NEW | New Adoptions | 2.1594 | 2.1652 | 2.1641 | 2.164 | 2.1443 | 2.1609 | 2.1877 | 2.1926 | 2.1579 | 2.1382 | 2.1122 | 2.0907 | 2.0722
Scenario 4: Reference ZEAS Phase In | SDG&E | Com | FoodServ | Com - Office (Large) | Energy Efficiency | NEW | Total Adoptions | 2.1594 | 2.1652 | 2.1641 | 2.164 | 2.1443 | 2.1609 | 2.1877 | 2.1926 | 2.1579 | 2.1382 | 2.1122 | 2.0907 | 2.0722
Scenario 4: Reference ZEAS Phase In | SDG&E | Com | FoodServ | Com - Office (Large) | Energy Efficiency | ROB | New Adoptions | 3.2267 | 3.3605 | 3.481 | 3.5895 | 3.6862 | 3.7739 | 3.8539 | 3.9265 | 3.9911 | 4.049 | 4.1008 | 4.1474 | 4.1895
Scenario 4: Reference ZEAS Phase In | SDG&E | Com | FoodServ | Com - Office (Large) | Energy Efficiency | ROB | Total Adoptions | 7.9883 | 8.2399 | 8.4836 | 8.7202 | 8.9481 | 9.1717 | 9.3924 | 9.6084 | 9.8162 | 10.0176 | 10.2122 | 10.4009 | 10.5844
Scenario 4: Reference ZEAS Phase In | SDG&E | Com | FoodServ | Com - Office (Small) | Energy Efficiency | NEW | New Adoptions | 0.47651 | 0.48761 | 0.49788 | 0.50763 | 0.51593 | 0.52507 | 0.53396 | 0.54128 | 0.54807 | 0.55376 | 0.55916 | 0.56433 | 0.5693
Scenario 4: Reference ZEAS Phase In | SDG&E | Com | FoodServ | Com - Office (Small) | Energy Efficiency | NEW | Total Adoptions | 0.47651 | 0.48761 | 0.49788 | 0.50763 | 0.51593 | 0.52507 | 0.53396 | 0.54128 | 0.54807 | 0.55376 | 0.55916 | 0.56433 | 0.5693
Scenario 4: Reference ZEAS Phase In | SDG&E | Com | FoodServ | Com - Office (Small) | Energy Efficiency | ROB | New Adoptions | 1.437 | 1.4965 | 1.5498 | 1.5975 | 1.6399 | 1.6776 | 1.7111 | 1.7407 | 1.7668 | 1.7899 | 1.8101 | 1.8279 | 1.8436
Scenario 4: Reference ZEAS Phase In | SDG&E | Com | FoodServ | Com - Office (Small) | Energy Efficiency | ROB | Total Adoptions | 3.6937 | 3.7993 | 3.9007 | 3.9982 | 4.0919 | 4.1822 | 4.2692 | 4.3529 | 4.4337 | 4.5114 | 4.5864 | 4.6587 | 4.7285
Scenario 4: Reference ZEAS Phase In | SDG&E | Com | FoodServ | Com - Other | Energy Efficiency | NEW | New Adoptions | 43.9069 | 48.7608 | 51.411 | 54.1212 | 56.1668 | 59.6433 | 62.3556 | 64.8748 | 67.2474 | 69.7137 | 71.9699 | 74.3005 | 76.7886
Scenario 4: Reference ZEAS Phase In | SDG&E | Com | FoodServ | Com - Other | Energy Efficiency | NEW | Total Adoptions | 43.9069 | 48.7608 | 51.411 | 54.1212 | 56.1668 | 59.6433 | 62.3556 | 64.8748 | 67.2474 | 69.7137 | 71.9699 | 74.3005 | 76.7886
Scenario 4: Reference ZEAS Phase In | SDG&E | Com | FoodServ | Com - Other | Energy Efficiency | ROB | New Adoptions | 94.0482 | 100.1008 | 105.7893 | 111.1531 | 118.2412 | 123.1338 | 127.7903 | 132.2312 | 136.4739 | 140.5408 | 144.401 | 148.015 | 151.5038
Scenario 4: Reference ZEAS Phase In | SDG&E | Com | FoodServ | Com - Other | Energy Efficiency | ROB | Total Adoptions | 207.2793 | 218.2216 | 228.963 | 239.5616 | 253.8419 | 264.4213 | 274.9536 | 285.4456 | 295.9007 | 306.3394 | 316.6814 | 326.8282 | 336.9668
Scenario 4: Reference ZEAS Phase In | SDG&E | Com | FoodServ | Com - Other | Fuel Substitution | ROB | New Adoptions | 1.5357 | 1.7828 | 2.0301 | 2.2798 | 2.5322 | 2.7876 | 3.047 | 3.3103 | 3.5771 | 3.8476 | 4.1255 | 4.4205 | 4.7214
Scenario 4: Reference ZEAS Phase In | SDG&E | Com | FoodServ | Com - Other | Fuel Substitution | ROB | Total Adoptions | 1.7595 | 2.0696 | 2.3879 | 2.7163 | 3.0545 | 3.4028 | 3.7617 | 4.131 | 4.51 | 4.8988 | 5.301 | 5.7268 | 6.1649
Scenario 4: Reference ZEAS Phase In | SDG&E | Com | FoodServ | Com - Restaurant | Energy Efficiency | NEW | New Adoptions | 65.2864 | 62.0488 | 58.6119 | 53.7238 | 127.3865 | 134.5583 | 141.3493 | 147.9154 | 153.502 | 159.1158 | 164.8536 | 170.5237 | 175.956
Scenario 4: Reference ZEAS Phase In | SDG&E | Com | FoodServ | Com - Restaurant | Energy Efficiency | NEW | Total Adoptions | 65.2864 | 62.0488 | 58.6119 | 53.7238 | 127.3865 | 134.5583 | 141.3493 | 147.9154 | 153.502 | 159.1158 | 164.8536 | 170.5237 | 175.956
Scenario 4: Reference ZEAS Phase In | SDG&E | Com | FoodServ | Com - Restaurant | Energy Efficiency | ROB | New Adoptions | 283.4574 | 297.167 | 309.3618 | 320.2031 | 335.6383 | 346.6042 | 356.8692 | 366.4898 | 375.4941 | 383.9364 | 391.8542 | 399.2823 | 406.1075
Scenario 4: Reference ZEAS Phase In | SDG&E | Com | FoodServ | Com - Restaurant | Energy Efficiency | ROB | Total Adoptions | 613.2179 | 636.5049 | 658.1941 | 678.4317 | 710.0954 | 734.5589 | 758.7758 | 782.7724 | 806.5079 | 830.0165 | 853.3187 | 876.4234 | 899.0672
Scenario 4: Reference ZEAS Phase In | SDG&E | Com | FoodServ | Com - Restaurant | Fuel Substitution | ROB | New Adoptions | 5.521 | 6.3189 | 7.107 | 7.8861 | 8.6419 | 9.4059 | 10.1738 | 10.9443 | 11.7164 | 12.4899 | 13.2607 | 14.027 | 14.8068
Scenario 4: Reference ZEAS Phase In | SDG&E | Com | FoodServ | Com - Restaurant | Fuel Substitution | ROB | Total Adoptions | 6.3226 | 7.3357 | 8.3621 | 9.4005 | 10.431 | 11.486 | 12.5606 | 13.6527 | 14.7603 | 15.8827 | 17.0148 | 18.1538 | 19.3176
Scenario 4: Reference ZEAS Phase In | SDG&E | Com | FoodServ | Com - Retail | Energy Efficiency | NEW | New Adoptions | 0.95237 | 0.90251 | 0.85787 | 0.79722 | 0.70149 | 0.65168 | 0.58622 | 0.52359 | 0.47265 | 0.44186 | 0.41432 | 0.40777 | 0.4125
Scenario 4: Reference ZEAS Phase In | SDG&E | Com | FoodServ | Com - Retail | Energy Efficiency | NEW | Total Adoptions | 0.95237 | 0.90251 | 0.85787 | 0.79722 | 0.70149 | 0.65168 | 0.58622 | 0.52359 | 0.47265 | 0.44186 | 0.41432 | 0.40777 | 0.4125
Scenario 4: Reference ZEAS Phase In | SDG&E | Com | FoodServ | Com - Retail | Energy Efficiency | ROB | New Adoptions | 2.7726 | 2.8749 | 2.9632 | 3.038 | 3.0996 | 3.15 | 3.1899 | 3.2203 | 3.2424 | 3.2574 | 3.2662 | 3.2698 | 3.2691
Scenario 4: Reference ZEAS Phase In | SDG&E | Com | FoodServ | Com - Retail | Energy Efficiency | ROB | Total Adoptions | 7.1456 | 7.3162 | 7.4727 | 7.6147 | 7.741 | 7.8547 | 7.9556 | 8.0444 | 8.1223 | 8.1907 | 8.2505 | 8.303 | 8.3493
Scenario 4: Reference ZEAS Phase In | SDG&E | Com | FoodServ | Com - School | Energy Efficiency | NEW | New Adoptions | 28.1167 | 30.998 | 31.9009 | 32.7634 | 33.7241 | 34.6917 | 35.4322 | 36.1999 | 37.0249 | 37.7944 | 38.5784 | 39.3332 | 40.0276
Scenario 4: Reference ZEAS Phase In | SDG&E | Com | FoodServ | Com - School | Energy Efficiency | NEW | Total Adoptions | 28.1167 | 30.998 | 31.9009 | 32.7634 | 33.7241 | 34.6917 | 35.4322 | 36.1999 | 37.0249 | 37.7944 | 38.5784 | 39.3332 | 40.0276
Scenario 4: Reference ZEAS Phase In | SDG&E | Com | FoodServ | Com - School | Energy Efficiency | ROB | New Adoptions | 37.1058 | 39.0656 | 40.8674 | 42.5294 | 44.3972 | 45.8308 | 47.1791 | 48.4515 | 49.6533 | 50.7455 | 51.7688 | 52.7427 | 53.6549
Scenario 4: Reference ZEAS Phase In | SDG&E | Com | FoodServ | Com - School | Energy Efficiency | ROB | Total Adoptions | 85.5193 | 89.3144 | 93.0165 | 96.6426 | 100.8313 | 104.3526 | 107.8469 | 111.3208 | 114.7756 | 118.1296 | 121.4375 | 124.7221 | 127.9466
Scenario 4: Reference ZEAS Phase In | SDG&E | Com | FoodServ | Com - School | Fuel Substitution | ROB | New Adoptions | 0.2971 | 0.34474 | 0.39238 | 0.44067 | 0.48979 | 0.53998 | 0.59157 | 0.64461 | 0.69943 | 0.76143 | 0.82867 | 0.89949 | 0.97381
Scenario 4: Reference ZEAS Phase In | SDG&E | Com | FoodServ | Com - School | Fuel Substitution | ROB | Total Adoptions | 0.34365 | 0.40258 | 0.46298 | 0.5254 | 0.58999 | 0.65692 | 0.72653 | 0.79885 | 0.87422 | 0.95824 | 1.0492 | 1.1455 | 1.2471
Scenario 4: Reference ZEAS Phase In | SDG&E | Com | HVAC | Com - College | Energy Efficiency | NEW | New Adoptions | 899.4282 | 964.4244 | 1818.3793 | 1998.5161 | 2112.2191 | 2296.3429 | 1415.9671 | 351.3477 | 371.9176 | 394.0883 | 412.6501 | 456.9149 | 477.9413
Scenario 4: Reference ZEAS Phase In | SDG&E | Com | HVAC | Com - College | Energy Efficiency | NEW | Total Adoptions | 899.4282 | 964.4244 | 1818.3793 | 1998.5161 | 2112.2191 | 2296.3429 | 1415.9671 | 351.3477 | 371.9176 | 394.0883 | 412.6501 | 456.9149 | 477.9413
Scenario 4: Reference ZEAS Phase In | SDG&E | Com | HVAC | Com - College | Energy Efficiency | RET | New Adoptions | 17.9158 | 19.4693 | 20.9901 | 0 | 0 | 0 | 25.9585 | 26.9213 | 0 | 0 | 0 | 0 | 0
Scenario 4: Reference ZEAS Phase In | SDG&E | Com | HVAC | Com - College | Energy Efficiency | RET | Total Adoptions | 20.7025 | 22.1568 | 23.5916 | 0 | 0 | 0 | 28.3235 | 29.2483 | 0 | 0 | 0 | 0 | 0
Scenario 4: Reference ZEAS Phase In | SDG&E | Com | HVAC | Com - College | Energy Efficiency | ROB | New Adoptions | 1641.2175 | 3616.6688 | 3957.6669 | 4300.3994 | 4642.1336 | 2511.2461 | 2.8908 | 3.0205 | 3.1431 | 3.2586 | 3.3668 | 3.4695 | 3.5651
Scenario 4: Reference ZEAS Phase In | SDG&E | Com | HVAC | Com - College | Energy Efficiency | ROB | Total Adoptions | 2627.2176 | 5749.5383 | 6267.7186 | 6804.0617 | 7354.4509 | 3986.4784 | 5.274 | 5.536 | 5.7964 | 6.0549 | 6.3105 | 6.5679 | 6.8222
Scenario 4: Reference ZEAS Phase In | SDG&E | Com | HVAC | Com - College | Fuel Substitution | ROB | New Adoptions | 0.0049246 | 0.0054174 | 0.0059252 | 0.0075283 | 0 | 0 | 0 | 0 | 0 | 0 | 0 | 0 | 0
Scenario 4: Reference ZEAS Phase In | SDG&E | Com | HVAC | Com - College | Fuel Substitution | ROB | Total Adoptions | 0.0052473 | 0.0057959 | 0.0063638 | 0.0081416 | 0 | 0 | 0 | 0 | 0 | 0 | 0 | 0 | 0
Scenario 4: Reference ZEAS Phase In | SDG&E | Com | HVAC | Com - Grocery | Energy Efficiency | NEW | New Adoptions | 27.9298 | 30.7696 | 33.592 | 36.8257 | 39.6559 | 43.3078 | 47.1598 | 51.046 | 54.6535 | 27.5716 | 29.1961 | 30.8961 | 32.7401
Scenario 4: Reference ZEAS Phase In | SDG&E | Com | HVAC | Com - Grocery | Energy Efficiency | NEW | Total Adoptions | 27.9298 | 30.7696 | 33.592 | 36.8257 | 39.6559 | 43.3078 | 47.1598 | 51.046 | 54.6535 | 27.5716 | 29.1961 | 30.8961 | 32.7401
Scenario 4: Reference ZEAS Phase In | SDG&E | Com | HVAC | Com - Grocery | Energy Efficiency | ROB | New Adoptions | 59.3555 | 66.2979 | 73.5368 | 81.0904 | 88.9564 | 97.1655 | 105.7274 | 114.6474 | 20.2856 | 21.8328 | 23.4082 | 25.0041 | 0.93515
Scenario 4: Reference ZEAS Phase In | SDG&E | Com | HVAC | Com - Grocery | Energy Efficiency | ROB | Total Adoptions | 73.2522 | 81.3853 | 89.966 | 99.0208 | 108.5454 | 118.5846 | 129.1552 | 140.2674 | 25.2926 | 27.2767 | 29.3198 | 31.4142 | 1.7846
Scenario 4: Reference ZEAS Phase In | SDG&E | Com | HVAC | Com - Grocery | Fuel Substitution | ROB | New Adoptions | 0.16591 | 0.18126 | 0.19693 | 0.21315 | 0 | 0 | 0 | 0 | 0 | 0 | 0 | 0 | 0
Scenario 4: Reference ZEAS Phase In | SDG&E | Com | HVAC | Com - Grocery | Fuel Substitution | ROB | Total Adoptions | 0.20513 | 0.22669 | 0.24897 | 0.27222 | 0 | 0 | 0 | 0 | 0 | 0 | 0 | 0 | 0
Scenario 4: Reference ZEAS Phase In | SDG&E | Com | HVAC | Com - Health | Energy Efficiency | NEW | New Adoptions | 1410.3236 | 1489.638 | 1571.5605 | 1705.8296 | 3468.1256 | 3554.1836 | 1673.497 | 78.7979 | 84.3558 | 92.2039 | 106.7262 | 99.2903 | 96.4079
Scenario 4: Reference ZEAS Phase In | SDG&E | Com | HVAC | Com - Health | Energy Efficiency | NEW | Total Adoptions | 1410.3236 | 1489.638 | 1571.5605 | 1705.8296 | 3468.1256 | 3554.1836 | 1673.497 | 78.7979 | 84.3558 | 92.2039 | 106.7262 | 99.2903 | 96.4079
Scenario 4: Reference ZEAS Phase In | SDG&E | Com | HVAC | Com - Health | Energy Efficiency | RET | New Adoptions | 18.5346 | 59.6573 | 63.8412 | 68.0167 | 80.8872 | 85.4182 | 89.853 | 94.1575 | 26.9626 | 33.3196 | 34.4288 | 35.3205 | 100.0973
Scenario 4: Reference ZEAS Phase In | SDG&E | Com | HVAC | Com - Health | Energy Efficiency | RET | Total Adoptions | 21.9183 | 89.3907 | 91.8761 | 94.4849 | 110.0659 | 113.0313 | 116.0246 | 119.0027 | 29.2439 | 35.9974 | 37.0812 | 37.953 | 117.056
Scenario 4: Reference ZEAS Phase In | SDG&E | Com | HVAC | Com - Health | Energy Efficiency | ROB | New Adoptions | 2435.9695 | 2693.7457 | 2956.9129 | 6374.7792 | 6923.0988 | 3811.3728 | 117.9001 | 127.6319 | 127.1432 | 136.6149 | 146.605 | 156.7284 | 167.0565
Scenario 4: Reference ZEAS Phase In | SDG&E | Com | HVAC | Com - Health | Energy Efficiency | ROB | Total Adoptions | 3867.1395 | 4256.4382 | 4662.4551 | 10080.2146 | 10965.7155 | 6029.5313 | 144.5851 | 156.7005 | 157.2803 | 169.3503 | 182.198 | 195.264 | 208.6598
Scenario 4: Reference ZEAS Phase In | SDG&E | Com | HVAC | Com - Health | Fuel Substitution | ROB | New Adoptions | 0.041707 | 0.045964 | 0.050362 | 0.05492 | 0 | 0 | 0 | 0 | 0 | 0 | 0 | 0 | 0
Scenario 4: Reference ZEAS Phase In | SDG&E | Com | HVAC | Com - Health | Fuel Substitution | ROB | Total Adoptions | 0.048843 | 0.054319 | 0.060033 | 0.066005 | 0 | 0 | 0 | 0 | 0 | 0 | 0 | 0 | 0
Scenario 4: Reference ZEAS Phase In | SDG&E | Com | HVAC | Com - Lodging | Energy Efficiency | NEW | New Adoptions | 1180.5224 | 1214.4007 | 1250.8497 | 1332.0855 | 1348.5133 | 1412.9847 | 758.9819 | 53.2792 | 55.7828 | 35.8391 | 36.559 | 37.3254 | 38.508
Scenario 4: Reference ZEAS Phase In | SDG&E | Com | HVAC | Com - Lodging | Energy Efficiency | NEW | Total Adoptions | 1180.5224 | 1214.4007 | 1250.8497 | 1332.0855 | 1348.5133 | 1412.9847 | 758.9819 | 53.2792 | 55.7828 | 35.8391 | 36.559 | 37.3254 | 38.508
Scenario 4: Reference ZEAS Phase In | SDG&E | Com | HVAC | Com - Lodging | Energy Efficiency | RET | New Adoptions | 46.7642 | 49.3596 | 51.8751 | 54.2972 | 56.6128 | 58.8076 | 60.8678 | 62.7829 | 0 | 0 | 0 | 0 | 0
Scenario 4: Reference ZEAS Phase In | SDG&E | Com | HVAC | Com - Lodging | Energy Efficiency | RET | Total Adoptions | 58.7044 | 60.7232 | 62.7116 | 64.6527 | 66.5295 | 68.3246 | 70.0209 | 71.6047 | 0 | 0 | 0 | 0 | 0
Scenario 4: Reference ZEAS Phase In | SDG&E | Com | HVAC | Com - Lodging | Energy Efficiency | ROB | New Adoptions | 2620.218 | 2879.4914 | 3140.7877 | 3403.5326 | 3665.3953 | 2044.0147 | 143.7495 | 156.1967 | 76.568 | 81.8987 | 87.3506 | 92.9187 | 98.6073
Scenario 4: Reference ZEAS Phase In | SDG&E | Com | HVAC | Com - Lodging | Energy Efficiency | ROB | Total Adoptions | 4136.3913 | 4520.3327 | 4915.702 | 5323.5997 | 5739.9312 | 3184.9607 | 172.1984 | 187.713 | 93.7876 | 100.4833 | 107.3766 | 114.4626 | 121.7511
Scenario 4: Reference ZEAS Phase In | SDG&E | Com | HVAC | Com - Lodging | Fuel Substitution | ROB | New Adoptions | 0.12148 | 0.13297 | 0.14361 | 0.15576 | 0.025152 | 0 | 0 | 0 | 0 | 0 | 0 | 0 | 0
Scenario 4: Reference ZEAS Phase In | SDG&E | Com | HVAC | Com - Lodging | Fuel Substitution | ROB | Total Adoptions | 0.14933 | 0.16532 | 0.18064 | 0.1979 | 0.031414 | 0 | 0 | 0 | 0 | 0 | 0 | 0 | 0
Scenario 4: Reference ZEAS Phase In | SDG&E | Com | HVAC | Com - Office (Large) | Energy Efficiency | NEW | New Adoptions | 12338.2334 | 13131.21 | 13893.6457 | 14675.0093 | 15325.9814 | 16246.0792 | 8685.2954 | 0.60761 | 0.61308 | 0.62183 | 0.62784 | 0.63427 | 0.64072
Scenario 4: Reference ZEAS Phase In | SDG&E | Com | HVAC | Com - Office (Large) | Energy Efficiency | NEW | Total Adoptions | 12338.2334 | 13131.21 | 13893.6457 | 14675.0093 | 15325.9814 | 16246.0792 | 8685.2954 | 0.60761 | 0.61308 | 0.62183 | 0.62784 | 0.63427 | 0.64072
Scenario 4: Reference ZEAS Phase In | SDG&E | Com | HVAC | Com - Office (Large) | Energy Efficiency | RET | New Adoptions | 0 | 0 | 0 | 0 | 0 | 0 | 0 | 0 | 0 | 0 | 0 | 0 | 0
Scenario 4: Reference ZEAS Phase In | SDG&E | Com | HVAC | Com - Office (Large) | Energy Efficiency | RET | Total Adoptions | 0 | 0 | 0 | 0 | 0 | 0 | 0 | 0 | 0 | 0 | 0 | 0 | 0
Scenario 4: Reference ZEAS Phase In | SDG&E | Com | HVAC | Com - Office (Large) | Energy Efficiency | ROB | New Adoptions | 15153.6351 | 16584.6751 | 18031.1316 | 19487.5685 | 20946.6976 | 11277.0961 | 0.99393 | 1.0366 | 1.0767 | 1.1144 | 1.1496 | 1.1824 | 1.2126
Scenario 4: Reference ZEAS Phase In | SDG&E | Com | HVAC | Com - Office (Large) | Energy Efficiency | ROB | Total Adoptions | 24243.9175 | 26473.371 | 28789.7863 | 31190.3501 | 33665.5833 | 18221.8114 | 1.7913 | 1.8781 | 1.9639 | 2.0485 | 2.1318 | 2.2137 | 2.2941
Scenario 4: Reference ZEAS Phase In | SDG&E | Com | HVAC | Com - Office (Small) | Energy Efficiency | NEW | New Adoptions | 3697.9592 | 4007.4424 | 4321.7125 | 4643.0004 | 557.7103 | 592.1418 | 626.6478 | 659.481 | 691.6153 | 722.1695 | 751.983 | 781.0611 | 809.3416
Scenario 4: Reference ZEAS Phase In | SDG&E | Com | HVAC | Com - Office (Small) | Energy Efficiency | NEW | Total Adoptions | 3697.9592 | 4007.4424 | 4321.7125 | 4643.0004 | 557.7103 | 592.1418 | 626.6478 | 659.481 | 691.6153 | 722.1695 | 751.983 | 781.0611 | 809.3416
Scenario 4: Reference ZEAS Phase In | SDG&E | Com | HVAC | Com - Office (Small) | Energy Efficiency | ROB | New Adoptions | 8415.3622 | 9206.4434 | 10000.2908 | 2.3981 | 2.5326 | 2.6603 | 2.7806 | 2.8935 | 2.9989 | 3.0965 | 3.1866 | 3.2692 | 3.3444
Scenario 4: Reference ZEAS Phase In | SDG&E | Com | HVAC | Com - Office (Small) | Energy Efficiency | ROB | Total Adoptions | 13471.1232 | 14643.2656 | 15851.3495 | 4.3792 | 4.6114 | 4.8417 | 5.0692 | 5.2935 | 5.5141 | 5.7305 | 5.9423 | 6.1492 | 6.3509
Scenario 4: Reference ZEAS Phase In | SDG&E | Com | HVAC | Com - Other | Energy Efficiency | NEW | New Adoptions | 1671.0053 | 1835.4821 | 2009.2931 | 2189.5829 | 2347.0063 | 2535.6404 | 2725.7989 | 2909.7892 | 3088.491 | 3235.6997 | 3406.5947 | 3617.8012 | 3800.8894
Scenario 4: Reference ZEAS Phase In | SDG&E | Com | HVAC | Com - Other | Energy Efficiency | NEW | Total Adoptions | 1671.0053 | 1835.4821 | 2009.2931 | 2189.5829 | 2347.0063 | 2535.6404 | 2725.7989 | 2909.7892 | 3088.491 | 3235.6997 | 3406.5947 | 3617.8012 | 3800.8894
Scenario 4: Reference ZEAS Phase In | SDG&E | Com | HVAC | Com - Other | Energy Efficiency | ROB | New Adoptions | 59.0947 | 70.6018 | 78.601 | 86.9754 | 95.7207 | 104.8636 | 114.4055 | 124.3577 | 20.0984 | 21.6601 | 143.6896 | 154.256 | 165.2125
Scenario 4: Reference ZEAS Phase In | SDG&E | Com | HVAC | Com - Other | Energy Efficiency | ROB | Total Adoptions | 73.1447 | 86.1563 | 95.4998 | 105.3835 | 115.8017 | 126.7919 | 138.3607 | 150.523 | 24.7446 | 26.7035 | 175.6311 | 188.9439 | 202.8502
Scenario 4: Reference ZEAS Phase In | SDG&E | Com | HVAC | Com - Other | Fuel Substitution | ROB | New Adoptions | 0.48678 | 0.53446 | 0.58346 | 0.64052 | 0 | 0 | 0 | 0 | 0 | 0 | 0 | 0 | 0
Scenario 4: Reference ZEAS Phase In | SDG&E | Com | HVAC | Com - Other | Fuel Substitution | ROB | Total Adoptions | 0.6044 | 0.67162 | 0.7416 | 0.822 | 0 | 0 | 0 | 0 | 0 | 0 | 0 | 0 | 0
Scenario 4: Reference ZEAS Phase In | SDG&E | Com | HVAC | Com - Restaurant | Energy Efficiency | NEW | New Adoptions | 81.2242 | 75.0362 | 70.02 | 61.7538 | 237.1642 | 255.4764 | 275.9336 | 296.7352 | 316.1658 | 336.0896 | 356.6315 | 377.2624 | 397.5059
Scenario 4: Reference ZEAS Phase In | SDG&E | Com | HVAC | Com - Restaurant | Energy Efficiency | NEW | Total Adoptions | 81.2242 | 75.0362 | 70.02 | 61.7538 | 237.1642 | 255.4764 | 275.9336 | 296.7352 | 316.1658 | 336.0896 | 356.6315 | 377.2624 | 397.5059
Scenario 4: Reference ZEAS Phase In | SDG&E | Com | HVAC | Com - Restaurant | Energy Efficiency | ROB | New Adoptions | 6.2596 | 6.9299 | 7.6319 | 8.367 | 9.1777 | 10.0433 | 10.9668 | 11.9505 | 12.9955 | 14.1036 | 15.2754 | 16.5108 | 17.8087
Scenario 4: Reference ZEAS Phase In | SDG&E | Com | HVAC | Com - Restaurant | Energy Efficiency | ROB | Total Adoptions | 8.2825 | 9.2619 | 10.2985 | 11.3938 | 12.6459 | 13.9931 | 15.4422 | 16.9988 | 18.667 | 20.4523 | 22.3597 | 24.3929 | 26.5551
Scenario 4: Reference ZEAS Phase In | SDG&E | Com | HVAC | Com - Restaurant | Fuel Substitution | ROB | New Adoptions | 0.00078095 | 0.00085603 | 0.0058382 | 0.0063404 | 0 | 0 | 0 | 0 | 0 | 0 | 0 | 0 | 0
Scenario 4: Reference ZEAS Phase In | SDG&E | Com | HVAC | Com - Restaurant | Fuel Substitution | ROB | Total Adoptions | 0.0008319 | 0.00091559 | 0.0062668 | 0.0068307 | 0 | 0 | 0 | 0 | 0 | 0 | 0 | 0 | 0
Scenario 4: Reference ZEAS Phase In | SDG&E | Com | HVAC | Com - Retail | Energy Efficiency | NEW | New Adoptions | 1143.3381 | 1134.651 | 1127.6328 | 1096.0147 | 1011.5547 | 982.4176 | 522.4271 | 81.2558 | 54.3787 | 30.3551 | 14.3603 | 5.8293 | 1.0414
Scenario 4: Reference ZEAS Phase In | SDG&E | Com | HVAC | Com - Retail | Energy Efficiency | NEW | Total Adoptions | 1143.3381 | 1134.651 | 1127.6328 | 1096.0147 | 1011.5547 | 982.4176 | 522.4271 | 81.2558 | 54.3787 | 30.3551 | 14.3603 | 5.8293 | 1.0414
Scenario 4: Reference ZEAS Phase In | SDG&E | Com | HVAC | Com - Retail | Energy Efficiency | RET | New Adoptions | 67.6563 | 71.1185 | 74.5158 | 77.848 | 81.1115 | 84.3001 | 87.4065 | 90.4236 | 0 | 0 | 0 | 0 | 0
Scenario 4: Reference ZEAS Phase In | SDG&E | Com | HVAC | Com - Retail | Energy Efficiency | RET | Total Adoptions | 91.4326 | 93.5236 | 96.3092 | 99.5323 | 103.0185 | 106.6472 | 110.3347 | 114.022 | 0 | 0 | 0 | 0 | 0
Scenario 4: Reference ZEAS Phase In | SDG&E | Com | HVAC | Com - Retail | Energy Efficiency | ROB | New Adoptions | 3852.8177 | 4206.2689 | 4557.4079 | 4903.8149 | 5243.2095 | 2923.5224 | 251.8721 | 271.1561 | 0.3324 | 0.33937 | 0.3453 | 0.35023 | 0.35419
Scenario 4: Reference ZEAS Phase In | SDG&E | Com | HVAC | Com - Retail | Energy Efficiency | ROB | Total Adoptions | 6059.2741 | 6565.9014 | 7080.8753 | 7601.4389 | 8124.1507 | 4489.8874 | 295.4231 | 318.8902 | 0.60137 | 0.61728 | 0.63221 | 0.64616 | 0.65912
Scenario 4: Reference ZEAS Phase In | SDG&E | Com | HVAC | Com - Retail | Fuel Substitution | ROB | New Adoptions | 0.027253 | 0.029878 | 0.032567 | 0.035325 | 0 | 0 | 0 | 0 | 0 | 0 | 0 | 0 | 0
Scenario 4: Reference ZEAS Phase In | SDG&E | Com | HVAC | Com - Retail | Fuel Substitution | ROB | Total Adoptions | 0.029355 | 0.032329 | 0.035392 | 0.038547 | 0 | 0 | 0 | 0 | 0 | 0 | 0 | 0 | 0
Scenario 4: Reference ZEAS Phase In | SDG&E | Com | HVAC | Com - School | Energy Efficiency | NEW | New Adoptions | 4142.4592 | 4471.642 | 4805.8357 | 5144.7596 | 5509.5603 | 5854.1001 | 6211.9007 | 1438.5723 | 1506.2032 | 1571.1773 | 1636.1655 | 1699.2026 | 1758.7325
Scenario 4: Reference ZEAS Phase In | SDG&E | Com | HVAC | Com - School | Energy Efficiency | NEW | Total Adoptions | 4142.4592 | 4471.642 | 4805.8357 | 5144.7596 | 5509.5603 | 5854.1001 | 6211.9007 | 1438.5723 | 1506.2032 | 1571.1773 | 1636.1655 | 1699.2026 | 1758.7325
Scenario 4: Reference ZEAS Phase In | SDG&E | Com | HVAC | Com - School | Energy Efficiency | RET | New Adoptions | 33.8052 | 30.6052 | 26.5466 | 21.823 | 16.6645 | 11.3111 | 5.9925 | 0.91072 | 0 | 0 | 0 | 0 | 0
Scenario 4: Reference ZEAS Phase In | SDG&E | Com | HVAC | Com - School | Energy Efficiency | RET | Total Adoptions | 39.0116 | 35.6005 | 31.3268 | 26.3816 | 20.9932 | 15.4015 | 9.8368 | 4.5028 | 0 | 0 | 0 | 0 | 0
Scenario 4: Reference ZEAS Phase In | SDG&E | Com | HVAC | Com - School | Energy Efficiency | ROB | New Adoptions | 4314.1207 | 4734.397 | 5161.4585 | 5593.5529 | 6029.6755 | 6492.8486 | 1.7086 | 1.7871 | 1.8623 | 1.934 | 2.0022 | 2.0668 | 2.1277
Scenario 4: Reference ZEAS Phase In | SDG&E | Com | HVAC | Com - School | Energy Efficiency | ROB | Total Adoptions | 6895.9667 | 7546.8995 | 8227.0552 | 8935.5511 | 9672.7954 | 10466.2142 | 3.0849 | 3.2423 | 3.3998 | 3.5571 | 3.7141 | 3.8703 | 4.0255
Scenario 4: Reference ZEAS Phase In | SDG&E | Com | HVAC | Com - School | Fuel Substitution | ROB | New Adoptions | 0.0087956 | 0.0094983 | 0.010195 | 0.010888 | 0 | 0 | 0 | 0 | 0 | 0 | 0 | 0 | 0
Scenario 4: Reference ZEAS Phase In | SDG&E | Com | HVAC | Com - School | Fuel Substitution | ROB | Total Adoptions | 0.0093882 | 0.010181 | 0.010971 | 0.011761 | 0 | 0 | 0 | 0 | 0 | 0 | 0 | 0 | 0
Scenario 4: Reference ZEAS Phase In | SDG&E | Com | HVAC | Com - Warehouse | Energy Efficiency | NEW | New Adoptions | 0.03821 | 0.041419 | 0.044718 | 0.048775 | 0.051868 | 0.055795 | 0.059278 | 0.062815 | 0.066352 | 0.070018 | 0.073243 | 0.076486 | 0.080135
Scenario 4: Reference ZEAS Phase In | SDG&E | Com | HVAC | Com - Warehouse | Energy Efficiency | NEW | Total Adoptions | 0.03821 | 0.041419 | 0.044718 | 0.048775 | 0.051868 | 0.055795 | 0.059278 | 0.062815 | 0.066352 | 0.070018 | 0.073243 | 0.076486 | 0.080135
Scenario 4: Reference ZEAS Phase In | SDG&E | Com | HVAC | Com - Warehouse | Energy Efficiency | ROB | New Adoptions | 0.13197 | 0.1429 | 0.15354 | 0.16387 | 0.17381 | 0.18337 | 0.19252 | 0.20123 | 0.20951 | 0.21734 | 0.22471 | 0.23162 | 0
Scenario 4: Reference ZEAS Phase In | SDG&E | Com | HVAC | Com - Warehouse | Energy Efficiency | ROB | Total Adoptions | 0.25039 | 0.26727 | 0.28425 | 0.30133 | 0.31842 | 0.33555 | 0.35265 | 0.36969 | 0.38665 | 0.4035 | 0.4202 | 0.43671 | 0
Scenario 4: Reference ZEAS Phase In | SDG&E | Com | HVAC | Com - Warehouse | Fuel Substitution | ROB | New Adoptions | 0.049719 | 0.054653 | 0.060274 | 0.065635 | 0 | 0 | 0 | 0 | 0 | 0 | 0 | 0 | 0
Scenario 4: Reference ZEAS Phase In | SDG&E | Com | HVAC | Com - Warehouse | Fuel Substitution | ROB | Total Adoptions | 0.06131 | 0.0682 | 0.076044 | 0.083678 | 0 | 0 | 0 | 0 | 0 | 0 | 0 | 0 | 0
Scenario 4: Reference ZEAS Phase In | SDG&E | Com | Lighting | Com - College | Energy Efficiency | NEW | New Adoptions | 0 | 0 | 197.0982 | 201.7348 | 199.2238 | 202.9628 | 206.637 | 208.0409 | 209.7272 | 0 | 0 | 0 | 0
Scenario 4: Reference ZEAS Phase In | SDG&E | Com | Lighting | Com - College | Energy Efficiency | NEW | Total Adoptions | 0 | 0 | 197.0982 | 201.7348 | 199.2238 | 202.9628 | 206.637 | 208.0409 | 209.7272 | 0 | 0 | 0 | 0
Scenario 4: Reference ZEAS Phase In | SDG&E | Com | Lighting | Com - College | Energy Efficiency | ROB | New Adoptions | 0 | 441.8795 | 448.2063 | 453.9537 | 458.865 | 463.2952 | 467.4341 | 471.3754 | 0 | 0 | 0 | 0 | 0
Scenario 4: Reference ZEAS Phase In | SDG&E | Com | Lighting | Com - College | Energy Efficiency | ROB | Total Adoptions | 0 | 734.4103 | 757.7005 | 780.166 | 801.2126 | 821.4524 | 841.0898 | 860.1569 | 0 | 0 | 0 | 0 | 0
Scenario 4: Reference ZEAS Phase In | SDG&E | Com | Lighting | Com - Grocery | Energy Efficiency | NEW | New Adoptions | 198.9879 | 201.6109 | 203.2366 | 206.435 | 206.5894 | 210.2348 | 213.856 | 216.727 | 217.7232 | 220.0728 | 113.7925 | 114.9746 | 116.4997
Scenario 4: Reference ZEAS Phase In | SDG&E | Com | Lighting | Com - Grocery | Energy Efficiency | NEW | Total Adoptions | 198.9879 | 201.6109 | 203.2366 | 206.435 | 206.5894 | 210.2348 | 213.856 | 216.727 | 217.7232 | 220.0728 | 113.7925 | 114.9746 | 116.4997
Scenario 4: Reference ZEAS Phase In | SDG&E | Com | Lighting | Com - Grocery | Energy Efficiency | ROB | New Adoptions | 480.09 | 471.8253 | 464.9272 | 459.2114 | 454.4592 | 450.6416 | 447.6452 | 445.3748 | 443.71 | 223.5221 | 225.9884 | 228.2676 | 230.3875
Scenario 4: Reference ZEAS Phase In | SDG&E | Com | Lighting | Com - Grocery | Energy Efficiency | ROB | Total Adoptions | 894.7385 | 898.5902 | 903.1447 | 908.3728 | 914.0159 | 920.2626 | 927.0533 | 934.3164 | 941.9002 | 414.7875 | 423.8886 | 432.7162 | 441.3093
Scenario 4: Reference ZEAS Phase In | SDG&E | Com | Lighting | Com - Health | Energy Efficiency | NEW | New Adoptions | 628.4358 | 610.5489 | 595.2017 | 599.3998 | 580.1938 | 554.6437 | 475.7457 | 465.0426 | 473.5515 | 510.4029 | 564.4838 | 502.5075 | 467.5166
Scenario 4: Reference ZEAS Phase In | SDG&E | Com | Lighting | Com - Health | Energy Efficiency | NEW | Total Adoptions | 628.4358 | 610.5489 | 595.2017 | 599.3998 | 580.1938 | 554.6437 | 475.7457 | 465.0426 | 473.5515 | 510.4029 | 564.4838 | 502.5075 | 467.5166
Scenario 4: Reference ZEAS Phase In | SDG&E | Com | Lighting | Com - Health | Energy Efficiency | ROB | New Adoptions | 1177.4592 | 1165.0346 | 1155.1864 | 1147.9005 | 1142.2684 | 1137.8509 | 1132.9909 | 1129.2952 | 1127.1157 | 1127.0666 | 1129.5248 | 1131.3001 | 1133.0139
Scenario 4: Reference ZEAS Phase In | SDG&E | Com | Lighting | Com - Health | Energy Efficiency | ROB | Total Adoptions | 2199.0759 | 2227.222 | 2255.5352 | 2285.0313 | 2314.0118 | 2341.942 | 2365.0624 | 2387.9783 | 2411.949 | 2438.8518 | 2469.8635 | 2497.0503 | 2522.224
Scenario 4: Reference ZEAS Phase In | SDG&E | Com | Lighting | Com - Office (Large) | Energy Efficiency | NEW | New Adoptions | 1446.6101 | 1413.2715 | 1379.0178 | 1348.7626 | 1309.2288 | 1294.4325 | 1287.4045 | 1269.0925 | 1229.9144 | 1201.2817 | 1170.9121 | 1144.6812 | 1121.5585
Scenario 4: Reference ZEAS Phase In | SDG&E | Com | Lighting | Com - Office (Large) | Energy Efficiency | NEW | Total Adoptions | 1446.6101 | 1413.2715 | 1379.0178 | 1348.7626 | 1309.2288 | 1294.4325 | 1287.4045 | 1269.0925 | 1229.9144 | 1201.2817 | 1170.9121 | 1144.6812 | 1121.5585
Scenario 4: Reference ZEAS Phase In | SDG&E | Com | Lighting | Com - Office (Large) | Energy Efficiency | ROB | New Adoptions | 1576.0478 | 1582.7471 | 1589.8241 | 1597.182 | 1604.4882 | 1612.3717 | 1620.9863 | 1629.9975 | 1638.7858 | 1647.6218 | 1656.4503 | 1665.3649 | 1674.4351
Scenario 4: Reference ZEAS Phase In | SDG&E | Com | Lighting | Com - Office (Large) | Energy Efficiency | ROB | Total Adoptions | 2767.6586 | 2844.8794 | 2918.6603 | 2989.289 | 3056.3026 | 3121.5293 | 3185.595 | 3247.889 | 3307.1188 | 3364.1098 | 3418.8803 | 3471.7991 | 3523.1617
Scenario 4: Reference ZEAS Phase In | SDG&E | Com | Lighting | Com - Refrig. Warehouse | Energy Efficiency | NEW | New Adoptions | 0.22074 | 0.24368 | 0.26552 | 0.26844 | 0.2814 | 0.29661 | 0.31732 | 0.33674 | 0.36072 | 0.37991 | 0.40362 | 0.42843 | 0.45102
Scenario 4: Reference ZEAS Phase In | SDG&E | Com | Lighting | Com - Refrig. Warehouse | Energy Efficiency | NEW | Total Adoptions | 0.22074 | 0.24368 | 0.26552 | 0.26844 | 0.2814 | 0.29661 | 0.31732 | 0.33674 | 0.36072 | 0.37991 | 0.40362 | 0.42843 | 0.45102
Scenario 4: Reference ZEAS Phase In | SDG&E | Com | Lighting | Com - Refrig. Warehouse | Energy Efficiency | ROB | New Adoptions | 1.5619 | 1.5247 | 1.4922 | 1.4632 | 1.4376 | 1.415 | 1.3952 | 1.3781 | 1.3634 | 1.3508 | 1.3405 | 1.3321 | 1.3257
Scenario 4: Reference ZEAS Phase In | SDG&E | Com | Lighting | Com - Refrig. Warehouse | Energy Efficiency | ROB | Total Adoptions | 2.8589 | 2.8524 | 2.849 | 2.847 | 2.8469 | 2.8488 | 2.8528 | 2.8589 | 2.8673 | 2.8775 | 2.8899 | 2.9046 | 2.9213
Scenario 4: Reference ZEAS Phase In | SDG&E | Com | Lighting | Com - Restaurant | Energy Efficiency | NEW | New Adoptions | 101.8996 | 90.7658 | 82.5546 | 73.0141 | 168.2252 | 170.8671 | 174.3352 | 177.4749 | 179.4397 | 181.474 | 183.6868 | 185.8659 | 187.8396
Scenario 4: Reference ZEAS Phase In | SDG&E | Com | Lighting | Com - Restaurant | Energy Efficiency | NEW | Total Adoptions | 101.8996 | 90.7658 | 82.5546 | 73.0141 | 168.2252 | 170.8671 | 174.3352 | 177.4749 | 179.4397 | 181.474 | 183.6868 | 185.8659 | 187.8396
Scenario 4: Reference ZEAS Phase In | SDG&E | Com | Lighting | Com - Restaurant | Energy Efficiency | ROB | New Adoptions | 463.167 | 452.0861 | 442.0636 | 432.8518 | 427.0027 | 422.0469 | 417.8974 | 414.4718 | 411.6709 | 409.4355 | 407.7273 | 406.4982 | 405.7032
Scenario 4: Reference ZEAS Phase In | SDG&E | Com | Lighting | Com - Restaurant | Energy Efficiency | ROB | Total Adoptions | 860.8884 | 857.6708 | 854.4431 | 850.9912 | 854.3948 | 858.311 | 862.7435 | 867.6507 | 872.9298 | 878.5628 | 884.5581 | 890.8958 | 897.5491
Scenario 4: Reference ZEAS Phase In | SDG&E | Com | Lighting | Com - Retail | Energy Efficiency | NEW | New Adoptions | 654.7105 | 594.2022 | 542.2719 | 484.893 | 411.3986 | 369.2126 | 321.4246 | 278.3101 | 243.9409 | 221.7637 | 202.496 | 194.3372 | 191.9344
Scenario 4: Reference ZEAS Phase In | SDG&E | Com | Lighting | Com - Retail | Energy Efficiency | NEW | Total Adoptions | 654.7105 | 594.2022 | 542.2719 | 484.893 | 411.3986 | 369.2126 | 321.4246 | 278.3101 | 243.9409 | 221.7637 | 202.496 | 194.3372 | 191.9344
Scenario 4: Reference ZEAS Phase In | SDG&E | Com | Lighting | Com - Retail | Energy Efficiency | ROB | New Adoptions | 3053.08 | 2979.5323 | 2913.1111 | 2852.2319 | 2795.596 | 2743.2308 | 2694.271 | 2648.3544 | 2605.259 | 2564.9011 | 2527.0804 | 2491.7779 | 2458.8851
Scenario 4: Reference ZEAS Phase In | SDG&E | Com | Lighting | Com - Retail | Energy Efficiency | ROB | Total Adoptions | 5631.2501 | 5611.6448 | 5592.1251 | 5571.4649 | 5548.2616 | 5524.3536 | 5499.0107 | 5472.4367 | 5445.083 | 5417.6334 | 5390.2666 | 5363.6217 | 5338.0036
Scenario 4: Reference ZEAS Phase In | SDG&E | Com | Lighting | Com - Warehouse | Energy Efficiency | NEW | New Adoptions | 27.2059 | 27.6939 | 28.2048 | 29.1369 | 29.4532 | 30.2189 | 30.7176 | 31.2339 | 31.7448 | 0 | 0 | 0 | 0
Scenario 4: Reference ZEAS Phase In | SDG&E | Com | Lighting | Com - Warehouse | Energy Efficiency | NEW | Total Adoptions | 27.2059 | 27.6939 | 28.2048 | 29.1369 | 29.4532 | 30.2189 | 30.7176 | 31.2339 | 31.7448 | 0 | 0 | 0 | 0
Scenario 4: Reference ZEAS Phase In | SDG&E | Com | Lighting | Com - Warehouse | Energy Efficiency | ROB | New Adoptions | 75.2747 | 75.6975 | 76.152 | 76.6417 | 77.147 | 77.6782 | 78.2257 | 78.7897 | 0 | 0 | 0 | 0 | 0
Scenario 4: Reference ZEAS Phase In | SDG&E | Com | Lighting | Com - Warehouse | Energy Efficiency | ROB | Total Adoptions | 118.1825 | 121.4102 | 124.5951 | 127.7637 | 130.8777 | 133.971 | 137.0274 | 140.0525 | 0 | 0 | 0 | 0 | 0
Scenario 4: Reference ZEAS Phase In | SDG&E | Com | WaterHeat | Com - College | Energy Efficiency | NEW | New Adoptions | 841.6872 | 851.8934 | 863.6092 | 876.3753 | 880.3666 | 912.6098 | 465.1859 | 14.019 | 14.9294 | 15.9241 | 16.7949 | 18.7434 | 19.7743
Scenario 4: Reference ZEAS Phase In | SDG&E | Com | WaterHeat | Com - College | Energy Efficiency | NEW | Total Adoptions | 841.6872 | 851.8934 | 863.6092 | 876.3753 | 880.3666 | 912.6098 | 465.1859 | 14.019 | 14.9294 | 15.9241 | 16.7949 | 18.7434 | 19.7743
Scenario 4: Reference ZEAS Phase In | SDG&E | Com | WaterHeat | Com - College | Energy Efficiency | RET | New Adoptions | 415.269 | 416.2452 | 416.7642 | 416.9331 | 416.8055 | 416.4217 | 415.7992 | 414.9548 | 0 | 0 | 412.4299 | 411.4173 | 410.2019
Scenario 4: Reference ZEAS Phase In | SDG&E | Com | WaterHeat | Com - College | Energy Efficiency | RET | Total Adoptions | 470.537 | 469.1867 | 467.6984 | 466.1317 | 464.4997 | 462.808 | 461.0448 | 459.2013 | 0 | 0 | 450.9964 | 449.8779 | 448.5562
Scenario 4: Reference ZEAS Phase In | SDG&E | Com | WaterHeat | Com - College | Energy Efficiency | ROB | New Adoptions | 1414.5847 | 1463.5013 | 1445.3831 | 1486.8402 | 1526.4324 | 768.9872 | 51.7681 | 54.3714 | 56.9703 | 59.5662 | 62.1567 | 64.7757 | 67.3945
Scenario 4: Reference ZEAS Phase In | SDG&E | Com | WaterHeat | Com - College | Energy Efficiency | ROB | Total Adoptions | 3066.7878 | 3170.0014 | 3193.9576 | 3292.0286 | 3389.1443 | 1735.8845 | 81.8837 | 87.2416 | 92.7078 | 98.2878 | 103.9736 | 109.853 | 115.8536
Scenario 4: Reference ZEAS Phase In | SDG&E | Com | WaterHeat | Com - College | Fuel Substitution | ROB | New Adoptions | 1822.43 | 2007.4591 | 2960.3866 | 3340.9423 | 3705.513 | 4282.2457 | 3781.0625 | 4248.1636 | 3450.8899 | 3740.0494 | 3937.0802 | 4070.1317 | 4158.1922
Scenario 4: Reference ZEAS Phase In | SDG&E | Com | WaterHeat | Com - College | Fuel Substitution | ROB | Total Adoptions | 2054.9214 | 2283.5353 | 3329.9082 | 3790.2968 | 4241.7056 | 4857.4552 | 4261.7923 | 4828.3154 | 4021.5904 | 4405.6437 | 4698.0802 | 4923.6759 | 5099.5611
Scenario 4: Reference ZEAS Phase In | SDG&E | Com | WaterHeat | Com - Grocery | Energy Efficiency | NEW | New Adoptions | 132.0986 | 138.3031 | 143.8261 | 150.4956 | 154.9688 | 162.0981 | 106.531 | 46.6458 | 49.201 | 52.106 | 54.8608 | 57.735 | 60.8627
Scenario 4: Reference ZEAS Phase In | SDG&E | Com | WaterHeat | Com - Grocery | Energy Efficiency | NEW | Total Adoptions | 132.0986 | 138.3031 | 143.8261 | 150.4956 | 154.9688 | 162.0981 | 106.531 | 46.6458 | 49.201 | 52.106 | 54.8608 | 57.735 | 60.8627
Scenario 4: Reference ZEAS Phase In | SDG&E | Com | WaterHeat | Com - Grocery | Energy Efficiency | RET | New Adoptions | 311.5249 | 309.7864 | 307.7608 | 305.5444 | 303.1842 | 300.7147 | 298.15 | 295.503 | 0 | 0 | 284.5283 | 281.6662 | 278.7316
Scenario 4: Reference ZEAS Phase In | SDG&E | Com | WaterHeat | Com - Grocery | Energy Efficiency | RET | Total Adoptions | 350.7309 | 347.8876 | 344.8571 | 341.7224 | 338.5197 | 335.2736 | 331.9902 | 328.6748 | 0 | 0 | 315.0547 | 311.7454 | 308.3798
Scenario 4: Reference ZEAS Phase In | SDG&E | Com | WaterHeat | Com - Grocery | Energy Efficiency | ROB | New Adoptions | 274.1021 | 285.476 | 296.5602 | 307.428 | 318.0627 | 239.8351 | 157.7643 | 164.4127 | 171.0476 | 177.68 | 184.3071 | 190.9296 | 197.5537
Scenario 4: Reference ZEAS Phase In | SDG&E | Com | WaterHeat | Com - Grocery | Energy Efficiency | ROB | Total Adoptions | 562.0056 | 584.6581 | 607.4954 | 630.6344 | 653.9655 | 474.5001 | 285.178 | 299.3433 | 313.7776 | 328.5117 | 343.5341 | 358.8532 | 374.4913
Scenario 4: Reference ZEAS Phase In | SDG&E | Com | WaterHeat | Com - Grocery | Fuel Substitution | ROB | New Adoptions | 38.7658 | 41.6739 | 44.5233 | 47.4066 | 50.3193 | 53.2938 | 0 | 0 | 0 | 0 | 0 | 0 | 0
Scenario 4: Reference ZEAS Phase In | SDG&E | Com | WaterHeat | Com - Grocery | Fuel Substitution | ROB | Total Adoptions | 51.3278 | 56.0068 | 60.6998 | 65.4994 | 70.4003 | 75.4363 | 0 | 0 | 0 | 0 | 0 | 0 | 0
Scenario 4: Reference ZEAS Phase In | SDG&E | Com | WaterHeat | Com - Health | Energy Efficiency | NEW | New Adoptions | 1818.2135 | 1810.5645 | 1806.5689 | 1831.2807 | 1809.3915 | 1764.1646 | 773.1127 | 31.8964 | 34.317 | 38.974 | 45.3066 | 42.2982 | 41.1856
Scenario 4: Reference ZEAS Phase In | SDG&E | Com | WaterHeat | Com - Health | Energy Efficiency | NEW | Total Adoptions | 1818.2135 | 1810.5645 | 1806.5689 | 1831.2807 | 1809.3915 | 1764.1646 | 773.1127 | 31.8964 | 34.317 | 38.974 | 45.3066 | 42.2982 | 41.1856
Scenario 4: Reference ZEAS Phase In | SDG&E | Com | WaterHeat | Com - Health | Energy Efficiency | RET | New Adoptions | 534.4265 | 537.5857 | 540.1896 | 542.385 | 544.2434 | 545.8178 | 547.1287 | 548.1955 | 0 | 0 | 546.7325 | 547.3355 | 547.7148
Scenario 4: Reference ZEAS Phase In | SDG&E | Com | WaterHeat | Com - Health | Energy Efficiency | RET | Total Adoptions | 605.5997 | 605.766 | 605.8103 | 605.8163 | 605.8012 | 605.7717 | 605.7089 | 605.5981 | 0 | 0 | 596.704 | 597.2875 | 597.6524
Scenario 4: Reference ZEAS Phase In | SDG&E | Com | WaterHeat | Com - Health | Energy Efficiency | ROB | New Adoptions | 2242.3633 | 2327.2144 | 2347.6774 | 2423.0291 | 2495.1677 | 1303.5884 | 122.181 | 128.4732 | 134.771 | 141.148 | 147.6681 | 154.0266 | 160.2645
Scenario 4: Reference ZEAS Phase In | SDG&E | Com | WaterHeat | Com - Health | Energy Efficiency | ROB | Total Adoptions | 4880.9533 | 5075.2969 | 5194.2189 | 5383.3658 | 5570.3267 | 2925.2274 | 196.8819 | 209.6629 | 222.7499 | 236.3294 | 250.5529 | 264.6485 | 278.7513
Scenario 4: Reference ZEAS Phase In | SDG&E | Com | WaterHeat | Com - Health | Fuel Substitution | ROB | New Adoptions | 1735.1683 | 1916.0964 | 2814.9377 | 3188.809 | 3550.7911 | 4773.0404 | 4993.795 | 5630.4444 | 3294.3706 | 3585.8064 | 3791.797 | 3930.1737 | 4022.8644
Scenario 4: Reference ZEAS Phase In | SDG&E | Com | WaterHeat | Com - Health | Fuel Substitution | ROB | Total Adoptions | 1970.0288 | 2194.1365 | 3182.8236 | 3634.538 | 4081.6329 | 5459.9841 | 5653.488 | 6432.8525 | 3832.9503 | 4216.5337 | 4515.887 | 4745.4258 | 4925.0652
Scenario 4: Reference ZEAS Phase In | SDG&E | Com | WaterHeat | Com - Lodging | Energy Efficiency | NEW | New Adoptions | 10120.9588 | 9786.1981 | 9506.9782 | 9542.282 | 9164.6872 | 9135.8151 | 4474.0336 | 8.6747 | 8.9603 | 9.1935 | 9.2989 | 9.4124 | 9.6269
Scenario 4: Reference ZEAS Phase In | SDG&E | Com | WaterHeat | Com - Lodging | Energy Efficiency | NEW | Total Adoptions | 10120.9588 | 9786.1981 | 9506.9782 | 9542.282 | 9164.6872 | 9135.8151 | 4474.0336 | 8.6747 | 8.9603 | 9.1935 | 9.2989 | 9.4124 | 9.6269
Scenario 4: Reference ZEAS Phase In | SDG&E | Com | WaterHeat | Com - Lodging | Energy Efficiency | RET | New Adoptions | 806.1245 | 801.5309 | 798.0451 | 794.2502 | 789.8791 | 785.0186 | 779.7029 | 773.967 | 0 | 0 | 540.9807 | 536.246 | 531.2411
Scenario 4: Reference ZEAS Phase In | SDG&E | Com | WaterHeat | Com - Lodging | Energy Efficiency | RET | Total Adoptions | 1048.7543 | 1017.1239 | 992.1276 | 971.0349 | 952.6033 | 936.1946 | 921.2981 | 907.5359 | 0 | 0 | 594.6518 | 589.4698 | 584.0167
Scenario 4: Reference ZEAS Phase In | SDG&E | Com | WaterHeat | Com - Lodging | Energy Efficiency | ROB | New Adoptions | 15092.0143 | 15511.5707 | 15798.0327 | 16157.9501 | 16489.4167 | 8359.912 | 39.7527 | 41.4494 | 43.1215 | 44.7664 | 46.3793 | 47.9591 | 49.508
Scenario 4: Reference ZEAS Phase In | SDG&E | Com | WaterHeat | Com - Lodging | Energy Efficiency | ROB | Total Adoptions | 33778.2941 | 34787.6134 | 35641.1705 | 36597.7347 | 37520.5122 | 19175.5155 | 68.698 | 72.2341 | 75.8001 | 79.3898 | 82.9907 | 86.6016 | 90.2296
Scenario 4: Reference ZEAS Phase In | SDG&E | Com | WaterHeat | Com - Lodging | Fuel Substitution | ROB | New Adoptions | 3504.5574 | 3835.4525 | 5356.0359 | 5990.7324 | 6598.6713 | 7928.5277 | 8156.2673 | 9144.4421 | 5304.284 | 5735.0202 | 6021.196 | 6206.0763 | 6323.1147
Scenario 4: Reference ZEAS Phase In | SDG&E | Com | WaterHeat | Com - Lodging | Fuel Substitution | ROB | Total Adoptions | 4081.4142 | 4509.7319 | 6206.9587 | 6997.1128 | 7772.3188 | 9107.7558 | 9250.1541 | 10466.3377 | 6185.3106 | 6760.2824 | 7190.7261 | 7514.701 | 7762.9253
Scenario 4: Reference ZEAS Phase In | SDG&E | Com | WaterHeat | Com - Office (Large) | Energy Efficiency | NEW | New Adoptions | 4029.0942 | 4045.405 | 4050.4242 | 3958.4766 | 3930.0273 | 3970.6757 | 2069.9198 | 231.6829 | 237.6538 | 244.9773 | 251.3436 | 258.015 | 264.8721
Scenario 4: Reference ZEAS Phase In | SDG&E | Com | WaterHeat | Com - Office (Large) | Energy Efficiency | NEW | Total Adoptions | 4029.0942 | 4045.405 | 4050.4242 | 3958.4766 | 3930.0273 | 3970.6757 | 2069.9198 | 231.6829 | 237.6538 | 244.9773 | 251.3436 | 258.015 | 264.8721
Scenario 4: Reference ZEAS Phase In | SDG&E | Com | WaterHeat | Com - Office (Large) | Energy Efficiency | RET | New Adoptions | 863.6083 | 822.8336 | 782.5411 | 742.9595 | 704.1791 | 666.2502 | 629.176 | 592.9573 | 0 | 0 | 489.3064 | 456.39 | 424.2751
Scenario 4: Reference ZEAS Phase In | SDG&E | Com | WaterHeat | Com - Office (Large) | Energy Efficiency | RET | Total Adoptions | 1003.9307 | 956.5107 | 909.9425 | 864.4129 | 819.9772 | 776.6554 | 734.4255 | 693.2659 | 0 | 0 | 573.0645 | 536.3055 | 500.432
Scenario 4: Reference ZEAS Phase In | SDG&E | Com | WaterHeat | Com - Office (Large) | Energy Efficiency | ROB | New Adoptions | 3616.2836 | 3736.4866 | 3700.6273 | 3802.645 | 3900.2616 | 2136.0692 | 476.7959 | 500.4549 | 523.9512 | 547.3112 | 570.52 | 593.5739 | 616.4723
Scenario 4: Reference ZEAS Phase In | SDG&E | Com | WaterHeat | Com - Office (Large) | Energy Efficiency | ROB | Total Adoptions | 7617.4875 | 7876.8649 | 7950.5348 | 8196.5313 | 8440.4613 | 4592.3866 | 764.0272 | 814.6262 | 865.8174 | 917.7036 | 970.2446 | 1023.4671 | 1077.3972
Scenario 4: Reference ZEAS Phase In | SDG&E | Com | WaterHeat | Com - Office (Large) | Fuel Substitution | ROB | New Adoptions | 3857.4298 | 4217.9692 | 6400.8171 | 7163.9241 | 7881.0059 | 9414.2869 | 10346.2087 | 11548.6387 | 7759.0918 | 8363.7111 | 8747.0287 | 8972.308 | 9089.9391
Scenario 4: Reference ZEAS Phase In | SDG&E | Com | WaterHeat | Com - Office (Large) | Fuel Substitution | ROB | Total Adoptions | 4284.8946 | 4721.5912 | 7093.1431 | 8009.9831 | 8891.5427 | 10532.066 | 11594.7437 | 13054.4559 | 8987.0344 | 9793.2404 | 10376.5111 | 10791.9639 | 11085.6784
Scenario 4: Reference ZEAS Phase In | SDG&E | Com | WaterHeat | Com - Office (Small) | Energy Efficiency | NEW | New Adoptions | 53.1707 | 57.5993 | 62.0027 | 42.9081 | 45.8977 | 49.0162 | 52.1698 | 55.2246 | 58.2718 | 61.2466 | 64.2278 | 67.2245 | 70.2387
Scenario 4: Reference ZEAS Phase In | SDG&E | Com | WaterHeat | Com - Office (Small) | Energy Efficiency | NEW | Total Adoptions | 53.1707 | 57.5993 | 62.0027 | 42.9081 | 45.8977 | 49.0162 | 52.1698 | 55.2246 | 58.2718 | 61.2466 | 64.2278 | 67.2245 | 70.2387
Scenario 4: Reference ZEAS Phase In | SDG&E | Com | WaterHeat | Com - Office (Small) | Energy Efficiency | RET | New Adoptions | 704.1149 | 699.6463 | 701.3936 | 695.5072 | 689.1427 | 682.3657 | 675.2026 | 667.6779 | 0 | 0 | 637.7828 | 629.1638 | 620.2126
Scenario 4: Reference ZEAS Phase In | SDG&E | Com | WaterHeat | Com - Office (Small) | Energy Efficiency | RET | Total Adoptions | 777.4995 | 772.1418 | 776.9388 | 769.8125 | 762.288 | 754.4169 | 746.2138 | 737.6929 | 0 | 0 | 703.2555 | 693.8841 | 684.175
Scenario 4: Reference ZEAS Phase In | SDG&E | Com | WaterHeat | Com - Office (Small) | Energy Efficiency | ROB | New Adoptions | 216.5203 | 230.849 | 176.6607 | 187.0793 | 197.3807 | 207.5714 | 217.6419 | 227.5964 | 237.4352 | 247.1528 | 256.7607 | 266.2562 | 275.6393
Scenario 4: Reference ZEAS Phase In | SDG&E | Com | WaterHeat | Com - Office (Small) | Energy Efficiency | ROB | Total Adoptions | 288.3957 | 312.1628 | 253.9983 | 274.0071 | 294.2676 | 314.7848 | 335.5431 | 356.5371 | 377.763 | 399.2086 | 420.8858 | 442.792 | 464.9287
Scenario 4: Reference ZEAS Phase In | SDG&E | Com | WaterHeat | Com - Office (Small) | Fuel Substitution | ROB | New Adoptions | 952.909 | 1044.2306 | 1943.4934 | 2233.0436 | 2503.4198 | 2728.1062 | 2890.1903 | 3230.6539 | 3535.5542 | 3809.2254 | 3987.4953 | 4099.0223 | 4165.7525
Scenario 4: Reference ZEAS Phase In | SDG&E | Com | WaterHeat | Com - Office (Small) | Fuel Substitution | ROB | Total Adoptions | 1069.5788 | 1182.2478 | 2154.6426 | 2500.333 | 2832.428 | 3123.2744 | 3310.4383 | 3732.1532 | 4125.5931 | 4493.2267 | 4764.9436 | 4966.0425 | 5116.7166
Scenario 4: Reference ZEAS Phase In | SDG&E | Com | WaterHeat | Com - Other | Energy Efficiency | NEW | New Adoptions | 1550.911 | 1622.5599 | 1695.2899 | 1692.7223 | 1741.3579 | 1811.1252 | 979.6097 | 185.4491 | 197.0112 | 209.1035 | 220.8147 | 233.0014 | 245.9496
Scenario 4: Reference ZEAS Phase In | SDG&E | Com | WaterHeat | Com - Other | Energy Efficiency | NEW | Total Adoptions | 1550.911 | 1622.5599 | 1695.2899 | 1692.7223 | 1741.3579 | 1811.1252 | 979.6097 | 185.4491 | 197.0112 | 209.1035 | 220.8147 | 233.0014 | 245.9496
Scenario 4: Reference ZEAS Phase In | SDG&E | Com | WaterHeat | Com - Other | Energy Efficiency | RET | New Adoptions | 1455.0409 | 1454.2983 | 1452.0856 | 1448.7651 | 1444.5118 | 1439.4543 | 1433.6426 | 1427.1228 | 0 | 0 | 1351.8515 | 1343.7014 | 1334.9381
Scenario 4: Reference ZEAS Phase In | SDG&E | Com | WaterHeat | Com - Other | Energy Efficiency | RET | Total Adoptions | 1639.1783 | 1632.335 | 1624.7915 | 1616.7958 | 1608.4258 | 1599.7268 | 1590.6773 | 1581.2622 | 0 | 0 | 1484.2273 | 1475.148 | 1465.4676
Scenario 4: Reference ZEAS Phase In | SDG&E | Com | WaterHeat | Com - Other | Energy Efficiency | ROB | New Adoptions | 2553.7979 | 2660.035 | 2587.4919 | 2679.0419 | 2768.5999 | 1596.49 | 571.7693 | 599.2315 | 626.7908 | 654.452 | 682.2092 | 710.0595 | 738.0133
Scenario 4: Reference ZEAS Phase In | SDG&E | Com | WaterHeat | Com - Other | Energy Efficiency | ROB | Total Adoptions | 5212.3466 | 5420.7213 | 5418.1541 | 5618.2113 | 5819.7959 | 3351.5576 | 986.7841 | 1044.1561 | 1102.8857 | 1163.0077 | 1224.5026 | 1287.4007 | 1351.7637
Scenario 4: Reference ZEAS Phase In | SDG&E | Com | WaterHeat | Com - Other | Fuel Substitution | ROB | New Adoptions | 5071.927 | 5581.2117 | 8179.5788 | 9216.6324 | 10214.3826 | 13691.3815 | 14379.0658 | 16137.6383 | 9450.067 | 10253.7965 | 10800.7024 | 11163.2847 | 11398.9847
Scenario 4: Reference ZEAS Phase In | SDG&E | Com | WaterHeat | Com - Other | Fuel Substitution | ROB | Total Adoptions | 5744.1819 | 6376.1291 | 9233.1111 | 10491.0526 | 11728.5242 | 15649.5303 | 16291.8653 | 18453.1108 | 10996.2093 | 12059.1533 | 12866.8931 | 13482.2798 | 13957.3489
Scenario 4: Reference ZEAS Phase In | SDG&E | Com | WaterHeat | Com - Refrig. Warehouse | Energy Efficiency | NEW | New Adoptions | 0.66097 | 0.78347 | 0.91229 | 0.88419 | 0.98303 | 1.0955 | 1.2356 | 1.0921 | 1.2376 | 1.375 | 1.5371 | 1.7127 | 1.8886
Scenario 4: Reference ZEAS Phase In | SDG&E | Com | WaterHeat | Com - Refrig. Warehouse | Energy Efficiency | NEW | Total Adoptions | 0.66097 | 0.78347 | 0.91229 | 0.88419 | 0.98303 | 1.0955 | 1.2356 | 1.0921 | 1.2376 | 1.375 | 1.5371 | 1.7127 | 1.8886
Scenario 4: Reference ZEAS Phase In | SDG&E | Com | WaterHeat | Com - Refrig. Warehouse | Energy Efficiency | RET | New Adoptions | 0 | 0 | 0 | 0 | 0 | 0 | 0 | 13.13 | 0 | 0 | 13.0542 | 13.0186 | 12.9777
Scenario 4: Reference ZEAS Phase In | SDG&E | Com | WaterHeat | Com - Refrig. Warehouse | Energy Efficiency | RET | Total Adoptions | 0 | 0 | 0 | 0 | 0 | 0 | 0 | 14.3998 | 0 | 0 | 14.3039 | 14.2623 | 14.2156
Scenario 4: Reference ZEAS Phase In | SDG&E | Com | WaterHeat | Com - Refrig. Warehouse | Energy Efficiency | ROB | New Adoptions | 6.3872 | 6.7677 | 6.5553 | 6.8935 | 7.2264 | 7.5548 | 7.0807 | 7.391 | 7.6998 | 8.007 | 8.3136 | 8.6202 | 8.9267
Scenario 4: Reference ZEAS Phase In | SDG&E | Com | WaterHeat | Com - Refrig. Warehouse | Energy Efficiency | ROB | Total Adoptions | 9.2348 | 9.9074 | 9.8871 | 10.5385 | 11.1972 | 11.8642 | 10.713 | 11.3662 | 12.0319 | 12.7096 | 13.4015 | 14.1089 | 14.8318
Scenario 4: Reference ZEAS Phase In | SDG&E | Com | WaterHeat | Com - Refrig. Warehouse | Fuel Substitution | ROB | New Adoptions | 10.6337 | 11.5752 | 19.2652 | 21.9811 | 24.5569 | 26.7503 | 24.7406 | 27.769 | 30.2416 | 32.5911 | 34.2038 | 35.2562 | 35.9325
Scenario 4: Reference ZEAS Phase In | SDG&E | Com | WaterHeat | Com - Refrig. Warehouse | Fuel Substitution | ROB | Total Adoptions | 12.4586 | 13.6976 | 22.1338 | 25.4511 | 28.6848 | 31.582 | 28.4054 | 32.1426 | 35.3791 | 38.5422 | 40.9698 | 42.8087 | 44.2288
Scenario 4: Reference ZEAS Phase In | SDG&E | Com | WaterHeat | Com - Restaurant | Energy Efficiency | NEW | New Adoptions | 127.2648 | 118.0546 | 111.7508 | 100.032 | 209.2954 | 216.5082 | 224.8365 | 29.2528 | 30.1349 | 31.0418 | 31.993 | 32.9521 | 33.8874
Scenario 4: Reference ZEAS Phase In | SDG&E | Com | WaterHeat | Com - Restaurant | Energy Efficiency | NEW | Total Adoptions | 127.2648 | 118.0546 | 111.7508 | 100.032 | 209.2954 | 216.5082 | 224.8365 | 29.2528 | 30.1349 | 31.0418 | 31.993 | 32.9521 | 33.8874
Scenario 4: Reference ZEAS Phase In | SDG&E | Com | WaterHeat | Com - Restaurant | Energy Efficiency | RET | New Adoptions | 0 | 0 | 0 | 0 | 0 | 0 | 0 | 209.7828 | 0 | 0 | 204.1025 | 201.9928 | 199.7729
Scenario 4: Reference ZEAS Phase In | SDG&E | Com | WaterHeat | Com - Restaurant | Energy Efficiency | RET | Total Adoptions | 0 | 0 | 0 | 0 | 0 | 0 | 0 | 230.6804 | 0 | 0 | 224.4591 | 222.1682 | 219.7651
Scenario 4: Reference ZEAS Phase In | SDG&E | Com | WaterHeat | Com - Restaurant | Energy Efficiency | ROB | New Adoptions | 441.0183 | 450.9417 | 425.9444 | 432.483 | 440.9137 | 449.0204 | 133.1095 | 135.4093 | 137.6965 | 139.9784 | 142.2626 | 144.5521 | 146.8474
Scenario 4: Reference ZEAS Phase In | SDG&E | Com | WaterHeat | Com - Restaurant | Energy Efficiency | ROB | Total Adoptions | 1017.3884 | 1036.5023 | 1014.0482 | 1029.3155 | 1051.3209 | 1073.4901 | 348.7796 | 354.4606 | 360.25 | 366.1528 | 372.1768 | 378.3223 | 384.5848
Scenario 4: Reference ZEAS Phase In | SDG&E | Com | WaterHeat | Com - Restaurant | Fuel Substitution | ROB | New Adoptions | 480.27 | 524.7867 | 968.8514 | 1112.6238 | 1247.7431 | 1360.1638 | 1449.7227 | 1622.5671 | 1779.2395 | 1921.3437 | 2015.9925 | 2076.9567 | 2114.8151
Scenario 4: Reference ZEAS Phase In | SDG&E | Com | WaterHeat | Com - Restaurant | Fuel Substitution | ROB | Total Adoptions | 537.2792 | 592.3706 | 1073.3262 | 1245.0294 | 1410.4948 | 1555.5803 | 1664.0992 | 1877.7674 | 2079.0531 | 2268.6442 | 2410.7102 | 2517.3463 | 2598.2168
Scenario 4: Reference ZEAS Phase In | SDG&E | Com | WaterHeat | Com - Retail | Energy Efficiency | NEW | New Adoptions | 72.3758 | 68.572 | 64.5543 | 46.5971 | 38.2572 | 33.1335 | 19.7938 | 14.4466 | 9.7279 | 6.2863 | 3.0027 | 1.2314 | 0.22238
Scenario 4: Reference ZEAS Phase In | SDG&E | Com | WaterHeat | Com - Retail | Energy Efficiency | NEW | Total Adoptions | 72.3758 | 68.572 | 64.5543 | 46.5971 | 38.2572 | 33.1335 | 19.7938 | 14.4466 | 9.7279 | 6.2863 | 3.0027 | 1.2314 | 0.22238
Scenario 4: Reference ZEAS Phase In | SDG&E | Com | WaterHeat | Com - Retail | Energy Efficiency | RET | New Adoptions | 1309.4915 | 1305.6278 | 1300.3949 | 1294.1816 | 1287.1788 | 1279.5246 | 1271.2737 | 1262.4763 | 0 | 0 | 1227.0894 | 1216.3633 | 1205.1112
Scenario 4: Reference ZEAS Phase In | SDG&E | Com | WaterHeat | Com - Retail | Energy Efficiency | RET | Total Adoptions | 1454.1698 | 1447.6292 | 1439.9709 | 1431.5449 | 1422.5096 | 1412.9755 | 1402.9737 | 1392.5339 | 0 | 0 | 1350.5588 | 1338.6608 | 1326.2503
Scenario 4: Reference ZEAS Phase In | SDG&E | Com | WaterHeat | Com - Retail | Energy Efficiency | ROB | New Adoptions | 636.9988 | 674.9992 | 599.4892 | 629.6384 | 658.3879 | 560.2225 | 582.3456 | 603.3764 | 623.3386 | 642.275 | 660.2311 | 677.2647 | 693.42
Scenario 4: Reference ZEAS Phase In | SDG&E | Com | WaterHeat | Com - Retail | Energy Efficiency | ROB | Total Adoptions | 835.5794 | 897.0458 | 823.9354 | 877.846 | 930.5922 | 832.841 | 878.7371 | 923.6869 | 967.7035 | 1010.8522 | 1053.1556 | 1094.7139 | 1135.582
Scenario 4: Reference ZEAS Phase In | SDG&E | Com | WaterHeat | Com - Retail | Fuel Substitution | ROB | New Adoptions | 1730.7324 | 1892.9547 | 3270.5869 | 3754.3765 | 4204.6508 | 8028.0389 | 8867.0866 | 9846.6461 | 5605.0566 | 5960.7586 | 6201.43 | 6344.8884 | 6426.9615
Scenario 4: Reference ZEAS Phase In | SDG&E | Com | WaterHeat | Com - Retail | Fuel Substitution | ROB | Total Adoptions | 1918.4464 | 2116.7274 | 3599.7452 | 4174.031 | 4724.4507 | 9069.6726 | 10110.5473 | 11332.6086 | 6578.7302 | 7079.4983 | 7463.6071 | 7743.4832 | 7952.9085
Scenario 4: Reference ZEAS Phase In | SDG&E | Com | WaterHeat | Com - School | Energy Efficiency | NEW | New Adoptions | 1296.7236 | 1323.1065 | 1348.0954 | 1296.7976 | 1321.1006 | 1338.9402 | 1355.7943 | 65.0262 | 68.3122 | 71.5438 | 74.8506 | 78.1516 | 81.3817
Scenario 4: Reference ZEAS Phase In | SDG&E | Com | WaterHeat | Com - School | Energy Efficiency | NEW | Total Adoptions | 1296.7236 | 1323.1065 | 1348.0954 | 1296.7976 | 1321.1006 | 1338.9402 | 1355.7943 | 65.0262 | 68.3122 | 71.5438 | 74.8506 | 78.1516 | 81.3817
Scenario 4: Reference ZEAS Phase In | SDG&E | Com | WaterHeat | Com - School | Energy Efficiency | RET | New Adoptions | 454.7641 | 440.1551 | 425.3779 | 410.5716 | 395.8013 | 381.1105 | 366.5159 | 352.0312 | 0 | 0 | 309.2754 | 295.2658 | 281.3791
Scenario 4: Reference ZEAS Phase In | SDG&E | Com | WaterHeat | Com - School | Energy Efficiency | RET | Total Adoptions | 523.8783 | 506.0862 | 488.3701 | 470.8354 | 453.5191 | 436.4408 | 419.5964 | 402.9824 | 0 | 0 | 352.205 | 336.733 | 321.4019
Scenario 4: Reference ZEAS Phase In | SDG&E | Com | WaterHeat | Com - School | Energy Efficiency | ROB | New Adoptions | 1277.7442 | 1322.6944 | 1248.6499 | 1283.7663 | 1317.845 | 1350.9748 | 142.8753 | 149.5476 | 156.2369 | 162.9402 | 169.6679 | 176.4178 | 183.1867
Scenario 4: Reference ZEAS Phase In | SDG&E | Com | WaterHeat | Com - School | Energy Efficiency | ROB | Total Adoptions | 2725.1854 | 2820.3351 | 2772.7618 | 2859.8252 | 2947.6286 | 3036.078 | 252.4785 | 266.7892 | 281.4239 | 296.3794 | 311.6755 | 327.3147 | 343.2956
Scenario 4: Reference ZEAS Phase In | SDG&E | Com | WaterHeat | Com - School | Fuel Substitution | ROB | New Adoptions | 1595.4617 | 1748.9902 | 3328.3057 | 3807.1954 | 4251.1114 | 8520.9066 | 8200.9156 | 9166.8304 | 6166.0645 | 6663.0079 | 6990.0309 | 7193.9444 | 7311.7223
Scenario 4: Reference ZEAS Phase In | SDG&E | Com | WaterHeat | Com - School | Fuel Substitution | ROB | Total Adoptions | 1788.8109 | 1976.9312 | 3678.0368 | 4250.9614 | 4797.0371 | 9597.3093 | 9197.0612 | 10370.1351 | 7147.2977 | 7807.1596 | 8296.6377 | 8656.1465 | 8919.1014
Scenario 4: Reference ZEAS Phase In | SDG&E | Com | WaterHeat | Com - Warehouse | Energy Efficiency | NEW | New Adoptions | 151.2988 | 164.0389 | 177.2458 | 180.6522 | 192.4437 | 207.5367 | 170.3008 | 146.1728 | 157.1516 | 168.7432 | 179.5869 | 190.7985 | 203.3921
Scenario 4: Reference ZEAS Phase In | SDG&E | Com | WaterHeat | Com - Warehouse | Energy Efficiency | NEW | Total Adoptions | 151.2988 | 164.0389 | 177.2458 | 180.6522 | 192.4437 | 207.5367 | 170.3008 | 146.1728 | 157.1516 | 168.7432 | 179.5869 | 190.7985 | 203.3921
Scenario 4: Reference ZEAS Phase In | SDG&E | Com | WaterHeat | Com - Warehouse | Energy Efficiency | RET | New Adoptions | 1038.5908 | 1043.3113 | 1047.1087 | 1050.2265 | 1052.7823 | 1054.8621 | 1056.4971 | 1057.7172 | 0 | 0 | 1029.8804 | 1029.6171 | 1028.9525
Scenario 4: Reference ZEAS Phase In | SDG&E | Com | WaterHeat | Com - Warehouse | Energy Efficiency | RET | Total Adoptions | 1162.2031 | 1163.4874 | 1164.3335 | 1164.9143 | 1165.2872 | 1165.4872 | 1165.5009 | 1165.3202 | 0 | 0 | 1126.3504 | 1125.8263 | 1124.9191
Scenario 4: Reference ZEAS Phase In | SDG&E | Com | WaterHeat | Com - Warehouse | Energy Efficiency | ROB | New Adoptions | 601.5835 | 639.6967 | 636.0348 | 671.4103 | 706.5804 | 630.7543 | 598.215 | 628.0588 | 657.8872 | 687.7065 | 717.5136 | 747.3026 | 777.1059
Scenario 4: Reference ZEAS Phase In | SDG&E | Com | WaterHeat | Com - Warehouse | Energy Efficiency | ROB | Total Adoptions | 912.4959 | 979.2738 | 997.3806 | 1063.9753 | 1131.734 | 999.3168 | 916.3242 | 977.8209 | 1040.5893 | 1104.6649 | 1170.0169 | 1236.6638 | 1304.7145
Scenario 4: Reference ZEAS Phase In | SDG&E | Com | WaterHeat | Com - Warehouse | Fuel Substitution | ROB | New Adoptions | 781.6984 | 854.8313 | 1412.213 | 1610.4393 | 1799.5649 | 3347.9442 | 3366.0439 | 3774.7716 | 2193.7436 | 2375.9456 | 2499.3894 | 2581.4069 | 2635.5207
Scenario 4: Reference ZEAS Phase In | SDG&E | Com | WaterHeat | Com - Warehouse | Fuel Substitution | ROB | Total Adoptions | 920.5274 | 1016.7326 | 1628.8325 | 1872.3309 | 2110.9519 | 3871.7629 | 3822.0657 | 4325.459 | 2559.6719 | 2802.0162 | 2985.891 | 3126.4977 | 3236.2017
Scenario 4: Reference ZEAS Phase In | SDG&E | Com | WholeBlg | Com - Restaurant | Energy Efficiency | NEW | New Adoptions | 77.4682 | 91.1805 | 106.4219 | 0 | 0 | 0 | 0 | 0 | 0 | 0 | 0 | 0 | 0
Scenario 4: Reference ZEAS Phase In | SDG&E | Com | WholeBlg | Com - Restaurant | Energy Efficiency | NEW | Total Adoptions | 77.4682 | 91.1805 | 106.4219 | 0 | 0 | 0 | 0 | 0 | 0 | 0 | 0 | 0 | 0
Scenario 4: Reference ZEAS Phase In | SDG&E | Com | WholeBlg | Com - Retail | Energy Efficiency | NEW | New Adoptions | 446.7647 | 536.1053 | 631.3196 | 727.2284 | 806.0973 | 890.467 | 965.107 | 1025.9047 | 1074.3172 | 1115.5072 | 1146.3978 | 1174.7922 | 1202.913
Scenario 4: Reference ZEAS Phase In | SDG&E | Com | WholeBlg | Com - Retail | Energy Efficiency | NEW | Total Adoptions | 446.7647 | 536.1053 | 631.3196 | 727.2284 | 806.0973 | 890.467 | 965.107 | 1025.9047 | 1074.3172 | 1115.5072 | 1146.3978 | 1174.7922 | 1202.913
Scenario 4: Reference ZEAS Phase In | SDG&E | Com | WholeBlg | Com - Warehouse | Energy Efficiency | NEW | New Adoptions | 0 | 0 | 0 | 0 | 0 | 0 | 0 | 0 | 0 | 0 | 0 | 0 | 0
Scenario 4: Reference ZEAS Phase In | SDG&E | Com | WholeBlg | Com - Warehouse | Energy Efficiency | NEW | Total Adoptions | 0 | 0 | 0 | 0 | 0 | 0 | 0 | 0 | 0 | 0 | 0 | 0 | 0
Scenario 4: Reference ZEAS Phase In | SDG&E | Res | AppPlug | Res - Multi Family | Energy Efficiency | NEW | New Adoptions | 0.57031 | 0.56352 | 0.55144 | 0.5496 | 10.5176 | 10.1434 | 9.7363 | 9.2326 | 8.6821 | 8.1433 | 7.6546 | 7.2718 | 6.9295
Scenario 4: Reference ZEAS Phase In | SDG&E | Res | AppPlug | Res - Multi Family | Energy Efficiency | NEW | Total Adoptions | 0.57031 | 0.56352 | 0.55144 | 0.5496 | 10.5176 | 10.1434 | 9.7363 | 9.2326 | 8.6821 | 8.1433 | 7.6546 | 7.2718 | 6.9295
Scenario 4: Reference ZEAS Phase In | SDG&E | Res | AppPlug | Res - Multi Family | Energy Efficiency | ROB | New Adoptions | 0.14347 | 0.1646 | 0.18792 | 4.5121 | 5.1009 | 5.7423 | 6.4377 | 7.1876 | 7.9918 | 8.8507 | 9.7645 | 10.7342 | 11.7593
Scenario 4: Reference ZEAS Phase In | SDG&E | Res | AppPlug | Res - Multi Family | Energy Efficiency | ROB | Total Adoptions | 4.0156 | 4.0916 | 4.1636 | 86.7391 | 88.0371 | 89.2614 | 90.4128 | 91.4861 | 92.4802 | 93.399 | 94.2495 | 95.0437 | 95.7874
Scenario 4: Reference ZEAS Phase In | SDG&E | Res | AppPlug | Res - Multi Family | Fuel Substitution | ROB | New Adoptions | 0.0019868 | 0.0021498 | 0.0023126 | 0.0024758 | 0.0026373 | 0.0027981 | 0 | 0 | 0 | 0 | 0 | 0 | 0
Scenario 4: Reference ZEAS Phase In | SDG&E | Res | AppPlug | Res - Multi Family | Fuel Substitution | ROB | Total Adoptions | 0.0024297 | 0.0026626 | 0.0028991 | 0.0031398 | 0.0033823 | 0.0036274 | 0 | 0 | 0 | 0 | 0 | 0 | 0
Scenario 4: Reference ZEAS Phase In | SDG&E | Res | AppPlug | Res - Single Family | Energy Efficiency | NEW | New Adoptions | 0 | 6.4179e-05 | 7.3997e-05 | 7.8836e-05 | 7.558e-05 | 7.5699e-05 | 0.43822 | 0.4074 | 0.37803 | 0.35116 | 0.32715 | 0.3077 | 0.29025
Scenario 4: Reference ZEAS Phase In | SDG&E | Res | AppPlug | Res - Single Family | Energy Efficiency | NEW | Total Adoptions | 0 | 6.4179e-05 | 7.3997e-05 | 7.8836e-05 | 7.558e-05 | 7.5699e-05 | 0.43822 | 0.4074 | 0.37803 | 0.35116 | 0.32715 | 0.3077 | 0.29025
Scenario 4: Reference ZEAS Phase In | SDG&E | Res | AppPlug | Res - Single Family | Energy Efficiency | ROB | New Adoptions | 0.00013973 | 0.00015488 | 0.00017075 | 0.00018704 | 0.00020332 | 0.34316 | 0.38345 | 0.42698 | 0.47366 | 0.52358 | 0.57697 | 0.63392 | 0.69453
Scenario 4: Reference ZEAS Phase In | SDG&E | Res | AppPlug | Res - Single Family | Energy Efficiency | ROB | Total Adoptions | 0.00016563 | 0.00018612 | 0.00020794 | 0.00023058 | 0.0002532 | 6.3582 | 6.4252 | 6.4859 | 6.5408 | 6.5907 | 6.6371 | 6.6805 | 6.7213
Scenario 4: Reference ZEAS Phase In | SDG&E | Res | AppPlug | Res - Single Family | Fuel Substitution | ROB | New Adoptions | 0.0030774 | 0.0033084 | 0.0035386 | 0.003768 | 0.0039964 | 0.004224 | 0 | 0 | 0 | 0 | 0 | 0 | 0
Scenario 4: Reference ZEAS Phase In | SDG&E | Res | AppPlug | Res - Single Family | Fuel Substitution | ROB | Total Adoptions | 0.0036894 | 0.0040096 | 0.0043321 | 0.0046571 | 0.004984 | 0.0053129 | 0 | 0 | 0 | 0 | 0 | 0 | 0
Scenario 4: Reference ZEAS Phase In | SDG&E | Res | BldgEnv | Res - Multi Family | Energy Efficiency | RET | New Adoptions | 0 | 0 | 0 | 739.8042 | 755.7708 | 4054.1675 | 4132.6869 | 4208.6276 | 4282.0278 | 4352.9092 | 4421.2846 | 4487.1622 | 4550.5476
Scenario 4: Reference ZEAS Phase In | SDG&E | Res | BldgEnv | Res - Multi Family | Energy Efficiency | RET | Total Adoptions | 0 | 0 | 0 | 3552.8759 | 3475.4934 | 17877.117 | 17497.1674 | 17129.9635 | 16775.0314 | 16431.8976 | 16100.0963 | 15779.1731 | 15468.6862
Scenario 4: Reference ZEAS Phase In | SDG&E | Res | BldgEnv | Res - Single Family | Energy Efficiency | NEW | New Adoptions | 97489.6119 | 121926.4137 | 137080.7659 | 141981.3734 | 131802.1731 | 127500.0165 | 121790.0678 | 115210.2274 | 108609.2622 | 0 | 0 | 0 | 0
Scenario 4: Reference ZEAS Phase In | SDG&E | Res | BldgEnv | Res - Single Family | Energy Efficiency | NEW | Total Adoptions | 97489.6119 | 121926.4137 | 137080.7659 | 141981.3734 | 131802.1731 | 127500.0165 | 121790.0678 | 115210.2274 | 108609.2622 | 0 | 0 | 0 | 0
Scenario 4: Reference ZEAS Phase In | SDG&E | Res | BldgEnv | Res - Single Family | Energy Efficiency | RET | New Adoptions | 85513.5881 | 86708.9376 | 87447.0792 | 87914.169 | 88230.9403 | 88470.404 | 88674.7488 | 88868.3144 | 15776.1966 | 6249.5676 | 6334.9292 | 6419.4623 | 6503.1676
Scenario 4: Reference ZEAS Phase In | SDG&E | Res | BldgEnv | Res - Single Family | Energy Efficiency | RET | Total Adoptions | 339403.6264 | 332176.6419 | 324773.9597 | 317372.1855 | 310082.8874 | 302970.2583 | 296067.9867 | 289392.2098 | 43709.2549 | 33254.9959 | 32443.696 | 31661.5032 | 30907.42
Scenario 4: Reference ZEAS Phase In | SDG&E | Res | HVAC | Res - Multi Family | Energy Efficiency | NEW | New Adoptions | 0 | 0 | 0 | 0 | 0 | 173.5369 | 166.6223 | 157.9154 | 148.3131 | 138.8742 | 130.293 | 123.5308 | 117.4864
Scenario 4: Reference ZEAS Phase In | SDG&E | Res | HVAC | Res - Multi Family | Energy Efficiency | NEW | Total Adoptions | 0 | 0 | 0 | 0 | 0 | 173.5369 | 166.6223 | 157.9154 | 148.3131 | 138.8742 | 130.293 | 123.5308 | 117.4864
Scenario 4: Reference ZEAS Phase In | SDG&E | Res | HVAC | Res - Multi Family | Energy Efficiency | RET | New Adoptions | 0 | 0 | 0 | 0 | 0 | 0 | 0 | 0 | 0 | 0 | 0 | 0 | 0
Scenario 4: Reference ZEAS Phase In | SDG&E | Res | HVAC | Res - Multi Family | Energy Efficiency | RET | Total Adoptions | 307166.9854 | 245733.5883 | 196586.8706 | 157269.4965 | 125815.5972 | 100652.4778 | 80521.9822 | 64417.5858 | 51534.0686 | 41227.2549 | 32981.8039 | 26385.4431 | 21108.3545
Scenario 4: Reference ZEAS Phase In | SDG&E | Res | HVAC | Res - Multi Family | Energy Efficiency | ROB | New Adoptions | 0 | 0 | 0 | 0 | 0 | 0 | 0 | 0 | 0 | 0 | 0 | 0 | 0
Scenario 4: Reference ZEAS Phase In | SDG&E | Res | HVAC | Res - Multi Family | Energy Efficiency | ROB | Total Adoptions | 0 | 0 | 0 | 0 | 0 | 0 | 0 | 0 | 0 | 0 | 0 | 0 | 0
Scenario 4: Reference ZEAS Phase In | SDG&E | Res | HVAC | Res - Multi Family | Fuel Substitution | ROB | New Adoptions | 21.1125 | 21.6418 | 24.3456 | 24.4954 | 0 | 0 | 0 | 0 | 0 | 0 | 0 | 0 | 0
Scenario 4: Reference ZEAS Phase In | SDG&E | Res | HVAC | Res - Multi Family | Fuel Substitution | ROB | Total Adoptions | 22.4551 | 23.2087 | 26.3608 | 26.7498 | 0 | 0 | 0 | 0 | 0 | 0 | 0 | 0 | 0
Scenario 4: Reference ZEAS Phase In | SDG&E | Res | HVAC | Res - Single Family | Energy Efficiency | NEW | New Adoptions | 2991.5764 | 3673.6935 | 4018.1825 | 4055.2595 | 1981.276 | 1573.7898 | 891.1807 | 828.5462 | 768.0932 | 259.0889 | 240.7313 | 225.8217 | 212.4633
Scenario 4: Reference ZEAS Phase In | SDG&E | Res | HVAC | Res - Single Family | Energy Efficiency | NEW | Total Adoptions | 2991.5764 | 3673.6935 | 4018.1825 | 4055.2595 | 1981.276 | 1573.7898 | 891.1807 | 828.5462 | 768.0932 | 259.0889 | 240.7313 | 225.8217 | 212.4633
Scenario 4: Reference ZEAS Phase In | SDG&E | Res | HVAC | Res - Single Family | Energy Efficiency | RET | New Adoptions | 68778.7669 | 0 | 0 | 0 | 0 | 0 | 0 | 0 | 0 | 0 | 0 | 0 | 0
Scenario 4: Reference ZEAS Phase In | SDG&E | Res | HVAC | Res - Single Family | Energy Efficiency | RET | Total Adoptions | 1384698.1488 | 1052735.5056 | 842188.4045 | 673750.7236 | 539000.5789 | 431200.4631 | 344960.3705 | 275968.2964 | 220774.6371 | 176619.7097 | 141295.7677 | 113036.6142 | 90429.2914
Scenario 4: Reference ZEAS Phase In | SDG&E | Res | HVAC | Res - Single Family | Energy Efficiency | ROB | New Adoptions | 8154.8965 | 8305.5823 | 8411.1323 | 8466.6835 | 5064.8722 | 3357.2862 | 3344.6395 | 3323.1894 | 0 | 0 | 0 | 0 | 0
Scenario 4: Reference ZEAS Phase In | SDG&E | Res | HVAC | Res - Single Family | Energy Efficiency | ROB | Total Adoptions | 9618.1123 | 9983.9949 | 10319.2341 | 10609.9468 | 6301.332 | 3916.0216 | 3963.5464 | 4002.0082 | 0 | 0 | 0 | 0 | 0
Scenario 4: Reference ZEAS Phase In | SDG&E | Res | HVAC | Res - Single Family | Fuel Substitution | ROB | New Adoptions | 689.4135 | 707.0425 | 717.0958 | 723.2541 | 159.3872 | 7.4311 | 7.9382 | 8.0895 | 0 | 0 | 0 | 0 | 0
Scenario 4: Reference ZEAS Phase In | SDG&E | Res | HVAC | Res - Single Family | Fuel Substitution | ROB | Total Adoptions | 744.8176 | 770.6235 | 788.7354 | 803.0393 | 172.938 | 8.4014 | 9.0017 | 9.2615 | 0 | 0 | 0 | 0 | 0
Scenario 4: Reference ZEAS Phase In | SDG&E | Res | WaterHeat | Res - Multi Family | Energy Efficiency | NEW | New Adoptions | 5427.8609 | 5509.196 | 5432.4117 | 4714.6864 | 4426.4577 | 4267.7302 | 4091.0288 | 3871.9289 | 3632.9744 | 3399.5431 | 3188.0342 | 3021.6675 | 2873.0612
Scenario 4: Reference ZEAS Phase In | SDG&E | Res | WaterHeat | Res - Multi Family | Energy Efficiency | NEW | Total Adoptions | 5427.8609 | 5509.196 | 5432.4117 | 4714.6864 | 4426.4577 | 4267.7302 | 4091.0288 | 3871.9289 | 3632.9744 | 3399.5431 | 3188.0342 | 3021.6675 | 2873.0612
Scenario 4: Reference ZEAS Phase In | SDG&E | Res | WaterHeat | Res - Multi Family | Energy Efficiency | RET | New Adoptions | 7053.3335 | 6302.1011 | 5511.2802 | 4723.3883 | 3970.647 | 3275.2536 | 2650.4376 | 2109.1149 | 1660.0839 | 1276.1495 | 953.0298 | 684.5893 | 463.9261
Scenario 4: Reference ZEAS Phase In | SDG&E | Res | WaterHeat | Res - Multi Family | Energy Efficiency | RET | Total Adoptions | 8217.2874 | 7407.7516 | 6555.9838 | 5705.11 | 4888.1731 | 4128.2614 | 3439.4697 | 2835.6389 | 2326.5313 | 1885.2636 | 1507.8055 | 1188.1985 | 919.641
Scenario 4: Reference ZEAS Phase In | SDG&E | Res | WaterHeat | Res - Multi Family | Energy Efficiency | ROB | New Adoptions | 2543.8413 | 2463.4126 | 1256.5553 | 1170.3183 | 1090.2227 | 1017.3058 | 951.736 | 893.2083 | 841.1961 | 795.0937 | 754.2909 | 718.2238 | 686.3534
Scenario 4: Reference ZEAS Phase In | SDG&E | Res | WaterHeat | Res - Multi Family | Energy Efficiency | ROB | Total Adoptions | 3697.5197 | 3707.2151 | 2248.1532 | 2220.4007 | 2191.6534 | 2164.1004 | 2138.5525 | 2115.2253 | 2094.1261 | 2075.1936 | 2058.3425 | 2043.5422 | 2030.6344
Scenario 4: Reference ZEAS Phase In | SDG&E | Res | WaterHeat | Res - Multi Family | Fuel Substitution | ROB | New Adoptions | 2.9098 | 2.9563 | 3.1674 | 3.4201 | 3.6799 | 3.8544 | 2.6438 | 2.7102 | 2.7684 | 2.797 | 2.7998 | 2.7864 | 2.7635
Scenario 4: Reference ZEAS Phase In | SDG&E | Res | WaterHeat | Res - Multi Family | Fuel Substitution | ROB | Total Adoptions | 3.4871 | 3.6194 | 3.9248 | 4.2779 | 4.6456 | 4.9307 | 3.1413 | 3.2688 | 3.3883 | 3.4767 | 3.5371 | 3.5788 | 3.6082
Scenario 4: Reference ZEAS Phase In | SDG&E | Res | WaterHeat | Res - Single Family | Energy Efficiency | NEW | New Adoptions | 10737.7977 | 12997.9233 | 14056.5448 | 11649.1388 | 10501.9228 | 9912.2904 | 7351.833 | 6818.286 | 6309.265 | 5844.2362 | 5429.5896 | 5092.6713 | 4790.521
Scenario 4: Reference ZEAS Phase In | SDG&E | Res | WaterHeat | Res - Single Family | Energy Efficiency | NEW | Total Adoptions | 10737.7977 | 12997.9233 | 14056.5448 | 11649.1388 | 10501.9228 | 9912.2904 | 7351.833 | 6818.286 | 6309.265 | 5844.2362 | 5429.5896 | 5092.6713 | 4790.521
Scenario 4: Reference ZEAS Phase In | SDG&E | Res | WaterHeat | Res - Single Family | Energy Efficiency | RET | New Adoptions | 27969.2979 | 25300.3906 | 22358.3271 | 19338.5029 | 16404.3444 | 13675.3744 | 11225.4259 | 9088.2374 | 7266.7823 | 5743.3254 | 4488.2196 | 3466.5885 | 2642.968
Scenario 4: Reference ZEAS Phase In | SDG&E | Res | WaterHeat | Res - Single Family | Energy Efficiency | RET | Total Adoptions | 31142.6643 | 28409.4243 | 25380.0407 | 22251.4301 | 19190.0224 | 16319.2383 | 13717.1577 | 11421.6783 | 9439.547 | 7756.2469 | 6344.7311 | 5172.1148 | 4204.3713
Scenario 4: Reference ZEAS Phase In | SDG&E | Res | WaterHeat | Res - Single Family | Energy Efficiency | ROB | New Adoptions | 12498.1153 | 12593.4605 | 7228.1318 | 7205.375 | 7161.9874 | 652.6314 | 607.4091 | 566.8449 | 530.646 | 498.4418 | 469.8404 | 444.4645 | 421.9564
Scenario 4: Reference ZEAS Phase In | SDG&E | Res | WaterHeat | Res - Single Family | Energy Efficiency | ROB | Total Adoptions | 15624.2031 | 15972.6479 | 9553.9452 | 9696.1832 | 9807.1577 | 1341.6487 | 1321.0586 | 1301.9888 | 1284.5457 | 1268.7294 | 1254.4787 | 1241.7255 | 1230.3518
Scenario 4: Reference ZEAS Phase In | SDG&E | Res | WaterHeat | Res - Single Family | Fuel Substitution | ROB | New Adoptions | 7.9627 | 8.0932 | 9.1371 | 10.3647 | 11.3743 | 12.2638 | 12.7803 | 13.038 | 13.2301 | 13.3407 | 13.3384 | 13.2681 | 13.1584
Scenario 4: Reference ZEAS Phase In | SDG&E | Res | WaterHeat | Res - Single Family | Fuel Substitution | ROB | Total Adoptions | 9.1222 | 9.4022 | 10.6466 | 12.1078 | 13.3806 | 14.5619 | 15.375 | 15.9255 | 16.4075 | 16.8024 | 17.0743 | 17.2667 | 17.4079
Scenario 5: High TRC ZEAS Phase In | PG&E | Com | AppPlug | Com - Health | Energy Efficiency | NEW | New Adoptions | 5606.4376 | 6207.933 | 6581.9811 | 6480.6301 | 6562.2062 | 0 | 23815.7626 | 6788.1201 | 6750.4185 | 6606.5428 | 6355.2311 | 6451.9064 | 6542.1205
Scenario 5: High TRC ZEAS Phase In | PG&E | Com | AppPlug | Com - Health | Energy Efficiency | NEW | Total Adoptions | 5606.4376 | 6207.933 | 6581.9811 | 6480.6301 | 6562.2062 | 0 | 23815.7626 | 6788.1201 | 6750.4185 | 6606.5428 | 6355.2311 | 6451.9064 | 6542.1205
Scenario 5: High TRC ZEAS Phase In | PG&E | Com | AppPlug | Com - Health | Energy Efficiency | RET | New Adoptions | 14114.929 | 14816.2609 | 15460.9329 | 16033.853 | 11679.2455 | 16372.6729 | 16665.7899 | 16839.474 | 16885.4952 | 16799.063 | 16579.2458 | 16229.1595 | 15755.8956
Scenario 5: High TRC ZEAS Phase In | PG&E | Com | AppPlug | Com - Health | Energy Efficiency | RET | Total Adoptions | 14531.1133 | 15265.8175 | 15943.7878 | 16549.5782 | 12202.5552 | 16926.5317 | 17248.6336 | 17449.2928 | 17519.8361 | 17455.05 | 17253.6172 | 16918.3218 | 16455.9921
Scenario 5: High TRC ZEAS Phase In | PG&E | Com | AppPlug | Com - Lodging | Energy Efficiency | NEW | New Adoptions | 7057.9035 | 7916.053 | 8139.461 | 8223.0902 | 8423.0941 | 8513.5124 | 8602.5328 | 8669.4921 | 8722.4969 | 8798.2082 | 8851.9656 | 0 | 52085.2224
Scenario 5: High TRC ZEAS Phase In | PG&E | Com | AppPlug | Com - Lodging | Energy Efficiency | NEW | Total Adoptions | 7057.9035 | 7916.053 | 8139.461 | 8223.0902 | 8423.0941 | 8513.5124 | 8602.5328 | 8669.4921 | 8722.4969 | 8798.2082 | 8851.9656 | 0 | 52085.2224
Scenario 5: High TRC ZEAS Phase In | PG&E | Com | AppPlug | Com - Lodging | Energy Efficiency | RET | New Adoptions | 10320.1447 | 10868.1151 | 11237.804 | 11558.8824 | 11822.8366 | 12021.4536 | 12147.27 | 12194.0041 | 12156.9522 | 12033.327 | 0 | 10515.7537 | 10242.6475
Scenario 5: High TRC ZEAS Phase In | PG&E | Com | AppPlug | Com - Lodging | Energy Efficiency | RET | Total Adoptions | 10629.3601 | 11213.1087 | 11605.2247 | 11948.1125 | 12233.0313 | 12451.5222 | 12595.8628 | 12659.5066 | 12637.4878 | 12526.7693 | 444.0981 | 10968.7182 | 10702.2121
Scenario 5: High TRC ZEAS Phase In | PG&E | Com | AppPlug | Com - Other | Energy Efficiency | NEW | New Adoptions | 656.4575 | 735.1677 | 820.5982 | 903.0216 | 976.111 | 1065.1826 | 1156.5507 | 1237.4396 | 1299.8676 | 1366.97 | 1432.288 | 1493.4104 | 1552.9135
Scenario 5: High TRC ZEAS Phase In | PG&E | Com | AppPlug | Com - Other | Energy Efficiency | NEW | Total Adoptions | 656.4575 | 735.1677 | 820.5982 | 903.0216 | 976.111 | 1065.1826 | 1156.5507 | 1237.4396 | 1299.8676 | 1366.97 | 1432.288 | 1493.4104 | 1552.9135
Scenario 5: High TRC ZEAS Phase In | PG&E | Com | BldgEnv | Com - College | Energy Efficiency | NEW | New Adoptions | 12373.9379 | 13205.0626 | 13768.1741 | 14449.2706 | 14921.6182 | 15243.656 | 15825.0882 | 16127.9284 | 16836.6384 | 17387.1552 | 17775.9148 | 17537.1078 | 17811.6647
Scenario 5: High TRC ZEAS Phase In | PG&E | Com | BldgEnv | Com - College | Energy Efficiency | NEW | Total Adoptions | 12373.9379 | 13205.0626 | 13768.1741 | 14449.2706 | 14921.6182 | 15243.656 | 15825.0882 | 16127.9284 | 16836.6384 | 17387.1552 | 17775.9148 | 17537.1078 | 17811.6647
Scenario 5: High TRC ZEAS Phase In | PG&E | Com | BldgEnv | Com - College | Energy Efficiency | RET | New Adoptions | 92.9821 | 67.2676 | 94.7133 | 99.0771 | 103.7694 | 108.4865 | 112.8536 | 116.4611 | 159.2469 | 160.0284 | 157.9086 | 152.9451 | 145.4976
Scenario 5: High TRC ZEAS Phase In | PG&E | Com | BldgEnv | Com - College | Energy Efficiency | RET | Total Adoptions | 93.058 | 67.3397 | 94.7887 | 99.1566 | 103.8539 | 108.5766 | 112.9499 | 116.5638 | 159.3559 | 160.1434 | 158.0289 | 153.0697 | 145.6252
Scenario 5: High TRC ZEAS Phase In | PG&E | Com | BldgEnv | Com - Grocery | Energy Efficiency | NEW | New Adoptions | 17503.1248 | 18972.5002 | 20579.2205 | 22127.5029 | 23362.3864 | 24884.8659 | 26276.1167 | 27617.5417 | 28624.3342 | 29632.4699 | 30631.0501 | 31535.6616 | 32470.2245
Scenario 5: High TRC ZEAS Phase In | PG&E | Com | BldgEnv | Com - Grocery | Energy Efficiency | NEW | Total Adoptions | 17503.1248 | 18972.5002 | 20579.2205 | 22127.5029 | 23362.3864 | 24884.8659 | 26276.1167 | 27617.5417 | 28624.3342 | 29632.4699 | 30631.0501 | 31535.6616 | 32470.2245
Scenario 5: High TRC ZEAS Phase In | PG&E | Com | BldgEnv | Com - Grocery | Energy Efficiency | RET | New Adoptions | 539.3885 | 501.6478 | 466.8947 | 443.5324 | 421.3277 | 400.2363 | 380.2037 | 361.19 | 343.1327 | 325.9806 | 309.6843 | 294.1919 | 279.4574
Scenario 5: High TRC ZEAS Phase In | PG&E | Com | BldgEnv | Com - Grocery | Energy Efficiency | RET | Total Adoptions | 539.9122 | 502.148 | 467.3698 | 443.9837 | 421.7565 | 400.6437 | 380.5906 | 361.5576 | 343.4819 | 326.3124 | 309.9995 | 294.4913 | 279.7418
Scenario 5: High TRC ZEAS Phase In | PG&E | Com | BldgEnv | Com - Health | Energy Efficiency | NEW | New Adoptions | 22957.7227 | 24290.0585 | 27218.6684 | 27959.3646 | 29507.113 | 30998.952 | 32277.797 | 33378.7345 | 33985.9462 | 33882.8648 | 33108.0811 | 33967.921 | 34850.5373
Scenario 5: High TRC ZEAS Phase In | PG&E | Com | BldgEnv | Com - Health | Energy Efficiency | NEW | Total Adoptions | 22957.7227 | 24290.0585 | 27218.6684 | 27959.3646 | 29507.113 | 30998.952 | 32277.797 | 33378.7345 | 33985.9462 | 33882.8648 | 33108.0811 | 33967.921 | 34850.5373
Scenario 5: High TRC ZEAS Phase In | PG&E | Com | BldgEnv | Com - Health | Energy Efficiency | RET | New Adoptions | 59406.5646 | 61532.5824 | 84676.5636 | 81166.6888 | 74508.8341 | 87156.8806 | 73352.7772 | 58652.4334 | 44147.3175 | 30667.4878 | 18728.5761 | 8557.0703 | 921.6322
Scenario 5: High TRC ZEAS Phase In | PG&E | Com | BldgEnv | Com - Health | Energy Efficiency | RET | Total Adoptions | 59874.8165 | 61992.659 | 85128.8501 | 81610.9634 | 74944.3248 | 87582.4482 | 73767.0352 | 59053.9421 | 44534.7352 | 31039.6798 | 19084.6745 | 8896.4919 | 1244.1663
Scenario 5: High TRC ZEAS Phase In | PG&E | Com | BldgEnv | Com - Lodging | Energy Efficiency | NEW | New Adoptions | 22666.2486 | 24259.678 | 25868.4706 | 27205.3522 | 28953.9227 | 30187.3618 | 31369.8682 | 32422.9276 | 33260.8812 | 34208.6589 | 35004.2284 | 35796.0537 | 36501.0438
Scenario 5: High TRC ZEAS Phase In | PG&E | Com | BldgEnv | Com - Lodging | Energy Efficiency | NEW | Total Adoptions | 22666.2486 | 24259.678 | 25868.4706 | 27205.3522 | 28953.9227 | 30187.3618 | 31369.8682 | 32422.9276 | 33260.8812 | 34208.6589 | 35004.2284 | 35796.0537 | 36501.0438
Scenario 5: High TRC ZEAS Phase In | PG&E | Com | BldgEnv | Com - Lodging | Energy Efficiency | RET | New Adoptions | 82699.1795 | 78149.8003 | 70351.3634 | 60057.9164 | 48283.7384 | 36090.5903 | 24392.7261 | 13837.8946 | 4780.0226 | 147.4901 | 140.113 | 133.1044 | 126.4456
Scenario 5: High TRC ZEAS Phase In | PG&E | Com | BldgEnv | Com - Lodging | Energy Efficiency | RET | Total Adoptions | 82909.5113 | 78360.1781 | 70560.7298 | 60264.9289 | 48486.9205 | 36288.4829 | 24584.0094 | 14021.4699 | 4955.0487 | 313.7648 | 298.074 | 283.1673 | 269.0054
Scenario 5: High TRC ZEAS Phase In | PG&E | Com | BldgEnv | Com - Office (Large) | Energy Efficiency | NEW | New Adoptions | 174472.5857 | 182204.9851 | 191042.508 | 197393.1604 | 204303.0376 | 209545.7316 | 215287.837 | 218135.4816 | 218411.2236 | 220165.3769 | 220814.8343 | 221220.8655 | 221534.7758
Scenario 5: High TRC ZEAS Phase In | PG&E | Com | BldgEnv | Com - Office (Large) | Energy Efficiency | NEW | Total Adoptions | 174472.5857 | 182204.9851 | 191042.508 | 197393.1604 | 204303.0376 | 209545.7316 | 215287.837 | 218135.4816 | 218411.2236 | 220165.3769 | 220814.8343 | 221220.8655 | 221534.7758
Scenario 5: High TRC ZEAS Phase In | PG&E | Com | BldgEnv | Com - Office (Large) | Energy Efficiency | RET | New Adoptions | 2114.9592 | 2008.5102 | 1907.8546 | 1812.3802 | 1721.632 | 1635.4358 | 1553.5682 | 1475.8736 | 1402.0897 | 1332.0056 | 1265.4176 | 1202.1089 | 1141.8893
Scenario 5: High TRC ZEAS Phase In | PG&E | Com | BldgEnv | Com - Office (Large) | Energy Efficiency | RET | Total Adoptions | 2116.8944 | 2010.3486 | 1909.6011 | 1814.0393 | 1723.2082 | 1636.9332 | 1554.9907 | 1477.225 | 1403.3735 | 1333.2252 | 1266.5763 | 1203.2097 | 1142.9349
Scenario 5: High TRC ZEAS Phase In | PG&E | Com | BldgEnv | Com - Office (Small) | Energy Efficiency | NEW | New Adoptions | 29545.2069 | 31630.5652 | 33786.8538 | 0 | 406414.3883 | 35630.3233 | 37192.8367 | 38604.0844 | 39766.1255 | 40889.9589 | 41943.3759 | 42921.1293 | 43849.7805
Scenario 5: High TRC ZEAS Phase In | PG&E | Com | BldgEnv | Com - Office (Small) | Energy Efficiency | NEW | Total Adoptions | 29545.2069 | 31630.5652 | 33786.8538 | 0 | 406414.3883 | 35630.3233 | 37192.8367 | 38604.0844 | 39766.1255 | 40889.9589 | 41943.3759 | 42921.1293 | 43849.7805
Scenario 5: High TRC ZEAS Phase In | PG&E | Com | BldgEnv | Com - Office (Small) | Energy Efficiency | RET | New Adoptions | 828.6132 | 786.9148 | 747.4813 | 710.0761 | 674.5229 | 640.753 | 608.6787 | 578.2386 | 549.3304 | 521.8717 | 495.7829 | 470.9793 | 447.3867
Scenario 5: High TRC ZEAS Phase In | PG&E | Com | BldgEnv | Com - Office (Small) | Energy Efficiency | RET | Total Adoptions | 828.6132 | 787.6907 | 748.2184 | 710.7763 | 675.1882 | 641.385 | 609.2791 | 578.809 | 549.8723 | 522.3865 | 496.2719 | 471.4439 | 447.828
Scenario 5: High TRC ZEAS Phase In | PG&E | Com | BldgEnv | Com - Other | Energy Efficiency | NEW | New Adoptions | 24477.0645 | 26391.7492 | 28445.0778 | 30254.0649 | 31701.6641 | 33618.47 | 35591.425 | 37193.8014 | 38086.3768 | 39252.5665 | 40395.8276 | 41396.1917 | 42437.4857
Scenario 5: High TRC ZEAS Phase In | PG&E | Com | BldgEnv | Com - Other | Energy Efficiency | NEW | Total Adoptions | 24477.0645 | 26391.7492 | 28445.0778 | 30254.0649 | 31701.6641 | 33618.47 | 35591.425 | 37193.8014 | 38086.3768 | 39252.5665 | 40395.8276 | 41396.1917 | 42437.4857
Scenario 5: High TRC ZEAS Phase In | PG&E | Com | BldgEnv | Com - Other | Energy Efficiency | RET | New Adoptions | 1222.4559 | 1160.9838 | 1102.8262 | 1047.6517 | 995.2098 | 945.3971 | 898.0845 | 853.1788 | 810.5313 | 770.0217 | 731.5332 | 694.9434 | 660.1437
Scenario 5: High TRC ZEAS Phase In | PG&E | Com | BldgEnv | Com - Other | Energy Efficiency | RET | Total Adoptions | 1223.5892 | 1162.0605 | 1103.849 | 1048.6234 | 996.1329 | 946.2741 | 898.9176 | 853.9702 | 811.2832 | 770.736 | 732.2118 | 695.5881 | 660.7561
Scenario 5: High TRC ZEAS Phase In | PG&E | Com | BldgEnv | Com - Refrig. Warehouse | Energy Efficiency | NEW | New Adoptions | 7453.9783 | 7904.8081 | 8347.8141 | 8790.3146 | 9230.8699 | 9681.3034 | 10045.4086 | 10397.7115 | 10643.805 | 10894.3853 | 11098.4045 | 11300.0153 | 11499.2069
Scenario 5: High TRC ZEAS Phase In | PG&E | Com | BldgEnv | Com - Refrig. Warehouse | Energy Efficiency | NEW | Total Adoptions | 7453.9783 | 7904.8081 | 8347.8141 | 8790.3146 | 9230.8699 | 9681.3034 | 10045.4086 | 10397.7115 | 10643.805 | 10894.3853 | 11098.4045 | 11300.0153 | 11499.2069
Scenario 5: High TRC ZEAS Phase In | PG&E | Com | BldgEnv | Com - Refrig. Warehouse | Energy Efficiency | RET | New Adoptions | 101.9851 | 102.1621 | 101.4657 | 99.6658 | 96.6548 | 92.4783 | 87.3184 | 81.4598 | 75.2259 | 68.9256 | 62.8094 | 57.0491 | 51.7406
Scenario 5: High TRC ZEAS Phase In | PG&E | Com | BldgEnv | Com - Refrig. Warehouse | Energy Efficiency | RET | Total Adoptions | 102.0598 | 102.2376 | 101.542 | 99.7428 | 96.7324 | 92.556 | 87.3958 | 81.5364 | 75.3011 | 68.9989 | 62.8803 | 57.1173 | 51.8059
Scenario 5: High TRC ZEAS Phase In | PG&E | Com | BldgEnv | Com - Restaurant | Energy Efficiency | NEW | New Adoptions | 8239.5867 | 8709.7573 | 9291.0863 | 9826.9868 | 10318.4556 | 10755.3832 | 11243.4903 | 11660.819 | 12016.5751 | 12381.596 | 12705.1297 | 0 | 145554.5632
Scenario 5: High TRC ZEAS Phase In | PG&E | Com | BldgEnv | Com - Restaurant | Energy Efficiency | NEW | Total Adoptions | 8239.5867 | 8709.7573 | 9291.0863 | 9826.9868 | 10318.4556 | 10755.3832 | 11243.4903 | 11660.819 | 12016.5751 | 12381.596 | 12705.1297 | 0 | 145554.5632
Scenario 5: High TRC ZEAS Phase In | PG&E | Com | BldgEnv | Com - Restaurant | Energy Efficiency | RET | New Adoptions | 297.1609 | 282.21 | 268.0691 | 254.6549 | 241.9051 | 229.7947 | 218.2923 | 207.3756 | 197.0082 | 187.1605 | 177.8042 | 168.909 | 160.4485
Scenario 5: High TRC ZEAS Phase In | PG&E | Com | BldgEnv | Com - Restaurant | Energy Efficiency | RET | Total Adoptions | 297.1609 | 282.21 | 268.0691 | 254.6549 | 241.9051 | 230.0254 | 218.5114 | 207.5838 | 197.2059 | 187.3484 | 177.9827 | 169.0786 | 160.6095
Scenario 5: High TRC ZEAS Phase In | PG&E | Com | BldgEnv | Com - Retail | Energy Efficiency | NEW | New Adoptions | 46018.6466 | 49974.0713 | 54348.6334 | 0 | 572624.804 | 55903.4245 | 65925.4598 | 69541.066 | 72307.1029 | 75071.5994 | 77848.3353 | 80378.557 | 82982.7512
Scenario 5: High TRC ZEAS Phase In | PG&E | Com | BldgEnv | Com - Retail | Energy Efficiency | NEW | Total Adoptions | 46018.6466 | 49974.0713 | 54348.6334 | 0 | 572624.804 | 55903.4245 | 65925.4598 | 69541.066 | 72307.1029 | 75071.5994 | 77848.3353 | 80378.557 | 82982.7512
Scenario 5: High TRC ZEAS Phase In | PG&E | Com | BldgEnv | Com - Retail | Energy Efficiency | RET | New Adoptions | 891.3436 | 879.1266 | 631.5569 | 804.1879 | 774.333 | 737.4234 | 695.1039 | 36543.1623 | 666.0386 | 598.2148 | 534.9934 | 477.5338 | 441.1923
Scenario 5: High TRC ZEAS Phase In | PG&E | Com | BldgEnv | Com - Retail | Energy Efficiency | RET | Total Adoptions | 892.1465 | 879.943 | 632.3324 | 804.9714 | 775.1203 | 738.2089 | 695.8816 | 36824.5812 | 666.7818 | 598.9326 | 535.6816 | 478.1894 | 441.8151
Scenario 5: High TRC ZEAS Phase In | PG&E | Com | BldgEnv | Com - School | Energy Efficiency | NEW | New Adoptions | 47941.4733 | 50634.6232 | 53121.0926 | 55198.3336 | 56567.9416 | 58103.4234 | 59254.8391 | 60442.3606 | 61418.1689 | 62361.2752 | 63203.8478 | 64231.1478 | 64903.6297
Scenario 5: High TRC ZEAS Phase In | PG&E | Com | BldgEnv | Com - School | Energy Efficiency | NEW | Total Adoptions | 47941.4733 | 50634.6232 | 53121.0926 | 55198.3336 | 56567.9416 | 58103.4234 | 59254.8391 | 60442.3606 | 61418.1689 | 62361.2752 | 63203.8478 | 64231.1478 | 64903.6297
Scenario 5: High TRC ZEAS Phase In | PG&E | Com | BldgEnv | Com - School | Energy Efficiency | RET | New Adoptions | 702.0242 | 666.6821 | 633.2689 | 601.5774 | 571.4542 | 542.8422 | 515.6673 | 489.8785 | 465.388 | 442.1256 | 420.0237 | 399.0096 | 379.02
Scenario 5: High TRC ZEAS Phase In | PG&E | Com | BldgEnv | Com - School | Energy Efficiency | RET | Total Adoptions | 702.6596 | 667.2857 | 633.8423 | 602.1221 | 571.9717 | 543.3339 | 516.1344 | 490.3221 | 465.8095 | 442.5261 | 420.4041 | 399.371 | 379.3633
Scenario 5: High TRC ZEAS Phase In | PG&E | Com | BldgEnv | Com - Warehouse | Energy Efficiency | NEW | New Adoptions | 70948.0854 | 75664.7487 | 80237.642 | 85073.506 | 89670.3424 | 94321.6552 | 97896.1227 | 101766.2372 | 104079.0087 | 106790.834 | 108806.4051 | 110756.9855 | 112733.9364
Scenario 5: High TRC ZEAS Phase In | PG&E | Com | BldgEnv | Com - Warehouse | Energy Efficiency | NEW | Total Adoptions | 70948.0854 | 75664.7487 | 80237.642 | 85073.506 | 89670.3424 | 94321.6552 | 97896.1227 | 101766.2372 | 104079.0087 | 106790.834 | 108806.4051 | 110756.9855 | 112733.9364
Scenario 5: High TRC ZEAS Phase In | PG&E | Com | BldgEnv | Com - Warehouse | Energy Efficiency | RET | New Adoptions | 218223.2284 | 213940.2922 | 200678.3047 | 179565.5672 | 152643.5678 | 122447.8826 | 91508.0925 | 61932.6596 | 35182.9762 | 12045.9746 | 879.3505 | 835.3658 | 793.5772
Scenario 5: High TRC ZEAS Phase In | PG&E | Com | BldgEnv | Com - Warehouse | Energy Efficiency | RET | Total Adoptions | 219435.4549 | 215120.4473 | 201826.2211 | 180680.0315 | 153722.6471 | 123489.3009 | 92509.5868 | 62892.2629 | 36099.1985 | 12917.8849 | 1707.6653 | 1622.2649 | 1541.1313
Scenario 5: High TRC ZEAS Phase In | PG&E | Com | ComRefrig | Com - College | Energy Efficiency | NEW | New Adoptions | 0 | 0 | 0 | 0 | 0 | 0 | 0 | 0 | 0 | 0 | 0 | 0 | 0
Scenario 5: High TRC ZEAS Phase In | PG&E | Com | ComRefrig | Com - College | Energy Efficiency | NEW | Total Adoptions | 0 | 0 | 0 | 0 | 0 | 0 | 0 | 0 | 0 | 0 | 0 | 0 | 0
Scenario 5: High TRC ZEAS Phase In | PG&E | Com | ComRefrig | Com - College | Energy Efficiency | RET | New Adoptions | 16.8533 | 9.5956 | 4.601 | 1.4999 | 0.39165 | 0.13262 | 0 | 0 | 0 | 0 | 0 | 0 | 0
Scenario 5: High TRC ZEAS Phase In | PG&E | Com | ComRefrig | Com - College | Energy Efficiency | RET | Total Adoptions | 18.1555 | 10.8545 | 5.7993 | 2.629 | 1.4514 | 1.1262 | 0.93098 | 0.87233 | 0.81739 | 0.7659 | 0.71766 | 0.67246 | 0.63011
Scenario 5: High TRC ZEAS Phase In | PG&E | Com | ComRefrig | Com - College | Energy Efficiency | ROB | New Adoptions | 0 | 0 | 0 | 0 | 0 | 0 | 0 | 0 | 0 | 0 | 0 | 0 | 0
Scenario 5: High TRC ZEAS Phase In | PG&E | Com | ComRefrig | Com - College | Energy Efficiency | ROB | Total Adoptions | 0 | 0 | 0 | 0 | 0 | 0 | 0 | 0 | 0 | 0 | 0 | 0 | 0
Scenario 5: High TRC ZEAS Phase In | PG&E | Com | ComRefrig | Com - Grocery | Energy Efficiency | NEW | New Adoptions | 0 | 0 | 0 | 0 | 0 | 0 | 0 | 0 | 0 | 0 | 0 | 0 | 0
Scenario 5: High TRC ZEAS Phase In | PG&E | Com | ComRefrig | Com - Grocery | Energy Efficiency | NEW | Total Adoptions | 0 | 0 | 0 | 0 | 0 | 0 | 0 | 0 | 0 | 0 | 0 | 0 | 0
Scenario 5: High TRC ZEAS Phase In | PG&E | Com | ComRefrig | Com - Grocery | Energy Efficiency | RET | New Adoptions | 10591.9458 | 3590.1406 | 806.3886 | 258.85 | 0 | 0 | 0 | 0 | 0 | 0 | 0 | 0 | 0
Scenario 5: High TRC ZEAS Phase In | PG&E | Com | ComRefrig | Com - Grocery | Energy Efficiency | RET | Total Adoptions | 12152.5223 | 5067.351 | 2194.1505 | 1560.3528 | 1219.5245 | 1142.7121 | 1070.74 | 1003.303 | 940.1152 | 880.9088 | 825.4326 | 773.4517 | 724.7457
Scenario 5: High TRC ZEAS Phase In | PG&E | Com | ComRefrig | Com - Grocery | Energy Efficiency | ROB | New Adoptions | 0 | 0 | 0 | 0 | 0 | 0 | 0 | 0 | 0 | 0 | 0 | 0 | 0
Scenario 5: High TRC ZEAS Phase In | PG&E | Com | ComRefrig | Com - Grocery | Energy Efficiency | ROB | Total Adoptions | 0 | 0 | 0 | 0 | 0 | 0 | 0 | 0 | 0 | 0 | 0 | 0 | 0
Scenario 5: High TRC ZEAS Phase In | PG&E | Com | ComRefrig | Com - Refrig. Warehouse | Energy Efficiency | NEW | New Adoptions | 0 | 0 | 0 | 0 | 0 | 0 | 0 | 0 | 0 | 0 | 0 | 0 | 0
Scenario 5: High TRC ZEAS Phase In | PG&E | Com | ComRefrig | Com - Refrig. Warehouse | Energy Efficiency | NEW | Total Adoptions | 0 | 0 | 0 | 0 | 0 | 0 | 0 | 0 | 0 | 0 | 0 | 0 | 0
Scenario 5: High TRC ZEAS Phase In | PG&E | Com | ComRefrig | Com - Refrig. Warehouse | Energy Efficiency | RET | New Adoptions | 35.4868 | 19.0434 | 8.2083 | 1.7189 | 0.63264 | 0.10835 | 0 | 0 | 0 | 0 | 0 | 0 | 0
Scenario 5: High TRC ZEAS Phase In | PG&E | Com | ComRefrig | Com - Refrig. Warehouse | Energy Efficiency | RET | Total Adoptions | 38.5999 | 22.0372 | 11.0471 | 4.3865 | 3.135 | 2.4536 | 2.1975 | 2.0591 | 1.9294 | 1.8079 | 1.694 | 1.5873 | 1.4873
Scenario 5: High TRC ZEAS Phase In | PG&E | Com | ComRefrig | Com - Refrig. Warehouse | Energy Efficiency | ROB | New Adoptions | 0 | 0 | 0 | 0 | 0 | 0 | 0 | 0 | 0 | 0 | 0 | 0 | 0
Scenario 5: High TRC ZEAS Phase In | PG&E | Com | ComRefrig | Com - Refrig. Warehouse | Energy Efficiency | ROB | Total Adoptions | 0 | 0 | 0 | 0 | 0 | 0 | 0 | 0 | 0 | 0 | 0 | 0 | 0
Scenario 5: High TRC ZEAS Phase In | PG&E | Com | ComRefrig | Com - Restaurant | Energy Efficiency | NEW | New Adoptions | 0 | 0 | 0 | 0 | 0 | 0 | 0 | 0 | 0 | 0 | 0 | 0 | 0
Scenario 5: High TRC ZEAS Phase In | PG&E | Com | ComRefrig | Com - Restaurant | Energy Efficiency | NEW | Total Adoptions | 0 | 0 | 0 | 0 | 0 | 0 | 0 | 0 | 0 | 0 | 0 | 0 | 0
Scenario 5: High TRC ZEAS Phase In | PG&E | Com | ComRefrig | Com - Restaurant | Energy Efficiency | RET | New Adoptions | 376.846 | 135.2856 | 30.0313 | 10.8082 | 0 | 0 | 0 | 0 | 0 | 0 | 0 | 0 | 0
Scenario 5: High TRC ZEAS Phase In | PG&E | Com | ComRefrig | Com - Restaurant | Energy Efficiency | RET | Total Adoptions | 430.9031 | 186.4988 | 78.1527 | 55.9466 | 42.2953 | 39.6312 | 37.1351 | 34.7963 | 32.6048 | 30.5514 | 28.6274 | 26.8246 | 25.1353
Scenario 5: High TRC ZEAS Phase In | PG&E | Com | ComRefrig | Com - Restaurant | Energy Efficiency | ROB | New Adoptions | 0 | 0 | 0 | 0 | 0 | 0 | 0 | 0 | 0 | 0 | 0 | 0 | 0
Scenario 5: High TRC ZEAS Phase In | PG&E | Com | ComRefrig | Com - Restaurant | Energy Efficiency | ROB | Total Adoptions | 0 | 0 | 0 | 0 | 0 | 0 | 0 | 0 | 0 | 0 | 0 | 0 | 0
Scenario 5: High TRC ZEAS Phase In | PG&E | Com | ComRefrig | Com - Retail | Energy Efficiency | NEW | New Adoptions | 0 | 0 | 0 | 0 | 0 | 0 | 0 | 0 | 0 | 0 | 0 | 0 | 0
Scenario 5: High TRC ZEAS Phase In | PG&E | Com | ComRefrig | Com - Retail | Energy Efficiency | NEW | Total Adoptions | 0 | 0 | 0 | 0 | 0 | 0 | 0 | 0 | 0 | 0 | 0 | 0 | 0
Scenario 5: High TRC ZEAS Phase In | PG&E | Com | ComRefrig | Com - Retail | Energy Efficiency | RET | New Adoptions | 4981.755 | 1837.7536 | 0 | 259.22 | 69.5827 | 0 | 0 | 0 | 0 | 0 | 0 | 0 | 0
Scenario 5: High TRC ZEAS Phase In | PG&E | Com | ComRefrig | Com - Retail | Energy Efficiency | RET | Total Adoptions | 5671.5071 | 2491.6519 | 612.7167 | 834.5018 | 608.9411 | 505.3882 | 473.5585 | 443.7344 | 415.7893 | 389.605 | 365.0703 | 342.0814 | 320.5407
Scenario 5: High TRC ZEAS Phase In | PG&E | Com | ComRefrig | Com - Retail | Energy Efficiency | ROB | New Adoptions | 0 | 0 | 0 | 0 | 0 | 0 | 0 | 0 | 0 | 0 | 0 | 0 | 0
Scenario 5: High TRC ZEAS Phase In | PG&E | Com | ComRefrig | Com - Retail | Energy Efficiency | ROB | Total Adoptions | 0 | 0 | 0 | 0 | 0 | 0 | 0 | 0 | 0 | 0 | 0 | 0 | 0
Scenario 5: High TRC ZEAS Phase In | PG&E | Com | ComRefrig | Com - School | Energy Efficiency | NEW | New Adoptions | 0 | 0 | 0 | 0 | 0 | 0 | 0 | 0 | 0 | 0 | 0 | 0 | 0
Scenario 5: High TRC ZEAS Phase In | PG&E | Com | ComRefrig | Com - School | Energy Efficiency | NEW | Total Adoptions | 0 | 0 | 0 | 0 | 0 | 0 | 0 | 0 | 0 | 0 | 0 | 0 | 0
Scenario 5: High TRC ZEAS Phase In | PG&E | Com | ComRefrig | Com - School | Energy Efficiency | RET | New Adoptions | 0.022464 | 0 | 0 | 0 | 0 | 0 | 0 | 0 | 0 | 0 | 0 | 0 | 0
Scenario 5: High TRC ZEAS Phase In | PG&E | Com | ComRefrig | Com - School | Energy Efficiency | RET | Total Adoptions | 1.7453 | 1.6144 | 1.5127 | 1.4175 | 1.3282 | 1.2446 | 1.1663 | 1.0928 | 1.024 | 0.95957 | 0.89917 | 0.84257 | 0.78954
Scenario 5: High TRC ZEAS Phase In | PG&E | Com | ComRefrig | Com - School | Energy Efficiency | ROB | New Adoptions | 0 | 0 | 0 | 0 | 0 | 0 | 0 | 0 | 0 | 0 | 0 | 0 | 0
Scenario 5: High TRC ZEAS Phase In | PG&E | Com | ComRefrig | Com - School | Energy Efficiency | ROB | Total Adoptions | 0 | 0 | 0 | 0 | 0 | 0 | 0 | 0 | 0 | 0 | 0 | 0 | 0
Scenario 5: High TRC ZEAS Phase In | PG&E | Com | FoodServ | Com - College | Energy Efficiency | NEW | New Adoptions | 28.5506 | 29.2769 | 28.7222 | 35.2009 | 30.7053 | 30.6486 | 31.171 | 31.1949 | 32.0401 | 32.6126 | 32.9171 | 32.3642 | 32.538
Scenario 5: High TRC ZEAS Phase In | PG&E | Com | FoodServ | Com - College | Energy Efficiency | NEW | Total Adoptions | 28.5506 | 29.2769 | 28.7222 | 35.2009 | 30.7053 | 30.6486 | 31.171 | 31.1949 | 32.0401 | 32.6126 | 32.9171 | 32.3642 | 32.538
Scenario 5: High TRC ZEAS Phase In | PG&E | Com | FoodServ | Com - College | Energy Efficiency | ROB | New Adoptions | 56.9118 | 56.9675 | 58.7744 | 58.7923 | 58.6459 | 58.4817 | 58.323 | 58.0495 | 57.807 | 57.585 | 57.3829 | 57.2284 | 57.1155
Scenario 5: High TRC ZEAS Phase In | PG&E | Com | FoodServ | Com - College | Energy Efficiency | ROB | Total Adoptions | 152.8472 | 155.443 | 161.4218 | 164.1704 | 166.387 | 168.4847 | 170.5235 | 172.2103 | 173.8605 | 175.4435 | 176.9532 | 178.4328 | 179.912
Scenario 5: High TRC ZEAS Phase In | PG&E | Com | FoodServ | Com - College | Fuel Substitution | ROB | New Adoptions | 0.12644 | 0.13903 | 0.15274 | 0.16502 | 0.17691 | 0.18855 | 0.19986 | 0.22102 | 0.24599 | 0.27681 | 0.31478 | 0.35806 | 0.40761
Scenario 5: High TRC ZEAS Phase In | PG&E | Com | FoodServ | Com - College | Fuel Substitution | ROB | Total Adoptions | 0.15228 | 0.16972 | 0.18882 | 0.20642 | 0.22379 | 0.24101 | 0.258 | 0.28546 | 0.31737 | 0.35601 | 0.40295 | 0.45653 | 0.51796
Scenario 5: High TRC ZEAS Phase In | PG&E | Com | FoodServ | Com - Grocery | Energy Efficiency | NEW | New Adoptions | 145.7227 | 151.7769 | 158.8724 | 168.8077 | 173.2618 | 179.9372 | 185.727 | 191.2599 | 194.6246 | 198.1624 | 201.7839 | 204.9282 | 208.3884
Scenario 5: High TRC ZEAS Phase In | PG&E | Com | FoodServ | Com - Grocery | Energy Efficiency | NEW | Total Adoptions | 145.7227 | 151.7769 | 158.8724 | 168.8077 | 173.2618 | 179.9372 | 185.727 | 191.2599 | 194.6246 | 198.1624 | 201.7839 | 204.9282 | 208.3884
Scenario 5: High TRC ZEAS Phase In | PG&E | Com | FoodServ | Com - Grocery | Energy Efficiency | ROB | New Adoptions | 387.229 | 386.4788 | 396.5421 | 393.7744 | 390.4266 | 386.8515 | 383.242 | 379.3686 | 375.6684 | 372.2511 | 369.1238 | 366.4462 | 364.185
Scenario 5: High TRC ZEAS Phase In | PG&E | Com | FoodServ | Com - Grocery | Energy Efficiency | ROB | Total Adoptions | 927.3448 | 944.6175 | 984.0353 | 998.9233 | 1012.5358 | 1025.3913 | 1037.6621 | 1048.6913 | 1059.1819 | 1069.3554 | 1079.2718 | 1089.3179 | 1099.5435
Scenario 5: High TRC ZEAS Phase In | PG&E | Com | FoodServ | Com - Grocery | Fuel Substitution | ROB | New Adoptions | 1.1399 | 1.2596 | 1.3855 | 1.5027 | 1.6163 | 1.7265 | 1.8343 | 1.9729 | 2.1245 | 2.2932 | 2.4845 | 2.694 | 2.9254
Scenario 5: High TRC ZEAS Phase In | PG&E | Com | FoodServ | Com - Grocery | Fuel Substitution | ROB | Total Adoptions | 1.3608 | 1.5218 | 1.6926 | 1.8549 | 2.0148 | 2.1721 | 2.3276 | 2.516 | 2.7198 | 2.9438 | 3.1941 | 3.4671 | 3.7675
Scenario 5: High TRC ZEAS Phase In | PG&E | Com | FoodServ | Com - Health | Energy Efficiency | NEW | New Adoptions | 64.5794 | 65.9304 | 71.575 | 72.2474 | 74.3809 | 74.5572 | 82.8913 | 79.3279 | 79.5185 | 78.177 | 75.4346 | 76.524 | 77.7063
Scenario 5: High TRC ZEAS Phase In | PG&E | Com | FoodServ | Com - Health | Energy Efficiency | NEW | Total Adoptions | 64.5794 | 65.9304 | 71.575 | 72.2474 | 74.3809 | 74.5572 | 82.8913 | 79.3279 | 79.5185 | 78.177 | 75.4346 | 76.524 | 77.7063
Scenario 5: High TRC ZEAS Phase In | PG&E | Com | FoodServ | Com - Health | Energy Efficiency | ROB | New Adoptions | 140.3398 | 141.3934 | 144.8316 | 145.1338 | 145.0274 | 144.6896 | 144.566 | 144.3085 | 144.1172 | 143.9948 | 143.9004 | 143.872 | 143.9016
Scenario 5: High TRC ZEAS Phase In | PG&E | Com | FoodServ | Com - Health | Energy Efficiency | ROB | Total Adoptions | 372.3381 | 380.2689 | 393.5363 | 400.6033 | 406.8585 | 412.423 | 418.5226 | 423.9784 | 429.3131 | 434.4928 | 439.4131 | 444.3092 | 449.1888
Scenario 5: High TRC ZEAS Phase In | PG&E | Com | FoodServ | Com - Health | Fuel Substitution | ROB | New Adoptions | 0.31811 | 0.35601 | 0.39593 | 0.43311 | 0.47906 | 0.52821 | 0.5821 | 0.64333 | 0.71024 | 0.78423 | 0.86602 | 0.95754 | 1.0605
Scenario 5: High TRC ZEAS Phase In | PG&E | Com | FoodServ | Com - Health | Fuel Substitution | ROB | Total Adoptions | 0.38 | 0.42983 | 0.48307 | 0.53377 | 0.59427 | 0.65897 | 0.72958 | 0.80895 | 0.89559 | 0.99118 | 1.0967 | 1.2145 | 1.3466
Scenario 5: High TRC ZEAS Phase In | PG&E | Com | FoodServ | Com - Lodging | Energy Efficiency | NEW | New Adoptions | 98.7542 | 101.5835 | 104.6359 | 107.2302 | 111.1615 | 113.2776 | 115.3967 | 117.2244 | 118.4566 | 120.2398 | 121.6257 | 122.3681 | 127.9132
Scenario 5: High TRC ZEAS Phase In | PG&E | Com | FoodServ | Com - Lodging | Energy Efficiency | NEW | Total Adoptions | 98.7542 | 101.5835 | 104.6359 | 107.2302 | 111.1615 | 113.2776 | 115.3967 | 117.2244 | 118.4566 | 120.2398 | 121.6257 | 122.3681 | 127.9132
Scenario 5: High TRC ZEAS Phase In | PG&E | Com | FoodServ | Com - Lodging | Energy Efficiency | ROB | New Adoptions | 173.8376 | 176.0085 | 179.0212 | 180.6599 | 182.0807 | 183.4846 | 184.8861 | 186.3616 | 187.873 | 189.4154 | 190.9499 | 192.3549 | 193.8864
Scenario 5: High TRC ZEAS Phase In | PG&E | Com | FoodServ | Com - Lodging | Energy Efficiency | ROB | Total Adoptions | 450.214 | 461.0606 | 473.8811 | 484.0584 | 493.8346 | 503.4694 | 512.9576 | 522.4578 | 531.9097 | 541.3638 | 550.7735 | 559.8423 | 569.4077
Scenario 5: High TRC ZEAS Phase In | PG&E | Com | FoodServ | Com - Lodging | Fuel Substitution | ROB | New Adoptions | 0.32706 | 0.36311 | 0.39939 | 0.43443 | 0.4749 | 0.51715 | 0.5646 | 0.61512 | 0.66859 | 0.72594 | 0.78799 | 0.85602 | 0.93171
Scenario 5: High TRC ZEAS Phase In | PG&E | Com | FoodServ | Com - Lodging | Fuel Substitution | ROB | Total Adoptions | 0.38797 | 0.43603 | 0.48511 | 0.53333 | 0.58768 | 0.64447 | 0.70731 | 0.77414 | 0.84492 | 0.92075 | 1.0026 | 1.092 | 1.1909
Scenario 5: High TRC ZEAS Phase In | PG&E | Com | FoodServ | Com - Office (Large) | Energy Efficiency | NEW | New Adoptions | 9.4682 | 9.3178 | 9.272 | 9.1488 | 9.0922 | 8.9976 | 8.9571 | 8.8268 | 8.6241 | 8.5081 | 8.3728 | 8.2495 | 8.141
Scenario 5: High TRC ZEAS Phase In | PG&E | Com | FoodServ | Com - Office (Large) | Energy Efficiency | NEW | Total Adoptions | 9.4682 | 9.3178 | 9.272 | 9.1488 | 9.0922 | 8.9976 | 8.9571 | 8.8268 | 8.6241 | 8.5081 | 8.3728 | 8.2495 | 8.141
Scenario 5: High TRC ZEAS Phase In | PG&E | Com | FoodServ | Com - Office (Large) | Energy Efficiency | ROB | New Adoptions | 11.7147 | 11.7807 | 11.845 | 11.9085 | 11.9759 | 12.0469 | 12.1241 | 12.2046 | 12.2865 | 12.3724 | 12.4615 | 12.554 | 12.65
Scenario 5: High TRC ZEAS Phase In | PG&E | Com | FoodServ | Com - Office (Large) | Energy Efficiency | ROB | Total Adoptions | 34.3853 | 34.7539 | 35.1182 | 35.4756 | 35.8364 | 36.1987 | 36.5693 | 36.9398 | 37.3038 | 37.6701 | 38.0369 | 38.4053 | 38.7766
Scenario 5: High TRC ZEAS Phase In | PG&E | Com | FoodServ | Com - Office (Small) | Energy Efficiency | NEW | New Adoptions | 1.5908 | 1.604 | 1.6253 | 0 | 17.917 | 1.5152 | 1.5313 | 1.5451 | 1.5527 | 1.5623 | 1.5725 | 1.5826 | 1.5936
Scenario 5: High TRC ZEAS Phase In | PG&E | Com | FoodServ | Com - Office (Small) | Energy Efficiency | NEW | Total Adoptions | 1.5908 | 1.604 | 1.6253 | 0 | 17.917 | 1.5152 | 1.5313 | 1.5451 | 1.5527 | 1.5623 | 1.5725 | 1.5826 | 1.5936
Scenario 5: High TRC ZEAS Phase In | PG&E | Com | FoodServ | Com - Office (Small) | Energy Efficiency | ROB | New Adoptions | 3.2384 | 3.258 | 3.2763 | 2.7532 | 3.3003 | 3.3204 | 3.3413 | 3.3631 | 3.3857 | 3.4092 | 3.4338 | 3.4593 | 3.4858
Scenario 5: High TRC ZEAS Phase In | PG&E | Com | FoodServ | Com - Office (Small) | Energy Efficiency | ROB | Total Adoptions | 9.6357 | 9.73 | 9.8221 | 8.27 | 10.0027 | 10.0932 | 10.1846 | 10.2769 | 10.3699 | 10.4639 | 10.5592 | 10.6559 | 10.754
Scenario 5: High TRC ZEAS Phase In | PG&E | Com | FoodServ | Com - Other | Energy Efficiency | NEW | New Adoptions | 142.981 | 148.2841 | 154.5389 | 162.2217 | 165.8369 | 172.1938 | 179.0519 | 184.3008 | 186.3862 | 190.0717 | 193.8897 | 197.2515 | 200.9742
Scenario 5: High TRC ZEAS Phase In | PG&E | Com | FoodServ | Com - Other | Energy Efficiency | NEW | Total Adoptions | 142.981 | 148.2841 | 154.5389 | 162.2217 | 165.8369 | 172.1938 | 179.0519 | 184.3008 | 186.3862 | 190.0717 | 193.8897 | 197.2515 | 200.9742
Scenario 5: High TRC ZEAS Phase In | PG&E | Com | FoodServ | Com - Other | Energy Efficiency | ROB | New Adoptions | 451.6511 | 457.1811 | 472.3954 | 476.2097 | 479.5287 | 482.618 | 485.6155 | 488.3706 | 490.6952 | 492.9604 | 494.8985 | 496.675 | 498.1992
Scenario 5: High TRC ZEAS Phase In | PG&E | Com | FoodServ | Com - Other | Energy Efficiency | ROB | Total Adoptions | 1066.8275 | 1091.101 | 1135.3194 | 1157.955 | 1179.7368 | 1201.1108 | 1222.2809 | 1242.8508 | 1262.3064 | 1281.5016 | 1299.983 | 1318.1694 | 1335.9849
Scenario 5: High TRC ZEAS Phase In | PG&E | Com | FoodServ | Com - Other | Fuel Substitution | ROB | New Adoptions | 1.2556 | 1.4015 | 1.5699 | 1.7199 | 1.8691 | 2.0176 | 2.1649 | 2.3263 | 2.5152 | 2.7159 | 2.9445 | 3.1909 | 3.4584
Scenario 5: High TRC ZEAS Phase In | PG&E | Com | FoodServ | Com - Other | Fuel Substitution | ROB | Total Adoptions | 1.5025 | 1.6992 | 1.9269 | 2.1353 | 2.3457 | 2.5579 | 2.7711 | 3.0012 | 3.2626 | 3.5396 | 3.8496 | 4.1828 | 4.5432
Scenario 5: High TRC ZEAS Phase In | PG&E | Com | FoodServ | Com - Restaurant | Energy Efficiency | NEW | New Adoptions | 338.8235 | 344.4505 | 354.8279 | 367.33 | 375.1831 | 381.566 | 390.2419 | 396.9642 | 402.1431 | 408.1019 | 413.1715 | 0 | 4563.6862
Scenario 5: High TRC ZEAS Phase In | PG&E | Com | FoodServ | Com - Restaurant | Energy Efficiency | NEW | Total Adoptions | 338.8235 | 344.4505 | 354.8279 | 367.33 | 375.1831 | 381.566 | 390.2419 | 396.9642 | 402.1431 | 408.1019 | 413.1715 | 0 | 4563.6862
Scenario 5: High TRC ZEAS Phase In | PG&E | Com | FoodServ | Com - Restaurant | Energy Efficiency | ROB | New Adoptions | 1035.69 | 1039.3325 | 1054.772 | 1052.675 | 1048.9316 | 1044.3034 | 1039.3325 | 1034.0173 | 1028.4751 | 1023.2536 | 1018.1925 | 907.2855 | 964.374
Scenario 5: High TRC ZEAS Phase In | PG&E | Com | FoodServ | Com - Restaurant | Energy Efficiency | ROB | Total Adoptions | 2416.7353 | 2464.9211 | 2538.4777 | 2578.896 | 2616.0549 | 2650.7177 | 2683.6579 | 2714.5031 | 2743.3067 | 2771.2157 | 2798.0075 | 2540.0816 | 2843.7173
Scenario 5: High TRC ZEAS Phase In | PG&E | Com | FoodServ | Com - Restaurant | Fuel Substitution | ROB | New Adoptions | 3.2751 | 3.6421 | 4.0318 | 4.4003 | 4.7629 | 5.1207 | 5.4726 | 5.8539 | 6.268 | 6.7039 | 7.1767 | 6.8359 | 7.2994
Scenario 5: High TRC ZEAS Phase In | PG&E | Com | FoodServ | Com - Restaurant | Fuel Substitution | ROB | Total Adoptions | 3.9071 | 4.398 | 4.924 | 5.431 | 5.9374 | 6.4435 | 6.9473 | 7.4855 | 8.0623 | 8.6675 | 9.3172 | 8.9309 | 9.4945
Scenario 5: High TRC ZEAS Phase In | PG&E | Com | FoodServ | Com - Retail | Energy Efficiency | NEW | New Adoptions | 5.7252 | 6.0841 | 6.5025 | 0 | 66.3886 | 6.8224 | 7.5762 | 7.9481 | 8.2185 | 8.4843 | 8.7481 | 8.9818 | 9.2214
Scenario 5: High TRC ZEAS Phase In | PG&E | Com | FoodServ | Com - Retail | Energy Efficiency | NEW | Total Adoptions | 5.7252 | 6.0841 | 6.5025 | 0 | 66.3886 | 6.8224 | 7.5762 | 7.9481 | 8.2185 | 8.4843 | 8.7481 | 8.9818 | 9.2214
Scenario 5: High TRC ZEAS Phase In | PG&E | Com | FoodServ | Com - Retail | Energy Efficiency | ROB | New Adoptions | 9.2773 | 9.2888 | 9.2974 | 8.476 | 9.2999 | 9.3092 | 9.3268 | 9.3482 | 9.3728 | 9.4009 | 9.4328 | 9.4683 | 9.5075
Scenario 5: High TRC ZEAS Phase In | PG&E | Com | FoodServ | Com - Retail | Energy Efficiency | ROB | Total Adoptions | 27.5407 | 27.6723 | 27.7996 | 25.4074 | 28.0546 | 28.1704 | 28.3064 | 28.4485 | 28.5945 | 28.7454 | 28.9023 | 29.0648 | 29.2339
Scenario 5: High TRC ZEAS Phase In | PG&E | Com | FoodServ | Com - School | Energy Efficiency | NEW | New Adoptions | 144.1606 | 146.1357 | 148.0067 | 150.2515 | 150.0546 | 150.7832 | 150.926 | 151.521 | 151.903 | 152.4725 | 153.0366 | 154.2187 | 154.7098
Scenario 5: High TRC ZEAS Phase In | PG&E | Com | FoodServ | Com - School | Energy Efficiency | NEW | Total Adoptions | 144.1606 | 146.1357 | 148.0067 | 150.2515 | 150.0546 | 150.7832 | 150.926 | 151.521 | 151.903 | 152.4725 | 153.0366 | 154.2187 | 154.7098
Scenario 5: High TRC ZEAS Phase In | PG&E | Com | FoodServ | Com - School | Energy Efficiency | ROB | New Adoptions | 155.2747 | 156.4822 | 159.4335 | 160.2066 | 161.0097 | 161.9541 | 163.0398 | 164.2888 | 165.6344 | 166.9954 | 168.3206 | 169.5864 | 170.475
Scenario 5: High TRC ZEAS Phase In | PG&E | Com | FoodServ | Com - School | Energy Efficiency | ROB | Total Adoptions | 418.7929 | 426.9816 | 438.7257 | 445.936 | 452.8974 | 459.8776 | 466.9046 | 474.0997 | 481.3891 | 488.6768 | 495.9096 | 503.0993 | 509.5572
Scenario 5: High TRC ZEAS Phase In | PG&E | Com | FoodServ | Com - School | Fuel Substitution | ROB | New Adoptions | 0.1557 | 0.16492 | 0.17817 | 0.19928 | 0.22773 | 0.26166 | 0.29953 | 0.34358 | 0.39459 | 0.45241 | 0.51759 | 0.59219 | 0.6966
Scenario 5: High TRC ZEAS Phase In | PG&E | Com | FoodServ | Com - School | Fuel Substitution | ROB | Total Adoptions | 0.18786 | 0.20199 | 0.221 | 0.2476 | 0.28226 | 0.32325 | 0.36919 | 0.42259 | 0.48447 | 0.55493 | 0.63475 | 0.72635 | 0.85171
Scenario 5: High TRC ZEAS Phase In | PG&E | Com | HVAC | Com - College | Energy Efficiency | NEW | New Adoptions | 21006.9399 | 22058.9588 | 1600.6887 | 155435.1184 | 23027.7487 | 23169.2971 | 12637.1753 | 1609.2448 | 1641.7018 | 1660.7971 | 1667.0186 | 1617.9757 | 1619.7609
Scenario 5: High TRC ZEAS Phase In | PG&E | Com | HVAC | Com - College | Energy Efficiency | NEW | Total Adoptions | 21006.9399 | 22058.9588 | 1600.6887 | 155435.1184 | 23027.7487 | 23169.2971 | 12637.1753 | 1609.2448 | 1641.7018 | 1660.7971 | 1667.0186 | 1617.9757 | 1619.7609
Scenario 5: High TRC ZEAS Phase In | PG&E | Com | HVAC | Com - College | Energy Efficiency | RET | New Adoptions | 2.286 | 0 | 0.62952 | 0.043084 | 0 | 0 | 0 | 0 | 0 | 0 | 0 | 0 | 0
Scenario 5: High TRC ZEAS Phase In | PG&E | Com | HVAC | Com - College | Energy Efficiency | RET | Total Adoptions | 2.6351 | 0.32579 | 0.93597 | 0.32927 | 0.2671 | 0.2493 | 0.23268 | 0.21716 | 0.20269 | 0.18917 | 0.17656 | 0.16479 | 0.15381
Scenario 5: High TRC ZEAS Phase In | PG&E | Com | HVAC | Com - College | Energy Efficiency | ROB | New Adoptions | 57947.6172 | 58619.4085 | 54732.5543 | 55300.8924 | 54576.7146 | 26830.5276 | 64.3645 | 63.2593 | 62.1896 | 61.1619 | 60.1856 | 59.2504 | 58.3749
Scenario 5: High TRC ZEAS Phase In | PG&E | Com | HVAC | Com - College | Energy Efficiency | ROB | Total Adoptions | 89219.004 | 93204.018 | 89895.9429 | 99314.173 | 101665.4292 | 51924.9247 | 141.5667 | 142.5832 | 143.5491 | 144.4668 | 145.3433 | 146.1415 | 146.9125
Scenario 5: High TRC ZEAS Phase In | PG&E | Com | HVAC | Com - College | Fuel Substitution | ROB | New Adoptions | 409.2749 | 449.5129 | 470.5171 | 486.613 | 0 | 0 | 0 | 0 | 0 | 0 | 0 | 0 | 0
Scenario 5: High TRC ZEAS Phase In | PG&E | Com | HVAC | Com - College | Fuel Substitution | ROB | Total Adoptions | 519.036 | 580.1579 | 620.8629 | 657.1931 | 0 | 0 | 0 | 0 | 0 | 0 | 0 | 0 | 0
Scenario 5: High TRC ZEAS Phase In | PG&E | Com | HVAC | Com - Grocery | Energy Efficiency | NEW | New Adoptions | 410.1883 | 454.4304 | 501.7109 | 546.9912 | 583.5453 | 626.1241 | 663.8948 | 698.8519 | 723.6973 | 747.2815 | 769.0373 | 787.2366 | 805.1823
Scenario 5: High TRC ZEAS Phase In | PG&E | Com | HVAC | Com - Grocery | Energy Efficiency | NEW | Total Adoptions | 410.1883 | 454.4304 | 501.7109 | 546.9912 | 583.5453 | 626.1241 | 663.8948 | 698.8519 | 723.6973 | 747.2815 | 769.0373 | 787.2366 | 805.1823
Scenario 5: High TRC ZEAS Phase In | PG&E | Com | HVAC | Com - Grocery | Energy Efficiency | ROB | New Adoptions | 1797.4666 | 1921.5301 | 2028.657 | 2118.5112 | 2191.351 | 2247.4652 | 2294.2809 | 2341.6872 | 2375.9987 | 2396.6048 | 2406.5265 | 2407.7218 | 2403.1203
Scenario 5: High TRC ZEAS Phase In | PG&E | Com | HVAC | Com - Grocery | Energy Efficiency | ROB | Total Adoptions | 2128.2987 | 2309.2608 | 2476.6494 | 2629.4203 | 2766.9321 | 2888.8876 | 3002.4352 | 3118.005 | 3220.4892 | 3308.38 | 3384.1976 | 3449.3785 | 3506.718
Scenario 5: High TRC ZEAS Phase In | PG&E | Com | HVAC | Com - Grocery | Fuel Substitution | ROB | New Adoptions | 882.8547 | 933.6952 | 975.8553 | 1008.269 | 373.9418 | 54.1775 | 54.9483 | 55.0147 | 54.6315 | 53.9509 | 53.0721 | 52.068 | 50.99
Scenario 5: High TRC ZEAS Phase In | PG&E | Com | HVAC | Com - Grocery | Fuel Substitution | ROB | Total Adoptions | 1118.9889 | 1207.9209 | 1289.5573 | 1362.2649 | 512.7551 | 62.8327 | 64.6224 | 65.7145 | 66.3435 | 66.6469 | 66.7136 | 66.6101 | 66.3834
Scenario 5: High TRC ZEAS Phase In | PG&E | Com | HVAC | Com - Health | Energy Efficiency | NEW | New Adoptions | 12393.0569 | 17558.517 | 19322.8677 | 19568.8888 | 20243.5573 | 873.5728 | 46851.2404 | 937.0484 | 949.8683 | 941.8448 | 914.5357 | 931.9842 | 949.5089
Scenario 5: High TRC ZEAS Phase In | PG&E | Com | HVAC | Com - Health | Energy Efficiency | NEW | Total Adoptions | 12393.0569 | 17558.517 | 19322.8677 | 19568.8888 | 20243.5573 | 873.5728 | 46851.2404 | 937.0484 | 949.8683 | 941.8448 | 914.5357 | 931.9842 | 949.5089
Scenario 5: High TRC ZEAS Phase In | PG&E | Com | HVAC | Com - Health | Energy Efficiency | RET | New Adoptions | 866.8104 | 883.1666 | 882.355 | 869.0465 | 848.0537 | 826.4825 | 804.706 | 784.2299 | 0.85501 | 0.85733 | 402.4582 | 700.4274 | 677.5362
Scenario 5: High TRC ZEAS Phase In | PG&E | Com | HVAC | Com - Health | Energy Efficiency | RET | Total Adoptions | 975.0949 | 988.1573 | 984.2679 | 968.0277 | 944.2052 | 919.8972 | 895.4695 | 872.428 | 0.93757 | 0.93819 | 441.2749 | 768.1109 | 743.7188
Scenario 5: High TRC ZEAS Phase In | PG&E | Com | HVAC | Com - Health | Energy Efficiency | ROB | New Adoptions | 51007.8654 | 51960.1721 | 52279.495 | 52086.5511 | 33841.1347 | 32602.5879 | 3109.1722 | 3171.6316 | 3226.9788 | 3266.3636 | 3292.4383 | 3308.4042 | 3316.9968
Scenario 5: High TRC ZEAS Phase In | PG&E | Com | HVAC | Com - Health | Energy Efficiency | ROB | Total Adoptions | 82082.1886 | 85956.0839 | 89251.3298 | 91992.5204 | 61358.2797 | 60978.5684 | 4161.6559 | 4313.244 | 4457.9022 | 4584.9156 | 4695.9584 | 4794.9155 | 4884.3304
Scenario 5: High TRC ZEAS Phase In | PG&E | Com | HVAC | Com - Health | Fuel Substitution | ROB | New Adoptions | 714.162 | 759.2553 | 796.7581 | 826.0335 | 0.13388 | 0.072587 | 0.074024 | 0.074519 | 0 | 0.073883 | 0.073084 | 0.072098 | 0.070993
Scenario 5: High TRC ZEAS Phase In | PG&E | Com | HVAC | Com - Health | Fuel Substitution | ROB | Total Adoptions | 903.6751 | 980.5405 | 1051.2828 | 1114.7789 | 0.15167 | 0.084227 | 0.087095 | 0.089046 | 0 | 0.091291 | 0.091884 | 0.092243 | 0.092428
Scenario 5: High TRC ZEAS Phase In | PG&E | Com | HVAC | Com - Lodging | Energy Efficiency | NEW | New Adoptions | 10569.5974 | 11239.3457 | 11858.6172 | 12247.9098 | 12746.4957 | 13022.8022 | 7016.383 | 792.0695 | 810.985 | 767.0576 | 781.1242 | 794.3054 | 805.1046
Scenario 5: High TRC ZEAS Phase In | PG&E | Com | HVAC | Com - Lodging | Energy Efficiency | NEW | Total Adoptions | 10569.5974 | 11239.3457 | 11858.6172 | 12247.9098 | 12746.4957 | 13022.8022 | 7016.383 | 792.0695 | 810.985 | 767.0576 | 781.1242 | 794.3054 | 805.1046
Scenario 5: High TRC ZEAS Phase In | PG&E | Com | HVAC | Com - Lodging | Energy Efficiency | RET | New Adoptions | 556.8669 | 578.2389 | 583.6109 | 603.4019 | 618.6363 | 628.6836 | 633.0247 | 631.2699 | 0 | 0 | 0 | 0 | 0
Scenario 5: High TRC ZEAS Phase In | PG&E | Com | HVAC | Com - Lodging | Energy Efficiency | RET | Total Adoptions | 591.7466 | 613.3633 | 617.2715 | 637.5003 | 653.2109 | 663.7473 | 668.5643 | 667.2459 | 0 | 0 | 0 | 0 | 0
Scenario 5: High TRC ZEAS Phase In | PG&E | Com | HVAC | Com - Lodging | Energy Efficiency | ROB | New Adoptions | 22518.4088 | 22856.9051 | 22941.8116 | 22822.6683 | 22550.4484 | 11957.0988 | 1782.2973 | 1822.6292 | 1687.2564 | 1714.0091 | 1734.0859 | 1748.5335 | 1758.378
Scenario 5: High TRC ZEAS Phase In | PG&E | Com | HVAC | Com - Lodging | Energy Efficiency | ROB | Total Adoptions | 35536.0672 | 37246.9839 | 38717.9947 | 39974.6202 | 41061.3195 | 22157.5389 | 2368.5579 | 2464.1346 | 2319.0447 | 2395.6621 | 2465.1066 | 2528.1393 | 2585.2469
Scenario 5: High TRC ZEAS Phase In | PG&E | Com | HVAC | Com - Lodging | Fuel Substitution | ROB | New Adoptions | 644.6771 | 682.1022 | 702.9393 | 725.6351 | 365.8952 | 12.254 | 12.4489 | 12.4816 | 0.032277 | 0.031904 | 0.031421 | 0.027869 | 0.02733
Scenario 5: High TRC ZEAS Phase In | PG&E | Com | HVAC | Com - Lodging | Fuel Substitution | ROB | Total Adoptions | 814.3769 | 879.59 | 927.6805 | 979.6259 | 504.6544 | 14.1904 | 14.6145 | 14.8781 | 0.039112 | 0.039309 | 0.039373 | 0.035589 | 0.035492
Scenario 5: High TRC ZEAS Phase In | PG&E | Com | HVAC | Com - Office (Large) | Energy Efficiency | NEW | New Adoptions | 252298.3266 | 260029.2374 | 267938.5661 | 271626.0233 | 274872.9824 | 276063.2725 | 140014.6355 | 1254.9924 | 1240.8183 | 18.5706 | 18.2408 | 17.9425 | 17.6812
Scenario 5: High TRC ZEAS Phase In | PG&E | Com | HVAC | Com - Office (Large) | Energy Efficiency | NEW | Total Adoptions | 252298.3266 | 260029.2374 | 267938.5661 | 271626.0233 | 274872.9824 | 276063.2725 | 140014.6355 | 1254.9924 | 1240.8183 | 18.5706 | 18.2408 | 17.9425 | 17.6812
Scenario 5: High TRC ZEAS Phase In | PG&E | Com | HVAC | Com - Office (Large) | Energy Efficiency | RET | New Adoptions | 0 | 0 | 0 | 0 | 0 | 0 | 0 | 0 | 0 | 0 | 0 | 0 | 0
Scenario 5: High TRC ZEAS Phase In | PG&E | Com | HVAC | Com - Office (Large) | Energy Efficiency | RET | Total Adoptions | 0 | 0 | 0 | 0 | 0 | 0 | 0 | 0 | 0 | 0 | 0 | 0 | 0
Scenario 5: High TRC ZEAS Phase In | PG&E | Com | HVAC | Com - Office (Large) | Energy Efficiency | ROB | New Adoptions | 293807.1795 | 295368.7714 | 292786.1357 | 287601.1898 | 280597.2488 | 136782.5596 | 962.1978 | 974.2605 | 25.2208 | 24.9127 | 24.634 | 24.3083 | 23.7751
Scenario 5: High TRC ZEAS Phase In | PG&E | Com | HVAC | Com - Office (Large) | Energy Efficiency | ROB | Total Adoptions | 487664.2259 | 510583.7911 | 529139.9439 | 544633.7709 | 557685.704 | 285281.9699 | 1258.5093 | 1296.6875 | 56.6927 | 57.1976 | 57.6915 | 58.0426 | 57.9196
Scenario 5: High TRC ZEAS Phase In | PG&E | Com | HVAC | Com - Office (Large) | Fuel Substitution | ROB | New Adoptions | 0.16995 | 1.3021 | 1.3244 | 1.3304 | 0 | 0 | 0 | 0 | 0 | 0 | 0 | 0 | 0
Scenario 5: High TRC ZEAS Phase In | PG&E | Com | HVAC | Com - Office (Large) | Fuel Substitution | ROB | Total Adoptions | 0.18565 | 1.7032 | 1.7733 | 1.8256 | 0 | 0 | 0 | 0 | 0 | 0 | 0 | 0 | 0
Scenario 5: High TRC ZEAS Phase In | PG&E | Com | HVAC | Com - Office (Small) | Energy Efficiency | NEW | New Adoptions | 2594.2831 | 2683.5096 | 2801.9655 | 0 | 281536.4956 | 46794.6331 | 47849.1315 | 2716.2645 | 2733.1185 | 2751.7145 | 2770.3661 | 2788.7484 | 2807.7995
Scenario 5: High TRC ZEAS Phase In | PG&E | Com | HVAC | Com - Office (Small) | Energy Efficiency | NEW | Total Adoptions | 2594.2831 | 2683.5096 | 2801.9655 | 0 | 281536.4956 | 46794.6331 | 47849.1315 | 2716.2645 | 2733.1185 | 2751.7145 | 2770.3661 | 2788.7484 | 2807.7995
Scenario 5: High TRC ZEAS Phase In | PG&E | Com | HVAC | Com - Office (Small) | Energy Efficiency | ROB | New Adoptions | 44.3346 | 112.313 | 111.9275 | 42492.9641 | 75813.4678 | 74519.6432 | 40.0402 | 39.6786 | 38.4929 | 38.1166 | 38.6042 | 38.1399 | 37.3567
Scenario 5: High TRC ZEAS Phase In | PG&E | Com | HVAC | Com - Office (Small) | Energy Efficiency | ROB | Total Adoptions | 83.4023 | 194.5391 | 200.0057 | 74092.8906 | 152065.8727 | 155230.1038 | 90.2615 | 91.1994 | 90.9836 | 91.7883 | 93.7301 | 94.2531 | 94.0664
Scenario 5: High TRC ZEAS Phase In | PG&E | Com | HVAC | Com - Office (Small) | Fuel Substitution | ROB | New Adoptions | 34.4771 | 36.7371 | 55.9831 | 47.2751 | 0 | 0 | 0 | 0 | 0 | 0 | 0 | 0 | 0
Scenario 5: High TRC ZEAS Phase In | PG&E | Com | HVAC | Com - Office (Small) | Fuel Substitution | ROB | Total Adoptions | 37.2936 | 40.0731 | 62.0066 | 53.0933 | 0 | 0 | 0 | 0 | 0 | 0 | 0 | 0 | 0
Scenario 5: High TRC ZEAS Phase In | PG&E | Com | HVAC | Com - Other | Energy Efficiency | NEW | New Adoptions | 8625.5277 | 9043.1748 | 9452.7748 | 9757.3985 | 9908.474 | 10228.4625 | 10592.9818 | 10820.3554 | 10852.2899 | 10914.8756 | 11043.7963 | 11146.7812 | 11273.5014
Scenario 5: High TRC ZEAS Phase In | PG&E | Com | HVAC | Com - Other | Energy Efficiency | NEW | Total Adoptions | 8625.5277 | 9043.1748 | 9452.7748 | 9757.3985 | 9908.474 | 10228.4625 | 10592.9818 | 10820.3554 | 10852.2899 | 10914.8756 | 11043.7963 | 11146.7812 | 11273.5014
Scenario 5: High TRC ZEAS Phase In | PG&E | Com | HVAC | Com - Other | Energy Efficiency | RET | New Adoptions | 11428.1374 | 4052.5223 | 1.1079 | 1.1409 | 1.163 | 1.173 | 1.1702 | 563.8661 | 0 | 0 | 0 | 0.96605 | 0.89508
Scenario 5: High TRC ZEAS Phase In | PG&E | Com | HVAC | Com - Other | Energy Efficiency | RET | Total Adoptions | 13558.0666 | 6055.7664 | 1870.8074 | 1746.1988 | 1629.8889 | 1521.3224 | 1419.9815 | 1924.162 | 1235.8781 | 1153.4862 | 1076.5871 | 1005.8536 | 938.7941
Scenario 5: High TRC ZEAS Phase In | PG&E | Com | HVAC | Com - Other | Energy Efficiency | ROB | New Adoptions | 2890.5281 | 3102.7707 | 3289.1553 | 3316.8357 | 3441.8319 | 3689.8981 | 3774.2443 | 3836.8851 | 3596.7634 | 3631.963 | 3672.4471 | 3700.8853 | 3719.6213
Scenario 5: High TRC ZEAS Phase In | PG&E | Com | HVAC | Com - Other | Energy Efficiency | ROB | Total Adoptions | 3379.9271 | 3677.0925 | 3953.3448 | 4054.0244 | 4272.3009 | 4641.8908 | 4825.0498 | 4986.1769 | 4775.8291 | 4900.5535 | 5030.7803 | 5147.3609 | 5252.2784
Scenario 5: High TRC ZEAS Phase In | PG&E | Com | HVAC | Com - Other | Fuel Substitution | ROB | New Adoptions | 3311.9194 | 3509.6837 | 3672.2934 | 3797.0277 | 3.5999 | 0 | 0 | 0 | 0 | 0 | 0 | 0 | 0
Scenario 5: High TRC ZEAS Phase In | PG&E | Com | HVAC | Com - Other | Fuel Substitution | ROB | Total Adoptions | 4146.1738 | 4482.5955 | 4789.4442 | 5061.8647 | 5.0082 | 0 | 0 | 0 | 0 | 0 | 0 | 0 | 0
Scenario 5: High TRC ZEAS Phase In | PG&E | Com | HVAC | Com - Restaurant | Energy Efficiency | NEW | New Adoptions | 902.6082 | 925.5993 | 957.5541 | 982.925 | 1002.9452 | 1017.7306 | 1037.7964 | 1052.0372 | 1061.9221 | 1073.8059 | 1083.3636 | 0 | 11967.118
Scenario 5: High TRC ZEAS Phase In | PG&E | Com | HVAC | Com - Restaurant | Energy Efficiency | NEW | Total Adoptions | 902.6082 | 925.5993 | 957.5541 | 982.925 | 1002.9452 | 1017.7306 | 1037.7964 | 1052.0372 | 1061.9221 | 1073.8059 | 1083.3636 | 0 | 11967.118
Scenario 5: High TRC ZEAS Phase In | PG&E | Com | HVAC | Com - Restaurant | Energy Efficiency | RET | New Adoptions | 1.034 | 0.15652 | 0 | 0 | 0 | 0 | 0 | 0 | 0 | 0 | 0 | 0.42145 | 0.41658
Scenario 5: High TRC ZEAS Phase In | PG&E | Com | HVAC | Com - Restaurant | Energy Efficiency | RET | Total Adoptions | 1.2928 | 0.39861 | 0.22595 | 0.21089 | 0.19683 | 0.1837 | 0.17146 | 0.16003 | 0.14936 | 0.1394 | 0.14774 | 0.56121 | 0.54887
Scenario 5: High TRC ZEAS Phase In | PG&E | Com | HVAC | Com - Restaurant | Energy Efficiency | ROB | New Adoptions | 200.8033 | 212.1905 | 220.8713 | 226.717 | 229.7674 | 230.2396 | 228.4781 | 224.9018 | 219.9464 | 214.0473 | 207.5735 | 182.5208 | 183.4522
Scenario 5: High TRC ZEAS Phase In | PG&E | Com | HVAC | Com - Restaurant | Energy Efficiency | ROB | Total Adoptions | 275.7817 | 299.5253 | 321.2848 | 340.7308 | 357.6727 | 372.0914 | 384.135 | 394.021 | 402.0287 | 408.4916 | 413.7076 | 381.4615 | 421.1395
Scenario 5: High TRC ZEAS Phase In | PG&E | Com | HVAC | Com - Restaurant | Fuel Substitution | ROB | New Adoptions | 169.6967 | 337.4337 | 351.9016 | 362.5262 | 0 | 0 | 0 | 0 | 0 | 0 | 0 | 0 | 0
Scenario 5: High TRC ZEAS Phase In | PG&E | Com | HVAC | Com - Restaurant | Fuel Substitution | ROB | Total Adoptions | 209.4406 | 435.7574 | 464.6075 | 489.8857 | 0 | 0 | 0 | 0 | 0 | 0 | 0 | 0 | 0
Scenario 5: High TRC ZEAS Phase In | PG&E | Com | HVAC | Com - Retail | Energy Efficiency | NEW | New Adoptions | 24005.6894 | 25710.4539 | 27456.7258 | 0 | 245341.5625 | 27801.5354 | 17830.2448 | 4690.6658 | 4796.4984 | 4284.4971 | 4376.3534 | 4616.3387 | 4835.0545
Scenario 5: High TRC ZEAS Phase In | PG&E | Com | HVAC | Com - Retail | Energy Efficiency | NEW | Total Adoptions | 24005.6894 | 25710.4539 | 27456.7258 | 0 | 245341.5625 | 27801.5354 | 17830.2448 | 4690.6658 | 4796.4984 | 4284.4971 | 4376.3534 | 4616.3387 | 4835.0545
Scenario 5: High TRC ZEAS Phase In | PG&E | Com | HVAC | Com - Retail | Energy Efficiency | RET | New Adoptions | 1228.2548 | 1283.3136 | 0 | 1201.2613 | 1245.0882 | 1284.4585 | 1318.3684 | 1346.2706 | 0 | 0 | 0 | 0 | 0
Scenario 5: High TRC ZEAS Phase In | PG&E | Com | HVAC | Com - Retail | Energy Efficiency | RET | Total Adoptions | 1542.092 | 1612.462 | 220.1465 | 1460.9847 | 1535.7216 | 1599.7259 | 1653.4893 | 1697.3658 | 0 | 0 | 0 | 0 | 0.36954
Scenario 5: High TRC ZEAS Phase In | PG&E | Com | HVAC | Com - Retail | Energy Efficiency | ROB | New Adoptions | 73589.7409 | 74359.2784 | 74341.3925 | 67879.1105 | 68463.9382 | 35570.0749 | 3979.5306 | 4052.5742 | 3567.6576 | 3608.0881 | 3648.7557 | 3677.7478 | 3697.3717
Scenario 5: High TRC ZEAS Phase In | PG&E | Com | HVAC | Com - Retail | Energy Efficiency | ROB | Total Adoptions | 110805.1951 | 115428.9456 | 119292.5417 | 112707.9732 | 124810.8439 | 66072.961 | 5240.5105 | 5416.4725 | 4871.34 | 4999.8434 | 5128.8053 | 5244.6553 | 5349.2246
Scenario 5: High TRC ZEAS Phase In | PG&E | Com | HVAC | Com - Retail | Fuel Substitution | ROB | New Adoptions | 975.4272 | 1057.1806 | 1103.3059 | 1028.0138 | 0.17511 | 0.095027 | 0.096558 | 0.096823 | 0 | 0 | 0 | 0 | 0
Scenario 5: High TRC ZEAS Phase In | PG&E | Com | HVAC | Com - Retail | Fuel Substitution | ROB | Total Adoptions | 1232.1595 | 1362.889 | 1453.6667 | 1390.9611 | 0.19858 | 0.11007 | 0.11337 | 0.11541 | 0 | 0 | 0 | 0 | 0
Scenario 5: High TRC ZEAS Phase In | PG&E | Com | HVAC | Com - School | Energy Efficiency | NEW | New Adoptions | 6891.5038 | 7242.0485 | 36826.8598 | 59647.2685 | 59794.1003 | 60165.5799 | 60111.7263 | 7268.6888 | 7235.5724 | 7002.0472 | 6974.699 | 6978.9965 | 7172.7447
Scenario 5: High TRC ZEAS Phase In | PG&E | Com | HVAC | Com - School | Energy Efficiency | NEW | Total Adoptions | 6891.5038 | 7242.0485 | 36826.8598 | 59647.2685 | 59794.1003 | 60165.5799 | 60111.7263 | 7268.6888 | 7235.5724 | 7002.0472 | 6974.699 | 6978.9965 | 7172.7447
Scenario 5: High TRC ZEAS Phase In | PG&E | Com | HVAC | Com - School | Energy Efficiency | RET | New Adoptions | 5.894 | 0 | 0 | 0 | 0 | 0 | 0 | 0 | 0 | 0 | 0 | 0 | 0
Scenario 5: High TRC ZEAS Phase In | PG&E | Com | HVAC | Com - School | Energy Efficiency | RET | Total Adoptions | 28.7868 | 21.8539 | 20.397 | 19.0372 | 17.768 | 16.5835 | 15.5768 | 14.5383 | 0 | 0 | 0 | 0 | 0
Scenario 5: High TRC ZEAS Phase In | PG&E | Com | HVAC | Com - School | Energy Efficiency | ROB | New Adoptions | 1388.7322 | 39255.2466 | 66718.9032 | 65668.1675 | 64163.5831 | 62357.9888 | 1629.9635 | 1651.0701 | 1200.509 | 1207.9989 | 1215.8416 | 1704.7768 | 1710.9797
Scenario 5: High TRC ZEAS Phase In | PG&E | Com | HVAC | Com - School | Energy Efficiency | ROB | Total Adoptions | 1685.2785 | 65852.472 | 117270.2751 | 120715.4769 | 123557.0979 | 125933.1822 | 2108.8066 | 2174.4649 | 1618.4084 | 1658.2342 | 1698.6073 | 2406.4351 | 2456.708
Scenario 5: High TRC ZEAS Phase In | PG&E | Com | HVAC | Com - School | Fuel Substitution | ROB | New Adoptions | 657.93 | 683.8289 | 701.3459 | 710.4299 | 0 | 0 | 0 | 0 | 0 | 0 | 0 | 0 | 0
Scenario 5: High TRC ZEAS Phase In | PG&E | Com | HVAC | Com - School | Fuel Substitution | ROB | Total Adoptions | 840.0805 | 892.6911 | 937.0899 | 972.7229 | 0 | 0 | 0 | 0 | 0 | 0 | 0 | 0 | 0
Scenario 5: High TRC ZEAS Phase In | PG&E | Com | HVAC | Com - Warehouse | Energy Efficiency | NEW | New Adoptions | 110.4657 | 158.0994 | 170.7664 | 183.5918 | 195.4894 | 207.0454 | 258.1529 | 304.1055 | 310.9447 | 117.2972 | 118.656 | 119.8907 | 121.1273
Scenario 5: High TRC ZEAS Phase In | PG&E | Com | HVAC | Com - Warehouse | Energy Efficiency | NEW | Total Adoptions | 110.4657 | 158.0994 | 170.7664 | 183.5918 | 195.4894 | 207.0454 | 258.1529 | 304.1055 | 310.9447 | 117.2972 | 118.656 | 119.8907 | 121.1273
Scenario 5: High TRC ZEAS Phase In | PG&E | Com | HVAC | Com - Warehouse | Energy Efficiency | ROB | New Adoptions | 573.1502 | 619.1591 | 659.8716 | 695.2858 | 725.4364 | 877.9348 | 902.2924 | 921.7911 | 411.723 | 417.7971 | 422.5202 | 425.8976 | 592.9642
Scenario 5: High TRC ZEAS Phase In | PG&E | Com | HVAC | Com - Warehouse | Energy Efficiency | ROB | Total Adoptions | 697.7513 | 759.2645 | 816.6494 | 869.7899 | 918.5316 | 1142.4296 | 1191.0306 | 1234.9706 | 562.3229 | 579.1113 | 594.6587 | 608.832 | 850.3643
Scenario 5: High TRC ZEAS Phase In | PG&E | Com | HVAC | Com - Warehouse | Fuel Substitution | ROB | New Adoptions | 207.846 | 220.9963 | 231.9725 | 240.5825 | 0.01997 | 0 | 0 | 0 | 0 | 0 | 0 | 0 | 0
Scenario 5: High TRC ZEAS Phase In | PG&E | Com | HVAC | Com - Warehouse | Fuel Substitution | ROB | Total Adoptions | 263.5352 | 285.7609 | 306.2216 | 324.5856 | 0.022417 | 0 | 0 | 0 | 0 | 0 | 0 | 0 | 0
Scenario 5: High TRC ZEAS Phase In | PG&E | Com | Lighting | Com - College | Energy Efficiency | NEW | New Adoptions | 0 | 0 | 0 | 0 | 0 | 0 | 0 | 0 | 0 | 0 | 0 | 0 | 0
Scenario 5: High TRC ZEAS Phase In | PG&E | Com | Lighting | Com - College | Energy Efficiency | NEW | Total Adoptions | 0 | 0 | 0 | 0 | 0 | 0 | 0 | 0 | 0 | 0 | 0 | 0 | 0
Scenario 5: High TRC ZEAS Phase In | PG&E | Com | Lighting | Com - College | Energy Efficiency | ROB | New Adoptions | 0 | 0 | 0 | 0 | 0 | 0 | 0 | 0 | 0 | 0 | 0 | 0 | 0
Scenario 5: High TRC ZEAS Phase In | PG&E | Com | Lighting | Com - College | Energy Efficiency | ROB | Total Adoptions | 0 | 0 | 0 | 0 | 0 | 0 | 0 | 0 | 0 | 0 | 0 | 0 | 0
Scenario 5: High TRC ZEAS Phase In | PG&E | Com | Lighting | Com - Grocery | Energy Efficiency | NEW | New Adoptions | 99.5668 | 108.1091 | 117.2907 | 285.5345 | 294.4128 | 306.834 | 317.5459 | 327.663 | 333.9295 | 340.4267 | 169.3505 | 173.7468 | 178.2232
Scenario 5: High TRC ZEAS Phase In | PG&E | Com | Lighting | Com - Grocery | Energy Efficiency | NEW | Total Adoptions | 99.5668 | 108.1091 | 117.2907 | 285.5345 | 294.4128 | 306.834 | 317.5459 | 327.663 | 333.9295 | 340.4267 | 169.3505 | 173.7468 | 178.2232
Scenario 5: High TRC ZEAS Phase In | PG&E | Com | Lighting | Com - Grocery | Energy Efficiency | ROB | New Adoptions | 314.2642 | 328.5026 | 973.3085 | 978.1104 | 979.0237 | 976.9318 | 971.1513 | 963.3342 | 955.9128 | 405.5845 | 415.5156 | 424.1724 | 431.7012
Scenario 5: High TRC ZEAS Phase In | PG&E | Com | Lighting | Com - Grocery | Energy Efficiency | ROB | Total Adoptions | 429.2984 | 457.8036 | 1668.7155 | 1705.9754 | 1738.8088 | 1768.0606 | 1788.8639 | 1802.4048 | 1815.2505 | 650.5689 | 675.2121 | 698.5152 | 720.5852
Scenario 5: High TRC ZEAS Phase In | PG&E | Com | Lighting | Com - Health | Energy Efficiency | NEW | New Adoptions | 277.2116 | 293.993 | 329.6398 | 338.3224 | 783.1525 | 805.2611 | 822.1509 | 835.0355 | 836.2984 | 399.8134 | 389.1369 | 397.5672 | 406.0967
Scenario 5: High TRC ZEAS Phase In | PG&E | Com | Lighting | Com - Health | Energy Efficiency | NEW | Total Adoptions | 277.2116 | 293.993 | 329.6398 | 338.3224 | 783.1525 | 805.2611 | 822.1509 | 835.0355 | 836.2984 | 399.8134 | 389.1369 | 397.5672 | 406.0967
Scenario 5: High TRC ZEAS Phase In | PG&E | Com | Lighting | Com - Health | Energy Efficiency | ROB | New Adoptions | 898.5814 | 944.6554 | 983.4284 | 2752.1222 | 2771.9852 | 2782.1869 | 2780.8834 | 2773.0761 | 1167.5625 | 1201.3445 | 1230.7494 | 1256.6439 | 1279.5603
Scenario 5: High TRC ZEAS Phase In | PG&E | Com | Lighting | Com - Health | Energy Efficiency | ROB | Total Adoptions | 1300.5703 | 1386.7359 | 1466.7957 | 4905.858 | 5022.1141 | 5127.3094 | 5207.2616 | 5267.0969 | 1898.0708 | 1973.4953 | 2043.7297 | 2110.2353 | 2173.4448
Scenario 5: High TRC ZEAS Phase In | PG&E | Com | Lighting | Com - Lodging | Energy Efficiency | NEW | New Adoptions | 0 | 0 | 0 | 0 | 0 | 0 | 0 | 0 | 0 | 0 | 0 | 0 | 0
Scenario 5: High TRC ZEAS Phase In | PG&E | Com | Lighting | Com - Lodging | Energy Efficiency | NEW | Total Adoptions | 0 | 0 | 0 | 0 | 0 | 0 | 0 | 0 | 0 | 0 | 0 | 0 | 0
Scenario 5: High TRC ZEAS Phase In | PG&E | Com | Lighting | Com - Lodging | Energy Efficiency | ROB | New Adoptions | 0 | 0 | 0 | 0 | 0 | 0 | 0 | 0 | 0 | 0 | 0 | 0 | 0
Scenario 5: High TRC ZEAS Phase In | PG&E | Com | Lighting | Com - Lodging | Energy Efficiency | ROB | Total Adoptions | 0 | 0 | 0 | 0 | 0 | 0 | 0 | 0 | 0 | 0 | 0 | 0 | 0
Scenario 5: High TRC ZEAS Phase In | PG&E | Com | Lighting | Com - Office (Large) | Energy Efficiency | NEW | New Adoptions | 0 | 0 | 0 | 0 | 0 | 0 | 0 | 0 | 0 | 0 | 0 | 0 | 0
Scenario 5: High TRC ZEAS Phase In | PG&E | Com | Lighting | Com - Office (Large) | Energy Efficiency | NEW | Total Adoptions | 0 | 0 | 0 | 0 | 0 | 0 | 0 | 0 | 0 | 0 | 0 | 0 | 0
Scenario 5: High TRC ZEAS Phase In | PG&E | Com | Lighting | Com - Office (Large) | Energy Efficiency | ROB | New Adoptions | 0 | 0 | 0 | 0 | 0 | 0 | 0 | 0 | 0 | 0 | 0 | 0 | 0
Scenario 5: High TRC ZEAS Phase In | PG&E | Com | Lighting | Com - Office (Large) | Energy Efficiency | ROB | Total Adoptions | 0 | 0 | 0 | 0 | 0 | 0 | 0 | 0 | 0 | 0 | 0 | 0 | 0
Scenario 5: High TRC ZEAS Phase In | PG&E | Com | Lighting | Com - Office (Small) | Energy Efficiency | NEW | New Adoptions | 0 | 0 | 0 | 0 | 0 | 0 | 0 | 0 | 0 | 0 | 0 | 0 | 0
Scenario 5: High TRC ZEAS Phase In | PG&E | Com | Lighting | Com - Office (Small) | Energy Efficiency | NEW | Total Adoptions | 0 | 0 | 0 | 0 | 0 | 0 | 0 | 0 | 0 | 0 | 0 | 0 | 0
Scenario 5: High TRC ZEAS Phase In | PG&E | Com | Lighting | Com - Office (Small) | Energy Efficiency | ROB | New Adoptions | 0 | 0 | 0 | 0 | 0 | 0 | 0 | 0 | 0 | 0 | 0 | 0 | 0
Scenario 5: High TRC ZEAS Phase In | PG&E | Com | Lighting | Com - Office (Small) | Energy Efficiency | ROB | Total Adoptions | 0 | 0 | 0 | 0 | 0 | 0 | 0 | 0 | 0 | 0 | 0 | 0 | 0
Scenario 5: High TRC ZEAS Phase In | PG&E | Com | Lighting | Com - Other | Energy Efficiency | NEW | New Adoptions | 0 | 0 | 0 | 0 | 0 | 0 | 0 | 0 | 0 | 0 | 0 | 0 | 0
Scenario 5: High TRC ZEAS Phase In | PG&E | Com | Lighting | Com - Other | Energy Efficiency | NEW | Total Adoptions | 0 | 0 | 0 | 0 | 0 | 0 | 0 | 0 | 0 | 0 | 0 | 0 | 0
Scenario 5: High TRC ZEAS Phase In | PG&E | Com | Lighting | Com - Other | Energy Efficiency | ROB | New Adoptions | 0 | 0 | 0 | 0 | 0 | 0 | 0 | 0 | 0 | 0 | 0 | 0 | 0
Scenario 5: High TRC ZEAS Phase In | PG&E | Com | Lighting | Com - Other | Energy Efficiency | ROB | Total Adoptions | 0 | 0 | 0 | 0 | 0 | 0 | 0 | 0 | 0 | 0 | 0 | 0 | 0
Scenario 5: High TRC ZEAS Phase In | PG&E | Com | Lighting | Com - Refrig. Warehouse | Energy Efficiency | NEW | New Adoptions | 5.8896 | 6.0563 | 6.2152 | 6.3738 | 6.5321 | 6.6994 | 6.8104 | 6.9187 | 6.9629 | 7.0174 | 7.0494 | 7.0872 | 7.1303
Scenario 5: High TRC ZEAS Phase In | PG&E | Com | Lighting | Com - Refrig. Warehouse | Energy Efficiency | NEW | Total Adoptions | 5.8896 | 6.0563 | 6.2152 | 6.3738 | 6.5321 | 6.6994 | 6.8104 | 6.9187 | 6.9629 | 7.0174 | 7.0494 | 7.0872 | 7.1303
Scenario 5: High TRC ZEAS Phase In | PG&E | Com | Lighting | Com - Refrig. Warehouse | Energy Efficiency | ROB | New Adoptions | 15.1124 | 15.4245 | 15.6434 | 15.7862 | 15.8687 | 15.904 | 15.8831 | 15.849 | 15.8171 | 15.7884 | 15.7637 | 15.7441 | 15.7306
Scenario 5: High TRC ZEAS Phase In | PG&E | Com | Lighting | Com - Refrig. Warehouse | Energy Efficiency | ROB | Total Adoptions | 25.3848 | 26.3503 | 27.2247 | 28.0211 | 28.7521 | 29.4285 | 29.9328 | 30.3664 | 30.7858 | 31.1951 | 31.5962 | 31.9917 | 32.3845
Scenario 5: High TRC ZEAS Phase In | PG&E | Com | Lighting | Com - Restaurant | Energy Efficiency | NEW | New Adoptions | 0 | 0 | 0 | 91.8493 | 96.4635 | 100.467 | 104.8277 | 108.4315 | 111.3761 | 114.3375 | 116.8706 | 0 | 1315.4901
Scenario 5: High TRC ZEAS Phase In | PG&E | Com | Lighting | Com - Restaurant | Energy Efficiency | NEW | Total Adoptions | 0 | 0 | 0 | 91.8493 | 96.4635 | 100.467 | 104.8277 | 108.4315 | 111.3761 | 114.3375 | 116.8706 | 0 | 1315.4901
Scenario 5: High TRC ZEAS Phase In | PG&E | Com | Lighting | Com - Restaurant | Energy Efficiency | ROB | New Adoptions | 0 | 0 | 295.7913 | 303.7894 | 309.8827 | 314.2917 | 324.1311 | 334.6105 | 343.7996 | 351.8126 | 358.7691 | 327.9563 | 367.7786
Scenario 5: High TRC ZEAS Phase In | PG&E | Com | Lighting | Com - Restaurant | Energy Efficiency | ROB | Total Adoptions | 0 | 0 | 420.8188 | 440.8063 | 458.7132 | 474.6404 | 496.2404 | 518.6305 | 539.7289 | 559.5965 | 578.2955 | 537.4886 | 634.8259
Scenario 5: High TRC ZEAS Phase In | PG&E | Com | Lighting | Com - Retail | Energy Efficiency | NEW | New Adoptions | 1562.0757 | 1645.6418 | 1739.6792 | 0 | 17321.4949 | 1758.8387 | 1923.7365 | 1991.9073 | 2036.7736 | 2082.8289 | 2130.5948 | 2173.1166 | 2219.0232
Scenario 5: High TRC ZEAS Phase In | PG&E | Com | Lighting | Com - Retail | Energy Efficiency | NEW | Total Adoptions | 1562.0757 | 1645.6418 | 1739.6792 | 0 | 17321.4949 | 1758.8387 | 1923.7365 | 1991.9073 | 2036.7736 | 2082.8289 | 2130.5948 | 2173.1166 | 2219.0232
Scenario 5: High TRC ZEAS Phase In | PG&E | Com | Lighting | Com - Retail | Energy Efficiency | ROB | New Adoptions | 6543.9386 | 6637.46 | 6691.4794 | 6108.6587 | 6537.988 | 6529.3155 | 6496.6123 | 6454.3198 | 6413.2968 | 6374.22 | 6337.9101 | 6304.6403 | 6274.9949
Scenario 5: High TRC ZEAS Phase In | PG&E | Com | Lighting | Com - Retail | Energy Efficiency | ROB | Total Adoptions | 10875.5336 | 11192.3696 | 11470.0265 | 10657.889 | 11931.0626 | 12119.52 | 12248.2412 | 12340.8686 | 12429.0336 | 12514.4488 | 12598.9183 | 12683.1679 | 12768.5396
Scenario 5: High TRC ZEAS Phase In | PG&E | Com | Lighting | Com - School | Energy Efficiency | NEW | New Adoptions | 0 | 0 | 0 | 0 | 0 | 0 | 0 | 0 | 0 | 0 | 0 | 0 | 0
Scenario 5: High TRC ZEAS Phase In | PG&E | Com | Lighting | Com - School | Energy Efficiency | NEW | Total Adoptions | 0 | 0 | 0 | 0 | 0 | 0 | 0 | 0 | 0 | 0 | 0 | 0 | 0
Scenario 5: High TRC ZEAS Phase In | PG&E | Com | Lighting | Com - School | Energy Efficiency | ROB | New Adoptions | 0 | 0 | 0 | 0 | 0 | 0 | 0 | 0 | 0 | 0 | 0 | 0 | 0
Scenario 5: High TRC ZEAS Phase In | PG&E | Com | Lighting | Com - School | Energy Efficiency | ROB | Total Adoptions | 0 | 0 | 0 | 0 | 0 | 0 | 0 | 0 | 0 | 0 | 0 | 0 | 0
Scenario 5: High TRC ZEAS Phase In | PG&E | Com | Lighting | Com - Warehouse | Energy Efficiency | NEW | New Adoptions | 0 | 0 | 0 | 0 | 0 | 0 | 0 | 0 | 0 | 0 | 0 | 0 | 0
Scenario 5: High TRC ZEAS Phase In | PG&E | Com | Lighting | Com - Warehouse | Energy Efficiency | NEW | Total Adoptions | 0 | 0 | 0 | 0 | 0 | 0 | 0 | 0 | 0 | 0 | 0 | 0 | 0
Scenario 5: High TRC ZEAS Phase In | PG&E | Com | Lighting | Com - Warehouse | Energy Efficiency | ROB | New Adoptions | 0 | 0 | 0 | 0 | 0 | 0 | 0 | 0 | 0 | 0 | 0 | 0 | 0
Scenario 5: High TRC ZEAS Phase In | PG&E | Com | Lighting | Com - Warehouse | Energy Efficiency | ROB | Total Adoptions | 0 | 0 | 0 | 0 | 0 | 0 | 0 | 0 | 0 | 0 | 0 | 0 | 0
Scenario 5: High TRC ZEAS Phase In | PG&E | Com | WaterHeat | Com - College | Energy Efficiency | NEW | New Adoptions | 4380.0116 | 4479.8308 | 173.5619 | 31102.3369 | 4355.0226 | 4341.3075 | 2131.5705 | 0.91142 | 0.94318 | 0.97313 | 1.0051 | 1.0164 | 1.0571
Scenario 5: High TRC ZEAS Phase In | PG&E | Com | WaterHeat | Com - College | Energy Efficiency | NEW | Total Adoptions | 4380.0116 | 4479.8308 | 173.5619 | 31102.3369 | 4355.0226 | 4341.3075 | 2131.5705 | 0.91142 | 0.94318 | 0.97313 | 1.0051 | 1.0164 | 1.0571
Scenario 5: High TRC ZEAS Phase In | PG&E | Com | WaterHeat | Com - College | Energy Efficiency | RET | New Adoptions | 2747.1119 | 5340.7614 | 4845.1813 | 6114.6806 | 7579.9855 | 9189.7617 | 10837.3292 | 12351.9987 | 7839.3695 | 14073.2725 | 13868.1679 | 12856.8692 | 11177.6929
Scenario 5: High TRC ZEAS Phase In | PG&E | Com | WaterHeat | Com - College | Energy Efficiency | RET | Total Adoptions | 2956.7824 | 5571.8949 | 5092.2472 | 6387.1649 | 7888.0667 | 9543.8329 | 11247.1044 | 12825.1708 | 8141.8425 | 14662.5821 | 14518.5169 | 13554.3507 | 11915.0876
Scenario 5: High TRC ZEAS Phase In | PG&E | Com | WaterHeat | Com - College | Energy Efficiency | ROB | New Adoptions | 9747.4867 | 9713.2909 | 8621.093 | 8720.4554 | 8594.3898 | 3919.9369 | 5.7175 | 5.8373 | 5.9874 | 6.1734 | 6.4029 | 6.6841 | 7.0306
Scenario 5: High TRC ZEAS Phase In | PG&E | Com | WaterHeat | Com - College | Energy Efficiency | ROB | Total Adoptions | 19683.1266 | 20147.8188 | 18663.4861 | 20309.7573 | 20591.2973 | 10030.9358 | 16.5393 | 16.7795 | 17.0547 | 17.3722 | 17.7421 | 18.1725 | 18.6832
Scenario 5: High TRC ZEAS Phase In | PG&E | Com | WaterHeat | Com - College | Fuel Substitution | ROB | New Adoptions | 1904.6109 | 2337.128 | 3444.127 | 4281.0133 | 5240.3846 | 5210.9641 | 5613.8043 | 6371.7689 | 6701.6533 | 8139.1567 | 9574.9102 | 11015.1552 | 12491.6531
Scenario 5: High TRC ZEAS Phase In | PG&E | Com | WaterHeat | Com - College | Fuel Substitution | ROB | Total Adoptions | 2075.4836 | 2562.4956 | 3769.9946 | 4710.4766 | 5796.0551 | 5766.1936 | 6130.9657 | 7008.1952 | 7456.563 | 9103.2631 | 10783.879 | 12500.2845 | 14281.4932
Scenario 5: High TRC ZEAS Phase In | PG&E | Com | WaterHeat | Com - Grocery | Energy Efficiency | NEW | New Adoptions | 446.4896 | 462.5632 | 480.1374 | 496.3765 | 505.5329 | 521.171 | 276.6143 | 19.343 | 19.632 | 19.9558 | 20.3125 | 20.6722 | 21.0913
Scenario 5: High TRC ZEAS Phase In | PG&E | Com | WaterHeat | Com - Grocery | Energy Efficiency | NEW | Total Adoptions | 446.4896 | 462.5632 | 480.1374 | 496.3765 | 505.5329 | 521.171 | 276.6143 | 19.343 | 19.632 | 19.9558 | 20.3125 | 20.6722 | 21.0913
Scenario 5: High TRC ZEAS Phase In | PG&E | Com | WaterHeat | Com - Grocery | Energy Efficiency | RET | New Adoptions | 2241.4927 | 2737.9401 | 3311.1771 | 3963.7085 | 4691.606 | 5480.9442 | 6303.7289 | 7115.1544 | 4574.3011 | 8446.3137 | 8814.936 | 8888.4292 | 8629.5687
Scenario 5: High TRC ZEAS Phase In | PG&E | Com | WaterHeat | Com - Grocery | Energy Efficiency | RET | Total Adoptions | 2383.5241 | 2889.9745 | 3476.9684 | 4147.2807 | 4897.2181 | 5712.9764 | 6566.4582 | 7412.4041 | 4764.281 | 8812.6021 | 9220.7762 | 9330.833 | 9107.6811
Scenario 5: High TRC ZEAS Phase In | PG&E | Com | WaterHeat | Com - Grocery | Energy Efficiency | ROB | New Adoptions | 1092.4315 | 1076.0677 | 1055.9335 | 1033.9156 | 1011.2139 | 546.6406 | 104.7176 | 105.1117 | 105.6482 | 106.3323 | 107.1724 | 108.1816 | 109.3824
Scenario 5: High TRC ZEAS Phase In | PG&E | Com | WaterHeat | Com - Grocery | Energy Efficiency | ROB | Total Adoptions | 2304.4928 | 2334.3114 | 2358.2349 | 2378.2889 | 2395.5725 | 1359.1171 | 308.4417 | 310.3565 | 312.3916 | 314.576 | 316.9386 | 319.5073 | 322.3253
Scenario 5: High TRC ZEAS Phase In | PG&E | Com | WaterHeat | Com - Grocery | Fuel Substitution | ROB | New Adoptions | 37.6305 | 45.5833 | 55.2492 | 66.9451 | 80.9388 | 97.8674 | 0 | 0 | 0 | 0 | 0 | 0 | 0
Scenario 5: High TRC ZEAS Phase In | PG&E | Com | WaterHeat | Com - Grocery | Fuel Substitution | ROB | Total Adoptions | 46.1353 | 56.1948 | 68.4017 | 83.1661 | 100.8608 | 122.254 | 0 | 0 | 0 | 0 | 0 | 0 | 0
Scenario 5: High TRC ZEAS Phase In | PG&E | Com | WaterHeat | Com - Health | Energy Efficiency | NEW | New Adoptions | 6590.9423 | 6701.3593 | 7194.3345 | 7060.4786 | 7191.8505 | 118.0041 | 12928.7844 | 3.675 | 3.698 | 3.6714 | 3.5937 | 3.7253 | 3.8753
Scenario 5: High TRC ZEAS Phase In | PG&E | Com | WaterHeat | Com - Health | Energy Efficiency | NEW | Total Adoptions | 6590.9423 | 6701.3593 | 7194.3345 | 7060.4786 | 7191.8505 | 118.0041 | 12928.7844 | 3.675 | 3.698 | 3.6714 | 3.5937 | 3.7253 | 3.8753
Scenario 5: High TRC ZEAS Phase In | PG&E | Com | WaterHeat | Com - Health | Energy Efficiency | RET | New Adoptions | 5315.698 | 6642.0933 | 8216.1048 | 10018.5 | 11149.0447 | 13572.0132 | 15351.2406 | 16706.9244 | 10057.3686 | 17194.4141 | 16097.2642 | 14232.1953 | 11885.8179
Scenario 5: High TRC ZEAS Phase In | PG&E | Com | WaterHeat | Com - Health | Energy Efficiency | RET | Total Adoptions | 5648.1098 | 6995.2648 | 8601.2643 | 10447.79 | 11628.2705 | 14117.1138 | 15971.321 | 17406.7058 | 10493.0341 | 18018.1571 | 16979.1568 | 15151.5372 | 12835.0945
Scenario 5: High TRC ZEAS Phase In | PG&E | Com | WaterHeat | Com - Health | Energy Efficiency | ROB | New Adoptions | 14708.9343 | 14613.6736 | 14057.0408 | 13819.5669 | 13569.9055 | 6222.7726 | 21.7264 | 22.0821 | 22.5161 | 23.0387 | 23.6645 | 24.4291 | 25.3635
Scenario 5: High TRC ZEAS Phase In | PG&E | Com | WaterHeat | Com - Health | Energy Efficiency | ROB | Total Adoptions | 31604.6986 | 32301.0292 | 32411.9636 | 32900.0171 | 33350.0054 | 16079.3383 | 64.4076 | 65.2962 | 66.2601 | 67.31 | 68.4605 | 69.7815 | 71.3137
Scenario 5: High TRC ZEAS Phase In | PG&E | Com | WaterHeat | Com - Health | Fuel Substitution | ROB | New Adoptions | 1738.923 | 2149.1996 | 3189.8164 | 3985.7269 | 4904.1342 | 6731.7012 | 7383.3512 | 9322.8397 | 6213.3582 | 7568.5881 | 8942.7503 | 10329.3161 | 11756.8666
Scenario 5: High TRC ZEAS Phase In | PG&E | Com | WaterHeat | Com - Health | Fuel Substitution | ROB | Total Adoptions | 1900.2471 | 2363.6072 | 3499.0411 | 4395.7321 | 5437.267 | 7464.7952 | 8091.5775 | 10258.0026 | 6901.7125 | 8453.119 | 10058.2636 | 11706.651 | 13424.4259
Scenario 5: High TRC ZEAS Phase In | PG&E | Com | WaterHeat | Com - Lodging | Energy Efficiency | NEW | New Adoptions | 48014.5436 | 49443.4277 | 50816.1456 | 51218.3147 | 52396.0813 | 52831.6387 | 26493.0422 | 3.6251 | 3.6459 | 3.681 | 3.7128 | 0.14488 | 21.2111
Scenario 5: High TRC ZEAS Phase In | PG&E | Com | WaterHeat | Com - Lodging | Energy Efficiency | NEW | Total Adoptions | 48014.5436 | 49443.4277 | 50816.1456 | 51218.3147 | 52396.0813 | 52831.6387 | 26493.0422 | 3.6251 | 3.6459 | 3.681 | 3.7128 | 0.14488 | 21.2111
Scenario 5: High TRC ZEAS Phase In | PG&E | Com | WaterHeat | Com - Lodging | Energy Efficiency | RET | New Adoptions | 9690.5283 | 11430.8409 | 13260.4578 | 15065.5587 | 16673.5655 | 17860.1729 | 18389.5005 | 18080.6695 | 7275.8906 | 11066.8534 | 0 | 7823.0534 | 5888.8531
Scenario 5: High TRC ZEAS Phase In | PG&E | Com | WaterHeat | Com - Lodging | Energy Efficiency | RET | Total Adoptions | 10904.396 | 12662.92 | 14533.0291 | 16394.2678 | 18067.3774 | 19320.2311 | 19908.6745 | 19643.3233 | 7675.7478 | 11786.0947 | 653.8557 | 8482.121 | 6555.176
Scenario 5: High TRC ZEAS Phase In | PG&E | Com | WaterHeat | Com - Lodging | Energy Efficiency | ROB | New Adoptions | 73544.0929 | 72416.5703 | 70516.2817 | 68912.8925 | 67271.6804 | 32471.3164 | 15.3337 | 15.4882 | 15.6691 | 15.8795 | 16.1224 | 15.2887 | 16.7462
Scenario 5: High TRC ZEAS Phase In | PG&E | Com | WaterHeat | Com - Lodging | Energy Efficiency | ROB | Total Adoptions | 157460.9836 | 160676.0833 | 162838.9188 | 165243.0126 | 167478.8217 | 84351.6541 | 46.0188 | 46.5671 | 47.1355 | 47.7321 | 48.3622 | 45.533 | 49.7629
Scenario 5: High TRC ZEAS Phase In | PG&E | Com | WaterHeat | Com - Lodging | Fuel Substitution | ROB | New Adoptions | 2653.524 | 3258.1861 | 4665.27 | 5790.372 | 7096.3911 | 8477.1738 | 9178.1597 | 11559.7718 | 7719.4095 | 9445.8879 | 11157.4332 | 12875.0664 | 14631.8323
Scenario 5: High TRC ZEAS Phase In | PG&E | Com | WaterHeat | Com - Lodging | Fuel Substitution | ROB | Total Adoptions | 2960.231 | 3656.2061 | 5212.6511 | 6499.3442 | 8002.1604 | 9418.0731 | 10057.4032 | 12717.6123 | 8569.1573 | 10538.4613 | 12535.9684 | 14577.3003 | 16692.1671
Scenario 5: High TRC ZEAS Phase In | PG&E | Com | WaterHeat | Com - Office (Large) | Energy Efficiency | NEW | New Adoptions | 25830.7821 | 25944.0457 | 26174.8009 | 25623.154 | 25618.4228 | 25517.5039 | 12391.7428 | 1.8643 | 2.2884 | 2.8343 | 3.4992 | 4.3227 | 5.3452
Scenario 5: High TRC ZEAS Phase In | PG&E | Com | WaterHeat | Com - Office (Large) | Energy Efficiency | NEW | Total Adoptions | 25830.7821 | 25944.0457 | 26174.8009 | 25623.154 | 25618.4228 | 25517.5039 | 12391.7428 | 1.8643 | 2.2884 | 2.8343 | 3.4992 | 4.3227 | 5.3452
Scenario 5: High TRC ZEAS Phase In | PG&E | Com | WaterHeat | Com - Office (Large) | Energy Efficiency | RET | New Adoptions | 25274.4319 | 26844.771 | 26716.9135 | 24559.3597 | 20495.9515 | 15170.7748 | 9537.8468 | 4480.3866 | 166.5159 | 0 | 0 | 0 | 0
Scenario 5: High TRC ZEAS Phase In | PG&E | Com | WaterHeat | Com - Office (Large) | Energy Efficiency | RET | Total Adoptions | 26401.9043 | 28088.9392 | 28066.4928 | 25987.2623 | 21961.8347 | 16627.3314 | 10939.5777 | 5790.6554 | 843.2314 | 1072.2897 | 974.8088 | 886.1898 | 813.693
Scenario 5: High TRC ZEAS Phase In | PG&E | Com | WaterHeat | Com - Office (Large) | Energy Efficiency | ROB | New Adoptions | 23765.4348 | 23596.2297 | 22349.5763 | 21944.6898 | 21538.8072 | 9844.9363 | 4.6481 | 5.8951 | 7.4718 | 9.4649 | 11.983 | 15.1628 | 19.1769
Scenario 5: High TRC ZEAS Phase In | PG&E | Com | WaterHeat | Com - Office (Large) | Energy Efficiency | ROB | Total Adoptions | 49012.296 | 50279.3754 | 50138.9974 | 51018.0394 | 51843.0844 | 25368.6825 | 5.9474 | 7.5476 | 9.5689 | 12.1226 | 15.3471 | 19.4169 | 24.5522
Scenario 5: High TRC ZEAS Phase In | PG&E | Com | WaterHeat | Com - Office (Large) | Fuel Substitution | ROB | New Adoptions | 4085.1168 | 4999.6764 | 7601.409 | 9389.1855 | 11422.2203 | 13593.7161 | 16265.4018 | 20347.8033 | 16052.8728 | 19538.5169 | 22929.71 | 26280.5411 | 29653.6406
Scenario 5: High TRC ZEAS Phase In | PG&E | Com | WaterHeat | Com - Office (Large) | Fuel Substitution | ROB | Total Adoptions | 4395.3606 | 5410.0377 | 8216.6057 | 10207.292 | 12484.3639 | 14783.7996 | 17659.2154 | 22178.3506 | 17776.5766 | 21753.9359 | 25719.9255 | 29715.563 | 33794.4616
Scenario 5: High TRC ZEAS Phase In | PG&E | Com | WaterHeat | Com - Office (Small) | Energy Efficiency | NEW | New Adoptions | 63.3451 | 74.0283 | 86.3947 | 0 | 1.6812 | 0.17827 | 0.23142 | 0.29676 | 0.37645 | 0.47609 | 0.60049 | 0.75589 | 0.95062
Scenario 5: High TRC ZEAS Phase In | PG&E | Com | WaterHeat | Com - Office (Small) | Energy Efficiency | NEW | Total Adoptions | 63.3451 | 74.0283 | 86.3947 | 0 | 1.6812 | 0.17827 | 0.23142 | 0.29676 | 0.37645 | 0.47609 | 0.60049 | 0.75589 | 0.95062
Scenario 5: High TRC ZEAS Phase In | PG&E | Com | WaterHeat | Com - Office (Small) | Energy Efficiency | RET | New Adoptions | 6443.1356 | 8047.3563 | 0 | 8367.818 | 9988.9801 | 11555.0481 | 12855.4191 | 13627.8009 | 7865.0203 | 12778.2686 | 11138.6885 | 8989.6522 | 6689.5256
Scenario 5: High TRC ZEAS Phase In | PG&E | Com | WaterHeat | Com - Office (Small) | Energy Efficiency | RET | Total Adoptions | 6724.0636 | 8369.2663 | 291.3486 | 8701.407 | 10374.1387 | 11999.8856 | 13365.2812 | 14203.2709 | 8227.9323 | 13452.8237 | 11843.9757 | 9705.117 | 7400.329
Scenario 5: High TRC ZEAS Phase In | PG&E | Com | WaterHeat | Com - Office (Small) | Energy Efficiency | ROB | New Adoptions | 221.4572 | 258.3268 | 0.45333 | 0.47451 | 0.67496 | 0.89434 | 1.1625 | 1.4931 | 1.9032 | 2.4141 | 3.0524 | 3.8515 | 4.853
Scenario 5: High TRC ZEAS Phase In | PG&E | Com | WaterHeat | Com - Office (Small) | Energy Efficiency | ROB | Total Adoptions | 279.8905 | 326.2539 | 0.56662 | 0.59794 | 0.90689 | 1.1754 | 1.5073 | 1.92 | 2.435 | 3.0792 | 3.8862 | 4.8982 | 6.1682
Scenario 5: High TRC ZEAS Phase In | PG&E | Com | WaterHeat | Com - Office (Small) | Fuel Substitution | ROB | New Adoptions | 614.0796 | 752.8245 | 1328.1628 | 1409.7589 | 1803.0439 | 2198.4089 | 2706.3274 | 3489.7033 | 4421.3223 | 5392.8371 | 6345.5928 | 7298.1132 | 8269.8873
Scenario 5: High TRC ZEAS Phase In | PG&E | Com | WaterHeat | Com - Office (Small) | Fuel Substitution | ROB | Total Adoptions | 665.7547 | 821.1036 | 1439.9265 | 1543.7596 | 1972.5506 | 2422.023 | 2960.9042 | 3831.5174 | 4875.7336 | 5986.8931 | 7103.4958 | 8240.5559 | 9415.343
Scenario 5: High TRC ZEAS Phase In | PG&E | Com | WaterHeat | Com - Other | Energy Efficiency | NEW | New Adoptions | 5884.2218 | 6105.8158 | 6353.8516 | 6307.8121 | 6407.3073 | 6609.7913 | 3247.2406 | 48.078 | 48.3808 | 49.0293 | 49.7864 | 50.5836 | 51.5332
Scenario 5: High TRC ZEAS Phase In | PG&E | Com | WaterHeat | Com - Other | Energy Efficiency | NEW | Total Adoptions | 5884.2218 | 6105.8158 | 6353.8516 | 6307.8121 | 6407.3073 | 6609.7913 | 3247.2406 | 48.078 | 48.3808 | 49.0293 | 49.7864 | 50.5836 | 51.5332
Scenario 5: High TRC ZEAS Phase In | PG&E | Com | WaterHeat | Com - Other | Energy Efficiency | RET | New Adoptions | 15079.0926 | 18553.585 | 22598.917 | 27265.9201 | 32531.6129 | 38237.1866 | 44015.9223 | 49269.8011 | 30859.446 | 55157.7606 | 54368.647 | 50672.0074 | 44502.44
Scenario 5: High TRC ZEAS Phase In | PG&E | Com | WaterHeat | Com - Other | Energy Efficiency | RET | Total Adoptions | 16040.3244 | 19590.4161 | 23735.3096 | 28527.8042 | 33946.7753 | 39835.065 | 45824.7333 | 51311.8702 | 32082.9971 | 57526.3052 | 56971.197 | 53456.7389 | 47499.8122
Scenario 5: High TRC ZEAS Phase In | PG&E | Com | WaterHeat | Com - Other | Energy Efficiency | ROB | New Adoptions | 16529.3547 | 16594.0008 | 15352.199 | 15194.5895 | 15029.2292 | 6689.5196 | 303.6626 | 305.0849 | 306.9796 | 309.399 | 312.3966 | 316.0473 | 320.4587
Scenario 5: High TRC ZEAS Phase In | PG&E | Com | WaterHeat | Com - Other | Energy Efficiency | ROB | Total Adoptions | 32499.1581 | 33302.8667 | 32455.4643 | 32950.2129 | 33412.317 | 16236.5001 | 902.3463 | 908.2113 | 914.4127 | 921.1099 | 928.4238 | 936.4848 | 945.4675
Scenario 5: High TRC ZEAS Phase In | PG&E | Com | WaterHeat | Com - Other | Fuel Substitution | ROB | New Adoptions | 5664.1103 | 6924.8326 | 10108.8587 | 12526.9973 | 15297.2654 | 20829.073 | 23039.7836 | 28834.2826 | 19000.8973 | 23021.7863 | 27037.1283 | 31054.3335 | 35159.4741
Scenario 5: High TRC ZEAS Phase In | PG&E | Com | WaterHeat | Com - Other | Fuel Substitution | ROB | Total Adoptions | 6195.942 | 7621.4151 | 11104.1315 | 13829.4177 | 16972.7231 | 23118.5025 | 25310.241 | 31799.8167 | 21148.3045 | 25757.8144 | 30460.6295 | 35251.4023 | 40208.0955
Scenario 5: High TRC ZEAS Phase In | PG&E | Com | WaterHeat | Com - Refrig. Warehouse | Energy Efficiency | NEW | New Adoptions | 37.8654 | 39.5424 | 41.3632 | 31.6306 | 32.0727 | 32.5457 | 32.8066 | 0.13956 | 0.17421 | 0.21797 | 0.27202 | 0.33994 | 0.4253
Scenario 5: High TRC ZEAS Phase In | PG&E | Com | WaterHeat | Com - Refrig. Warehouse | Energy Efficiency | NEW | Total Adoptions | 37.8654 | 39.5424 | 41.3632 | 31.6306 | 32.0727 | 32.5457 | 32.8066 | 0.13956 | 0.17421 | 0.21797 | 0.27202 | 0.33994 | 0.4253
Scenario 5: High TRC ZEAS Phase In | PG&E | Com | WaterHeat | Com - Refrig. Warehouse | Energy Efficiency | RET | New Adoptions | 0 | 0 | 0 | 698.5338 | 868.6604 | 1818.6364 | 2181.6747 | 2557.6993 | 1698.3369 | 3215.1085 | 3408.7219 | 3455.6689 | 3333.5702
Scenario 5: High TRC ZEAS Phase In | PG&E | Com | WaterHeat | Com - Refrig. Warehouse | Energy Efficiency | RET | Total Adoptions | 0 | 0 | 0 | 725.8568 | 900.7119 | 1883.821 | 2258.9638 | 2649.1067 | 1760.7649 | 3339.125 | 3549.6355 | 3612.3314 | 3507.8301
Scenario 5: High TRC ZEAS Phase In | PG&E | Com | WaterHeat | Com - Refrig. Warehouse | Energy Efficiency | ROB | New Adoptions | 72.4378 | 76.5158 | 44.3256 | 43.5486 | 42.7461 | 41.9629 | 0.54465 | 0.6878 | 0.86826 | 1.0957 | 1.3822 | 1.743 | 2.1974
Scenario 5: High TRC ZEAS Phase In | PG&E | Com | WaterHeat | Com - Refrig. Warehouse | Energy Efficiency | ROB | Total Adoptions | 129.3778 | 137.3099 | 99.4381 | 101.1515 | 102.7569 | 104.3096 | 0.6867 | 0.86837 | 1.0974 | 1.3859 | 1.7494 | 2.2071 | 2.7836
Scenario 5: High TRC ZEAS Phase In | PG&E | Com | WaterHeat | Com - Refrig. Warehouse | Fuel Substitution | ROB | New Adoptions | 98.7546 | 121.3729 | 198.149 | 250.6669 | 311.661 | 379.4622 | 358.4308 | 457.4423 | 564.1507 | 690.4794 | 815.975 | 941.9395 | 1070.8414
Scenario 5: High TRC ZEAS Phase In | PG&E | Com | WaterHeat | Com - Refrig. Warehouse | Fuel Substitution | ROB | Total Adoptions | 110.4744 | 136.5544 | 220.3696 | 280.0264 | 349.8322 | 428.4408 | 394.7198 | 505.2083 | 626.3258 | 770.4609 | 916.9474 | 1066.7003 | 1221.9318
Scenario 5: High TRC ZEAS Phase In | PG&E | Com | WaterHeat | Com - Restaurant | Energy Efficiency | NEW | New Adoptions | 727.6867 | 738.8392 | 759.7335 | 741.538 | 751.1313 | 757.957 | 770.0117 | 50.3344 | 50.7969 | 51.334 | 51.794 | 0 | 495.9602
Scenario 5: High TRC ZEAS Phase In | PG&E | Com | WaterHeat | Com - Restaurant | Energy Efficiency | NEW | Total Adoptions | 727.6867 | 738.8392 | 759.7335 | 741.538 | 751.1313 | 757.957 | 770.0117 | 50.3344 | 50.7969 | 51.334 | 51.794 | 0 | 495.9602
Scenario 5: High TRC ZEAS Phase In | PG&E | Com | WaterHeat | Com - Restaurant | Energy Efficiency | RET | New Adoptions | 0 | 0 | 0 | 2277.6088 | 2703.8551 | 5314.4494 | 5830.7644 | 6076.6288 | 3434.9738 | 5478.7626 | 0 | 4080.1903 | 3211.2208
Scenario 5: High TRC ZEAS Phase In | PG&E | Com | WaterHeat | Com - Restaurant | Energy Efficiency | RET | Total Adoptions | 0 | 0 | 0 | 2357.0453 | 2798.5125 | 5506.3482 | 6053.4059 | 6329.2544 | 3596.7433 | 5777.6429 | 271.7094 | 4360.9194 | 3495.3477
Scenario 5: High TRC ZEAS Phase In | PG&E | Com | WaterHeat | Com - Restaurant | Energy Efficiency | ROB | New Adoptions | 2196.3336 | 2181.2764 | 1972.1106 | 1925.5333 | 1878.3614 | 1832.0538 | 333.4803 | 333.1578 | 333.1371 | 333.3866 | 333.8679 | 306.2054 | 335.9037
Scenario 5: High TRC ZEAS Phase In | PG&E | Com | WaterHeat | Com - Restaurant | Energy Efficiency | ROB | Total Adoptions | 4689.0376 | 4763.1639 | 4590.3691 | 4617.694 | 4640.007 | 4659.1359 | 1012.2138 | 1015.179 | 1018.2643 | 1021.5092 | 1024.9124 | 939.5412 | 1032.5276
Scenario 5: High TRC ZEAS Phase In | PG&E | Com | WaterHeat | Com - Restaurant | Fuel Substitution | ROB | New Adoptions | 391.6223 | 478.4436 | 836.9682 | 1058.1694 | 1308.9211 | 1577.461 | 1829.046 | 2303.427 | 2806.7342 | 3394.4951 | 3978.4625 | 4106.418 | 4825.5278
Scenario 5: High TRC ZEAS Phase In | PG&E | Com | WaterHeat | Com - Restaurant | Fuel Substitution | ROB | Total Adoptions | 423.4745 | 520.6064 | 906.695 | 1153.2633 | 1435.2461 | 1741.6495 | 2019.7328 | 2551.4367 | 3125.5909 | 3799.6559 | 4484.1265 | 4673.1519 | 5506.9904
Scenario 5: High TRC ZEAS Phase In | PG&E | Com | WaterHeat | Com - Retail | Energy Efficiency | NEW | New Adoptions | 190.3468 | 225.4626 | 267.6912 | 0 | 1675.6628 | 177.4155 | 0.63332 | 0.81758 | 1.0401 | 1.3219 | 1.6796 | 2.1276 | 2.6981
Scenario 5: High TRC ZEAS Phase In | PG&E | Com | WaterHeat | Com - Retail | Energy Efficiency | NEW | Total Adoptions | 190.3468 | 225.4626 | 267.6912 | 0 | 1675.6628 | 177.4155 | 0.63332 | 0.81758 | 1.0401 | 1.3219 | 1.6796 | 2.1276 | 2.6981
Scenario 5: High TRC ZEAS Phase In | PG&E | Com | WaterHeat | Com - Retail | Energy Efficiency | RET | New Adoptions | 11733.1339 | 14808.1183 | 14193.1811 | 20263.1112 | 24426.459 | 29344.5513 | 33570.8442 | 37152.6921 | 22541.339 | 39538.7279 | 38168.6165 | 34802.1585 | 29875.6877
Scenario 5: High TRC ZEAS Phase In | PG&E | Com | WaterHeat | Com - Retail | Energy Efficiency | RET | Total Adoptions | 12318.0398 | 15462.6668 | 14903.7027 | 21076.959 | 25368.544 | 30512.7707 | 34914.2695 | 38684.8384 | 23484.9144 | 41341.8802 | 40123.289 | 36866.7546 | 32001.5454
Scenario 5: High TRC ZEAS Phase In | PG&E | Com | WaterHeat | Com - Retail | Energy Efficiency | ROB | New Adoptions | 1103.608 | 1280.6225 | 735.2374 | 758.9374 | 896.6211 | 3.5498 | 4.5183 | 5.7158 | 7.2024 | 9.0526 | 11.3602 | 14.2414 | 17.8424
Scenario 5: High TRC ZEAS Phase In | PG&E | Com | WaterHeat | Com - Retail | Energy Efficiency | ROB | Total Adoptions | 1386.9478 | 1607.4584 | 923.9875 | 956.6419 | 1166.2325 | 4.5434 | 5.7481 | 7.2458 | 9.112 | 11.4408 | 14.3503 | 17.9877 | 22.5382
Scenario 5: High TRC ZEAS Phase In | PG&E | Com | WaterHeat | Com - Retail | Fuel Substitution | ROB | New Adoptions | 1426.0807 | 1743.1042 | 3106.6781 | 3606.6897 | 4519.7438 | 10273.5561 | 12907.1367 | 16180.1182 | 10807.1191 | 13153.8364 | 15454.1054 | 17754.7859 | 20104.7833
Scenario 5: High TRC ZEAS Phase In | PG&E | Com | WaterHeat | Com - Retail | Fuel Substitution | ROB | Total Adoptions | 1530.6326 | 1882.7058 | 3347.0845 | 3917.9971 | 4923.2387 | 11213.0195 | 14134.0332 | 17797.6305 | 11982.9216 | 14667.076 | 17362.299 | 20107.5242 | 22946.6754
Scenario 5: High TRC ZEAS Phase In | PG&E | Com | WaterHeat | Com - School | Energy Efficiency | NEW | New Adoptions | 8437.7901 | 8545.4934 | 8639.4401 | 8301.221 | 8200.0343 | 8161.2766 | 8088.7348 | 25.877 | 25.7695 | 25.7226 | 25.7755 | 25.9245 | 26.0558
Scenario 5: High TRC ZEAS Phase In | PG&E | Com | WaterHeat | Com - School | Energy Efficiency | NEW | Total Adoptions | 8437.7901 | 8545.4934 | 8639.4401 | 8301.221 | 8200.0343 | 8161.2766 | 8088.7348 | 25.877 | 25.7695 | 25.7226 | 25.7755 | 25.9245 | 26.0558
Scenario 5: High TRC ZEAS Phase In | PG&E | Com | WaterHeat | Com - School | Energy Efficiency | RET | New Adoptions | 12854.5753 | 14618.2588 | 15860.6933 | 16251.7169 | 15544.9785 | 13706.8811 | 10985.4711 | 7848.9729 | 2660.7049 | 2231.3333 | 277.0457 | 0 | 0
Scenario 5: High TRC ZEAS Phase In | PG&E | Com | WaterHeat | Com - School | Energy Efficiency | RET | Total Adoptions | 13413.4964 | 15244.7597 | 16559.2441 | 17019.2957 | 16369.7233 | 14568.6221 | 11863.0948 | 8710.4512 | 3123.5462 | 2981.5643 | 961.3635 | 622.1071 | 572.878
Scenario 5: High TRC ZEAS Phase In | PG&E | Com | WaterHeat | Com - School | Energy Efficiency | ROB | New Adoptions | 9108.984 | 9059.5059 | 8149.8852 | 7946.855 | 7738.7001 | 7534.4649 | 81.4907 | 82.0903 | 82.8468 | 83.7724 | 84.8882 | 86.2235 | 87.8095
Scenario 5: High TRC ZEAS Phase In | PG&E | Com | WaterHeat | Com - School | Energy Efficiency | ROB | Total Adoptions | 18681.6352 | 19149.6283 | 18511.827 | 18751.5492 | 18960.324 | 19152.1245 | 243.9968 | 246.3269 | 248.7832 | 251.4042 | 254.2393 | 257.3444 | 260.7608
Scenario 5: High TRC ZEAS Phase In | PG&E | Com | WaterHeat | Com - School | Fuel Substitution | ROB | New Adoptions | 1791.3798 | 2190.6281 | 3892.6544 | 4890.0903 | 6015.7152 | 11144.8716 | 13227.6644 | 16491.4287 | 12922.1523 | 15686.7959 | 18382.1074 | 21054.2352 | 23750.4434
Scenario 5: High TRC ZEAS Phase In | PG&E | Com | WaterHeat | Com - School | Fuel Substitution | ROB | Total Adoptions | 1942.6815 | 2389.5017 | 4217.736 | 5332.2204 | 6600.4512 | 12142.9784 | 14378.5416 | 17997.9011 | 14331.5858 | 17490.7411 | 20645.8598 | 23833.1576 | 27093.1229
Scenario 5: High TRC ZEAS Phase In | PG&E | Com | WaterHeat | Com - Warehouse | Energy Efficiency | NEW | New Adoptions | 699.0917 | 730.9254 | 764.574 | 702.1654 | 726.897 | 754.9582 | 314.7027 | 1.5382 | 1.9171 | 2.4025 | 2.9956 | 3.7384 | 4.6724
Scenario 5: High TRC ZEAS Phase In | PG&E | Com | WaterHeat | Com - Warehouse | Energy Efficiency | NEW | Total Adoptions | 699.0917 | 730.9254 | 764.574 | 702.1654 | 726.897 | 754.9582 | 314.7027 | 1.5382 | 1.9171 | 2.4025 | 2.9956 | 3.7384 | 4.6724
Scenario 5: High TRC ZEAS Phase In | PG&E | Com | WaterHeat | Com - Warehouse | Energy Efficiency | RET | New Adoptions | 8471.1758 | 10637.5648 | 13194.4087 | 16138.0325 | 19418.676 | 22918.7756 | 26429.6234 | 29640.2328 | 18382.6952 | 33167.7897 | 33186.597 | 31592.7953 | 28582.0318
Scenario 5: High TRC ZEAS Phase In | PG&E | Com | WaterHeat | Com - Warehouse | Energy Efficiency | RET | Total Adoptions | 9025.5206 | 11232.1496 | 13847.7018 | 16869.5101 | 20248.2627 | 23865.8651 | 27511.5346 | 30870.1199 | 19125.3691 | 34603.15 | 34765.7395 | 33289.4768 | 30416.2245
Scenario 5: High TRC ZEAS Phase In | PG&E | Com | WaterHeat | Com - Warehouse | Energy Efficiency | ROB | New Adoptions | 1425.2501 | 1514.3038 | 1248.2194 | 1288.8623 | 1329.9188 | 429.8871 | 6.7564 | 8.5277 | 10.7546 | 13.5543 | 17.0738 | 21.4972 | 27.0563
Scenario 5: High TRC ZEAS Phase In | PG&E | Com | WaterHeat | Com - Warehouse | Energy Efficiency | ROB | Total Adoptions | 2762.3871 | 2924.9113 | 2634.2513 | 2736.8168 | 2840.291 | 1141.5997 | 8.5266 | 10.7691 | 13.5891 | 17.1355 | 21.5941 | 27.1983 | 34.242
Scenario 5: High TRC ZEAS Phase In | PG&E | Com | WaterHeat | Com - Warehouse | Fuel Substitution | ROB | New Adoptions | 964.3405 | 1193.5629 | 1954.1687 | 2467.1217 | 3063.3865 | 6031.2836 | 6349.6614 | 7996.9316 | 5346.3123 | 6532.5697 | 7709.2448 | 8892.7702 | 10107.4394
Scenario 5: High TRC ZEAS Phase In | PG&E | Com | WaterHeat | Com - Warehouse | Fuel Substitution | ROB | Total Adoptions | 1077.8566 | 1343.203 | 2173.0348 | 2759.3574 | 3445.699 | 6716.942 | 6948.463 | 8791.1189 | 5933.6698 | 7289.7032 | 8665.9866 | 10075.3426 | 11539.8087
Scenario 5: High TRC ZEAS Phase In | PG&E | Com | WholeBlg | Com - College | Energy Efficiency | NEW | New Adoptions | 0 | 0 | 0 | 0 | 0 | 0 | 0 | 0 | 0 | 0 | 6.5767 | 6.7357 | 6.9847
Scenario 5: High TRC ZEAS Phase In | PG&E | Com | WholeBlg | Com - College | Energy Efficiency | NEW | Total Adoptions | 0 | 0 | 0 | 0 | 0 | 0 | 0 | 0 | 0 | 0 | 6.5767 | 6.7357 | 6.9847
Scenario 5: High TRC ZEAS Phase In | PG&E | Com | WholeBlg | Com - Office (Large) | Energy Efficiency | NEW | New Adoptions | 0 | 0 | 0 | 0 | 0 | 0 | 0 | 0 | 0 | 0 | 0 | 0 | 0
Scenario 5: High TRC ZEAS Phase In | PG&E | Com | WholeBlg | Com - Office (Large) | Energy Efficiency | NEW | Total Adoptions | 0 | 0 | 0 | 0 | 0 | 0 | 0 | 0 | 0 | 0 | 0 | 0 | 0
Scenario 5: High TRC ZEAS Phase In | PG&E | Com | WholeBlg | Com - Restaurant | Energy Efficiency | NEW | New Adoptions | 1.4861 | 1.6061 | 1.7561 | 1.9094 | 2.062 | 2.2138 | 2.3825 | 2.5456 | 2.7016 | 2.8691 | 3.0333 | 0 | 36.2357
Scenario 5: High TRC ZEAS Phase In | PG&E | Com | WholeBlg | Com - Restaurant | Energy Efficiency | NEW | Total Adoptions | 1.4861 | 1.6061 | 1.7561 | 1.9094 | 2.062 | 2.2138 | 2.3825 | 2.5456 | 2.7016 | 2.8691 | 3.0333 | 0 | 36.2357
Scenario 5: High TRC ZEAS Phase In | PG&E | Com | WholeBlg | Com - Retail | Energy Efficiency | NEW | New Adoptions | 11.9893 | 13.32 | 14.8522 | 0 | 163.5022 | 18.4922 | 20.19 | 21.9388 | 23.4981 | 25.1491 | 26.876 | 28.6093 | 30.4414
Scenario 5: High TRC ZEAS Phase In | PG&E | Com | WholeBlg | Com - Retail | Energy Efficiency | NEW | Total Adoptions | 11.9893 | 13.32 | 14.8522 | 0 | 163.5022 | 18.4922 | 20.19 | 21.9388 | 23.4981 | 25.1491 | 26.876 | 28.6093 | 30.4414
Scenario 5: High TRC ZEAS Phase In | PG&E | Com | WholeBlg | Com - Warehouse | Energy Efficiency | NEW | New Adoptions | 0 | 0 | 0 | 0 | 0 | 0 | 0 | 0 | 0 | 0 | 0 | 0 | 0
Scenario 5: High TRC ZEAS Phase In | PG&E | Com | WholeBlg | Com - Warehouse | Energy Efficiency | NEW | Total Adoptions | 0 | 0 | 0 | 0 | 0 | 0 | 0 | 0 | 0 | 0 | 0 | 0 | 0
Scenario 5: High TRC ZEAS Phase In | PG&E | Res | AppPlug | Res - Multi Family | Energy Efficiency | NEW | New Adoptions | 0 | 0 | 0 | 0 | 0 | 0 | 0 | 77.664 | 72.9451 | 68.4214 | 64.585 | 61.6134 | 58.8506
Scenario 5: High TRC ZEAS Phase In | PG&E | Res | AppPlug | Res - Multi Family | Energy Efficiency | NEW | Total Adoptions | 0 | 0 | 0 | 0 | 0 | 0 | 0 | 77.664 | 72.9451 | 68.4214 | 64.585 | 61.6134 | 58.8506
Scenario 5: High TRC ZEAS Phase In | PG&E | Res | AppPlug | Res - Multi Family | Energy Efficiency | ROB | New Adoptions | 0 | 0 | 0 | 0 | 0 | 0 | 339.0341 | 342.2456 | 345.2596 | 348.0858 | 350.7513 | 353.2893 | 355.7092
Scenario 5: High TRC ZEAS Phase In | PG&E | Res | AppPlug | Res - Multi Family | Energy Efficiency | ROB | Total Adoptions | 0 | 0 | 0 | 0 | 0 | 0 | 850.1379 | 857.9306 | 865.3028 | 872.2721 | 878.9009 | 885.2678 | 891.3915
Scenario 5: High TRC ZEAS Phase In | PG&E | Res | AppPlug | Res - Multi Family | Fuel Substitution | ROB | New Adoptions | 0.0018407 | 0.0019874 | 0.002136 | 0.0022851 | 0.0024339 | 0.002582 | 0 | 0 | 0 | 0 | 0 | 0 | 0
Scenario 5: High TRC ZEAS Phase In | PG&E | Res | AppPlug | Res - Multi Family | Fuel Substitution | ROB | Total Adoptions | 0.0022547 | 0.0024659 | 0.0026825 | 0.0029031 | 0.0031266 | 0.0033525 | 0 | 0 | 0 | 0 | 0 | 0 | 0
Scenario 5: High TRC ZEAS Phase In | PG&E | Res | AppPlug | Res - Single Family | Fuel Substitution | ROB | New Adoptions | 0.017824 | 0.019197 | 0.020573 | 0.02195 | 0.023328 | 0.024708 | 0 | 0 | 0 | 0 | 0 | 0 | 0
Scenario 5: High TRC ZEAS Phase In | PG&E | Res | AppPlug | Res - Single Family | Fuel Substitution | ROB | Total Adoptions | 0.021366 | 0.023251 | 0.025159 | 0.027087 | 0.029035 | 0.031002 | 0 | 0 | 0 | 0 | 0 | 0 | 0
Scenario 5: High TRC ZEAS Phase In | PG&E | Res | BldgEnv | Res - Single Family | Energy Efficiency | NEW | New Adoptions | 541296.7052 | 696076.3834 | 760871.331 | 770518.4431 | 752324.2437 | 722580.6342 | 686684.5497 | 645615.3266 | 606381.0697 | 0 | 0 | 0 | 0
Scenario 5: High TRC ZEAS Phase In | PG&E | Res | BldgEnv | Res - Single Family | Energy Efficiency | NEW | Total Adoptions | 541296.7052 | 696076.3834 | 760871.331 | 770518.4431 | 752324.2437 | 722580.6342 | 686684.5497 | 645615.3266 | 606381.0697 | 0 | 0 | 0 | 0
Scenario 5: High TRC ZEAS Phase In | PG&E | Res | BldgEnv | Res - Single Family | Energy Efficiency | RET | New Adoptions | 82717.0338 | 78708.3181 | 74802.5361 | 71050.5292 | 67498.1241 | 64098.5661 | 60843.329 | 57686.9104 | 54651.1059 | 0 | 0 | 0 | 0
Scenario 5: High TRC ZEAS Phase In | PG&E | Res | BldgEnv | Res - Single Family | Energy Efficiency | RET | Total Adoptions | 82717.0338 | 78708.3181 | 74802.5361 | 71050.5292 | 67498.1241 | 64098.5661 | 60843.329 | 57686.9104 | 54651.1059 | 0 | 0 | 0 | 0
Scenario 5: High TRC ZEAS Phase In | PG&E | Res | HVAC | Res - Multi Family | Energy Efficiency | NEW | New Adoptions | 2.116 | 3.0841 | 3.5226 | 53.2616 | 54.3619 | 58.0719 | 57.7649 | 56.8984 | 55.1683 | 53.577 | 52.2277 | 51.3412 | 50.4217
Scenario 5: High TRC ZEAS Phase In | PG&E | Res | HVAC | Res - Multi Family | Energy Efficiency | NEW | Total Adoptions | 2.116 | 3.0841 | 3.5226 | 53.2616 | 54.3619 | 58.0719 | 57.7649 | 56.8984 | 55.1683 | 53.577 | 52.2277 | 51.3412 | 50.4217
Scenario 5: High TRC ZEAS Phase In | PG&E | Res | HVAC | Res - Multi Family | Energy Efficiency | ROB | New Adoptions | 12.2049 | 13.0454 | 200.5253 | 212.2808 | 237.5062 | 248.9673 | 259.8572 | 270.1681 | 279.8889 | 289.0329 | 297.619 | 305.6701 | 313.1978
Scenario 5: High TRC ZEAS Phase In | PG&E | Res | HVAC | Res - Multi Family | Energy Efficiency | ROB | Total Adoptions | 13.1819 | 14.1973 | 220.7858 | 235.5256 | 265.7294 | 280.7036 | 295.2488 | 309.3478 | 322.9713 | 336.1337 | 348.853 | 361.1559 | 373.0486
Scenario 5: High TRC ZEAS Phase In | PG&E | Res | HVAC | Res - Multi Family | Fuel Substitution | ROB | New Adoptions | 0.49842 | 0.52931 | 0.55575 | 0.58143 | 0.05683 | 0.061718 | 0.066244 | 0.070163 | 0.076079 | 0.080828 | 0.084396 | 0.087108 | 0.089219
Scenario 5: High TRC ZEAS Phase In | PG&E | Res | HVAC | Res - Multi Family | Fuel Substitution | ROB | Total Adoptions | 0.52668 | 0.56205 | 0.59292 | 0.62319 | 0.060489 | 0.065962 | 0.071127 | 0.075735 | 0.082405 | 0.087974 | 0.092405 | 0.096007 | 0.099023
Scenario 5: High TRC ZEAS Phase In | PG&E | Res | HVAC | Res - Single Family | Energy Efficiency | NEW | New Adoptions | 4835.8094 | 6480.1665 | 7381.9813 | 7758.1913 | 5800.0478 | 3528.9218 | 1209.9971 | 1164.0526 | 1118.323 | 6.5183 | 6.3007 | 6.1167 | 5.9253
Scenario 5: High TRC ZEAS Phase In | PG&E | Res | HVAC | Res - Single Family | Energy Efficiency | NEW | Total Adoptions | 4835.8094 | 6480.1665 | 7381.9813 | 7758.1913 | 5800.0478 | 3528.9218 | 1209.9971 | 1164.0526 | 1118.323 | 6.5183 | 6.3007 | 6.1167 | 5.9253
Scenario 5: High TRC ZEAS Phase In | PG&E | Res | HVAC | Res - Single Family | Energy Efficiency | ROB | New Adoptions | 13418.9491 | 14458.6411 | 15468.7916 | 16438.8125 | 11370.6252 | 5799.2906 | 6052.5262 | 6292.9338 | 40.6499 | 41.9162 | 43.1042 | 44.2157 | 45.2523
Scenario 5: High TRC ZEAS Phase In | PG&E | Res | HVAC | Res - Single Family | Energy Efficiency | ROB | Total Adoptions | 17414.9214 | 18746.5601 | 20074.7778 | 21381.4412 | 14183.2922 | 6455.3901 | 6783.578 | 7101.1861 | 47.1254 | 48.9599 | 50.7321 | 52.4437 | 54.0954
Scenario 5: High TRC ZEAS Phase In | PG&E | Res | HVAC | Res - Single Family | Fuel Substitution | ROB | New Adoptions | 17.577 | 16.7852 | 18.9534 | 22.4813 | 6.4631 | 2.2254 | 2.3425 | 2.4588 | 0.14776 | 0.1573 | 0.1647 | 0.17055 | 0.17529
Scenario 5: High TRC ZEAS Phase In | PG&E | Res | HVAC | Res - Single Family | Fuel Substitution | ROB | Total Adoptions | 18.3782 | 17.6203 | 20.0174 | 23.9239 | 6.7857 | 2.3349 | 2.4668 | 2.599 | 0.15413 | 0.1647 | 0.17318 | 0.18016 | 0.18608
Scenario 5: High TRC ZEAS Phase In | PG&E | Res | WaterHeat | Res - Multi Family | Energy Efficiency | NEW | New Adoptions | 261.6166 | 2651.4239 | 2802.5388 | 2543.1218 | 2437.4279 | 2329.1927 | 2219.8883 | 2104.4335 | 1981.2916 | 1880.8247 | 1776.3469 | 1698.464 | 1651.119
Scenario 5: High TRC ZEAS Phase In | PG&E | Res | WaterHeat | Res - Multi Family | Energy Efficiency | NEW | Total Adoptions | 261.6166 | 2651.4239 | 2802.5388 | 2543.1218 | 2437.4279 | 2329.1927 | 2219.8883 | 2104.4335 | 1981.2916 | 1880.8247 | 1776.3469 | 1698.464 | 1651.119
Scenario 5: High TRC ZEAS Phase In | PG&E | Res | WaterHeat | Res - Multi Family | Energy Efficiency | RET | New Adoptions | 459.6026 | 466.0356 | 472.3005 | 478.446 | 484.4999 | 490.4765 | 496.3825 | 502.222 | 507.9979 | 513.7102 | 519.3587 | 524.9451 | 530.4678
Scenario 5: High TRC ZEAS Phase In | PG&E | Res | WaterHeat | Res - Multi Family | Energy Efficiency | RET | Total Adoptions | 1918.281 | 1783.5065 | 1662.7473 | 1554.6326 | 1457.9129 | 1371.4529 | 1294.225 | 1225.3026 | 1163.8504 | 1109.1145 | 1060.4162 | 1017.1463 | 978.7535
Scenario 5: High TRC ZEAS Phase In | PG&E | Res | WaterHeat | Res - Multi Family | Energy Efficiency | ROB | New Adoptions | 519.3729 | 553.9703 | 0 | 0 | 0 | 0 | 0 | 6.7756 | 143.6417 | 149.4783 | 155.3028 | 319.547 | 330.9022
Scenario 5: High TRC ZEAS Phase In | PG&E | Res | WaterHeat | Res - Multi Family | Energy Efficiency | ROB | Total Adoptions | 944.691 | 988.1558 | 0 | 0 | 0 | 0 | 0 | 9.3975 | 211.4829 | 221.5726 | 231.7234 | 485.6578 | 505.7427
Scenario 5: High TRC ZEAS Phase In | PG&E | Res | WaterHeat | Res - Multi Family | Fuel Substitution | ROB | New Adoptions | 25.4948 | 28.4183 | 70.9478 | 79.9039 | 88.8842 | 97.1402 | 76.6268 | 86.874 | 96.2689 | 105.5694 | 113.5998 | 119.7476 | 124.6486
Scenario 5: High TRC ZEAS Phase In | PG&E | Res | WaterHeat | Res - Multi Family | Fuel Substitution | ROB | Total Adoptions | 30.1441 | 33.854 | 77.5356 | 88.4825 | 99.5882 | 110.1037 | 82.5687 | 94.5076 | 105.7755 | 117.0925 | 127.2341 | 135.5123 | 142.5196
Scenario 5: High TRC ZEAS Phase In | PG&E | Res | WaterHeat | Res - Single Family | Energy Efficiency | NEW | New Adoptions | 2087.2176 | 2726.4334 | 12823.5075 | 11478.8602 | 11002.1832 | 10489.8545 | 9029.4871 | 8429.2973 | 7861.1152 | 7214.3212 | 6838.6861 | 6466.1184 | 6125.2766
Scenario 5: High TRC ZEAS Phase In | PG&E | Res | WaterHeat | Res - Single Family | Energy Efficiency | NEW | Total Adoptions | 2087.2176 | 2726.4334 | 12823.5075 | 11478.8602 | 11002.1832 | 10489.8545 | 9029.4871 | 8429.2973 | 7861.1152 | 7214.3212 | 6838.6861 | 6466.1184 | 6125.2766
Scenario 5: High TRC ZEAS Phase In | PG&E | Res | WaterHeat | Res - Single Family | Energy Efficiency | RET | New Adoptions | 23.0052 | 2899.8055 | 2924.8545 | 2949.52 | 2974.0041 | 2998.4178 | 3022.8157 | 3047.2363 | 3071.704 | 3096.2286 | 3120.8145 | 3145.4805 | 3170.2211
Scenario 5: High TRC ZEAS Phase In | PG&E | Res | WaterHeat | Res - Single Family | Energy Efficiency | RET | Total Adoptions | 68.3534 | 8121.5053 | 7653.6329 | 7234.9158 | 6860.6003 | 6526.3385 | 6228.1725 | 5962.5298 | 5726.1852 | 5516.2239 | 5330.0185 | 5165.2189 | 5019.6878
Scenario 5: High TRC ZEAS Phase In | PG&E | Res | WaterHeat | Res - Single Family | Energy Efficiency | ROB | New Adoptions | 6823.7133 | 6278.9318 | 3176.3357 | 3392.5006 | 3596.843 | 899.857 | 939.2339 | 978.1835 | 0 | 396.3778 | 411.2773 | 426.1227 | 1136.3452
Scenario 5: High TRC ZEAS Phase In | PG&E | Res | WaterHeat | Res - Single Family | Energy Efficiency | ROB | Total Adoptions | 12123.7011 | 10569.1579 | 5012.5657 | 5289.5111 | 5553.4136 | 1391.2853 | 1457.0716 | 1522.8556 | 0 | 603.9274 | 629.793 | 655.7876 | 1807.1597
Scenario 5: High TRC ZEAS Phase In | PG&E | Res | WaterHeat | Res - Single Family | Fuel Substitution | ROB | New Adoptions | 36.0413 | 51.0119 | 340.0052 | 391.7184 | 443.23 | 489.3663 | 540.477 | 608.7712 | 673.956 | 738.7071 | 794.8779 | 838.129 | 872.8504
Scenario 5: High TRC ZEAS Phase In | PG&E | Res | WaterHeat | Res - Single Family | Fuel Substitution | ROB | Total Adoptions | 36.7922 | 52.2567 | 343.8079 | 404.1784 | 464.9848 | 521.0615 | 582.8226 | 662.9488 | 741.1387 | 819.9853 | 890.9169 | 949.0814 | 998.5721
Scenario 5: High TRC ZEAS Phase In | PG&E | Res | WholeBlg | Res - Multi Family | Energy Efficiency | NEW | New Adoptions | 0 | 0 | 0 | 0 | 0 | 0 | 0 | 3.3369 | 3.1253 | 2.9304 | 2.7164 | 2.5533 | 2.3896
Scenario 5: High TRC ZEAS Phase In | PG&E | Res | WholeBlg | Res - Multi Family | Energy Efficiency | NEW | Total Adoptions | 0 | 0 | 0 | 0 | 0 | 0 | 0 | 3.3369 | 3.1253 | 2.9304 | 2.7164 | 2.5533 | 2.3896
Scenario 5: High TRC ZEAS Phase In | PG&E | Res | WholeBlg | Res - Single Family | Energy Efficiency | NEW | New Adoptions | 0 | 0 | 0 | 0 | 0 | 0 | 9.4178 | 8.8216 | 8.1077 | 7.5349 | 6.8849 | 6.3451 | 5.8611
Scenario 5: High TRC ZEAS Phase In | PG&E | Res | WholeBlg | Res - Single Family | Energy Efficiency | NEW | Total Adoptions | 0 | 0 | 0 | 0 | 0 | 0 | 9.4178 | 8.8216 | 8.1077 | 7.5349 | 6.8849 | 6.3451 | 5.8611
Scenario 5: High TRC ZEAS Phase In | SCE | Com | BldgEnv | Com - College | Energy Efficiency | NEW | New Adoptions | 1985.9803 | 2110.2084 | 2305.6662 | 2520.3422 | 2633.3634 | 2851.4739 | 3052.1513 | 3180.6613 | 3289.0328 | 0 | 0 | 0 | 0
Scenario 5: High TRC ZEAS Phase In | SCE | Com | BldgEnv | Com - College | Energy Efficiency | NEW | Total Adoptions | 1985.9803 | 2110.2084 | 2305.6662 | 2520.3422 | 2633.3634 | 2851.4739 | 3052.1513 | 3180.6613 | 3289.0328 | 0 | 0 | 0 | 0
Scenario 5: High TRC ZEAS Phase In | SCE | Com | BldgEnv | Com - College | Energy Efficiency | RET | New Adoptions | 5589.3227 | 5918.1885 | 6055.543 | 5973.5108 | 5668.1381 | 5162.6567 | 4504.0702 | 3753.7082 | 24.6002 | 0 | 0 | 0 | 0
Scenario 5: High TRC ZEAS Phase In | SCE | Com | BldgEnv | Com - College | Energy Efficiency | RET | Total Adoptions | 5616.9411 | 5945.898 | 6083.3736 | 6001.436 | 5696.0772 | 5190.4827 | 4531.6243 | 3780.8166 | 24.6002 | 0 | 0 | 0 | 0
Scenario 5: High TRC ZEAS Phase In | SCE | Com | BldgEnv | Com - Grocery | Energy Efficiency | NEW | New Adoptions | 5190.6966 | 5617.7877 | 5971.3038 | 6362.5415 | 6811.6907 | 7206.3493 | 7530.9921 | 7904.6561 | 8225.0356 | 0 | 0 | 0 | 0
Scenario 5: High TRC ZEAS Phase In | SCE | Com | BldgEnv | Com - Grocery | Energy Efficiency | NEW | Total Adoptions | 5190.6966 | 5617.7877 | 5971.3038 | 6362.5415 | 6811.6907 | 7206.3493 | 7530.9921 | 7904.6561 | 8225.0356 | 0 | 0 | 0 | 0
Scenario 5: High TRC ZEAS Phase In | SCE | Com | BldgEnv | Com - Grocery | Energy Efficiency | RET | New Adoptions | 111.6112 | 106.5307 | 101.4037 | 96.3331 | 91.517 | 86.9421 | 82.5962 | 78.4675 | 74.5451 | 0 | 0 | 0 | 0
Scenario 5: High TRC ZEAS Phase In | SCE | Com | BldgEnv | Com - Grocery | Energy Efficiency | RET | Total Adoptions | 111.6112 | 106.5307 | 101.4037 | 96.3331 | 91.517 | 86.9421 | 82.5962 | 78.4675 | 74.5451 | 0 | 0 | 0 | 0
Scenario 5: High TRC ZEAS Phase In | SCE | Com | BldgEnv | Com - Health | Energy Efficiency | NEW | New Adoptions | 4798.7332 | 5163.5235 | 5598.5247 | 5811.0434 | 6140.1947 | 6380.634 | 6712.5413 | 6883.3541 | 7026.5704 | 0 | 0 | 0 | 0
Scenario 5: High TRC ZEAS Phase In | SCE | Com | BldgEnv | Com - Health | Energy Efficiency | NEW | Total Adoptions | 4798.7332 | 5163.5235 | 5598.5247 | 5811.0434 | 6140.1947 | 6380.634 | 6712.5413 | 6883.3541 | 7026.5704 | 0 | 0 | 0 | 0
Scenario 5: High TRC ZEAS Phase In | SCE | Com | BldgEnv | Com - Health | Energy Efficiency | RET | New Adoptions | 129.2419 | 123.7666 | 118.3937 | 113.0986 | 107.8757 | 102.7332 | 97.6882 | 92.805 | 88.1657 | 0 | 0 | 0 | 0
Scenario 5: High TRC ZEAS Phase In | SCE | Com | BldgEnv | Com - Health | Energy Efficiency | RET | Total Adoptions | 129.2419 | 123.7666 | 118.3937 | 113.0986 | 107.8757 | 102.7332 | 97.6882 | 92.805 | 88.1657 | 0 | 0 | 0 | 0
Scenario 5: High TRC ZEAS Phase In | SCE | Com | BldgEnv | Com - Lodging | Energy Efficiency | NEW | New Adoptions | 75.2328 | 85.6326 | 97.1837 | 108.9316 | 122.629 | 137.2035 | 152.6184 | 169.0742 | 185.7204 | 0 | 0 | 0 | 0
Scenario 5: High TRC ZEAS Phase In | SCE | Com | BldgEnv | Com - Lodging | Energy Efficiency | NEW | Total Adoptions | 75.2328 | 85.6326 | 97.1837 | 108.9316 | 122.629 | 137.2035 | 152.6184 | 169.0742 | 185.7204 | 0 | 0 | 0 | 0
Scenario 5: High TRC ZEAS Phase In | SCE | Com | BldgEnv | Com - Lodging | Energy Efficiency | RET | New Adoptions | 449.0597 | 544.7741 | 659.5208 | 796.7273 | 960.2461 | 1154.3058 | 1383.4129 | 1652.1489 | 4.0316 | 0 | 0 | 0 | 0
Scenario 5: High TRC ZEAS Phase In | SCE | Com | BldgEnv | Com - Lodging | Energy Efficiency | RET | Total Adoptions | 449.5383 | 545.3645 | 660.2459 | 797.6146 | 961.3284 | 1155.6218 | 1385.0081 | 1654.0765 | 4.0316 | 0 | 0 | 0 | 0
Scenario 5: High TRC ZEAS Phase In | SCE | Com | BldgEnv | Com - Office (Large) | Energy Efficiency | NEW | New Adoptions | 158125.2944 | 164617.8655 | 169726.3271 | 174668.144 | 180636.8311 | 185907.553 | 189222.4955 | 192392.5722 | 193246.3363 | 0 | 0 | 0 | 0
Scenario 5: High TRC ZEAS Phase In | SCE | Com | BldgEnv | Com - Office (Large) | Energy Efficiency | NEW | Total Adoptions | 158125.2944 | 164617.8655 | 169726.3271 | 174668.144 | 180636.8311 | 185907.553 | 189222.4955 | 192392.5722 | 193246.3363 | 0 | 0 | 0 | 0
Scenario 5: High TRC ZEAS Phase In | SCE | Com | BldgEnv | Com - Office (Large) | Energy Efficiency | RET | New Adoptions | 2353.6021 | 2234.8308 | 2122.502 | 2016.1733 | 1915.4394 | 1819.8819 | 1729.1776 | 1643.0115 | 1561.1459 | 0 | 0 | 0 | 0
Scenario 5: High TRC ZEAS Phase In | SCE | Com | BldgEnv | Com - Office (Large) | Energy Efficiency | RET | Total Adoptions | 2353.6021 | 2234.8308 | 2122.502 | 2016.1733 | 1915.4394 | 1819.8819 | 1729.1776 | 1643.0115 | 1561.1459 | 0 | 0 | 0 | 0
Scenario 5: High TRC ZEAS Phase In | SCE | Com | BldgEnv | Com - Office (Small) | Energy Efficiency | NEW | New Adoptions | 5639.1697 | 6011.8104 | 6359.1259 | 6682.8236 | 0 | 4842.5269 | 395.8423 | 409.1371 | 420.7216 | 0 | 0 | 0 | 0
Scenario 5: High TRC ZEAS Phase In | SCE | Com | BldgEnv | Com - Office (Small) | Energy Efficiency | NEW | Total Adoptions | 5639.1697 | 6011.8104 | 6359.1259 | 6682.8236 | 0 | 4842.5269 | 395.8423 | 409.1371 | 420.7216 | 0 | 0 | 0 | 0
Scenario 5: High TRC ZEAS Phase In | SCE | Com | BldgEnv | Com - Office (Small) | Energy Efficiency | RET | New Adoptions | 85.7354 | 81.8654 | 77.92 | 74.0209 | 4.0706 | 3.8673 | 3.6742 | 3.4907 | 3.3165 | 0 | 0 | 0 | 0
Scenario 5: High TRC ZEAS Phase In | SCE | Com | BldgEnv | Com - Office (Small) | Energy Efficiency | RET | Total Adoptions | 85.7354 | 81.8654 | 77.92 | 74.0209 | 4.0706 | 3.8673 | 3.6742 | 3.4907 | 3.3165 | 0 | 0 | 0 | 0
Scenario 5: High TRC ZEAS Phase In | SCE | Com | BldgEnv | Com - Other | Energy Efficiency | NEW | New Adoptions | 45450.3616 | 49425.6976 | 53371.5439 | 57098.7831 | 60708.4531 | 64168.0373 | 67843.545 | 70960.1607 | 73406.5449 | 0 | 0 | 0 | 0
Scenario 5: High TRC ZEAS Phase In | SCE | Com | BldgEnv | Com - Other | Energy Efficiency | NEW | Total Adoptions | 45450.3616 | 49425.6976 | 53371.5439 | 57098.7831 | 60708.4531 | 64168.0373 | 67843.545 | 70960.1607 | 73406.5449 | 0 | 0 | 0 | 0
Scenario 5: High TRC ZEAS Phase In | SCE | Com | BldgEnv | Com - Other | Energy Efficiency | RET | New Adoptions | 20570.168 | 18170.3115 | 15087.9853 | 11641.3047 | 8146.5428 | 4860.6882 | 1952.223 | 577.3551 | 548.9644 | 0 | 0 | 0 | 0
Scenario 5: High TRC ZEAS Phase In | SCE | Com | BldgEnv | Com - Other | Energy Efficiency | RET | Total Adoptions | 20710.9117 | 18308.3719 | 15222.7334 | 11772.0518 | 8272.6225 | 4981.5198 | 2067.3493 | 686.7252 | 548.9644 | 0 | 0 | 0 | 0
Scenario 5: High TRC ZEAS Phase In | SCE | Com | BldgEnv | Com - Refrig. Warehouse | Energy Efficiency | NEW | New Adoptions | 484.2116 | 47.3452 | 49.3869 | 50.2044 | 51.8453 | 53.9991 | 56.4604 | 58.4531 | 60.7974 | 0 | 0 | 0 | 0
Scenario 5: High TRC ZEAS Phase In | SCE | Com | BldgEnv | Com - Refrig. Warehouse | Energy Efficiency | NEW | Total Adoptions | 484.2116 | 47.3452 | 49.3869 | 50.2044 | 51.8453 | 53.9991 | 56.4604 | 58.4531 | 60.7974 | 0 | 0 | 0 | 0
Scenario 5: High TRC ZEAS Phase In | SCE | Com | BldgEnv | Com - Refrig. Warehouse | Energy Efficiency | RET | New Adoptions | 0.097698 | 0.096766 | 0.09665 | 0.097404 | 0.099071 | 0.10168 | 0.10523 | 0.10968 | 0.11494 | 0 | 0 | 0 | 0
Scenario 5: High TRC ZEAS Phase In | SCE | Com | BldgEnv | Com - Refrig. Warehouse | Energy Efficiency | RET | Total Adoptions | 0.097698 | 0.096766 | 0.09665 | 0.097404 | 0.099071 | 0.10168 | 0.10523 | 0.10968 | 0.11494 | 0 | 0 | 0 | 0
Scenario 5: High TRC ZEAS Phase In | SCE | Com | BldgEnv | Com - Restaurant | Energy Efficiency | NEW | New Adoptions | 0 | 0 | 0 | 0 | 0 | 0 | 0 | 0 | 0 | 0 | 0 | 0 | 0
Scenario 5: High TRC ZEAS Phase In | SCE | Com | BldgEnv | Com - Restaurant | Energy Efficiency | NEW | Total Adoptions | 0 | 0 | 0 | 0 | 0 | 0 | 0 | 0 | 0 | 0 | 0 | 0 | 0
Scenario 5: High TRC ZEAS Phase In | SCE | Com | BldgEnv | Com - Restaurant | Energy Efficiency | RET | New Adoptions | 0 | 0 | 0 | 0 | 0 | 0 | 0 | 0 | 0 | 0 | 0 | 0 | 0
Scenario 5: High TRC ZEAS Phase In | SCE | Com | BldgEnv | Com - Restaurant | Energy Efficiency | RET | Total Adoptions | 0 | 0 | 0 | 0 | 0 | 0 | 0 | 0 | 0 | 0 | 0 | 0 | 0
Scenario 5: High TRC ZEAS Phase In | SCE | Com | BldgEnv | Com - Retail | Energy Efficiency | NEW | New Adoptions | 15275.0047 | 16231.1542 | 16954.1734 | 17729.1009 | 18553.8048 | 19115.7754 | 19447.3579 | 19822.2439 | 19908.9042 | 0 | 0 | 0 | 0
Scenario 5: High TRC ZEAS Phase In | SCE | Com | BldgEnv | Com - Retail | Energy Efficiency | NEW | Total Adoptions | 15275.0047 | 16231.1542 | 16954.1734 | 17729.1009 | 18553.8048 | 19115.7754 | 19447.3579 | 19822.2439 | 19908.9042 | 0 | 0 | 0 | 0
Scenario 5: High TRC ZEAS Phase In | SCE | Com | BldgEnv | Com - Retail | Energy Efficiency | RET | New Adoptions | 278.1634 | 267.8076 | 257.1772 | 246.2378 | 235.032 | 223.6498 | 212.4835 | 201.8753 | 191.7968 | 0 | 0 | 0 | 0
Scenario 5: High TRC ZEAS Phase In | SCE | Com | BldgEnv | Com - Retail | Energy Efficiency | RET | Total Adoptions | 278.1634 | 267.8076 | 257.1772 | 246.2378 | 235.032 | 223.6498 | 212.4835 | 201.8753 | 191.7968 | 0 | 0 | 0 | 0
Scenario 5: High TRC ZEAS Phase In | SCE | Com | BldgEnv | Com - School | Energy Efficiency | NEW | New Adoptions | 8287.7786 | 8712.387 | 9126.0165 | 9475.9897 | 9741.0159 | 10015.5967 | 10186.9822 | 10372.8347 | 10548.9264 | 0 | 0 | 0 | 0
Scenario 5: High TRC ZEAS Phase In | SCE | Com | BldgEnv | Com - School | Energy Efficiency | NEW | Total Adoptions | 8287.7786 | 8712.387 | 9126.0165 | 9475.9897 | 9741.0159 | 10015.5967 | 10186.9822 | 10372.8347 | 10548.9264 | 0 | 0 | 0 | 0
Scenario 5: High TRC ZEAS Phase In | SCE | Com | BldgEnv | Com - School | Energy Efficiency | RET | New Adoptions | 141.5128 | 134.4078 | 127.6716 | 121.2825 | 115.2207 | 109.4657 | 104.0006 | 98.8087 | 93.8759 | 0 | 0 | 0 | 0
Scenario 5: High TRC ZEAS Phase In | SCE | Com | BldgEnv | Com - School | Energy Efficiency | RET | Total Adoptions | 141.5128 | 134.4078 | 127.6716 | 121.2825 | 115.2207 | 109.4657 | 104.0006 | 98.8087 | 93.8759 | 0 | 0 | 0 | 0
Scenario 5: High TRC ZEAS Phase In | SCE | Com | BldgEnv | Com - Warehouse | Energy Efficiency | NEW | New Adoptions | 12229.3235 | 13623.6958 | 14862.8354 | 16361.7165 | 18214.1461 | 19777.4525 | 21137.3121 | 22576.4981 | 17906.6589 | 0 | 0 | 0 | 0
Scenario 5: High TRC ZEAS Phase In | SCE | Com | BldgEnv | Com - Warehouse | Energy Efficiency | NEW | Total Adoptions | 12229.3235 | 13623.6958 | 14862.8354 | 16361.7165 | 18214.1461 | 19777.4525 | 21137.3121 | 22576.4981 | 17906.6589 | 0 | 0 | 0 | 0
Scenario 5: High TRC ZEAS Phase In | SCE | Com | BldgEnv | Com - Warehouse | Energy Efficiency | RET | New Adoptions | 2126.427 | 2417.2346 | 2703.096 | 2967.3043 | 3190.443 | 3352.3483 | 3434.9704 | 3425.6551 | 134.4976 | 0 | 0 | 0 | 0
Scenario 5: High TRC ZEAS Phase In | SCE | Com | BldgEnv | Com - Warehouse | Energy Efficiency | RET | Total Adoptions | 2134.3578 | 2425.3385 | 2711.4363 | 2975.9355 | 3199.4065 | 3361.668 | 3444.6492 | 3435.6726 | 134.4976 | 0 | 0 | 0 | 0
Scenario 5: High TRC ZEAS Phase In | SCE | Com | ComRefrig | Com - College | Energy Efficiency | NEW | New Adoptions | 0 | 0 | 0 | 0 | 0 | 0 | 0 | 0 | 0 | 0 | 0 | 0 | 0
Scenario 5: High TRC ZEAS Phase In | SCE | Com | ComRefrig | Com - College | Energy Efficiency | NEW | Total Adoptions | 0 | 0 | 0 | 0 | 0 | 0 | 0 | 0 | 0 | 0 | 0 | 0 | 0
Scenario 5: High TRC ZEAS Phase In | SCE | Com | ComRefrig | Com - College | Energy Efficiency | RET | New Adoptions | 0 | 0 | 3.9375 | 2.4319 | 0.65598 | 0.23148 | 0.073232 | 0 | 0 | 0 | 0 | 0 | 0
Scenario 5: High TRC ZEAS Phase In | SCE | Com | ComRefrig | Com - College | Energy Efficiency | RET | Total Adoptions | 0 | 0 | 4.8889 | 3.4467 | 1.6098 | 1.1262 | 0.91193 | 0.78587 | 0.73637 | 0.68999 | 0.64654 | 0.60582 | 0.56767
Scenario 5: High TRC ZEAS Phase In | SCE | Com | ComRefrig | Com - College | Energy Efficiency | ROB | New Adoptions | 0 | 0 | 0 | 0 | 0 | 0 | 0 | 0 | 0 | 0 | 0 | 0 | 0
Scenario 5: High TRC ZEAS Phase In | SCE | Com | ComRefrig | Com - College | Energy Efficiency | ROB | Total Adoptions | 0 | 0 | 0 | 0 | 0 | 0 | 0 | 0 | 0 | 0 | 0 | 0 | 0
Scenario 5: High TRC ZEAS Phase In | SCE | Com | ComRefrig | Com - Grocery | Energy Efficiency | NEW | New Adoptions | 0 | 0 | 0 | 0 | 0 | 0 | 0 | 0 | 0 | 0 | 0 | 0 | 0
Scenario 5: High TRC ZEAS Phase In | SCE | Com | ComRefrig | Com - Grocery | Energy Efficiency | NEW | Total Adoptions | 0 | 0 | 0 | 0 | 0 | 0 | 0 | 0 | 0 | 0 | 0 | 0 | 0
Scenario 5: High TRC ZEAS Phase In | SCE | Com | ComRefrig | Com - Grocery | Energy Efficiency | RET | New Adoptions | 0 | 0 | 1393.2602 | 793.7697 | 254.1513 | 0 | 0 | 0 | 0 | 0 | 0 | 0 | 0
Scenario 5: High TRC ZEAS Phase In | SCE | Com | ComRefrig | Com - Grocery | Energy Efficiency | RET | Total Adoptions | 0 | 0 | 3059.1318 | 2561.4553 | 1911.6281 | 1553.079 | 1455.2597 | 1363.6042 | 1277.724 | 1197.255 | 1121.856 | 1051.2075 | 985.0101
Scenario 5: High TRC ZEAS Phase In | SCE | Com | ComRefrig | Com - Grocery | Energy Efficiency | ROB | New Adoptions | 0 | 0 | 0 | 0 | 0 | 0 | 0 | 0 | 0 | 0 | 0 | 0 | 0
Scenario 5: High TRC ZEAS Phase In | SCE | Com | ComRefrig | Com - Grocery | Energy Efficiency | ROB | Total Adoptions | 0 | 0 | 0 | 0 | 0 | 0 | 0 | 0 | 0 | 0 | 0 | 0 | 0
Scenario 5: High TRC ZEAS Phase In | SCE | Com | ComRefrig | Com - Health | Energy Efficiency | NEW | New Adoptions | 0 | 0 | 0 | 0 | 0 | 0 | 0 | 0 | 0 | 0 | 0 | 0 | 0
Scenario 5: High TRC ZEAS Phase In | SCE | Com | ComRefrig | Com - Health | Energy Efficiency | NEW | Total Adoptions | 0 | 0 | 0 | 0 | 0 | 0 | 0 | 0 | 0 | 0 | 0 | 0 | 0
Scenario 5: High TRC ZEAS Phase In | SCE | Com | ComRefrig | Com - Health | Energy Efficiency | ROB | New Adoptions | 0 | 0 | 0 | 0 | 0 | 0 | 0 | 0 | 0 | 0 | 0 | 0 | 0
Scenario 5: High TRC ZEAS Phase In | SCE | Com | ComRefrig | Com - Health | Energy Efficiency | ROB | Total Adoptions | 0 | 0 | 0 | 0 | 0 | 0 | 0 | 0 | 0 | 0 | 0 | 0 | 0
Scenario 5: High TRC ZEAS Phase In | SCE | Com | ComRefrig | Com - Refrig. Warehouse | Energy Efficiency | NEW | New Adoptions | 0 | 0 | 0 | 0 | 0 | 0 | 0 | 0 | 0 | 0 | 0 | 0 | 0
Scenario 5: High TRC ZEAS Phase In | SCE | Com | ComRefrig | Com - Refrig. Warehouse | Energy Efficiency | NEW | Total Adoptions | 0 | 0 | 0 | 0 | 0 | 0 | 0 | 0 | 0 | 0 | 0 | 0 | 0
Scenario 5: High TRC ZEAS Phase In | SCE | Com | ComRefrig | Com - Refrig. Warehouse | Energy Efficiency | RET | New Adoptions | 0 | 0 | 12.5566 | 8.6253 | 3.9039 | 0.85037 | 0.34567 | 0.080767 | 0 | 0 | 0 | 0 | 0
Scenario 5: High TRC ZEAS Phase In | SCE | Com | ComRefrig | Com - Refrig. Warehouse | Energy Efficiency | RET | Total Adoptions | 0 | 0 | 14.3259 | 10.5237 | 5.6986 | 2.5358 | 1.9265 | 1.5624 | 1.3883 | 1.3009 | 1.219 | 1.1422 | 1.0703
Scenario 5: High TRC ZEAS Phase In | SCE | Com | ComRefrig | Com - Refrig. Warehouse | Energy Efficiency | ROB | New Adoptions | 0 | 0 | 0 | 0 | 0 | 0 | 0 | 0 | 0 | 0 | 0 | 0 | 0
Scenario 5: High TRC ZEAS Phase In | SCE | Com | ComRefrig | Com - Refrig. Warehouse | Energy Efficiency | ROB | Total Adoptions | 0 | 0 | 0 | 0 | 0 | 0 | 0 | 0 | 0 | 0 | 0 | 0 | 0
Scenario 5: High TRC ZEAS Phase In | SCE | Com | ComRefrig | Com - Restaurant | Energy Efficiency | NEW | New Adoptions | 0 | 0 | 0 | 0 | 0 | 0 | 0 | 0 | 0 | 0 | 0 | 0 | 0
Scenario 5: High TRC ZEAS Phase In | SCE | Com | ComRefrig | Com - Restaurant | Energy Efficiency | NEW | Total Adoptions | 0 | 0 | 0 | 0 | 0 | 0 | 0 | 0 | 0 | 0 | 0 | 0 | 0
Scenario 5: High TRC ZEAS Phase In | SCE | Com | ComRefrig | Com - Restaurant | Energy Efficiency | RET | New Adoptions | 0 | 0 | 62.5192 | 30.4142 | 9.3704 | 0 | 0 | 0 | 0 | 0 | 0 | 0 | 0
Scenario 5: High TRC ZEAS Phase In | SCE | Com | ComRefrig | Com - Restaurant | Energy Efficiency | RET | Total Adoptions | 0 | 0 | 136.6987 | 108.9364 | 82.9892 | 68.9825 | 64.6384 | 60.5679 | 56.7539 | 53.1801 | 49.8315 | 46.6939 | 43.7538
Scenario 5: High TRC ZEAS Phase In | SCE | Com | ComRefrig | Com - Restaurant | Energy Efficiency | ROB | New Adoptions | 0 | 0 | 0 | 0 | 0 | 0 | 0 | 0 | 0 | 0 | 0 | 0 | 0
Scenario 5: High TRC ZEAS Phase In | SCE | Com | ComRefrig | Com - Restaurant | Energy Efficiency | ROB | Total Adoptions | 0 | 0 | 0 | 0 | 0 | 0 | 0 | 0 | 0 | 0 | 0 | 0 | 0
Scenario 5: High TRC ZEAS Phase In | SCE | Com | ComRefrig | Com - Retail | Energy Efficiency | NEW | New Adoptions | 0 | 0 | 0 | 0 | 0 | 0 | 0 | 0 | 0 | 0 | 0 | 0 | 0
Scenario 5: High TRC ZEAS Phase In | SCE | Com | ComRefrig | Com - Retail | Energy Efficiency | NEW | Total Adoptions | 0 | 0 | 0 | 0 | 0 | 0 | 0 | 0 | 0 | 0 | 0 | 0 | 0
Scenario 5: High TRC ZEAS Phase In | SCE | Com | ComRefrig | Com - Retail | Energy Efficiency | RET | New Adoptions | 0 | 0 | 972.2153 | 399.2295 | 145.9165 | 0 | 0 | 0 | 0 | 0 | 0 | 0 | 0
Scenario 5: High TRC ZEAS Phase In | SCE | Com | ComRefrig | Com - Retail | Energy Efficiency | RET | Total Adoptions | 0 | 0 | 1749.3888 | 1224.0744 | 919.4561 | 724.8164 | 679.1635 | 636.3874 | 596.3067 | 558.7514 | 523.5625 | 490.5906 | 459.6961
Scenario 5: High TRC ZEAS Phase In | SCE | Com | ComRefrig | Com - Retail | Energy Efficiency | ROB | New Adoptions | 0 | 0 | 0 | 0 | 0 | 0 | 0 | 0 | 0 | 0 | 0 | 0 | 0
Scenario 5: High TRC ZEAS Phase In | SCE | Com | ComRefrig | Com - Retail | Energy Efficiency | ROB | Total Adoptions | 0 | 0 | 0 | 0 | 0 | 0 | 0 | 0 | 0 | 0 | 0 | 0 | 0
Scenario 5: High TRC ZEAS Phase In | SCE | Com | ComRefrig | Com - School | Energy Efficiency | NEW | New Adoptions | 0 | 0 | 0 | 0 | 0 | 0 | 0 | 0 | 0 | 0 | 0 | 0 | 0
Scenario 5: High TRC ZEAS Phase In | SCE | Com | ComRefrig | Com - School | Energy Efficiency | NEW | Total Adoptions | 0 | 0 | 0 | 0 | 0 | 0 | 0 | 0 | 0 | 0 | 0 | 0 | 0
Scenario 5: High TRC ZEAS Phase In | SCE | Com | ComRefrig | Com - School | Energy Efficiency | RET | New Adoptions | 0 | 0 | 0 | 0 | 0 | 0 | 0 | 0 | 0 | 0 | 0 | 0 | 0
Scenario 5: High TRC ZEAS Phase In | SCE | Com | ComRefrig | Com - School | Energy Efficiency | RET | Total Adoptions | 0 | 0 | 1.4018 | 1.4743 | 1.3815 | 1.2945 | 1.213 | 1.1367 | 1.0651 | 0.99807 | 0.93525 | 0.87639 | 0.82123
Scenario 5: High TRC ZEAS Phase In | SCE | Com | ComRefrig | Com - School | Energy Efficiency | ROB | New Adoptions | 0 | 0 | 0 | 0 | 0 | 0 | 0 | 0 | 0 | 0 | 0 | 0 | 0
Scenario 5: High TRC ZEAS Phase In | SCE | Com | ComRefrig | Com - School | Energy Efficiency | ROB | Total Adoptions | 0 | 0 | 0 | 0 | 0 | 0 | 0 | 0 | 0 | 0 | 0 | 0 | 0
Scenario 5: High TRC ZEAS Phase In | SCE | Com | FoodServ | Com - College | Energy Efficiency | NEW | New Adoptions | 0 | 0 | 7.5685 | 8.0796 | 8.2437 | 9.7591 | 11.3542 | 11.5976 | 11.7683 | 11.7984 | 11.8887 | 12.626 | 12.6739
Scenario 5: High TRC ZEAS Phase In | SCE | Com | FoodServ | Com - College | Energy Efficiency | NEW | Total Adoptions | 0 | 0 | 7.5685 | 8.0796 | 8.2437 | 9.7591 | 11.3542 | 11.5976 | 11.7683 | 11.7984 | 11.8887 | 12.626 | 12.6739
Scenario 5: High TRC ZEAS Phase In | SCE | Com | FoodServ | Com - College | Energy Efficiency | ROB | New Adoptions | 0 | 0 | 0 | 0 | 3.0661 | 7.7935 | 7.7672 | 7.7065 | 7.6222 | 7.5248 | 7.424 | 7.3294 | 7.2414
Scenario 5: High TRC ZEAS Phase In | SCE | Com | FoodServ | Com - College | Energy Efficiency | ROB | Total Adoptions | 0 | 0 | 0 | 0 | 9.3068 | 17.7223 | 18.071 | 18.3701 | 18.6268 | 18.8492 | 19.048 | 19.2427 | 19.4266
Scenario 5: High TRC ZEAS Phase In | SCE | Com | FoodServ | Com - Grocery | Energy Efficiency | NEW | New Adoptions | 0 | 0 | 33.8391 | 35.4106 | 37.1771 | 49.3307 | 61.8681 | 63.7851 | 65.2227 | 66.1384 | 67.1414 | 67.8095 | 68.4458
Scenario 5: High TRC ZEAS Phase In | SCE | Com | FoodServ | Com - Grocery | Energy Efficiency | NEW | Total Adoptions | 0 | 0 | 33.8391 | 35.4106 | 37.1771 | 49.3307 | 61.8681 | 63.7851 | 65.2227 | 66.1384 | 67.1414 | 67.8095 | 68.4458
Scenario 5: High TRC ZEAS Phase In | SCE | Com | FoodServ | Com - Grocery | Energy Efficiency | ROB | New Adoptions | 0 | 0 | 0 | 0 | 25.4023 | 64.1059 | 63.9117 | 63.4106 | 62.6943 | 61.8607 | 60.9947 | 60.1517 | 59.3692
Scenario 5: High TRC ZEAS Phase In | SCE | Com | FoodServ | Com - Grocery | Energy Efficiency | ROB | Total Adoptions | 0 | 0 | 0 | 0 | 76.9623 | 145.3754 | 148.2482 | 150.7048 | 152.8005 | 154.6131 | 156.2338 | 157.7215 | 159.1284
Scenario 5: High TRC ZEAS Phase In | SCE | Com | FoodServ | Com - Health | Energy Efficiency | NEW | New Adoptions | 0 | 0 | 23.6073 | 24.0428 | 24.8947 | 28.2803 | 32.2701 | 32.4676 | 32.5433 | 31.9205 | 31.131 | 31.6764 | 32.5706
Scenario 5: High TRC ZEAS Phase In | SCE | Com | FoodServ | Com - Health | Energy Efficiency | NEW | Total Adoptions | 0 | 0 | 23.6073 | 24.0428 | 24.8947 | 28.2803 | 32.2701 | 32.4676 | 32.5433 | 31.9205 | 31.131 | 31.6764 | 32.5706
Scenario 5: High TRC ZEAS Phase In | SCE | Com | FoodServ | Com - Health | Energy Efficiency | ROB | New Adoptions | 0 | 0 | 0 | 0 | 7.5164 | 19.0754 | 19.0925 | 19.0103 | 18.856 | 18.6565 | 18.4362 | 18.2195 | 18.0199
Scenario 5: High TRC ZEAS Phase In | SCE | Com | FoodServ | Com - Health | Energy Efficiency | ROB | Total Adoptions | 0 | 0 | 0 | 0 | 22.7926 | 43.261 | 44.2692 | 45.1393 | 45.8887 | 46.5326 | 47.0938 | 47.6163 | 48.122
Scenario 5: High TRC ZEAS Phase In | SCE | Com | FoodServ | Com - Lodging | Energy Efficiency | NEW | New Adoptions | 0 | 0 | 19.4233 | 20.0141 | 20.6993 | 53.0714 | 66.287 | 67.4646 | 68.1269 | 68.4513 | 68.8231 | 69.0618 | 69.2262
Scenario 5: High TRC ZEAS Phase In | SCE | Com | FoodServ | Com - Lodging | Energy Efficiency | NEW | Total Adoptions | 0 | 0 | 19.4233 | 20.0141 | 20.6993 | 53.0714 | 66.287 | 67.4646 | 68.1269 | 68.4513 | 68.8231 | 69.0618 | 69.2262
Scenario 5: High TRC ZEAS Phase In | SCE | Com | FoodServ | Com - Lodging | Energy Efficiency | ROB | New Adoptions | 0 | 0 | 0 | 0 | 63.529 | 98.6481 | 99.0218 | 99.138 | 99.0745 | 98.9169 | 98.74 | 98.5913 | 98.5014
Scenario 5: High TRC ZEAS Phase In | SCE | Com | FoodServ | Com - Lodging | Energy Efficiency | ROB | Total Adoptions | 0 | 0 | 0 | 0 | 192.2831 | 256.94 | 261.5261 | 265.7467 | 269.64 | 273.2749 | 276.7372 | 280.0821 | 283.3527
Scenario 5: High TRC ZEAS Phase In | SCE | Com | FoodServ | Com - Office (Large) | Energy Efficiency | NEW | New Adoptions | 0 | 0 | 0 | 0 | 0 | 9.2986 | 9.1703 | 9.0682 | 8.8879 | 8.6834 | 8.5328 | 8.3514 | 8.2006
Scenario 5: High TRC ZEAS Phase In | SCE | Com | FoodServ | Com - Office (Large) | Energy Efficiency | NEW | Total Adoptions | 0 | 0 | 0 | 0 | 0 | 9.2986 | 9.1703 | 9.0682 | 8.8879 | 8.6834 | 8.5328 | 8.3514 | 8.2006
Scenario 5: High TRC ZEAS Phase In | SCE | Com | FoodServ | Com - Office (Large) | Energy Efficiency | ROB | New Adoptions | 0 | 0 | 0 | 0 | 13.1853 | 13.2404 | 13.2985 | 13.3601 | 13.4235 | 13.4882 | 13.5563 | 13.6267 | 13.7003
Scenario 5: High TRC ZEAS Phase In | SCE | Com | FoodServ | Com - Office (Large) | Energy Efficiency | ROB | Total Adoptions | 0 | 0 | 0 | 0 | 39.6463 | 39.9459 | 40.2467 | 40.5512 | 40.8524 | 41.149 | 41.4472 | 41.7439 | 42.0423
Scenario 5: High TRC ZEAS Phase In | SCE | Com | FoodServ | Com - Office (Small) | Energy Efficiency | NEW | New Adoptions | 0 | 0 | 0 | 0 | 0 | 20.1394 | 1.5955 | 1.6031 | 1.6082 | 1.609 | 1.6119 | 1.6127 | 1.6142
Scenario 5: High TRC ZEAS Phase In | SCE | Com | FoodServ | Com - Office (Small) | Energy Efficiency | NEW | Total Adoptions | 0 | 0 | 0 | 0 | 0 | 20.1394 | 1.5955 | 1.6031 | 1.6082 | 1.609 | 1.6119 | 1.6127 | 1.6142
Scenario 5: High TRC ZEAS Phase In | SCE | Com | FoodServ | Com - Office (Small) | Energy Efficiency | ROB | New Adoptions | 0 | 0 | 0 | 0 | 3.0911 | 3.7081 | 3.7302 | 3.7525 | 3.7752 | 3.7983 | 3.822 | 3.8465 | 3.8718
Scenario 5: High TRC ZEAS Phase In | SCE | Com | FoodServ | Com - Office (Small) | Energy Efficiency | ROB | Total Adoptions | 0 | 0 | 0 | 0 | 9.3505 | 11.2995 | 11.3935 | 11.487 | 11.5802 | 11.6733 | 11.7669 | 11.8608 | 11.9554
Scenario 5: High TRC ZEAS Phase In | SCE | Com | FoodServ | Com - Other | Energy Efficiency | NEW | New Adoptions | 0 | 0 | 33.5768 | 35.1928 | 36.6243 | 37.8793 | 96.9814 | 100.4789 | 102.7827 | 105.2931 | 107.5636 | 109.3921 | 111.2879
Scenario 5: High TRC ZEAS Phase In | SCE | Com | FoodServ | Com - Other | Energy Efficiency | NEW | Total Adoptions | 0 | 0 | 33.5768 | 35.1928 | 36.6243 | 37.8793 | 96.9814 | 100.4789 | 102.7827 | 105.2931 | 107.5636 | 109.3921 | 111.2879
Scenario 5: High TRC ZEAS Phase In | SCE | Com | FoodServ | Com - Other | Energy Efficiency | ROB | New Adoptions | 0 | 0 | 0 | 0 | 0 | 183.5248 | 182.5641 | 180.1242 | 176.6193 | 172.5173 | 168.1986 | 163.9288 | 159.8862
Scenario 5: High TRC ZEAS Phase In | SCE | Com | FoodServ | Com - Other | Energy Efficiency | ROB | Total Adoptions | 0 | 0 | 0 | 0 | 0 | 323.6598 | 335.4224 | 345.1882 | 353.1983 | 359.8789 | 365.6104 | 370.6857 | 375.3488
Scenario 5: High TRC ZEAS Phase In | SCE | Com | FoodServ | Com - Restaurant | Energy Efficiency | NEW | New Adoptions | 0 | 0 | 168.379 | 174.7262 | 181.4039 | 286.8039 | 398.6716 | 406.703 | 412.8949 | 416.7499 | 420.5484 | 422.5271 | 424.6657
Scenario 5: High TRC ZEAS Phase In | SCE | Com | FoodServ | Com - Restaurant | Energy Efficiency | NEW | Total Adoptions | 0 | 0 | 168.379 | 174.7262 | 181.4039 | 286.8039 | 398.6716 | 406.703 | 412.8949 | 416.7499 | 420.5484 | 422.5271 | 424.6657
Scenario 5: High TRC ZEAS Phase In | SCE | Com | FoodServ | Com - Restaurant | Energy Efficiency | ROB | New Adoptions | 0 | 0 | 0 | 0 | 221.6969 | 555.6973 | 554.9512 | 551.7319 | 546.8093 | 540.99 | 534.9477 | 529.1184 | 523.7964
Scenario 5: High TRC ZEAS Phase In | SCE | Com | FoodServ | Com - Restaurant | Energy Efficiency | ROB | Total Adoptions | 0 | 0 | 0 | 0 | 670.9044 | 1277.3214 | 1305.0188 | 1329.1947 | 1350.3599 | 1369.1922 | 1386.4166 | 1402.5118 | 1417.9115
Scenario 5: High TRC ZEAS Phase In | SCE | Com | FoodServ | Com - Retail | Energy Efficiency | NEW | New Adoptions | 0 | 0 | 10.5835 | 11.0188 | 11.4808 | 18.1319 | 18.3971 | 18.7371 | 18.9361 | 19.0492 | 19.1807 | 19.2217 | 19.2671
Scenario 5: High TRC ZEAS Phase In | SCE | Com | FoodServ | Com - Retail | Energy Efficiency | NEW | Total Adoptions | 0 | 0 | 10.5835 | 11.0188 | 11.4808 | 18.1319 | 18.3971 | 18.7371 | 18.9361 | 19.0492 | 19.1807 | 19.2217 | 19.2671
Scenario 5: High TRC ZEAS Phase In | SCE | Com | FoodServ | Com - Retail | Energy Efficiency | ROB | New Adoptions | 0 | 0 | 0 | 0 | 14.2399 | 14.328 | 14.4159 | 14.5054 | 14.5965 | 14.6897 | 14.7863 | 14.8858 | 14.9885
Scenario 5: High TRC ZEAS Phase In | SCE | Com | FoodServ | Com - Retail | Energy Efficiency | ROB | Total Adoptions | 0 | 0 | 0 | 0 | 43.102 | 43.4834 | 43.8626 | 44.2437 | 44.625 | 45.0063 | 45.3907 | 45.7765 | 46.165
Scenario 5: High TRC ZEAS Phase In | SCE | Com | FoodServ | Com - School | Energy Efficiency | NEW | New Adoptions | 0 | 0 | 28.7599 | 29.3291 | 29.5738 | 44.8173 | 60.2873 | 60.3255 | 60.3117 | 60.2264 | 59.8577 | 59.7602 | 59.276
Scenario 5: High TRC ZEAS Phase In | SCE | Com | FoodServ | Com - School | Energy Efficiency | NEW | Total Adoptions | 0 | 0 | 28.7599 | 29.3291 | 29.5738 | 44.8173 | 60.2873 | 60.3255 | 60.3117 | 60.2264 | 59.8577 | 59.7602 | 59.276
Scenario 5: High TRC ZEAS Phase In | SCE | Com | FoodServ | Com - School | Energy Efficiency | ROB | New Adoptions | 0 | 0 | 0 | 0 | 27.3401 | 67.0346 | 66.6482 | 65.9769 | 65.1226 | 64.1867 | 63.2445 | 62.3516 | 61.5342
Scenario 5: High TRC ZEAS Phase In | SCE | Com | FoodServ | Com - School | Energy Efficiency | ROB | Total Adoptions | 0 | 0 | 0 | 0 | 81.963 | 155.819 | 158.5888 | 160.8981 | 162.83 | 164.4845 | 165.9399 | 167.2788 | 168.5346
Scenario 5: High TRC ZEAS Phase In | SCE | Com | HVAC | Com - College | Energy Efficiency | NEW | New Adoptions | 796.0875 | 847.0355 | 928.4425 | 1019.5232 | 1071.0107 | 1166.6728 | 1256.7476 | 1318.3135 | 1372.3536 | 1409.6396 | 1453.1424 | 1576.3081 | 1613.5696
Scenario 5: High TRC ZEAS Phase In | SCE | Com | HVAC | Com - College | Energy Efficiency | NEW | Total Adoptions | 796.0875 | 847.0355 | 928.4425 | 1019.5232 | 1071.0107 | 1166.6728 | 1256.7476 | 1318.3135 | 1372.3536 | 1409.6396 | 1453.1424 | 1576.3081 | 1613.5696
Scenario 5: High TRC ZEAS Phase In | SCE | Com | HVAC | Com - College | Energy Efficiency | RET | New Adoptions | 0 | 0 | 0 | 0 | 0 | 0 | 0 | 0 | 0 | 0 | 0 | 0 | 0
Scenario 5: High TRC ZEAS Phase In | SCE | Com | HVAC | Com - College | Energy Efficiency | RET | Total Adoptions | 0 | 0 | 0 | 0 | 0 | 0 | 0 | 0 | 0 | 0 | 0 | 0 | 0
Scenario 5: High TRC ZEAS Phase In | SCE | Com | HVAC | Com - College | Energy Efficiency | ROB | New Adoptions | 39.1548 | 40.6207 | 41.8836 | 42.9599 | 43.8574 | 44.6161 | 45.2549 | 45.7837 | 46.2163 | 46.564 | 46.8447 | 47.0939 | 47.2983
Scenario 5: High TRC ZEAS Phase In | SCE | Com | HVAC | Com - College | Energy Efficiency | ROB | Total Adoptions | 99.9638 | 102.9972 | 105.8393 | 108.5089 | 110.9858 | 113.3384 | 115.5804 | 117.7016 | 119.7098 | 121.6055 | 123.411 | 125.208 | 126.9342
Scenario 5: High TRC ZEAS Phase In | SCE | Com | HVAC | Com - Grocery | Energy Efficiency | NEW | New Adoptions | 7.4267 | 7.8247 | 8.1328 | 8.5879 | 9.0549 | 9.4622 | 9.7927 | 149.8454 | 161.4686 | 8.3139 | 8.4483 | 8.5422 | 8.6317
Scenario 5: High TRC ZEAS Phase In | SCE | Com | HVAC | Com - Grocery | Energy Efficiency | NEW | Total Adoptions | 7.4267 | 7.8247 | 8.1328 | 8.5879 | 9.0549 | 9.4622 | 9.7927 | 149.8454 | 161.4686 | 8.3139 | 8.4483 | 8.5422 | 8.6317
Scenario 5: High TRC ZEAS Phase In | SCE | Com | HVAC | Com - Grocery | Energy Efficiency | RET | New Adoptions | 0 | 0 | 0 | 0 | 0 | 0 | 0 | 0 | 0 | 0 | 0 | 0 | 0
Scenario 5: High TRC ZEAS Phase In | SCE | Com | HVAC | Com - Grocery | Energy Efficiency | RET | Total Adoptions | 0 | 0 | 0 | 0 | 0 | 0 | 0 | 0 | 0 | 0 | 0 | 0 | 0
Scenario 5: High TRC ZEAS Phase In | SCE | Com | HVAC | Com - Grocery | Energy Efficiency | ROB | New Adoptions | 18.1595 | 19.1982 | 20.3385 | 21.2614 | 22.1359 | 22.9675 | 544.9003 | 580.6246 | 16.0575 | 16.2035 | 16.3274 | 16.4326 | 16.5231
Scenario 5: High TRC ZEAS Phase In | SCE | Com | HVAC | Com - Grocery | Energy Efficiency | ROB | Total Adoptions | 40.4937 | 42.1181 | 44.1136 | 45.6478 | 47.1492 | 48.6212 | 673.0058 | 720.0228 | 41.7351 | 42.3693 | 42.9781 | 43.563 | 44.1278
Scenario 5: High TRC ZEAS Phase In | SCE | Com | HVAC | Com - Health | Energy Efficiency | NEW | New Adoptions | 34.9473 | 36.2099 | 37.9636 | 38.2402 | 40.6562 | 41.3204 | 42.6141 | 42.9265 | 43.1238 | 40.5881 | 39.6206 | 40.3511 | 41.521
Scenario 5: High TRC ZEAS Phase In | SCE | Com | HVAC | Com - Health | Energy Efficiency | NEW | Total Adoptions | 34.9473 | 36.2099 | 37.9636 | 38.2402 | 40.6562 | 41.3204 | 42.6141 | 42.9265 | 43.1238 | 40.5881 | 39.6206 | 40.3511 | 41.521
Scenario 5: High TRC ZEAS Phase In | SCE | Com | HVAC | Com - Health | Energy Efficiency | RET | New Adoptions | 0 | 0 | 0 | 0 | 0 | 0 | 0 | 0 | 0 | 0 | 0 | 0 | 0
Scenario 5: High TRC ZEAS Phase In | SCE | Com | HVAC | Com - Health | Energy Efficiency | RET | Total Adoptions | 0 | 0 | 0 | 0 | 0 | 0 | 0 | 0 | 0 | 0 | 0 | 0 | 0
Scenario 5: High TRC ZEAS Phase In | SCE | Com | HVAC | Com - Health | Energy Efficiency | ROB | New Adoptions | 74.9271 | 77.9473 | 80.566 | 88.2219 | 90.5626 | 92.5981 | 94.3863 | 95.944 | 89.4335 | 90.1194 | 90.6478 | 91.0796 | 91.4475
Scenario 5: High TRC ZEAS Phase In | SCE | Com | HVAC | Com - Health | Energy Efficiency | ROB | Total Adoptions | 195.2822 | 201.9365 | 208.2262 | 220.4956 | 226.5832 | 232.3478 | 237.8726 | 243.1279 | 238.6156 | 242.6971 | 246.512 | 250.198 | 253.8094
Scenario 5: High TRC ZEAS Phase In | SCE | Com | HVAC | Com - Lodging | Energy Efficiency | NEW | New Adoptions | 63.4829 | 68.5996 | 74.1172 | 79.2447 | 97.6136 | 119.3038 | 127.6845 | 136.3101 | 144.0383 | 28.449 | 28.6432 | 28.775 | 28.8653
Scenario 5: High TRC ZEAS Phase In | SCE | Com | HVAC | Com - Lodging | Energy Efficiency | NEW | Total Adoptions | 63.4829 | 68.5996 | 74.1172 | 79.2447 | 97.6136 | 119.3038 | 127.6845 | 136.3101 | 144.0383 | 28.449 | 28.6432 | 28.775 | 28.8653
Scenario 5: High TRC ZEAS Phase In | SCE | Com | HVAC | Com - Lodging | Energy Efficiency | RET | New Adoptions | 0 | 0 | 0 | 0 | 0 | 0 | 0 | 0 | 0 | 0 | 0 | 0 | 0
Scenario 5: High TRC ZEAS Phase In | SCE | Com | HVAC | Com - Lodging | Energy Efficiency | RET | Total Adoptions | 0 | 0 | 0 | 0 | 0 | 0 | 0 | 0 | 0 | 0 | 0 | 0 | 0
Scenario 5: High TRC ZEAS Phase In | SCE | Com | HVAC | Com - Lodging | Energy Efficiency | ROB | New Adoptions | 185.9194 | 203.2975 | 220.9029 | 271.3152 | 339.9362 | 364.9849 | 390.7143 | 416.1245 | 49.3706 | 49.8687 | 50.2959 | 50.6638 | 50.9836
Scenario 5: High TRC ZEAS Phase In | SCE | Com | HVAC | Com - Lodging | Energy Efficiency | ROB | Total Adoptions | 273.2301 | 295.4719 | 318.2849 | 379.3458 | 463.2358 | 496.1785 | 530.3734 | 564.6709 | 127.2613 | 129.6786 | 132.0041 | 134.2458 | 136.4132
Scenario 5: High TRC ZEAS Phase In | SCE | Com | HVAC | Com - Office (Large) | Energy Efficiency | NEW | New Adoptions | 39.9884 | 40.0661 | 39.9345 | 39.8788 | 40.1454 | 40.3282 | 40.1599 | 40.0322 | 39.4922 | 38.7831 | 38.2613 | 37.5552 | 36.9464
Scenario 5: High TRC ZEAS Phase In | SCE | Com | HVAC | Com - Office (Large) | Energy Efficiency | NEW | Total Adoptions | 39.9884 | 40.0661 | 39.9345 | 39.8788 | 40.1454 | 40.3282 | 40.1599 | 40.0322 | 39.4922 | 38.7831 | 38.2613 | 37.5552 | 36.9464
Scenario 5: High TRC ZEAS Phase In | SCE | Com | HVAC | Com - Office (Large) | Energy Efficiency | RET | New Adoptions | 0 | 0 | 0 | 0 | 0 | 0 | 0 | 0 | 0 | 0 | 0 | 0 | 0
Scenario 5: High TRC ZEAS Phase In | SCE | Com | HVAC | Com - Office (Large) | Energy Efficiency | RET | Total Adoptions | 0 | 0 | 0 | 0 | 0 | 0 | 0 | 0 | 0 | 0 | 0 | 0 | 0
Scenario 5: High TRC ZEAS Phase In | SCE | Com | HVAC | Com - Office (Large) | Energy Efficiency | ROB | New Adoptions | 44.8582 | 46.5611 | 48.0055 | 49.2163 | 50.232 | 51.0807 | 51.7809 | 52.3572 | 52.8201 | 53.1846 | 53.4728 | 53.6946 | 53.8652
Scenario 5: High TRC ZEAS Phase In | SCE | Com | HVAC | Com - Office (Large) | Energy Efficiency | ROB | Total Adoptions | 110.8813 | 114.1766 | 117.2202 | 120.0361 | 122.6749 | 125.1593 | 127.4902 | 129.6916 | 131.7533 | 133.6809 | 135.5041 | 137.2235 | 138.8586
Scenario 5: High TRC ZEAS Phase In | SCE | Com | HVAC | Com - Office (Small) | Energy Efficiency | NEW | New Adoptions | 1688.7077 | 1806.819 | 1922.1319 | 2034.446 | 0 | 25806.7548 | 2126.0785 | 2223.1728 | 2309.9202 | 2383.8621 | 2454.0945 | 2515.2306 | 2571.4684
Scenario 5: High TRC ZEAS Phase In | SCE | Com | HVAC | Com - Office (Small) | Energy Efficiency | NEW | Total Adoptions | 1688.7077 | 1806.819 | 1922.1319 | 2034.446 | 0 | 25806.7548 | 2126.0785 | 2223.1728 | 2309.9202 | 2383.8621 | 2454.0945 | 2515.2306 | 2571.4684
Scenario 5: High TRC ZEAS Phase In | SCE | Com | HVAC | Com - Office (Small) | Energy Efficiency | ROB | New Adoptions | 27.1703 | 28.2961 | 29.2723 | 30.1093 | 25.9178 | 30.8195 | 31.3746 | 31.8481 | 32.2506 | 32.5916 | 32.882 | 33.1294 | 33.3417
Scenario 5: High TRC ZEAS Phase In | SCE | Com | HVAC | Com - Office (Small) | Energy Efficiency | ROB | Total Adoptions | 70.7238 | 72.9169 | 74.959 | 76.8588 | 65.5464 | 79.2901 | 80.8802 | 82.3807 | 83.7996 | 85.1435 | 86.4237 | 87.646 | 88.8182
Scenario 5: High TRC ZEAS Phase In | SCE | Com | HVAC | Com - Other | Energy Efficiency | NEW | New Adoptions | 10658.0393 | 11629.1553 | 12626.2385 | 13601.74 | 14574.0357 | 15531.4153 | 16559.5837 | 17466.2806 | 18217.6805 | 19041.1603 | 19851.4919 | 20592.3856 | 21347.2788
Scenario 5: High TRC ZEAS Phase In | SCE | Com | HVAC | Com - Other | Energy Efficiency | NEW | Total Adoptions | 10658.0393 | 11629.1553 | 12626.2385 | 13601.74 | 14574.0357 | 15531.4153 | 16559.5837 | 17466.2806 | 18217.6805 | 19041.1603 | 19851.4919 | 20592.3856 | 21347.2788
Scenario 5: High TRC ZEAS Phase In | SCE | Com | HVAC | Com - Other | Energy Efficiency | RET | New Adoptions | 533.4883 | 546.3315 | 549.0434 | 540.8834 | 521.844 | 492.6969 | 454.9286 | 410.5711 | 0 | 0 | 0 | 0 | 0
Scenario 5: High TRC ZEAS Phase In | SCE | Com | HVAC | Com - Other | Energy Efficiency | RET | Total Adoptions | 555.8464 | 569.2629 | 572.5202 | 564.8385 | 546.1735 | 517.2657 | 479.5781 | 435.1283 | 0 | 0 | 0 | 0 | 0
Scenario 5: High TRC ZEAS Phase In | SCE | Com | HVAC | Com - Other | Energy Efficiency | ROB | New Adoptions | 42.1901 | 44.4007 | 46.4488 | 48.3432 | 50.1021 | 51.7444 | 53.2902 | 54.7499 | 42.4275 | 42.8814 | 43.2791 | 43.6299 | 43.9446
Scenario 5: High TRC ZEAS Phase In | SCE | Com | HVAC | Com - Other | Energy Efficiency | ROB | Total Adoptions | 99.2395 | 103.0446 | 106.7156 | 110.2579 | 113.6895 | 117.0283 | 120.2979 | 123.5009 | 110.081 | 112.0235 | 113.9051 | 115.7319 | 117.5161
Scenario 5: High TRC ZEAS Phase In | SCE | Com | HVAC | Com - Restaurant | Energy Efficiency | NEW | New Adoptions | 1582.7966 | 1717.9147 | 1855.8515 | 1998.273 | 2148.9614 | 2262.4173 | 2358.3135 | 2461.0546 | 2551.6654 | 2625.8171 | 2697.3584 | 2752.4279 | 2804.3921
Scenario 5: High TRC ZEAS Phase In | SCE | Com | HVAC | Com - Restaurant | Energy Efficiency | NEW | Total Adoptions | 1582.7966 | 1717.9147 | 1855.8515 | 1998.273 | 2148.9614 | 2262.4173 | 2358.3135 | 2461.0546 | 2551.6654 | 2625.8171 | 2697.3584 | 2752.4279 | 2804.3921
Scenario 5: High TRC ZEAS Phase In | SCE | Com | HVAC | Com - Restaurant | Energy Efficiency | ROB | New Adoptions | 13.7146 | 14.2534 | 14.7228 | 15.1279 | 15.4768 | 15.7742 | 16.0259 | 16.2391 | 16.4186 | 16.5686 | 16.6945 | 16.7996 | 16.8877
Scenario 5: High TRC ZEAS Phase In | SCE | Com | HVAC | Com - Restaurant | Energy Efficiency | ROB | Total Adoptions | 34.3192 | 35.4254 | 36.4686 | 37.4529 | 38.3873 | 39.2702 | 40.1041 | 40.8967 | 41.6504 | 42.367 | 43.0518 | 43.7057 | 44.3327
Scenario 5: High TRC ZEAS Phase In | SCE | Com | HVAC | Com - Retail | Energy Efficiency | NEW | New Adoptions | 3623.1108 | 3909.6555 | 4157.8082 | 4433.65 | 4740.6036 | 5007.4412 | 5242.337 | 5491.5123 | 5691.6806 | 5563.1603 | 5707.1023 | 5808.4961 | 5898.3711
Scenario 5: High TRC ZEAS Phase In | SCE | Com | HVAC | Com - Retail | Energy Efficiency | NEW | Total Adoptions | 3623.1108 | 3909.6555 | 4157.8082 | 4433.65 | 4740.6036 | 5007.4412 | 5242.337 | 5491.5123 | 5691.6806 | 5563.1603 | 5707.1023 | 5808.4961 | 5898.3711
Scenario 5: High TRC ZEAS Phase In | SCE | Com | HVAC | Com - Retail | Energy Efficiency | RET | New Adoptions | 204.27 | 207.4224 | 206.4859 | 201.2993 | 192.2229 | 179.2769 | 163.3684 | 145.3581 | 0 | 0 | 0 | 0 | 0
Scenario 5: High TRC ZEAS Phase In | SCE | Com | HVAC | Com - Retail | Energy Efficiency | RET | Total Adoptions | 214.0558 | 217.351 | 216.5446 | 211.4599 | 202.4632 | 189.5238 | 173.561 | 155.4314 | 0 | 0 | 0 | 0 | 0
Scenario 5: High TRC ZEAS Phase In | SCE | Com | HVAC | Com - Retail | Energy Efficiency | ROB | New Adoptions | 586.8985 | 647.0575 | 708.261 | 770.2361 | 832.9587 | 925.1978 | 991.2621 | 1057.6776 | 34.3137 | 34.5875 | 34.8093 | 34.9861 | 35.1261
Scenario 5: High TRC ZEAS Phase In | SCE | Com | HVAC | Com - Retail | Energy Efficiency | ROB | Total Adoptions | 725.5715 | 797.1322 | 870.8331 | 946.4341 | 1023.9519 | 1136.671 | 1220.2989 | 1305.4825 | 89.5845 | 90.9384 | 92.2209 | 93.4343 | 94.5866
Scenario 5: High TRC ZEAS Phase In | SCE | Com | HVAC | Com - School | Energy Efficiency | NEW | New Adoptions | 3843.0328 | 4051.1767 | 4263.0587 | 4452.8587 | 4608.2966 | 4772.5934 | 4890.9748 | 5018.5123 | 5142.8883 | 5260.0627 | 5348.7024 | 5456.1085 | 5521.5448
Scenario 5: High TRC ZEAS Phase In | SCE | Com | HVAC | Com - School | Energy Efficiency | NEW | Total Adoptions | 3843.0328 | 4051.1767 | 4263.0587 | 4452.8587 | 4608.2966 | 4772.5934 | 4890.9748 | 5018.5123 | 5142.8883 | 5260.0627 | 5348.7024 | 5456.1085 | 5521.5448
Scenario 5: High TRC ZEAS Phase In | SCE | Com | HVAC | Com - School | Energy Efficiency | RET | New Adoptions | 0 | 0 | 0 | 0 | 0 | 0 | 0 | 0 | 0 | 0 | 0 | 0 | 0
Scenario 5: High TRC ZEAS Phase In | SCE | Com | HVAC | Com - School | Energy Efficiency | RET | Total Adoptions | 0 | 0 | 0 | 0 | 0 | 0 | 0 | 0 | 0 | 0 | 0 | 0 | 0
Scenario 5: High TRC ZEAS Phase In | SCE | Com | HVAC | Com - School | Energy Efficiency | ROB | New Adoptions | 17.9933 | 18.6762 | 19.2624 | 19.7584 | 20.1729 | 20.5179 | 20.8006 | 21.0312 | 21.2172 | 21.3661 | 21.4836 | 21.5766 | 21.6485
Scenario 5: High TRC ZEAS Phase In | SCE | Com | HVAC | Com - School | Energy Efficiency | ROB | Total Adoptions | 43.7246 | 45.0411 | 46.2674 | 47.4061 | 48.4616 | 49.4463 | 50.3621 | 51.2195 | 52.0257 | 52.7871 | 53.5069 | 54.1942 | 54.8488
Scenario 5: High TRC ZEAS Phase In | SCE | Com | HVAC | Com - Warehouse | Energy Efficiency | NEW | New Adoptions | 2.7012 | 2.8972 | 3.0559 | 3.2645 | 3.5374 | 3.7488 | 3.9196 | 4.104 | 3.8665 | 3.9505 | 4.0314 | 4.0746 | 4.1334
Scenario 5: High TRC ZEAS Phase In | SCE | Com | HVAC | Com - Warehouse | Energy Efficiency | NEW | Total Adoptions | 2.7012 | 2.8972 | 3.0559 | 3.2645 | 3.5374 | 3.7488 | 3.9196 | 4.104 | 3.8665 | 3.9505 | 4.0314 | 4.0746 | 4.1334
Scenario 5: High TRC ZEAS Phase In | SCE | Com | HVAC | Com - Warehouse | Energy Efficiency | ROB | New Adoptions | 8.7821 | 9.1416 | 9.4554 | 9.7286 | 9.9674 | 10.1752 | 10.3556 | 10.5129 | 10.5201 | 10.629 | 10.7228 | 10.8033 | 10.8732
Scenario 5: High TRC ZEAS Phase In | SCE | Com | HVAC | Com - Warehouse | Energy Efficiency | ROB | Total Adoptions | 22.9735 | 23.6498 | 24.2807 | 24.8736 | 25.4383 | 25.9758 | 26.4882 | 26.9803 | 27.1168 | 27.5414 | 27.9488 | 28.3393 | 28.7162
Scenario 5: High TRC ZEAS Phase In | SCE | Com | Lighting | Com - College | Energy Efficiency | NEW | New Adoptions | 0 | 0 | 0 | 0 | 0 | 0 | 0 | 0 | 196.6858 | 0 | 0 | 0 | 0
Scenario 5: High TRC ZEAS Phase In | SCE | Com | Lighting | Com - College | Energy Efficiency | NEW | Total Adoptions | 0 | 0 | 0 | 0 | 0 | 0 | 0 | 0 | 196.6858 | 0 | 0 | 0 | 0
Scenario 5: High TRC ZEAS Phase In | SCE | Com | Lighting | Com - College | Energy Efficiency | RET | New Adoptions | 0 | 0 | 0 | 0 | 0 | 0 | 0 | 0 | 0 | 0 | 0 | 0 | 0
Scenario 5: High TRC ZEAS Phase In | SCE | Com | Lighting | Com - College | Energy Efficiency | RET | Total Adoptions | 0 | 0 | 0 | 0 | 0 | 0 | 0 | 0 | 0 | 0 | 0 | 0 | 0
Scenario 5: High TRC ZEAS Phase In | SCE | Com | Lighting | Com - College | Energy Efficiency | ROB | New Adoptions | 0 | 0 | 0 | 0 | 0 | 0 | 0 | 532.4851 | 0 | 0 | 0 | 0 | 0
Scenario 5: High TRC ZEAS Phase In | SCE | Com | Lighting | Com - College | Energy Efficiency | ROB | Total Adoptions | 0 | 0 | 0 | 0 | 0 | 0 | 0 | 804.397 | 0 | 0 | 0 | 0 | 0
Scenario 5: High TRC ZEAS Phase In | SCE | Com | Lighting | Com - Grocery | Energy Efficiency | NEW | New Adoptions | 414.4622 | 441.412 | 462.7172 | 487.1388 | 516.0862 | 541.0127 | 560.8882 | 584.6318 | 604.6437 | 620.1805 | 636.6479 | 649.8431 | 662.4859
Scenario 5: High TRC ZEAS Phase In | SCE | Com | Lighting | Com - Grocery | Energy Efficiency | NEW | Total Adoptions | 414.4622 | 441.412 | 462.7172 | 487.1388 | 516.0862 | 541.0127 | 560.8882 | 584.6318 | 604.6437 | 620.1805 | 636.6479 | 649.8431 | 662.4859
Scenario 5: High TRC ZEAS Phase In | SCE | Com | Lighting | Com - Grocery | Energy Efficiency | RET | New Adoptions | 0 | 0 | 0 | 0 | 0 | 0 | 0 | 0 | 0 | 0 | 0 | 0 | 0
Scenario 5: High TRC ZEAS Phase In | SCE | Com | Lighting | Com - Grocery | Energy Efficiency | RET | Total Adoptions | 0 | 0 | 0 | 0 | 0 | 0 | 0 | 0 | 0 | 0 | 0 | 0 | 0
Scenario 5: High TRC ZEAS Phase In | SCE | Com | Lighting | Com - Grocery | Energy Efficiency | ROB | New Adoptions | 1345.7312 | 1402.9979 | 1451.9932 | 1493.4354 | 1528.2329 | 1557.0456 | 1580.4637 | 1599.2991 | 1614.0883 | 1625.3215 | 1633.6223 | 1637.3791 | 1637.6227
Scenario 5: High TRC ZEAS Phase In | SCE | Com | Lighting | Com - Grocery | Energy Efficiency | ROB | Total Adoptions | 2239.6505 | 2345.3307 | 2444.3614 | 2537.2482 | 2624.7744 | 2707.1684 | 2784.5693 | 2857.7154 | 2926.7949 | 2991.9468 | 3053.6908 | 3105.4502 | 3146.0425
Scenario 5: High TRC ZEAS Phase In | SCE | Com | Lighting | Com - Health | Energy Efficiency | NEW | New Adoptions | 476.1838 | 504.2021 | 539.1564 | 552.9639 | 578.2256 | 595.4279 | 621.449 | 632.8639 | 642.1352 | 637.4431 | 628.8652 | 646.8259 | 671.7787
Scenario 5: High TRC ZEAS Phase In | SCE | Com | Lighting | Com - Health | Energy Efficiency | NEW | Total Adoptions | 476.1838 | 504.2021 | 539.1564 | 552.9639 | 578.2256 | 595.4279 | 621.449 | 632.8639 | 642.1352 | 637.4431 | 628.8652 | 646.8259 | 671.7787
Scenario 5: High TRC ZEAS Phase In | SCE | Com | Lighting | Com - Health | Energy Efficiency | RET | New Adoptions | 0 | 0 | 0 | 0 | 0 | 0 | 0 | 0 | 0 | 0 | 0 | 0 | 0
Scenario 5: High TRC ZEAS Phase In | SCE | Com | Lighting | Com - Health | Energy Efficiency | RET | Total Adoptions | 0 | 0 | 0 | 0 | 0 | 0 | 0 | 0 | 0 | 0 | 0 | 0 | 0
Scenario 5: High TRC ZEAS Phase In | SCE | Com | Lighting | Com - Health | Energy Efficiency | ROB | New Adoptions | 1580.3153 | 1654.6461 | 1719.886 | 1775.976 | 1824.036 | 1864.6452 | 1898.8565 | 1927.013 | 1949.7643 | 1967.4113 | 1980.5276 | 1987.9961 | 1991.8415
Scenario 5: High TRC ZEAS Phase In | SCE | Com | Lighting | Com - Health | Energy Efficiency | ROB | Total Adoptions | 2628.8015 | 2765.3928 | 2895.5893 | 3018.1246 | 3134.1957 | 3243.7227 | 3347.7913 | 3445.874 | 3538.2662 | 3624.4708 | 3704.7019 | 3772.316 | 3827.8288
Scenario 5: High TRC ZEAS Phase In | SCE | Com | Lighting | Com - Lodging | Energy Efficiency | NEW | New Adoptions | 0 | 0 | 0 | 0 | 0 | 0 | 0 | 0 | 0 | 0 | 0 | 0 | 0
Scenario 5: High TRC ZEAS Phase In | SCE | Com | Lighting | Com - Lodging | Energy Efficiency | NEW | Total Adoptions | 0 | 0 | 0 | 0 | 0 | 0 | 0 | 0 | 0 | 0 | 0 | 0 | 0
Scenario 5: High TRC ZEAS Phase In | SCE | Com | Lighting | Com - Lodging | Energy Efficiency | RET | New Adoptions | 0 | 0 | 0 | 0 | 0 | 0 | 0 | 0 | 0 | 0 | 0 | 0 | 0
Scenario 5: High TRC ZEAS Phase In | SCE | Com | Lighting | Com - Lodging | Energy Efficiency | RET | Total Adoptions | 0 | 0 | 0 | 0 | 0 | 0 | 0 | 0 | 0 | 0 | 0 | 0 | 0
Scenario 5: High TRC ZEAS Phase In | SCE | Com | Lighting | Com - Lodging | Energy Efficiency | ROB | New Adoptions | 0 | 0 | 0 | 0 | 0 | 0 | 0 | 0 | 0 | 0 | 0 | 0 | 0
Scenario 5: High TRC ZEAS Phase In | SCE | Com | Lighting | Com - Lodging | Energy Efficiency | ROB | Total Adoptions | 0 | 0 | 0 | 0 | 0 | 0 | 0 | 0 | 0 | 0 | 0 | 0 | 0
Scenario 5: High TRC ZEAS Phase In | SCE | Com | Lighting | Com - Office (Large) | Energy Efficiency | NEW | New Adoptions | 0 | 0 | 0 | 0 | 0 | 0 | 0 | 0 | 1276.7692 | 0 | 0 | 0 | 0
Scenario 5: High TRC ZEAS Phase In | SCE | Com | Lighting | Com - Office (Large) | Energy Efficiency | NEW | Total Adoptions | 0 | 0 | 0 | 0 | 0 | 0 | 0 | 0 | 1276.7692 | 0 | 0 | 0 | 0
Scenario 5: High TRC ZEAS Phase In | SCE | Com | Lighting | Com - Office (Large) | Energy Efficiency | RET | New Adoptions | 0 | 0 | 0 | 0 | 0 | 0 | 0 | 0 | 0 | 0 | 0 | 0 | 0
Scenario 5: High TRC ZEAS Phase In | SCE | Com | Lighting | Com - Office (Large) | Energy Efficiency | RET | Total Adoptions | 0 | 0 | 0 | 0 | 0 | 0 | 0 | 0 | 0 | 0 | 0 | 0 | 0
Scenario 5: High TRC ZEAS Phase In | SCE | Com | Lighting | Com - Office (Large) | Energy Efficiency | ROB | New Adoptions | 0 | 0 | 0 | 0 | 0 | 0 | 0 | 1864.7713 | 0 | 0 | 0 | 0 | 0
Scenario 5: High TRC ZEAS Phase In | SCE | Com | Lighting | Com - Office (Large) | Energy Efficiency | ROB | Total Adoptions | 0 | 0 | 0 | 0 | 0 | 0 | 0 | 2971.3687 | 0 | 0 | 0 | 0 | 0
Scenario 5: High TRC ZEAS Phase In | SCE | Com | Lighting | Com - Office (Small) | Energy Efficiency | NEW | New Adoptions | 0 | 0 | 0 | 0 | 0 | 0 | 0 | 0 | 0 | 0 | 0 | 0 | 0
Scenario 5: High TRC ZEAS Phase In | SCE | Com | Lighting | Com - Office (Small) | Energy Efficiency | NEW | Total Adoptions | 0 | 0 | 0 | 0 | 0 | 0 | 0 | 0 | 0 | 0 | 0 | 0 | 0
Scenario 5: High TRC ZEAS Phase In | SCE | Com | Lighting | Com - Office (Small) | Energy Efficiency | RET | New Adoptions | 0 | 0 | 0 | 0 | 0 | 0 | 0 | 0 | 0 | 0 | 0 | 0 | 0
Scenario 5: High TRC ZEAS Phase In | SCE | Com | Lighting | Com - Office (Small) | Energy Efficiency | RET | Total Adoptions | 0 | 0 | 0 | 0 | 0 | 0 | 0 | 0 | 0 | 0 | 0 | 0 | 0
Scenario 5: High TRC ZEAS Phase In | SCE | Com | Lighting | Com - Office (Small) | Energy Efficiency | ROB | New Adoptions | 0 | 0 | 0 | 0 | 0 | 0 | 0 | 0 | 0 | 0 | 0 | 0 | 0
Scenario 5: High TRC ZEAS Phase In | SCE | Com | Lighting | Com - Office (Small) | Energy Efficiency | ROB | Total Adoptions | 0 | 0 | 0 | 0 | 0 | 0 | 0 | 0 | 0 | 0 | 0 | 0 | 0
Scenario 5: High TRC ZEAS Phase In | SCE | Com | Lighting | Com - Other | Energy Efficiency | NEW | New Adoptions | 0 | 0 | 0 | 0 | 0 | 0 | 0 | 0 | 0 | 0 | 0 | 0 | 0
Scenario 5: High TRC ZEAS Phase In | SCE | Com | Lighting | Com - Other | Energy Efficiency | NEW | Total Adoptions | 0 | 0 | 0 | 0 | 0 | 0 | 0 | 0 | 0 | 0 | 0 | 0 | 0
Scenario 5: High TRC ZEAS Phase In | SCE | Com | Lighting | Com - Other | Energy Efficiency | RET | New Adoptions | 0 | 0 | 0 | 0 | 0 | 0 | 0 | 0 | 0 | 0 | 0 | 0 | 0
Scenario 5: High TRC ZEAS Phase In | SCE | Com | Lighting | Com - Other | Energy Efficiency | RET | Total Adoptions | 0 | 0 | 0 | 0 | 0 | 0 | 0 | 0 | 0 | 0 | 0 | 0 | 0
Scenario 5: High TRC ZEAS Phase In | SCE | Com | Lighting | Com - Other | Energy Efficiency | ROB | New Adoptions | 0 | 0 | 0 | 0 | 0 | 0 | 0 | 0 | 0 | 0 | 0 | 0 | 0
Scenario 5: High TRC ZEAS Phase In | SCE | Com | Lighting | Com - Other | Energy Efficiency | ROB | Total Adoptions | 0 | 0 | 0 | 0 | 0 | 0 | 0 | 0 | 0 | 0 | 0 | 0 | 0
Scenario 5: High TRC ZEAS Phase In | SCE | Com | Lighting | Com - Refrig. Warehouse | Energy Efficiency | NEW | New Adoptions | 75.0973 | 7.228 | 7.4318 | 7.4621 | 7.624 | 7.8672 | 8.1594 | 8.3878 | 8.6704 | 8.9312 | 9.1413 | 9.4175 | 9.6527
Scenario 5: High TRC ZEAS Phase In | SCE | Com | Lighting | Com - Refrig. Warehouse | Energy Efficiency | NEW | Total Adoptions | 75.0973 | 7.228 | 7.4318 | 7.4621 | 7.624 | 7.8672 | 8.1594 | 8.3878 | 8.6704 | 8.9312 | 9.1413 | 9.4175 | 9.6527
Scenario 5: High TRC ZEAS Phase In | SCE | Com | Lighting | Com - Refrig. Warehouse | Energy Efficiency | RET | New Adoptions | 0 | 0 | 0 | 0 | 0 | 0 | 0 | 0 | 0 | 0 | 0 | 0 | 0
Scenario 5: High TRC ZEAS Phase In | SCE | Com | Lighting | Com - Refrig. Warehouse | Energy Efficiency | RET | Total Adoptions | 0 | 0 | 0 | 0 | 0 | 0 | 0 | 0 | 0 | 0 | 0 | 0 | 0
Scenario 5: High TRC ZEAS Phase In | SCE | Com | Lighting | Com - Refrig. Warehouse | Energy Efficiency | ROB | New Adoptions | 21.8009 | 22.868 | 23.7885 | 24.5663 | 25.2175 | 25.7572 | 26.1993 | 26.5539 | 26.8338 | 27.0491 | 27.2089 | 27.2916 | 27.3417
Scenario 5: High TRC ZEAS Phase In | SCE | Com | Lighting | Com - Refrig. Warehouse | Energy Efficiency | ROB | Total Adoptions | 37.3078 | 39.2334 | 41.0385 | 42.715 | 44.279 | 45.7441 | 47.1217 | 48.4153 | 49.636 | 50.79 | 51.8815 | 52.773 | 53.5372
Scenario 5: High TRC ZEAS Phase In | SCE | Com | Lighting | Com - Restaurant | Energy Efficiency | NEW | New Adoptions | 0 | 144.8799 | 158.7842 | 173.2171 | 188.5215 | 487.627 | 503.3146 | 520.4133 | 535.3447 | 547.2693 | 558.9748 | 567.9697 | 576.7934
Scenario 5: High TRC ZEAS Phase In | SCE | Com | Lighting | Com - Restaurant | Energy Efficiency | NEW | Total Adoptions | 0 | 144.8799 | 158.7842 | 173.2171 | 188.5215 | 487.627 | 503.3146 | 520.4133 | 535.3447 | 547.2693 | 558.9748 | 567.9697 | 576.7934
Scenario 5: High TRC ZEAS Phase In | SCE | Com | Lighting | Com - Restaurant | Energy Efficiency | RET | New Adoptions | 0 | 0 | 0 | 0 | 0 | 0 | 0 | 0 | 0 | 0 | 0 | 0 | 0
Scenario 5: High TRC ZEAS Phase In | SCE | Com | Lighting | Com - Restaurant | Energy Efficiency | RET | Total Adoptions | 0 | 0 | 0 | 0 | 0 | 0 | 0 | 0 | 0 | 0 | 0 | 0 | 0
Scenario 5: High TRC ZEAS Phase In | SCE | Com | Lighting | Com - Restaurant | Energy Efficiency | ROB | New Adoptions | 336.4726 | 363.586 | 388.8301 | 412.193 | 1277.1713 | 1304.9232 | 1328.1688 | 1347.4869 | 1363.319 | 1376.0711 | 1386.2166 | 1394.1062 | 1398.9288
Scenario 5: High TRC ZEAS Phase In | SCE | Com | Lighting | Com - Restaurant | Energy Efficiency | ROB | Total Adoptions | 468.3667 | 511.9064 | 554.58 | 596.2568 | 2183.4576 | 2259.3138 | 2331.1119 | 2399.2917 | 2464.0333 | 2525.4701 | 2583.9383 | 2639.5692 | 2688.0484
Scenario 5: High TRC ZEAS Phase In | SCE | Com | Lighting | Com - Retail | Energy Efficiency | NEW | New Adoptions | 2293.5401 | 2432.1561 | 2541.751 | 2664.0888 | 2802.5177 | 2917.1317 | 3008.7799 | 3112.9776 | 3193.115 | 3256.8903 | 3321.3745 | 3367.2619 | 3410.8383
Scenario 5: High TRC ZEAS Phase In | SCE | Com | Lighting | Com - Retail | Energy Efficiency | NEW | Total Adoptions | 2293.5401 | 2432.1561 | 2541.751 | 2664.0888 | 2802.5177 | 2917.1317 | 3008.7799 | 3112.9776 | 3193.115 | 3256.8903 | 3321.3745 | 3367.2619 | 3410.8383
Scenario 5: High TRC ZEAS Phase In | SCE | Com | Lighting | Com - Retail | Energy Efficiency | RET | New Adoptions | 0 | 0 | 0 | 0 | 0 | 0 | 0 | 0 | 0 | 0 | 0 | 0 | 0
Scenario 5: High TRC ZEAS Phase In | SCE | Com | Lighting | Com - Retail | Energy Efficiency | RET | Total Adoptions | 0 | 0 | 0 | 0 | 0 | 0 | 0 | 0 | 0 | 0 | 0 | 0 | 0
Scenario 5: High TRC ZEAS Phase In | SCE | Com | Lighting | Com - Retail | Energy Efficiency | ROB | New Adoptions | 6899.171 | 7199.3341 | 7457.2916 | 7676.478 | 7861.1993 | 8014.6557 | 8139.9031 | 8240.8511 | 8320.099 | 8380.3643 | 8424.738 | 8444.2933 | 8449.1874
Scenario 5: High TRC ZEAS Phase In | SCE | Com | Lighting | Com - Retail | Energy Efficiency | ROB | Total Adoptions | 11475.7971 | 12037.8182 | 12566.4786 | 13063.9721 | 13533.6542 | 13976.336 | 14392.8207 | 14786.3119 | 15157.3652 | 15507.107 | 15837.8867 | 16109.5997 | 16330.1879
Scenario 5: High TRC ZEAS Phase In | SCE | Com | Lighting | Com - School | Energy Efficiency | NEW | New Adoptions | 0 | 0 | 0 | 0 | 0 | 0 | 0 | 0 | 0 | 0 | 0 | 0 | 0
Scenario 5: High TRC ZEAS Phase In | SCE | Com | Lighting | Com - School | Energy Efficiency | NEW | Total Adoptions | 0 | 0 | 0 | 0 | 0 | 0 | 0 | 0 | 0 | 0 | 0 | 0 | 0
Scenario 5: High TRC ZEAS Phase In | SCE | Com | Lighting | Com - School | Energy Efficiency | RET | New Adoptions | 0 | 0 | 0 | 0 | 0 | 0 | 0 | 0 | 0 | 0 | 0 | 0 | 0
Scenario 5: High TRC ZEAS Phase In | SCE | Com | Lighting | Com - School | Energy Efficiency | RET | Total Adoptions | 0 | 0 | 0 | 0 | 0 | 0 | 0 | 0 | 0 | 0 | 0 | 0 | 0
Scenario 5: High TRC ZEAS Phase In | SCE | Com | Lighting | Com - School | Energy Efficiency | ROB | New Adoptions | 0 | 0 | 0 | 0 | 0 | 0 | 0 | 0 | 0 | 0 | 0 | 0 | 0
Scenario 5: High TRC ZEAS Phase In | SCE | Com | Lighting | Com - School | Energy Efficiency | ROB | Total Adoptions | 0 | 0 | 0 | 0 | 0 | 0 | 0 | 0 | 0 | 0 | 0 | 0 | 0
Scenario 5: High TRC ZEAS Phase In | SCE | Com | Lighting | Com - Warehouse | Energy Efficiency | NEW | New Adoptions | 0 | 0 | 0 | 0 | 0 | 0 | 100.4137 | 108.6289 | 111.3202 | 0 | 0 | 0 | 0
Scenario 5: High TRC ZEAS Phase In | SCE | Com | Lighting | Com - Warehouse | Energy Efficiency | NEW | Total Adoptions | 0 | 0 | 0 | 0 | 0 | 0 | 100.4137 | 108.6289 | 111.3202 | 0 | 0 | 0 | 0
Scenario 5: High TRC ZEAS Phase In | SCE | Com | Lighting | Com - Warehouse | Energy Efficiency | RET | New Adoptions | 0 | 0 | 0 | 0 | 0 | 0 | 0 | 0 | 0 | 0 | 0 | 0 | 0
Scenario 5: High TRC ZEAS Phase In | SCE | Com | Lighting | Com - Warehouse | Energy Efficiency | RET | Total Adoptions | 0 | 0 | 0 | 0 | 0 | 0 | 0 | 0 | 0 | 0 | 0 | 0 | 0
Scenario 5: High TRC ZEAS Phase In | SCE | Com | Lighting | Com - Warehouse | Energy Efficiency | ROB | New Adoptions | 0 | 0 | 0 | 0 | 0 | 289.2244 | 300.3758 | 310.4918 | 0 | 0 | 0 | 0 | 0
Scenario 5: High TRC ZEAS Phase In | SCE | Com | Lighting | Com - Warehouse | Energy Efficiency | ROB | Total Adoptions | 0 | 0 | 0 | 0 | 0 | 417.3773 | 440.4931 | 462.8123 | 0 | 0 | 0 | 0 | 0
Scenario 5: High TRC ZEAS Phase In | SCE | Com | WaterHeat | Com - College | Energy Efficiency | NEW | New Adoptions | 0.11855 | 0.14306 | 0.17817 | 0.22274 | 0.267 | 0.33266 | 0.4108 | 0.49513 | 0.59352 | 0.70348 | 0.83844 | 1.0534 | 1.251
Scenario 5: High TRC ZEAS Phase In | SCE | Com | WaterHeat | Com - College | Energy Efficiency | NEW | Total Adoptions | 0.11855 | 0.14306 | 0.17817 | 0.22274 | 0.267 | 0.33266 | 0.4108 | 0.49513 | 0.59352 | 0.70348 | 0.83844 | 1.0534 | 1.251
Scenario 5: High TRC ZEAS Phase In | SCE | Com | WaterHeat | Com - College | Energy Efficiency | ROB | New Adoptions | 0.8565 | 1.0304 | 1.2366 | 1.4815 | 1.7724 | 2.1186 | 2.5311 | 3.0222 | 3.607 | 4.3029 | 5.1309 | 6.1181 | 7.2934
Scenario 5: High TRC ZEAS Phase In | SCE | Com | WaterHeat | Com - College | Energy Efficiency | ROB | Total Adoptions | 1.0851 | 1.3133 | 1.5847 | 1.9079 | 2.2921 | 2.7502 | 3.2965 | 3.9475 | 4.7228 | 5.6454 | 6.7436 | 8.0552 | 9.617
Scenario 5: High TRC ZEAS Phase In | SCE | Com | WaterHeat | Com - Grocery | Energy Efficiency | NEW | New Adoptions | 0.43346 | 0.53209 | 0.64414 | 0.7847 | 0.96379 | 1.1734 | 1.4154 | 1.7192 | 2.0751 | 2.4872 | 2.9874 | 3.5716 | 4.2687
Scenario 5: High TRC ZEAS Phase In | SCE | Com | WaterHeat | Com - Grocery | Energy Efficiency | NEW | Total Adoptions | 0.43346 | 0.53209 | 0.64414 | 0.7847 | 0.96379 | 1.1734 | 1.4154 | 1.7192 | 2.0751 | 2.4872 | 2.9874 | 3.5716 | 4.2687
Scenario 5: High TRC ZEAS Phase In | SCE | Com | WaterHeat | Com - Grocery | Energy Efficiency | ROB | New Adoptions | 2.4159 | 2.8975 | 3.4703 | 4.1518 | 4.9635 | 5.9307 | 7.0832 | 8.4572 | 10.0951 | 12.0471 | 14.3735 | 17.1452 | 20.4466
Scenario 5: High TRC ZEAS Phase In | SCE | Com | WaterHeat | Com - Grocery | Energy Efficiency | ROB | Total Adoptions | 3.0505 | 3.6892 | 4.4491 | 5.354 | 6.4329 | 7.7192 | 9.2525 | 11.0817 | 13.2631 | 15.8635 | 18.964 | 22.659 | 27.0619
Scenario 5: High TRC ZEAS Phase In | SCE | Com | WaterHeat | Com - Health | Energy Efficiency | NEW | New Adoptions | 0.31331 | 0.3829 | 0.47339 | 0.56235 | 0.68234 | 0.81674 | 0.99248 | 1.1786 | 1.3964 | 1.6208 | 1.8716 | 2.2556 | 2.747
Scenario 5: High TRC ZEAS Phase In | SCE | Com | WaterHeat | Com - Health | Energy Efficiency | NEW | Total Adoptions | 0.31331 | 0.3829 | 0.47339 | 0.56235 | 0.68234 | 0.81674 | 0.99248 | 1.1786 | 1.3964 | 1.6208 | 1.8716 | 2.2556 | 2.747
Scenario 5: High TRC ZEAS Phase In | SCE | Com | WaterHeat | Com - Health | Energy Efficiency | ROB | New Adoptions | 1.7848 | 2.1548 | 2.5969 | 3.1244 | 3.7545 | 4.507 | 5.4064 | 6.4805 | 7.7625 | 9.2908 | 11.1106 | 13.2796 | 15.8662
Scenario 5: High TRC ZEAS Phase In | SCE | Com | WaterHeat | Com - Health | Energy Efficiency | ROB | Total Adoptions | 2.2562 | 2.7441 | 3.328 | 4.0251 | 4.8586 | 5.8545 | 7.0458 | 8.4686 | 10.167 | 12.1908 | 14.5998 | 17.4736 | 20.9046
Scenario 5: High TRC ZEAS Phase In | SCE | Com | WaterHeat | Com - Lodging | Energy Efficiency | NEW | New Adoptions | 0.1033 | 0.12588 | 0.15341 | 0.18513 | 0.22509 | 0.27274 | 0.32928 | 0.39666 | 0.47452 | 0.56518 | 0.67386 | 0.80195 | 0.95328
Scenario 5: High TRC ZEAS Phase In | SCE | Com | WaterHeat | Com - Lodging | Energy Efficiency | NEW | Total Adoptions | 0.1033 | 0.12588 | 0.15341 | 0.18513 | 0.22509 | 0.27274 | 0.32928 | 0.39666 | 0.47452 | 0.56518 | 0.67386 | 0.80195 | 0.95328
Scenario 5: High TRC ZEAS Phase In | SCE | Com | WaterHeat | Com - Lodging | Energy Efficiency | ROB | New Adoptions | 0.45811 | 0.55468 | 0.67008 | 0.80803 | 0.97311 | 1.1708 | 1.4074 | 1.6909 | 2.0302 | 2.4363 | 2.922 | 3.5027 | 4.1968
Scenario 5: High TRC ZEAS Phase In | SCE | Com | WaterHeat | Com - Lodging | Energy Efficiency | ROB | Total Adoptions | 0.58506 | 0.71291 | 0.86598 | 1.0492 | 1.2687 | 1.5317 | 1.8469 | 2.2246 | 2.6769 | 3.2181 | 3.8657 | 4.6402 | 5.5661
Scenario 5: High TRC ZEAS Phase In | SCE | Com | WaterHeat | Com - Office (Large) | Energy Efficiency | NEW | New Adoptions | 3.3695 | 4.0207 | 4.7623 | 5.6442 | 6.7385 | 8.0251 | 9.4737 | 11.1958 | 13.0963 | 15.2529 | 17.8488 | 20.7835 | 24.2582
Scenario 5: High TRC ZEAS Phase In | SCE | Com | WaterHeat | Com - Office (Large) | Energy Efficiency | NEW | Total Adoptions | 3.3695 | 4.0207 | 4.7623 | 5.6442 | 6.7385 | 8.0251 | 9.4737 | 11.1958 | 13.0963 | 15.2529 | 17.8488 | 20.7835 | 24.2582
Scenario 5: High TRC ZEAS Phase In | SCE | Com | WaterHeat | Com - Office (Large) | Energy Efficiency | ROB | New Adoptions | 9.2283 | 11.2322 | 13.612 | 16.4427 | 19.8175 | 23.8463 | 28.6568 | 34.4032 | 41.2621 | 49.4431 | 59.2005 | 70.8289 | 84.6812
Scenario 5: High TRC ZEAS Phase In | SCE | Com | WaterHeat | Com - Office (Large) | Energy Efficiency | ROB | Total Adoptions | 12.1055 | 14.7781 | 17.9618 | 21.7571 | 26.29 | 31.7074 | 38.1784 | 45.9101 | 55.1358 | 66.1348 | 79.2509 | 94.8765 | 113.488
Scenario 5: High TRC ZEAS Phase In | SCE | Com | WaterHeat | Com - Office (Small) | Energy Efficiency | NEW | New Adoptions | 0.5534 | 0.66948 | 0.80684 | 0.96965 | 0 | 15.98 | 1.5098 | 1.8384 | 2.2191 | 2.6582 | 3.1764 | 3.7811 | 4.4935
Scenario 5: High TRC ZEAS Phase In | SCE | Com | WaterHeat | Com - Office (Small) | Energy Efficiency | NEW | Total Adoptions | 0.5534 | 0.66948 | 0.80684 | 0.96965 | 0 | 15.98 | 1.5098 | 1.8384 | 2.2191 | 2.6582 | 3.1764 | 3.7811 | 4.4935
Scenario 5: High TRC ZEAS Phase In | SCE | Com | WaterHeat | Com - Office (Small) | Energy Efficiency | ROB | New Adoptions | 2.5309 | 3.0436 | 3.6538 | 4.3798 | 4.351 | 5.8879 | 7.3195 | 8.9791 | 10.9156 | 13.1864 | 15.8595 | 19.014 | 22.7433
Scenario 5: High TRC ZEAS Phase In | SCE | Com | WaterHeat | Com - Office (Small) | Energy Efficiency | ROB | Total Adoptions | 3.2159 | 3.8977 | 4.7099 | 5.677 | 5.6989 | 8.213 | 10.0361 | 12.1751 | 14.6946 | 17.6698 | 21.1905 | 25.3614 | 30.3064
Scenario 5: High TRC ZEAS Phase In | SCE | Com | WaterHeat | Com - Other | Energy Efficiency | NEW | New Adoptions | 2.3857 | 2.9424 | 3.6182 | 4.4246 | 5.3954 | 6.5608 | 8.0026 | 9.6814 | 11.611 | 13.9903 | 16.8485 | 20.2306 | 24.3218
Scenario 5: High TRC ZEAS Phase In | SCE | Com | WaterHeat | Com - Other | Energy Efficiency | NEW | Total Adoptions | 2.3857 | 2.9424 | 3.6182 | 4.4246 | 5.3954 | 6.5608 | 8.0026 | 9.6814 | 11.611 | 13.9903 | 16.8485 | 20.2306 | 24.3218
Scenario 5: High TRC ZEAS Phase In | SCE | Com | WaterHeat | Com - Other | Energy Efficiency | ROB | New Adoptions | 12.7434 | 15.3335 | 18.4185 | 22.0942 | 26.4771 | 31.7061 | 37.9487 | 45.4017 | 54.2959 | 64.9115 | 77.5824 | 92.703 | 110.7456
Scenario 5: High TRC ZEAS Phase In | SCE | Com | WaterHeat | Com - Other | Energy Efficiency | ROB | Total Adoptions | 16.1486 | 19.5794 | 23.6724 | 28.5558 | 34.3845 | 41.3441 | 49.6599 | 59.5931 | 71.4505 | 85.6097 | 102.5188 | 122.7058 | 146.8069
Scenario 5: High TRC ZEAS Phase In | SCE | Com | WaterHeat | Com - Refrig. Warehouse | Energy Efficiency | NEW | New Adoptions | 1.4685 | 0.16301 | 0.19643 | 0.23042 | 0.27463 | 0.33043 | 0.39962 | 0.47927 | 0.57838 | 0.6961 | 0.83313 | 1.0044 | 1.2057
Scenario 5: High TRC ZEAS Phase In | SCE | Com | WaterHeat | Com - Refrig. Warehouse | Energy Efficiency | NEW | Total Adoptions | 1.4685 | 0.16301 | 0.19643 | 0.23042 | 0.27463 | 0.33043 | 0.39962 | 0.47927 | 0.57838 | 0.6961 | 0.83313 | 1.0044 | 1.2057
Scenario 5: High TRC ZEAS Phase In | SCE | Com | WaterHeat | Com - Refrig. Warehouse | Energy Efficiency | ROB | New Adoptions | 0.7113 | 0.88475 | 1.0867 | 1.3229 | 1.6005 | 1.9281 | 2.3157 | 2.7751 | 3.3204 | 3.9682 | 4.7381 | 5.6536 | 6.7423
Scenario 5: High TRC ZEAS Phase In | SCE | Com | WaterHeat | Com - Refrig. Warehouse | Energy Efficiency | ROB | Total Adoptions | 0.95032 | 1.1712 | 1.4312 | 1.7378 | 2.1004 | 2.5303 | 3.0409 | 3.6476 | 4.3693 | 5.2279 | 6.2495 | 7.4658 | 8.9135
Scenario 5: High TRC ZEAS Phase In | SCE | Com | WaterHeat | Com - Restaurant | Energy Efficiency | NEW | New Adoptions | 0.18429 | 0.22714 | 0.27912 | 0.34256 | 0.42082 | 0.50726 | 0.60681 | 0.72835 | 0.87045 | 1.0346 | 1.2299 | 1.4549 | 1.7212
Scenario 5: High TRC ZEAS Phase In | SCE | Com | WaterHeat | Com - Restaurant | Energy Efficiency | NEW | Total Adoptions | 0.18429 | 0.22714 | 0.27912 | 0.34256 | 0.42082 | 0.50726 | 0.60681 | 0.72835 | 0.87045 | 1.0346 | 1.2299 | 1.4549 | 1.7212
Scenario 5: High TRC ZEAS Phase In | SCE | Com | WaterHeat | Com - Restaurant | Energy Efficiency | ROB | New Adoptions | 0.98101 | 1.1841 | 1.4259 | 1.7139 | 2.0575 | 2.4675 | 2.9568 | 3.5408 | 4.2376 | 5.0686 | 6.0597 | 7.2408 | 8.6477
Scenario 5: High TRC ZEAS Phase In | SCE | Com | WaterHeat | Com - Restaurant | Energy Efficiency | ROB | Total Adoptions | 1.2514 | 1.5194 | 1.8392 | 2.2209 | 2.6771 | 3.2219 | 3.8723 | 4.649 | 5.576 | 6.6818 | 8.0009 | 9.5731 | 11.4464
Scenario 5: High TRC ZEAS Phase In | SCE | Com | WaterHeat | Com - Retail | Energy Efficiency | NEW | New Adoptions | 2.6469 | 3.2249 | 3.8794 | 4.6896 | 5.6985 | 6.8584 | 8.1893 | 9.8244 | 11.6896 | 13.8419 | 16.4022 | 19.3223 | 22.7535
Scenario 5: High TRC ZEAS Phase In | SCE | Com | WaterHeat | Com - Retail | Energy Efficiency | NEW | Total Adoptions | 2.6469 | 3.2249 | 3.8794 | 4.6896 | 5.6985 | 6.8584 | 8.1893 | 9.8244 | 11.6896 | 13.8419 | 16.4022 | 19.3223 | 22.7535
Scenario 5: High TRC ZEAS Phase In | SCE | Com | WaterHeat | Com - Retail | Energy Efficiency | RET | New Adoptions | 0 | 0 | 0 | 0 | 0 | 0 | 0 | 0 | 0 | 0 | 0 | 0 | 0
Scenario 5: High TRC ZEAS Phase In | SCE | Com | WaterHeat | Com - Retail | Energy Efficiency | RET | Total Adoptions | 0 | 0 | 0 | 0 | 0 | 0 | 0 | 0 | 0 | 0 | 0 | 0 | 0
Scenario 5: High TRC ZEAS Phase In | SCE | Com | WaterHeat | Com - Retail | Energy Efficiency | ROB | New Adoptions | 14.0068 | 16.8232 | 20.1735 | 24.1588 | 28.903 | 34.5518 | 41.2765 | 49.2837 | 58.8133 | 70.1495 | 83.6324 | 99.6579 | 118.6964
Scenario 5: High TRC ZEAS Phase In | SCE | Com | WaterHeat | Com - Retail | Energy Efficiency | ROB | Total Adoptions | 17.7185 | 21.4539 | 25.9 | 31.1932 | 37.5001 | 45.0131 | 53.9591 | 64.6153 | 77.2999 | 92.3907 | 110.3422 | 131.6803 | 157.0339
Scenario 5: High TRC ZEAS Phase In | SCE | Com | WaterHeat | Com - School | Energy Efficiency | NEW | New Adoptions | 0.72122 | 0.86756 | 1.0422 | 1.2441 | 1.474 | 1.7508 | 2.062 | 2.4365 | 2.881 | 3.4066 | 4.0119 | 4.7479 | 5.583
Scenario 5: High TRC ZEAS Phase In | SCE | Com | WaterHeat | Com - School | Energy Efficiency | NEW | Total Adoptions | 0.72122 | 0.86756 | 1.0422 | 1.2441 | 1.474 | 1.7508 | 2.062 | 2.4365 | 2.881 | 3.4066 | 4.0119 | 4.7479 | 5.583
Scenario 5: High TRC ZEAS Phase In | SCE | Com | WaterHeat | Com - School | Energy Efficiency | ROB | New Adoptions | 2.6247 | 3.1875 | 3.8545 | 4.646 | 5.5864 | 6.7052 | 8.0367 | 9.6219 | 11.5094 | 13.7571 | 16.4333 | 19.6197 | 23.4118
Scenario 5: High TRC ZEAS Phase In | SCE | Com | WaterHeat | Com - School | Energy Efficiency | ROB | Total Adoptions | 3.4147 | 4.1586 | 5.0435 | 6.0966 | 7.3499 | 8.8428 | 10.6204 | 12.7379 | 15.2602 | 18.265 | 21.843 | 26.1048 | 31.1772
Scenario 5: High TRC ZEAS Phase In | SCE | Com | WaterHeat | Com - Warehouse | Energy Efficiency | NEW | New Adoptions | 2.2039 | 2.78 | 3.4472 | 4.329 | 5.5153 | 6.8745 | 8.4578 | 10.4261 | 11.569 | 13.9305 | 16.7596 | 19.9781 | 23.9089
Scenario 5: High TRC ZEAS Phase In | SCE | Com | WaterHeat | Com - Warehouse | Energy Efficiency | NEW | Total Adoptions | 2.2039 | 2.78 | 3.4472 | 4.329 | 5.5153 | 6.8745 | 8.4578 | 10.4261 | 11.569 | 13.9305 | 16.7596 | 19.9781 | 23.9089
Scenario 5: High TRC ZEAS Phase In | SCE | Com | WaterHeat | Com - Warehouse | Energy Efficiency | RET | New Adoptions | 0 | 0 | 0 | 0 | 0 | 0 | 0 | 0 | 0 | 0 | 0 | 0 | 0
Scenario 5: High TRC ZEAS Phase In | SCE | Com | WaterHeat | Com - Warehouse | Energy Efficiency | RET | Total Adoptions | 0 | 0 | 0 | 0 | 0 | 0 | 0 | 0 | 0 | 0 | 0 | 0 | 0
Scenario 5: High TRC ZEAS Phase In | SCE | Com | WaterHeat | Com - Warehouse | Energy Efficiency | ROB | New Adoptions | 18.8666 | 22.5807 | 26.9803 | 32.1971 | 38.3947 | 45.7636 | 54.5285 | 64.96 | 77.3253 | 92.0043 | 109.4331 | 130.1186 | 154.6682
Scenario 5: High TRC ZEAS Phase In | SCE | Com | WaterHeat | Com - Warehouse | Energy Efficiency | ROB | Total Adoptions | 23.7285 | 28.6214 | 34.4269 | 41.323 | 49.5312 | 59.3019 | 70.9323 | 84.7856 | 101.177 | 120.6477 | 143.7791 | 171.2425 | 203.8529
Scenario 5: High TRC ZEAS Phase In | SCE | Com | WholeBlg | Com - Restaurant | Energy Efficiency | NEW | New Adoptions | 22.5411 | 26.2596 | 30.4682 | 35.1975 | 40.5474 | 45.8202 | 51.2916 | 57.4907 | 64.1232 | 71.0655 | 78.6751 | 86.6906 | 95.4381
Scenario 5: High TRC ZEAS Phase In | SCE | Com | WholeBlg | Com - Restaurant | Energy Efficiency | NEW | Total Adoptions | 22.5411 | 26.2596 | 30.4682 | 35.1975 | 40.5474 | 45.8202 | 51.2916 | 57.4907 | 64.1232 | 71.0655 | 78.6751 | 86.6906 | 95.4381
Scenario 5: High TRC ZEAS Phase In | SCE | Com | WholeBlg | Com - Retail | Energy Efficiency | NEW | New Adoptions | 117.442 | 136.6763 | 156.9444 | 180.5394 | 208.0989 | 237.4301 | 268.4111 | 304.1788 | 341.8214 | 381.7713 | 426.1053 | 472.9052 | 524.0726
Scenario 5: High TRC ZEAS Phase In | SCE | Com | WholeBlg | Com - Retail | Energy Efficiency | NEW | Total Adoptions | 117.442 | 136.6763 | 156.9444 | 180.5394 | 208.0989 | 237.4301 | 268.4111 | 304.1788 | 341.8214 | 381.7713 | 426.1053 | 472.9052 | 524.0726
Scenario 5: High TRC ZEAS Phase In | SCE | Com | WholeBlg | Com - Warehouse | Energy Efficiency | NEW | New Adoptions | 0 | 0 | 0 | 0 | 0 | 0 | 0 | 196.7216 | 222.3909 | 250.198 | 280.7331 | 312.4485 | 348.4427
Scenario 5: High TRC ZEAS Phase In | SCE | Com | WholeBlg | Com - Warehouse | Energy Efficiency | NEW | Total Adoptions | 0 | 0 | 0 | 0 | 0 | 0 | 0 | 196.7216 | 222.3909 | 250.198 | 280.7331 | 312.4485 | 348.4427
Scenario 5: High TRC ZEAS Phase In | SCE | Res | AppPlug | Res - Multi Family | Energy Efficiency | NEW | New Adoptions | 0 | 0 | 0 | 0 | 0 | 0 | 0 | 0 | 0 | 0 | 0 | 0 | 0
Scenario 5: High TRC ZEAS Phase In | SCE | Res | AppPlug | Res - Multi Family | Energy Efficiency | NEW | Total Adoptions | 0 | 0 | 0 | 0 | 0 | 0 | 0 | 0 | 0 | 0 | 0 | 0 | 0
Scenario 5: High TRC ZEAS Phase In | SCE | Res | AppPlug | Res - Multi Family | Energy Efficiency | ROB | New Adoptions | 0 | 0 | 0 | 0 | 0 | 0 | 0 | 0 | 0 | 0 | 0 | 0 | 0
Scenario 5: High TRC ZEAS Phase In | SCE | Res | AppPlug | Res - Multi Family | Energy Efficiency | ROB | Total Adoptions | 0 | 0 | 0 | 0 | 0 | 0 | 0 | 0 | 0 | 0 | 0 | 0 | 0
Scenario 5: High TRC ZEAS Phase In | SCE | Res | AppPlug | Res - Single Family | Energy Efficiency | NEW | New Adoptions | 0 | 0 | 0 | 0 | 0 | 0 | 0 | 0 | 0 | 0 | 0 | 0 | 0
Scenario 5: High TRC ZEAS Phase In | SCE | Res | AppPlug | Res - Single Family | Energy Efficiency | NEW | Total Adoptions | 0 | 0 | 0 | 0 | 0 | 0 | 0 | 0 | 0 | 0 | 0 | 0 | 0
Scenario 5: High TRC ZEAS Phase In | SCE | Res | AppPlug | Res - Single Family | Energy Efficiency | ROB | New Adoptions | 0 | 0 | 0 | 0 | 0 | 0 | 0 | 0 | 0 | 0 | 0 | 0 | 0
Scenario 5: High TRC ZEAS Phase In | SCE | Res | AppPlug | Res - Single Family | Energy Efficiency | ROB | Total Adoptions | 0 | 0 | 0 | 0 | 0 | 0 | 0 | 0 | 0 | 0 | 0 | 0 | 0
Scenario 5: High TRC ZEAS Phase In | SCE | Res | BldgEnv | Res - Single Family | Energy Efficiency | NEW | New Adoptions | 937611.8704 | 1181241.1662 | 1292397.0293 | 1318503.1076 | 1351013.271 | 1321162.3232 | 1262996.4101 | 1160086.6925 | 1085043.2579 | 0 | 0 | 0 | 0
Scenario 5: High TRC ZEAS Phase In | SCE | Res | BldgEnv | Res - Single Family | Energy Efficiency | NEW | Total Adoptions | 937611.8704 | 1181241.1662 | 1292397.0293 | 1318503.1076 | 1351013.271 | 1321162.3232 | 1262996.4101 | 1160086.6925 | 1085043.2579 | 0 | 0 | 0 | 0
Scenario 5: High TRC ZEAS Phase In | SCE | Res | BldgEnv | Res - Single Family | Energy Efficiency | RET | New Adoptions | 282068.259 | 278042.4182 | 274265.5792 | 270737.8804 | 267462.9944 | 264439.33 | 261659.7414 | 259114.1734 | 98390.4411 | 0 | 0 | 0 | 0
Scenario 5: High TRC ZEAS Phase In | SCE | Res | BldgEnv | Res - Single Family | Energy Efficiency | RET | Total Adoptions | 1504255.7623 | 1459567.4522 | 1416485.2047 | 1374963.8839 | 1334963.4057 | 1296439.8847 | 1259345.2936 | 1223630.0593 | 98390.4411 | 0 | 0 | 0 | 0
Scenario 5: High TRC ZEAS Phase In | SCE | Res | HVAC | Res - Multi Family | Energy Efficiency | NEW | New Adoptions | 9.1839 | 9.4245 | 10.1459 | 10.4922 | 10.802 | 10.7581 | 10.6604 | 20.0038 | 19.5019 | 18.8809 | 18.2365 | 17.6736 | 17.075
Scenario 5: High TRC ZEAS Phase In | SCE | Res | HVAC | Res - Multi Family | Energy Efficiency | NEW | Total Adoptions | 9.1839 | 9.4245 | 10.1459 | 10.4922 | 10.802 | 10.7581 | 10.6604 | 20.0038 | 19.5019 | 18.8809 | 18.2365 | 17.6736 | 17.075
Scenario 5: High TRC ZEAS Phase In | SCE | Res | HVAC | Res - Multi Family | Energy Efficiency | RET | New Adoptions | 0 | 4838677.7026 | 3848413.446 | 2991693.7391 | 0 | 1698756.0191 | 1240544.711 | 883941.6066 | 610102.3617 | 401960.9405 | 244993.4096 | 127335.1647 | 39563.2165
Scenario 5: High TRC ZEAS Phase In | SCE | Res | HVAC | Res - Multi Family | Energy Efficiency | RET | Total Adoptions | 0 | 6250242.6837 | 5131601.9686 | 4137912.3068 | 0 | 2573161.6539 | 1989691.0073 | 1518616.3079 | 1142246.2172 | 843754.4625 | 608227.9636 | 423016.2145 | 277690.585
Scenario 5: High TRC ZEAS Phase In | SCE | Res | HVAC | Res - Multi Family | Energy Efficiency | ROB | New Adoptions | 41.7571 | 44.726 | 47.4949 | 50.0389 | 52.346 | 54.4 | 106.7262 | 109.8843 | 112.5342 | 114.6929 | 116.3991 | 117.6969 | 118.6272
Scenario 5: High TRC ZEAS Phase In | SCE | Res | HVAC | Res - Multi Family | Energy Efficiency | ROB | Total Adoptions | 45.2012 | 48.8225 | 52.3037 | 55.6157 | 58.7458 | 61.6711 | 123.1299 | 128.1469 | 132.7121 | 136.8306 | 140.5324 | 143.8559 | 146.834
Scenario 5: High TRC ZEAS Phase In | SCE | Res | HVAC | Res - Single Family | Energy Efficiency | NEW | New Adoptions | 1710.0163 | 2267.4457 | 2605.575 | 2770.7915 | 2939.386 | 2958.1374 | 2894.7981 | 2533.5983 | 2432.5455 | 1.3125 | 1.2701 | 1.2297 | 1.1853
Scenario 5: High TRC ZEAS Phase In | SCE | Res | HVAC | Res - Single Family | Energy Efficiency | NEW | Total Adoptions | 1710.0163 | 2267.4457 | 2605.575 | 2770.7915 | 2939.386 | 2958.1374 | 2894.7981 | 2533.5983 | 2432.5455 | 1.3125 | 1.2701 | 1.2297 | 1.1853
Scenario 5: High TRC ZEAS Phase In | SCE | Res | HVAC | Res - Single Family | Energy Efficiency | RET | New Adoptions | 0 | 36020638.9911 | 28942392.3977 | 22799020.5584 | 0 | 13485329.8697 | 10168276.2873 | 7578278.0978 | 5582577.362 | 4060193.6654 | 2907664.652 | 2040119.8343 | 1389901.9955
Scenario 5: High TRC ZEAS Phase In | SCE | Res | HVAC | Res - Single Family | Energy Efficiency | RET | Total Adoptions | 0 | 46321438.6232 | 38340727.7993 | 31229649.702 | 0 | 19985483.3873 | 15775130.1528 | 12366892.3141 | 9636771.8296 | 7465956.9861 | 5748581.8946 | 4394458.4218 | 3328968.9453
Scenario 5: High TRC ZEAS Phase In | SCE | Res | HVAC | Res - Single Family | Energy Efficiency | ROB | New Adoptions | 10192.8132 | 10927.0729 | 11619.7485 | 12261.4149 | 12849.6675 | 13379.2012 | 12578.1373 | 12947.6975 | 9.5331 | 9.685 | 9.8017 | 9.8861 | 9.9407
Scenario 5: High TRC ZEAS Phase In | SCE | Res | HVAC | Res - Single Family | Energy Efficiency | ROB | Total Adoptions | 10920.8943 | 11804.5572 | 12663.2164 | 13484.9832 | 14267.5551 | 15002.9297 | 14253.9983 | 14827.0402 | 11.2814 | 11.6001 | 11.8881 | 12.1474 | 12.3802
Scenario 5: High TRC ZEAS Phase In | SCE | Res | WaterHeat | Res - Multi Family | Energy Efficiency | NEW | New Adoptions | 9.6662 | 9.3832 | 10.0319 | 9.993 | 9.9737 | 14.266 | 38.4961 | 37.6919 | 36.7054 | 35.6212 | 34.5961 | 33.8048 | 33.0028
Scenario 5: High TRC ZEAS Phase In | SCE | Res | WaterHeat | Res - Multi Family | Energy Efficiency | NEW | Total Adoptions | 9.6662 | 9.3832 | 10.0319 | 9.993 | 9.9737 | 14.266 | 38.4961 | 37.6919 | 36.7054 | 35.6212 | 34.5961 | 33.8048 | 33.0028
Scenario 5: High TRC ZEAS Phase In | SCE | Res | WaterHeat | Res - Multi Family | Energy Efficiency | RET | New Adoptions | 5.4407 | 5.4831 | 5.5235 | 5.5624 | 5.6001 | 5.6369 | 5.6729 | 5.7082 | 5.7429 | 5.7768 | 5.8102 | 5.843 | 5.8752
Scenario 5: High TRC ZEAS Phase In | SCE | Res | WaterHeat | Res - Multi Family | Energy Efficiency | RET | Total Adoptions | 36.8674 | 33.8219 | 31.0837 | 28.6222 | 26.4099 | 24.4221 | 22.6363 | 21.0324 | 19.592 | 18.2988 | 17.1381 | 16.0965 | 15.1621
Scenario 5: High TRC ZEAS Phase In | SCE | Res | WaterHeat | Res - Multi Family | Energy Efficiency | ROB | New Adoptions | 0 | 2.6693 | 2.8196 | 2.9664 | 33.9617 | 107.5338 | 114.3497 | 121.1115 | 127.812 | 134.4491 | 141.0255 | 150.584 | 161.6346
Scenario 5: High TRC ZEAS Phase In | SCE | Res | WaterHeat | Res - Multi Family | Energy Efficiency | ROB | Total Adoptions | 0 | 3.4231 | 3.6718 | 3.9195 | 46.3279 | 214.5014 | 224.4661 | 234.3681 | 244.2092 | 253.9966 | 263.7444 | 277.4514 | 292.9821
Scenario 5: High TRC ZEAS Phase In | SCE | Res | WaterHeat | Res - Single Family | Energy Efficiency | NEW | New Adoptions | 14.2994 | 20.2948 | 23.2444 | 24.7362 | 26.3571 | 26.7299 | 26.436 | 25.8296 | 25.1846 | 21.6787 | 21.1867 | 20.7536 | 20.3137
Scenario 5: High TRC ZEAS Phase In | SCE | Res | WaterHeat | Res - Single Family | Energy Efficiency | NEW | Total Adoptions | 14.2994 | 20.2948 | 23.2444 | 24.7362 | 26.3571 | 26.7299 | 26.436 | 25.8296 | 25.1846 | 21.6787 | 21.1867 | 20.7536 | 20.3137
Scenario 5: High TRC ZEAS Phase In | SCE | Res | WaterHeat | Res - Single Family | Energy Efficiency | RET | New Adoptions | 1.9893 | 1.9977 | 2.0054 | 2.0127 | 2.0197 | 2.0265 | 2.0332 | 2.0399 | 2.0465 | 2.053 | 2.0595 | 2.066 | 2.0725
Scenario 5: High TRC ZEAS Phase In | SCE | Res | WaterHeat | Res - Single Family | Energy Efficiency | RET | Total Adoptions | 9.0043 | 8.3311 | 7.7255 | 7.1809 | 6.6913 | 6.2512 | 5.8558 | 5.5006 | 5.1816 | 4.8951 | 4.638 | 4.4073 | 4.2004
Scenario 5: High TRC ZEAS Phase In | SCE | Res | WaterHeat | Res - Single Family | Energy Efficiency | ROB | New Adoptions | 80.9448 | 88.52 | 95.9633 | 103.272 | 110.472 | 117.5531 | 124.5121 | 131.3509 | 118.9816 | 124.8897 | 131.1252 | 138.0631 | 145.1324
Scenario 5: High TRC ZEAS Phase In | SCE | Res | WaterHeat | Res - Single Family | Energy Efficiency | ROB | Total Adoptions | 132.0669 | 142.965 | 153.8746 | 164.7574 | 175.6444 | 186.4931 | 197.2827 | 208.0066 | 191.863 | 201.1739 | 211.0053 | 221.8346 | 232.8923
Scenario 5: High TRC ZEAS Phase In | SCE | Res | WholeBlg | Res - Multi Family | Energy Efficiency | NEW | New Adoptions | 0 | 0 | 0 | 0 | 0 | 0 | 0 | 0 | 0 | 0 | 0 | 0 | 0
Scenario 5: High TRC ZEAS Phase In | SCE | Res | WholeBlg | Res - Multi Family | Energy Efficiency | NEW | Total Adoptions | 0 | 0 | 0 | 0 | 0 | 0 | 0 | 0 | 0 | 0 | 0 | 0 | 0
Scenario 5: High TRC ZEAS Phase In | SCE | Res | WholeBlg | Res - Single Family | Energy Efficiency | NEW | New Adoptions | 0 | 0 | 0 | 0 | 0 | 0 | 0 | 0 | 81.7702 | 73.9974 | 67.214 | 61.6045 | 56.4371
Scenario 5: High TRC ZEAS Phase In | SCE | Res | WholeBlg | Res - Single Family | Energy Efficiency | NEW | Total Adoptions | 0 | 0 | 0 | 0 | 0 | 0 | 0 | 0 | 81.7702 | 73.9974 | 67.214 | 61.6045 | 56.4371
Scenario 5: High TRC ZEAS Phase In | SCG | Com | AppPlug | Com - Health | Energy Efficiency | NEW | New Adoptions | 5489.9891 | 6425.9363 | 7255.9047 | 7206.15 | 7330.591 | 7372.0211 | 7590.7633 | 7617.4098 | 7631.3641 | 7488.2121 | 7305.6951 | 7504.0291 | 7756.0169
Scenario 5: High TRC ZEAS Phase In | SCG | Com | AppPlug | Com - Health | Energy Efficiency | NEW | Total Adoptions | 5489.9891 | 6425.9363 | 7255.9047 | 7206.15 | 7330.591 | 7372.0211 | 7590.7633 | 7617.4098 | 7631.3641 | 7488.2121 | 7305.6951 | 7504.0291 | 7756.0169
Scenario 5: High TRC ZEAS Phase In | SCG | Com | AppPlug | Com - Health | Energy Efficiency | RET | New Adoptions | 20394.6675 | 22368.923 | 24260.4942 | 25987.1511 | 27459.1063 | 28586.201 | 29287.0732 | 29499.1861 | 29188.0075 | 28353.3847 | 27031.4596 | 25291.3604 | 23227.1283
Scenario 5: High TRC ZEAS Phase In | SCG | Com | AppPlug | Com - Health | Energy Efficiency | RET | Total Adoptions | 20891.6588 | 22929.3742 | 24887.6307 | 26683.0473 | 28224.3481 | 29419.5806 | 30185.357 | 30457.0012 | 30197.8794 | 29405.9445 | 28115.8125 | 26395.584 | 24338.847
Scenario 5: High TRC ZEAS Phase In | SCG | Com | AppPlug | Com - Lodging | Energy Efficiency | NEW | New Adoptions | 7282.2583 | 8300.5716 | 9286.426 | 9377.055 | 9542.2169 | 9724.1324 | 9899.0871 | 10053.1262 | 10142.5349 | 10196.8166 | 10267.6906 | 10318.1534 | 10360.4271
Scenario 5: High TRC ZEAS Phase In | SCG | Com | AppPlug | Com - Lodging | Energy Efficiency | NEW | Total Adoptions | 7282.2583 | 8300.5716 | 9286.426 | 9377.055 | 9542.2169 | 9724.1324 | 9899.0871 | 10053.1262 | 10142.5349 | 10196.8166 | 10267.6906 | 10318.1534 | 10360.4271
Scenario 5: High TRC ZEAS Phase In | SCG | Com | AppPlug | Com - Lodging | Energy Efficiency | RET | New Adoptions | 13728.3428 | 14931.376 | 16095.219 | 17178.4469 | 18134.5214 | 18914.4652 | 21835.1372 | 21536.848 | 21001.6957 | 20228.441 | 19221.6149 | 17996.3449 | 16681.519
Scenario 5: High TRC ZEAS Phase In | SCG | Com | AppPlug | Com - Lodging | Energy Efficiency | RET | Total Adoptions | 14085.1063 | 15328.1363 | 16533.8651 | 17660.27 | 18660.04 | 19483.2549 | 23189.2731 | 22852.3622 | 22269.0709 | 21441.1335 | 20375.4905 | 19089.0046 | 17715.7134
Scenario 5: High TRC ZEAS Phase In | SCG | Com | AppPlug | Com - Other | Energy Efficiency | NEW | New Adoptions | 1234.695 | 1430.7262 | 1638.7867 | 1851.2785 | 87.4667 | 4428.3377 | 2503.8162 | 2712.9578 | 2894.5442 | 3077.8497 | 3252.9227 | 3407.1718 | 3556.7991
Scenario 5: High TRC ZEAS Phase In | SCG | Com | AppPlug | Com - Other | Energy Efficiency | NEW | Total Adoptions | 1234.695 | 1430.7262 | 1638.7867 | 1851.2785 | 87.4667 | 4428.3377 | 2503.8162 | 2712.9578 | 2894.5442 | 3077.8497 | 3252.9227 | 3407.1718 | 3556.7991
Scenario 5: High TRC ZEAS Phase In | SCG | Com | AppPlug | Com - Other | Energy Efficiency | RET | New Adoptions | 0 | 0 | 0 | 0 | 0 | 0 | 0 | 8602.1684 | 6817.6141 | 5156.7572 | 3683.375 | 2426.7713 | 1388.961
Scenario 5: High TRC ZEAS Phase In | SCG | Com | AppPlug | Com - Other | Energy Efficiency | RET | Total Adoptions | 0 | 0 | 0 | 0 | 0 | 0 | 0 | 11018.78 | 9023.608 | 7127.8226 | 5407.5624 | 3903.192 | 2625.656
Scenario 5: High TRC ZEAS Phase In | SCG | Com | BldgEnv | Com - College | Energy Efficiency | NEW | New Adoptions | 13940.155 | 14952.7604 | 16271.2296 | 17670.7102 | 18529.3844 | 19869.1068 | 21145.2256 | 21967.7706 | 22701.1891 | 23172.6157 | 23717.7208 | 25125.9659 | 25560.6947
Scenario 5: High TRC ZEAS Phase In | SCG | Com | BldgEnv | Com - College | Energy Efficiency | NEW | Total Adoptions | 13940.155 | 14952.7604 | 16271.2296 | 17670.7102 | 18529.3844 | 19869.1068 | 21145.2256 | 21967.7706 | 22701.1891 | 23172.6157 | 23717.7208 | 25125.9659 | 25560.6947
Scenario 5: High TRC ZEAS Phase In | SCG | Com | BldgEnv | Com - College | Energy Efficiency | RET | New Adoptions | 16218.7886 | 16080.1719 | 15349.0854 | 14077.7632 | 12382.4574 | 10420.8133 | 8405.9571 | 6384.815 | 4524.6818 | 2891.2556 | 1510.501 | 378.2239 | 194.0152
Scenario 5: High TRC ZEAS Phase In | SCG | Com | BldgEnv | Com - College | Energy Efficiency | RET | Total Adoptions | 16259.9574 | 16121.3856 | 15390.2457 | 14118.7044 | 12422.9658 | 10460.6502 | 8444.8828 | 6422.6084 | 4561.1542 | 2926.2578 | 1543.9249 | 409.9996 | 224.2021
Scenario 5: High TRC ZEAS Phase In | SCG | Com | BldgEnv | Com - Grocery | Energy Efficiency | NEW | New Adoptions | 32427.6134 | 35058.5389 | 37264.9804 | 39617.2647 | 42042.3969 | 44434.8471 | 46479.6101 | 48700.4799 | 50539.2544 | 52048.735 | 53612.1984 | 54892.0821 | 56130.8678
Scenario 5: High TRC ZEAS Phase In | SCG | Com | BldgEnv | Com - Grocery | Energy Efficiency | NEW | Total Adoptions | 32427.6134 | 35058.5389 | 37264.9804 | 39617.2647 | 42042.3969 | 44434.8471 | 46479.6101 | 48700.4799 | 50539.2544 | 52048.735 | 53612.1984 | 54892.0821 | 56130.8678
Scenario 5: High TRC ZEAS Phase In | SCG | Com | BldgEnv | Com - Grocery | Energy Efficiency | RET | New Adoptions | 15055.6255 | 9560.5285 | 4211.0908 | 677.3308 | 643.6585 | 611.3258 | 580.596 | 551.407 | 523.6834 | 497.3659 | 472.3903 | 448.7015 | 426.2219
Scenario 5: High TRC ZEAS Phase In | SCG | Com | BldgEnv | Com - Grocery | Energy Efficiency | RET | Total Adoptions | 15169.9127 | 9670.2679 | 4315.8064 | 776.8106 | 738.1643 | 701.1063 | 665.8875 | 632.4339 | 600.659 | 570.4927 | 541.8608 | 514.6984 | 488.919
Scenario 5: High TRC ZEAS Phase In | SCG | Com | BldgEnv | Com - Health | Energy Efficiency | NEW | New Adoptions | 32656.0052 | 35640.7333 | 38914.8316 | 40591.4297 | 43087.4025 | 44967.2235 | 47825.5061 | 49373.219 | 50707.5133 | 50851.4347 | 50567.9699 | 52817.0088 | 55396.7317
Scenario 5: High TRC ZEAS Phase In | SCG | Com | BldgEnv | Com - Health | Energy Efficiency | NEW | Total Adoptions | 32656.0052 | 35640.7333 | 38914.8316 | 40591.4297 | 43087.4025 | 44967.2235 | 47825.5061 | 49373.219 | 50707.5133 | 50851.4347 | 50567.9699 | 52817.0088 | 55396.7317
Scenario 5: High TRC ZEAS Phase In | SCG | Com | BldgEnv | Com - Health | Energy Efficiency | RET | New Adoptions | 22765.4523 | 20127.1175 | 16759.6557 | 13018.8218 | 9247.7165 | 5717.2745 | 2599.7386 | 819.57 | 786.6475 | 755.0495 | 724.0161 | 691.5991 | 658.9674
Scenario 5: High TRC ZEAS Phase In | SCG | Com | BldgEnv | Com - Health | Energy Efficiency | RET | Total Adoptions | 22903.1651 | 20260.4799 | 16888.4436 | 13142.7723 | 9366.5754 | 5830.8322 | 2707.8504 | 922.2762 | 884.2184 | 847.7418 | 812.0739 | 775.2539 | 738.4395
Scenario 5: High TRC ZEAS Phase In | SCG | Com | BldgEnv | Com - Lodging | Energy Efficiency | NEW | New Adoptions | 165.4268 | 187.6375 | 212.2405 | 237.1877 | 265.6207 | 296.5151 | 329.498 | 364.2821 | 399.244 | 435.2509 | 474.5901 | 515.8521 | 559.7324
Scenario 5: High TRC ZEAS Phase In | SCG | Com | BldgEnv | Com - Lodging | Energy Efficiency | NEW | Total Adoptions | 165.4268 | 187.6375 | 212.2405 | 237.1877 | 265.6207 | 296.5151 | 329.498 | 364.2821 | 399.244 | 435.2509 | 474.5901 | 515.8521 | 559.7324
Scenario 5: High TRC ZEAS Phase In | SCG | Com | BldgEnv | Com - Lodging | Energy Efficiency | RET | New Adoptions | 641.1472 | 776.4575 | 938.3815 | 1131.5561 | 1361.1168 | 1632.5789 | 1951.6383 | 2323.8066 | 5092.444 | 6000.9589 | 7023.6656 | 8154.2818 | 9375.8024
Scenario 5: High TRC ZEAS Phase In | SCG | Com | BldgEnv | Com - Lodging | Energy Efficiency | RET | Total Adoptions | 641.8221 | 777.2898 | 939.4032 | 1132.8056 | 1362.6394 | 1634.4279 | 1953.8762 | 2326.506 | 5095.6879 | 6004.8413 | 7028.2911 | 8159.764 | 9382.2614
Scenario 5: High TRC ZEAS Phase In | SCG | Com | BldgEnv | Com - Office (Large) | Energy Efficiency | NEW | New Adoptions | 243626.9877 | 253453.0914 | 260859.797 | 267932.6888 | 275695.5879 | 282942.7059 | 287757.1384 | 291869.8895 | 292821.4352 | 292400.5438 | 292602.4423 | 291238.1496 | 290016.2294
Scenario 5: High TRC ZEAS Phase In | SCG | Com | BldgEnv | Com - Office (Large) | Energy Efficiency | NEW | Total Adoptions | 243626.9877 | 253453.0914 | 260859.797 | 267932.6888 | 275695.5879 | 282942.7059 | 287757.1384 | 291869.8895 | 292821.4352 | 292400.5438 | 292602.4423 | 291238.1496 | 290016.2294
Scenario 5: High TRC ZEAS Phase In | SCG | Com | BldgEnv | Com - Office (Large) | Energy Efficiency | RET | New Adoptions | 3945.2733 | 3748.7753 | 3561.7308 | 3383.4413 | 3213.6365 | 3052.1274 | 2898.6222 | 2752.8165 | 2614.2823 | 2482.7819 | 2358.0092 | 2239.6843 | 2127.4163
Scenario 5: High TRC ZEAS Phase In | SCG | Com | BldgEnv | Com - Office (Large) | Energy Efficiency | RET | Total Adoptions | 4449.5222 | 4227.8117 | 4016.8154 | 3815.7717 | 3624.3503 | 3442.3056 | 3269.2915 | 3104.9523 | 2948.8113 | 2800.5845 | 2659.9217 | 2526.5011 | 2399.8922
Scenario 5: High TRC ZEAS Phase In | SCG | Com | BldgEnv | Com - Office (Small) | Energy Efficiency | NEW | New Adoptions | 34738.5703 | 37025.0468 | 39087.6397 | 41056.9538 | 0 | 417809.1659 | 42583.2677 | 43904.6796 | 45048.8794 | 46002.1248 | 46901.613 | 47644.7166 | 48339.3381
Scenario 5: High TRC ZEAS Phase In | SCG | Com | BldgEnv | Com - Office (Small) | Energy Efficiency | NEW | Total Adoptions | 34738.5703 | 37025.0468 | 39087.6397 | 41056.9538 | 0 | 417809.1659 | 42583.2677 | 43904.6796 | 45048.8794 | 46002.1248 | 46901.613 | 47644.7166 | 48339.3381
Scenario 5: High TRC ZEAS Phase In | SCG | Com | BldgEnv | Com - Office (Small) | Energy Efficiency | RET | New Adoptions | 7723.3493 | 4837.8628 | 2083.8048 | 535.5215 | 508.8753 | 483.3067 | 459.0047 | 435.9208 | 413.9874 | 393.1669 | 373.411 | 354.675 | 336.8975
Scenario 5: High TRC ZEAS Phase In | SCG | Com | BldgEnv | Com - Office (Small) | Energy Efficiency | RET | Total Adoptions | 7816.0005 | 4926.9433 | 2168.8113 | 616.2777 | 585.5936 | 556.1892 | 528.243 | 501.6972 | 476.475 | 452.5301 | 429.806 | 408.2503 | 387.794
Scenario 5: High TRC ZEAS Phase In | SCG | Com | BldgEnv | Com - Other | Energy Efficiency | NEW | New Adoptions | 62657.841 | 68059.7317 | 73418.7856 | 78488.1252 | 3526.8015 | 170681.9964 | 92906.8146 | 97149.9166 | 100525.5491 | 104149.0186 | 107708.8568 | 110821.2303 | 114032.1807
Scenario 5: High TRC ZEAS Phase In | SCG | Com | BldgEnv | Com - Other | Energy Efficiency | NEW | Total Adoptions | 62657.841 | 68059.7317 | 73418.7856 | 78488.1252 | 3526.8015 | 170681.9964 | 92906.8146 | 97149.9166 | 100525.5491 | 104149.0186 | 107708.8568 | 110821.2303 | 114032.1807
Scenario 5: High TRC ZEAS Phase In | SCG | Com | BldgEnv | Com - Other | Energy Efficiency | RET | New Adoptions | 43857.4653 | 38654.5411 | 31981.9709 | 24532.1196 | 16990.4354 | 9911.5615 | 3673.2966 | 821.5821 | 780.8835 | 742.1319 | 705.2114 | 669.9273 | 636.3025
Scenario 5: High TRC ZEAS Phase In | SCG | Com | BldgEnv | Com - Other | Energy Efficiency | RET | Total Adoptions | 44018.7001 | 38812.6947 | 32136.3184 | 24681.8694 | 17134.8236 | 10049.9237 | 3805.1109 | 946.8057 | 899.8459 | 855.1462 | 812.575 | 771.9227 | 733.1982
Scenario 5: High TRC ZEAS Phase In | SCG | Com | BldgEnv | Com - Refrig. Warehouse | Energy Efficiency | NEW | New Adoptions | 46900.2651 | 5228.5246 | 0 | 49812.7749 | 5632.5001 | 5879.5489 | 6160.8661 | 6391.898 | 6668.5731 | 6923.1322 | 7137.7493 | 7404.5829 | 7632.0693
Scenario 5: High TRC ZEAS Phase In | SCG | Com | BldgEnv | Com - Refrig. Warehouse | Energy Efficiency | NEW | Total Adoptions | 46900.2651 | 5228.5246 | 0 | 49812.7749 | 5632.5001 | 5879.5489 | 6160.8661 | 6391.898 | 6668.5731 | 6923.1322 | 7137.7493 | 7404.5829 | 7632.0693
Scenario 5: High TRC ZEAS Phase In | SCG | Com | BldgEnv | Com - Refrig. Warehouse | Energy Efficiency | RET | New Adoptions | 28.458 | 12.3324 | 28.6517 | 31.4947 | 1023.8554 | 1174.895 | 1330.4401 | 1484.0711 | 3021.0139 | 3250.7732 | 3424.2396 | 3523.5956 | 3535.2378
Scenario 5: High TRC ZEAS Phase In | SCG | Com | BldgEnv | Com - Refrig. Warehouse | Energy Efficiency | RET | Total Adoptions | 28.4819 | 12.3552 | 28.6754 | 31.5198 | 1026.1269 | 1177.3405 | 1333.0893 | 1486.9518 | 3024.1497 | 3254.1819 | 3427.9305 | 3527.5677 | 3539.4785
Scenario 5: High TRC ZEAS Phase In | SCG | Com | BldgEnv | Com - Restaurant | Energy Efficiency | NEW | New Adoptions | 35883.895 | 38878.6082 | 41817.1969 | 44752.2809 | 47768.33 | 50226.1881 | 52345.9631 | 54531.272 | 56529.2031 | 58252.3358 | 59944.2513 | 61396.169 | 62828.2944
Scenario 5: High TRC ZEAS Phase In | SCG | Com | BldgEnv | Com - Restaurant | Energy Efficiency | NEW | Total Adoptions | 35883.895 | 38878.6082 | 41817.1969 | 44752.2809 | 47768.33 | 50226.1881 | 52345.9631 | 54531.272 | 56529.2031 | 58252.3358 | 59944.2513 | 61396.169 | 62828.2944
Scenario 5: High TRC ZEAS Phase In | SCG | Com | BldgEnv | Com - Restaurant | Energy Efficiency | RET | New Adoptions | 1144.5005 | 1084.6017 | 1028.924 | 976.9533 | 928.2185 | 882.2532 | 838.771 | 797.501 | 758.3083 | 720.933 | 685.2469 | 650.9883 | 618.261
Scenario 5: High TRC ZEAS Phase In | SCG | Com | BldgEnv | Com - Restaurant | Energy Efficiency | RET | Total Adoptions | 1281.6535 | 1214.897 | 1152.7045 | 1095.9473 | 1041.2628 | 989.6453 | 940.7935 | 894.4223 | 850.3836 | 808.4045 | 768.3448 | 729.9314 | 693.2569
Scenario 5: High TRC ZEAS Phase In | SCG | Com | BldgEnv | Com - Retail | Energy Efficiency | NEW | New Adoptions | 122883.2663 | 133758.175 | 142796.2337 | 152048.559 | 0 | 359817.0251 | 177878.204 | 185980.6037 | 192575.4876 | 198400.6314 | 204260.6593 | 209133.4741 | 213924.7799
Scenario 5: High TRC ZEAS Phase In | SCG | Com | BldgEnv | Com - Retail | Energy Efficiency | NEW | Total Adoptions | 122883.2663 | 133758.175 | 142796.2337 | 152048.559 | 0 | 359817.0251 | 177878.204 | 185980.6037 | 192575.4876 | 198400.6314 | 204260.6593 | 209133.4741 | 213924.7799
Scenario 5: High TRC ZEAS Phase In | SCG | Com | BldgEnv | Com - Retail | Energy Efficiency | RET | New Adoptions | 78282.8279 | 65577.5042 | 50697.3977 | 1925.6183 | 26516.1048 | 12611.7185 | 1710.4865 | 1640.9642 | 1575.0309 | 1510.33 | 1445.4419 | 1375.8319 | 1305.4382
Scenario 5: High TRC ZEAS Phase In | SCG | Com | BldgEnv | Com - Retail | Energy Efficiency | RET | Total Adoptions | 78577.5681 | 65865.9386 | 50977.8761 | 2192.0728 | 26772.5126 | 12856.7447 | 1943.2614 | 1862.1003 | 1785.1102 | 1709.9053 | 1635.0385 | 1555.9487 | 1476.5492
Scenario 5: High TRC ZEAS Phase In | SCG | Com | BldgEnv | Com - School | Energy Efficiency | NEW | New Adoptions | 52847.1166 | 55476.5486 | 58079.6774 | 60334.8437 | 61525.9031 | 63283.3668 | 64280.4717 | 65133.4737 | 66055.1735 | 67054.4533 | 67689.5647 | 68614.7401 | 69050.1611
Scenario 5: High TRC ZEAS Phase In | SCG | Com | BldgEnv | Com - School | Energy Efficiency | NEW | Total Adoptions | 52847.1166 | 55476.5486 | 58079.6774 | 60334.8437 | 61525.9031 | 63283.3668 | 64280.4717 | 65133.4737 | 66055.1735 | 67054.4533 | 67689.5647 | 68614.7401 | 69050.1611
Scenario 5: High TRC ZEAS Phase In | SCG | Com | BldgEnv | Com - School | Energy Efficiency | RET | New Adoptions | 983.1953 | 934.2508 | 887.6511 | 843.2226 | 800.9017 | 760.6449 | 722.3814 | 686.0369 | 651.504 | 618.7254 | 587.6252 | 558.1341 | 530.1539
Scenario 5: High TRC ZEAS Phase In | SCG | Com | BldgEnv | Com - School | Energy Efficiency | RET | Total Adoptions | 1110.049 | 1054.7618 | 1002.1365 | 951.9838 | 904.2248 | 858.8018 | 815.6305 | 774.6235 | 735.6613 | 698.6748 | 663.5771 | 630.2885 | 598.7006
Scenario 5: High TRC ZEAS Phase In | SCG | Com | BldgEnv | Com - Warehouse | Energy Efficiency | NEW | New Adoptions | 78882.0494 | 87094.9124 | 94007.0746 | 102291.2778 | 112179.6741 | 121289.4846 | 129275.9203 | 137550.9505 | 144372.7367 | 150879.9915 | 157356.66 | 162656.5805 | 168543.1653
Scenario 5: High TRC ZEAS Phase In | SCG | Com | BldgEnv | Com - Warehouse | Energy Efficiency | NEW | Total Adoptions | 78882.0494 | 87094.9124 | 94007.0746 | 102291.2778 | 112179.6741 | 121289.4846 | 129275.9203 | 137550.9505 | 144372.7367 | 150879.9915 | 157356.66 | 162656.5805 | 168543.1653
Scenario 5: High TRC ZEAS Phase In | SCG | Com | BldgEnv | Com - Warehouse | Energy Efficiency | RET | New Adoptions | 39606.3116 | 45242.9335 | 50769.6272 | 55866.6615 | 60163.7057 | 63277.0469 | 64864.3608 | 64686.5275 | 116069.4551 | 109061.5602 | 99341.7345 | 87687.5039 | 74982.7182
Scenario 5: High TRC ZEAS Phase In | SCG | Com | BldgEnv | Com - Warehouse | Energy Efficiency | RET | Total Adoptions | 39758.0834 | 45398.0741 | 50929.3405 | 56031.9842 | 60335.424 | 63455.6139 | 65049.8295 | 64878.5108 | 116267.1276 | 109263.7071 | 99546.8425 | 87893.8783 | 75188.6105
Scenario 5: High TRC ZEAS Phase In | SCG | Com | FoodServ | Com - College | Energy Efficiency | NEW | New Adoptions | 16.602 | 17.5278 | 18.8851 | 20.3947 | 21.3336 | 22.8743 | 24.3855 | 25.4132 | 26.3722 | 27.0552 | 27.8483 | 30.9121 | 31.6925
Scenario 5: High TRC ZEAS Phase In | SCG | Com | FoodServ | Com - College | Energy Efficiency | NEW | Total Adoptions | 16.602 | 17.5278 | 18.8851 | 20.3947 | 21.3336 | 22.8743 | 24.3855 | 25.4132 | 26.3722 | 27.0552 | 27.8483 | 30.9121 | 31.6925
Scenario 5: High TRC ZEAS Phase In | SCG | Com | FoodServ | Com - College | Energy Efficiency | ROB | New Adoptions | 49.8913 | 52.1929 | 54.1404 | 55.7757 | 57.123 | 58.1833 | 58.8427 | 59.2441 | 59.4819 | 59.5458 | 63.5581 | 63.6208 | 63.5516
Scenario 5: High TRC ZEAS Phase In | SCG | Com | FoodServ | Com - College | Energy Efficiency | ROB | Total Adoptions | 105.3269 | 109.8054 | 113.9782 | 117.8863 | 121.5175 | 124.8592 | 127.6686 | 130.108 | 132.2991 | 134.1997 | 141.104 | 142.9324 | 144.4772
Scenario 5: High TRC ZEAS Phase In | SCG | Com | FoodServ | Com - College | Fuel Substitution | ROB | New Adoptions | 0.34818 | 0.40301 | 0.45684 | 0.5101 | 0.56312 | 0.61974 | 0.67943 | 0.74261 | 0.80812 | 0.8764 | 0.94765 | 1.0212 | 1.098
Scenario 5: High TRC ZEAS Phase In | SCG | Com | FoodServ | Com - College | Fuel Substitution | ROB | Total Adoptions | 0.39951 | 0.47035 | 0.54223 | 0.61543 | 0.69013 | 0.77065 | 0.85556 | 0.94594 | 1.0407 | 1.1404 | 1.2454 | 1.3551 | 1.4705
Scenario 5: High TRC ZEAS Phase In | SCG | Com | FoodServ | Com - Grocery | Energy Efficiency | NEW | New Adoptions | 152.828 | 163.7432 | 172.9976 | 183.2639 | 194.201 | 205.3084 | 215.1098 | 226.0007 | 235.3611 | 243.3881 | 251.8297 | 296.677 | 306.2664
Scenario 5: High TRC ZEAS Phase In | SCG | Com | FoodServ | Com - Grocery | Energy Efficiency | NEW | Total Adoptions | 152.828 | 163.7432 | 172.9976 | 183.2639 | 194.201 | 205.3084 | 215.1098 | 226.0007 | 235.3611 | 243.3881 | 251.8297 | 296.677 | 306.2664
Scenario 5: High TRC ZEAS Phase In | SCG | Com | FoodServ | Com - Grocery | Energy Efficiency | ROB | New Adoptions | 411.336 | 432.1801 | 450.6003 | 466.81 | 480.912 | 492.4987 | 501.9571 | 509.8504 | 514.914 | 518.3799 | 615.5528 | 622.4828 | 626.8049
Scenario 5: High TRC ZEAS Phase In | SCG | Com | FoodServ | Com - Grocery | Energy Efficiency | ROB | Total Adoptions | 804.7095 | 842.9057 | 879.3345 | 914.2066 | 947.5305 | 978.3833 | 1007.0639 | 1034.3167 | 1058.0324 | 1079.6611 | 1223.1155 | 1250.3283 | 1272.8616
Scenario 5: High TRC ZEAS Phase In | SCG | Com | FoodServ | Com - Grocery | Fuel Substitution | ROB | New Adoptions | 3.1759 | 3.6327 | 4.0758 | 4.5085 | 4.9348 | 5.3856 | 5.8329 | 6.2839 | 6.7626 | 7.2566 | 7.7605 | 8.2786 | 8.8441
Scenario 5: High TRC ZEAS Phase In | SCG | Com | FoodServ | Com - Grocery | Fuel Substitution | ROB | Total Adoptions | 3.6332 | 4.227 | 4.8216 | 5.4187 | 6.0212 | 6.6625 | 7.3087 | 7.9697 | 8.6703 | 9.399 | 10.1509 | 10.9307 | 11.7745
Scenario 5: High TRC ZEAS Phase In | SCG | Com | FoodServ | Com - Health | Energy Efficiency | NEW | New Adoptions | 48.4123 | 52.2223 | 56.6495 | 58.932 | 62.5654 | 65.4441 | 69.8766 | 72.5101 | 74.924 | 75.6462 | 75.7709 | 86.4073 | 91.5681
Scenario 5: High TRC ZEAS Phase In | SCG | Com | FoodServ | Com - Health | Energy Efficiency | NEW | Total Adoptions | 48.4123 | 52.2223 | 56.6495 | 58.932 | 62.5654 | 65.4441 | 69.8766 | 72.5101 | 74.924 | 75.6462 | 75.7709 | 86.4073 | 91.5681
Scenario 5: High TRC ZEAS Phase In | SCG | Com | FoodServ | Com - Health | Energy Efficiency | ROB | New Adoptions | 121.8312 | 128.3351 | 134.1055 | 139.1695 | 143.4885 | 147.0084 | 149.9177 | 152.3279 | 154.0894 | 155.2706 | 176.6291 | 178.3793 | 179.3434
Scenario 5: High TRC ZEAS Phase In | SCG | Com | FoodServ | Com - Health | Energy Efficiency | ROB | Total Adoptions | 246.8725 | 259.0786 | 270.7832 | 281.9128 | 292.3812 | 301.9786 | 310.9682 | 319.4069 | 327.0155 | 333.7643 | 366.3226 | 373.8827 | 380.0848
Scenario 5: High TRC ZEAS Phase In | SCG | Com | FoodServ | Com - Health | Fuel Substitution | ROB | New Adoptions | 0.90971 | 1.0511 | 1.1898 | 1.3268 | 1.4651 | 1.6132 | 1.7618 | 1.9137 | 2.0723 | 2.2375 | 2.4064 | 2.5808 | 2.7728
Scenario 5: High TRC ZEAS Phase In | SCG | Com | FoodServ | Com - Health | Fuel Substitution | ROB | Total Adoptions | 1.0402 | 1.2225 | 1.4071 | 1.5946 | 1.7878 | 1.9961 | 2.2084 | 2.4285 | 2.6598 | 2.9028 | 3.1546 | 3.417 | 3.7032
Scenario 5: High TRC ZEAS Phase In | SCG | Com | FoodServ | Com - Lodging | Energy Efficiency | NEW | New Adoptions | 53.0532 | 56.2649 | 59.6536 | 62.5829 | 65.9357 | 69.3533 | 72.6752 | 75.7943 | 78.3641 | 80.5854 | 82.8625 | 94.8005 | 97.2685
Scenario 5: High TRC ZEAS Phase In | SCG | Com | FoodServ | Com - Lodging | Energy Efficiency | NEW | Total Adoptions | 53.0532 | 56.2649 | 59.6536 | 62.5829 | 65.9357 | 69.3533 | 72.6752 | 75.7943 | 78.3641 | 80.5854 | 82.8625 | 94.8005 | 97.2685
Scenario 5: High TRC ZEAS Phase In | SCG | Com | FoodServ | Com - Lodging | Energy Efficiency | ROB | New Adoptions | 109.1919 | 115.3686 | 120.8806 | 125.788 | 130.0951 | 133.8436 | 137.1322 | 140.0176 | 142.1971 | 143.8693 | 169.0874 | 171.4734 | 173.2428
Scenario 5: High TRC ZEAS Phase In | SCG | Com | FoodServ | Com - Lodging | Energy Efficiency | ROB | Total Adoptions | 213.7474 | 225.0878 | 235.9299 | 246.3118 | 256.2111 | 265.6308 | 274.6721 | 283.3777 | 291.218 | 298.3819 | 336.5878 | 344.8955 | 352.0913
Scenario 5: High TRC ZEAS Phase In | SCG | Com | FoodServ | Com - Lodging | Fuel Substitution | ROB | New Adoptions | 0.83391 | 0.9575 | 1.0782 | 1.1969 | 1.3168 | 1.4402 | 1.5641 | 1.6895 | 1.821 | 1.957 | 2.0958 | 2.2414 | 2.399
Scenario 5: High TRC ZEAS Phase In | SCG | Com | FoodServ | Com - Lodging | Fuel Substitution | ROB | Total Adoptions | 0.95111 | 1.111 | 1.2721 | 1.4349 | 1.6023 | 1.7769 | 1.955 | 2.1378 | 2.3302 | 2.5308 | 2.7377 | 2.9556 | 3.1901
Scenario 5: High TRC ZEAS Phase In | SCG | Com | FoodServ | Com - Other | Energy Efficiency | NEW | New Adoptions | 206.0206 | 221.1626 | 236.5712 | 251.4869 | 11.2634 | 544.3847 | 296.4006 | 310.4488 | 322.1124 | 334.9173 | 347.8357 | 371.4919 | 384.6675
Scenario 5: High TRC ZEAS Phase In | SCG | Com | FoodServ | Com - Other | Energy Efficiency | NEW | Total Adoptions | 206.0206 | 221.1626 | 236.5712 | 251.4869 | 11.2634 | 544.3847 | 296.4006 | 310.4488 | 322.1124 | 334.9173 | 347.8357 | 371.4919 | 384.6675
Scenario 5: High TRC ZEAS Phase In | SCG | Com | FoodServ | Com - Other | Energy Efficiency | ROB | New Adoptions | 523.3927 | 556.3241 | 585.6126 | 611.4828 | 627.984 | 652.9116 | 670.1926 | 685.401 | 698.4803 | 709.7471 | 749.0895 | 759.3168 | 768.0309
Scenario 5: High TRC ZEAS Phase In | SCG | Com | FoodServ | Com - Other | Energy Efficiency | ROB | Total Adoptions | 1081.6558 | 1139.2986 | 1193.9377 | 1245.7208 | 1277.2116 | 1339.9118 | 1383.7583 | 1425.6704 | 1465.2841 | 1502.886 | 1577.2396 | 1614.1006 | 1648.6842
Scenario 5: High TRC ZEAS Phase In | SCG | Com | FoodServ | Com - Other | Fuel Substitution | ROB | New Adoptions | 3.382 | 3.8968 | 4.3987 | 4.8941 | 5.3677 | 5.9447 | 6.469 | 6.999 | 7.5385 | 8.088 | 8.6436 | 9.2141 | 9.8034
Scenario 5: High TRC ZEAS Phase In | SCG | Com | FoodServ | Com - Other | Fuel Substitution | ROB | Total Adoptions | 3.8619 | 4.5308 | 5.205 | 5.8893 | 6.5697 | 7.3724 | 8.1329 | 8.9139 | 9.7192 | 10.5494 | 11.4004 | 12.2814 | 13.1971
Scenario 5: High TRC ZEAS Phase In | SCG | Com | FoodServ | Com - Restaurant | Energy Efficiency | NEW | New Adoptions | 730.1721 | 784.7103 | 839.9099 | 896.8417 | 957.1482 | 1007.9462 | 1053.5062 | 1101.7765 | 1147.4955 | 1188.6664 | 1230.0507 | 1425.2792 | 1472.9087
Scenario 5: High TRC ZEAS Phase In | SCG | Com | FoodServ | Com - Restaurant | Energy Efficiency | NEW | Total Adoptions | 730.1721 | 784.7103 | 839.9099 | 896.8417 | 957.1482 | 1007.9462 | 1053.5062 | 1101.7765 | 1147.4955 | 1188.6664 | 1230.0507 | 1425.2792 | 1472.9087
Scenario 5: High TRC ZEAS Phase In | SCG | Com | FoodServ | Com - Restaurant | Energy Efficiency | ROB | New Adoptions | 1746.7079 | 1847.9839 | 1938.2014 | 2021.1943 | 2096.3663 | 2163.5476 | 2223.6675 | 2277.6884 | 2321.7964 | 2357.0354 | 2756.2505 | 2802.859 | 2840.3313
Scenario 5: High TRC ZEAS Phase In | SCG | Com | FoodServ | Com - Restaurant | Energy Efficiency | ROB | Total Adoptions | 3348.1899 | 3528.6065 | 3700.1495 | 3868.7553 | 4032.9869 | 4191.44 | 4344.7925 | 4494.143 | 4633.2158 | 4761.4361 | 5371.3448 | 5520.2826 | 5654.1319
Scenario 5: High TRC ZEAS Phase In | SCG | Com | FoodServ | Com - Restaurant | Fuel Substitution | ROB | New Adoptions | 13.3999 | 15.3338 | 17.2138 | 19.053 | 20.8825 | 22.801 | 24.6677 | 26.5346 | 28.4693 | 30.4593 | 32.4709 | 34.5536 | 36.7873
Scenario 5: High TRC ZEAS Phase In | SCG | Com | FoodServ | Com - Restaurant | Fuel Substitution | ROB | Total Adoptions | 15.2755 | 17.7929 | 20.3192 | 22.8608 | 25.4436 | 28.1805 | 30.8991 | 33.6636 | 36.5428 | 39.5265 | 42.5813 | 45.7599 | 49.1503
Scenario 5: High TRC ZEAS Phase In | SCG | Com | FoodServ | Com - Retail | Energy Efficiency | NEW | New Adoptions | 4.5989 | 5.1023 | 5.5775 | 6.0994 | 0 | 15.2922 | 7.7807 | 8.386 | 8.9493 | 9.4982 | 10.0675 | 10.6044 | 11.15
Scenario 5: High TRC ZEAS Phase In | SCG | Com | FoodServ | Com - Retail | Energy Efficiency | NEW | Total Adoptions | 4.5989 | 5.1023 | 5.5775 | 6.0994 | 0 | 15.2922 | 7.7807 | 8.386 | 8.9493 | 9.4982 | 10.0675 | 10.6044 | 11.15
Scenario 5: High TRC ZEAS Phase In | SCG | Com | FoodServ | Com - School | Energy Efficiency | NEW | New Adoptions | 83.5833 | 86.8088 | 90.209 | 93.2739 | 94.8932 | 97.5661 | 99.224 | 100.7943 | 102.5856 | 104.5954 | 106.1178 | 111.862 | 113.3666
Scenario 5: High TRC ZEAS Phase In | SCG | Com | FoodServ | Com - School | Energy Efficiency | NEW | Total Adoptions | 83.5833 | 86.8088 | 90.209 | 93.2739 | 94.8932 | 97.5661 | 99.224 | 100.7943 | 102.5856 | 104.5954 | 106.1178 | 111.862 | 113.3666
Scenario 5: High TRC ZEAS Phase In | SCG | Com | FoodServ | Com - School | Energy Efficiency | ROB | New Adoptions | 114.938 | 120.4609 | 125.2718 | 129.4367 | 132.8644 | 135.4397 | 137.481 | 139.05 | 140.1614 | 140.9608 | 149.6983 | 150.4367 | 150.7784
Scenario 5: High TRC ZEAS Phase In | SCG | Com | FoodServ | Com - School | Energy Efficiency | ROB | Total Adoptions | 245.0694 | 255.6444 | 265.6819 | 275.2142 | 283.9804 | 291.7076 | 298.7801 | 305.2378 | 311.0573 | 316.4127 | 332.363 | 337.5538 | 341.9707
Scenario 5: High TRC ZEAS Phase In | SCG | Com | FoodServ | Com - School | Fuel Substitution | ROB | New Adoptions | 0.59428 | 0.68652 | 0.77672 | 0.8657 | 0.95664 | 1.0637 | 1.1683 | 1.2776 | 1.3924 | 1.5117 | 1.635 | 1.7636 | 1.9007
Scenario 5: High TRC ZEAS Phase In | SCG | Com | FoodServ | Com - School | Fuel Substitution | ROB | Total Adoptions | 0.67836 | 0.79656 | 0.9159 | 1.0369 | 1.1625 | 1.3088 | 1.4543 | 1.6077 | 1.77 | 1.9404 | 2.1186 | 2.3059 | 2.5063
Scenario 5: High TRC ZEAS Phase In | SCG | Com | HVAC | Com - College | Energy Efficiency | NEW | New Adoptions | 22174.3812 | 22313.6079 | 22973.846 | 23778.6383 | 23909.5024 | 24713.3334 | 13967.4303 | 2488.8507 | 2508.0617 | 2504.0146 | 2513.3334 | 2617.1878 | 2622.5726
Scenario 5: High TRC ZEAS Phase In | SCG | Com | HVAC | Com - College | Energy Efficiency | NEW | Total Adoptions | 22174.3812 | 22313.6079 | 22973.846 | 23778.6383 | 23909.5024 | 24713.3334 | 13967.4303 | 2488.8507 | 2508.0617 | 2504.0146 | 2513.3334 | 2617.1878 | 2622.5726
Scenario 5: High TRC ZEAS Phase In | SCG | Com | HVAC | Com - College | Energy Efficiency | RET | New Adoptions | 0 | 0 | 0 | 0 | 0 | 0 | 0 | 0 | 0 | 0 | 0 | 0 | 0
Scenario 5: High TRC ZEAS Phase In | SCG | Com | HVAC | Com - College | Energy Efficiency | RET | Total Adoptions | 0.91192 | 0.85112 | 0.79438 | 0.74142 | 0.692 | 0.64586 | 0.60281 | 0.56262 | 0.52511 | 0.4901 | 0.45743 | 0.42693 | 0.39847
Scenario 5: High TRC ZEAS Phase In | SCG | Com | HVAC | Com - College | Energy Efficiency | ROB | New Adoptions | 62523.0967 | 60286.5141 | 58090.6458 | 55984.467 | 53987.1522 | 26057.9401 | 0 | 0 | 0 | 0 | 0 | 0 | 0
Scenario 5: High TRC ZEAS Phase In | SCG | Com | HVAC | Com - College | Energy Efficiency | ROB | Total Adoptions | 112005.0833 | 112855.5195 | 113597.7389 | 114297.616 | 114959.2933 | 57825.5833 | 0 | 0 | 0 | 0 | 0 | 0 | 0
Scenario 5: High TRC ZEAS Phase In | SCG | Com | HVAC | Com - College | Fuel Substitution | ROB | New Adoptions | 104.114 | 105.4961 | 105.6252 | 113.8334 | 0 | 0 | 0 | 0 | 0 | 0 | 0 | 0 | 0
Scenario 5: High TRC ZEAS Phase In | SCG | Com | HVAC | Com - College | Fuel Substitution | ROB | Total Adoptions | 116.0062 | 119.3514 | 121.4591 | 133.2924 | 0 | 0 | 0 | 0 | 0 | 0 | 0 | 0 | 0
Scenario 5: High TRC ZEAS Phase In | SCG | Com | HVAC | Com - Grocery | Energy Efficiency | NEW | New Adoptions | 219.5248 | 224.8529 | 227.5025 | 231.3313 | 235.9115 | 240.6613 | 243.9588 | 248.6231 | 251.7778 | 253.7783 | 256.5128 | 258.3265 | 260.371
Scenario 5: High TRC ZEAS Phase In | SCG | Com | HVAC | Com - Grocery | Energy Efficiency | NEW | Total Adoptions | 219.5248 | 224.8529 | 227.5025 | 231.3313 | 235.9115 | 240.6613 | 243.9588 | 248.6231 | 251.7778 | 253.7783 | 256.5128 | 258.3265 | 260.371
Scenario 5: High TRC ZEAS Phase In | SCG | Com | HVAC | Com - Grocery | Energy Efficiency | RET | New Adoptions | 0 | 0 | 0 | 3.8714 | 3.6859 | 3.4195 | 3.0877 | 2.7104 | 0 | 0 | 0 | 0 | 0.82247
Scenario 5: High TRC ZEAS Phase In | SCG | Com | HVAC | Com - Grocery | Energy Efficiency | RET | Total Adoptions | 0 | 0 | 0 | 4.0774 | 3.8945 | 3.6294 | 3.2973 | 2.9182 | 0 | 0 | 0 | 0 | 0.99853
Scenario 5: High TRC ZEAS Phase In | SCG | Com | HVAC | Com - Grocery | Fuel Substitution | ROB | New Adoptions | 1779.4684 | 1758.2577 | 1718.7298 | 1669.1046 | 220.1751 | 216.0795 | 212.6403 | 208.152 | 203.0775 | 197.7102 | 192.2361 | 106.3595 | 103.5179
Scenario 5: High TRC ZEAS Phase In | SCG | Com | HVAC | Com - Grocery | Fuel Substitution | ROB | Total Adoptions | 2350.7041 | 2400.2361 | 2426.186 | 2436.2245 | 263.1881 | 261.8857 | 262.4589 | 261.9252 | 260.7053 | 259.0601 | 257.1536 | 146.5808 | 145.3406
Scenario 5: High TRC ZEAS Phase In | SCG | Com | HVAC | Com - Health | Energy Efficiency | NEW | New Adoptions | 15355.8691 | 15752.5236 | 16287.8268 | 16196.3174 | 14353.7884 | 14436.9011 | 14837.9845 | 390.3101 | 391.0372 | 383.7072 | 374.3649 | 384.5457 | 397.4991
Scenario 5: High TRC ZEAS Phase In | SCG | Com | HVAC | Com - Health | Energy Efficiency | NEW | Total Adoptions | 15355.8691 | 15752.5236 | 16287.8268 | 16196.3174 | 14353.7884 | 14436.9011 | 14837.9845 | 390.3101 | 391.0372 | 383.7072 | 374.3649 | 384.5457 | 397.4991
Scenario 5: High TRC ZEAS Phase In | SCG | Com | HVAC | Com - Health | Energy Efficiency | RET | New Adoptions | 2616.6185 | 2687.0703 | 2694.3176 | 2635.3848 | 2512.695 | 2334.1626 | 2112.1061 | 1861.4835 | 1354.3656 | 1334.8959 | 1084.2937 | 853.8868 | 648.3009
Scenario 5: High TRC ZEAS Phase In | SCG | Com | HVAC | Com - Health | Energy Efficiency | RET | Total Adoptions | 2817.8799 | 2886.8568 | 2892.7598 | 2832.3103 | 2707.6596 | 2526.5037 | 2301.0116 | 2046.0685 | 1506.4734 | 1508.2504 | 1250.9104 | 1013.1907 | 799.8659
Scenario 5: High TRC ZEAS Phase In | SCG | Com | HVAC | Com - Health | Energy Efficiency | ROB | New Adoptions | 37473.9398 | 36182.6225 | 34905.2964 | 29220.8176 | 28205.4096 | 27201.0703 | 0 | 0 | 0 | 0 | 0 | 0 | 0
Scenario 5: High TRC ZEAS Phase In | SCG | Com | HVAC | Com - Health | Energy Efficiency | ROB | Total Adoptions | 65185.44 | 65960.6814 | 66669.7996 | 58414.9948 | 58965.758 | 59399.0313 | 0 | 0 | 0 | 0 | 0 | 0 | 0
Scenario 5: High TRC ZEAS Phase In | SCG | Com | HVAC | Com - Health | Fuel Substitution | ROB | New Adoptions | 1393.0403 | 1460.8507 | 1434.9837 | 1580.5714 | 197.45 | 213.2388 | 211.8708 | 209.1285 | 190.7526 | 186.959 | 182.9244 | 102.4259 | 100.2444
Scenario 5: High TRC ZEAS Phase In | SCG | Com | HVAC | Com - Health | Fuel Substitution | ROB | Total Adoptions | 1840.4695 | 1992.6284 | 2025.1331 | 2324.4908 | 234.425 | 256.871 | 259.7556 | 261.2766 | 243.4323 | 243.4784 | 243.1834 | 140.7625 | 140.3895
Scenario 5: High TRC ZEAS Phase In | SCG | Com | HVAC | Com - Lodging | Energy Efficiency | NEW | New Adoptions | 14105.3157 | 14220.2963 | 14368.9433 | 14410.4503 | 14558.9699 | 14729.6596 | 7601.8568 | 314.665 | 315.659 | 315.6901 | 316.3953 | 316.639 | 316.8158
Scenario 5: High TRC ZEAS Phase In | SCG | Com | HVAC | Com - Lodging | Energy Efficiency | NEW | Total Adoptions | 14105.3157 | 14220.2963 | 14368.9433 | 14410.4503 | 14558.9699 | 14729.6596 | 7601.8568 | 314.665 | 315.659 | 315.6901 | 316.3953 | 316.639 | 316.8158
Scenario 5: High TRC ZEAS Phase In | SCG | Com | HVAC | Com - Lodging | Energy Efficiency | RET | New Adoptions | 2195.8832 | 2227.3593 | 2202.2137 | 2119.3737 | 1982.8882 | 1801.7633 | 1588.6281 | 1357.8494 | 0 | 0 | 1.2044 | 0.86728 | 0.57732
Scenario 5: High TRC ZEAS Phase In | SCG | Com | HVAC | Com - Lodging | Energy Efficiency | RET | Total Adoptions | 2287.3185 | 2322.5982 | 2300.891 | 2220.892 | 2086.4514 | 1906.4301 | 1693.3777 | 1461.6506 | 0 | 0 | 1.378 | 1.0331 | 0.73469
Scenario 5: High TRC ZEAS Phase In | SCG | Com | HVAC | Com - Lodging | Energy Efficiency | ROB | New Adoptions | 23759.5037 | 22902.3266 | 22066.8213 | 21270.2742 | 20521.4643 | 9912.2798 | 0 | 0 | 0 | 0 | 0 | 0 | 0
Scenario 5: High TRC ZEAS Phase In | SCG | Com | HVAC | Com - Lodging | Energy Efficiency | ROB | Total Adoptions | 44144.992 | 44686.2755 | 45183.6107 | 45654.7908 | 46118.245 | 23294.7501 | 0 | 0 | 0 | 0 | 0 | 0 | 0
Scenario 5: High TRC ZEAS Phase In | SCG | Com | HVAC | Com - Lodging | Fuel Substitution | ROB | New Adoptions | 884.423 | 874.1846 | 772.4803 | 750.7565 | 143.0339 | 95.4802 | 94.1685 | 92.3444 | 39.6248 | 38.6889 | 37.7295 | 36.7744 | 35.8402
Scenario 5: High TRC ZEAS Phase In | SCG | Com | HVAC | Com - Lodging | Fuel Substitution | ROB | Total Adoptions | 1166.3578 | 1191.6024 | 1082.5502 | 1087.6294 | 169.8113 | 115.4748 | 115.9688 | 115.9301 | 51.377 | 51.1287 | 50.8139 | 50.4597 | 50.0833
Scenario 5: High TRC ZEAS Phase In | SCG | Com | HVAC | Com - Office (Large) | Energy Efficiency | NEW | New Adoptions | 348144.5977 | 341972.5607 | 334155.477 | 327658.2216 | 323567.4369 | 320228.4527 | 157729.7234 | 4.8361 | 4.7341 | 4.6265 | 4.5431 | 4.4478 | 4.3659
Scenario 5: High TRC ZEAS Phase In | SCG | Com | HVAC | Com - Office (Large) | Energy Efficiency | NEW | Total Adoptions | 348144.5977 | 341972.5607 | 334155.477 | 327658.2216 | 323567.4369 | 320228.4527 | 157729.7234 | 4.8361 | 4.7341 | 4.6265 | 4.5431 | 4.4478 | 4.3659
Scenario 5: High TRC ZEAS Phase In | SCG | Com | HVAC | Com - Office (Large) | Energy Efficiency | ROB | New Adoptions | 334355.3913 | 317781.5003 | 302095.6748 | 287526.5607 | 274149.1225 | 130977.9328 | 0 | 0 | 0 | 0 | 0 | 0 | 0
Scenario 5: High TRC ZEAS Phase In | SCG | Com | HVAC | Com - Office (Large) | Energy Efficiency | ROB | Total Adoptions | 657759.6254 | 663256.6798 | 667950.8506 | 672276.1866 | 676549.509 | 340499.1166 | 0 | 0 | 0 | 0 | 0 | 0 | 0
Scenario 5: High TRC ZEAS Phase In | SCG | Com | HVAC | Com - Office (Large) | Fuel Substitution | ROB | New Adoptions | 0.77813 | 0.76641 | 0.74655 | 4.7177 | 0 | 0 | 0 | 0 | 0 | 0 | 0 | 0 | 0
Scenario 5: High TRC ZEAS Phase In | SCG | Com | HVAC | Com - Office (Large) | Fuel Substitution | ROB | Total Adoptions | 0.86994 | 0.8706 | 0.86263 | 7.1223 | 0 | 0 | 0 | 0 | 0 | 0 | 0 | 0 | 0
Scenario 5: High TRC ZEAS Phase In | SCG | Com | HVAC | Com - Office (Small) | Energy Efficiency | NEW | New Adoptions | 53231.8408 | 53587.0152 | 53726.9647 | 53889.2423 | 0 | 507659.6823 | 50119.5879 | 4327.7587 | 4329.6698 | 4324.2306 | 4323.6753 | 4317.6985 | 4315.3693
Scenario 5: High TRC ZEAS Phase In | SCG | Com | HVAC | Com - Office (Small) | Energy Efficiency | NEW | Total Adoptions | 53231.8408 | 53587.0152 | 53726.9647 | 53889.2423 | 0 | 507659.6823 | 50119.5879 | 4327.7587 | 4329.6698 | 4324.2306 | 4323.6753 | 4317.6985 | 4315.3693
Scenario 5: High TRC ZEAS Phase In | SCG | Com | HVAC | Com - Office (Small) | Energy Efficiency | RET | Total Adoptions | 0 | 0 | 0 | 0 | 0.92484 | 0.86318 | 0.80564 | 0.75193 | 0 | 0 | 0 | 0 | 0
Scenario 5: High TRC ZEAS Phase In | SCG | Com | HVAC | Com - Office (Small) | Energy Efficiency | ROB | New Adoptions | 91638.7818 | 88080.154 | 84600.4587 | 81278.1154 | 67559.384 | 68098.3041 | 0 | 0 | 0 | 0 | 0 | 0 | 0
Scenario 5: High TRC ZEAS Phase In | SCG | Com | HVAC | Com - Office (Small) | Energy Efficiency | ROB | Total Adoptions | 161567.7549 | 163096.2392 | 164416.1694 | 165626.1939 | 145810.6113 | 167921.9119 | 0 | 0 | 0 | 0 | 0 | 0 | 0
Scenario 5: High TRC ZEAS Phase In | SCG | Com | HVAC | Com - Office (Small) | Fuel Substitution | ROB | New Adoptions | 2.1555 | 2.1231 | 2.0687 | 2.1252 | 0 | 0 | 0 | 0 | 0 | 0 | 0 | 0 | 0
Scenario 5: High TRC ZEAS Phase In | SCG | Com | HVAC | Com - Office (Small) | Fuel Substitution | ROB | Total Adoptions | 2.8611 | 2.916 | 2.9422 | 3.1185 | 0 | 0 | 0 | 0 | 0 | 0 | 0 | 0 | 0
Scenario 5: High TRC ZEAS Phase In | SCG | Com | HVAC | Com - Other | Energy Efficiency | NEW | New Adoptions | 27968.0081 | 28569.9018 | 29591.6116 | 30248.13 | 1303.8672 | 60832.4654 | 32064.766 | 32588.7703 | 32886.9438 | 32813.3129 | 33725.5886 | 34193.6515 | 34661.8128
Scenario 5: High TRC ZEAS Phase In | SCG | Com | HVAC | Com - Other | Energy Efficiency | NEW | Total Adoptions | 27968.0081 | 28569.9018 | 29591.6116 | 30248.13 | 1303.8672 | 60832.4654 | 32064.766 | 32588.7703 | 32886.9438 | 32813.3129 | 33725.5886 | 34193.6515 | 34661.8128
Scenario 5: High TRC ZEAS Phase In | SCG | Com | HVAC | Com - Other | Energy Efficiency | RET | New Adoptions | 7.7919 | 7.7179 | 7.4045 | 6.871 | 6.1603 | 5.3317 | 4.4498 | 3.5744 | 2.7526 | 2.0157 | 1.3793 | 0.84637 | 0.4114
Scenario 5: High TRC ZEAS Phase In | SCG | Com | HVAC | Com - Other | Energy Efficiency | RET | Total Adoptions | 16.1806 | 15.5817 | 14.7769 | 562.1753 | 524.4718 | 489.1127 | 455.9985 | 425.0357 | 7.732 | 6.6721 | 5.7313 | 4.912 | 4.2079
Scenario 5: High TRC ZEAS Phase In | SCG | Com | HVAC | Com - Other | Fuel Substitution | ROB | New Adoptions | 2033.4582 | 2028.2117 | 2433.3966 | 2388.5036 | 11.7949 | 0 | 0.97035 | 0 | 0 | 0 | 0 | 0 | 0
Scenario 5: High TRC ZEAS Phase In | SCG | Com | HVAC | Com - Other | Fuel Substitution | ROB | Total Adoptions | 2523.6046 | 2584.7269 | 3143.8428 | 3167.0085 | 18.1415 | 0 | 1.214 | 0 | 0 | 0 | 0 | 0 | 0
Scenario 5: High TRC ZEAS Phase In | SCG | Com | HVAC | Com - Restaurant | Energy Efficiency | NEW | New Adoptions | 4951.9341 | 5051.4556 | 5153.2257 | 5264.204 | 5428.9762 | 5709.6976 | 5764.7344 | 5839.3474 | 5905.3883 | 5954.0535 | 6010.3767 | 6052.8583 | 6103.0434
Scenario 5: High TRC ZEAS Phase In | SCG | Com | HVAC | Com - Restaurant | Energy Efficiency | NEW | Total Adoptions | 4951.9341 | 5051.4556 | 5153.2257 | 5264.204 | 5428.9762 | 5709.6976 | 5764.7344 | 5839.3474 | 5905.3883 | 5954.0535 | 6010.3767 | 6052.8583 | 6103.0434
Scenario 5: High TRC ZEAS Phase In | SCG | Com | HVAC | Com - Restaurant | Energy Efficiency | RET | New Adoptions | 0 | 3.9412 | 4.042 | 4.0529 | 3.967 | 3.7851 | 3.5169 | 3.1796 | 2.7956 | 2.3891 | 1.9828 | 1.5955 | 1.2405
Scenario 5: High TRC ZEAS Phase In | SCG | Com | HVAC | Com - Restaurant | Energy Efficiency | RET | Total Adoptions | 1.1321 | 5.1018 | 5.1432 | 5.0988 | 4.9607 | 4.7294 | 4.4139 | 4.0309 | 3.6026 | 3.1529 | 2.7045 | 2.2762 | 1.8813
Scenario 5: High TRC ZEAS Phase In | SCG | Com | HVAC | Com - Restaurant | Energy Efficiency | ROB | New Adoptions | 463.534 | 452.5559 | 437.2329 | 420.0366 | 402.5711 | 385.7606 | 370.0586 | 355.6665 | 342.6038 | 330.8383 | 320.2821 | 310.8785 | 302.4865
Scenario 5: High TRC ZEAS Phase In | SCG | Com | HVAC | Com - Restaurant | Energy Efficiency | ROB | Total Adoptions | 707.1208 | 728.946 | 744.8825 | 757.1545 | 767.3651 | 776.444 | 784.9593 | 793.3243 | 801.7086 | 810.2125 | 818.8967 | 827.8276 | 836.9655
Scenario 5: High TRC ZEAS Phase In | SCG | Com | HVAC | Com - Restaurant | Fuel Substitution | ROB | New Adoptions | 125.5063 | 126.6983 | 126.5085 | 125.2999 | 0.13172 | 0.1305 | 0.1283 | 0.12558 | 0.1226 | 0.11951 | 0.11641 | 0.11337 | 0.11041
Scenario 5: High TRC ZEAS Phase In | SCG | Com | HVAC | Com - Restaurant | Fuel Substitution | ROB | Total Adoptions | 139.82 | 143.3075 | 145.4317 | 146.5217 | 0.15945 | 0.1607 | 0.16092 | 0.16051 | 0.15972 | 0.1587 | 0.15754 | 0.1563 | 0.15501
Scenario 5: High TRC ZEAS Phase In | SCG | Com | HVAC | Com - Retail | Energy Efficiency | NEW | New Adoptions | 49472.4633 | 50441.2282 | 50890.2037 | 51594.6587 | 0 | 112691.0986 | 32451.0412 | 11147.3144 | 11251.6269 | 11334.4814 | 11440.8926 | 11512.2156 | 11597.9132
Scenario 5: High TRC ZEAS Phase In | SCG | Com | HVAC | Com - Retail | Energy Efficiency | NEW | Total Adoptions | 49472.4633 | 50441.2282 | 50890.2037 | 51594.6587 | 0 | 112691.0986 | 32451.0412 | 11147.3144 | 11251.6269 | 11334.4814 | 11440.8926 | 11512.2156 | 11597.9132
Scenario 5: High TRC ZEAS Phase In | SCG | Com | HVAC | Com - Retail | Energy Efficiency | RET | New Adoptions | 0 | 0 | 0 | 0 | 0 | 0 | 0 | 0 | 0 | 0 | 0 | 0 | 0
Scenario 5: High TRC ZEAS Phase In | SCG | Com | HVAC | Com - Retail | Energy Efficiency | RET | Total Adoptions | 2.8648 | 2.6738 | 2.4955 | 2.3292 | 2.1739 | 2.029 | 1.8937 | 1.7674 | 0 | 1.5396 | 1.437 | 1.3412 | 1.2518
Scenario 5: High TRC ZEAS Phase In | SCG | Com | HVAC | Com - Retail | Energy Efficiency | ROB | New Adoptions | 79861.2267 | 76823.9114 | 73845.0642 | 70994.6803 | 67891.2414 | 32846.2464 | 0 | 0 | 0 | 0 | 0 | 0 | 0
Scenario 5: High TRC ZEAS Phase In | SCG | Com | HVAC | Com - Retail | Energy Efficiency | ROB | Total Adoptions | 139237.784 | 140667.7421 | 141926.3088 | 143106.9676 | 141900.3883 | 72726.6898 | 0 | 0 | 0 | 0 | 0 | 0 | 0
Scenario 5: High TRC ZEAS Phase In | SCG | Com | HVAC | Com - Retail | Fuel Substitution | ROB | New Adoptions | 369.8004 | 373.4933 | 373.1189 | 369.74 | 339.9568 | 340.7966 | 338.3401 | 333.2239 | 0 | 0 | 0 | 0 | 0
Scenario 5: High TRC ZEAS Phase In | SCG | Com | HVAC | Com - Retail | Fuel Substitution | ROB | Total Adoptions | 412.2765 | 422.8046 | 429.314 | 432.7656 | 401.7092 | 408.896 | 412.9221 | 414.2643 | 0 | 0 | 0 | 0 | 0
Scenario 5: High TRC ZEAS Phase In | SCG | Com | HVAC | Com - School | Energy Efficiency | NEW | New Adoptions | 68106.321 | 67455.9967 | 67032.1884 | 66379.7655 | 64969.0645 | 64448.6166 | 63408.6291 | 11070.374 | 10951.1554 | 10875.8201 | 10768.9142 | 10732.2142 | 10640.1123
Scenario 5: High TRC ZEAS Phase In | SCG | Com | HVAC | Com - School | Energy Efficiency | NEW | Total Adoptions | 68106.321 | 67455.9967 | 67032.1884 | 66379.7655 | 64969.0645 | 64448.6166 | 63408.6291 | 11070.374 | 10951.1554 | 10875.8201 | 10768.9142 | 10732.2142 | 10640.1123
Scenario 5: High TRC ZEAS Phase In | SCG | Com | HVAC | Com - School | Energy Efficiency | RET | New Adoptions | 0.86569 | 0 | 0 | 0 | 0 | 0 | 0 | 0 | 0 | 0 | 0 | 0 | 0
Scenario 5: High TRC ZEAS Phase In | SCG | Com | HVAC | Com - School | Energy Efficiency | RET | Total Adoptions | 3.0385 | 2.028 | 1.8928 | 1.7666 | 1.6488 | 1.5389 | 1.4363 | 1.3406 | 0.31984 | 0.29852 | 1.0899 | 1.0173 | 0.94944
Scenario 5: High TRC ZEAS Phase In | SCG | Com | HVAC | Com - School | Energy Efficiency | ROB | New Adoptions | 70361.0743 | 67158.7529 | 63987.8375 | 61129.8502 | 58473.2684 | 56023.8951 | 0 | 0 | 0 | 0 | 0 | 0 | 0
Scenario 5: High TRC ZEAS Phase In | SCG | Com | HVAC | Com - School | Energy Efficiency | ROB | Total Adoptions | 138228.5805 | 139307.4904 | 140009.5413 | 140899.9727 | 141731.7442 | 142564.5813 | 0 | 0 | 0 | 0 | 0 | 0 | 0
Scenario 5: High TRC ZEAS Phase In | SCG | Com | HVAC | Com - School | Fuel Substitution | ROB | New Adoptions | 97.238 | 96.6339 | 94.9646 | 92.548 | 0 | 0 | 0 | 0 | 0 | 0 | 0 | 0 | 0
Scenario 5: High TRC ZEAS Phase In | SCG | Com | HVAC | Com - School | Fuel Substitution | ROB | Total Adoptions | 107.6657 | 108.6268 | 108.5135 | 107.6195 | 0 | 0 | 0 | 0 | 0 | 0 | 0 | 0 | 0
Scenario 5: High TRC ZEAS Phase In | SCG | Com | HVAC | Com - Warehouse | Energy Efficiency | NEW | New Adoptions | 0 | 0 | 0 | 0 | 0 | 0.21654 | 0.22403 | 0.2321 | 0.2379 | 0 | 0 | 0.25347 | 0.25895
Scenario 5: High TRC ZEAS Phase In | SCG | Com | HVAC | Com - Warehouse | Energy Efficiency | NEW | Total Adoptions | 0 | 0 | 0 | 0 | 0 | 0.21654 | 0.22403 | 0.2321 | 0.2379 | 0 | 0 | 0.25347 | 0.25895
Scenario 5: High TRC ZEAS Phase In | SCG | Com | HVAC | Com - Warehouse | Fuel Substitution | ROB | New Adoptions | 880.638 | 873.3314 | 900.6712 | 878.1675 | 0.10978 | 0.11316 | 0.11197 | 0.11025 | 0 | 0 | 0 | 0 | 0
Scenario 5: High TRC ZEAS Phase In | SCG | Com | HVAC | Com - Warehouse | Fuel Substitution | ROB | Total Adoptions | 1166.2288 | 1196.3941 | 1274.1419 | 1285.3909 | 0.12945 | 0.13874 | 0.13973 | 0.14013 | 0 | 0 | 0 | 0 | 0
Scenario 5: High TRC ZEAS Phase In | SCG | Com | WaterHeat | Com - College | Energy Efficiency | NEW | New Adoptions | 4693.5843 | 4709.1847 | 4841.2892 | 4623.3647 | 4647.6568 | 4803.9972 | 2270.2536 | 0.92587 | 0.93351 | 0.93254 | 0.93656 | 0.97581 | 0.97833
Scenario 5: High TRC ZEAS Phase In | SCG | Com | WaterHeat | Com - College | Energy Efficiency | NEW | Total Adoptions | 4693.5843 | 4709.1847 | 4841.2892 | 4623.3647 | 4647.6568 | 4803.9972 | 2270.2536 | 0.92587 | 0.93351 | 0.93254 | 0.93656 | 0.97581 | 0.97833
Scenario 5: High TRC ZEAS Phase In | SCG | Com | WaterHeat | Com - College | Energy Efficiency | RET | New Adoptions | 158.175 | 2.6168 | 1.6181 | 0.91769 | 0.4197 | 0.12594 | 0.071472 | 3.3114 | 0 | 0 | 0 | 0 | 0
Scenario 5: High TRC ZEAS Phase In | SCG | Com | WaterHeat | Com - College | Energy Efficiency | RET | Total Adoptions | 1299.5881 | 1036.1252 | 937.602 | 848.7372 | 768.5169 | 696.1193 | 630.8396 | 579.7298 | 518.0163 | 469.7195 | 425.9854 | 386.3746 | 350.4912
Scenario 5: High TRC ZEAS Phase In | SCG | Com | WaterHeat | Com - College | Energy Efficiency | ROB | New Adoptions | 10621.315 | 10384.667 | 8998.0754 | 8810.5188 | 8634.6042 | 3683.1005 | 5.9912 | 6.0339 | 6.0763 | 6.1181 | 6.1597 | 6.2038 | 6.2478
Scenario 5: High TRC ZEAS Phase In | SCG | Com | WaterHeat | Com - College | Energy Efficiency | ROB | Total Adoptions | 25210.3063 | 25333.172 | 23950.2267 | 24081.7252 | 24212.1479 | 11426.5799 | 18.5118 | 18.6286 | 18.7472 | 18.866 | 18.9862 | 19.115 | 19.2447
Scenario 5: High TRC ZEAS Phase In | SCG | Com | WaterHeat | Com - College | Fuel Substitution | ROB | New Adoptions | 6972.3602 | 6851.4928 | 7248.6531 | 8043.7586 | 8738.9586 | 6672.1761 | 6463.3012 | 6680.2554 | 6222.4194 | 6237.6129 | 6187.9676 | 6101.5659 | 5994.1001
Scenario 5: High TRC ZEAS Phase In | SCG | Com | WaterHeat | Com - College | Fuel Substitution | ROB | Total Adoptions | 8799.9414 | 8809.6105 | 9376.049 | 10381.2551 | 11307.4887 | 8633.329 | 8170.8061 | 8599.1803 | 8216.125 | 8417.5384 | 8542.6235 | 8617.926 | 8658.8225
Scenario 5: High TRC ZEAS Phase In | SCG | Com | WaterHeat | Com - Grocery | Energy Efficiency | NEW | New Adoptions | 756.3597 | 769.5252 | 775.3216 | 786.3061 | 800.5724 | 815.8714 | 427.9045 | 29.8188 | 30.1909 | 30.427 | 30.7515 | 30.9653 | 31.2043
Scenario 5: High TRC ZEAS Phase In | SCG | Com | WaterHeat | Com - Grocery | Energy Efficiency | NEW | Total Adoptions | 756.3597 | 769.5252 | 775.3216 | 786.3061 | 800.5724 | 815.8714 | 427.9045 | 29.8188 | 30.1909 | 30.427 | 30.7515 | 30.9653 | 31.2043
Scenario 5: High TRC ZEAS Phase In | SCG | Com | WaterHeat | Com - Grocery | Energy Efficiency | RET | New Adoptions | 4738.5457 | 1730.5445 | 51.8052 | 0 | 0 | 0 | 0 | 0 | 0 | 0 | 0 | 0 | 0
Scenario 5: High TRC ZEAS Phase In | SCG | Com | WaterHeat | Com - Grocery | Energy Efficiency | RET | Total Adoptions | 6006.2647 | 2896.0097 | 1110.6255 | 961.6024 | 873.3599 | 793.2571 | 720.5374 | 654.515 | 594.5688 | 540.1358 | 490.7057 | 445.816 | 405.0471
Scenario 5: High TRC ZEAS Phase In | SCG | Com | WaterHeat | Com - Grocery | Energy Efficiency | ROB | New Adoptions | 1243.9997 | 1219.244 | 1195.8208 | 1174.0101 | 1153.8791 | 637.6676 | 140.9891 | 142.1155 | 143.2445 | 144.3751 | 145.518 | 146.6724 | 147.84
Scenario 5: High TRC ZEAS Phase In | SCG | Com | WaterHeat | Com - Grocery | Energy Efficiency | ROB | Total Adoptions | 3220.2402 | 3239.8597 | 3259.0618 | 3278.5548 | 3298.6814 | 1871.9367 | 426.977 | 429.8935 | 432.9118 | 436.008 | 439.1998 | 442.4697 | 445.8182
Scenario 5: High TRC ZEAS Phase In | SCG | Com | WaterHeat | Com - Grocery | Fuel Substitution | ROB | New Adoptions | 130.8302 | 127.4238 | 124.2784 | 121.7136 | 119.6803 | 118.0901 | 0 | 0 | 0 | 0 | 0 | 0 | 0
Scenario 5: High TRC ZEAS Phase In | SCG | Com | WaterHeat | Com - Grocery | Fuel Substitution | ROB | Total Adoptions | 197.2056 | 198.6867 | 199.9375 | 201.3923 | 203.0788 | 204.9651 | 0 | 0 | 0 | 0 | 0 | 0 | 0
Scenario 5: High TRC ZEAS Phase In | SCG | Com | WaterHeat | Com - Health | Energy Efficiency | NEW | New Adoptions | 8198.5605 | 8375.7812 | 8641.8019 | 8175.8772 | 8317.8871 | 8365.3484 | 4093.4146 | 3.9363 | 3.9435 | 3.8695 | 3.7752 | 3.8777 | 4.0081
Scenario 5: High TRC ZEAS Phase In | SCG | Com | WaterHeat | Com - Health | Energy Efficiency | NEW | Total Adoptions | 8198.5605 | 8375.7812 | 8641.8019 | 8175.8772 | 8317.8871 | 8365.3484 | 4093.4146 | 3.9363 | 3.9435 | 3.8695 | 3.7752 | 3.8777 | 4.0081
Scenario 5: High TRC ZEAS Phase In | SCG | Com | WaterHeat | Com - Health | Energy Efficiency | RET | New Adoptions | 1610.986 | 205.8698 | 0 | 8.1504 | 5.0352 | 2.9232 | 1.4927 | 0.52471 | 0 | 0 | 0 | 0 | 0
Scenario 5: High TRC ZEAS Phase In | SCG | Com | WaterHeat | Com - Health | Energy Efficiency | RET | Total Adoptions | 3115.0974 | 1569.969 | 1235.8249 | 1129.6851 | 1021.4914 | 924.2869 | 836.7839 | 757.8924 | 685.7742 | 621.9812 | 564.1947 | 511.8391 | 464.3952
Scenario 5: High TRC ZEAS Phase In | SCG | Com | WaterHeat | Com - Health | Energy Efficiency | ROB | New Adoptions | 14354.843 | 14022.6556 | 12730.8368 | 12452.4625 | 12194.1722 | 5513.8867 | 20.8271 | 21.0412 | 21.2527 | 21.4575 | 21.6546 | 21.8577 | 22.0683
Scenario 5: High TRC ZEAS Phase In | SCG | Com | WaterHeat | Com - Health | Energy Efficiency | ROB | Total Adoptions | 34631.8889 | 34948.505 | 34020.9455 | 34331.5026 | 34646.8626 | 16875.8795 | 65.0085 | 65.6232 | 66.24 | 66.843 | 67.4284 | 68.0364 | 68.6717
Scenario 5: High TRC ZEAS Phase In | SCG | Com | WaterHeat | Com - Health | Fuel Substitution | ROB | New Adoptions | 6122.9556 | 6028.6037 | 6293.5331 | 6984.3947 | 7603.6903 | 8566.1189 | 7904.0682 | 8538.4671 | 5369.2619 | 5400.7138 | 5372.5162 | 5309.8663 | 5227.1942
Scenario 5: High TRC ZEAS Phase In | SCG | Com | WaterHeat | Com - Health | Fuel Substitution | ROB | Total Adoptions | 7783.784 | 7810.1773 | 8222.9066 | 9100.3881 | 9924.4748 | 11169.5418 | 9906.4541 | 10808.8821 | 7080.0707 | 7275.9517 | 7403.3668 | 7486.0018 | 7537.6547
Scenario 5: High TRC ZEAS Phase In | SCG | Com | WaterHeat | Com - Lodging | Energy Efficiency | NEW | New Adoptions | 58945.6537 | 59210.0123 | 59719.4037 | 59121.0948 | 59709.3965 | 60405.469 | 30164.5631 | 4.1089 | 4.1209 | 4.1207 | 4.1295 | 4.1323 | 4.134
Scenario 5: High TRC ZEAS Phase In | SCG | Com | WaterHeat | Com - Lodging | Energy Efficiency | NEW | Total Adoptions | 58945.6537 | 59210.0123 | 59719.4037 | 59121.0948 | 59709.3965 | 60405.469 | 30164.5631 | 4.1089 | 4.1209 | 4.1207 | 4.1295 | 4.1323 | 4.134
Scenario 5: High TRC ZEAS Phase In | SCG | Com | WaterHeat | Com - Lodging | Energy Efficiency | RET | New Adoptions | 8046.4673 | 5642.8758 | 3575.8558 | 1958.5279 | 807.965 | 257.5049 | 0 | 0 | 0 | 0 | 0 | 0 | 0
Scenario 5: High TRC ZEAS Phase In | SCG | Com | WaterHeat | Com - Lodging | Energy Efficiency | RET | Total Adoptions | 11425.003 | 8667.1283 | 6234.5824 | 4253.4158 | 2760.4177 | 1904.6468 | 1389.3242 | 1183.3956 | 670.6276 | 580.8453 | 507.635 | 446.9877 | 396.0106
Scenario 5: High TRC ZEAS Phase In | SCG | Com | WaterHeat | Com - Lodging | Energy Efficiency | ROB | New Adoptions | 67513.7872 | 65920.0553 | 63104.5252 | 61714.99 | 60434.0844 | 29021.6906 | 16.9602 | 17.1477 | 17.3346 | 17.5207 | 17.7069 | 17.8935 | 18.0801
Scenario 5: High TRC ZEAS Phase In | SCG | Com | WaterHeat | Com - Lodging | Energy Efficiency | ROB | Total Adoptions | 186725.736 | 188664.3178 | 188831.0646 | 190707.0917 | 192599.7148 | 96426.3713 | 52.5886 | 53.1324 | 53.6807 | 54.2318 | 54.7872 | 55.3465 | 55.9088
Scenario 5: High TRC ZEAS Phase In | SCG | Com | WaterHeat | Com - Lodging | Fuel Substitution | ROB | New Adoptions | 9003.152 | 8843.891 | 9374.7907 | 10309.4706 | 11189.6366 | 11559.5873 | 11880.2995 | 13001.614 | 7216.1842 | 7264.7409 | 7231.0518 | 7145.5422 | 7028.9805
Scenario 5: High TRC ZEAS Phase In | SCG | Com | WaterHeat | Com - Lodging | Fuel Substitution | ROB | Total Adoptions | 11697.7956 | 11734.3673 | 12504.6462 | 13717.8884 | 14904.2324 | 14921.3671 | 14853.8202 | 16403.5379 | 9393.8011 | 9658.2843 | 9827.6696 | 9929.9781 | 9984.8725
Scenario 5: High TRC ZEAS Phase In | SCG | Com | WaterHeat | Com - Office (Large) | Energy Efficiency | NEW | New Adoptions | 38799.7499 | 37993.9095 | 37070.973 | 33603.471 | 33177.3578 | 32835.6591 | 14861.3056 | 0 | 0 | 0 | 0 | 0 | 0
Scenario 5: High TRC ZEAS Phase In | SCG | Com | WaterHeat | Com - Office (Large) | Energy Efficiency | NEW | Total Adoptions | 38799.7499 | 37993.9095 | 37070.973 | 33603.471 | 33177.3578 | 32835.6591 | 14861.3056 | 0 | 0 | 0 | 0 | 0 | 0
Scenario 5: High TRC ZEAS Phase In | SCG | Com | WaterHeat | Com - Office (Large) | Energy Efficiency | RET | New Adoptions | 0 | 0 | 0 | 0 | 0 | 0 | 0 | 0 | 0 | 0 | 0 | 0 | 0
Scenario 5: High TRC ZEAS Phase In | SCG | Com | WaterHeat | Com - Office (Large) | Energy Efficiency | RET | Total Adoptions | 3535.5476 | 3194.6748 | 2887.6809 | 2611.0563 | 2361.6747 | 2136.7482 | 1933.7884 | 1750.5728 | 1512.9123 | 1374.2581 | 1248.3683 | 1134.0598 | 1030.2602
Scenario 5: High TRC ZEAS Phase In | SCG | Com | WaterHeat | Com - Office (Large) | Energy Efficiency | ROB | New Adoptions | 28129.0826 | 27295.2446 | 23373.8298 | 22752.8821 | 22196.4517 | 9424.2129 | 0 | 0 | 0 | 0 | 0 | 0 | 0
Scenario 5: High TRC ZEAS Phase In | SCG | Com | WaterHeat | Com - Office (Large) | Energy Efficiency | ROB | Total Adoptions | 70860.9601 | 71210.3256 | 67210.4472 | 67538.0289 | 67883.5684 | 32081.1322 | 0 | 0 | 0 | 0 | 0 | 0 | 0
Scenario 5: High TRC ZEAS Phase In | SCG | Com | WaterHeat | Com - Office (Large) | Fuel Substitution | ROB | New Adoptions | 16537.8913 | 16216.3613 | 18038.358 | 20421.1998 | 22486.9481 | 19970.5682 | 21086.164 | 22544.6941 | 17136.215 | 17156.678 | 16972.7996 | 16660.5773 | 16276.2864
Scenario 5: High TRC ZEAS Phase In | SCG | Com | WaterHeat | Com - Office (Large) | Fuel Substitution | ROB | Total Adoptions | 20461.8682 | 20343.6461 | 22517.6343 | 25345.837 | 27924.1344 | 24472.432 | 25757.9457 | 27832.2016 | 21963.2669 | 22437.3218 | 22669.2383 | 22728.9799 | 22670.6736
Scenario 5: High TRC ZEAS Phase In | SCG | Com | WaterHeat | Com - Office (Small) | Energy Efficiency | NEW | New Adoptions | 408.7138 | 410.5248 | 411.0817 | 0 | 0 | 0 | 0 | 0 | 0 | 0 | 0 | 0 | 0
Scenario 5: High TRC ZEAS Phase In | SCG | Com | WaterHeat | Com - Office (Small) | Energy Efficiency | NEW | Total Adoptions | 408.7138 | 410.5248 | 411.0817 | 0 | 0 | 0 | 0 | 0 | 0 | 0 | 0 | 0 | 0
Scenario 5: High TRC ZEAS Phase In | SCG | Com | WaterHeat | Com - Office (Small) | Energy Efficiency | RET | New Adoptions | 0 | 0 | 0 | 0 | 0 | 0 | 0 | 0 | 0 | 0 | 0 | 0 | 0
Scenario 5: High TRC ZEAS Phase In | SCG | Com | WaterHeat | Com - Office (Small) | Energy Efficiency | RET | Total Adoptions | 1190.3389 | 1080.8508 | 981.4984 | 891.3342 | 809.5006 | 735.2212 | 667.7927 | 606.5785 | 551.0014 | 500.5388 | 454.7167 | 413.1058 | 375.3167
Scenario 5: High TRC ZEAS Phase In | SCG | Com | WaterHeat | Com - Office (Small) | Energy Efficiency | ROB | New Adoptions | 816.7076 | 802.0141 | 0 | 0 | 0 | 0 | 0 | 0 | 0 | 0 | 0 | 0 | 0
Scenario 5: High TRC ZEAS Phase In | SCG | Com | WaterHeat | Com - Office (Small) | Energy Efficiency | ROB | Total Adoptions | 1008.5421 | 1011.6429 | 0 | 0 | 0 | 0 | 0 | 0 | 0 | 0 | 0 | 0 | 0
Scenario 5: High TRC ZEAS Phase In | SCG | Com | WaterHeat | Com - Office (Small) | Fuel Substitution | ROB | New Adoptions | 2352.5997 | 2306.0427 | 2587.281 | 3162.5206 | 3207.6256 | 3864.5449 | 3999.3389 | 4194.1994 | 4276.476 | 4283.848 | 4244.278 | 4176.5831 | 4093.574
Scenario 5: High TRC ZEAS Phase In | SCG | Com | WaterHeat | Com - Office (Small) | Fuel Substitution | ROB | Total Adoptions | 2954.7575 | 2947.8549 | 3298.6156 | 3976.0551 | 4031.6457 | 4803.8438 | 4968.4853 | 5296.7598 | 5511.3885 | 5645.5234 | 5724.4604 | 5765.6594 | 5781.4471
Scenario 5: High TRC ZEAS Phase In | SCG | Com | WaterHeat | Com - Other | Energy Efficiency | NEW | New Adoptions | 15370.6436 | 15717.7059 | 16075.9239 | 14337.6776 | 618.2117 | 28853.1289 | 6560.1755 | 96.8999 | 97.8251 | 99.1821 | 100.6445 | 101.8451 | 103.2817
Scenario 5: High TRC ZEAS Phase In | SCG | Com | WaterHeat | Com - Other | Energy Efficiency | NEW | Total Adoptions | 15370.6436 | 15717.7059 | 16075.9239 | 14337.6776 | 618.2117 | 28853.1289 | 6560.1755 | 96.8999 | 97.8251 | 99.1821 | 100.6445 | 101.8451 | 103.2817
Scenario 5: High TRC ZEAS Phase In | SCG | Com | WaterHeat | Com - Other | Energy Efficiency | RET | New Adoptions | 4502.7949 | 2232.5627 | 1301.649 | 657.2682 | 213.0283 | 0 | 0 | 0 | 0 | 0 | 0 | 0 | 0
Scenario 5: High TRC ZEAS Phase In | SCG | Com | WaterHeat | Com - Other | Energy Efficiency | RET | Total Adoptions | 11404.3894 | 8481.8069 | 6945.0458 | 5743.576 | 4790.7239 | 4117.7859 | 3706.1508 | 3337.4459 | 2739.3902 | 2483.0589 | 2251.0727 | 2041.0695 | 1850.9233
Scenario 5: High TRC ZEAS Phase In | SCG | Com | WaterHeat | Com - Other | Energy Efficiency | ROB | New Adoptions | 25877.1237 | 25357.5047 | 20599.26 | 20218.8783 | 19687.804 | 7929.0903 | 437.7228 | 442.2312 | 446.7288 | 451.2673 | 455.8667 | 460.5287 | 465.268
Scenario 5: High TRC ZEAS Phase In | SCG | Com | WaterHeat | Com - Other | Energy Efficiency | ROB | Total Adoptions | 55526.5646 | 55939.9754 | 50874.4996 | 51292.0556 | 50996.1032 | 23942.9381 | 1342.4306 | 1354.8283 | 1367.4586 | 1380.418 | 1393.7277 | 1407.3508 | 1421.3204
Scenario 5: High TRC ZEAS Phase In | SCG | Com | WaterHeat | Com - Other | Fuel Substitution | ROB | New Adoptions | 26512.0444 | 26044.8822 | 27297.8463 | 30236.0859 | 32547.9122 | 37103.8346 | 38728.9752 | 42212.611 | 23305.2478 | 23419.5588 | 23272.5449 | 22963.372 | 22561.129
Scenario 5: High TRC ZEAS Phase In | SCG | Com | WaterHeat | Com - Other | Fuel Substitution | ROB | Total Adoptions | 33606.4756 | 33633.9222 | 35508.1947 | 39224.0981 | 42384.6814 | 48133.7244 | 49014.9605 | 53887.6406 | 30644.8372 | 31446.935 | 31945.5555 | 32232.972 | 32375.5088
Scenario 5: High TRC ZEAS Phase In | SCG | Com | WaterHeat | Com - Refrig. Warehouse | Energy Efficiency | NEW | New Adoptions | 391.3048 | 40.9018 | 0 | 141.2493 | 15.3053 | 15.3893 | 15.6087 | 0 | 0 | 0 | 0 | 0 | 0
Scenario 5: High TRC ZEAS Phase In | SCG | Com | WaterHeat | Com - Refrig. Warehouse | Energy Efficiency | NEW | Total Adoptions | 391.3048 | 40.9018 | 0 | 141.2493 | 15.3053 | 15.3893 | 15.6087 | 0 | 0 | 0 | 0 | 0 | 0
Scenario 5: High TRC ZEAS Phase In | SCG | Com | WaterHeat | Com - Refrig. Warehouse | Energy Efficiency | RET | New Adoptions | 442.7282 | 0 | 23.1604 | 0 | 0 | 0 | 0 | 0 | 0 | 0 | 0 | 0 | 0
Scenario 5: High TRC ZEAS Phase In | SCG | Com | WaterHeat | Com - Refrig. Warehouse | Energy Efficiency | RET | Total Adoptions | 634.9026 | 174.2285 | 181.3339 | 143.4447 | 130.1049 | 118.0205 | 107.0714 | 97.1491 | 88.1558 | 80.0031 | 72.6113 | 65.9085 | 59.8296
Scenario 5: High TRC ZEAS Phase In | SCG | Com | WaterHeat | Com - Refrig. Warehouse | Energy Efficiency | ROB | New Adoptions | 84.5065 | 83.1178 | 20.98 | 21.8414 | 21.5084 | 21.2013 | 0 | 0 | 0 | 0 | 0 | 0 | 0
Scenario 5: High TRC ZEAS Phase In | SCG | Com | WaterHeat | Com - Refrig. Warehouse | Energy Efficiency | ROB | Total Adoptions | 144.6599 | 145.5588 | 61.8625 | 68.7294 | 69.2739 | 69.8199 | 0 | 0 | 0 | 0 | 0 | 0 | 0
Scenario 5: High TRC ZEAS Phase In | SCG | Com | WaterHeat | Com - Refrig. Warehouse | Fuel Substitution | ROB | New Adoptions | 202.7287 | 198.9499 | 204.8704 | 267.7673 | 305.8702 | 332.7062 | 297.5548 | 308.0597 | 314.2629 | 315.8312 | 313.8897 | 309.8813 | 304.7356
Scenario 5: High TRC ZEAS Phase In | SCG | Com | WaterHeat | Com - Refrig. Warehouse | Fuel Substitution | ROB | Total Adoptions | 261.9226 | 262.9814 | 269.5073 | 341.2762 | 389.9298 | 428.2399 | 368.8783 | 389.5025 | 405.755 | 417.0207 | 424.2144 | 428.6786 | 431.3062
Scenario 5: High TRC ZEAS Phase In | SCG | Com | WaterHeat | Com - Restaurant | Energy Efficiency | NEW | New Adoptions | 2928.1206 | 2986.2091 | 3045.6419 | 2587.3476 | 2650.6595 | 2688.2475 | 2714.1912 | 179.726 | 181.8057 | 183.3633 | 185.1626 | 186.5343 | 188.1372
Scenario 5: High TRC ZEAS Phase In | SCG | Com | WaterHeat | Com - Restaurant | Energy Efficiency | NEW | Total Adoptions | 2928.1206 | 2986.2091 | 3045.6419 | 2587.3476 | 2650.6595 | 2688.2475 | 2714.1912 | 179.726 | 181.8057 | 183.3633 | 185.1626 | 186.5343 | 188.1372
Scenario 5: High TRC ZEAS Phase In | SCG | Com | WaterHeat | Com - Restaurant | Energy Efficiency | RET | New Adoptions | 0 | 0 | 0 | 0 | 0 | 0 | 0 | 0 | 0 | 0 | 0 | 0 | 0
Scenario 5: High TRC ZEAS Phase In | SCG | Com | WaterHeat | Com - Restaurant | Energy Efficiency | RET | Total Adoptions | 738.4926 | 670.365 | 608.5726 | 552.519 | 501.6654 | 455.524 | 413.6538 | 375.6556 | 341.1679 | 309.8636 | 281.4465 | 255.6481 | 232.2254
Scenario 5: High TRC ZEAS Phase In | SCG | Com | WaterHeat | Com - Restaurant | Energy Efficiency | ROB | New Adoptions | 4358.9376 | 4295.4785 | 3260.4423 | 3218.6075 | 3181.0364 | 3147.5317 | 732.5237 | 740.5143 | 748.5978 | 756.7652 | 765.0432 | 773.4269 | 781.9217
Scenario 5: High TRC ZEAS Phase In | SCG | Com | WaterHeat | Com - Restaurant | Energy Efficiency | ROB | Total Adoptions | 11121.1908 | 11223.2054 | 10018.9607 | 10116.4373 | 10217.1055 | 10319.9461 | 2277.6937 | 2301.1657 | 2325.1626 | 2349.5977 | 2374.5193 | 2399.8692 | 2425.668
Scenario 5: High TRC ZEAS Phase In | SCG | Com | WaterHeat | Com - Restaurant | Fuel Substitution | ROB | New Adoptions | 2652.7548 | 2607.7372 | 3134.2628 | 3863.4308 | 4500.2057 | 4940.9974 | 5066.2055 | 5228.352 | 5350.9911 | 5382.1582 | 5354.3662 | 5289.3083 | 5202.1332
Scenario 5: High TRC ZEAS Phase In | SCG | Com | WaterHeat | Com - Restaurant | Fuel Substitution | ROB | Total Adoptions | 3302.0598 | 3301.8929 | 3919.912 | 4774.4499 | 5560.0018 | 6164.4947 | 6358.8923 | 6686.7796 | 6974.8081 | 7164.6879 | 7285.7966 | 7358.0625 | 7395.8309
Scenario 5: High TRC ZEAS Phase In | SCG | Com | WaterHeat | Com - Retail | Energy Efficiency | NEW | New Adoptions | 2488.134 | 2532.8194 | 2553.0068 | 1293.5238 | 0 | 2826.7039 | 0 | 0 | 0 | 0 | 0 | 0 | 0
Scenario 5: High TRC ZEAS Phase In | SCG | Com | WaterHeat | Com - Retail | Energy Efficiency | NEW | Total Adoptions | 2488.134 | 2532.8194 | 2553.0068 | 1293.5238 | 0 | 2826.7039 | 0 | 0 | 0 | 0 | 0 | 0 | 0
Scenario 5: High TRC ZEAS Phase In | SCG | Com | WaterHeat | Com - Retail | Energy Efficiency | RET | New Adoptions | 4965.1412 | 1659.1673 | 1076.4537 | 0 | 451.4088 | 170.2641 | 0 | 0 | 0 | 0 | 0 | 0 | 0
Scenario 5: High TRC ZEAS Phase In | SCG | Com | WaterHeat | Com - Retail | Energy Efficiency | RET | Total Adoptions | 10177.6285 | 6405.5252 | 5388.1865 | 3895.0895 | 3981.5733 | 3364.9021 | 2888.3216 | 2612.2333 | 2200.7183 | 2000.4778 | 1818.466 | 1653.0222 | 1502.6371
Scenario 5: High TRC ZEAS Phase In | SCG | Com | WaterHeat | Com - Retail | Energy Efficiency | ROB | New Adoptions | 5297.9475 | 5205.288 | 2562.7142 | 2525.9228 | 2447.5441 | 0 | 0 | 0 | 0 | 0 | 0 | 0 | 0
Scenario 5: High TRC ZEAS Phase In | SCG | Com | WaterHeat | Com - Retail | Energy Efficiency | ROB | Total Adoptions | 6488.7724 | 6509.8508 | 3271.5957 | 3289.1489 | 3230.1291 | 0 | 0 | 0 | 0 | 0 | 0 | 0 | 0
Scenario 5: High TRC ZEAS Phase In | SCG | Com | WaterHeat | Com - Retail | Fuel Substitution | ROB | New Adoptions | 7261.0409 | 7130.7507 | 7976.4067 | 9857.8012 | 11370.4286 | 20709.9248 | 23203.1527 | 25283.4467 | 13939.2722 | 13999.1941 | 13903.5522 | 13710.4769 | 13460.3733
Scenario 5: High TRC ZEAS Phase In | SCG | Com | WaterHeat | Com - Retail | Fuel Substitution | ROB | Total Adoptions | 9007.9036 | 8992.9441 | 10047.5289 | 12251.2364 | 14139.3358 | 26202.7395 | 29420.5463 | 32325.6864 | 18348.3354 | 18814.1837 | 19099.0869 | 19257.0876 | 19326.8658
Scenario 5: High TRC ZEAS Phase In | SCG | Com | WaterHeat | Com - School | Energy Efficiency | NEW | New Adoptions | 9776.1971 | 9663.7883 | 9594.4832 | 7977.1251 | 7807.0295 | 7744.9542 | 7620.8943 | 24.2543 | 24.0022 | 23.8469 | 23.6223 | 23.5511 | 23.3574
Scenario 5: High TRC ZEAS Phase In | SCG | Com | WaterHeat | Com - School | Energy Efficiency | NEW | Total Adoptions | 9776.1971 | 9663.7883 | 9594.4832 | 7977.1251 | 7807.0295 | 7744.9542 | 7620.8943 | 24.2543 | 24.0022 | 23.8469 | 23.6223 | 23.5511 | 23.3574
Scenario 5: High TRC ZEAS Phase In | SCG | Com | WaterHeat | Com - School | Energy Efficiency | RET | New Adoptions | 0 | 0 | 0 | 0 | 0 | 0 | 0 | 0 | 0 | 0 | 0 | 0 | 0
Scenario 5: High TRC ZEAS Phase In | SCG | Com | WaterHeat | Com - School | Energy Efficiency | RET | Total Adoptions | 1415.7162 | 1284.2092 | 1165.0583 | 1057.0827 | 959.2176 | 870.5159 | 790.0771 | 717.1372 | 650.9831 | 590.9854 | 536.5588 | 487.1802 | 442.3764
Scenario 5: High TRC ZEAS Phase In | SCG | Com | WaterHeat | Com - School | Energy Efficiency | ROB | New Adoptions | 9379.4109 | 9138.787 | 6691.6844 | 6548.8851 | 6416.93 | 6296.9788 | 87.4177 | 87.9633 | 88.5134 | 89.0757 | 89.6458 | 90.2354 | 90.8341
Scenario 5: High TRC ZEAS Phase In | SCG | Com | WaterHeat | Com - School | Energy Efficiency | ROB | Total Adoptions | 23465.9442 | 23568.7781 | 20648.4921 | 20776.7695 | 20899.6851 | 21024.2343 | 270.13 | 271.7304 | 273.3592 | 275.0361 | 276.7456 | 278.5202 | 280.3303
Scenario 5: High TRC ZEAS Phase In | SCG | Com | WaterHeat | Com - School | Fuel Substitution | ROB | New Adoptions | 6196.5817 | 6093.1132 | 7392.1001 | 9051.6624 | 10470.4997 | 16604.6839 | 17876.084 | 19308.2227 | 12054.5786 | 12067.6426 | 11947.4661 | 11745.8339 | 11497.4073
Scenario 5: High TRC ZEAS Phase In | SCG | Com | WaterHeat | Com - School | Fuel Substitution | ROB | Total Adoptions | 7735.0762 | 7726.1804 | 9230.6309 | 11166.7724 | 12913.0146 | 20503.694 | 21956.208 | 23945.2993 | 15574.4042 | 15918.3972 | 16103.2715 | 16176.9685 | 16172.8298
Scenario 5: High TRC ZEAS Phase In | SCG | Com | WaterHeat | Com - Warehouse | Energy Efficiency | NEW | New Adoptions | 1339.066 | 1393.1508 | 1426.529 | 1058.9795 | 1114.816 | 1162.8849 | 360.6633 | 0 | 0 | 0 | 0 | 0 | 0
Scenario 5: High TRC ZEAS Phase In | SCG | Com | WaterHeat | Com - Warehouse | Energy Efficiency | NEW | Total Adoptions | 1339.066 | 1393.1508 | 1426.529 | 1058.9795 | 1114.816 | 1162.8849 | 360.6633 | 0 | 0 | 0 | 0 | 0 | 0
Scenario 5: High TRC ZEAS Phase In | SCG | Com | WaterHeat | Com - Warehouse | Energy Efficiency | RET | New Adoptions | 6455.8622 | 1086.7899 | 257.9967 | 160.7245 | 92.8636 | 45.6238 | 94.2882 | 0 | 0 | 0 | 0 | 0 | 0
Scenario 5: High TRC ZEAS Phase In | SCG | Com | WaterHeat | Com - Warehouse | Energy Efficiency | RET | Total Adoptions | 11782.7788 | 5923.9682 | 4643.636 | 4135.9027 | 3695.3937 | 3310.1412 | 3354.8801 | 2937.8328 | 2390.1552 | 2169.0061 | 1968.5131 | 1786.7197 | 1621.8584
Scenario 5: High TRC ZEAS Phase In | SCG | Com | WaterHeat | Com - Warehouse | Energy Efficiency | ROB | New Adoptions | 3949.1414 | 3868.9734 | 2520.1176 | 2474.5146 | 2433.6155 | 588.723 | 0 | 0 | 0 | 0 | 0 | 0 | 0
Scenario 5: High TRC ZEAS Phase In | SCG | Com | WaterHeat | Com - Warehouse | Energy Efficiency | ROB | Total Adoptions | 6521.6255 | 6536.3991 | 4946.5278 | 4968.6389 | 4994.6479 | 1701.9619 | 0 | 0 | 0 | 0 | 0 | 0 | 0
Scenario 5: High TRC ZEAS Phase In | SCG | Com | WaterHeat | Com - Warehouse | Fuel Substitution | ROB | New Adoptions | 5010.5937 | 4914.6666 | 5246.9208 | 6142.3994 | 6942.8827 | 11477.1344 | 11478.843 | 12467.3484 | 6858.9445 | 6886.3033 | 6839.4211 | 6747.9374 | 6632.1069
Scenario 5: High TRC ZEAS Phase In | SCG | Com | WaterHeat | Com - Warehouse | Fuel Substitution | ROB | Total Adoptions | 6604.1036 | 6624.8058 | 7111.1192 | 8216.4185 | 9252.638 | 15211.1626 | 14628.9074 | 16034.6924 | 9087.7415 | 9320.1776 | 9466.1125 | 9553.5493 | 9602.2314
Scenario 5: High TRC ZEAS Phase In | SCG | Com | WholeBlg | Com - College | Energy Efficiency | NEW | New Adoptions | 0 | 0 | 0 | 0 | 0 | 0 | 0 | 0 | 0 | 0 | 0 | 0 | 0
Scenario 5: High TRC ZEAS Phase In | SCG | Com | WholeBlg | Com - College | Energy Efficiency | NEW | Total Adoptions | 0 | 0 | 0 | 0 | 0 | 0 | 0 | 0 | 0 | 0 | 0 | 0 | 0
Scenario 5: High TRC ZEAS Phase In | SCG | Com | WholeBlg | Com - Lodging | Energy Efficiency | NEW | New Adoptions | 0 | 0 | 0 | 0 | 0 | 0 | 0 | 0 | 0 | 0 | 0 | 0 | 0
Scenario 5: High TRC ZEAS Phase In | SCG | Com | WholeBlg | Com - Lodging | Energy Efficiency | NEW | Total Adoptions | 0 | 0 | 0 | 0 | 0 | 0 | 0 | 0 | 0 | 0 | 0 | 0 | 0
Scenario 5: High TRC ZEAS Phase In | SCG | Com | WholeBlg | Com - Office (Large) | Energy Efficiency | NEW | New Adoptions | 0 | 0 | 0 | 0 | 0 | 0 | 0 | 0 | 0 | 0 | 0 | 0 | 0
Scenario 5: High TRC ZEAS Phase In | SCG | Com | WholeBlg | Com - Office (Large) | Energy Efficiency | NEW | Total Adoptions | 0 | 0 | 0 | 0 | 0 | 0 | 0 | 0 | 0 | 0 | 0 | 0 | 0
Scenario 5: High TRC ZEAS Phase In | SCG | Com | WholeBlg | Com - Office (Small) | Energy Efficiency | NEW | New Adoptions | 0 | 0 | 0 | 0 | 0 | 0 | 0 | 0 | 0 | 0 | 0 | 0 | 0
Scenario 5: High TRC ZEAS Phase In | SCG | Com | WholeBlg | Com - Office (Small) | Energy Efficiency | NEW | Total Adoptions | 0 | 0 | 0 | 0 | 0 | 0 | 0 | 0 | 0 | 0 | 0 | 0 | 0
Scenario 5: High TRC ZEAS Phase In | SCG | Com | WholeBlg | Com - Other | Energy Efficiency | NEW | New Adoptions | 0 | 0 | 0 | 0 | 0 | 0 | 0 | 0 | 0 | 0 | 0 | 0 | 0
Scenario 5: High TRC ZEAS Phase In | SCG | Com | WholeBlg | Com - Other | Energy Efficiency | NEW | Total Adoptions | 0 | 0 | 0 | 0 | 0 | 0 | 0 | 0 | 0 | 0 | 0 | 0 | 0
Scenario 5: High TRC ZEAS Phase In | SCG | Com | WholeBlg | Com - Restaurant | Energy Efficiency | NEW | New Adoptions | 0 | 0 | 0 | 0 | 0 | 0 | 0 | 0 | 0 | 0 | 0 | 0 | 0
Scenario 5: High TRC ZEAS Phase In | SCG | Com | WholeBlg | Com - Restaurant | Energy Efficiency | NEW | Total Adoptions | 0 | 0 | 0 | 0 | 0 | 0 | 0 | 0 | 0 | 0 | 0 | 0 | 0
Scenario 5: High TRC ZEAS Phase In | SCG | Com | WholeBlg | Com - Retail | Energy Efficiency | NEW | New Adoptions | 0 | 0 | 0 | 0 | 0 | 0 | 0 | 0 | 0 | 0 | 0 | 0 | 0
Scenario 5: High TRC ZEAS Phase In | SCG | Com | WholeBlg | Com - Retail | Energy Efficiency | NEW | Total Adoptions | 0 | 0 | 0 | 0 | 0 | 0 | 0 | 0 | 0 | 0 | 0 | 0 | 0
Scenario 5: High TRC ZEAS Phase In | SCG | Com | WholeBlg | Com - School | Energy Efficiency | NEW | New Adoptions | 0 | 0 | 0 | 0 | 0 | 0 | 0 | 0 | 0 | 0 | 0 | 0 | 0
Scenario 5: High TRC ZEAS Phase In | SCG | Com | WholeBlg | Com - School | Energy Efficiency | NEW | Total Adoptions | 0 | 0 | 0 | 0 | 0 | 0 | 0 | 0 | 0 | 0 | 0 | 0 | 0
Scenario 5: High TRC ZEAS Phase In | SCG | Com | WholeBlg | Com - Warehouse | Energy Efficiency | NEW | New Adoptions | 0 | 0 | 0 | 0 | 0 | 0 | 0 | 0 | 0 | 0 | 0 | 0 | 0
Scenario 5: High TRC ZEAS Phase In | SCG | Com | WholeBlg | Com - Warehouse | Energy Efficiency | NEW | Total Adoptions | 0 | 0 | 0 | 0 | 0 | 0 | 0 | 0 | 0 | 0 | 0 | 0 | 0
Scenario 5: High TRC ZEAS Phase In | SCG | Res | AppPlug | Res - Multi Family | Energy Efficiency | NEW | New Adoptions | 0 | 0 | 0 | 0 | 0 | 0 | 0 | 0 | 0 | 0 | 0 | 0 | 0
Scenario 5: High TRC ZEAS Phase In | SCG | Res | AppPlug | Res - Multi Family | Energy Efficiency | NEW | Total Adoptions | 0 | 0 | 0 | 0 | 0 | 0 | 0 | 0 | 0 | 0 | 0 | 0 | 0
Scenario 5: High TRC ZEAS Phase In | SCG | Res | AppPlug | Res - Multi Family | Energy Efficiency | ROB | New Adoptions | 0 | 0 | 0 | 0 | 0 | 0 | 0 | 0 | 0 | 0 | 0 | 0 | 0
Scenario 5: High TRC ZEAS Phase In | SCG | Res | AppPlug | Res - Multi Family | Energy Efficiency | ROB | Total Adoptions | 0 | 0 | 0 | 0 | 0 | 0 | 0 | 0 | 0 | 0 | 0 | 0 | 0
Scenario 5: High TRC ZEAS Phase In | SCG | Res | AppPlug | Res - Multi Family | Fuel Substitution | NEW | New Adoptions | 0 | 0 | 0 | 0 | 0 | 0 | 0 | 0 | 0 | 0 | 0 | 0 | 0
Scenario 5: High TRC ZEAS Phase In | SCG | Res | AppPlug | Res - Multi Family | Fuel Substitution | NEW | Total Adoptions | 0 | 0 | 0 | 0 | 0 | 0 | 0 | 0 | 0 | 0 | 0 | 0 | 0
Scenario 5: High TRC ZEAS Phase In | SCG | Res | AppPlug | Res - Multi Family | Fuel Substitution | ROB | New Adoptions | 16.4087 | 17.706 | 19.0092 | 20.3214 | 21.6425 | 22.968 | 0 | 0 | 0 | 0 | 0 | 0 | 0
Scenario 5: High TRC ZEAS Phase In | SCG | Res | AppPlug | Res - Multi Family | Fuel Substitution | ROB | Total Adoptions | 20.0323 | 21.9085 | 23.8215 | 25.7734 | 27.7631 | 29.7852 | 0 | 0 | 0 | 0 | 0 | 0 | 0
Scenario 5: High TRC ZEAS Phase In | SCG | Res | AppPlug | Res - Single Family | Energy Efficiency | NEW | New Adoptions | 0 | 0 | 0 | 0 | 0 | 0 | 0 | 0 | 0 | 0 | 0 | 0 | 0
Scenario 5: High TRC ZEAS Phase In | SCG | Res | AppPlug | Res - Single Family | Energy Efficiency | NEW | Total Adoptions | 0 | 0 | 0 | 0 | 0 | 0 | 0 | 0 | 0 | 0 | 0 | 0 | 0
Scenario 5: High TRC ZEAS Phase In | SCG | Res | AppPlug | Res - Single Family | Energy Efficiency | ROB | New Adoptions | 0 | 0 | 0 | 0 | 0 | 0 | 0 | 0 | 0 | 0 | 0 | 0 | 0
Scenario 5: High TRC ZEAS Phase In | SCG | Res | AppPlug | Res - Single Family | Energy Efficiency | ROB | Total Adoptions | 0 | 0 | 0 | 0 | 0 | 0 | 0 | 0 | 0 | 0 | 0 | 0 | 0
Scenario 5: High TRC ZEAS Phase In | SCG | Res | AppPlug | Res - Single Family | Fuel Substitution | NEW | New Adoptions | 0 | 0 | 0 | 0 | 0 | 0 | 0 | 0 | 0 | 0 | 0 | 0 | 0
Scenario 5: High TRC ZEAS Phase In | SCG | Res | AppPlug | Res - Single Family | Fuel Substitution | NEW | Total Adoptions | 0 | 0 | 0 | 0 | 0 | 0 | 0 | 0 | 0 | 0 | 0 | 0 | 0
Scenario 5: High TRC ZEAS Phase In | SCG | Res | AppPlug | Res - Single Family | Fuel Substitution | ROB | New Adoptions | 184.9447 | 200.5132 | 215.7979 | 230.9555 | 246.08 | 261.224 | 0 | 0 | 0 | 0 | 0 | 0 | 0
Scenario 5: High TRC ZEAS Phase In | SCG | Res | AppPlug | Res - Single Family | Fuel Substitution | ROB | Total Adoptions | 218.7859 | 239.5776 | 260.3109 | 281.1293 | 302.1129 | 323.3091 | 0 | 0 | 0 | 0 | 0 | 0 | 0
Scenario 5: High TRC ZEAS Phase In | SCG | Res | BldgEnv | Res - Multi Family | Energy Efficiency | RET | New Adoptions | 0 | 0 | 0 | 0 | 0 | 0 | 0 | 0 | 0 | 0 | 0 | 0 | 552.8711
Scenario 5: High TRC ZEAS Phase In | SCG | Res | BldgEnv | Res - Multi Family | Energy Efficiency | RET | Total Adoptions | 0 | 0 | 0 | 0 | 0 | 0 | 0 | 0 | 0 | 0 | 0 | 0 | 2304.8263
Scenario 5: High TRC ZEAS Phase In | SCG | Res | BldgEnv | Res - Single Family | Energy Efficiency | NEW | New Adoptions | 1207988.299 | 1491382.7521 | 1628992.8033 | 1663358.5657 | 1684594.9901 | 1646778.7393 | 1574683.7891 | 1490845.2982 | 1411271.8116 | 0 | 0 | 0 | 0
Scenario 5: High TRC ZEAS Phase In | SCG | Res | BldgEnv | Res - Single Family | Energy Efficiency | NEW | Total Adoptions | 1207988.299 | 1491382.7521 | 1628992.8033 | 1663358.5657 | 1684594.9901 | 1646778.7393 | 1574683.7891 | 1490845.2982 | 1411271.8116 | 0 | 0 | 0 | 0
Scenario 5: High TRC ZEAS Phase In | SCG | Res | BldgEnv | Res - Single Family | Energy Efficiency | RET | New Adoptions | 208832.0224 | 198733.6918 | 189124.6424 | 179965.8516 | 171243.5038 | 162945.6153 | 155056.7904 | 147559.8717 | 140434.9597 | 0 | 0 | 0 | 0
Scenario 5: High TRC ZEAS Phase In | SCG | Res | BldgEnv | Res - Single Family | Energy Efficiency | RET | Total Adoptions | 208832.0224 | 198733.6918 | 189124.6424 | 179965.8516 | 171243.5038 | 162945.6153 | 155056.7904 | 147559.8717 | 140434.9597 | 0 | 0 | 0 | 0
Scenario 5: High TRC ZEAS Phase In | SCG | Res | HVAC | Res - Multi Family | Energy Efficiency | NEW | New Adoptions | 9.7406 | 10.6671 | 10.8115 | 10.5887 | 10.2805 | 9.8061 | 9.3557 | 0 | 0 | 0 | 0 | 0 | 0
Scenario 5: High TRC ZEAS Phase In | SCG | Res | HVAC | Res - Multi Family | Energy Efficiency | NEW | Total Adoptions | 9.7406 | 10.6671 | 10.8115 | 10.5887 | 10.2805 | 9.8061 | 9.3557 | 0 | 0 | 0 | 0 | 0 | 0
Scenario 5: High TRC ZEAS Phase In | SCG | Res | HVAC | Res - Multi Family | Energy Efficiency | RET | New Adoptions | 0 | 0 | 0 | 0 | 0 | 0 | 0 | 0 | 0 | 0 | 0 | 0 | 0
Scenario 5: High TRC ZEAS Phase In | SCG | Res | HVAC | Res - Multi Family | Energy Efficiency | RET | Total Adoptions | 0 | 0 | 0 | 0 | 0 | 0 | 0 | 0 | 0 | 0 | 0 | 0 | 0
Scenario 5: High TRC ZEAS Phase In | SCG | Res | HVAC | Res - Multi Family | Energy Efficiency | ROB | New Adoptions | 21.8575 | 21.4576 | 21.0553 | 20.6615 | 20.2827 | 19.9206 | 0 | 0 | 0 | 0 | 0 | 0 | 0
Scenario 5: High TRC ZEAS Phase In | SCG | Res | HVAC | Res - Multi Family | Energy Efficiency | ROB | Total Adoptions | 57.6966 | 58.2763 | 58.8146 | 59.3149 | 59.7854 | 60.225 | 0 | 0 | 0 | 0 | 0 | 0 | 0
Scenario 5: High TRC ZEAS Phase In | SCG | Res | HVAC | Res - Multi Family | Fuel Substitution | ROB | New Adoptions | 0.44533 | 0.47588 | 0.47952 | 0.60078 | 0.0024045 | 0.0025524 | 0.0026813 | 0.0027629 | 0.0028076 | 0.0028266 | 0.0028289 | 0.0028207 | 0.002806
Scenario 5: High TRC ZEAS Phase In | SCG | Res | HVAC | Res - Multi Family | Fuel Substitution | ROB | Total Adoptions | 0.48145 | 0.52052 | 0.53029 | 0.66985 | 0.0026014 | 0.0027724 | 0.0029265 | 0.0030348 | 0.003107 | 0.003154 | 0.0031845 | 0.0032043 | 0.0032175
Scenario 5: High TRC ZEAS Phase In | SCG | Res | HVAC | Res - Single Family | Energy Efficiency | NEW | New Adoptions | 5221.1898 | 6558.4743 | 7176.7535 | 7296.126 | 7324.2105 | 3404.5702 | 0 | 0 | 0 | 0 | 0 | 0 | 0
Scenario 5: High TRC ZEAS Phase In | SCG | Res | HVAC | Res - Single Family | Energy Efficiency | NEW | Total Adoptions | 5221.1898 | 6558.4743 | 7176.7535 | 7296.126 | 7324.2105 | 3404.5702 | 0 | 0 | 0 | 0 | 0 | 0 | 0
Scenario 5: High TRC ZEAS Phase In | SCG | Res | HVAC | Res - Single Family | Energy Efficiency | RET | New Adoptions | 0 | 0 | 0 | 0 | 0 | 0 | 0 | 0 | 0 | 0 | 0 | 0 | 0
Scenario 5: High TRC ZEAS Phase In | SCG | Res | HVAC | Res - Single Family | Energy Efficiency | RET | Total Adoptions | 0 | 0 | 0 | 0 | 0 | 0 | 0 | 0 | 0 | 0 | 0 | 0 | 0
Scenario 5: High TRC ZEAS Phase In | SCG | Res | HVAC | Res - Single Family | Energy Efficiency | ROB | New Adoptions | 17717.4226 | 17785.2101 | 17725.6623 | 17569.298 | 8475.2379 | 0 | 0 | 0 | 0 | 0 | 0 | 0 | 0
Scenario 5: High TRC ZEAS Phase In | SCG | Res | HVAC | Res - Single Family | Energy Efficiency | ROB | Total Adoptions | 22722.8562 | 23413.956 | 23986.7228 | 24454.5865 | 12180.6696 | 0 | 0 | 0 | 0 | 0 | 0 | 0 | 0
Scenario 5: High TRC ZEAS Phase In | SCG | Res | HVAC | Res - Single Family | Fuel Substitution | ROB | New Adoptions | 14.2653 | 13.459 | 13.6356 | 13.8884 | 2.7341 | 0.25974 | 0.27434 | 0.27986 | 0.004915 | 0.0050104 | 0.005065 | 0.0050931 | 0.0051045
Scenario 5: High TRC ZEAS Phase In | SCG | Res | HVAC | Res - Single Family | Fuel Substitution | ROB | Total Adoptions | 15.1489 | 14.4096 | 14.7132 | 15.1144 | 2.9377 | 0.28659 | 0.30404 | 0.3128 | 0.0052881 | 0.0054224 | 0.0055174 | 0.0055868 | 0.00564
Scenario 5: High TRC ZEAS Phase In | SCG | Res | WaterHeat | Res - Multi Family | Energy Efficiency | NEW | New Adoptions | 6989.7681 | 13947.693 | 14135.4346 | 11411.4794 | 11084.8659 | 10578.0895 | 10096.1678 | 9586.4752 | 9063.5871 | 8547.3619 | 8077.3009 | 7685.9498 | 7312.174
Scenario 5: High TRC ZEAS Phase In | SCG | Res | WaterHeat | Res - Multi Family | Energy Efficiency | NEW | Total Adoptions | 6989.7681 | 13947.693 | 14135.4346 | 11411.4794 | 11084.8659 | 10578.0895 | 10096.1678 | 9586.4752 | 9063.5871 | 8547.3619 | 8077.3009 | 7685.9498 | 7312.174
Scenario 5: High TRC ZEAS Phase In | SCG | Res | WaterHeat | Res - Multi Family | Energy Efficiency | RET | New Adoptions | 12418.6733 | 7526.0415 | 4350.8826 | 2292.751 | 959.9263 | 97.6466 | 0 | 0 | 0 | 0 | 0 | 0 | 0
Scenario 5: High TRC ZEAS Phase In | SCG | Res | WaterHeat | Res - Multi Family | Energy Efficiency | RET | Total Adoptions | 15975.8997 | 11449.1648 | 7897.5013 | 5483.8915 | 3821.2002 | 2656.3251 | 2287.8583 | 2046.2562 | 1830.6452 | 1638.1646 | 1466.2772 | 1312.7316 | 1175.5287
Scenario 5: High TRC ZEAS Phase In | SCG | Res | WaterHeat | Res - Multi Family | Energy Efficiency | ROB | New Adoptions | 5400.1949 | 5510.5793 | 0 | 0 | 0 | 0 | 0 | 0 | 0 | 0 | 0 | 0 | 0
Scenario 5: High TRC ZEAS Phase In | SCG | Res | WaterHeat | Res - Multi Family | Energy Efficiency | ROB | Total Adoptions | 6678.9554 | 6930.924 | 0 | 0 | 0 | 0 | 0 | 0 | 0 | 0 | 0 | 0 | 0
Scenario 5: High TRC ZEAS Phase In | SCG | Res | WaterHeat | Res - Multi Family | Fuel Substitution | ROB | New Adoptions | 1359.6922 | 1314.1233 | 1906.2799 | 2101.6832 | 2316.4047 | 2463.7402 | 1942.3431 | 1989.3543 | 2026.4578 | 2046.973 | 2048.1787 | 2037.6994 | 2020.5095
Scenario 5: High TRC ZEAS Phase In | SCG | Res | WaterHeat | Res - Multi Family | Fuel Substitution | ROB | Total Adoptions | 1611.0625 | 1588.2043 | 2431.2935 | 2679.754 | 2954.2608 | 3163.3597 | 2344.0541 | 2435.3826 | 2516.6028 | 2580.3254 | 2622.9523 | 2651.8934 | 2672.0831
Scenario 5: High TRC ZEAS Phase In | SCG | Res | WaterHeat | Res - Single Family | Energy Efficiency | NEW | New Adoptions | 61585.5228 | 73201.151 | 74274.966 | 57677.02 | 57303.2255 | 54977.5154 | 40378.7988 | 37553.0033 | 34932.9354 | 32591.5516 | 30511.284 | 28667.0538 | 26954.8259
Scenario 5: High TRC ZEAS Phase In | SCG | Res | WaterHeat | Res - Single Family | Energy Efficiency | NEW | Total Adoptions | 61585.5228 | 73201.151 | 74274.966 | 57677.02 | 57303.2255 | 54977.5154 | 40378.7988 | 37553.0033 | 34932.9354 | 32591.5516 | 30511.284 | 28667.0538 | 26954.8259
Scenario 5: High TRC ZEAS Phase In | SCG | Res | WaterHeat | Res - Single Family | Energy Efficiency | RET | New Adoptions | 64716.0254 | 39418.6286 | 23684.8554 | 13909.6581 | 7840.2193 | 4073.2475 | 1736.0756 | 286.5272 | 0 | 0 | 0 | 0 | 0
Scenario 5: High TRC ZEAS Phase In | SCG | Res | WaterHeat | Res - Single Family | Energy Efficiency | RET | Total Adoptions | 81581.7984 | 54992.0107 | 37937.7478 | 26876.3578 | 19588.6513 | 14687.5687 | 11306.3255 | 8902.6173 | 7754.4811 | 6979.033 | 6281.1297 | 5653.0168 | 5087.7151
Scenario 5: High TRC ZEAS Phase In | SCG | Res | WaterHeat | Res - Single Family | Energy Efficiency | ROB | New Adoptions | 78151.9055 | 67361.0315 | 29657.2348 | 29662.9978 | 29645.3013 | 0 | 0 | 0 | 0 | 0 | 0 | 0 | 0
Scenario 5: High TRC ZEAS Phase In | SCG | Res | WaterHeat | Res - Single Family | Energy Efficiency | ROB | Total Adoptions | 97998.1292 | 84841.2375 | 37735.7773 | 38371.0406 | 38978.5425 | 0 | 0 | 0 | 0 | 0 | 0 | 0 | 0
Scenario 5: High TRC ZEAS Phase In | SCG | Res | WaterHeat | Res - Single Family | Fuel Substitution | ROB | New Adoptions | 8450.9634 | 8154.0429 | 9053.5787 | 10375.2935 | 11872.4021 | 12918.2757 | 13537.9247 | 13859.5326 | 14112.5514 | 14252.4278 | 14261.7972 | 14191.9742 | 14076.4834
Scenario 5: High TRC ZEAS Phase In | SCG | Res | WaterHeat | Res - Single Family | Fuel Substitution | ROB | Total Adoptions | 9814.9513 | 9643.8463 | 10727.9749 | 12285.7982 | 14075.0776 | 15432.1474 | 16367.5154 | 17000.1859 | 17562.3093 | 18004.8844 | 18305.1491 | 18513.0701 | 18661.9023
Scenario 5: High TRC ZEAS Phase In | SCG | Res | WholeBlg | Res - Multi Family | Energy Efficiency | NEW | New Adoptions | 0 | 0 | 0 | 0 | 0 | 0 | 0 | 0 | 0 | 0 | 0 | 0 | 0
Scenario 5: High TRC ZEAS Phase In | SCG | Res | WholeBlg | Res - Multi Family | Energy Efficiency | NEW | Total Adoptions | 0 | 0 | 0 | 0 | 0 | 0 | 0 | 0 | 0 | 0 | 0 | 0 | 0
Scenario 5: High TRC ZEAS Phase In | SCG | Res | WholeBlg | Res - Single Family | Energy Efficiency | NEW | New Adoptions | 0 | 0 | 0 | 0 | 0 | 0 | 0 | 0 | 0 | 0 | 0 | 0 | 0
Scenario 5: High TRC ZEAS Phase In | SCG | Res | WholeBlg | Res - Single Family | Energy Efficiency | NEW | Total Adoptions | 0 | 0 | 0 | 0 | 0 | 0 | 0 | 0 | 0 | 0 | 0 | 0 | 0
Scenario 5: High TRC ZEAS Phase In | SDG&E | Com | AppPlug | Com - Health | Energy Efficiency | NEW | New Adoptions | 980.0256 | 1111.5836 | 1255.2166 | 1451.6909 | 1599.7526 | 1726.3125 | 1657.3185 | 1797.9518 | 2014.3618 | 2279.3598 | 2521.3815 | 2244.9901 | 2089.0518
Scenario 5: High TRC ZEAS Phase In | SDG&E | Com | AppPlug | Com - Health | Energy Efficiency | NEW | Total Adoptions | 980.0256 | 1111.5836 | 1255.2166 | 1451.6909 | 1599.7526 | 1726.3125 | 1657.3185 | 1797.9518 | 2014.3618 | 2279.3598 | 2521.3815 | 2244.9901 | 2089.0518
Scenario 5: High TRC ZEAS Phase In | SDG&E | Com | AppPlug | Com - Health | Energy Efficiency | RET | New Adoptions | 0 | 0 | 28.5825 | 31.1566 | 33.8429 | 36.6235 | 3267.5051 | 3519.2086 | 3767.5052 | 4006.8899 | 4231.2191 | 4433.9156 | 4608.254
Scenario 5: High TRC ZEAS Phase In | SDG&E | Com | AppPlug | Com - Health | Energy Efficiency | RET | Total Adoptions | 0 | 0 | 31.139 | 33.769 | 36.5325 | 39.4104 | 3359.6468 | 3619.9441 | 3877.2309 | 4125.9181 | 4359.7551 | 4572.0352 | 4755.8827
Scenario 5: High TRC ZEAS Phase In | SDG&E | Com | AppPlug | Com - Lodging | Energy Efficiency | NEW | New Adoptions | 889.9859 | 969.982 | 1140.7533 | 1275.743 | 1351.0006 | 1475.4149 | 1578.3285 | 1680.7311 | 1803.5933 | 1914.9373 | 1960.3268 | 1907.7101 | 1879.2499
Scenario 5: High TRC ZEAS Phase In | SDG&E | Com | AppPlug | Com - Lodging | Energy Efficiency | NEW | Total Adoptions | 889.9859 | 969.982 | 1140.7533 | 1275.743 | 1351.0006 | 1475.4149 | 1578.3285 | 1680.7311 | 1803.5933 | 1914.9373 | 1960.3268 | 1907.7101 | 1879.2499
Scenario 5: High TRC ZEAS Phase In | SDG&E | Com | AppPlug | Com - Lodging | Energy Efficiency | RET | New Adoptions | 0 | 0 | 0 | 0 | 0 | 39.4662 | 2854.75 | 3047.2313 | 3236.6872 | 3419.4431 | 3591.3867 | 3748.068 | 3884.8437
Scenario 5: High TRC ZEAS Phase In | SDG&E | Com | AppPlug | Com - Lodging | Energy Efficiency | RET | Total Adoptions | 0 | 0 | 0 | 0 | 0 | 42.7095 | 2940.5594 | 3139.9171 | 3336.5204 | 3526.6332 | 3706.0674 | 3870.2817 | 4014.5278
Scenario 5: High TRC ZEAS Phase In | SDG&E | Com | AppPlug | Com - Other | Energy Efficiency | NEW | New Adoptions | 0 | 0 | 156.7038 | 179.645 | 201.99 | 228.29 | 256.0567 | 284.4809 | 313.463 | 343.8828 | 374.0262 | 405.0521 | 437.2545
Scenario 5: High TRC ZEAS Phase In | SDG&E | Com | AppPlug | Com - Other | Energy Efficiency | NEW | Total Adoptions | 0 | 0 | 156.7038 | 179.645 | 201.99 | 228.29 | 256.0567 | 284.4809 | 313.463 | 343.8828 | 374.0262 | 405.0521 | 437.2545
Scenario 5: High TRC ZEAS Phase In | SDG&E | Com | BldgEnv | Com - College | Energy Efficiency | NEW | New Adoptions | 7.2007 | 7.7539 | 8.3161 | 9.1251 | 9.6213 | 10.4307 | 11.267 | 12.0013 | 12.7658 | 13.6007 | 14.3286 | 15.9735 | 16.8342
Scenario 5: High TRC ZEAS Phase In | SDG&E | Com | BldgEnv | Com - College | Energy Efficiency | NEW | Total Adoptions | 7.2007 | 7.7539 | 8.3161 | 9.1251 | 9.6213 | 10.4307 | 11.267 | 12.0013 | 12.7658 | 13.6007 | 14.3286 | 15.9735 | 16.8342
Scenario 5: High TRC ZEAS Phase In | SDG&E | Com | BldgEnv | Com - College | Energy Efficiency | RET | New Adoptions | 3.2547 | 3.2158 | 3.1768 | 5.6179 | 5.5612 | 5.5042 | 5.4469 | 5.3897 | 5.3328 | 5.2764 | 5.2207 | 5.1656 | 5.1112
Scenario 5: High TRC ZEAS Phase In | SDG&E | Com | BldgEnv | Com - College | Energy Efficiency | RET | Total Adoptions | 3.2615 | 3.223 | 3.1844 | 5.6258 | 5.5694 | 5.5127 | 5.4557 | 5.3988 | 5.3421 | 5.2859 | 5.2304 | 5.1755 | 5.1212
Scenario 5: High TRC ZEAS Phase In | SDG&E | Com | BldgEnv | Com - Grocery | Energy Efficiency | NEW | New Adoptions | 48.6445 | 51.5771 | 54.2782 | 57.4368 | 59.7789 | 63.17 | 66.6335 | 69.9366 | 72.6789 | 75.9114 | 78.8988 | 82.035 | 85.5059
Scenario 5: High TRC ZEAS Phase In | SDG&E | Com | BldgEnv | Com - Grocery | Energy Efficiency | NEW | Total Adoptions | 48.6445 | 51.5771 | 54.2782 | 57.4368 | 59.7789 | 63.17 | 66.6335 | 69.9366 | 72.6789 | 75.9114 | 78.8988 | 82.035 | 85.5059
Scenario 5: High TRC ZEAS Phase In | SDG&E | Com | BldgEnv | Com - Grocery | Energy Efficiency | RET | New Adoptions | 229.3617 | 217.6735 | 206.3722 | 195.9398 | 186.3183 | 177.4012 | 169.2299 | 161.6265 | 154.5351 | 147.8194 | 141.3156 | 134.9881 | 128.7792
Scenario 5: High TRC ZEAS Phase In | SDG&E | Com | BldgEnv | Com - Grocery | Energy Efficiency | RET | Total Adoptions | 256.476 | 243.4321 | 230.8429 | 219.1869 | 208.4031 | 198.3818 | 189.1614 | 180.5614 | 172.5233 | 164.9082 | 157.55 | 150.4107 | 143.4307
Scenario 5: High TRC ZEAS Phase In | SDG&E | Com | BldgEnv | Com - Health | Energy Efficiency | NEW | New Adoptions | 71.6991 | 72.8318 | 74.0845 | 77.7039 | 78.2108 | 77.6318 | 69.0474 | 69.9001 | 73.6312 | 82.0058 | 93.6216 | 85.948 | 82.3866
Scenario 5: High TRC ZEAS Phase In | SDG&E | Com | BldgEnv | Com - Health | Energy Efficiency | NEW | Total Adoptions | 71.6991 | 72.8318 | 74.0845 | 77.7039 | 78.2108 | 77.6318 | 69.0474 | 69.9001 | 73.6312 | 82.0058 | 93.6216 | 85.948 | 82.3866
Scenario 5: High TRC ZEAS Phase In | SDG&E | Com | BldgEnv | Com - Health | Energy Efficiency | RET | New Adoptions | 204.9616 | 194.2568 | 183.9983 | 174.2021 | 164.8261 | 155.8321 | 147.6197 | 140.3523 | 133.4569 | 126.9023 | 120.6576 | 114.7062 | 109.031
Scenario 5: High TRC ZEAS Phase In | SDG&E | Com | BldgEnv | Com - Health | Energy Efficiency | RET | Total Adoptions | 229.8747 | 217.9247 | 206.4832 | 195.563 | 185.1192 | 175.1106 | 165.9343 | 157.7512 | 149.9858 | 142.6048 | 135.5749 | 128.8777 | 122.4939
Scenario 5: High TRC ZEAS Phase In | SDG&E | Com | BldgEnv | Com - Lodging | Energy Efficiency | NEW | New Adoptions | 14.0561 | 14.4999 | 14.9408 | 15.887 | 16.0383 | 16.7435 | 17.1757 | 17.5959 | 18.2277 | 18.7482 | 19.0039 | 19.272 | 19.7439
Scenario 5: High TRC ZEAS Phase In | SDG&E | Com | BldgEnv | Com - Lodging | Energy Efficiency | NEW | Total Adoptions | 14.0561 | 14.4999 | 14.9408 | 15.887 | 16.0383 | 16.7435 | 17.1757 | 17.5959 | 18.2277 | 18.7482 | 19.0039 | 19.272 | 19.7439
Scenario 5: High TRC ZEAS Phase In | SDG&E | Com | BldgEnv | Com - Lodging | Energy Efficiency | RET | New Adoptions | 5.1797 | 5.0874 | 4.9962 | 4.907 | 4.8196 | 4.7342 | 4.6508 | 4.5693 | 0.31207 | 0.29972 | 0.28793 | 0.27667 | 0.26589
Scenario 5: High TRC ZEAS Phase In | SDG&E | Com | BldgEnv | Com - Lodging | Energy Efficiency | RET | Total Adoptions | 5.1909 | 5.0991 | 5.0086 | 4.9198 | 4.833 | 4.748 | 4.665 | 4.5838 | 0.31207 | 0.29972 | 0.28793 | 0.27667 | 0.26589
Scenario 5: High TRC ZEAS Phase In | SDG&E | Com | BldgEnv | Com - Office (Large) | Energy Efficiency | NEW | New Adoptions | 254.3431 | 259.7359 | 264.4063 | 269.3331 | 271.829 | 279.0093 | 287.675 | 293.6007 | 294.2373 | 296.8581 | 298.587 | 300.9313 | 303.7098
Scenario 5: High TRC ZEAS Phase In | SDG&E | Com | BldgEnv | Com - Office (Large) | Energy Efficiency | NEW | Total Adoptions | 254.3431 | 259.7359 | 264.4063 | 269.3331 | 271.829 | 279.0093 | 287.675 | 293.6007 | 294.2373 | 296.8581 | 298.587 | 300.9313 | 303.7098
Scenario 5: High TRC ZEAS Phase In | SDG&E | Com | BldgEnv | Com - Office (Large) | Energy Efficiency | RET | New Adoptions | 521.881 | 495.7633 | 471.2494 | 447.8622 | 425.5128 | 404.1748 | 383.808 | 364.4189 | 345.8292 | 328.1872 | 311.5013 | 295.7196 | 280.7853
Scenario 5: High TRC ZEAS Phase In | SDG&E | Com | BldgEnv | Com - Office (Large) | Energy Efficiency | RET | Total Adoptions | 521.881 | 495.7633 | 531.9644 | 505.5414 | 480.3081 | 456.2303 | 433.2607 | 411.399 | 345.8292 | 328.1872 | 311.5013 | 295.7196 | 280.7853
Scenario 5: High TRC ZEAS Phase In | SDG&E | Com | BldgEnv | Com - Office (Small) | Energy Efficiency | NEW | New Adoptions | 56.2191 | 58.5939 | 60.947 | 63.3155 | 65.5666 | 67.987 | 70.4379 | 72.7428 | 75.032 | 77.2269 | 79.4335 | 81.6627 | 83.9172
Scenario 5: High TRC ZEAS Phase In | SDG&E | Com | BldgEnv | Com - Office (Small) | Energy Efficiency | NEW | Total Adoptions | 56.2191 | 58.5939 | 60.947 | 63.3155 | 65.5666 | 67.987 | 70.4379 | 72.7428 | 75.032 | 77.2269 | 79.4335 | 81.6627 | 83.9172
Scenario 5: High TRC ZEAS Phase In | SDG&E | Com | BldgEnv | Com - Office (Small) | Energy Efficiency | RET | New Adoptions | 258.7005 | 245.754 | 233.487 | 221.7922 | 210.6506 | 200.0435 | 189.9405 | 180.3355 | 171.2118 | 162.5519 | 154.3411 | 146.5563 | 139.1759
Scenario 5: High TRC ZEAS Phase In | SDG&E | Com | BldgEnv | Com - Office (Small) | Energy Efficiency | RET | Total Adoptions | 258.7005 | 245.754 | 233.487 | 221.7922 | 210.6506 | 200.0435 | 189.9405 | 180.3355 | 171.2118 | 162.5519 | 154.3411 | 146.5563 | 139.1759
Scenario 5: High TRC ZEAS Phase In | SDG&E | Com | BldgEnv | Com - Other | Energy Efficiency | NEW | New Adoptions | 59.0559 | 62.6645 | 66.3877 | 70.2645 | 73.3392 | 77.346 | 81.3631 | 85.1933 | 88.898 | 92.7971 | 96.4896 | 100.3589 | 104.5238
Scenario 5: High TRC ZEAS Phase In | SDG&E | Com | BldgEnv | Com - Other | Energy Efficiency | NEW | Total Adoptions | 59.0559 | 62.6645 | 66.3877 | 70.2645 | 73.3392 | 77.346 | 81.3631 | 85.1933 | 88.898 | 92.7971 | 96.4896 | 100.3589 | 104.5238
Scenario 5: High TRC ZEAS Phase In | SDG&E | Com | BldgEnv | Com - Other | Energy Efficiency | RET | New Adoptions | 108.348 | 102.9297 | 103.4253 | 98.414 | 93.5912 | 88.9517 | 84.489 | 80.205 | 71.8395 | 68.1809 | 64.7198 | 61.4456 | 58.3465
Scenario 5: High TRC ZEAS Phase In | SDG&E | Com | BldgEnv | Com - Other | Energy Efficiency | RET | Total Adoptions | 108.348 | 102.9297 | 116.0947 | 110.4514 | 105.028 | 99.8179 | 94.8131 | 90.014 | 71.8395 | 68.1809 | 64.7198 | 61.4456 | 58.3465
Scenario 5: High TRC ZEAS Phase In | SDG&E | Com | BldgEnv | Com - Refrig. Warehouse | Energy Efficiency | NEW | New Adoptions | 0.40303 | 0.46506 | 0.52867 | 0.55665 | 0.60672 | 0.66391 | 0.73633 | 0.80902 | 0.89619 | 0.975 | 1.0689 | 1.1698 | 1.2685
Scenario 5: High TRC ZEAS Phase In | SDG&E | Com | BldgEnv | Com - Refrig. Warehouse | Energy Efficiency | NEW | Total Adoptions | 0.40303 | 0.46506 | 0.52867 | 0.55665 | 0.60672 | 0.66391 | 0.73633 | 0.80902 | 0.89619 | 0.975 | 1.0689 | 1.1698 | 1.2685
Scenario 5: High TRC ZEAS Phase In | SDG&E | Com | BldgEnv | Com - Refrig. Warehouse | Energy Efficiency | RET | New Adoptions | 1.3367 | 1.2699 | 1.2066 | 1.1463 | 1.0889 | 1.0342 | 0.9821 | 0.9326 | 0.88558 | 0.84094 | 0.79861 | 0.75847 | 0.7204
Scenario 5: High TRC ZEAS Phase In | SDG&E | Com | BldgEnv | Com - Refrig. Warehouse | Energy Efficiency | RET | Total Adoptions | 1.3367 | 1.2699 | 1.2066 | 1.1463 | 1.0889 | 1.0342 | 0.9821 | 0.9326 | 0.88558 | 0.84094 | 0.79861 | 0.75847 | 0.7204
Scenario 5: High TRC ZEAS Phase In | SDG&E | Com | BldgEnv | Com - Restaurant | Energy Efficiency | NEW | New Adoptions | 9.8116 | 21.3985 | 22.8314 | 24.3049 | 25.8419 | 27.2493 | 28.8227 | 30.3788 | 31.7627 | 33.1819 | 34.6587 | 36.1554 | 37.6371
Scenario 5: High TRC ZEAS Phase In | SDG&E | Com | BldgEnv | Com - Restaurant | Energy Efficiency | NEW | Total Adoptions | 9.8116 | 21.3985 | 22.8314 | 24.3049 | 25.8419 | 27.2493 | 28.8227 | 30.3788 | 31.7627 | 33.1819 | 34.6587 | 36.1554 | 37.6371
Scenario 5: High TRC ZEAS Phase In | SDG&E | Com | BldgEnv | Com - Restaurant | Energy Efficiency | RET | New Adoptions | 87.307 | 82.9379 | 78.7978 | 74.8512 | 71.0914 | 67.5123 | 64.1034 | 60.8626 | 57.7841 | 54.8621 | 52.0915 | 49.4646 | 46.974
Scenario 5: High TRC ZEAS Phase In | SDG&E | Com | BldgEnv | Com - Restaurant | Energy Efficiency | RET | Total Adoptions | 87.307 | 82.9379 | 78.7978 | 74.8512 | 71.0914 | 67.5123 | 64.1034 | 60.8626 | 57.7841 | 54.8621 | 52.0915 | 49.4646 | 46.974
Scenario 5: High TRC ZEAS Phase In | SDG&E | Com | BldgEnv | Com - Retail | Energy Efficiency | NEW | New Adoptions | 48.5136 | 44.1503 | 40.0842 | 35.1088 | 27.9116 | 23.3931 | 17.8489 | 12.5874 | 8.2076 | 5.1492 | 2.3948 | 0.95924 | 0.16966
Scenario 5: High TRC ZEAS Phase In | SDG&E | Com | BldgEnv | Com - Retail | Energy Efficiency | NEW | Total Adoptions | 48.5136 | 44.1503 | 40.0842 | 35.1088 | 27.9116 | 23.3931 | 17.8489 | 12.5874 | 8.2076 | 5.1492 | 2.3948 | 0.95924 | 0.16966
Scenario 5: High TRC ZEAS Phase In | SDG&E | Com | BldgEnv | Com - Retail | Energy Efficiency | RET | New Adoptions | 394.516 | 372.6786 | 353.7954 | 335.5039 | 312.3791 | 290.8673 | 272.0621 | 254.5724 | 238.5313 | 223.9741 | 210.848 | 198.9352 | 188.0664
Scenario 5: High TRC ZEAS Phase In | SDG&E | Com | BldgEnv | Com - Retail | Energy Efficiency | RET | Total Adoptions | 436.7174 | 412.7715 | 391.8848 | 371.6896 | 346.7558 | 323.5252 | 303.0871 | 284.0461 | 266.5313 | 250.5741 | 236.118 | 222.9417 | 210.8726
Scenario 5: High TRC ZEAS Phase In | SDG&E | Com | BldgEnv | Com - School | Energy Efficiency | NEW | New Adoptions | 71.8155 | 74.571 | 77.2956 | 79.9943 | 82.9918 | 85.5989 | 88.1474 | 90.8152 | 93.685 | 96.4754 | 99.3666 | 102.2493 | 105.0421
Scenario 5: High TRC ZEAS Phase In | SDG&E | Com | BldgEnv | Com - School | Energy Efficiency | NEW | Total Adoptions | 71.8155 | 74.571 | 77.2956 | 79.9943 | 82.9918 | 85.5989 | 88.1474 | 90.8152 | 93.685 | 96.4754 | 99.3666 | 102.2493 | 105.0421
Scenario 5: High TRC ZEAS Phase In | SDG&E | Com | BldgEnv | Com - School | Energy Efficiency | RET | New Adoptions | 62.7975 | 59.6546 | 56.6773 | 53.8381 | 51.1327 | 48.5567 | 46.1027 | 43.7696 | 41.5534 | 39.4499 | 37.4559 | 35.5655 | 33.7736
Scenario 5: High TRC ZEAS Phase In | SDG&E | Com | BldgEnv | Com - School | Energy Efficiency | RET | Total Adoptions | 62.7975 | 59.6546 | 56.6773 | 53.8381 | 51.1327 | 48.5567 | 46.1027 | 43.7696 | 41.5534 | 39.4499 | 37.4559 | 35.5655 | 33.7736
Scenario 5: High TRC ZEAS Phase In | SDG&E | Com | BldgEnv | Com - Warehouse | Energy Efficiency | NEW | New Adoptions | 69.7848 | 74.2488 | 78.8868 | 84.876 | 89.2036 | 95.0058 | 100.1039 | 105.3631 | 110.7152 | 116.3971 | 121.4815 | 126.7527 | 132.8717
Scenario 5: High TRC ZEAS Phase In | SDG&E | Com | BldgEnv | Com - Warehouse | Energy Efficiency | NEW | Total Adoptions | 69.7848 | 74.2488 | 78.8868 | 84.876 | 89.2036 | 95.0058 | 100.1039 | 105.3631 | 110.7152 | 116.3971 | 121.4815 | 126.7527 | 132.8717
Scenario 5: High TRC ZEAS Phase In | SDG&E | Com | BldgEnv | Com - Warehouse | Energy Efficiency | RET | New Adoptions | 200.3456 | 190.3148 | 180.8256 | 182.9397 | 174.352 | 166.1246 | 158.2377 | 150.7017 | 132.6489 | 125.8688 | 119.4585 | 113.3981 | 107.6659
Scenario 5: High TRC ZEAS Phase In | SDG&E | Com | BldgEnv | Com - Warehouse | Energy Efficiency | RET | Total Adoptions | 200.3456 | 190.3148 | 180.8256 | 205.1121 | 195.4185 | 186.1406 | 177.2557 | 168.7715 | 132.6489 | 125.8688 | 119.4585 | 113.3981 | 107.6659
Scenario 5: High TRC ZEAS Phase In | SDG&E | Com | ComRefrig | Com - College | Energy Efficiency | NEW | New Adoptions | 0 | 0 | 0 | 0 | 0 | 0 | 0 | 0 | 0 | 0 | 0 | 0 | 0
Scenario 5: High TRC ZEAS Phase In | SDG&E | Com | ComRefrig | Com - College | Energy Efficiency | NEW | Total Adoptions | 0 | 0 | 0 | 0 | 0 | 0 | 0 | 0 | 0 | 0 | 0 | 0 | 0
Scenario 5: High TRC ZEAS Phase In | SDG&E | Com | ComRefrig | Com - College | Energy Efficiency | RET | New Adoptions | 8.478 | 5.4123 | 2.9759 | 1.3459 | 0.37 | 0.12308 | 0.03744 | 0 | 0 | 0 | 0 | 0 | 0
Scenario 5: High TRC ZEAS Phase In | SDG&E | Com | ComRefrig | Com - College | Energy Efficiency | RET | Total Adoptions | 8.8865 | 5.8168 | 3.3669 | 1.7178 | 0.7201 | 0.45168 | 0.3455 | 0.28865 | 0.27047 | 0.25343 | 0.23747 | 0.22251 | 0.18418
Scenario 5: High TRC ZEAS Phase In | SDG&E | Com | ComRefrig | Com - College | Energy Efficiency | ROB | New Adoptions | 0 | 0 | 0 | 0 | 0 | 0 | 0 | 0 | 0 | 0 | 0 | 0 | 0
Scenario 5: High TRC ZEAS Phase In | SDG&E | Com | ComRefrig | Com - College | Energy Efficiency | ROB | Total Adoptions | 0 | 0 | 0 | 0 | 0 | 0 | 0 | 0 | 0 | 0 | 0 | 0 | 0
Scenario 5: High TRC ZEAS Phase In | SDG&E | Com | ComRefrig | Com - Grocery | Energy Efficiency | NEW | New Adoptions | 0 | 0 | 0 | 0 | 0 | 0 | 0 | 0 | 0 | 0 | 0 | 0 | 0
Scenario 5: High TRC ZEAS Phase In | SDG&E | Com | ComRefrig | Com - Grocery | Energy Efficiency | NEW | Total Adoptions | 0 | 0 | 0 | 0 | 0 | 0 | 0 | 0 | 0 | 0 | 0 | 0 | 0
Scenario 5: High TRC ZEAS Phase In | SDG&E | Com | ComRefrig | Com - Grocery | Energy Efficiency | RET | New Adoptions | 7156.7474 | 3252.3564 | 797.8905 | 262.3597 | 61.5627 | 0 | 0 | 0 | 0 | 0 | 0 | 0 | 0
Scenario 5: High TRC ZEAS Phase In | SDG&E | Com | ComRefrig | Com - Grocery | Energy Efficiency | RET | Total Adoptions | 7756.8259 | 3827.9 | 1340.6187 | 772.0711 | 539.4411 | 447.7768 | 419.5722 | 393.1449 | 368.3829 | 345.1813 | 323.4416 | 303.0717 | 251.6191
Scenario 5: High TRC ZEAS Phase In | SDG&E | Com | ComRefrig | Com - Grocery | Energy Efficiency | ROB | New Adoptions | 0 | 0 | 0 | 0 | 0 | 0 | 0 | 0 | 0 | 0 | 0 | 0 | 0
Scenario 5: High TRC ZEAS Phase In | SDG&E | Com | ComRefrig | Com - Grocery | Energy Efficiency | ROB | Total Adoptions | 0 | 0 | 0 | 0 | 0 | 0 | 0 | 0 | 0 | 0 | 0 | 0 | 0
Scenario 5: High TRC ZEAS Phase In | SDG&E | Com | ComRefrig | Com - Refrig. Warehouse | Energy Efficiency | NEW | New Adoptions | 0 | 0 | 0 | 0 | 0 | 0 | 0 | 0 | 0 | 0 | 0 | 0 | 0
Scenario 5: High TRC ZEAS Phase In | SDG&E | Com | ComRefrig | Com - Refrig. Warehouse | Energy Efficiency | NEW | Total Adoptions | 0 | 0 | 0 | 0 | 0 | 0 | 0 | 0 | 0 | 0 | 0 | 0 | 0
Scenario 5: High TRC ZEAS Phase In | SDG&E | Com | ComRefrig | Com - Refrig. Warehouse | Energy Efficiency | RET | New Adoptions | 2.5682 | 1.561 | 0.80492 | 0.32189 | 0.065772 | 0.026648 | 0.0031132 | 0 | 0 | 0 | 0 | 0 | 0
Scenario 5: High TRC ZEAS Phase In | SDG&E | Com | ComRefrig | Com - Refrig. Warehouse | Energy Efficiency | RET | Total Adoptions | 2.7039 | 1.6944 | 0.93318 | 0.4434 | 0.17992 | 0.13372 | 0.10346 | 0.094022 | 0.088099 | 0.08255 | 0.07735 | 0.072478 | 0.060036
Scenario 5: High TRC ZEAS Phase In | SDG&E | Com | ComRefrig | Com - Refrig. Warehouse | Energy Efficiency | ROB | New Adoptions | 0 | 0 | 0 | 0 | 0 | 0 | 0 | 0 | 0 | 0 | 0 | 0 | 0
Scenario 5: High TRC ZEAS Phase In | SDG&E | Com | ComRefrig | Com - Refrig. Warehouse | Energy Efficiency | ROB | Total Adoptions | 0 | 0 | 0 | 0 | 0 | 0 | 0 | 0 | 0 | 0 | 0 | 0 | 0
Scenario 5: High TRC ZEAS Phase In | SDG&E | Com | ComRefrig | Com - Restaurant | Energy Efficiency | NEW | New Adoptions | 0 | 0 | 0 | 0 | 0 | 0 | 0 | 0 | 0 | 0 | 0 | 0 | 0
Scenario 5: High TRC ZEAS Phase In | SDG&E | Com | ComRefrig | Com - Restaurant | Energy Efficiency | NEW | Total Adoptions | 0 | 0 | 0 | 0 | 0 | 0 | 0 | 0 | 0 | 0 | 0 | 0 | 0
Scenario 5: High TRC ZEAS Phase In | SDG&E | Com | ComRefrig | Com - Restaurant | Energy Efficiency | RET | New Adoptions | 275.8054 | 128.4068 | 34.9291 | 10.9706 | 3.1408 | 0 | 0 | 0 | 0 | 0 | 0 | 0 | 0
Scenario 5: High TRC ZEAS Phase In | SDG&E | Com | ComRefrig | Com - Restaurant | Energy Efficiency | RET | Total Adoptions | 298.5929 | 150.2822 | 55.576 | 30.3657 | 21.3282 | 17.0418 | 15.9683 | 14.9625 | 14.0201 | 13.1371 | 12.3097 | 11.5344 | 9.5742
Scenario 5: High TRC ZEAS Phase In | SDG&E | Com | ComRefrig | Com - Restaurant | Energy Efficiency | ROB | New Adoptions | 0 | 0 | 0 | 0 | 0 | 0 | 0 | 0 | 0 | 0 | 0 | 0 | 0
Scenario 5: High TRC ZEAS Phase In | SDG&E | Com | ComRefrig | Com - Restaurant | Energy Efficiency | ROB | Total Adoptions | 0 | 0 | 0 | 0 | 0 | 0 | 0 | 0 | 0 | 0 | 0 | 0 | 0
Scenario 5: High TRC ZEAS Phase In | SDG&E | Com | ComRefrig | Com - Retail | Energy Efficiency | NEW | New Adoptions | 0 | 0 | 0 | 0 | 0 | 0 | 0 | 0 | 0 | 0 | 0 | 0 | 0
Scenario 5: High TRC ZEAS Phase In | SDG&E | Com | ComRefrig | Com - Retail | Energy Efficiency | NEW | Total Adoptions | 0 | 0 | 0 | 0 | 0 | 0 | 0 | 0 | 0 | 0 | 0 | 0 | 0
Scenario 5: High TRC ZEAS Phase In | SDG&E | Com | ComRefrig | Com - Retail | Energy Efficiency | RET | New Adoptions | 3125.8497 | 1478.9446 | 434.6726 | 117.9301 | 33.384 | 0 | 0 | 0 | 0 | 0 | 0 | 0 | 0
Scenario 5: High TRC ZEAS Phase In | SDG&E | Com | ComRefrig | Com - Retail | Energy Efficiency | RET | Total Adoptions | 3372.7772 | 1716.334 | 658.946 | 328.6021 | 230.9341 | 185.1061 | 173.4463 | 162.5213 | 152.2848 | 142.6933 | 133.7062 | 125.2854 | 103.9761
Scenario 5: High TRC ZEAS Phase In | SDG&E | Com | ComRefrig | Com - Retail | Energy Efficiency | ROB | New Adoptions | 0 | 0 | 0 | 0 | 0 | 0 | 0 | 0 | 0 | 0 | 0 | 0 | 0
Scenario 5: High TRC ZEAS Phase In | SDG&E | Com | ComRefrig | Com - Retail | Energy Efficiency | ROB | Total Adoptions | 0 | 0 | 0 | 0 | 0 | 0 | 0 | 0 | 0 | 0 | 0 | 0 | 0
Scenario 5: High TRC ZEAS Phase In | SDG&E | Com | ComRefrig | Com - School | Energy Efficiency | NEW | New Adoptions | 0 | 0 | 0 | 0 | 0 | 0 | 0 | 0 | 0 | 0 | 0 | 0 | 0
Scenario 5: High TRC ZEAS Phase In | SDG&E | Com | ComRefrig | Com - School | Energy Efficiency | NEW | Total Adoptions | 0 | 0 | 0 | 0 | 0 | 0 | 0 | 0 | 0 | 0 | 0 | 0 | 0
Scenario 5: High TRC ZEAS Phase In | SDG&E | Com | ComRefrig | Com - School | Energy Efficiency | RET | New Adoptions | 0.14856 | 0 | 0 | 0 | 0 | 0 | 0 | 0 | 0 | 0 | 0 | 0 | 0
Scenario 5: High TRC ZEAS Phase In | SDG&E | Com | ComRefrig | Com - School | Energy Efficiency | RET | Total Adoptions | 0.66418 | 0.48316 | 0.45274 | 0.42423 | 0.39752 | 0.37249 | 0.34904 | 0.32707 | 0.30648 | 0.28718 | 0.2691 | 0.25216 | 0.211
Scenario 5: High TRC ZEAS Phase In | SDG&E | Com | ComRefrig | Com - School | Energy Efficiency | ROB | New Adoptions | 0 | 0 | 0 | 0 | 0 | 0 | 0 | 0 | 0 | 0 | 0 | 0 | 0
Scenario 5: High TRC ZEAS Phase In | SDG&E | Com | ComRefrig | Com - School | Energy Efficiency | ROB | Total Adoptions | 0 | 0 | 0 | 0 | 0 | 0 | 0 | 0 | 0 | 0 | 0 | 0 | 0
Scenario 5: High TRC ZEAS Phase In | SDG&E | Com | FoodServ | Com - College | Energy Efficiency | NEW | New Adoptions | 6.316 | 6.5111 | 7.1936 | 7.5756 | 7.6896 | 8.0464 | 8.4076 | 8.6791 | 8.9615 | 9.2808 | 9.5158 | 10.7204 | 11.0196
Scenario 5: High TRC ZEAS Phase In | SDG&E | Com | FoodServ | Com - College | Energy Efficiency | NEW | Total Adoptions | 6.316 | 6.5111 | 7.1936 | 7.5756 | 7.6896 | 8.0464 | 8.4076 | 8.6791 | 8.9615 | 9.2808 | 9.5158 | 10.7204 | 11.0196
Scenario 5: High TRC ZEAS Phase In | SDG&E | Com | FoodServ | Com - College | Energy Efficiency | ROB | New Adoptions | 11.6618 | 13.9483 | 14.551 | 15.1013 | 15.5998 | 16.0556 | 16.4734 | 16.8556 | 17.2056 | 17.5276 | 18.9066 | 19.1764 | 19.4186
Scenario 5: High TRC ZEAS Phase In | SDG&E | Com | FoodServ | Com - College | Energy Efficiency | ROB | Total Adoptions | 28.505 | 32.8502 | 34.1307 | 35.3805 | 36.5879 | 37.7713 | 38.9342 | 40.0738 | 41.1922 | 42.294 | 45.6311 | 46.7405 | 47.816
Scenario 5: High TRC ZEAS Phase In | SDG&E | Com | FoodServ | Com - College | Fuel Substitution | ROB | New Adoptions | 0.19326 | 0.2261 | 0.26079 | 0.29448 | 0.32876 | 0.36368 | 0.39943 | 0.43603 | 0.47349 | 0.51185 | 0.55098 | 0.59634 | 0.64501
Scenario 5: High TRC ZEAS Phase In | SDG&E | Com | FoodServ | Com - College | Fuel Substitution | ROB | Total Adoptions | 0.22473 | 0.26547 | 0.30945 | 0.3533 | 0.39876 | 0.44586 | 0.49477 | 0.54549 | 0.59801 | 0.65237 | 0.70843 | 0.77181 | 0.83974
Scenario 5: High TRC ZEAS Phase In | SDG&E | Com | FoodServ | Com - Grocery | Energy Efficiency | NEW | New Adoptions | 30.3467 | 32.1965 | 46.2862 | 48.6397 | 50.2526 | 52.6941 | 55.1339 | 57.3774 | 59.1016 | 61.1646 | 62.9682 | 67.7895 | 69.9568
Scenario 5: High TRC ZEAS Phase In | SDG&E | Com | FoodServ | Com - Grocery | Energy Efficiency | NEW | Total Adoptions | 30.3467 | 32.1965 | 46.2862 | 48.6397 | 50.2526 | 52.6941 | 55.1339 | 57.3774 | 59.1016 | 61.1646 | 62.9682 | 67.7895 | 69.9568
Scenario 5: High TRC ZEAS Phase In | SDG&E | Com | FoodServ | Com - Grocery | Energy Efficiency | ROB | New Adoptions | 58.2303 | 98.7468 | 103.1206 | 107.1706 | 110.9102 | 114.387 | 117.6284 | 120.6506 | 123.4591 | 126.0791 | 136.1646 | 138.5673 | 140.6565
Scenario 5: High TRC ZEAS Phase In | SDG&E | Com | FoodServ | Com - Grocery | Energy Efficiency | ROB | Total Adoptions | 140.2746 | 215.1343 | 223.8781 | 232.4703 | 240.8851 | 249.203 | 257.4447 | 265.6086 | 273.6663 | 281.6517 | 305.4805 | 313.7683 | 321.7069
Scenario 5: High TRC ZEAS Phase In | SDG&E | Com | FoodServ | Com - Grocery | Fuel Substitution | ROB | New Adoptions | 1.8542 | 2.1273 | 2.4097 | 2.6836 | 2.959 | 3.2363 | 3.5168 | 3.8004 | 4.0867 | 4.3759 | 4.6664 | 4.9621 | 5.2802
Scenario 5: High TRC ZEAS Phase In | SDG&E | Com | FoodServ | Com - Grocery | Fuel Substitution | ROB | Total Adoptions | 2.1329 | 2.4762 | 2.8381 | 3.1973 | 3.5646 | 3.9402 | 4.325 | 4.7186 | 5.1205 | 5.5307 | 5.9475 | 6.3743 | 6.8294
Scenario 5: High TRC ZEAS Phase In | SDG&E | Com | FoodServ | Com - Health | Energy Efficiency | NEW | New Adoptions | 18.2315 | 18.5561 | 22.4724 | 23.4457 | 23.4625 | 23.1441 | 20.4484 | 20.5551 | 21.491 | 23.748 | 26.8902 | 25.1327 | 23.882
Scenario 5: High TRC ZEAS Phase In | SDG&E | Com | FoodServ | Com - Health | Energy Efficiency | NEW | Total Adoptions | 18.2315 | 18.5561 | 22.4724 | 23.4457 | 23.4625 | 23.1441 | 20.4484 | 20.5551 | 21.491 | 23.748 | 26.8902 | 25.1327 | 23.882
Scenario 5: High TRC ZEAS Phase In | SDG&E | Com | FoodServ | Com - Health | Energy Efficiency | ROB | New Adoptions | 24.3452 | 34.9439 | 36.7075 | 38.3618 | 39.897 | 41.3151 | 42.5791 | 43.7438 | 44.8301 | 45.8687 | 48.8224 | 49.764 | 50.5404
Scenario 5: High TRC ZEAS Phase In | SDG&E | Com | FoodServ | Com - Health | Energy Efficiency | ROB | Total Adoptions | 58.8214 | 78.6892 | 82.3907 | 86.0511 | 89.6178 | 93.075 | 96.2797 | 99.4018 | 102.494 | 105.6412 | 112.9382 | 116.1121 | 119.0031
Scenario 5: High TRC ZEAS Phase In | SDG&E | Com | FoodServ | Com - Health | Fuel Substitution | ROB | New Adoptions | 0.57185 | 0.66379 | 0.76048 | 0.85562 | 0.95272 | 1.0519 | 1.1538 | 1.2575 | 1.3631 | 1.4704 | 1.5792 | 1.6902 | 1.8122
Scenario 5: High TRC ZEAS Phase In | SDG&E | Com | FoodServ | Com - Health | Fuel Substitution | ROB | Total Adoptions | 0.65957 | 0.77407 | 0.89685 | 1.0204 | 1.1487 | 1.2817 | 1.4202 | 1.5632 | 1.7105 | 1.8619 | 2.017 | 2.1769 | 2.3506
Scenario 5: High TRC ZEAS Phase In | SDG&E | Com | FoodServ | Com - Lodging | Energy Efficiency | NEW | New Adoptions | 21.4498 | 21.2224 | 24.6032 | 25.1037 | 24.3952 | 24.581 | 24.3921 | 24.2193 | 24.3562 | 24.3548 | 24.0298 | 24.2729 | 24.257
Scenario 5: High TRC ZEAS Phase In | SDG&E | Com | FoodServ | Com - Lodging | Energy Efficiency | NEW | Total Adoptions | 21.4498 | 21.2224 | 24.6032 | 25.1037 | 24.3952 | 24.581 | 24.3921 | 24.2193 | 24.3562 | 24.3548 | 24.0298 | 24.2729 | 24.257
Scenario 5: High TRC ZEAS Phase In | SDG&E | Com | FoodServ | Com - Lodging | Energy Efficiency | ROB | New Adoptions | 46.0482 | 60.7321 | 63.4406 | 65.9369 | 68.2046 | 70.2839 | 72.1802 | 73.9071 | 75.4841 | 76.9199 | 80.3732 | 81.5792 | 82.6619
Scenario 5: High TRC ZEAS Phase In | SDG&E | Com | FoodServ | Com - Lodging | Energy Efficiency | ROB | Total Adoptions | 110.0771 | 137.0377 | 142.311 | 147.4397 | 152.3439 | 157.1009 | 161.6907 | 166.1207 | 170.4186 | 174.5802 | 183.0357 | 187.0174 | 190.8597
Scenario 5: High TRC ZEAS Phase In | SDG&E | Com | FoodServ | Com - Lodging | Fuel Substitution | ROB | New Adoptions | 0.72046 | 0.82842 | 0.93749 | 1.0457 | 1.1544 | 1.2636 | 1.3737 | 1.4845 | 1.5957 | 1.7073 | 1.8188 | 1.9297 | 2.0403
Scenario 5: High TRC ZEAS Phase In | SDG&E | Com | FoodServ | Com - Lodging | Fuel Substitution | ROB | Total Adoptions | 0.82628 | 0.96201 | 1.1023 | 1.2444 | 1.3899 | 1.5385 | 1.6906 | 1.8457 | 2.0035 | 2.1639 | 2.3262 | 2.4898 | 2.6549
Scenario 5: High TRC ZEAS Phase In | SDG&E | Com | FoodServ | Com - Office (Large) | Energy Efficiency | NEW | New Adoptions | 2.1594 | 2.1652 | 2.1641 | 2.164 | 2.1443 | 2.1609 | 2.1877 | 2.1926 | 2.1579 | 2.1382 | 2.1122 | 2.0907 | 2.0722
Scenario 5: High TRC ZEAS Phase In | SDG&E | Com | FoodServ | Com - Office (Large) | Energy Efficiency | NEW | Total Adoptions | 2.1594 | 2.1652 | 2.1641 | 2.164 | 2.1443 | 2.1609 | 2.1877 | 2.1926 | 2.1579 | 2.1382 | 2.1122 | 2.0907 | 2.0722
Scenario 5: High TRC ZEAS Phase In | SDG&E | Com | FoodServ | Com - Office (Large) | Energy Efficiency | ROB | New Adoptions | 3.2267 | 3.3605 | 3.481 | 3.5895 | 3.6862 | 3.7739 | 3.8539 | 3.9265 | 3.9911 | 4.049 | 4.1008 | 4.1474 | 4.1895
Scenario 5: High TRC ZEAS Phase In | SDG&E | Com | FoodServ | Com - Office (Large) | Energy Efficiency | ROB | Total Adoptions | 7.9883 | 8.2399 | 8.4836 | 8.7202 | 8.9481 | 9.1717 | 9.3924 | 9.6084 | 9.8162 | 10.0176 | 10.2122 | 10.4009 | 10.5844
Scenario 5: High TRC ZEAS Phase In | SDG&E | Com | FoodServ | Com - Office (Small) | Energy Efficiency | NEW | New Adoptions | 0.47651 | 0.48761 | 0.49788 | 0.50763 | 0.51593 | 0.52507 | 0.53396 | 0.54128 | 0.54807 | 0.55376 | 0.55916 | 0.56433 | 0.5693
Scenario 5: High TRC ZEAS Phase In | SDG&E | Com | FoodServ | Com - Office (Small) | Energy Efficiency | NEW | Total Adoptions | 0.47651 | 0.48761 | 0.49788 | 0.50763 | 0.51593 | 0.52507 | 0.53396 | 0.54128 | 0.54807 | 0.55376 | 0.55916 | 0.56433 | 0.5693
Scenario 5: High TRC ZEAS Phase In | SDG&E | Com | FoodServ | Com - Office (Small) | Energy Efficiency | ROB | New Adoptions | 1.437 | 1.4965 | 1.5498 | 1.5975 | 1.6399 | 1.6776 | 1.7111 | 1.7407 | 1.7668 | 1.7899 | 1.8101 | 1.8279 | 1.8436
Scenario 5: High TRC ZEAS Phase In | SDG&E | Com | FoodServ | Com - Office (Small) | Energy Efficiency | ROB | Total Adoptions | 3.6937 | 3.7993 | 3.9007 | 3.9982 | 4.0919 | 4.1822 | 4.2692 | 4.3529 | 4.4337 | 4.5114 | 4.5864 | 4.6587 | 4.7285
Scenario 5: High TRC ZEAS Phase In | SDG&E | Com | FoodServ | Com - Other | Energy Efficiency | NEW | New Adoptions | 38.8864 | 42.2743 | 48.3376 | 50.8831 | 52.8037 | 55.3513 | 57.8584 | 60.1865 | 62.3789 | 64.6586 | 66.7441 | 72.6507 | 75.0878
Scenario 5: High TRC ZEAS Phase In | SDG&E | Com | FoodServ | Com - Other | Energy Efficiency | NEW | Total Adoptions | 38.8864 | 42.2743 | 48.3376 | 50.8831 | 52.8037 | 55.3513 | 57.8584 | 60.1865 | 62.3789 | 64.6586 | 66.7441 | 72.6507 | 75.0878
Scenario 5: High TRC ZEAS Phase In | SDG&E | Com | FoodServ | Com - Other | Energy Efficiency | ROB | New Adoptions | 77.6978 | 92.8783 | 98.1754 | 103.1643 | 107.8616 | 112.3147 | 116.5507 | 120.5899 | 124.4492 | 128.1507 | 140.7717 | 144.2877 | 147.6819
Scenario 5: High TRC ZEAS Phase In | SDG&E | Com | FoodServ | Com - Other | Energy Efficiency | ROB | Total Adoptions | 174.5152 | 202.7687 | 212.7614 | 222.6086 | 232.3052 | 241.9289 | 251.5027 | 261.0349 | 270.5303 | 280.0097 | 308.348 | 318.2326 | 328.1085
Scenario 5: High TRC ZEAS Phase In | SDG&E | Com | FoodServ | Com - Other | Fuel Substitution | ROB | New Adoptions | 1.5163 | 1.7603 | 2.0299 | 2.2797 | 2.5322 | 2.7877 | 3.0472 | 3.3105 | 3.5773 | 3.8477 | 4.1255 | 4.4205 | 4.7215
Scenario 5: High TRC ZEAS Phase In | SDG&E | Com | FoodServ | Com - Other | Fuel Substitution | ROB | Total Adoptions | 1.7375 | 2.0437 | 2.3875 | 2.716 | 3.0544 | 3.4028 | 3.7618 | 4.131 | 4.5101 | 4.8989 | 5.301 | 5.7267 | 6.1649
Scenario 5: High TRC ZEAS Phase In | SDG&E | Com | FoodServ | Com - Restaurant | Energy Efficiency | NEW | New Adoptions | 49.354 | 80.5315 | 110.3303 | 116.7772 | 123.3993 | 129.2726 | 135.8004 | 142.1076 | 147.4701 | 152.8557 | 158.3578 | 168.1252 | 173.4836
Scenario 5: High TRC ZEAS Phase In | SDG&E | Com | FoodServ | Com - Restaurant | Energy Efficiency | NEW | Total Adoptions | 49.354 | 80.5315 | 110.3303 | 116.7772 | 123.3993 | 129.2726 | 135.8004 | 142.1076 | 147.4701 | 152.8557 | 158.3578 | 168.1252 | 173.4836
Scenario 5: High TRC ZEAS Phase In | SDG&E | Com | FoodServ | Com - Restaurant | Energy Efficiency | ROB | New Adoptions | 186.9003 | 287.4657 | 300.777 | 313.124 | 324.6012 | 335.2795 | 345.2549 | 354.5869 | 363.3069 | 371.471 | 391.7917 | 399.2175 | 405.9533
Scenario 5: High TRC ZEAS Phase In | SDG&E | Com | FoodServ | Com - Restaurant | Energy Efficiency | ROB | Total Adoptions | 431.9275 | 615.9238 | 640.8532 | 665.2688 | 689.275 | 712.8998 | 736.2537 | 759.3674 | 782.2067 | 804.8087 | 853.5213 | 876.5362 | 898.9325
Scenario 5: High TRC ZEAS Phase In | SDG&E | Com | FoodServ | Com - Restaurant | Fuel Substitution | ROB | New Adoptions | 5.4888 | 6.2795 | 7.0963 | 7.8807 | 8.6639 | 9.4472 | 10.2336 | 11.022 | 11.8113 | 12.6015 | 13.3886 | 14.1707 | 14.9771
Scenario 5: High TRC ZEAS Phase In | SDG&E | Com | FoodServ | Com - Restaurant | Fuel Substitution | ROB | Total Adoptions | 6.286 | 7.2892 | 8.3464 | 9.3873 | 10.4457 | 11.522 | 12.6177 | 13.731 | 14.86 | 16.0037 | 17.1571 | 18.3176 | 19.5144
Scenario 5: High TRC ZEAS Phase In | SDG&E | Com | FoodServ | Com - Retail | Energy Efficiency | NEW | New Adoptions | 0.95237 | 0.90251 | 0.85787 | 0.79722 | 0.70149 | 0.65168 | 0.58622 | 0.52359 | 0.47265 | 0.44186 | 0.41432 | 0.40777 | 0.4125
Scenario 5: High TRC ZEAS Phase In | SDG&E | Com | FoodServ | Com - Retail | Energy Efficiency | NEW | Total Adoptions | 0.95237 | 0.90251 | 0.85787 | 0.79722 | 0.70149 | 0.65168 | 0.58622 | 0.52359 | 0.47265 | 0.44186 | 0.41432 | 0.40777 | 0.4125
Scenario 5: High TRC ZEAS Phase In | SDG&E | Com | FoodServ | Com - Retail | Energy Efficiency | ROB | New Adoptions | 2.7726 | 2.8749 | 2.9632 | 3.038 | 3.0996 | 3.15 | 3.1899 | 3.2203 | 3.2424 | 3.2574 | 3.2662 | 3.2698 | 3.2691
Scenario 5: High TRC ZEAS Phase In | SDG&E | Com | FoodServ | Com - Retail | Energy Efficiency | ROB | Total Adoptions | 7.1456 | 7.3162 | 7.4727 | 7.6147 | 7.741 | 7.8547 | 7.9556 | 8.0444 | 8.1223 | 8.1907 | 8.2505 | 8.303 | 8.3493
Scenario 5: High TRC ZEAS Phase In | SDG&E | Com | FoodServ | Com - School | Energy Efficiency | NEW | New Adoptions | 25.8236 | 27.1349 | 29.6622 | 30.4481 | 31.325 | 32.0332 | 32.6998 | 33.3917 | 34.137 | 34.8313 | 35.5397 | 38.9551 | 39.6432
Scenario 5: High TRC ZEAS Phase In | SDG&E | Com | FoodServ | Com - School | Energy Efficiency | NEW | Total Adoptions | 25.8236 | 27.1349 | 29.6622 | 30.4481 | 31.325 | 32.0332 | 32.6998 | 33.3917 | 34.137 | 34.8313 | 35.5397 | 38.9551 | 39.6432
Scenario 5: High TRC ZEAS Phase In | SDG&E | Com | FoodServ | Com - School | Energy Efficiency | ROB | New Adoptions | 30.5712 | 35.3008 | 36.908 | 38.3844 | 39.7202 | 40.969 | 42.1417 | 43.2472 | 44.2907 | 45.2326 | 51.1363 | 52.0946 | 52.9918
Scenario 5: High TRC ZEAS Phase In | SDG&E | Com | FoodServ | Com - School | Energy Efficiency | ROB | Total Adoptions | 72.7237 | 81.7238 | 85.0409 | 88.2812 | 91.4143 | 94.5138 | 97.5868 | 100.6397 | 103.6743 | 106.609 | 119.9874 | 123.2282 | 126.4089
Scenario 5: High TRC ZEAS Phase In | SDG&E | Com | FoodServ | Com - School | Fuel Substitution | ROB | New Adoptions | 0.29269 | 0.33969 | 0.39235 | 0.44068 | 0.48984 | 0.54004 | 0.59165 | 0.64469 | 0.69948 | 0.76144 | 0.82868 | 0.89949 | 0.97381
Scenario 5: High TRC ZEAS Phase In | SDG&E | Com | FoodServ | Com - School | Fuel Substitution | ROB | Total Adoptions | 0.33866 | 0.39678 | 0.46292 | 0.5254 | 0.59001 | 0.65697 | 0.7266 | 0.79893 | 0.87428 | 0.95825 | 1.0492 | 1.1455 | 1.2471
Scenario 5: High TRC ZEAS Phase In | SDG&E | Com | HVAC | Com - College | Energy Efficiency | NEW | New Adoptions | 899.4282 | 964.4244 | 1032.2192 | 1132.1981 | 1194.5598 | 1296.8256 | 331.302 | 351.3477 | 371.9176 | 394.0883 | 412.6501 | 456.9149 | 477.9413
Scenario 5: High TRC ZEAS Phase In | SDG&E | Com | HVAC | Com - College | Energy Efficiency | NEW | Total Adoptions | 899.4282 | 964.4244 | 1032.2192 | 1132.1981 | 1194.5598 | 1296.8256 | 331.302 | 351.3477 | 371.9176 | 394.0883 | 412.6501 | 456.9149 | 477.9413
Scenario 5: High TRC ZEAS Phase In | SDG&E | Com | HVAC | Com - College | Energy Efficiency | RET | New Adoptions | 0 | 0 | 0 | 0 | 0 | 0 | 0 | 0 | 0 | 0 | 0 | 0 | 0
Scenario 5: High TRC ZEAS Phase In | SDG&E | Com | HVAC | Com - College | Energy Efficiency | RET | Total Adoptions | 0 | 0 | 0 | 0 | 0 | 0 | 0 | 0 | 0 | 0 | 0 | 0 | 0
Scenario 5: High TRC ZEAS Phase In | SDG&E | Com | HVAC | Com - College | Energy Efficiency | ROB | New Adoptions | 1641.2175 | 1805.2886 | 1971.2118 | 2138.6387 | 2306.412 | 2.7541 | 2.8908 | 3.0205 | 3.1431 | 3.2586 | 3.3668 | 3.4695 | 3.5651
Scenario 5: High TRC ZEAS Phase In | SDG&E | Com | HVAC | Com - College | Energy Efficiency | ROB | Total Adoptions | 2627.2176 | 2871.974 | 3125.6323 | 3388.8897 | 3659.9362 | 5.0107 | 5.274 | 5.536 | 5.7964 | 6.0549 | 6.3105 | 6.5679 | 6.8222
Scenario 5: High TRC ZEAS Phase In | SDG&E | Com | HVAC | Com - College | Fuel Substitution | ROB | New Adoptions | 0.0049042 | 0.005401 | 0.0059115 | 0.006437 | 0 | 0 | 0 | 0 | 0 | 0 | 0 | 0 | 0
Scenario 5: High TRC ZEAS Phase In | SDG&E | Com | HVAC | Com - College | Fuel Substitution | ROB | Total Adoptions | 0.0052234 | 0.0057759 | 0.0063465 | 0.0069364 | 0 | 0 | 0 | 0 | 0 | 0 | 0 | 0 | 0
Scenario 5: High TRC ZEAS Phase In | SDG&E | Com | HVAC | Com - Grocery | Energy Efficiency | NEW | New Adoptions | 14.5106 | 15.7655 | 16.9892 | 18.3983 | 15.8145 | 16.9925 | 18.2167 | 19.4215 | 20.4902 | 21.7146 | 22.8852 | 24.113 | 25.4528
Scenario 5: High TRC ZEAS Phase In | SDG&E | Com | HVAC | Com - Grocery | Energy Efficiency | NEW | Total Adoptions | 14.5106 | 15.7655 | 16.9892 | 18.3983 | 15.8145 | 16.9925 | 18.2167 | 19.4215 | 20.4902 | 21.7146 | 22.8852 | 24.113 | 25.4528
Scenario 5: High TRC ZEAS Phase In | SDG&E | Com | HVAC | Com - Grocery | Energy Efficiency | ROB | New Adoptions | 9.8348 | 10.9685 | 12.1481 | 0.64767 | 0.68634 | 0.72349 | 0.75901 | 0.79286 | 0.8249 | 0.85515 | 0.88361 | 0.91026 | 0.93515
Scenario 5: High TRC ZEAS Phase In | SDG&E | Com | HVAC | Com - Grocery | Energy Efficiency | ROB | Total Adoptions | 12.4238 | 13.7654 | 15.1782 | 1.1858 | 1.2531 | 1.3206 | 1.3881 | 1.4555 | 1.5224 | 1.5889 | 1.6549 | 1.7201 | 1.7846
Scenario 5: High TRC ZEAS Phase In | SDG&E | Com | HVAC | Com - Grocery | Fuel Substitution | ROB | New Adoptions | 0.1659 | 0.18122 | 0.19685 | 0.21303 | 0 | 0 | 0 | 0 | 0 | 0 | 0 | 0 | 0
Scenario 5: High TRC ZEAS Phase In | SDG&E | Com | HVAC | Com - Grocery | Fuel Substitution | ROB | Total Adoptions | 0.20469 | 0.22623 | 0.24849 | 0.27171 | 0 | 0 | 0 | 0 | 0 | 0 | 0 | 0 | 0
Scenario 5: High TRC ZEAS Phase In | SDG&E | Com | HVAC | Com - Health | Energy Efficiency | NEW | New Adoptions | 1408.6457 | 1487.8022 | 1569.5639 | 1703.6032 | 1770.6048 | 1811.094 | 74.1757 | 76.3162 | 81.6247 | 64.3327 | 73.9353 | 68.2943 | 65.8372
Scenario 5: High TRC ZEAS Phase In | SDG&E | Com | HVAC | Com - Health | Energy Efficiency | NEW | Total Adoptions | 1408.6457 | 1487.8022 | 1569.5639 | 1703.6032 | 1770.6048 | 1811.094 | 74.1757 | 76.3162 | 81.6247 | 64.3327 | 73.9353 | 68.2943 | 65.8372
Scenario 5: High TRC ZEAS Phase In | SDG&E | Com | HVAC | Com - Health | Energy Efficiency | RET | New Adoptions | 18.5346 | 20.2773 | 22.0485 | 23.8296 | 25.6 | 27.3352 | 29.0066 | 30.5845 | 0 | 0 | 0 | 0 | 0
Scenario 5: High TRC ZEAS Phase In | SDG&E | Com | HVAC | Com - Health | Energy Efficiency | RET | Total Adoptions | 21.9183 | 23.5256 | 25.1783 | 26.8566 | 28.539 | 30.1997 | 31.8091 | 33.3361 | 0 | 0 | 0 | 0 | 0
Scenario 5: High TRC ZEAS Phase In | SDG&E | Com | HVAC | Com - Health | Energy Efficiency | ROB | New Adoptions | 2432.2171 | 2689.3009 | 2951.7354 | 3219.0923 | 3489.0311 | 100.7096 | 109.3395 | 118.1628 | 23.5049 | 25.1301 | 26.8336 | 28.5471 | 30.284
Scenario 5: High TRC ZEAS Phase In | SDG&E | Com | HVAC | Com - Health | Energy Efficiency | ROB | Total Adoptions | 3863.116 | 4251.6244 | 4656.798 | 5080.2437 | 5517.996 | 124.2745 | 134.9662 | 145.9974 | 30.976 | 33.1708 | 35.4958 | 37.8422 | 40.2319
Scenario 5: High TRC ZEAS Phase In | SDG&E | Com | HVAC | Com - Health | Fuel Substitution | ROB | New Adoptions | 0.019979 | 0.022005 | 0.048188 | 0.052682 | 0 | 0 | 0 | 0 | 0 | 0 | 0 | 0 | 0
Scenario 5: High TRC ZEAS Phase In | SDG&E | Com | HVAC | Com - Health | Fuel Substitution | ROB | Total Adoptions | 0.02156 | 0.023856 | 0.05755 | 0.063417 | 0 | 0 | 0 | 0 | 0 | 0 | 0 | 0 | 0
Scenario 5: High TRC ZEAS Phase In | SDG&E | Com | HVAC | Com - Lodging | Energy Efficiency | NEW | New Adoptions | 1168.081 | 1201.3089 | 1242.3563 | 1322.8647 | 1339.0117 | 1402.8604 | 748.3837 | 42.2052 | 44.0851 | 20.7918 | 23.5306 | 23.9015 | 24.5369
Scenario 5: High TRC ZEAS Phase In | SDG&E | Com | HVAC | Com - Lodging | Energy Efficiency | NEW | Total Adoptions | 1168.081 | 1201.3089 | 1242.3563 | 1322.8647 | 1339.0117 | 1402.8604 | 748.3837 | 42.2052 | 44.0851 | 20.7918 | 23.5306 | 23.9015 | 24.5369
Scenario 5: High TRC ZEAS Phase In | SDG&E | Com | HVAC | Com - Lodging | Energy Efficiency | RET | New Adoptions | 46.7642 | 49.3596 | 51.8751 | 54.2972 | 56.6128 | 58.8076 | 60.8678 | 62.7829 | 0 | 0 | 0 | 0 | 0
Scenario 5: High TRC ZEAS Phase In | SDG&E | Com | HVAC | Com - Lodging | Energy Efficiency | RET | Total Adoptions | 58.7044 | 60.7232 | 62.7116 | 64.6527 | 66.5295 | 68.3246 | 70.0209 | 71.6047 | 0 | 0 | 0 | 0 | 0
Scenario 5: High TRC ZEAS Phase In | SDG&E | Com | HVAC | Com - Lodging | Energy Efficiency | ROB | New Adoptions | 2586.1402 | 2855.6066 | 3113.5686 | 3372.8654 | 3631.1833 | 2006.1494 | 102.1453 | 110.7594 | 1.7993 | 14.6113 | 15.5259 | 16.4556 | 17.3997
Scenario 5: High TRC ZEAS Phase In | SDG&E | Com | HVAC | Com - Lodging | Energy Efficiency | ROB | Total Adoptions | 4097.7241 | 4492.3166 | 4883.5564 | 5287.1252 | 5698.9573 | 3139.2983 | 121.6866 | 132.1827 | 3.2792 | 18.8905 | 20.0968 | 21.3316 | 22.5949
Scenario 5: High TRC ZEAS Phase In | SDG&E | Com | HVAC | Com - Lodging | Fuel Substitution | ROB | New Adoptions | 0.12048 | 0.13188 | 0.12932 | 0.14024 | 0.0083722 | 0 | 0 | 0 | 0 | 0 | 0 | 0 | 0
Scenario 5: High TRC ZEAS Phase In | SDG&E | Com | HVAC | Com - Lodging | Fuel Substitution | ROB | Total Adoptions | 0.14817 | 0.16405 | 0.16195 | 0.17739 | 0.0090677 | 0 | 0 | 0 | 0 | 0 | 0 | 0 | 0
Scenario 5: High TRC ZEAS Phase In | SDG&E | Com | HVAC | Com - Office (Large) | Energy Efficiency | NEW | New Adoptions | 6138.493 | 6531.0739 | 6908.8716 | 7296.3287 | 15258.9752 | 16195.8719 | 8648.2498 | 0.60761 | 0.61308 | 0.62183 | 0.62784 | 0.63427 | 0.64072
Scenario 5: High TRC ZEAS Phase In | SDG&E | Com | HVAC | Com - Office (Large) | Energy Efficiency | NEW | Total Adoptions | 6138.493 | 6531.0739 | 6908.8716 | 7296.3287 | 15258.9752 | 16195.8719 | 8648.2498 | 0.60761 | 0.61308 | 0.62183 | 0.62784 | 0.63427 | 0.64072
Scenario 5: High TRC ZEAS Phase In | SDG&E | Com | HVAC | Com - Office (Large) | Energy Efficiency | RET | New Adoptions | 0 | 0 | 0 | 0 | 0 | 0 | 0 | 0 | 0 | 0 | 0 | 0 | 0
Scenario 5: High TRC ZEAS Phase In | SDG&E | Com | HVAC | Com - Office (Large) | Energy Efficiency | RET | Total Adoptions | 0 | 0 | 0 | 0 | 0 | 0 | 0 | 0 | 0 | 0 | 0 | 0 | 0
Scenario 5: High TRC ZEAS Phase In | SDG&E | Com | HVAC | Com - Office (Large) | Energy Efficiency | ROB | New Adoptions | 7528.0856 | 8238.4618 | 8956.9519 | 19397.81 | 20889.1743 | 11245.1325 | 0.99393 | 1.0366 | 1.0767 | 1.1144 | 1.1496 | 1.1824 | 1.2126
Scenario 5: High TRC ZEAS Phase In | SDG&E | Com | HVAC | Com - Office (Large) | Energy Efficiency | ROB | Total Adoptions | 12058.3926 | 13164.5734 | 14314.3275 | 31054.0134 | 33561.5659 | 18144.1074 | 1.7913 | 1.8781 | 1.9639 | 2.0485 | 2.1318 | 2.2137 | 2.2941
Scenario 5: High TRC ZEAS Phase In | SDG&E | Com | HVAC | Com - Office (Small) | Energy Efficiency | NEW | New Adoptions | 423.8741 | 457.1589 | 490.7139 | 524.6548 | 557.7103 | 592.1418 | 626.6478 | 659.481 | 691.6153 | 722.1695 | 751.983 | 781.0611 | 809.3416
Scenario 5: High TRC ZEAS Phase In | SDG&E | Com | HVAC | Com - Office (Small) | Energy Efficiency | NEW | Total Adoptions | 423.8741 | 457.1589 | 490.7139 | 524.6548 | 557.7103 | 592.1418 | 626.6478 | 659.481 | 691.6153 | 722.1695 | 751.983 | 781.0611 | 809.3416
Scenario 5: High TRC ZEAS Phase In | SDG&E | Com | HVAC | Com - Office (Small) | Energy Efficiency | ROB | New Adoptions | 1.9561 | 2.1092 | 2.2568 | 2.3981 | 2.5326 | 2.6603 | 2.7806 | 2.8935 | 2.9989 | 3.0965 | 3.1866 | 3.2692 | 3.3444
Scenario 5: High TRC ZEAS Phase In | SDG&E | Com | HVAC | Com - Office (Small) | Energy Efficiency | ROB | Total Adoptions | 3.6743 | 3.9099 | 4.1451 | 4.3792 | 4.6114 | 4.8417 | 5.0692 | 5.2935 | 5.5141 | 5.7305 | 5.9423 | 6.1492 | 6.3509
Scenario 5: High TRC ZEAS Phase In | SDG&E | Com | HVAC | Com - Other | Energy Efficiency | NEW | New Adoptions | 1653.6912 | 1816.2654 | 1986.1191 | 2163.9879 | 2319.1807 | 2509.6025 | 2722.6405 | 2906.3952 | 3084.8437 | 3193.385 | 3393.8885 | 3566.7509 | 3746.1172
Scenario 5: High TRC ZEAS Phase In | SDG&E | Com | HVAC | Com - Other | Energy Efficiency | NEW | Total Adoptions | 1653.6912 | 1816.2654 | 1986.1191 | 2163.9879 | 2319.1807 | 2509.6025 | 2722.6405 | 2906.3952 | 3084.8437 | 3193.385 | 3393.8885 | 3566.7509 | 3746.1172
Scenario 5: High TRC ZEAS Phase In | SDG&E | Com | HVAC | Com - Other | Energy Efficiency | ROB | New Adoptions | 9.6493 | 10.7688 | 11.9427 | 13.1689 | 14.4466 | 96.5723 | 105.2697 | 114.3237 | 0.52135 | 0.54169 | 0.56096 | 0.57912 | 0.5962
Scenario 5: High TRC ZEAS Phase In | SDG&E | Com | HVAC | Com - Other | Energy Efficiency | ROB | Total Adoptions | 12.1114 | 13.4171 | 14.8012 | 16.2624 | 17.7997 | 117.3925 | 127.9434 | 139.0198 | 0.96001 | 1.0048 | 1.0493 | 1.0936 | 1.1375
Scenario 5: High TRC ZEAS Phase In | SDG&E | Com | HVAC | Com - Other | Fuel Substitution | ROB | New Adoptions | 0.13267 | 0.14583 | 0.57823 | 0.63047 | 0 | 0 | 0 | 0 | 0 | 0 | 0 | 0 | 0
Scenario 5: High TRC ZEAS Phase In | SDG&E | Com | HVAC | Com - Other | Fuel Substitution | ROB | Total Adoptions | 0.15561 | 0.1726 | 0.73518 | 0.80976 | 0 | 0 | 0 | 0 | 0 | 0 | 0 | 0 | 0
Scenario 5: High TRC ZEAS Phase In | SDG&E | Com | HVAC | Com - Restaurant | Energy Efficiency | NEW | New Adoptions | 80.289 | 179.2649 | 196.9457 | 215.4426 | 237.5842 | 257.23 | 278.3393 | 299.6197 | 319.3716 | 339.5043 | 360.1665 | 380.8413 | 401.0633
Scenario 5: High TRC ZEAS Phase In | SDG&E | Com | HVAC | Com - Restaurant | Energy Efficiency | NEW | Total Adoptions | 80.289 | 179.2649 | 196.9457 | 215.4426 | 237.5842 | 257.23 | 278.3393 | 299.6197 | 319.3716 | 339.5043 | 360.1665 | 380.8413 | 401.0633
Scenario 5: High TRC ZEAS Phase In | SDG&E | Com | HVAC | Com - Restaurant | Energy Efficiency | ROB | New Adoptions | 6.2489 | 6.9449 | 7.6826 | 8.4667 | 9.3013 | 10.1897 | 11.1352 | 12.1407 | 13.2073 | 14.3371 | 15.5307 | 16.7881 | 18.1082
Scenario 5: High TRC ZEAS Phase In | SDG&E | Com | HVAC | Com - Restaurant | Energy Efficiency | ROB | Total Adoptions | 8.2577 | 9.29 | 10.3978 | 11.5881 | 12.8678 | 14.2427 | 15.7198 | 17.3053 | 19.0032 | 20.8193 | 22.7584 | 24.8247 | 27.021
Scenario 5: High TRC ZEAS Phase In | SDG&E | Com | HVAC | Com - Restaurant | Fuel Substitution | ROB | New Adoptions | 0.00077596 | 0.0008521 | 0.00092972 | 0.001009 | 0 | 0 | 0 | 0 | 0 | 0 | 0 | 0 | 0
Scenario 5: High TRC ZEAS Phase In | SDG&E | Com | HVAC | Com - Restaurant | Fuel Substitution | ROB | Total Adoptions | 0.00082627 | 0.00091101 | 0.00099784 | 0.0010869 | 0 | 0 | 0 | 0 | 0 | 0 | 0 | 0 | 0
Scenario 5: High TRC ZEAS Phase In | SDG&E | Com | HVAC | Com - Retail | Energy Efficiency | NEW | New Adoptions | 1130.7102 | 1123.2231 | 1117.1267 | 1086.5715 | 1003.707 | 975.4892 | 516.7899 | 77.5001 | 51.7989 | 30.3551 | 14.3603 | 5.8293 | 1.0414
Scenario 5: High TRC ZEAS Phase In | SDG&E | Com | HVAC | Com - Retail | Energy Efficiency | NEW | Total Adoptions | 1130.7102 | 1123.2231 | 1117.1267 | 1086.5715 | 1003.707 | 975.4892 | 516.7899 | 77.5001 | 51.7989 | 30.3551 | 14.3603 | 5.8293 | 1.0414
Scenario 5: High TRC ZEAS Phase In | SDG&E | Com | HVAC | Com - Retail | Energy Efficiency | RET | New Adoptions | 67.6563 | 71.1185 | 74.5158 | 66.0986 | 68.8657 | 71.5644 | 74.1881 | 76.7303 | 0 | 0 | 0 | 0 | 0
Scenario 5: High TRC ZEAS Phase In | SDG&E | Com | HVAC | Com - Retail | Energy Efficiency | RET | Total Adoptions | 91.4326 | 93.5236 | 96.3092 | 84.421 | 87.3749 | 90.4436 | 93.5559 | 96.6619 | 0 | 0 | 0 | 0 | 0
Scenario 5: High TRC ZEAS Phase In | SDG&E | Com | HVAC | Com - Retail | Energy Efficiency | ROB | New Adoptions | 3788.4761 | 4135.7718 | 4479.3445 | 4817.181 | 5147.3305 | 2817.9326 | 136.7788 | 146.0141 | 0.3324 | 0.33937 | 0.3453 | 0.35023 | 0.35419
Scenario 5: High TRC ZEAS Phase In | SDG&E | Com | HVAC | Com - Retail | Energy Efficiency | ROB | Total Adoptions | 5983.5599 | 6482.6801 | 6988.4871 | 7498.6635 | 8010.134 | 4363.9887 | 163.3224 | 174.2978 | 0.60137 | 0.61728 | 0.63221 | 0.64616 | 0.65912
Scenario 5: High TRC ZEAS Phase In | SDG&E | Com | HVAC | Com - Retail | Fuel Substitution | ROB | New Adoptions | 0.013334 | 0.017017 | 0.018556 | 0.020133 | 0 | 0 | 0 | 0 | 0 | 0 | 0 | 0 | 0
Scenario 5: High TRC ZEAS Phase In | SDG&E | Com | HVAC | Com - Retail | Fuel Substitution | ROB | Total Adoptions | 0.014222 | 0.018275 | 0.020009 | 0.021793 | 0 | 0 | 0 | 0 | 0 | 0 | 0 | 0 | 0
Scenario 5: High TRC ZEAS Phase In | SDG&E | Com | HVAC | Com - School | Energy Efficiency | NEW | New Adoptions | 4124.7277 | 4453.2867 | 4786.8369 | 5125.0849 | 5509.2886 | 5853.9073 | 1372.8556 | 1438.4686 | 1506.1198 | 1570.0068 | 1634.9635 | 1697.9673 | 1757.4649
Scenario 5: High TRC ZEAS Phase In | SDG&E | Com | HVAC | Com - School | Energy Efficiency | NEW | Total Adoptions | 4124.7277 | 4453.2867 | 4786.8369 | 5125.0849 | 5509.2886 | 5853.9073 | 1372.8556 | 1438.4686 | 1506.1198 | 1570.0068 | 1634.9635 | 1697.9673 | 1757.4649
Scenario 5: High TRC ZEAS Phase In | SDG&E | Com | HVAC | Com - School | Energy Efficiency | RET | New Adoptions | 33.8052 | 30.6052 | 26.5466 | 21.823 | 16.6645 | 11.3111 | 5.9925 | 0.91072 | 0 | 0 | 0 | 0 | 0
Scenario 5: High TRC ZEAS Phase In | SDG&E | Com | HVAC | Com - School | Energy Efficiency | RET | Total Adoptions | 39.0116 | 35.6005 | 31.3268 | 26.3816 | 20.9932 | 15.4015 | 9.8368 | 4.5028 | 0 | 0 | 0 | 0 | 0
Scenario 5: High TRC ZEAS Phase In | SDG&E | Com | HVAC | Com - School | Energy Efficiency | ROB | New Adoptions | 4314.1207 | 4734.397 | 5161.4585 | 5593.5529 | 6029.6755 | 1.6267 | 1.7086 | 1.7871 | 0 | 0 | 0 | 0 | 0
Scenario 5: High TRC ZEAS Phase In | SDG&E | Com | HVAC | Com - School | Energy Efficiency | ROB | Total Adoptions | 6895.9667 | 7546.8995 | 8227.0552 | 8935.5511 | 9672.7954 | 2.928 | 3.0849 | 3.2423 | 0 | 0 | 0 | 0 | 0
Scenario 5: High TRC ZEAS Phase In | SDG&E | Com | HVAC | Com - School | Fuel Substitution | ROB | New Adoptions | 0.0013811 | 0.0014934 | 0.0016048 | 0.010825 | 0 | 0 | 0 | 0 | 0 | 0 | 0 | 0 | 0
Scenario 5: High TRC ZEAS Phase In | SDG&E | Com | HVAC | Com - School | Fuel Substitution | ROB | Total Adoptions | 0.0014738 | 0.0016002 | 0.0017263 | 0.01169 | 0 | 0 | 0 | 0 | 0 | 0 | 0 | 0 | 0
Scenario 5: High TRC ZEAS Phase In | SDG&E | Com | HVAC | Com - Warehouse | Energy Efficiency | NEW | New Adoptions | 0.038191 | 0.041397 | 0.044694 | 0.048749 | 0.051839 | 0.055764 | 0.059247 | 0.062782 | 0.066318 | 0 | 0 | 0 | 0
Scenario 5: High TRC ZEAS Phase In | SDG&E | Com | HVAC | Com - Warehouse | Energy Efficiency | NEW | Total Adoptions | 0.038191 | 0.041397 | 0.044694 | 0.048749 | 0.051839 | 0.055764 | 0.059247 | 0.062782 | 0.066318 | 0 | 0 | 0 | 0
Scenario 5: High TRC ZEAS Phase In | SDG&E | Com | HVAC | Com - Warehouse | Energy Efficiency | ROB | New Adoptions | 0.13301 | 0.14401 | 0.15472 | 0.16511 | 0.17512 | 0.18474 | 0.19394 | 0.20271 | 0 | 0 | 0 | 0 | 0
Scenario 5: High TRC ZEAS Phase In | SDG&E | Com | HVAC | Com - Warehouse | Energy Efficiency | ROB | Total Adoptions | 0.25217 | 0.26915 | 0.28623 | 0.30342 | 0.32061 | 0.33784 | 0.35504 | 0.37218 | 0 | 0 | 0 | 0 | 0
Scenario 5: High TRC ZEAS Phase In | SDG&E | Com | HVAC | Com - Warehouse | Fuel Substitution | ROB | New Adoptions | 0.0466 | 0.051255 | 0.056059 | 0.06168 | 0 | 0 | 0 | 0 | 0 | 0 | 0 | 0 | 0
Scenario 5: High TRC ZEAS Phase In | SDG&E | Com | HVAC | Com - Warehouse | Fuel Substitution | ROB | Total Adoptions | 0.057759 | 0.06431 | 0.071156 | 0.079057 | 0 | 0 | 0 | 0 | 0 | 0 | 0 | 0 | 0
Scenario 5: High TRC ZEAS Phase In | SDG&E | Com | Lighting | Com - Grocery | Energy Efficiency | NEW | New Adoptions | 102.8222 | 104.202 | 105.0561 | 106.718 | 106.8019 | 108.6878 | 110.5592 | 112.041 | 112.5524 | 113.7627 | 114.5385 | 115.4766 | 0
Scenario 5: High TRC ZEAS Phase In | SDG&E | Com | Lighting | Com - Grocery | Energy Efficiency | NEW | Total Adoptions | 102.8222 | 104.202 | 105.0561 | 106.718 | 106.8019 | 108.6878 | 110.5592 | 112.041 | 112.5524 | 113.7627 | 114.5385 | 115.4766 | 0
Scenario 5: High TRC ZEAS Phase In | SDG&E | Com | Lighting | Com - Grocery | Energy Efficiency | ROB | New Adoptions | 212.6491 | 213.8232 | 215.0563 | 216.3571 | 217.6822 | 219.0796 | 220.544 | 222.0666 | 223.6204 | 225.2248 | 226.8712 | 0 | 0
Scenario 5: High TRC ZEAS Phase In | SDG&E | Com | Lighting | Com - Grocery | Energy Efficiency | ROB | Total Adoptions | 338.6722 | 348.1434 | 357.4139 | 366.5417 | 375.4397 | 384.2456 | 392.9664 | 401.5925 | 410.0713 | 418.4616 | 426.7508 | 0 | 0
Scenario 5: High TRC ZEAS Phase In | SDG&E | Com | Lighting | Com - Health | Energy Efficiency | NEW | New Adoptions | 628.4358 | 610.5489 | 595.2017 | 599.3998 | 580.1938 | 554.6437 | 475.7457 | 465.0426 | 473.5515 | 510.4029 | 564.4838 | 502.5075 | 467.5166
Scenario 5: High TRC ZEAS Phase In | SDG&E | Com | Lighting | Com - Health | Energy Efficiency | NEW | Total Adoptions | 628.4358 | 610.5489 | 595.2017 | 599.3998 | 580.1938 | 554.6437 | 475.7457 | 465.0426 | 473.5515 | 510.4029 | 564.4838 | 502.5075 | 467.5166
Scenario 5: High TRC ZEAS Phase In | SDG&E | Com | Lighting | Com - Health | Energy Efficiency | ROB | New Adoptions | 1177.4592 | 1165.0346 | 1155.1864 | 1147.9005 | 1142.2684 | 1137.8509 | 1132.9909 | 1129.2952 | 1127.1157 | 1127.0666 | 1129.5248 | 1131.3001 | 1133.0139
Scenario 5: High TRC ZEAS Phase In | SDG&E | Com | Lighting | Com - Health | Energy Efficiency | ROB | Total Adoptions | 2199.0759 | 2227.222 | 2255.5352 | 2285.0313 | 2314.0118 | 2341.942 | 2365.0624 | 2387.9783 | 2411.949 | 2438.8518 | 2469.8635 | 2497.0503 | 2522.224
Scenario 5: High TRC ZEAS Phase In | SDG&E | Com | Lighting | Com - Refrig. Warehouse | Energy Efficiency | NEW | New Adoptions | 0.22074 | 0.24368 | 0.26552 | 0.26844 | 0.2814 | 0.29661 | 0.31732 | 0.33674 | 0.36072 | 0.37991 | 0.40362 | 0.42843 | 0.45102
Scenario 5: High TRC ZEAS Phase In | SDG&E | Com | Lighting | Com - Refrig. Warehouse | Energy Efficiency | NEW | Total Adoptions | 0.22074 | 0.24368 | 0.26552 | 0.26844 | 0.2814 | 0.29661 | 0.31732 | 0.33674 | 0.36072 | 0.37991 | 0.40362 | 0.42843 | 0.45102
Scenario 5: High TRC ZEAS Phase In | SDG&E | Com | Lighting | Com - Refrig. Warehouse | Energy Efficiency | ROB | New Adoptions | 1.5619 | 1.5247 | 1.4922 | 1.4632 | 1.4376 | 1.415 | 1.3952 | 1.3781 | 1.3634 | 1.3508 | 1.3405 | 1.3321 | 1.3257
Scenario 5: High TRC ZEAS Phase In | SDG&E | Com | Lighting | Com - Refrig. Warehouse | Energy Efficiency | ROB | Total Adoptions | 2.8589 | 2.8524 | 2.849 | 2.847 | 2.8469 | 2.8488 | 2.8528 | 2.8589 | 2.8673 | 2.8775 | 2.8899 | 2.9046 | 2.9213
Scenario 5: High TRC ZEAS Phase In | SDG&E | Com | Lighting | Com - Restaurant | Energy Efficiency | NEW | New Adoptions | 53.2718 | 82.29 | 84.1716 | 86.0428 | 87.9904 | 170.3756 | 174.0005 | 177.2618 | 179.3104 | 181.3977 | 183.6426 | 185.8408 | 187.8255
Scenario 5: High TRC ZEAS Phase In | SDG&E | Com | Lighting | Com - Restaurant | Energy Efficiency | NEW | Total Adoptions | 53.2718 | 82.29 | 84.1716 | 86.0428 | 87.9904 | 170.3756 | 174.0005 | 177.2618 | 179.3104 | 181.3977 | 183.6426 | 185.8408 | 187.8255
Scenario 5: High TRC ZEAS Phase In | SDG&E | Com | Lighting | Com - Restaurant | Energy Efficiency | ROB | New Adoptions | 207.9417 | 208.4384 | 209.0064 | 209.6362 | 433.4002 | 429.0405 | 425.2363 | 421.9515 | 419.1577 | 416.8527 | 415.0374 | 413.6871 | 412.7702
Scenario 5: High TRC ZEAS Phase In | SDG&E | Com | Lighting | Com - Restaurant | Energy Efficiency | ROB | Total Adoptions | 329.165 | 337.2711 | 345.229 | 353.0449 | 867.2587 | 872.9026 | 878.5712 | 884.2447 | 889.946 | 895.7773 | 901.836 | 908.1609 | 914.7615
Scenario 5: High TRC ZEAS Phase In | SDG&E | Com | Lighting | Com - Retail | Energy Efficiency | NEW | New Adoptions | 654.7105 | 594.2022 | 542.2719 | 484.893 | 411.3986 | 369.2126 | 321.4246 | 278.3101 | 243.9409 | 221.7637 | 202.496 | 194.3372 | 191.9344
Scenario 5: High TRC ZEAS Phase In | SDG&E | Com | Lighting | Com - Retail | Energy Efficiency | NEW | Total Adoptions | 654.7105 | 594.2022 | 542.2719 | 484.893 | 411.3986 | 369.2126 | 321.4246 | 278.3101 | 243.9409 | 221.7637 | 202.496 | 194.3372 | 191.9344
Scenario 5: High TRC ZEAS Phase In | SDG&E | Com | Lighting | Com - Retail | Energy Efficiency | ROB | New Adoptions | 3053.08 | 2979.5323 | 2913.1111 | 2852.2319 | 2795.596 | 2743.2308 | 2694.271 | 2648.3544 | 2605.259 | 2564.9011 | 2527.0804 | 2491.7779 | 2458.8851
Scenario 5: High TRC ZEAS Phase In | SDG&E | Com | Lighting | Com - Retail | Energy Efficiency | ROB | Total Adoptions | 5631.2501 | 5611.6448 | 5592.1251 | 5571.4649 | 5548.2616 | 5524.3536 | 5499.0107 | 5472.4367 | 5445.083 | 5417.6334 | 5390.2666 | 5363.6217 | 5338.0036
Scenario 5: High TRC ZEAS Phase In | SDG&E | Com | Lighting | Com - Warehouse | Energy Efficiency | NEW | New Adoptions | 0 | 0 | 0 | 0 | 0 | 0 | 0 | 0 | 0 | 0 | 0 | 0 | 0
Scenario 5: High TRC ZEAS Phase In | SDG&E | Com | Lighting | Com - Warehouse | Energy Efficiency | NEW | Total Adoptions | 0 | 0 | 0 | 0 | 0 | 0 | 0 | 0 | 0 | 0 | 0 | 0 | 0
Scenario 5: High TRC ZEAS Phase In | SDG&E | Com | Lighting | Com - Warehouse | Energy Efficiency | ROB | New Adoptions | 0 | 0 | 0 | 0 | 0 | 0 | 0 | 0 | 0 | 0 | 0 | 0 | 0
Scenario 5: High TRC ZEAS Phase In | SDG&E | Com | Lighting | Com - Warehouse | Energy Efficiency | ROB | Total Adoptions | 0 | 0 | 0 | 0 | 0 | 0 | 0 | 0 | 0 | 0 | 0 | 0 | 0
Scenario 5: High TRC ZEAS Phase In | SDG&E | Com | WaterHeat | Com - College | Energy Efficiency | NEW | New Adoptions | 841.6872 | 851.8934 | 863.6092 | 876.3753 | 880.3666 | 912.6098 | 465.1859 | 14.019 | 14.9294 | 15.9241 | 16.7949 | 18.7434 | 19.7743
Scenario 5: High TRC ZEAS Phase In | SDG&E | Com | WaterHeat | Com - College | Energy Efficiency | NEW | Total Adoptions | 841.6872 | 851.8934 | 863.6092 | 876.3753 | 880.3666 | 912.6098 | 465.1859 | 14.019 | 14.9294 | 15.9241 | 16.7949 | 18.7434 | 19.7743
Scenario 5: High TRC ZEAS Phase In | SDG&E | Com | WaterHeat | Com - College | Energy Efficiency | RET | New Adoptions | 415.269 | 416.2452 | 416.7642 | 416.9331 | 416.8055 | 416.4217 | 415.7992 | 414.9548 | 0 | 0 | 0 | 0 | 0
Scenario 5: High TRC ZEAS Phase In | SDG&E | Com | WaterHeat | Com - College | Energy Efficiency | RET | Total Adoptions | 470.537 | 469.1867 | 467.6984 | 466.1317 | 464.4997 | 462.808 | 461.0448 | 459.2013 | 0 | 0 | 0 | 0 | 0
Scenario 5: High TRC ZEAS Phase In | SDG&E | Com | WaterHeat | Com - College | Energy Efficiency | ROB | New Adoptions | 1414.5847 | 1463.5013 | 1445.3831 | 1486.8402 | 1526.4324 | 768.9872 | 51.7681 | 54.3714 | 56.9703 | 59.5662 | 62.1567 | 64.7757 | 67.3945
Scenario 5: High TRC ZEAS Phase In | SDG&E | Com | WaterHeat | Com - College | Energy Efficiency | ROB | Total Adoptions | 3066.7878 | 3170.0014 | 3193.9576 | 3292.0286 | 3389.1443 | 1735.8845 | 81.8837 | 87.2416 | 92.7078 | 98.2878 | 103.9736 | 109.853 | 115.8536
Scenario 5: High TRC ZEAS Phase In | SDG&E | Com | WaterHeat | Com - College | Fuel Substitution | ROB | New Adoptions | 1822.4689 | 2007.497 | 2960.4219 | 3340.9741 | 3705.5411 | 3665.8961 | 3059.143 | 3439.2942 | 3450.8899 | 3740.0494 | 3937.0802 | 4070.1317 | 4158.1922
Scenario 5: High TRC ZEAS Phase In | SDG&E | Com | WaterHeat | Com - College | Fuel Substitution | ROB | Total Adoptions | 2054.8964 | 2283.515 | 3329.8904 | 3790.2801 | 4241.6892 | 4181.2411 | 3485.266 | 3951.8004 | 4021.5904 | 4405.6437 | 4698.0802 | 4923.6759 | 5099.5611
Scenario 5: High TRC ZEAS Phase In | SDG&E | Com | WaterHeat | Com - Grocery | Energy Efficiency | NEW | New Adoptions | 132.0986 | 138.3031 | 143.8261 | 150.4956 | 154.9688 | 162.0981 | 106.531 | 46.6458 | 49.201 | 52.106 | 54.8608 | 57.735 | 60.8627
Scenario 5: High TRC ZEAS Phase In | SDG&E | Com | WaterHeat | Com - Grocery | Energy Efficiency | NEW | Total Adoptions | 132.0986 | 138.3031 | 143.8261 | 150.4956 | 154.9688 | 162.0981 | 106.531 | 46.6458 | 49.201 | 52.106 | 54.8608 | 57.735 | 60.8627
Scenario 5: High TRC ZEAS Phase In | SDG&E | Com | WaterHeat | Com - Grocery | Energy Efficiency | RET | New Adoptions | 0 | 0 | 304.7067 | 302.5275 | 300.2119 | 300.7147 | 298.15 | 295.503 | 0 | 0 | 0 | 0 | 0
Scenario 5: High TRC ZEAS Phase In | SDG&E | Com | WaterHeat | Com - Grocery | Energy Efficiency | RET | Total Adoptions | 0 | 0 | 339.7315 | 336.8684 | 333.912 | 335.2736 | 331.9901 | 328.6748 | 0 | 0 | 0 | 0 | 0
Scenario 5: High TRC ZEAS Phase In | SDG&E | Com | WaterHeat | Com - Grocery | Energy Efficiency | ROB | New Adoptions | 274.1021 | 285.476 | 296.5602 | 307.428 | 318.0627 | 239.8351 | 157.7643 | 164.4127 | 171.0476 | 177.68 | 184.3071 | 190.9296 | 197.5537
Scenario 5: High TRC ZEAS Phase In | SDG&E | Com | WaterHeat | Com - Grocery | Energy Efficiency | ROB | Total Adoptions | 562.0056 | 584.6581 | 607.4954 | 630.6344 | 653.9655 | 474.5001 | 285.178 | 299.3433 | 313.7776 | 328.5117 | 343.5341 | 358.8532 | 374.4913
Scenario 5: High TRC ZEAS Phase In | SDG&E | Com | WaterHeat | Com - Grocery | Fuel Substitution | ROB | New Adoptions | 38.7658 | 41.6739 | 44.5233 | 47.4066 | 50.3193 | 53.2938 | 0 | 0 | 0 | 0 | 0 | 0 | 0
Scenario 5: High TRC ZEAS Phase In | SDG&E | Com | WaterHeat | Com - Grocery | Fuel Substitution | ROB | Total Adoptions | 51.3278 | 56.0068 | 60.6998 | 65.4994 | 70.4003 | 75.4363 | 0 | 0 | 0 | 0 | 0 | 0 | 0
Scenario 5: High TRC ZEAS Phase In | SDG&E | Com | WaterHeat | Com - Health | Energy Efficiency | NEW | New Adoptions | 1818.2135 | 1810.5645 | 1806.5689 | 1831.2807 | 1809.3915 | 1764.1646 | 773.1127 | 31.8964 | 34.317 | 38.974 | 45.3066 | 42.2982 | 41.1856
Scenario 5: High TRC ZEAS Phase In | SDG&E | Com | WaterHeat | Com - Health | Energy Efficiency | NEW | Total Adoptions | 1818.2135 | 1810.5645 | 1806.5689 | 1831.2807 | 1809.3915 | 1764.1646 | 773.1127 | 31.8964 | 34.317 | 38.974 | 45.3066 | 42.2982 | 41.1856
Scenario 5: High TRC ZEAS Phase In | SDG&E | Com | WaterHeat | Com - Health | Energy Efficiency | RET | New Adoptions | 528.0061 | 537.5857 | 540.1896 | 542.385 | 544.2434 | 545.8178 | 547.1287 | 548.1955 | 0 | 0 | 0 | 0 | 0
Scenario 5: High TRC ZEAS Phase In | SDG&E | Com | WaterHeat | Com - Health | Energy Efficiency | RET | Total Adoptions | 579.1281 | 605.766 | 605.8103 | 605.8163 | 605.8012 | 605.7717 | 605.7089 | 605.5981 | 0 | 0 | 0 | 0 | 0
Scenario 5: High TRC ZEAS Phase In | SDG&E | Com | WaterHeat | Com - Health | Energy Efficiency | ROB | New Adoptions | 2242.3633 | 2327.2144 | 2347.6774 | 2423.0291 | 2495.1677 | 1303.5884 | 122.181 | 128.4732 | 134.771 | 141.148 | 147.6681 | 154.0266 | 160.2645
Scenario 5: High TRC ZEAS Phase In | SDG&E | Com | WaterHeat | Com - Health | Energy Efficiency | ROB | Total Adoptions | 4880.9533 | 5075.2969 | 5194.2189 | 5383.3658 | 5570.3267 | 2925.2274 | 196.8819 | 209.6629 | 222.7499 | 236.3294 | 250.5529 | 264.6485 | 278.7513
Scenario 5: High TRC ZEAS Phase In | SDG&E | Com | WaterHeat | Com - Health | Fuel Substitution | ROB | New Adoptions | 1735.1683 | 1916.0964 | 2814.9377 | 3188.809 | 3550.7911 | 4773.0404 | 4993.795 | 4924.7787 | 3294.3706 | 3585.8064 | 3791.797 | 3930.1737 | 4022.8644
Scenario 5: High TRC ZEAS Phase In | SDG&E | Com | WaterHeat | Com - Health | Fuel Substitution | ROB | Total Adoptions | 1970.0288 | 2194.1365 | 3182.8236 | 3634.538 | 4081.6329 | 5459.9841 | 5653.488 | 5582.0482 | 3832.9503 | 4216.5337 | 4515.887 | 4745.4258 | 4925.0652
Scenario 5: High TRC ZEAS Phase In | SDG&E | Com | WaterHeat | Com - Lodging | Energy Efficiency | NEW | New Adoptions | 10120.9588 | 9786.1981 | 9506.9782 | 9542.282 | 9164.6872 | 9135.8151 | 4474.0336 | 8.6747 | 8.9603 | 9.1935 | 9.2989 | 9.4124 | 9.6269
Scenario 5: High TRC ZEAS Phase In | SDG&E | Com | WaterHeat | Com - Lodging | Energy Efficiency | NEW | Total Adoptions | 10120.9588 | 9786.1981 | 9506.9782 | 9542.282 | 9164.6872 | 9135.8151 | 4474.0336 | 8.6747 | 8.9603 | 9.1935 | 9.2989 | 9.4124 | 9.6269
Scenario 5: High TRC ZEAS Phase In | SDG&E | Com | WaterHeat | Com - Lodging | Energy Efficiency | RET | New Adoptions | 805.5814 | 800.9896 | 797.5061 | 793.7141 | 789.3463 | 785.0186 | 779.7029 | 773.967 | 0 | 0 | 0 | 0 | 0
Scenario 5: High TRC ZEAS Phase In | SDG&E | Com | WaterHeat | Com - Lodging | Energy Efficiency | RET | Total Adoptions | 1047.8613 | 1016.2889 | 991.3344 | 970.2724 | 951.8639 | 936.1946 | 921.2981 | 907.5359 | 0 | 0 | 0 | 0 | 0
Scenario 5: High TRC ZEAS Phase In | SDG&E | Com | WaterHeat | Com - Lodging | Energy Efficiency | ROB | New Adoptions | 15092.0143 | 15511.5707 | 15798.0327 | 16157.9501 | 16489.4167 | 8359.912 | 39.7527 | 41.4494 | 43.1215 | 44.7664 | 46.3793 | 47.9591 | 49.508
Scenario 5: High TRC ZEAS Phase In | SDG&E | Com | WaterHeat | Com - Lodging | Energy Efficiency | ROB | Total Adoptions | 33778.2941 | 34787.6134 | 35641.1705 | 36597.7347 | 37520.5122 | 19175.5155 | 68.698 | 72.2341 | 75.8001 | 79.3898 | 82.9907 | 86.6016 | 90.2296
Scenario 5: High TRC ZEAS Phase In | SDG&E | Com | WaterHeat | Com - Lodging | Fuel Substitution | ROB | New Adoptions | 3504.5574 | 3835.4525 | 5356.0359 | 5990.7324 | 6598.6713 | 7928.5277 | 8156.2673 | 9144.4421 | 5304.284 | 5735.0202 | 6021.196 | 6206.0763 | 6323.1147
Scenario 5: High TRC ZEAS Phase In | SDG&E | Com | WaterHeat | Com - Lodging | Fuel Substitution | ROB | Total Adoptions | 4081.4142 | 4509.7319 | 6206.9587 | 6997.1128 | 7772.3188 | 9107.7558 | 9250.1541 | 10466.3377 | 6185.3106 | 6760.2824 | 7190.7261 | 7514.701 | 7762.9253
Scenario 5: High TRC ZEAS Phase In | SDG&E | Com | WaterHeat | Com - Office (Large) | Energy Efficiency | NEW | New Adoptions | 4029.0942 | 4045.405 | 4050.4242 | 3958.4766 | 3930.0273 | 3970.6757 | 2069.9198 | 231.6829 | 237.6538 | 244.9773 | 251.3436 | 258.015 | 264.8721
Scenario 5: High TRC ZEAS Phase In | SDG&E | Com | WaterHeat | Com - Office (Large) | Energy Efficiency | NEW | Total Adoptions | 4029.0942 | 4045.405 | 4050.4242 | 3958.4766 | 3930.0273 | 3970.6757 | 2069.9198 | 231.6829 | 237.6538 | 244.9773 | 251.3436 | 258.015 | 264.8721
Scenario 5: High TRC ZEAS Phase In | SDG&E | Com | WaterHeat | Com - Office (Large) | Energy Efficiency | RET | New Adoptions | 863.6083 | 822.8336 | 782.5411 | 742.9595 | 704.1791 | 666.2502 | 629.176 | 592.9573 | 0 | 0 | 0 | 0 | 0
Scenario 5: High TRC ZEAS Phase In | SDG&E | Com | WaterHeat | Com - Office (Large) | Energy Efficiency | RET | Total Adoptions | 1003.9307 | 956.5107 | 909.9425 | 864.4129 | 819.9772 | 776.6554 | 734.4255 | 693.2659 | 0 | 0 | 0 | 0 | 0
Scenario 5: High TRC ZEAS Phase In | SDG&E | Com | WaterHeat | Com - Office (Large) | Energy Efficiency | ROB | New Adoptions | 3616.2836 | 3736.4866 | 3700.6273 | 3802.645 | 3900.2616 | 2136.0692 | 476.7959 | 500.4549 | 523.9512 | 547.3112 | 570.52 | 593.5739 | 616.4723
Scenario 5: High TRC ZEAS Phase In | SDG&E | Com | WaterHeat | Com - Office (Large) | Energy Efficiency | ROB | Total Adoptions | 7617.4875 | 7876.8649 | 7950.5348 | 8196.5313 | 8440.4613 | 4592.3866 | 764.0272 | 814.6262 | 865.8174 | 917.7036 | 970.2446 | 1023.4671 | 1077.3972
Scenario 5: High TRC ZEAS Phase In | SDG&E | Com | WaterHeat | Com - Office (Large) | Fuel Substitution | ROB | New Adoptions | 3857.4491 | 4217.9873 | 6400.8334 | 7163.9383 | 7881.018 | 9163.1071 | 8476.5824 | 9478.4709 | 7759.0918 | 8363.7111 | 8747.0287 | 8972.308 | 9089.9391
Scenario 5: High TRC ZEAS Phase In | SDG&E | Com | WaterHeat | Com - Office (Large) | Fuel Substitution | ROB | Total Adoptions | 4284.8821 | 4721.5811 | 7093.1342 | 8009.9748 | 8891.5346 | 10238.3973 | 9512.5891 | 10725.0213 | 8987.0344 | 9793.2404 | 10376.5111 | 10791.9639 | 11085.6784
Scenario 5: High TRC ZEAS Phase In | SDG&E | Com | WaterHeat | Com - Office (Small) | Energy Efficiency | NEW | New Adoptions | 53.1707 | 57.5993 | 62.0027 | 42.9081 | 45.8977 | 49.0162 | 52.1698 | 55.2246 | 58.2718 | 61.2466 | 64.2278 | 67.2245 | 70.2387
Scenario 5: High TRC ZEAS Phase In | SDG&E | Com | WaterHeat | Com - Office (Small) | Energy Efficiency | NEW | Total Adoptions | 53.1707 | 57.5993 | 62.0027 | 42.9081 | 45.8977 | 49.0162 | 52.1698 | 55.2246 | 58.2718 | 61.2466 | 64.2278 | 67.2245 | 70.2387
Scenario 5: High TRC ZEAS Phase In | SDG&E | Com | WaterHeat | Com - Office (Small) | Energy Efficiency | RET | New Adoptions | 0 | 0 | 0 | 0 | 682.515 | 675.9272 | 668.9727 | 661.6746 | 0 | 0 | 0 | 0 | 0
Scenario 5: High TRC ZEAS Phase In | SDG&E | Com | WaterHeat | Com - Office (Small) | Energy Efficiency | RET | Total Adoptions | 0 | 0 | 0 | 0 | 752.5402 | 745.1726 | 737.4518 | 729.3967 | 0 | 0 | 0 | 0 | 0
Scenario 5: High TRC ZEAS Phase In | SDG&E | Com | WaterHeat | Com - Office (Small) | Energy Efficiency | ROB | New Adoptions | 216.5206 | 230.8493 | 176.6607 | 187.0793 | 197.3807 | 207.5714 | 217.6419 | 227.5964 | 237.4352 | 247.1528 | 256.7607 | 266.2562 | 275.6393
Scenario 5: High TRC ZEAS Phase In | SDG&E | Com | WaterHeat | Com - Office (Small) | Energy Efficiency | ROB | Total Adoptions | 288.3965 | 312.1635 | 253.9983 | 274.0071 | 294.2676 | 314.7848 | 335.5431 | 356.5371 | 377.763 | 399.2086 | 420.8858 | 442.792 | 464.9287
Scenario 5: High TRC ZEAS Phase In | SDG&E | Com | WaterHeat | Com - Office (Small) | Fuel Substitution | ROB | New Adoptions | 952.8783 | 1044.2049 | 1943.4748 | 2233.0254 | 2503.4012 | 2728.0869 | 2890.1703 | 3230.6342 | 3535.5347 | 3809.2061 | 3987.4761 | 4099.0033 | 4165.7336
Scenario 5: High TRC ZEAS Phase In | SDG&E | Com | WaterHeat | Com - Office (Small) | Fuel Substitution | ROB | Total Adoptions | 1069.5165 | 1182.1921 | 2154.5918 | 2500.2846 | 2832.3809 | 3123.2281 | 3310.4031 | 3732.1185 | 4125.5589 | 4493.1928 | 4764.9101 | 4966.0095 | 5116.6841
Scenario 5: High TRC ZEAS Phase In | SDG&E | Com | WaterHeat | Com - Other | Energy Efficiency | NEW | New Adoptions | 1550.911 | 1622.5599 | 1695.2899 | 1692.7223 | 1741.3579 | 1811.1252 | 979.6097 | 185.4491 | 197.0112 | 209.1035 | 220.8147 | 233.0014 | 245.9496
Scenario 5: High TRC ZEAS Phase In | SDG&E | Com | WaterHeat | Com - Other | Energy Efficiency | NEW | Total Adoptions | 1550.911 | 1622.5599 | 1695.2899 | 1692.7223 | 1741.3579 | 1811.1252 | 979.6097 | 185.4491 | 197.0112 | 209.1035 | 220.8147 | 233.0014 | 245.9496
Scenario 5: High TRC ZEAS Phase In | SDG&E | Com | WaterHeat | Com - Other | Energy Efficiency | RET | New Adoptions | 1455.0409 | 1454.2983 | 1452.0856 | 1448.7651 | 1444.5118 | 1439.4543 | 1433.6426 | 1427.1228 | 0 | 0 | 0 | 0 | 0
Scenario 5: High TRC ZEAS Phase In | SDG&E | Com | WaterHeat | Com - Other | Energy Efficiency | RET | Total Adoptions | 1639.1783 | 1632.335 | 1624.7915 | 1616.7958 | 1608.4258 | 1599.7268 | 1590.6773 | 1581.2622 | 0 | 0 | 0 | 0 | 0
Scenario 5: High TRC ZEAS Phase In | SDG&E | Com | WaterHeat | Com - Other | Energy Efficiency | ROB | New Adoptions | 2553.7979 | 2660.035 | 2587.4919 | 2679.0419 | 2768.5999 | 1596.49 | 571.7693 | 599.2315 | 626.7908 | 654.452 | 682.2092 | 710.0595 | 738.0133
Scenario 5: High TRC ZEAS Phase In | SDG&E | Com | WaterHeat | Com - Other | Energy Efficiency | ROB | Total Adoptions | 5212.3466 | 5420.7213 | 5418.1541 | 5618.2113 | 5819.7959 | 3351.5576 | 986.7841 | 1044.1561 | 1102.8857 | 1163.0077 | 1224.5026 | 1287.4007 | 1351.7637
Scenario 5: High TRC ZEAS Phase In | SDG&E | Com | WaterHeat | Com - Other | Fuel Substitution | ROB | New Adoptions | 5071.927 | 5581.2117 | 8179.5788 | 9216.6324 | 10214.3826 | 13691.3815 | 14379.0658 | 16137.6383 | 9450.067 | 10253.7965 | 10800.7024 | 11163.2847 | 11398.9847
Scenario 5: High TRC ZEAS Phase In | SDG&E | Com | WaterHeat | Com - Other | Fuel Substitution | ROB | Total Adoptions | 5744.1819 | 6376.1291 | 9233.1111 | 10491.0526 | 11728.5242 | 15649.5303 | 16291.8653 | 18453.1108 | 10996.2093 | 12059.1533 | 12866.8931 | 13482.2798 | 13957.3489
Scenario 5: High TRC ZEAS Phase In | SDG&E | Com | WaterHeat | Com - Refrig. Warehouse | Energy Efficiency | NEW | New Adoptions | 0.66097 | 0.78347 | 0.91229 | 0.88419 | 0.98303 | 1.0955 | 1.2356 | 1.0921 | 1.2376 | 1.375 | 1.5371 | 1.7127 | 1.8886
Scenario 5: High TRC ZEAS Phase In | SDG&E | Com | WaterHeat | Com - Refrig. Warehouse | Energy Efficiency | NEW | Total Adoptions | 0.66097 | 0.78347 | 0.91229 | 0.88419 | 0.98303 | 1.0955 | 1.2356 | 1.0921 | 1.2376 | 1.375 | 1.5371 | 1.7127 | 1.8886
Scenario 5: High TRC ZEAS Phase In | SDG&E | Com | WaterHeat | Com - Refrig. Warehouse | Energy Efficiency | ROB | New Adoptions | 6.3872 | 6.7677 | 6.5553 | 6.8935 | 7.2264 | 7.5548 | 7.0807 | 7.391 | 7.6998 | 8.007 | 8.3136 | 8.6202 | 8.9267
Scenario 5: High TRC ZEAS Phase In | SDG&E | Com | WaterHeat | Com - Refrig. Warehouse | Energy Efficiency | ROB | Total Adoptions | 9.2348 | 9.9074 | 9.8871 | 10.5385 | 11.1972 | 11.8642 | 10.713 | 11.3662 | 12.0319 | 12.7096 | 13.4015 | 14.1089 | 14.8318
Scenario 5: High TRC ZEAS Phase In | SDG&E | Com | WaterHeat | Com - Refrig. Warehouse | Fuel Substitution | ROB | New Adoptions | 10.6344 | 11.5758 | 19.2658 | 21.9816 | 24.5573 | 26.7507 | 24.7406 | 27.769 | 30.2416 | 32.5911 | 34.2038 | 35.2562 | 35.9325
Scenario 5: High TRC ZEAS Phase In | SDG&E | Com | WaterHeat | Com - Refrig. Warehouse | Fuel Substitution | ROB | Total Adoptions | 12.4583 | 13.6973 | 22.1336 | 25.4508 | 28.6846 | 31.5818 | 28.4054 | 32.1426 | 35.3791 | 38.5422 | 40.9698 | 42.8087 | 44.2288
Scenario 5: High TRC ZEAS Phase In | SDG&E | Com | WaterHeat | Com - Restaurant | Energy Efficiency | NEW | New Adoptions | 127.2648 | 194.345 | 203.4516 | 200.8103 | 209.3007 | 216.5193 | 224.8529 | 29.2588 | 30.1421 | 31.0501 | 32.0023 | 32.9622 | 33.8982
Scenario 5: High TRC ZEAS Phase In | SDG&E | Com | WaterHeat | Com - Restaurant | Energy Efficiency | NEW | Total Adoptions | 127.2648 | 194.345 | 203.4516 | 200.8103 | 209.3007 | 216.5193 | 224.8529 | 29.2588 | 30.1421 | 31.0501 | 32.0023 | 32.9622 | 33.8982
Scenario 5: High TRC ZEAS Phase In | SDG&E | Com | WaterHeat | Com - Restaurant | Energy Efficiency | ROB | New Adoptions | 441.0186 | 452.8644 | 429.673 | 438.6724 | 447.2984 | 455.587 | 135.3945 | 137.7483 | 140.0859 | 142.4151 | 144.744 | 147.0756 | 149.4107
Scenario 5: High TRC ZEAS Phase In | SDG&E | Com | WaterHeat | Com - Restaurant | Energy Efficiency | ROB | Total Adoptions | 1017.389 | 1041.5567 | 1024.4761 | 1046.6116 | 1068.9296 | 1091.4035 | 354.8583 | 360.6241 | 366.4975 | 372.4834 | 378.5898 | 384.8169 | 391.1604
Scenario 5: High TRC ZEAS Phase In | SDG&E | Com | WaterHeat | Com - Restaurant | Fuel Substitution | ROB | New Adoptions | 480.2458 | 526.3277 | 981.568 | 1129.28 | 1267.2675 | 1382.2944 | 1480.7469 | 1657.9517 | 1818.5219 | 1964.0314 | 2060.9548 | 2123.4532 | 2162.3848
Scenario 5: High TRC ZEAS Phase In | SDG&E | Com | WaterHeat | Com - Restaurant | Fuel Substitution | ROB | Total Adoptions | 537.2335 | 593.8351 | 1086.1999 | 1262.0626 | 1431.0737 | 1579.4358 | 1697.6347 | 1916.6677 | 2122.9641 | 2317.1573 | 2462.7231 | 2572.0884 | 2655.1673
Scenario 5: High TRC ZEAS Phase In | SDG&E | Com | WaterHeat | Com - Retail | Energy Efficiency | NEW | New Adoptions | 72.3758 | 68.572 | 64.5543 | 46.5971 | 38.2572 | 33.1335 | 19.7938 | 14.4466 | 9.7279 | 6.2863 | 3.0027 | 1.2314 | 0.22238
Scenario 5: High TRC ZEAS Phase In | SDG&E | Com | WaterHeat | Com - Retail | Energy Efficiency | NEW | Total Adoptions | 72.3758 | 68.572 | 64.5543 | 46.5971 | 38.2572 | 33.1335 | 19.7938 | 14.4466 | 9.7279 | 6.2863 | 3.0027 | 1.2314 | 0.22238
Scenario 5: High TRC ZEAS Phase In | SDG&E | Com | WaterHeat | Com - Retail | Energy Efficiency | RET | New Adoptions | 1309.4915 | 1305.6278 | 1300.3949 | 1294.1816 | 1287.1788 | 1279.5246 | 1271.2737 | 1262.4763 | 0 | 0 | 0 | 0 | 0
Scenario 5: High TRC ZEAS Phase In | SDG&E | Com | WaterHeat | Com - Retail | Energy Efficiency | RET | Total Adoptions | 1454.1698 | 1447.6292 | 1439.9709 | 1431.5449 | 1422.5096 | 1412.9755 | 1402.9737 | 1392.5339 | 0 | 0 | 0 | 0 | 0
Scenario 5: High TRC ZEAS Phase In | SDG&E | Com | WaterHeat | Com - Retail | Energy Efficiency | ROB | New Adoptions | 636.9988 | 674.9992 | 599.4892 | 629.6384 | 658.3879 | 560.2225 | 582.3456 | 603.3764 | 623.3386 | 642.275 | 660.2311 | 677.2647 | 693.42
Scenario 5: High TRC ZEAS Phase In | SDG&E | Com | WaterHeat | Com - Retail | Energy Efficiency | ROB | Total Adoptions | 835.5794 | 897.0458 | 823.9354 | 877.846 | 930.5922 | 832.841 | 878.7371 | 923.6869 | 967.7035 | 1010.8522 | 1053.1556 | 1094.7139 | 1135.582
Scenario 5: High TRC ZEAS Phase In | SDG&E | Com | WaterHeat | Com - Retail | Fuel Substitution | ROB | New Adoptions | 1498.8739 | 1640.0687 | 3083.589 | 3553.5783 | 3990.4303 | 8028.0409 | 8867.0866 | 9846.6461 | 5605.0566 | 5960.7586 | 6201.43 | 6344.8884 | 6426.9615
Scenario 5: High TRC ZEAS Phase In | SDG&E | Com | WaterHeat | Com - Retail | Fuel Substitution | ROB | Total Adoptions | 1661.612 | 1834.0741 | 3395.1209 | 3952.8516 | 4486.9978 | 9069.6716 | 10110.5473 | 11332.6086 | 6578.7302 | 7079.4983 | 7463.6071 | 7743.4832 | 7952.9085
Scenario 5: High TRC ZEAS Phase In | SDG&E | Com | WaterHeat | Com - School | Energy Efficiency | NEW | New Adoptions | 1296.7237 | 1323.1065 | 1348.0954 | 1296.7976 | 1321.1006 | 1338.9402 | 1355.7943 | 65.0262 | 68.3122 | 71.5438 | 74.8506 | 78.1516 | 81.3817
Scenario 5: High TRC ZEAS Phase In | SDG&E | Com | WaterHeat | Com - School | Energy Efficiency | NEW | Total Adoptions | 1296.7237 | 1323.1065 | 1348.0954 | 1296.7976 | 1321.1006 | 1338.9402 | 1355.7943 | 65.0262 | 68.3122 | 71.5438 | 74.8506 | 78.1516 | 81.3817
Scenario 5: High TRC ZEAS Phase In | SDG&E | Com | WaterHeat | Com - School | Energy Efficiency | RET | New Adoptions | 0 | 0 | 425.3779 | 410.5716 | 395.8013 | 381.1105 | 366.5159 | 352.0312 | 0 | 0 | 0 | 0 | 0
Scenario 5: High TRC ZEAS Phase In | SDG&E | Com | WaterHeat | Com - School | Energy Efficiency | RET | Total Adoptions | 0 | 0 | 480.7672 | 464.3186 | 447.9333 | 431.6529 | 419.5964 | 402.9824 | 0 | 0 | 0 | 0 | 0
Scenario 5: High TRC ZEAS Phase In | SDG&E | Com | WaterHeat | Com - School | Energy Efficiency | ROB | New Adoptions | 1277.7454 | 1322.6956 | 1248.6499 | 1283.7663 | 1317.845 | 1350.9748 | 142.8753 | 149.5476 | 156.2369 | 162.9402 | 169.6679 | 176.4178 | 183.1867
Scenario 5: High TRC ZEAS Phase In | SDG&E | Com | WaterHeat | Com - School | Energy Efficiency | ROB | Total Adoptions | 2725.188 | 2820.3376 | 2772.7618 | 2859.8252 | 2947.6286 | 3036.078 | 252.4785 | 266.7892 | 281.4239 | 296.3794 | 311.6755 | 327.3147 | 343.2956
Scenario 5: High TRC ZEAS Phase In | SDG&E | Com | WaterHeat | Com - School | Fuel Substitution | ROB | New Adoptions | 1595.2979 | 1748.8749 | 3328.2255 | 3807.1322 | 4251.0571 | 7476.2743 | 8200.8588 | 9166.7756 | 6166.0116 | 6662.9565 | 6989.9809 | 7193.8955 | 7311.6746
Scenario 5: High TRC ZEAS Phase In | SDG&E | Com | WaterHeat | Com - School | Fuel Substitution | ROB | Total Adoptions | 1788.5504 | 1976.722 | 3677.8589 | 4250.8069 | 4796.8975 | 8375.5821 | 9196.9684 | 10370.0449 | 7147.2098 | 7807.0739 | 8296.554 | 8656.0648 | 8919.0216
Scenario 5: High TRC ZEAS Phase In | SDG&E | Com | WaterHeat | Com - Warehouse | Energy Efficiency | NEW | New Adoptions | 151.3049 | 164.0458 | 177.2535 | 180.6605 | 192.4526 | 207.5463 | 170.3106 | 146.1831 | 157.1622 | 168.7542 | 179.5981 | 190.8098 | 203.4036
Scenario 5: High TRC ZEAS Phase In | SDG&E | Com | WaterHeat | Com - Warehouse | Energy Efficiency | NEW | Total Adoptions | 151.3049 | 164.0458 | 177.2535 | 180.6605 | 192.4526 | 207.5463 | 170.3106 | 146.1831 | 157.1622 | 168.7542 | 179.5981 | 190.8098 | 203.4036
Scenario 5: High TRC ZEAS Phase In | SDG&E | Com | WaterHeat | Com - Warehouse | Energy Efficiency | RET | New Adoptions | 1038.5908 | 1043.3113 | 1047.1087 | 1050.2265 | 1052.7823 | 1054.8621 | 1056.4971 | 1057.7172 | 0 | 0 | 0 | 0 | 0
Scenario 5: High TRC ZEAS Phase In | SDG&E | Com | WaterHeat | Com - Warehouse | Energy Efficiency | RET | Total Adoptions | 1162.2031 | 1163.4874 | 1164.3335 | 1164.9143 | 1165.2872 | 1165.4872 | 1165.5009 | 1165.3202 | 0 | 0 | 0 | 0 | 0
Scenario 5: High TRC ZEAS Phase In | SDG&E | Com | WaterHeat | Com - Warehouse | Energy Efficiency | ROB | New Adoptions | 602.8382 | 641.0473 | 637.3749 | 672.8338 | 708.0843 | 632.1517 | 599.6137 | 629.5234 | 659.4156 | 689.2966 | 719.1634 | 749.0103 | 778.8697
Scenario 5: High TRC ZEAS Phase In | SDG&E | Com | WaterHeat | Com - Warehouse | Energy Efficiency | ROB | Total Adoptions | 914.4449 | 981.3648 | 999.4878 | 1066.2183 | 1134.1126 | 1001.54 | 918.523 | 980.1445 | 1043.0377 | 1107.2379 | 1172.7144 | 1239.4857 | 1307.6608
Scenario 5: High TRC ZEAS Phase In | SDG&E | Com | WaterHeat | Com - Warehouse | Fuel Substitution | ROB | New Adoptions | 783.5202 | 856.8256 | 1415.5843 | 1614.2819 | 1803.8551 | 3355.827 | 3373.9302 | 3783.6032 | 2198.7921 | 2381.3822 | 2505.0868 | 2587.2812 | 2641.519
Scenario 5: High TRC ZEAS Phase In | SDG&E | Com | WaterHeat | Com - Warehouse | Fuel Substitution | ROB | Total Adoptions | 922.5989 | 1019.0379 | 1632.6503 | 1876.7334 | 2115.9252 | 3880.8112 | 3830.9816 | 4335.549 | 2565.5699 | 2808.4474 | 2992.7254 | 3133.6439 | 3243.5979
Scenario 5: High TRC ZEAS Phase In | SDG&E | Com | WholeBlg | Com - Restaurant | Energy Efficiency | NEW | New Adoptions | 0 | 0 | 0 | 0 | 0 | 0 | 0 | 0 | 0 | 0 | 0 | 0 | 0
Scenario 5: High TRC ZEAS Phase In | SDG&E | Com | WholeBlg | Com - Restaurant | Energy Efficiency | NEW | Total Adoptions | 0 | 0 | 0 | 0 | 0 | 0 | 0 | 0 | 0 | 0 | 0 | 0 | 0
Scenario 5: High TRC ZEAS Phase In | SDG&E | Com | WholeBlg | Com - Retail | Energy Efficiency | NEW | New Adoptions | 446.7647 | 536.1053 | 631.3196 | 727.2284 | 806.0973 | 890.467 | 965.107 | 1025.9047 | 1074.3172 | 1115.5072 | 1146.3978 | 1174.7922 | 1202.913
Scenario 5: High TRC ZEAS Phase In | SDG&E | Com | WholeBlg | Com - Retail | Energy Efficiency | NEW | Total Adoptions | 446.7647 | 536.1053 | 631.3196 | 727.2284 | 806.0973 | 890.467 | 965.107 | 1025.9047 | 1074.3172 | 1115.5072 | 1146.3978 | 1174.7922 | 1202.913
Scenario 5: High TRC ZEAS Phase In | SDG&E | Res | AppPlug | Res - Multi Family | Energy Efficiency | NEW | New Adoptions | 0.57031 | 0.56352 | 0.55144 | 0.5496 | 0.51552 | 0.49734 | 0.47754 | 0.45301 | 0.42619 | 0.39993 | 7.6544 | 7.2717 | 6.9294
Scenario 5: High TRC ZEAS Phase In | SDG&E | Res | AppPlug | Res - Multi Family | Energy Efficiency | NEW | Total Adoptions | 0.57031 | 0.56352 | 0.55144 | 0.5496 | 0.51552 | 0.49734 | 0.47754 | 0.45301 | 0.42619 | 0.39993 | 7.6544 | 7.2717 | 6.9294
Scenario 5: High TRC ZEAS Phase In | SDG&E | Res | AppPlug | Res - Multi Family | Energy Efficiency | ROB | New Adoptions | 0.14347 | 0.1646 | 0.18792 | 0.21368 | 0.24173 | 0.27231 | 0.3055 | 0.34132 | 0.37978 | 8.8502 | 9.7642 | 10.734 | 11.7591
Scenario 5: High TRC ZEAS Phase In | SDG&E | Res | AppPlug | Res - Multi Family | Energy Efficiency | ROB | Total Adoptions | 4.0156 | 4.0916 | 4.1636 | 4.2329 | 4.2969 | 4.3573 | 4.414 | 4.4669 | 4.5159 | 93.3963 | 94.2477 | 95.0426 | 95.7867
Scenario 5: High TRC ZEAS Phase In | SDG&E | Res | AppPlug | Res - Multi Family | Fuel Substitution | ROB | New Adoptions | 0.0019868 | 0.0021498 | 0.0023126 | 0.0024758 | 0.0026373 | 0.0027981 | 0 | 0 | 0 | 0 | 0 | 0 | 0
Scenario 5: High TRC ZEAS Phase In | SDG&E | Res | AppPlug | Res - Multi Family | Fuel Substitution | ROB | Total Adoptions | 0.0024297 | 0.0026626 | 0.0028991 | 0.0031398 | 0.0033823 | 0.0036274 | 0 | 0 | 0 | 0 | 0 | 0 | 0
Scenario 5: High TRC ZEAS Phase In | SDG&E | Res | AppPlug | Res - Single Family | Energy Efficiency | NEW | New Adoptions | 0 | 0 | 0 | 0 | 0 | 0 | 7.4931e-05 | 0 | 0 | 0 | 0 | 0.3077 | 0.29024
Scenario 5: High TRC ZEAS Phase In | SDG&E | Res | AppPlug | Res - Single Family | Energy Efficiency | NEW | Total Adoptions | 0 | 0 | 0 | 0 | 0 | 0 | 7.4931e-05 | 0 | 0 | 0 | 0 | 0.3077 | 0.29024
Scenario 5: High TRC ZEAS Phase In | SDG&E | Res | AppPlug | Res - Single Family | Energy Efficiency | ROB | New Adoptions | 0 | 0 | 0 | 0 | 0 | 0.00022109 | 0 | 0 | 0 | 0 | 0.57696 | 0.63391 | 0.69452
Scenario 5: High TRC ZEAS Phase In | SDG&E | Res | AppPlug | Res - Single Family | Energy Efficiency | ROB | Total Adoptions | 0 | 0 | 0 | 0 | 0 | 0.00027822 | 0 | 0 | 0 | 0 | 6.637 | 6.6804 | 6.7213
Scenario 5: High TRC ZEAS Phase In | SDG&E | Res | AppPlug | Res - Single Family | Fuel Substitution | ROB | New Adoptions | 0.0030754 | 0.0033071 | 0.0035375 | 0.003767 | 0.0039953 | 0.0042227 | 0 | 0 | 0 | 0 | 0 | 0 | 0
Scenario 5: High TRC ZEAS Phase In | SDG&E | Res | AppPlug | Res - Single Family | Fuel Substitution | ROB | Total Adoptions | 0.0036724 | 0.0039938 | 0.004317 | 0.0046424 | 0.0049695 | 0.0052985 | 0 | 0 | 0 | 0 | 0 | 0 | 0
Scenario 5: High TRC ZEAS Phase In | SDG&E | Res | BldgEnv | Res - Multi Family | Energy Efficiency | RET | New Adoptions | 0 | 0 | 0 | 0 | 0 | 0 | 0 | 800.5932 | 814.5559 | 828.0394 | 4421.2846 | 4487.1622 | 4550.5476
Scenario 5: High TRC ZEAS Phase In | SDG&E | Res | BldgEnv | Res - Multi Family | Energy Efficiency | RET | Total Adoptions | 0 | 0 | 0 | 0 | 0 | 0 | 0 | 3258.5758 | 3191.0583 | 3125.7851 | 16100.0963 | 15779.1731 | 15468.6862
Scenario 5: High TRC ZEAS Phase In | SDG&E | Res | BldgEnv | Res - Single Family | Energy Efficiency | NEW | New Adoptions | 97489.6119 | 121926.4137 | 137080.7659 | 141981.3734 | 131802.1731 | 127500.0165 | 121790.0678 | 115210.2274 | 108609.2622 | 0 | 0 | 0 | 0
Scenario 5: High TRC ZEAS Phase In | SDG&E | Res | BldgEnv | Res - Single Family | Energy Efficiency | NEW | Total Adoptions | 97489.6119 | 121926.4137 | 137080.7659 | 141981.3734 | 131802.1731 | 127500.0165 | 121790.0678 | 115210.2274 | 108609.2622 | 0 | 0 | 0 | 0
Scenario 5: High TRC ZEAS Phase In | SDG&E | Res | BldgEnv | Res - Single Family | Energy Efficiency | RET | New Adoptions | 42745.4146 | 42586.3985 | 42443.6104 | 42319.3786 | 42216.0253 | 42134.1888 | 42073.3308 | 42033.17 | 9612.8237 | 0 | 0 | 0 | 0
Scenario 5: High TRC ZEAS Phase In | SDG&E | Res | BldgEnv | Res - Single Family | Energy Efficiency | RET | Total Adoptions | 235174.9843 | 228617.8039 | 222290.4001 | 216187.9768 | 210305.9709 | 204638.3659 | 199178.1911 | 193918.9475 | 9612.8237 | 0 | 0 | 0 | 0
Scenario 5: High TRC ZEAS Phase In | SDG&E | Res | HVAC | Res - Multi Family | Energy Efficiency | NEW | New Adoptions | 0 | 0 | 0 | 0 | 0 | 0 | 0 | 0 | 0 | 137.5712 | 129.4664 | 123.0375 | 117.2036
Scenario 5: High TRC ZEAS Phase In | SDG&E | Res | HVAC | Res - Multi Family | Energy Efficiency | NEW | Total Adoptions | 0 | 0 | 0 | 0 | 0 | 0 | 0 | 0 | 0 | 137.5712 | 129.4664 | 123.0375 | 117.2036
Scenario 5: High TRC ZEAS Phase In | SDG&E | Res | HVAC | Res - Multi Family | Energy Efficiency | RET | New Adoptions | 0 | 0 | 0 | 0 | 0 | 0 | 0 | 0 | 0 | 0 | 0 | 0 | 0
Scenario 5: High TRC ZEAS Phase In | SDG&E | Res | HVAC | Res - Multi Family | Energy Efficiency | RET | Total Adoptions | 307166.9854 | 245733.5883 | 196586.8706 | 157269.4965 | 125815.5972 | 100652.4778 | 80521.9822 | 64417.5858 | 51534.0686 | 41227.2549 | 32981.8039 | 26385.4431 | 21108.3545
Scenario 5: High TRC ZEAS Phase In | SDG&E | Res | HVAC | Res - Multi Family | Energy Efficiency | ROB | New Adoptions | 0 | 0 | 0 | 0 | 0 | 0 | 0 | 0 | 0 | 0 | 0 | 0 | 0
Scenario 5: High TRC ZEAS Phase In | SDG&E | Res | HVAC | Res - Multi Family | Energy Efficiency | ROB | Total Adoptions | 0 | 0 | 0 | 0 | 0 | 0 | 0 | 0 | 0 | 0 | 0 | 0 | 0
Scenario 5: High TRC ZEAS Phase In | SDG&E | Res | HVAC | Res - Multi Family | Fuel Substitution | ROB | New Adoptions | 16.8076 | 17.1985 | 21.5574 | 21.7147 | 0 | 0 | 0 | 0 | 0 | 0 | 0 | 0 | 0
Scenario 5: High TRC ZEAS Phase In | SDG&E | Res | HVAC | Res - Multi Family | Fuel Substitution | ROB | Total Adoptions | 17.8802 | 18.4501 | 23.2979 | 23.6681 | 0 | 0 | 0 | 0 | 0 | 0 | 0 | 0 | 0
Scenario 5: High TRC ZEAS Phase In | SDG&E | Res | HVAC | Res - Single Family | Energy Efficiency | NEW | New Adoptions | 1533.7719 | 1873.3065 | 2039.7875 | 2051.1859 | 1856.1528 | 1127.1452 | 565.208 | 11.0599 | 10.2572 | 257.2297 | 239.5615 | 225.1303 | 212.0708
Scenario 5: High TRC ZEAS Phase In | SDG&E | Res | HVAC | Res - Single Family | Energy Efficiency | NEW | Total Adoptions | 1533.7719 | 1873.3065 | 2039.7875 | 2051.1859 | 1856.1528 | 1127.1452 | 565.208 | 11.0599 | 10.2572 | 257.2297 | 239.5615 | 225.1303 | 212.0708
Scenario 5: High TRC ZEAS Phase In | SDG&E | Res | HVAC | Res - Single Family | Energy Efficiency | RET | New Adoptions | 68778.7669 | 0 | 0 | 0 | 0 | 0 | 0 | 0 | 0 | 0 | 0 | 0 | 0
Scenario 5: High TRC ZEAS Phase In | SDG&E | Res | HVAC | Res - Single Family | Energy Efficiency | RET | Total Adoptions | 1384698.1488 | 1052735.5056 | 842188.4045 | 673750.7236 | 539000.5789 | 431200.4631 | 344960.3705 | 275968.2964 | 220774.6371 | 176619.7097 | 141295.7677 | 113036.6142 | 90429.2914
Scenario 5: High TRC ZEAS Phase In | SDG&E | Res | HVAC | Res - Single Family | Energy Efficiency | ROB | New Adoptions | 6543.9312 | 6621.5863 | 6654.2366 | 6649.5334 | 4892.2817 | 3357.2862 | 66.6125 | 66.2494 | 0 | 0 | 0 | 0 | 0
Scenario 5: High TRC ZEAS Phase In | SDG&E | Res | HVAC | Res - Single Family | Energy Efficiency | ROB | Total Adoptions | 7823.9917 | 8067.1338 | 8270.3836 | 8436.7087 | 6095.4012 | 3916.0216 | 83.2099 | 83.9514 | 0 | 0 | 0 | 0 | 0
Scenario 5: High TRC ZEAS Phase In | SDG&E | Res | HVAC | Res - Single Family | Fuel Substitution | ROB | New Adoptions | 565.3201 | 569.4224 | 608.3675 | 614.5705 | 106.7463 | 7.4686 | 7.9769 | 8.127 | 0 | 0 | 0 | 0 | 0
Scenario 5: High TRC ZEAS Phase In | SDG&E | Res | HVAC | Res - Single Family | Fuel Substitution | ROB | Total Adoptions | 601.8597 | 612.8628 | 664.562 | 677.1983 | 114.8473 | 8.4472 | 9.0481 | 9.3065 | 0 | 0 | 0 | 0 | 0
Scenario 5: High TRC ZEAS Phase In | SDG&E | Res | WaterHeat | Res - Multi Family | Energy Efficiency | NEW | New Adoptions | 2788.0872 | 5376.0091 | 5318.8626 | 4615.5742 | 4342.9051 | 4193.0505 | 4085.9146 | 3869.1391 | 3631.4878 | 3398.7611 | 3187.6249 | 3021.4517 | 2872.9471
Scenario 5: High TRC ZEAS Phase In | SDG&E | Res | WaterHeat | Res - Multi Family | Energy Efficiency | NEW | Total Adoptions | 2788.0872 | 5376.0091 | 5318.8626 | 4615.5742 | 4342.9051 | 4193.0505 | 4085.9146 | 3869.1391 | 3631.4878 | 3398.7611 | 3187.6249 | 3021.4517 | 2872.9471
Scenario 5: High TRC ZEAS Phase In | SDG&E | Res | WaterHeat | Res - Multi Family | Energy Efficiency | RET | New Adoptions | 7053.3335 | 6302.1011 | 5511.2802 | 4723.3883 | 3970.647 | 3275.2536 | 2650.4376 | 2109.1149 | 1660.0839 | 1276.1495 | 953.0298 | 684.5893 | 463.9261
Scenario 5: High TRC ZEAS Phase In | SDG&E | Res | WaterHeat | Res - Multi Family | Energy Efficiency | RET | Total Adoptions | 8217.2874 | 7407.7516 | 6555.9838 | 5705.11 | 4888.1731 | 4128.2614 | 3439.4697 | 2835.6389 | 2326.5313 | 1885.2636 | 1507.8055 | 1188.1985 | 919.641
Scenario 5: High TRC ZEAS Phase In | SDG&E | Res | WaterHeat | Res - Multi Family | Energy Efficiency | ROB | New Adoptions | 2546.4222 | 2465.7798 | 1256.5553 | 1170.3183 | 1090.2227 | 1017.3058 | 951.736 | 893.2083 | 841.1961 | 795.0937 | 754.2909 | 718.2238 | 686.3534
Scenario 5: High TRC ZEAS Phase In | SDG&E | Res | WaterHeat | Res - Multi Family | Energy Efficiency | ROB | Total Adoptions | 3701.9616 | 3711.3619 | 2248.1532 | 2220.4007 | 2191.6534 | 2164.1004 | 2138.5525 | 2115.2253 | 2094.1261 | 2075.1936 | 2058.3425 | 2043.5422 | 2030.6344
Scenario 5: High TRC ZEAS Phase In | SDG&E | Res | WaterHeat | Res - Multi Family | Fuel Substitution | ROB | New Adoptions | 2.8019 | 2.9188 | 3.1742 | 3.4542 | 3.7285 | 3.9095 | 2.6448 | 2.7112 | 2.7694 | 2.798 | 2.8007 | 2.7873 | 2.7643
Scenario 5: High TRC ZEAS Phase In | SDG&E | Res | WaterHeat | Res - Multi Family | Fuel Substitution | ROB | Total Adoptions | 3.2949 | 3.496 | 3.8471 | 4.2306 | 4.6168 | 4.9127 | 3.1392 | 3.2668 | 3.3863 | 3.4749 | 3.5353 | 3.577 | 3.6064
Scenario 5: High TRC ZEAS Phase In | SDG&E | Res | WaterHeat | Res - Single Family | Energy Efficiency | NEW | New Adoptions | 10633.1624 | 12897.5145 | 13415.5408 | 11023.8947 | 9947.2641 | 9393.9934 | 7348.868 | 6816.7382 | 6308.4617 | 5843.8188 | 5429.3712 | 5092.5551 | 4790.4582
Scenario 5: High TRC ZEAS Phase In | SDG&E | Res | WaterHeat | Res - Single Family | Energy Efficiency | NEW | Total Adoptions | 10633.1624 | 12897.5145 | 13415.5408 | 11023.8947 | 9947.2641 | 9393.9934 | 7348.868 | 6816.7382 | 6308.4617 | 5843.8188 | 5429.3712 | 5092.5551 | 4790.4582
Scenario 5: High TRC ZEAS Phase In | SDG&E | Res | WaterHeat | Res - Single Family | Energy Efficiency | RET | New Adoptions | 27969.2979 | 25300.3906 | 22358.3271 | 19338.5029 | 16404.3444 | 13675.3744 | 11225.4259 | 9088.2374 | 7266.7823 | 5743.3254 | 4488.2196 | 3466.5885 | 2642.968
Scenario 5: High TRC ZEAS Phase In | SDG&E | Res | WaterHeat | Res - Single Family | Energy Efficiency | RET | Total Adoptions | 31142.6643 | 28409.4243 | 25380.0407 | 22251.4301 | 19190.0224 | 16319.2383 | 13717.1577 | 11421.6783 | 9439.547 | 7756.2469 | 6344.7311 | 5172.1148 | 4204.3713
Scenario 5: High TRC ZEAS Phase In | SDG&E | Res | WaterHeat | Res - Single Family | Energy Efficiency | ROB | New Adoptions | 12498.1153 | 10699.4255 | 5328.1743 | 5309.1859 | 5275.8418 | 652.6314 | 607.4091 | 566.8449 | 530.646 | 498.4418 | 469.8404 | 444.4645 | 421.9564
Scenario 5: High TRC ZEAS Phase In | SDG&E | Res | WaterHeat | Res - Single Family | Energy Efficiency | ROB | Total Adoptions | 15624.2031 | 13429.459 | 6966.2098 | 7075.6266 | 7162.9892 | 1341.6487 | 1321.0586 | 1301.9888 | 1284.5457 | 1268.7294 | 1254.4787 | 1241.7255 | 1230.3518
Scenario 5: High TRC ZEAS Phase In | SDG&E | Res | WaterHeat | Res - Single Family | Fuel Substitution | ROB | New Adoptions | 7.9627 | 8.0932 | 9.1371 | 10.3647 | 11.3743 | 12.2638 | 12.7803 | 13.038 | 13.2301 | 13.3407 | 13.3384 | 13.2681 | 13.1584
Scenario 5: High TRC ZEAS Phase In | SDG&E | Res | WaterHeat | Res - Single Family | Fuel Substitution | ROB | Total Adoptions | 9.1222 | 9.4022 | 10.6466 | 12.1078 | 13.3806 | 14.5619 | 15.375 | 15.9255 | 16.4075 | 16.8024 | 17.0743 | 17.2667 | 17.4079
Scenario 6: Aggressive Fuel Sub Phase In | PG&E | Com | AppPlug | Com - Health | Energy Efficiency | NEW | New Adoptions | 5606.4376 | 6207.933 | 6581.9811 | 6480.6301 | 6562.2062 | 0 | 23815.7626 | 6788.1201 | 6750.4185 | 6606.5428 | 6355.2311 | 6451.9064 | 6542.1205
Scenario 6: Aggressive Fuel Sub Phase In | PG&E | Com | AppPlug | Com - Health | Energy Efficiency | NEW | Total Adoptions | 5606.4376 | 6207.933 | 6581.9811 | 6480.6301 | 6562.2062 | 0 | 23815.7626 | 6788.1201 | 6750.4185 | 6606.5428 | 6355.2311 | 6451.9064 | 6542.1205
Scenario 6: Aggressive Fuel Sub Phase In | PG&E | Com | AppPlug | Com - Health | Energy Efficiency | RET | New Adoptions | 14114.9291 | 14816.261 | 15460.9329 | 16033.853 | 11679.2455 | 16372.673 | 16665.7899 | 16839.4741 | 16885.4952 | 16799.063 | 16579.2458 | 16229.1595 | 15755.8956
Scenario 6: Aggressive Fuel Sub Phase In | PG&E | Com | AppPlug | Com - Health | Energy Efficiency | RET | Total Adoptions | 14531.1133 | 15265.8175 | 15943.7878 | 16549.5783 | 12202.5552 | 16926.5317 | 17248.6336 | 17449.2928 | 17519.8361 | 17455.05 | 17253.6172 | 16918.3218 | 16455.9921
Scenario 6: Aggressive Fuel Sub Phase In | PG&E | Com | AppPlug | Com - Lodging | Energy Efficiency | NEW | New Adoptions | 7057.9042 | 7916.0536 | 8139.4614 | 8223.0905 | 8423.0943 | 8513.5126 | 8602.533 | 8669.4922 | 8722.497 | 8798.2083 | 8851.9657 | 0 | 52085.2229
Scenario 6: Aggressive Fuel Sub Phase In | PG&E | Com | AppPlug | Com - Lodging | Energy Efficiency | NEW | Total Adoptions | 7057.9042 | 7916.0536 | 8139.4614 | 8223.0905 | 8423.0943 | 8513.5126 | 8602.533 | 8669.4922 | 8722.497 | 8798.2083 | 8851.9657 | 0 | 52085.2229
Scenario 6: Aggressive Fuel Sub Phase In | PG&E | Com | AppPlug | Com - Lodging | Energy Efficiency | RET | New Adoptions | 10458.1684 | 10868.1153 | 11237.8041 | 11558.8825 | 11822.8366 | 12021.4536 | 12147.27 | 12194.0041 | 12156.9522 | 12033.327 | 0 | 10515.7537 | 10242.6475
Scenario 6: Aggressive Fuel Sub Phase In | PG&E | Com | AppPlug | Com - Lodging | Energy Efficiency | RET | Total Adoptions | 10780.3217 | 11213.1089 | 11605.2248 | 11948.1126 | 12233.0313 | 12451.5222 | 12595.8628 | 12659.5066 | 12637.4878 | 12526.7693 | 444.0981 | 10968.7182 | 10702.2121
Scenario 6: Aggressive Fuel Sub Phase In | PG&E | Com | AppPlug | Com - Other | Energy Efficiency | NEW | New Adoptions | 656.4518 | 735.1621 | 820.5931 | 903.0172 | 976.1075 | 1065.1801 | 1156.5493 | 1237.4392 | 1299.8681 | 1366.9713 | 1432.2901 | 1493.413 | 1552.9166
Scenario 6: Aggressive Fuel Sub Phase In | PG&E | Com | AppPlug | Com - Other | Energy Efficiency | NEW | Total Adoptions | 656.4518 | 735.1621 | 820.5931 | 903.0172 | 976.1075 | 1065.1801 | 1156.5493 | 1237.4392 | 1299.8681 | 1366.9713 | 1432.2901 | 1493.413 | 1552.9166
Scenario 6: Aggressive Fuel Sub Phase In | PG&E | Com | BldgEnv | Com - College | Energy Efficiency | NEW | New Adoptions | 12275.6636 | 13091.8074 | 13640.2215 | 14308.6207 | 14767.5163 | 15075.8104 | 15643.7067 | 15930.9349 | 16626.2047 | 17159.0046 | 17530.7485 | 17536.5856 | 17811.1291
Scenario 6: Aggressive Fuel Sub Phase In | PG&E | Com | BldgEnv | Com - College | Energy Efficiency | NEW | Total Adoptions | 12275.6636 | 13091.8074 | 13640.2215 | 14308.6207 | 14767.5163 | 15075.8104 | 15643.7067 | 15930.9349 | 16626.2047 | 17159.0046 | 17530.7485 | 17536.5856 | 17811.1291
Scenario 6: Aggressive Fuel Sub Phase In | PG&E | Com | BldgEnv | Com - College | Energy Efficiency | RET | New Adoptions | 92.9821 | 67.2676 | 94.7133 | 126.8754 | 135.0951 | 143.0805 | 150.2091 | 155.8103 | 159.2469 | 160.0284 | 157.9086 | 152.9451 | 145.4976
Scenario 6: Aggressive Fuel Sub Phase In | PG&E | Com | BldgEnv | Com - College | Energy Efficiency | RET | Total Adoptions | 93.058 | 67.3397 | 94.7887 | 126.9549 | 135.1795 | 143.1705 | 150.3053 | 155.9129 | 159.3559 | 160.1434 | 158.0289 | 153.0697 | 145.6252
Scenario 6: Aggressive Fuel Sub Phase In | PG&E | Com | BldgEnv | Com - Grocery | Energy Efficiency | NEW | New Adoptions | 17503.1248 | 18972.5002 | 20579.2205 | 22127.5029 | 23362.3864 | 24884.8659 | 26276.1167 | 27617.5417 | 28624.3342 | 29632.4699 | 30631.0501 | 31535.6616 | 32470.2245
Scenario 6: Aggressive Fuel Sub Phase In | PG&E | Com | BldgEnv | Com - Grocery | Energy Efficiency | NEW | Total Adoptions | 17503.1248 | 18972.5002 | 20579.2205 | 22127.5029 | 23362.3864 | 24884.8659 | 26276.1167 | 27617.5417 | 28624.3342 | 29632.4699 | 30631.0501 | 31535.6616 | 32470.2245
Scenario 6: Aggressive Fuel Sub Phase In | PG&E | Com | BldgEnv | Com - Grocery | Energy Efficiency | RET | New Adoptions | 539.3885 | 501.6478 | 466.8947 | 443.5324 | 421.3277 | 400.2363 | 380.2037 | 361.19 | 343.1327 | 325.9806 | 309.6843 | 294.1919 | 279.4574
Scenario 6: Aggressive Fuel Sub Phase In | PG&E | Com | BldgEnv | Com - Grocery | Energy Efficiency | RET | Total Adoptions | 539.9122 | 502.148 | 467.3698 | 443.9837 | 421.7565 | 400.6437 | 380.5906 | 361.5576 | 343.4819 | 326.3124 | 309.9995 | 294.4913 | 279.7418
Scenario 6: Aggressive Fuel Sub Phase In | PG&E | Com | BldgEnv | Com - Health | Energy Efficiency | NEW | New Adoptions | 22957.7227 | 24290.0585 | 27218.6684 | 27959.3646 | 29507.113 | 30998.952 | 32277.797 | 33378.7345 | 33985.9462 | 33882.8648 | 33108.0811 | 33967.921 | 34850.5373
Scenario 6: Aggressive Fuel Sub Phase In | PG&E | Com | BldgEnv | Com - Health | Energy Efficiency | NEW | Total Adoptions | 22957.7227 | 24290.0585 | 27218.6684 | 27959.3646 | 29507.113 | 30998.952 | 32277.797 | 33378.7345 | 33985.9462 | 33882.8648 | 33108.0811 | 33967.921 | 34850.5373
Scenario 6: Aggressive Fuel Sub Phase In | PG&E | Com | BldgEnv | Com - Health | Energy Efficiency | RET | New Adoptions | 108149.7002 | 112049.0723 | 111849.211 | 107347.7216 | 98733.379 | 87156.8806 | 73352.7772 | 58652.4334 | 44147.3175 | 30667.4878 | 18728.5761 | 8557.0703 | 921.6322
Scenario 6: Aggressive Fuel Sub Phase In | PG&E | Com | BldgEnv | Com - Health | Energy Efficiency | RET | Total Adoptions | 108617.952 | 112509.1489 | 112301.4975 | 107791.9962 | 99168.8697 | 87582.4482 | 73767.0352 | 59053.9421 | 44534.7352 | 31039.6798 | 19084.6745 | 8896.4919 | 1244.1663
Scenario 6: Aggressive Fuel Sub Phase In | PG&E | Com | BldgEnv | Com - Lodging | Energy Efficiency | NEW | New Adoptions | 22666.2486 | 24259.678 | 25868.4706 | 27205.3522 | 28953.9227 | 30187.3618 | 31369.8682 | 32422.9276 | 33260.8812 | 34208.6589 | 35004.2284 | 35796.0537 | 36501.0438
Scenario 6: Aggressive Fuel Sub Phase In | PG&E | Com | BldgEnv | Com - Lodging | Energy Efficiency | NEW | Total Adoptions | 22666.2486 | 24259.678 | 25868.4706 | 27205.3522 | 28953.9227 | 30187.3618 | 31369.8682 | 32422.9276 | 33260.8812 | 34208.6589 | 35004.2284 | 35796.0537 | 36501.0438
Scenario 6: Aggressive Fuel Sub Phase In | PG&E | Com | BldgEnv | Com - Lodging | Energy Efficiency | RET | New Adoptions | 82699.1795 | 78149.8003 | 70351.3634 | 60057.9164 | 48283.7384 | 36090.5903 | 24392.7261 | 13837.8946 | 4780.0226 | 147.4901 | 140.113 | 133.1044 | 126.4456
Scenario 6: Aggressive Fuel Sub Phase In | PG&E | Com | BldgEnv | Com - Lodging | Energy Efficiency | RET | Total Adoptions | 82909.5113 | 78360.1781 | 70560.7298 | 60264.9289 | 48486.9205 | 36288.4829 | 24584.0094 | 14021.4699 | 4955.0487 | 313.7648 | 298.074 | 283.1673 | 269.0054
Scenario 6: Aggressive Fuel Sub Phase In | PG&E | Com | BldgEnv | Com - Office (Large) | Energy Efficiency | NEW | New Adoptions | 174470.5038 | 182202.9997 | 191040.6547 | 197391.4859 | 204301.5469 | 209544.4335 | 215286.7194 | 218134.5447 | 218410.4573 | 220164.7555 | 220814.341 | 221220.4819 | 221534.485
Scenario 6: Aggressive Fuel Sub Phase In | PG&E | Com | BldgEnv | Com - Office (Large) | Energy Efficiency | NEW | Total Adoptions | 174470.5038 | 182202.9997 | 191040.6547 | 197391.4859 | 204301.5469 | 209544.4335 | 215286.7194 | 218134.5447 | 218410.4573 | 220164.7555 | 220814.341 | 221220.4819 | 221534.485
Scenario 6: Aggressive Fuel Sub Phase In | PG&E | Com | BldgEnv | Com - Office (Large) | Energy Efficiency | RET | New Adoptions | 2114.9592 | 2008.5102 | 1907.8546 | 1812.3802 | 1721.632 | 1635.4358 | 1553.5682 | 1475.8736 | 1402.0897 | 1332.0056 | 1265.4176 | 1202.1089 | 1141.8893
Scenario 6: Aggressive Fuel Sub Phase In | PG&E | Com | BldgEnv | Com - Office (Large) | Energy Efficiency | RET | Total Adoptions | 2116.8944 | 2010.3486 | 1909.6011 | 1814.0393 | 2310.6911 | 2195.0419 | 2085.194 | 1980.9181 | 1403.3735 | 1333.2252 | 1266.5763 | 1203.2097 | 1142.9349
Scenario 6: Aggressive Fuel Sub Phase In | PG&E | Com | BldgEnv | Com - Office (Small) | Energy Efficiency | NEW | New Adoptions | 29545.2069 | 31630.5652 | 33786.8538 | 0 | 406414.3883 | 35630.3233 | 37192.8367 | 38604.0844 | 39766.1255 | 40889.9589 | 41943.3759 | 42921.1293 | 43849.7805
Scenario 6: Aggressive Fuel Sub Phase In | PG&E | Com | BldgEnv | Com - Office (Small) | Energy Efficiency | NEW | Total Adoptions | 29545.2069 | 31630.5652 | 33786.8538 | 0 | 406414.3883 | 35630.3233 | 37192.8367 | 38604.0844 | 39766.1255 | 40889.9589 | 41943.3759 | 42921.1293 | 43849.7805
Scenario 6: Aggressive Fuel Sub Phase In | PG&E | Com | BldgEnv | Com - Office (Small) | Energy Efficiency | RET | New Adoptions | 828.6132 | 786.9148 | 747.4813 | 710.0761 | 674.5229 | 640.753 | 608.6787 | 578.2386 | 549.3304 | 521.8717 | 495.7829 | 470.9793 | 447.3867
Scenario 6: Aggressive Fuel Sub Phase In | PG&E | Com | BldgEnv | Com - Office (Small) | Energy Efficiency | RET | Total Adoptions | 829.43 | 787.6907 | 748.2184 | 710.7763 | 675.1882 | 641.385 | 609.2791 | 578.809 | 549.8723 | 522.3865 | 496.2719 | 471.4439 | 447.828
Scenario 6: Aggressive Fuel Sub Phase In | PG&E | Com | BldgEnv | Com - Other | Energy Efficiency | NEW | New Adoptions | 24476.8513 | 26391.5497 | 28444.8956 | 30253.9041 | 31701.527 | 33618.3543 | 35591.3298 | 37193.7262 | 38086.3207 | 39252.5265 | 40395.8016 | 41396.1775 | 42437.4813
Scenario 6: Aggressive Fuel Sub Phase In | PG&E | Com | BldgEnv | Com - Other | Energy Efficiency | NEW | Total Adoptions | 24476.8513 | 26391.5497 | 28444.8956 | 30253.9041 | 31701.527 | 33618.3543 | 35591.3298 | 37193.7262 | 38086.3207 | 39252.5265 | 40395.8016 | 41396.1775 | 42437.4813
Scenario 6: Aggressive Fuel Sub Phase In | PG&E | Com | BldgEnv | Com - Other | Energy Efficiency | RET | New Adoptions | 1222.4559 | 1160.9838 | 1102.8262 | 1047.6517 | 995.2098 | 945.3971 | 898.0845 | 853.1788 | 810.5313 | 770.0217 | 731.5332 | 694.9434 | 660.1437
Scenario 6: Aggressive Fuel Sub Phase In | PG&E | Com | BldgEnv | Com - Other | Energy Efficiency | RET | Total Adoptions | 1223.5892 | 1162.0605 | 1103.849 | 1421.3436 | 1350.2171 | 1282.6541 | 1218.4786 | 1157.5532 | 811.2832 | 770.736 | 732.2118 | 695.5881 | 660.7561
Scenario 6: Aggressive Fuel Sub Phase In | PG&E | Com | BldgEnv | Com - Refrig. Warehouse | Energy Efficiency | NEW | New Adoptions | 7453.9783 | 7904.8081 | 8347.8141 | 8790.3146 | 9230.8699 | 9681.3034 | 10045.4086 | 10397.7115 | 10643.805 | 10894.3853 | 11098.4045 | 11300.0153 | 11499.2069
Scenario 6: Aggressive Fuel Sub Phase In | PG&E | Com | BldgEnv | Com - Refrig. Warehouse | Energy Efficiency | NEW | Total Adoptions | 7453.9783 | 7904.8081 | 8347.8141 | 8790.3146 | 9230.8699 | 9681.3034 | 10045.4086 | 10397.7115 | 10643.805 | 10894.3853 | 11098.4045 | 11300.0153 | 11499.2069
Scenario 6: Aggressive Fuel Sub Phase In | PG&E | Com | BldgEnv | Com - Refrig. Warehouse | Energy Efficiency | RET | New Adoptions | 101.9851 | 102.1621 | 101.4657 | 99.6658 | 96.6548 | 92.4783 | 87.3184 | 81.4598 | 75.2259 | 68.9256 | 62.8094 | 57.0491 | 51.7406
Scenario 6: Aggressive Fuel Sub Phase In | PG&E | Com | BldgEnv | Com - Refrig. Warehouse | Energy Efficiency | RET | Total Adoptions | 102.0598 | 102.2376 | 101.542 | 99.7428 | 96.7324 | 92.556 | 87.3958 | 81.5364 | 75.3011 | 68.9989 | 62.8803 | 57.1173 | 51.8059
Scenario 6: Aggressive Fuel Sub Phase In | PG&E | Com | BldgEnv | Com - Restaurant | Energy Efficiency | NEW | New Adoptions | 8239.5867 | 8709.7573 | 9291.0863 | 9826.9868 | 10318.4556 | 10755.3832 | 11243.4903 | 11660.819 | 12016.5751 | 12381.596 | 12705.1297 | 0 | 145554.5632
Scenario 6: Aggressive Fuel Sub Phase In | PG&E | Com | BldgEnv | Com - Restaurant | Energy Efficiency | NEW | Total Adoptions | 8239.5867 | 8709.7573 | 9291.0863 | 9826.9868 | 10318.4556 | 10755.3832 | 11243.4903 | 11660.819 | 12016.5751 | 12381.596 | 12705.1297 | 0 | 145554.5632
Scenario 6: Aggressive Fuel Sub Phase In | PG&E | Com | BldgEnv | Com - Restaurant | Energy Efficiency | RET | New Adoptions | 301.2106 | 282.21 | 268.0691 | 254.6549 | 241.9051 | 229.7947 | 218.2923 | 207.3756 | 197.0082 | 187.1605 | 177.8042 | 168.909 | 160.4485
Scenario 6: Aggressive Fuel Sub Phase In | PG&E | Com | BldgEnv | Com - Restaurant | Energy Efficiency | RET | Total Adoptions | 301.5087 | 282.4932 | 268.3382 | 254.9105 | 242.1479 | 230.0254 | 218.5114 | 207.5838 | 197.2059 | 187.3484 | 177.9827 | 169.0786 | 160.6095
Scenario 6: Aggressive Fuel Sub Phase In | PG&E | Com | BldgEnv | Com - Retail | Energy Efficiency | NEW | New Adoptions | 46018.6466 | 49974.0713 | 54348.6334 | 0 | 572624.804 | 55903.4245 | 65925.4598 | 69541.066 | 72307.1029 | 75071.5994 | 77848.3353 | 80378.557 | 82982.7512
Scenario 6: Aggressive Fuel Sub Phase In | PG&E | Com | BldgEnv | Com - Retail | Energy Efficiency | NEW | Total Adoptions | 46018.6466 | 49974.0713 | 54348.6334 | 0 | 572624.804 | 55903.4245 | 65925.4598 | 69541.066 | 72307.1029 | 75071.5994 | 77848.3353 | 80378.557 | 82982.7512
Scenario 6: Aggressive Fuel Sub Phase In | PG&E | Com | BldgEnv | Com - Retail | Energy Efficiency | RET | New Adoptions | 79210.0322 | 79959.5126 | 631.5569 | 68799.3377 | 63322.5431 | 55637.3537 | 46465.7045 | 36629.9052 | 666.0386 | 598.2148 | 534.9934 | 477.5338 | 441.1923
Scenario 6: Aggressive Fuel Sub Phase In | PG&E | Com | BldgEnv | Com - Retail | Energy Efficiency | RET | Total Adoptions | 79506.9121 | 80261.3722 | 918.3235 | 69088.7704 | 63613.1463 | 55927.1562 | 46752.4633 | 36911.3241 | 666.7818 | 598.9326 | 535.6816 | 478.1894 | 441.8151
Scenario 6: Aggressive Fuel Sub Phase In | PG&E | Com | BldgEnv | Com - School | Energy Efficiency | NEW | New Adoptions | 47941.4733 | 50634.6232 | 53121.0926 | 55198.3336 | 56567.9416 | 58103.4234 | 59254.8391 | 60442.3606 | 61418.1689 | 62361.2752 | 63203.8478 | 64231.1478 | 64903.6297
Scenario 6: Aggressive Fuel Sub Phase In | PG&E | Com | BldgEnv | Com - School | Energy Efficiency | NEW | Total Adoptions | 47941.4733 | 50634.6232 | 53121.0926 | 55198.3336 | 56567.9416 | 58103.4234 | 59254.8391 | 60442.3606 | 61418.1689 | 62361.2752 | 63203.8478 | 64231.1478 | 64903.6297
Scenario 6: Aggressive Fuel Sub Phase In | PG&E | Com | BldgEnv | Com - School | Energy Efficiency | RET | New Adoptions | 702.0242 | 666.6821 | 633.2689 | 601.5774 | 571.4542 | 542.8422 | 515.6673 | 489.8785 | 465.388 | 442.1256 | 420.0237 | 399.0096 | 379.02
Scenario 6: Aggressive Fuel Sub Phase In | PG&E | Com | BldgEnv | Com - School | Energy Efficiency | RET | Total Adoptions | 702.6596 | 667.2857 | 633.8423 | 602.1221 | 571.9717 | 543.3339 | 516.1344 | 490.3221 | 465.8095 | 442.5261 | 420.4041 | 399.371 | 379.3633
Scenario 6: Aggressive Fuel Sub Phase In | PG&E | Com | BldgEnv | Com - Warehouse | Energy Efficiency | NEW | New Adoptions | 70948.0854 | 74936.5132 | 79416.1411 | 84146.3735 | 88626.2533 | 94321.3832 | 97895.7042 | 101765.7143 | 104078.4247 | 106790.2148 | 108805.776 | 110756.3627 | 112733.3312
Scenario 6: Aggressive Fuel Sub Phase In | PG&E | Com | BldgEnv | Com - Warehouse | Energy Efficiency | NEW | Total Adoptions | 70948.0854 | 74936.5132 | 79416.1411 | 84146.3735 | 88626.2533 | 94321.3832 | 97895.7042 | 101765.7143 | 104078.4247 | 106790.2148 | 108805.776 | 110756.3627 | 112733.3312
Scenario 6: Aggressive Fuel Sub Phase In | PG&E | Com | BldgEnv | Com - Warehouse | Energy Efficiency | RET | New Adoptions | 218223.2284 | 213940.2922 | 200678.3047 | 179565.5672 | 152643.5678 | 122447.8826 | 91508.0925 | 61932.6596 | 35182.9762 | 12045.9746 | 879.3505 | 835.3658 | 793.5772
Scenario 6: Aggressive Fuel Sub Phase In | PG&E | Com | BldgEnv | Com - Warehouse | Energy Efficiency | RET | Total Adoptions | 219435.4549 | 215120.4473 | 201826.2211 | 180680.0315 | 153722.6471 | 123489.3009 | 92509.5868 | 62892.2629 | 36099.1985 | 12917.8849 | 1707.6653 | 1622.2649 | 1541.1313
Scenario 6: Aggressive Fuel Sub Phase In | PG&E | Com | ComRefrig | Com - College | Energy Efficiency | NEW | New Adoptions | 0 | 0 | 0 | 0 | 0 | 0 | 0 | 0 | 0.33409 | 0.33793 | 0.33901 | 0.76041 | 0.76115
Scenario 6: Aggressive Fuel Sub Phase In | PG&E | Com | ComRefrig | Com - College | Energy Efficiency | NEW | Total Adoptions | 0 | 0 | 0 | 0 | 0 | 0 | 0 | 0 | 0.33409 | 0.33793 | 0.33901 | 0.76041 | 0.76115
Scenario 6: Aggressive Fuel Sub Phase In | PG&E | Com | ComRefrig | Com - College | Energy Efficiency | RET | New Adoptions | 16.8533 | 9.5956 | 4.601 | 1.4999 | 0.39165 | 0.13262 | 0 | 0 | 0 | 0 | 0 | 0 | 0
Scenario 6: Aggressive Fuel Sub Phase In | PG&E | Com | ComRefrig | Com - College | Energy Efficiency | RET | Total Adoptions | 18.1555 | 10.8545 | 5.7993 | 2.629 | 1.4514 | 1.1262 | 0.93098 | 0.87233 | 0.81739 | 0.7659 | 0.71766 | 0.67246 | 0.63011
Scenario 6: Aggressive Fuel Sub Phase In | PG&E | Com | ComRefrig | Com - College | Energy Efficiency | ROB | New Adoptions | 0 | 0 | 0 | 0 | 0 | 0 | 0 | 0.99873 | 0.94859 | 0.90211 | 1.9561 | 1.8679 | 1.7881
Scenario 6: Aggressive Fuel Sub Phase In | PG&E | Com | ComRefrig | Com - College | Energy Efficiency | ROB | Total Adoptions | 0 | 0 | 0 | 0 | 0 | 0 | 0 | 2.6386 | 2.66 | 2.6796 | 6.1397 | 6.179 | 6.2176
Scenario 6: Aggressive Fuel Sub Phase In | PG&E | Com | ComRefrig | Com - Grocery | Energy Efficiency | NEW | New Adoptions | 0 | 0 | 0 | 0 | 0 | 0 | 0 | 0 | 478.7535 | 485.5935 | 492.7317 | 1135.0411 | 1151.4089
Scenario 6: Aggressive Fuel Sub Phase In | PG&E | Com | ComRefrig | Com - Grocery | Energy Efficiency | NEW | Total Adoptions | 0 | 0 | 0 | 0 | 0 | 0 | 0 | 0 | 478.7535 | 485.5935 | 492.7317 | 1135.0411 | 1151.4089
Scenario 6: Aggressive Fuel Sub Phase In | PG&E | Com | ComRefrig | Com - Grocery | Energy Efficiency | RET | New Adoptions | 10591.9458 | 3590.1406 | 806.3886 | 258.85 | 0 | 0 | 0 | 0 | 0 | 0 | 0 | 0 | 0
Scenario 6: Aggressive Fuel Sub Phase In | PG&E | Com | ComRefrig | Com - Grocery | Energy Efficiency | RET | Total Adoptions | 12152.5223 | 5067.351 | 2194.1505 | 1560.3528 | 1219.5245 | 1142.7121 | 1070.74 | 1003.303 | 940.1152 | 880.9088 | 825.4326 | 773.4517 | 724.7457
Scenario 6: Aggressive Fuel Sub Phase In | PG&E | Com | ComRefrig | Com - Grocery | Energy Efficiency | ROB | New Adoptions | 0 | 0 | 0 | 0 | 0 | 0 | 0 | 1191.2776 | 1125.9139 | 1065.6409 | 2299.9129 | 2186.8721 | 2085.2341
Scenario 6: Aggressive Fuel Sub Phase In | PG&E | Com | ComRefrig | Com - Grocery | Energy Efficiency | ROB | Total Adoptions | 0 | 0 | 0 | 0 | 0 | 0 | 0 | 3198.7824 | 3220.3876 | 3240.189 | 7415.1221 | 7457.9522 | 7501.4457
Scenario 6: Aggressive Fuel Sub Phase In | PG&E | Com | ComRefrig | Com - Health | Energy Efficiency | NEW | New Adoptions | 0 | 0 | 0 | 0 | 0 | 0 | 0 | 0 | 0 | 0 | 0 | 0 | 0
Scenario 6: Aggressive Fuel Sub Phase In | PG&E | Com | ComRefrig | Com - Health | Energy Efficiency | NEW | Total Adoptions | 0 | 0 | 0 | 0 | 0 | 0 | 0 | 0 | 0 | 0 | 0 | 0 | 0
Scenario 6: Aggressive Fuel Sub Phase In | PG&E | Com | ComRefrig | Com - Health | Energy Efficiency | ROB | New Adoptions | 0 | 0 | 0 | 0 | 0 | 0 | 0 | 0 | 0 | 0 | 0 | 0 | 0
Scenario 6: Aggressive Fuel Sub Phase In | PG&E | Com | ComRefrig | Com - Health | Energy Efficiency | ROB | Total Adoptions | 0 | 0 | 0 | 0 | 0 | 0 | 0 | 0 | 0 | 0 | 0 | 0 | 0
Scenario 6: Aggressive Fuel Sub Phase In | PG&E | Com | ComRefrig | Com - Refrig. Warehouse | Energy Efficiency | NEW | New Adoptions | 0 | 0 | 0 | 0 | 0 | 0 | 0 | 0 | 1.2895 | 1.2936 | 1.294 | 2.9487 | 2.9572
Scenario 6: Aggressive Fuel Sub Phase In | PG&E | Com | ComRefrig | Com - Refrig. Warehouse | Energy Efficiency | NEW | Total Adoptions | 0 | 0 | 0 | 0 | 0 | 0 | 0 | 0 | 1.2895 | 1.2936 | 1.294 | 2.9487 | 2.9572
Scenario 6: Aggressive Fuel Sub Phase In | PG&E | Com | ComRefrig | Com - Refrig. Warehouse | Energy Efficiency | RET | New Adoptions | 35.4868 | 19.0434 | 8.2083 | 1.7189 | 0.63264 | 0.10835 | 0 | 0 | 0 | 0 | 0 | 0 | 0
Scenario 6: Aggressive Fuel Sub Phase In | PG&E | Com | ComRefrig | Com - Refrig. Warehouse | Energy Efficiency | RET | Total Adoptions | 38.5999 | 22.0372 | 11.0471 | 4.3865 | 3.135 | 2.4536 | 2.1975 | 2.0591 | 1.9294 | 1.8079 | 1.694 | 1.5873 | 1.4873
Scenario 6: Aggressive Fuel Sub Phase In | PG&E | Com | ComRefrig | Com - Refrig. Warehouse | Energy Efficiency | ROB | New Adoptions | 0 | 0 | 0 | 0 | 0 | 0 | 0 | 2.5508 | 2.4325 | 2.3234 | 5.061 | 4.8571 | 4.6743
Scenario 6: Aggressive Fuel Sub Phase In | PG&E | Com | ComRefrig | Com - Refrig. Warehouse | Energy Efficiency | ROB | Total Adoptions | 0 | 0 | 0 | 0 | 0 | 0 | 0 | 6.9641 | 7.0556 | 7.1423 | 16.44 | 16.6264 | 16.8114
Scenario 6: Aggressive Fuel Sub Phase In | PG&E | Com | ComRefrig | Com - Restaurant | Energy Efficiency | NEW | New Adoptions | 0 | 0 | 0 | 0 | 0 | 0 | 0 | 0 | 12.9356 | 13.0612 | 13.158 | 0 | 332.8395
Scenario 6: Aggressive Fuel Sub Phase In | PG&E | Com | ComRefrig | Com - Restaurant | Energy Efficiency | NEW | Total Adoptions | 0 | 0 | 0 | 0 | 0 | 0 | 0 | 0 | 12.9356 | 13.0612 | 13.158 | 0 | 332.8395
Scenario 6: Aggressive Fuel Sub Phase In | PG&E | Com | ComRefrig | Com - Restaurant | Energy Efficiency | RET | New Adoptions | 376.846 | 135.2856 | 30.0313 | 10.8082 | 0 | 0 | 0 | 0 | 0 | 0 | 0 | 0 | 0
Scenario 6: Aggressive Fuel Sub Phase In | PG&E | Com | ComRefrig | Com - Restaurant | Energy Efficiency | RET | Total Adoptions | 430.9031 | 186.4988 | 78.1527 | 55.9466 | 42.2953 | 39.6312 | 37.1351 | 34.7963 | 32.6048 | 30.5514 | 28.6274 | 26.8246 | 25.1353
Scenario 6: Aggressive Fuel Sub Phase In | PG&E | Com | ComRefrig | Com - Restaurant | Energy Efficiency | ROB | New Adoptions | 0 | 0 | 0 | 0 | 0 | 0 | 0 | 40.8359 | 38.5631 | 36.4623 | 78.6076 | 66.2968 | 66.4144
Scenario 6: Aggressive Fuel Sub Phase In | PG&E | Com | ComRefrig | Com - Restaurant | Energy Efficiency | ROB | Total Adoptions | 0 | 0 | 0 | 0 | 0 | 0 | 0 | 108.4931 | 108.9624 | 109.3616 | 249.6883 | 225.1445 | 251.3416
Scenario 6: Aggressive Fuel Sub Phase In | PG&E | Com | ComRefrig | Com - Retail | Energy Efficiency | NEW | New Adoptions | 0 | 0 | 0 | 0 | 0 | 0 | 0 | 0 | 181.6018 | 184.6883 | 187.966 | 435.1691 | 442.639
Scenario 6: Aggressive Fuel Sub Phase In | PG&E | Com | ComRefrig | Com - Retail | Energy Efficiency | NEW | Total Adoptions | 0 | 0 | 0 | 0 | 0 | 0 | 0 | 0 | 181.6018 | 184.6883 | 187.966 | 435.1691 | 442.639
Scenario 6: Aggressive Fuel Sub Phase In | PG&E | Com | ComRefrig | Com - Retail | Energy Efficiency | RET | New Adoptions | 4981.755 | 1837.7536 | 0 | 259.22 | 69.5827 | 0 | 0 | 0 | 0 | 0 | 0 | 0 | 0
Scenario 6: Aggressive Fuel Sub Phase In | PG&E | Com | ComRefrig | Com - Retail | Energy Efficiency | RET | Total Adoptions | 5671.5071 | 2491.6519 | 612.7167 | 834.5018 | 608.9411 | 505.3882 | 473.5585 | 443.7344 | 415.7893 | 389.605 | 365.0703 | 342.0814 | 320.5407
Scenario 6: Aggressive Fuel Sub Phase In | PG&E | Com | ComRefrig | Com - Retail | Energy Efficiency | ROB | New Adoptions | 0 | 0 | 0 | 0 | 0 | 0 | 0 | 487.355 | 462.1527 | 438.8329 | 950.2976 | 906.4515 | 867.0147
Scenario 6: Aggressive Fuel Sub Phase In | PG&E | Com | ComRefrig | Com - Retail | Energy Efficiency | ROB | Total Adoptions | 0 | 0 | 0 | 0 | 0 | 0 | 0 | 1371.4815 | 1380.2288 | 1388.1705 | 3176.6033 | 3193.7984 | 3211.2844
Scenario 6: Aggressive Fuel Sub Phase In | PG&E | Com | ComRefrig | Com - School | Energy Efficiency | NEW | New Adoptions | 0 | 0 | 0 | 0 | 0 | 0 | 0 | 0 | 1.2719 | 1.2648 | 1.258 | 2.8603 | 2.8475
Scenario 6: Aggressive Fuel Sub Phase In | PG&E | Com | ComRefrig | Com - School | Energy Efficiency | NEW | Total Adoptions | 0 | 0 | 0 | 0 | 0 | 0 | 0 | 0 | 1.2719 | 1.2648 | 1.258 | 2.8603 | 2.8475
Scenario 6: Aggressive Fuel Sub Phase In | PG&E | Com | ComRefrig | Com - School | Energy Efficiency | RET | New Adoptions | 0.022464 | 0 | 0 | 0 | 0 | 0 | 0 | 0 | 0 | 0 | 0 | 0 | 0
Scenario 6: Aggressive Fuel Sub Phase In | PG&E | Com | ComRefrig | Com - School | Energy Efficiency | RET | Total Adoptions | 1.7453 | 1.6144 | 1.5127 | 1.4175 | 1.3282 | 1.2446 | 1.1663 | 1.0928 | 1.024 | 0.95957 | 0.89917 | 0.84257 | 0.78954
Scenario 6: Aggressive Fuel Sub Phase In | PG&E | Com | ComRefrig | Com - School | Energy Efficiency | ROB | New Adoptions | 0 | 0 | 0 | 0 | 0 | 0 | 0 | 1.6784 | 1.5814 | 1.4938 | 3.221 | 3.0627 | 2.9227
Scenario 6: Aggressive Fuel Sub Phase In | PG&E | Com | ComRefrig | Com - School | Energy Efficiency | ROB | Total Adoptions | 0 | 0 | 0 | 0 | 0 | 0 | 0 | 5.1962 | 5.2397 | 5.2812 | 12.1081 | 12.2019 | 12.297
Scenario 6: Aggressive Fuel Sub Phase In | PG&E | Com | FoodServ | Com - College | Energy Efficiency | NEW | New Adoptions | 28.9452 | 29.6784 | 29.1241 | 35.0726 | 30.565 | 30.4982 | 31.011 | 31.8588 | 32.7109 | 33.2792 | 33.5738 | 33.44 | 33.6439
Scenario 6: Aggressive Fuel Sub Phase In | PG&E | Com | FoodServ | Com - College | Energy Efficiency | NEW | Total Adoptions | 28.9452 | 29.6784 | 29.1241 | 35.0726 | 30.565 | 30.4982 | 31.011 | 31.8588 | 32.7109 | 33.2792 | 33.5738 | 33.44 | 33.6439
Scenario 6: Aggressive Fuel Sub Phase In | PG&E | Com | FoodServ | Com - College | Energy Efficiency | ROB | New Adoptions | 58.9261 | 59.0119 | 58.8452 | 58.8725 | 58.7367 | 58.54 | 60.6114 | 60.3201 | 60.0124 | 59.7754 | 60.0136 | 59.9109 | 59.8408
Scenario 6: Aggressive Fuel Sub Phase In | PG&E | Com | FoodServ | Com - College | Energy Efficiency | ROB | Total Adoptions | 156.6382 | 159.3821 | 161.5217 | 164.2901 | 166.5309 | 168.5603 | 176.8938 | 178.5623 | 180.0725 | 181.6036 | 183.6765 | 185.2257 | 186.7512
Scenario 6: Aggressive Fuel Sub Phase In | PG&E | Com | FoodServ | Com - College | Fuel Substitution | ROB | New Adoptions | 0.21495 | 0.23657 | 0.25801 | 0.2791 | 0.29967 | 0.32489 | 0.36353 | 0.40821 | 0.46661 | 0.53287 | 0.60805 | 0.69345 | 0.79159
Scenario 6: Aggressive Fuel Sub Phase In | PG&E | Com | FoodServ | Com - College | Fuel Substitution | ROB | Total Adoptions | 0.25921 | 0.28922 | 0.31946 | 0.34972 | 0.37975 | 0.41491 | 0.46451 | 0.52136 | 0.59369 | 0.67589 | 0.76936 | 0.87583 | 0.99828
Scenario 6: Aggressive Fuel Sub Phase In | PG&E | Com | FoodServ | Com - Grocery | Energy Efficiency | NEW | New Adoptions | 148.5614 | 154.7707 | 162.0376 | 168.8109 | 173.264 | 179.9386 | 185.728 | 194.9907 | 198.3996 | 201.9881 | 205.6648 | 213.8525 | 218.092
Scenario 6: Aggressive Fuel Sub Phase In | PG&E | Com | FoodServ | Com - Grocery | Energy Efficiency | NEW | Total Adoptions | 148.5614 | 154.7707 | 162.0376 | 168.8109 | 173.264 | 179.9386 | 185.728 | 194.9907 | 198.3996 | 201.9881 | 205.6648 | 213.8525 | 218.092
Scenario 6: Aggressive Fuel Sub Phase In | PG&E | Com | FoodServ | Com - Grocery | Energy Efficiency | ROB | New Adoptions | 399.3953 | 398.7825 | 396.934 | 394.2354 | 390.969 | 387.3228 | 392.3769 | 388.445 | 384.5773 | 381.1301 | 385.8718 | 383.9071 | 382.3501
Scenario 6: Aggressive Fuel Sub Phase In | PG&E | Com | FoodServ | Com - Grocery | Energy Efficiency | ROB | Total Adoptions | 949.8336 | 967.8777 | 984.2367 | 999.2298 | 1012.9866 | 1025.6769 | 1062.0556 | 1073.0729 | 1083.2721 | 1093.3937 | 1113.6713 | 1124.8936 | 1136.283
Scenario 6: Aggressive Fuel Sub Phase In | PG&E | Com | FoodServ | Com - Grocery | Fuel Substitution | ROB | New Adoptions | 2.021 | 2.232 | 2.441 | 2.6461 | 2.8446 | 3.0548 | 3.304 | 3.5714 | 3.8771 | 4.2091 | 4.5676 | 4.9598 | 5.3937
Scenario 6: Aggressive Fuel Sub Phase In | PG&E | Com | FoodServ | Com - Grocery | Fuel Substitution | ROB | Total Adoptions | 2.4207 | 2.7069 | 2.9948 | 3.2817 | 3.5644 | 3.8611 | 4.2005 | 4.5626 | 4.9688 | 5.4079 | 5.8812 | 6.3974 | 6.9659
Scenario 6: Aggressive Fuel Sub Phase In | PG&E | Com | FoodServ | Com - Health | Energy Efficiency | NEW | New Adoptions | 65.2431 | 66.6132 | 72.3204 | 72.2488 | 74.3819 | 74.558 | 82.8921 | 82.6921 | 82.8641 | 81.4436 | 78.5682 | 80.8646 | 82.2461
Scenario 6: Aggressive Fuel Sub Phase In | PG&E | Com | FoodServ | Com - Health | Energy Efficiency | NEW | Total Adoptions | 65.2431 | 66.6132 | 72.3204 | 72.2488 | 74.3819 | 74.558 | 82.8921 | 82.6921 | 82.8641 | 81.4436 | 78.5682 | 80.8646 | 82.2461
Scenario 6: Aggressive Fuel Sub Phase In | PG&E | Com | FoodServ | Com - Health | Energy Efficiency | ROB | New Adoptions | 143.2437 | 144.3605 | 144.9884 | 145.1036 | 145.0248 | 144.6422 | 153.7268 | 153.5037 | 153.3361 | 153.2263 | 155.3709 | 155.5403 | 155.6268
Scenario 6: Aggressive Fuel Sub Phase In | PG&E | Com | FoodServ | Com - Health | Energy Efficiency | ROB | Total Adoptions | 377.962 | 386.1329 | 393.7697 | 400.4068 | 406.6483 | 412.0329 | 443.7917 | 449.5047 | 455.0636 | 460.4295 | 468.4587 | 473.7877 | 478.754
Scenario 6: Aggressive Fuel Sub Phase In | PG&E | Com | FoodServ | Com - Health | Fuel Substitution | ROB | New Adoptions | 0.55633 | 0.62196 | 0.69071 | 0.77203 | 0.85751 | 0.95454 | 1.0605 | 1.1762 | 1.303 | 1.4432 | 1.5988 | 1.7739 | 1.9953
Scenario 6: Aggressive Fuel Sub Phase In | PG&E | Com | FoodServ | Com - Health | Fuel Substitution | ROB | Total Adoptions | 0.66627 | 0.7532 | 0.84486 | 0.95101 | 1.0633 | 1.1894 | 1.327 | 1.4772 | 1.6417 | 1.8235 | 2.0249 | 2.2508 | 2.5305
Scenario 6: Aggressive Fuel Sub Phase In | PG&E | Com | FoodServ | Com - Lodging | Energy Efficiency | NEW | New Adoptions | 99.1684 | 102.0145 | 105.0836 | 107.2314 | 111.1626 | 113.2785 | 115.3976 | 119.7154 | 120.9525 | 122.7539 | 124.1514 | 126.867 | 132.6871
Scenario 6: Aggressive Fuel Sub Phase In | PG&E | Com | FoodServ | Com - Lodging | Energy Efficiency | NEW | Total Adoptions | 99.1684 | 102.0145 | 105.0836 | 107.2314 | 111.1626 | 113.2785 | 115.3976 | 119.7154 | 120.9525 | 122.7539 | 124.1514 | 126.867 | 132.6871
Scenario 6: Aggressive Fuel Sub Phase In | PG&E | Com | FoodServ | Com - Lodging | Energy Efficiency | ROB | New Adoptions | 175.0933 | 177.2979 | 179.1794 | 180.6875 | 182.1256 | 183.4901 | 189.5204 | 191.0251 | 192.5747 | 194.1548 | 198.0587 | 199.6729 | 201.0414
Scenario 6: Aggressive Fuel Sub Phase In | PG&E | Com | FoodServ | Com - Lodging | Energy Efficiency | ROB | Total Adoptions | 452.536 | 463.4949 | 474.0638 | 483.9428 | 493.703 | 503.1896 | 525.5727 | 535.2283 | 544.8503 | 554.4713 | 567.1988 | 576.6837 | 585.7189
Scenario 6: Aggressive Fuel Sub Phase In | PG&E | Com | FoodServ | Com - Lodging | Fuel Substitution | ROB | New Adoptions | 0.56964 | 0.63165 | 0.69269 | 0.76418 | 0.83782 | 0.91927 | 1.0044 | 1.0952 | 1.1921 | 1.2965 | 1.4098 | 1.5371 | 1.7439
Scenario 6: Aggressive Fuel Sub Phase In | PG&E | Com | FoodServ | Com - Lodging | Fuel Substitution | ROB | Total Adoptions | 0.67788 | 0.76124 | 0.84474 | 0.94006 | 1.0388 | 1.1469 | 1.2604 | 1.3812 | 1.51 | 1.6487 | 1.7988 | 1.966 | 2.2207
Scenario 6: Aggressive Fuel Sub Phase In | PG&E | Com | FoodServ | Com - Office (Large) | Energy Efficiency | NEW | New Adoptions | 9.4682 | 9.3178 | 9.272 | 9.1488 | 9.0922 | 8.9976 | 8.9571 | 8.8268 | 8.6241 | 8.5081 | 8.3728 | 8.2495 | 8.141
Scenario 6: Aggressive Fuel Sub Phase In | PG&E | Com | FoodServ | Com - Office (Large) | Energy Efficiency | NEW | Total Adoptions | 9.4682 | 9.3178 | 9.272 | 9.1488 | 9.0922 | 8.9976 | 8.9571 | 8.8268 | 8.6241 | 8.5081 | 8.3728 | 8.2495 | 8.141
Scenario 6: Aggressive Fuel Sub Phase In | PG&E | Com | FoodServ | Com - Office (Large) | Energy Efficiency | ROB | New Adoptions | 11.7131 | 11.7791 | 11.8434 | 11.907 | 11.9743 | 12.0454 | 12.1225 | 12.2031 | 12.285 | 12.3709 | 12.46 | 12.5525 | 12.6485
Scenario 6: Aggressive Fuel Sub Phase In | PG&E | Com | FoodServ | Com - Office (Large) | Energy Efficiency | ROB | Total Adoptions | 34.3807 | 34.7493 | 35.1136 | 35.471 | 35.8318 | 36.1941 | 36.5647 | 36.9352 | 37.2992 | 37.6654 | 38.0323 | 38.4006 | 38.772
Scenario 6: Aggressive Fuel Sub Phase In | PG&E | Com | FoodServ | Com - Office (Small) | Energy Efficiency | NEW | New Adoptions | 1.5908 | 1.604 | 1.6253 | 0 | 17.917 | 1.5152 | 1.5313 | 1.5451 | 1.5527 | 1.5623 | 1.5725 | 1.5826 | 1.5936
Scenario 6: Aggressive Fuel Sub Phase In | PG&E | Com | FoodServ | Com - Office (Small) | Energy Efficiency | NEW | Total Adoptions | 1.5908 | 1.604 | 1.6253 | 0 | 17.917 | 1.5152 | 1.5313 | 1.5451 | 1.5527 | 1.5623 | 1.5725 | 1.5826 | 1.5936
Scenario 6: Aggressive Fuel Sub Phase In | PG&E | Com | FoodServ | Com - Office (Small) | Energy Efficiency | ROB | New Adoptions | 3.2384 | 3.258 | 3.2763 | 2.7532 | 3.3003 | 3.3204 | 3.3413 | 3.3631 | 3.3857 | 3.4092 | 3.4338 | 3.4593 | 3.4858
Scenario 6: Aggressive Fuel Sub Phase In | PG&E | Com | FoodServ | Com - Office (Small) | Energy Efficiency | ROB | Total Adoptions | 9.6357 | 9.73 | 9.8221 | 8.27 | 10.0027 | 10.0932 | 10.1846 | 10.2769 | 10.3699 | 10.4639 | 10.5592 | 10.6559 | 10.754
Scenario 6: Aggressive Fuel Sub Phase In | PG&E | Com | FoodServ | Com - Other | Energy Efficiency | NEW | New Adoptions | 145.1937 | 150.6042 | 156.9755 | 162.2262 | 165.8401 | 172.1961 | 179.0536 | 187.2385 | 189.323 | 193.0347 | 196.8821 | 201.4254 | 205.3393
Scenario 6: Aggressive Fuel Sub Phase In | PG&E | Com | FoodServ | Com - Other | Energy Efficiency | NEW | Total Adoptions | 145.1937 | 150.6042 | 156.9755 | 162.2262 | 165.8401 | 172.1961 | 179.0536 | 187.2385 | 189.323 | 193.0347 | 196.8821 | 201.4254 | 205.3393
Scenario 6: Aggressive Fuel Sub Phase In | PG&E | Com | FoodServ | Com - Other | Energy Efficiency | ROB | New Adoptions | 462.5699 | 468.2543 | 472.8744 | 476.7696 | 480.1828 | 483.3527 | 494.5338 | 496.9956 | 499.2413 | 501.4211 | 505.7505 | 507.8517 | 509.6777
Scenario 6: Aggressive Fuel Sub Phase In | PG&E | Com | FoodServ | Com - Other | Energy Efficiency | ROB | Total Adoptions | 1086.9741 | 1111.9623 | 1135.6919 | 1158.4394 | 1180.3687 | 1201.873 | 1245.6891 | 1265.7442 | 1285.0358 | 1304.0003 | 1325.5966 | 1344.2939 | 1362.5814
Scenario 6: Aggressive Fuel Sub Phase In | PG&E | Com | FoodServ | Com - Other | Fuel Substitution | ROB | New Adoptions | 2.0896 | 2.3312 | 2.5753 | 2.8203 | 3.0639 | 3.309 | 3.5987 | 3.9138 | 4.2646 | 4.6472 | 5.058 | 5.5027 | 5.9885
Scenario 6: Aggressive Fuel Sub Phase In | PG&E | Com | FoodServ | Com - Other | Fuel Substitution | ROB | Total Adoptions | 2.5038 | 2.8307 | 3.1661 | 3.5077 | 3.8527 | 4.2036 | 4.6051 | 5.0384 | 5.5152 | 6.0325 | 6.5874 | 7.1871 | 7.8402
Scenario 6: Aggressive Fuel Sub Phase In | PG&E | Com | FoodServ | Com - Restaurant | Energy Efficiency | NEW | New Adoptions | 342.0061 | 347.7233 | 358.2305 | 367.3362 | 375.1874 | 381.569 | 390.2442 | 403.257 | 408.4779 | 414.4955 | 419.6138 | 0 | 4741.4125
Scenario 6: Aggressive Fuel Sub Phase In | PG&E | Com | FoodServ | Com - Restaurant | Energy Efficiency | NEW | Total Adoptions | 342.0061 | 347.7233 | 358.2305 | 367.3362 | 375.1874 | 381.569 | 390.2442 | 403.257 | 408.4779 | 414.4955 | 419.6138 | 0 | 4741.4125
Scenario 6: Aggressive Fuel Sub Phase In | PG&E | Com | FoodServ | Com - Restaurant | Energy Efficiency | ROB | New Adoptions | 1051.3795 | 1055.233 | 1055.7074 | 1053.7876 | 1050.2533 | 1045.7083 | 1059.3537 | 1053.6875 | 1047.9709 | 1042.7134 | 1054.7855 | 941.2444 | 1001.6207
Scenario 6: Aggressive Fuel Sub Phase In | PG&E | Com | FoodServ | Com - Restaurant | Energy Efficiency | ROB | Total Adoptions | 2444.9134 | 2494.0096 | 2538.4516 | 2579.056 | 2616.4927 | 2651.2015 | 2735.6156 | 2765.9831 | 2794.5645 | 2822.4812 | 2871.5485 | 2608.1924 | 2918.268
Scenario 6: Aggressive Fuel Sub Phase In | PG&E | Com | FoodServ | Com - Restaurant | Fuel Substitution | ROB | New Adoptions | 5.6865 | 6.3168 | 6.9479 | 7.5744 | 8.1893 | 8.8107 | 9.4869 | 10.1959 | 10.958 | 11.7594 | 12.5986 | 12.0117 | 13.4839
Scenario 6: Aggressive Fuel Sub Phase In | PG&E | Com | FoodServ | Com - Restaurant | Fuel Substitution | ROB | Total Adoptions | 6.8035 | 7.6529 | 8.5161 | 9.3861 | 10.2539 | 11.1367 | 12.0841 | 13.0752 | 14.1318 | 15.2412 | 16.403 | 15.7457 | 17.4483
Scenario 6: Aggressive Fuel Sub Phase In | PG&E | Com | FoodServ | Com - Retail | Energy Efficiency | NEW | New Adoptions | 5.7252 | 6.0841 | 6.5025 | 0 | 66.3886 | 6.8224 | 7.5762 | 7.9481 | 8.2185 | 8.4843 | 8.7481 | 8.9818 | 9.2214
Scenario 6: Aggressive Fuel Sub Phase In | PG&E | Com | FoodServ | Com - Retail | Energy Efficiency | NEW | Total Adoptions | 5.7252 | 6.0841 | 6.5025 | 0 | 66.3886 | 6.8224 | 7.5762 | 7.9481 | 8.2185 | 8.4843 | 8.7481 | 8.9818 | 9.2214
Scenario 6: Aggressive Fuel Sub Phase In | PG&E | Com | FoodServ | Com - Retail | Energy Efficiency | ROB | New Adoptions | 9.2773 | 9.2888 | 9.2974 | 8.476 | 9.2999 | 9.3092 | 9.3268 | 9.3482 | 9.3728 | 9.4009 | 9.4328 | 9.4683 | 9.5075
Scenario 6: Aggressive Fuel Sub Phase In | PG&E | Com | FoodServ | Com - Retail | Energy Efficiency | ROB | Total Adoptions | 27.5407 | 27.6723 | 27.7996 | 25.4074 | 28.0546 | 28.1704 | 28.3064 | 28.4485 | 28.5945 | 28.7454 | 28.9023 | 29.0648 | 29.2339
Scenario 6: Aggressive Fuel Sub Phase In | PG&E | Com | FoodServ | Com - School | Energy Efficiency | NEW | New Adoptions | 145.1311 | 147.1323 | 149.0253 | 150.2535 | 150.0561 | 150.7843 | 150.9268 | 154.6311 | 154.9886 | 155.5399 | 156.0877 | 158.1003 | 158.683
Scenario 6: Aggressive Fuel Sub Phase In | PG&E | Com | FoodServ | Com - School | Energy Efficiency | NEW | Total Adoptions | 145.1311 | 147.1323 | 149.0253 | 150.2535 | 150.0561 | 150.7843 | 150.9268 | 154.6311 | 154.9886 | 155.5399 | 156.0877 | 158.1003 | 158.683
Scenario 6: Aggressive Fuel Sub Phase In | PG&E | Com | FoodServ | Com - School | Energy Efficiency | ROB | New Adoptions | 157.2454 | 158.4876 | 159.3356 | 160.0731 | 160.8338 | 161.8183 | 167.3795 | 168.5971 | 169.8918 | 171.2251 | 173.2892 | 174.4533 | 175.4447
Scenario 6: Aggressive Fuel Sub Phase In | PG&E | Com | FoodServ | Com - School | Energy Efficiency | ROB | Total Adoptions | 422.6497 | 431.0185 | 438.525 | 445.5862 | 452.3695 | 459.3358 | 478.8273 | 486.0116 | 493.2307 | 500.4762 | 508.7351 | 515.6115 | 522.0278
Scenario 6: Aggressive Fuel Sub Phase In | PG&E | Com | FoodServ | Com - School | Fuel Substitution | ROB | New Adoptions | 0.27164 | 0.28892 | 0.32361 | 0.36876 | 0.42524 | 0.48999 | 0.56267 | 0.64488 | 0.73809 | 0.84442 | 0.96798 | 1.1342 | 1.3447
Scenario 6: Aggressive Fuel Sub Phase In | PG&E | Com | FoodServ | Com - School | Fuel Substitution | ROB | Total Adoptions | 0.32806 | 0.35416 | 0.39833 | 0.45403 | 0.5225 | 0.60102 | 0.68954 | 0.78998 | 0.90421 | 1.0348 | 1.1865 | 1.3869 | 1.639
Scenario 6: Aggressive Fuel Sub Phase In | PG&E | Com | HVAC | Com - College | Energy Efficiency | NEW | New Adoptions | 20903.0193 | 21934.825 | 1585.7681 | 155260.017 | 22858.5071 | 22987.6475 | 12531.8538 | 1589.5618 | 1621.1597 | 1638.9842 | 1644.0085 | 1617.9603 | 1619.7455
Scenario 6: Aggressive Fuel Sub Phase In | PG&E | Com | HVAC | Com - College | Energy Efficiency | NEW | Total Adoptions | 20903.0193 | 21934.825 | 1585.7681 | 155260.017 | 22858.5071 | 22987.6475 | 12531.8538 | 1589.5618 | 1621.1597 | 1638.9842 | 1644.0085 | 1617.9603 | 1619.7455
Scenario 6: Aggressive Fuel Sub Phase In | PG&E | Com | HVAC | Com - College | Energy Efficiency | RET | New Adoptions | 263.6059 | 218.9082 | 171.2821 | 124.031 | 83.2008 | 50.3211 | 25.4086 | 7.3657 | 0 | 0 | 0 | 0 | 0
Scenario 6: Aggressive Fuel Sub Phase In | PG&E | Com | HVAC | Com - College | Energy Efficiency | RET | Total Adoptions | 279.6345 | 234.8411 | 186.9138 | 139.1719 | 97.702 | 188.9051 | 154.8665 | 213.408 | 0.20116 | 0.18775 | 0.17523 | 0.16355 | 0.15265
Scenario 6: Aggressive Fuel Sub Phase In | PG&E | Com | HVAC | Com - College | Energy Efficiency | ROB | New Adoptions | 57962.5364 | 58617.3932 | 54720.0648 | 55280.3615 | 54551.3637 | 26809.1001 | 64.3202 | 63.2101 | 62.1352 | 61.102 | 60.1201 | 59.1849 | 58.3095
Scenario 6: Aggressive Fuel Sub Phase In | PG&E | Com | HVAC | Com - College | Energy Efficiency | ROB | Total Adoptions | 89239.8465 | 93202.387 | 89881.3833 | 99283.4838 | 101621.6413 | 51899.6229 | 141.431 | 142.431 | 143.3797 | 144.2795 | 145.1372 | 145.9351 | 146.706
Scenario 6: Aggressive Fuel Sub Phase In | PG&E | Com | HVAC | Com - College | Fuel Substitution | ROB | New Adoptions | 444.9336 | 486.3539 | 509.0682 | 526.0753 | 0.035201 | 0 | 0 | 0 | 0 | 0 | 0 | 0 | 0
Scenario 6: Aggressive Fuel Sub Phase In | PG&E | Com | HVAC | Com - College | Fuel Substitution | ROB | Total Adoptions | 561.4168 | 626.4306 | 670.422 | 709.235 | 0.039469 | 0 | 0 | 0 | 0 | 0 | 0 | 0 | 0
Scenario 6: Aggressive Fuel Sub Phase In | PG&E | Com | HVAC | Com - Grocery | Energy Efficiency | NEW | New Adoptions | 410.1883 | 454.4304 | 501.7109 | 546.9912 | 583.5453 | 626.1241 | 663.8948 | 698.8519 | 723.6973 | 747.2815 | 769.0373 | 787.2366 | 805.1823
Scenario 6: Aggressive Fuel Sub Phase In | PG&E | Com | HVAC | Com - Grocery | Energy Efficiency | NEW | Total Adoptions | 410.1883 | 454.4304 | 501.7109 | 546.9912 | 583.5453 | 626.1241 | 663.8948 | 698.8519 | 723.6973 | 747.2815 | 769.0373 | 787.2366 | 805.1823
Scenario 6: Aggressive Fuel Sub Phase In | PG&E | Com | HVAC | Com - Grocery | Energy Efficiency | RET | New Adoptions | 0 | 0 | 0 | 0 | 0.54612 | 267.2757 | 269.1568 | 268.6568 | 0 | 0 | 0 | 0 | 0.47705
Scenario 6: Aggressive Fuel Sub Phase In | PG&E | Com | HVAC | Com - Grocery | Energy Efficiency | RET | Total Adoptions | 0 | 0 | 0 | 0 | 0.58339 | 285.2389 | 287.1187 | 286.6153 | 0 | 0 | 0 | 0 | 0.51346
Scenario 6: Aggressive Fuel Sub Phase In | PG&E | Com | HVAC | Com - Grocery | Energy Efficiency | ROB | New Adoptions | 1797.4666 | 1921.5301 | 2028.657 | 2118.5112 | 2191.351 | 2247.4652 | 2294.2809 | 2341.6872 | 2375.9987 | 2396.6048 | 2406.5265 | 2407.7218 | 2403.1203
Scenario 6: Aggressive Fuel Sub Phase In | PG&E | Com | HVAC | Com - Grocery | Energy Efficiency | ROB | Total Adoptions | 2128.2987 | 2309.2608 | 2476.6494 | 2629.4203 | 2766.9321 | 2888.8876 | 3002.4352 | 3118.005 | 3220.4892 | 3308.38 | 3384.1976 | 3449.3785 | 3506.718
Scenario 6: Aggressive Fuel Sub Phase In | PG&E | Com | HVAC | Com - Grocery | Fuel Substitution | ROB | New Adoptions | 920.4587 | 974.1857 | 1018.1411 | 1031.6555 | 381.8507 | 54.8562 | 55.577 | 55.591 | 55.1006 | 54.3679 | 53.4399 | 52.3907 | 51.2721
Scenario 6: Aggressive Fuel Sub Phase In | PG&E | Com | HVAC | Com - Grocery | Fuel Substitution | ROB | Total Adoptions | 1162.2474 | 1255.5689 | 1340.5881 | 1393.9428 | 524.003 | 63.6745 | 65.4339 | 66.4917 | 67.0077 | 67.2723 | 67.3013 | 67.1622 | 66.903
Scenario 6: Aggressive Fuel Sub Phase In | PG&E | Com | HVAC | Com - Health | Energy Efficiency | NEW | New Adoptions | 21100.1089 | 22124.7439 | 24335.3847 | 24635.9666 | 25476.8906 | 873.5728 | 46857.4629 | 937.0484 | 949.8683 | 941.8448 | 914.5357 | 931.9842 | 949.5089
Scenario 6: Aggressive Fuel Sub Phase In | PG&E | Com | HVAC | Com - Health | Energy Efficiency | NEW | Total Adoptions | 21100.1089 | 22124.7439 | 24335.3847 | 24635.9666 | 25476.8906 | 873.5728 | 46857.4629 | 937.0484 | 949.8683 | 941.8448 | 914.5357 | 931.9842 | 949.5089
Scenario 6: Aggressive Fuel Sub Phase In | PG&E | Com | HVAC | Com - Health | Energy Efficiency | RET | New Adoptions | 867.43 | 883.6578 | 882.7435 | 869.3543 | 848.2958 | 826.6687 | 804.8408 | 784.3156 | 764.4676 | 744.0167 | 721.6489 | 700.7736 | 677.6548
Scenario 6: Aggressive Fuel Sub Phase In | PG&E | Com | HVAC | Com - Health | Energy Efficiency | RET | Total Adoptions | 975.73 | 988.6652 | 984.6737 | 968.3529 | 944.4648 | 920.1004 | 895.6209 | 872.5295 | 850.1982 | 827.3387 | 802.6234 | 779.4643 | 754.1113
Scenario 6: Aggressive Fuel Sub Phase In | PG&E | Com | HVAC | Com - Health | Energy Efficiency | ROB | New Adoptions | 64154.9365 | 65290.5302 | 65636.7953 | 65347.1306 | 64584.2828 | 32587.7242 | 3109.1722 | 3171.6316 | 3226.9788 | 3266.3636 | 3292.4383 | 3308.4042 | 3316.9968
Scenario 6: Aggressive Fuel Sub Phase In | PG&E | Com | HVAC | Com - Health | Energy Efficiency | ROB | Total Adoptions | 103484.072 | 108305.2943 | 112403.4574 | 115811.2201 | 118682.8969 | 60986.2845 | 4161.6559 | 4313.244 | 4457.9022 | 4584.9156 | 4695.9584 | 4794.9155 | 4884.3304
Scenario 6: Aggressive Fuel Sub Phase In | PG&E | Com | HVAC | Com - Health | Fuel Substitution | ROB | New Adoptions | 731.7772 | 778.3497 | 816.4847 | 845.4838 | 26.2024 | 27.3768 | 28.0056 | 28.24 | 28.2142 | 28.0126 | 27.6936 | 27.2982 | 26.8559
Scenario 6: Aggressive Fuel Sub Phase In | PG&E | Com | HVAC | Com - Health | Fuel Substitution | ROB | Total Adoptions | 925.0028 | 1004.4432 | 1076.9741 | 1141.3431 | 30.0541 | 31.7466 | 32.9247 | 33.7192 | 34.2533 | 34.6029 | 34.8205 | 34.9428 | 34.9968
Scenario 6: Aggressive Fuel Sub Phase In | PG&E | Com | HVAC | Com - Lodging | Energy Efficiency | NEW | New Adoptions | 10587.9648 | 11257.1296 | 11875.7672 | 12264.2399 | 12762.2709 | 13037.7898 | 7030.6482 | 805.657 | 823.9181 | 808.6008 | 823.658 | 837.7284 | 849.2363
Scenario 6: Aggressive Fuel Sub Phase In | PG&E | Com | HVAC | Com - Lodging | Energy Efficiency | NEW | Total Adoptions | 10587.9648 | 11257.1296 | 11875.7672 | 12264.2399 | 12762.2709 | 13037.7898 | 7030.6482 | 805.657 | 823.9181 | 808.6008 | 823.658 | 837.7284 | 849.2363
Scenario 6: Aggressive Fuel Sub Phase In | PG&E | Com | HVAC | Com - Lodging | Energy Efficiency | RET | New Adoptions | 587.3908 | 601.6571 | 612.844 | 621.6268 | 627.9815 | 631.3216 | 633.0247 | 631.2699 | 0 | 0.70341 | 0 | 315.3668 | 531.2243
Scenario 6: Aggressive Fuel Sub Phase In | PG&E | Com | HVAC | Com - Lodging | Energy Efficiency | RET | Total Adoptions | 624.6705 | 639.1255 | 650.5382 | 659.5709 | 666.187 | 669.786 | 671.7382 | 670.2081 | 0 | 0.74555 | 0.039329 | 336.0363 | 567.9709
Scenario 6: Aggressive Fuel Sub Phase In | PG&E | Com | HVAC | Com - Lodging | Energy Efficiency | ROB | New Adoptions | 22585.8221 | 22920.3071 | 23001.0903 | 22877.9033 | 22601.8661 | 12005.0002 | 1827.0292 | 1864.5504 | 1801.1597 | 1830.6271 | 1852.7675 | 1868.7209 | 1879.666
Scenario 6: Aggressive Fuel Sub Phase In | PG&E | Com | HVAC | Com - Lodging | Energy Efficiency | ROB | Total Adoptions | 35642.7744 | 37348.7543 | 38814.4237 | 40065.6146 | 41147.0542 | 22238.3384 | 2444.8576 | 2536.4197 | 2472.8601 | 2555.8905 | 2631.0095 | 2699.0382 | 2760.6034
Scenario 6: Aggressive Fuel Sub Phase In | PG&E | Com | HVAC | Com - Lodging | Fuel Substitution | ROB | New Adoptions | 670.4469 | 709.7503 | 741.348 | 752.9752 | 395.5956 | 23.9508 | 24.299 | 24.3211 | 12.5005 | 12.3495 | 12.1531 | 11.9248 | 22.5025
Scenario 6: Aggressive Fuel Sub Phase In | PG&E | Com | HVAC | Com - Lodging | Fuel Substitution | ROB | Total Adoptions | 845.8156 | 914.2171 | 976.0177 | 1014.9638 | 541.1586 | 27.3769 | 28.15 | 28.6032 | 15.1634 | 15.2367 | 15.2556 | 15.2313 | 28.8659
Scenario 6: Aggressive Fuel Sub Phase In | PG&E | Com | HVAC | Com - Office (Large) | Energy Efficiency | NEW | New Adoptions | 254070.2305 | 261843.9652 | 269420.5898 | 273118.5826 | 276382.2669 | 277578.2772 | 140747.7598 | 1980.4666 | 1956.3403 | 1235.8682 | 1822.225 | 1804.4393 | 1787.6668
Scenario 6: Aggressive Fuel Sub Phase In | PG&E | Com | HVAC | Com - Office (Large) | Energy Efficiency | NEW | Total Adoptions | 254070.2305 | 261843.9652 | 269420.5898 | 273118.5826 | 276382.2669 | 277578.2772 | 140747.7598 | 1980.4666 | 1956.3403 | 1235.8682 | 1822.225 | 1804.4393 | 1787.6668
Scenario 6: Aggressive Fuel Sub Phase In | PG&E | Com | HVAC | Com - Office (Large) | Energy Efficiency | RET | New Adoptions | 0 | 0 | 0 | 0 | 0 | 0 | 0 | 0 | 0 | 0 | 0 | 0 | 0
Scenario 6: Aggressive Fuel Sub Phase In | PG&E | Com | HVAC | Com - Office (Large) | Energy Efficiency | RET | Total Adoptions | 81.5586 | 76.1214 | 71.0466 | 66.3102 | 61.8895 | 57.7635 | 53.9126 | 50.3184 | 0 | 0 | 0 | 0 | 0
Scenario 6: Aggressive Fuel Sub Phase In | PG&E | Com | HVAC | Com - Office (Large) | Energy Efficiency | ROB | New Adoptions | 294576.2933 | 295399.3788 | 292822.2774 | 287646.9077 | 280653.7519 | 136881.8215 | 1174.7387 | 1193.8954 | 981.4349 | 985.9909 | 992.8763 | 999.3031 | 1003.1742
Scenario 6: Aggressive Fuel Sub Phase In | PG&E | Com | HVAC | Com - Office (Large) | Energy Efficiency | ROB | Total Adoptions | 488626.024 | 510675.5141 | 529234.5941 | 544735.6759 | 557796.216 | 285473.5478 | 1523.9383 | 1575.1982 | 1329.7413 | 1360.1583 | 1392.8196 | 1424.865 | 1453.8871
Scenario 6: Aggressive Fuel Sub Phase In | PG&E | Com | HVAC | Com - Office (Large) | Fuel Substitution | ROB | New Adoptions | 1.2972 | 31.9099 | 32.8746 | 33.5003 | 0 | 0 | 0 | 0 | 0 | 0 | 0 | 0 | 0
Scenario 6: Aggressive Fuel Sub Phase In | PG&E | Com | HVAC | Com - Office (Large) | Fuel Substitution | ROB | Total Adoptions | 1.6574 | 34.9134 | 36.3036 | 37.3663 | 0 | 0 | 0 | 0 | 0 | 0 | 0 | 0 | 0
Scenario 6: Aggressive Fuel Sub Phase In | PG&E | Com | HVAC | Com - Office (Small) | Energy Efficiency | NEW | New Adoptions | 42074.8831 | 44357.8217 | 46547.8945 | 0 | 468250.3238 | 46937.0403 | 47976.3967 | 2830.1487 | 2850.008 | 2848.861 | 2869.4076 | 2889.1483 | 2909.6899
Scenario 6: Aggressive Fuel Sub Phase In | PG&E | Com | HVAC | Com - Office (Small) | Energy Efficiency | NEW | Total Adoptions | 42074.8831 | 44357.8217 | 46547.8945 | 0 | 468250.3238 | 46937.0403 | 47976.3967 | 2830.1487 | 2850.008 | 2848.861 | 2869.4076 | 2889.1483 | 2909.6899
Scenario 6: Aggressive Fuel Sub Phase In | PG&E | Com | HVAC | Com - Office (Small) | Energy Efficiency | RET | Total Adoptions | 0 | 0 | 0 | 0 | 0.36618 | 0.34177 | 0.31899 | 0.29772 | 0 | 0 | 0 | 0.22592 | 0.21086
Scenario 6: Aggressive Fuel Sub Phase In | PG&E | Com | HVAC | Com - Office (Small) | Energy Efficiency | ROB | New Adoptions | 86272.7439 | 87107.1971 | 86900.8506 | 74257.7954 | 76174.8751 | 74830.552 | 409.5427 | 416.3397 | 349.0385 | 351.663 | 354.9657 | 357.1497 | 358.2039
Scenario 6: Aggressive Fuel Sub Phase In | PG&E | Com | HVAC | Com - Office (Small) | Energy Efficiency | ROB | Total Adoptions | 133843.0149 | 139854.0597 | 144813.5331 | 129288.0451 | 152629.1826 | 155743.3579 | 572.3562 | 589.4119 | 510.6505 | 521.8801 | 533.8544 | 544.5926 | 553.8188
Scenario 6: Aggressive Fuel Sub Phase In | PG&E | Com | HVAC | Com - Office (Small) | Fuel Substitution | ROB | New Adoptions | 325.6729 | 343.9039 | 576.2738 | 476.5304 | 0 | 0 | 0 | 0 | 0 | 0 | 0 | 0 | 0
Scenario 6: Aggressive Fuel Sub Phase In | PG&E | Com | HVAC | Com - Office (Small) | Fuel Substitution | ROB | Total Adoptions | 408.4929 | 440.4412 | 766.6985 | 655.6732 | 0 | 0 | 0 | 0 | 0 | 0 | 0 | 0 | 0
Scenario 6: Aggressive Fuel Sub Phase In | PG&E | Com | HVAC | Com - Other | Energy Efficiency | NEW | New Adoptions | 8660.4255 | 9059.8954 | 9471.3665 | 9777.6688 | 9957.5588 | 10281.046 | 10618.0125 | 10846.7424 | 10879.4623 | 10942.5026 | 11107.282 | 11211.6871 | 11339.8256
Scenario 6: Aggressive Fuel Sub Phase In | PG&E | Com | HVAC | Com - Other | Energy Efficiency | NEW | Total Adoptions | 8660.4255 | 9059.8954 | 9471.3665 | 9777.6688 | 9957.5588 | 10281.046 | 10618.0125 | 10846.7424 | 10879.4623 | 10942.5026 | 11107.282 | 11211.6871 | 11339.8256
Scenario 6: Aggressive Fuel Sub Phase In | PG&E | Com | HVAC | Com - Other | Energy Efficiency | RET | New Adoptions | 12309.909 | 4978.4109 | 964.1018 | 992.9777 | 1012.4312 | 1021.4446 | 1019.3122 | 1005.6723 | 1.1248 | 1.083 | 1.0298 | 0.96655 | 0.89524
Scenario 6: Aggressive Fuel Sub Phase In | PG&E | Com | HVAC | Com - Other | Energy Efficiency | RET | Total Adoptions | 14503.0194 | 7044.7393 | 2896.9598 | 2801.3917 | 2704.784 | 2605.5137 | 2502.307 | 2394.2703 | 1237.0769 | 1154.6431 | 1077.6904 | 1005.8541 | 938.7943
Scenario 6: Aggressive Fuel Sub Phase In | PG&E | Com | HVAC | Com - Other | Energy Efficiency | ROB | New Adoptions | 2956.8692 | 3176.7902 | 3370.3973 | 3536.6858 | 3675.9832 | 3789.0311 | 3877.7932 | 3944.0328 | 3717.6174 | 3921.1414 | 3965.8572 | 3997.23 | 4017.8467
Scenario 6: Aggressive Fuel Sub Phase In | PG&E | Com | HVAC | Com - Other | Energy Efficiency | ROB | Total Adoptions | 3460.8984 | 3768.7447 | 4055.4886 | 4318.9182 | 4558.0616 | 4772.8558 | 4964.2677 | 5132.8203 | 4926.4753 | 5263.5545 | 5404.9133 | 5531.3399 | 5645.02
Scenario 6: Aggressive Fuel Sub Phase In | PG&E | Com | HVAC | Com - Other | Fuel Substitution | ROB | New Adoptions | 3389.4863 | 3593.7533 | 3759.2111 | 3882.861 | 237.1186 | 0 | 0 | 0 | 0 | 0 | 0 | 0 | 0
Scenario 6: Aggressive Fuel Sub Phase In | PG&E | Com | HVAC | Com - Other | Fuel Substitution | ROB | Total Adoptions | 4239.6018 | 4587.1989 | 4901.8175 | 5178.0349 | 266.7469 | 0 | 0 | 0 | 0 | 0 | 0 | 0 | 0
Scenario 6: Aggressive Fuel Sub Phase In | PG&E | Com | HVAC | Com - Restaurant | Energy Efficiency | NEW | New Adoptions | 902.642 | 925.6253 | 957.5749 | 982.942 | 1002.9592 | 1017.7422 | 1037.806 | 1052.045 | 1061.9284 | 1073.8108 | 1083.3673 | 0 | 11967.1375
Scenario 6: Aggressive Fuel Sub Phase In | PG&E | Com | HVAC | Com - Restaurant | Energy Efficiency | NEW | Total Adoptions | 902.642 | 925.6253 | 957.5749 | 982.942 | 1002.9592 | 1017.7422 | 1037.806 | 1052.045 | 1061.9284 | 1073.8108 | 1083.3673 | 0 | 11967.1375
Scenario 6: Aggressive Fuel Sub Phase In | PG&E | Com | HVAC | Com - Restaurant | Energy Efficiency | RET | New Adoptions | 0.96436 | 0.11137 | 0 | 0.41335 | 0.4304 | 0.44544 | 0.458 | 0.46766 | 0.47401 | 0.47673 | 0 | 0.42179 | 0.41677
Scenario 6: Aggressive Fuel Sub Phase In | PG&E | Com | HVAC | Com - Restaurant | Energy Efficiency | RET | Total Adoptions | 1.2232 | 0.35341 | 0.2259 | 0.63705 | 0.6411 | 0.64407 | 0.64543 | 0.64466 | 0.64133 | 0.63501 | 0.14773 | 0.56154 | 0.54906
Scenario 6: Aggressive Fuel Sub Phase In | PG&E | Com | HVAC | Com - Restaurant | Energy Efficiency | ROB | New Adoptions | 200.8552 | 212.2028 | 220.8568 | 226.6837 | 229.7206 | 230.1829 | 228.4142 | 224.8332 | 219.875 | 213.975 | 207.5018 | 182.4564 | 183.3907
Scenario 6: Aggressive Fuel Sub Phase In | PG&E | Com | HVAC | Com - Restaurant | Energy Efficiency | ROB | Total Adoptions | 275.9656 | 299.6707 | 321.4023 | 340.8273 | 357.7521 | 372.1564 | 384.1874 | 394.0626 | 402.061 | 408.5162 | 413.726 | 381.4739 | 421.1493
Scenario 6: Aggressive Fuel Sub Phase In | PG&E | Com | HVAC | Com - Restaurant | Fuel Substitution | ROB | New Adoptions | 337.1976 | 356.4732 | 371.6338 | 382.4542 | 0 | 0.032276 | 0.032674 | 0.03267 | 0.032412 | 0.031986 | 0.031449 | 0.027753 | 0.02717
Scenario 6: Aggressive Fuel Sub Phase In | PG&E | Com | HVAC | Com - Restaurant | Fuel Substitution | ROB | Total Adoptions | 425.6652 | 459.663 | 490.0698 | 516.396 | 0 | 0.037413 | 0.038414 | 0.039014 | 0.039351 | 0.039502 | 0.039518 | 0.035561 | 0.035422
Scenario 6: Aggressive Fuel Sub Phase In | PG&E | Com | HVAC | Com - Retail | Energy Efficiency | NEW | New Adoptions | 24083.8012 | 25791.8007 | 27541.5524 | 0 | 246700.7411 | 27927.8234 | 17975.0214 | 4837.9511 | 4944.9992 | 4619.9139 | 4721.3713 | 4810.6234 | 4907.216
Scenario 6: Aggressive Fuel Sub Phase In | PG&E | Com | HVAC | Com - Retail | Energy Efficiency | NEW | Total Adoptions | 24083.8012 | 25791.8007 | 27541.5524 | 0 | 246700.7411 | 27927.8234 | 17975.0214 | 4837.9511 | 4944.9992 | 4619.9139 | 4721.3713 | 4810.6234 | 4907.216
Scenario 6: Aggressive Fuel Sub Phase In | PG&E | Com | HVAC | Com - Retail | Energy Efficiency | RET | New Adoptions | 1230.0183 | 1285.1694 | 0 | 1203.037 | 1246.9271 | 1286.3481 | 1320.2944 | 1348.2169 | 0 | 0 | 0 | 0 | 0
Scenario 6: Aggressive Fuel Sub Phase In | PG&E | Com | HVAC | Com - Retail | Energy Efficiency | RET | Total Adoptions | 1543.9604 | 1614.424 | 220.2456 | 1462.8607 | 1537.6623 | 1601.719 | 1655.5204 | 1699.4189 | 0.48698 | 0.45451 | 0.42421 | 0.39593 | 0.36954
Scenario 6: Aggressive Fuel Sub Phase In | PG&E | Com | HVAC | Com - Retail | Energy Efficiency | ROB | New Adoptions | 74133.6526 | 74912.8916 | 74900.6523 | 68627.787 | 69254.155 | 36355.6466 | 4763.4868 | 4829.1448 | 3845.9883 | 3891.971 | 3936.7513 | 3968.598 | 3990.0721
Scenario 6: Aggressive Fuel Sub Phase In | PG&E | Com | HVAC | Com - Retail | Energy Efficiency | ROB | Total Adoptions | 111477.0617 | 116118.3343 | 119995.8087 | 113712.531 | 125904.5731 | 67171.3642 | 6342.5547 | 6522.8981 | 5223.705 | 5364.4669 | 5504.3247 | 5629.8287 | 5743.0252
Scenario 6: Aggressive Fuel Sub Phase In | PG&E | Com | HVAC | Com - Retail | Fuel Substitution | ROB | New Adoptions | 1055.4421 | 1116.5446 | 1165.0444 | 1084.5736 | 63.9412 | 66.6996 | 68.0474 | 68.4158 | 0 | 0 | 0 | 0 | 0
Scenario 6: Aggressive Fuel Sub Phase In | PG&E | Com | HVAC | Com - Retail | Fuel Substitution | ROB | Total Adoptions | 1330.5615 | 1437.3575 | 1533.1679 | 1466.2407 | 72.2423 | 76.0981 | 78.6173 | 80.194 | 0 | 0 | 0 | 0 | 0
Scenario 6: Aggressive Fuel Sub Phase In | PG&E | Com | HVAC | Com - School | Energy Efficiency | NEW | New Adoptions | 102734.4487 | 85749.7473 | 88390.5893 | 89976.4651 | 90386.5032 | 90964.806 | 60577.2118 | 7731.5488 | 7708.7057 | 7210.934 | 7186.7632 | 7194.5299 | 7451.3205
Scenario 6: Aggressive Fuel Sub Phase In | PG&E | Com | HVAC | Com - School | Energy Efficiency | NEW | Total Adoptions | 102734.4487 | 85749.7473 | 88390.5893 | 89976.4651 | 90386.5032 | 90964.806 | 60577.2118 | 7731.5488 | 7708.7057 | 7210.934 | 7186.7632 | 7194.5299 | 7451.3205
Scenario 6: Aggressive Fuel Sub Phase In | PG&E | Com | HVAC | Com - School | Energy Efficiency | RET | New Adoptions | 6.395 | 0.32451 | 0.15234 | 0 | 0 | 0 | 0 | 0 | 0 | 0 | 0 | 0 | 0
Scenario 6: Aggressive Fuel Sub Phase In | PG&E | Com | HVAC | Com - School | Energy Efficiency | RET | Total Adoptions | 29.9861 | 22.3443 | 20.7048 | 19.1823 | 17.9035 | 16.7099 | 15.5959 | 14.5562 | 0 | 0.28082 | 0.33711 | 0.31464 | 0.29366
Scenario 6: Aggressive Fuel Sub Phase In | PG&E | Com | HVAC | Com - School | Energy Efficiency | ROB | New Adoptions | 105095.477 | 105618.8768 | 104756.3679 | 103396.9837 | 100991.0355 | 63291.942 | 2611.759 | 2652.7524 | 1664.4432 | 1679.0213 | 1694.4269 | 2325.3343 | 2337.6791
Scenario 6: Aggressive Fuel Sub Phase In | PG&E | Com | HVAC | Com - School | Energy Efficiency | ROB | Total Adoptions | 170299.145 | 178044.3251 | 184362.6157 | 190201.7403 | 194637.527 | 127235.5192 | 3430.6 | 3546.5774 | 2232.1959 | 2291.3191 | 2351.483 | 3266.8902 | 3338.4232
Scenario 6: Aggressive Fuel Sub Phase In | PG&E | Com | HVAC | Com - School | Fuel Substitution | ROB | New Adoptions | 718.3992 | 747.3788 | 766.6481 | 795.096 | 0 | 0 | 0 | 0 | 0 | 0 | 0 | 0 | 0
Scenario 6: Aggressive Fuel Sub Phase In | PG&E | Com | HVAC | Com - School | Fuel Substitution | ROB | Total Adoptions | 910.2882 | 967.8817 | 1015.9613 | 1078.579 | 0 | 0 | 0 | 0 | 0 | 0 | 0 | 0 | 0
Scenario 6: Aggressive Fuel Sub Phase In | PG&E | Com | HVAC | Com - Warehouse | Energy Efficiency | NEW | New Adoptions | 229.7972 | 248.4578 | 268.0998 | 287.9405 | 306.2176 | 328.173 | 341.8473 | 355.8249 | 363.6854 | 164.1326 | 166.4447 | 168.5342 | 170.5801
Scenario 6: Aggressive Fuel Sub Phase In | PG&E | Com | HVAC | Com - Warehouse | Energy Efficiency | NEW | Total Adoptions | 229.7972 | 248.4578 | 268.0998 | 287.9405 | 306.2176 | 328.173 | 341.8473 | 355.8249 | 363.6854 | 164.1326 | 166.4447 | 168.5342 | 170.5801
Scenario 6: Aggressive Fuel Sub Phase In | PG&E | Com | HVAC | Com - Warehouse | Energy Efficiency | ROB | New Adoptions | 719.9698 | 780.0628 | 833.7844 | 880.8586 | 921.3087 | 955.479 | 983.6136 | 1006.3352 | 564.3838 | 574.1191 | 582.0224 | 588.0698 | 592.6249
Scenario 6: Aggressive Fuel Sub Phase In | PG&E | Com | HVAC | Com - Warehouse | Energy Efficiency | ROB | Total Adoptions | 884.4757 | 965.558 | 1041.7946 | 1112.7017 | 1178.0448 | 1238.0228 | 1292.4632 | 1341.7825 | 763.2326 | 787.5354 | 810.1046 | 830.7464 | 849.7791
Scenario 6: Aggressive Fuel Sub Phase In | PG&E | Com | HVAC | Com - Warehouse | Fuel Substitution | ROB | New Adoptions | 218.5934 | 232.5867 | 237.6383 | 246.1768 | 0.020219 | 0 | 0 | 0 | 0 | 0 | 0 | 0 | 0
Scenario 6: Aggressive Fuel Sub Phase In | PG&E | Com | HVAC | Com - Warehouse | Fuel Substitution | ROB | Total Adoptions | 275.8171 | 299.2819 | 313.593 | 332.2074 | 0.022698 | 0 | 0 | 0 | 0 | 0 | 0 | 0 | 0
Scenario 6: Aggressive Fuel Sub Phase In | PG&E | Com | Lighting | Com - College | Energy Efficiency | NEW | New Adoptions | 0 | 0 | 0 | 0 | 0 | 0 | 0 | 0 | 0 | 0 | 0 | 0 | 0
Scenario 6: Aggressive Fuel Sub Phase In | PG&E | Com | Lighting | Com - College | Energy Efficiency | NEW | Total Adoptions | 0 | 0 | 0 | 0 | 0 | 0 | 0 | 0 | 0 | 0 | 0 | 0 | 0
Scenario 6: Aggressive Fuel Sub Phase In | PG&E | Com | Lighting | Com - College | Energy Efficiency | ROB | New Adoptions | 0 | 0 | 0 | 0 | 0 | 0 | 0 | 0 | 0 | 0 | 0 | 0 | 0
Scenario 6: Aggressive Fuel Sub Phase In | PG&E | Com | Lighting | Com - College | Energy Efficiency | ROB | Total Adoptions | 0 | 0 | 0 | 0 | 0 | 0 | 0 | 0 | 0 | 0 | 0 | 0 | 0
Scenario 6: Aggressive Fuel Sub Phase In | PG&E | Com | Lighting | Com - Grocery | Energy Efficiency | NEW | New Adoptions | 246.5256 | 259.1477 | 273.1854 | 286.0872 | 294.7968 | 307.0836 | 317.7002 | 327.7555 | 333.9835 | 340.458 | 347.0495 | 352.8186 | 359.1635
Scenario 6: Aggressive Fuel Sub Phase In | PG&E | Com | Lighting | Com - Grocery | Energy Efficiency | NEW | Total Adoptions | 246.5256 | 259.1477 | 273.1854 | 286.0872 | 294.7968 | 307.0836 | 317.7002 | 327.7555 | 333.9835 | 340.458 | 347.0495 | 352.8186 | 359.1635
Scenario 6: Aggressive Fuel Sub Phase In | PG&E | Com | Lighting | Com - Grocery | Energy Efficiency | ROB | New Adoptions | 952.3562 | 966.6098 | 975.1304 | 979.0515 | 979.2999 | 976.779 | 970.7167 | 962.7466 | 955.2863 | 948.3832 | 942.1111 | 936.4687 | 931.5134
Scenario 6: Aggressive Fuel Sub Phase In | PG&E | Com | Lighting | Com - Grocery | Energy Efficiency | ROB | Total Adoptions | 1584.1484 | 1630.9012 | 1671.9661 | 1708.2145 | 1740.2324 | 1768.9249 | 1789.2396 | 1802.3809 | 1815.0192 | 1827.3825 | 1839.7066 | 1852.0738 | 1864.6723
Scenario 6: Aggressive Fuel Sub Phase In | PG&E | Com | Lighting | Com - Health | Energy Efficiency | NEW | New Adoptions | 681.3034 | 698.8861 | 761.104 | 761.5477 | 784.5695 | 806.2283 | 822.7625 | 835.4052 | 836.5134 | 821.4345 | 791.7079 | 802.2584 | 813.9526
Scenario 6: Aggressive Fuel Sub Phase In | PG&E | Com | Lighting | Com - Health | Energy Efficiency | NEW | Total Adoptions | 681.3034 | 698.8861 | 761.104 | 761.5477 | 784.5695 | 806.2283 | 822.7625 | 835.4052 | 836.5134 | 821.4345 | 791.7079 | 802.2584 | 813.9526
Scenario 6: Aggressive Fuel Sub Phase In | PG&E | Com | Lighting | Com - Health | Energy Efficiency | ROB | New Adoptions | 2624.652 | 2684.3872 | 2727.8694 | 2756.5745 | 2774.0313 | 2782.4716 | 2780.1377 | 2771.4862 | 2762.7131 | 2753.6555 | 2744.2508 | 2735.7751 | 2728.4811
Scenario 6: Aggressive Fuel Sub Phase In | PG&E | Com | Lighting | Com - Health | Energy Efficiency | ROB | Total Adoptions | 4491.4977 | 4647.5805 | 4789.2217 | 4914.7727 | 5028.1717 | 5131.1398 | 5209.9037 | 5267.8532 | 5322.5379 | 5373.5232 | 5420.5221 | 5466.7328 | 5512.7149
Scenario 6: Aggressive Fuel Sub Phase In | PG&E | Com | Lighting | Com - Lodging | Energy Efficiency | NEW | New Adoptions | 0 | 0 | 0 | 0 | 0 | 0 | 0 | 0 | 0 | 0 | 0 | 0 | 0
Scenario 6: Aggressive Fuel Sub Phase In | PG&E | Com | Lighting | Com - Lodging | Energy Efficiency | NEW | Total Adoptions | 0 | 0 | 0 | 0 | 0 | 0 | 0 | 0 | 0 | 0 | 0 | 0 | 0
Scenario 6: Aggressive Fuel Sub Phase In | PG&E | Com | Lighting | Com - Lodging | Energy Efficiency | ROB | New Adoptions | 0 | 0 | 0 | 0 | 0 | 0 | 0 | 0 | 0 | 0 | 0 | 0 | 0
Scenario 6: Aggressive Fuel Sub Phase In | PG&E | Com | Lighting | Com - Lodging | Energy Efficiency | ROB | Total Adoptions | 0 | 0 | 0 | 0 | 0 | 0 | 0 | 0 | 0 | 0 | 0 | 0 | 0
Scenario 6: Aggressive Fuel Sub Phase In | PG&E | Com | Lighting | Com - Office (Large) | Energy Efficiency | NEW | New Adoptions | 2340.7387 | 2449.8093 | 2570.187 | 2653.6182 | 2741.248 | 2803.5607 | 2869.8647 | 2895.3849 | 2885.2071 | 2893.5744 | 2886.7466 | 2876.5304 | 2865.1897
Scenario 6: Aggressive Fuel Sub Phase In | PG&E | Com | Lighting | Com - Office (Large) | Energy Efficiency | NEW | Total Adoptions | 2340.7387 | 2449.8093 | 2570.187 | 2653.6182 | 2741.248 | 2803.5607 | 2869.8647 | 2895.3849 | 2885.2071 | 2893.5744 | 2886.7466 | 2876.5304 | 2865.1897
Scenario 6: Aggressive Fuel Sub Phase In | PG&E | Com | Lighting | Com - Office (Large) | Energy Efficiency | ROB | New Adoptions | 3020.7044 | 3171.2166 | 3298.3373 | 3404.4281 | 3493.2665 | 3567.2303 | 3629.6021 | 3718.8602 | 3835.1036 | 3939.7509 | 4033.7631 | 4118.4207 | 4195.1058
Scenario 6: Aggressive Fuel Sub Phase In | PG&E | Com | Lighting | Com - Office (Large) | Energy Efficiency | ROB | Total Adoptions | 4423.4842 | 4748.4031 | 5051.7638 | 5333.2596 | 5595.8916 | 5840.3536 | 6069.6705 | 6325.5772 | 6609.3978 | 6879.6344 | 7136.3441 | 7380.4324 | 7613.1267
Scenario 6: Aggressive Fuel Sub Phase In | PG&E | Com | Lighting | Com - Office (Small) | Energy Efficiency | NEW | New Adoptions | 0 | 0 | 0 | 0 | 0 | 0 | 0 | 0 | 0 | 0 | 0 | 0 | 0
Scenario 6: Aggressive Fuel Sub Phase In | PG&E | Com | Lighting | Com - Office (Small) | Energy Efficiency | NEW | Total Adoptions | 0 | 0 | 0 | 0 | 0 | 0 | 0 | 0 | 0 | 0 | 0 | 0 | 0
Scenario 6: Aggressive Fuel Sub Phase In | PG&E | Com | Lighting | Com - Office (Small) | Energy Efficiency | ROB | New Adoptions | 0 | 0 | 0 | 0 | 0 | 0 | 0 | 0 | 0 | 0 | 0 | 0 | 0
Scenario 6: Aggressive Fuel Sub Phase In | PG&E | Com | Lighting | Com - Office (Small) | Energy Efficiency | ROB | Total Adoptions | 0 | 0 | 0 | 0 | 0 | 0 | 0 | 0 | 0 | 0 | 0 | 0 | 0
Scenario 6: Aggressive Fuel Sub Phase In | PG&E | Com | Lighting | Com - Other | Energy Efficiency | NEW | New Adoptions | 0 | 0 | 0 | 0 | 0 | 0 | 0 | 0 | 0 | 0 | 0 | 0 | 0
Scenario 6: Aggressive Fuel Sub Phase In | PG&E | Com | Lighting | Com - Other | Energy Efficiency | NEW | Total Adoptions | 0 | 0 | 0 | 0 | 0 | 0 | 0 | 0 | 0 | 0 | 0 | 0 | 0
Scenario 6: Aggressive Fuel Sub Phase In | PG&E | Com | Lighting | Com - Other | Energy Efficiency | ROB | New Adoptions | 0 | 0 | 0 | 0 | 0 | 0 | 0 | 0 | 0 | 0 | 0 | 0 | 0
Scenario 6: Aggressive Fuel Sub Phase In | PG&E | Com | Lighting | Com - Other | Energy Efficiency | ROB | Total Adoptions | 0 | 0 | 0 | 0 | 0 | 0 | 0 | 0 | 0 | 0 | 0 | 0 | 0
Scenario 6: Aggressive Fuel Sub Phase In | PG&E | Com | Lighting | Com - Refrig. Warehouse | Energy Efficiency | NEW | New Adoptions | 5.8896 | 6.0563 | 6.2152 | 6.3738 | 6.5321 | 6.6994 | 6.8104 | 6.9187 | 6.9629 | 7.0174 | 7.0494 | 7.0872 | 7.1303
Scenario 6: Aggressive Fuel Sub Phase In | PG&E | Com | Lighting | Com - Refrig. Warehouse | Energy Efficiency | NEW | Total Adoptions | 5.8896 | 6.0563 | 6.2152 | 6.3738 | 6.5321 | 6.6994 | 6.8104 | 6.9187 | 6.9629 | 7.0174 | 7.0494 | 7.0872 | 7.1303
Scenario 6: Aggressive Fuel Sub Phase In | PG&E | Com | Lighting | Com - Refrig. Warehouse | Energy Efficiency | ROB | New Adoptions | 15.1124 | 15.4245 | 15.6434 | 15.7862 | 15.8687 | 15.904 | 15.8831 | 15.849 | 15.8171 | 15.7884 | 15.7637 | 15.7441 | 15.7306
Scenario 6: Aggressive Fuel Sub Phase In | PG&E | Com | Lighting | Com - Refrig. Warehouse | Energy Efficiency | ROB | Total Adoptions | 25.3848 | 26.3503 | 27.2247 | 28.0211 | 28.7521 | 29.4285 | 29.9328 | 30.3664 | 30.7858 | 31.1951 | 31.5962 | 31.9917 | 32.3845
Scenario 6: Aggressive Fuel Sub Phase In | PG&E | Com | Lighting | Com - Restaurant | Energy Efficiency | NEW | New Adoptions | 77.3565 | 81.915 | 87.4109 | 92.3902 | 96.8586 | 100.7315 | 224.7127 | 229.0176 | 232.2684 | 235.8616 | 116.6231 | 0 | 1314.2717
Scenario 6: Aggressive Fuel Sub Phase In | PG&E | Com | Lighting | Com - Restaurant | Energy Efficiency | NEW | Total Adoptions | 77.3565 | 81.915 | 87.4109 | 92.3902 | 96.8586 | 100.7315 | 224.7127 | 229.0176 | 232.2684 | 235.8616 | 116.6231 | 0 | 1314.2717
Scenario 6: Aggressive Fuel Sub Phase In | PG&E | Com | Lighting | Com - Restaurant | Energy Efficiency | ROB | New Adoptions | 275.4974 | 287.6192 | 297.295 | 304.8252 | 310.5248 | 850.4105 | 843.8511 | 836.113 | 828.4311 | 350.4208 | 357.8631 | 327.4889 | 367.5367
Scenario 6: Aggressive Fuel Sub Phase In | PG&E | Com | Lighting | Com - Restaurant | Energy Efficiency | ROB | Total Adoptions | 376.7385 | 400.8946 | 422.6724 | 442.2221 | 459.737 | 1538.6406 | 1551.968 | 1561.0304 | 1569.0294 | 558.2272 | 577.3446 | 536.9491 | 634.4385
Scenario 6: Aggressive Fuel Sub Phase In | PG&E | Com | Lighting | Com - Retail | Energy Efficiency | NEW | New Adoptions | 1562.0757 | 1645.6418 | 1739.6792 | 0 | 17321.4949 | 1758.8387 | 1923.7365 | 1991.9073 | 2036.7736 | 2082.8289 | 2130.5948 | 2173.1166 | 2219.0232
Scenario 6: Aggressive Fuel Sub Phase In | PG&E | Com | Lighting | Com - Retail | Energy Efficiency | NEW | Total Adoptions | 1562.0757 | 1645.6418 | 1739.6792 | 0 | 17321.4949 | 1758.8387 | 1923.7365 | 1991.9073 | 2036.7736 | 2082.8289 | 2130.5948 | 2173.1166 | 2219.0232
Scenario 6: Aggressive Fuel Sub Phase In | PG&E | Com | Lighting | Com - Retail | Energy Efficiency | ROB | New Adoptions | 6543.9386 | 6637.46 | 6691.4794 | 6108.6587 | 6537.988 | 6529.3155 | 6496.6123 | 6454.3198 | 6413.2968 | 6374.22 | 6337.9101 | 6304.6403 | 6274.9949
Scenario 6: Aggressive Fuel Sub Phase In | PG&E | Com | Lighting | Com - Retail | Energy Efficiency | ROB | Total Adoptions | 10875.5336 | 11192.3696 | 11470.0265 | 10657.889 | 11931.0626 | 12119.52 | 12248.2412 | 12340.8686 | 12429.0336 | 12514.4488 | 12598.9183 | 12683.1679 | 12768.5396
Scenario 6: Aggressive Fuel Sub Phase In | PG&E | Com | Lighting | Com - School | Energy Efficiency | NEW | New Adoptions | 0 | 0 | 0 | 0 | 0 | 0 | 0 | 0 | 0 | 0 | 0 | 0 | 0
Scenario 6: Aggressive Fuel Sub Phase In | PG&E | Com | Lighting | Com - School | Energy Efficiency | NEW | Total Adoptions | 0 | 0 | 0 | 0 | 0 | 0 | 0 | 0 | 0 | 0 | 0 | 0 | 0
Scenario 6: Aggressive Fuel Sub Phase In | PG&E | Com | Lighting | Com - School | Energy Efficiency | ROB | New Adoptions | 0 | 0 | 0 | 0 | 0 | 0 | 0 | 0 | 0 | 0 | 0 | 0 | 0
Scenario 6: Aggressive Fuel Sub Phase In | PG&E | Com | Lighting | Com - School | Energy Efficiency | ROB | Total Adoptions | 0 | 0 | 0 | 0 | 0 | 0 | 0 | 0 | 0 | 0 | 0 | 0 | 0
Scenario 6: Aggressive Fuel Sub Phase In | PG&E | Com | Lighting | Com - Warehouse | Energy Efficiency | NEW | New Adoptions | 31.1789 | 33.0424 | 35.058 | 37.1314 | 39.0452 | 41.1649 | 42.5664 | 44.0601 | 44.8502 | 0 | 0 | 0 | 0
Scenario 6: Aggressive Fuel Sub Phase In | PG&E | Com | Lighting | Com - Warehouse | Energy Efficiency | NEW | Total Adoptions | 31.1789 | 33.0424 | 35.058 | 37.1314 | 39.0452 | 41.1649 | 42.5664 | 44.0601 | 44.8502 | 0 | 0 | 0 | 0
Scenario 6: Aggressive Fuel Sub Phase In | PG&E | Com | Lighting | Com - Warehouse | Energy Efficiency | ROB | New Adoptions | 75.9392 | 80.1583 | 83.736 | 86.7491 | 89.2757 | 91.3968 | 95.1391 | 98.6902 | 0 | 0 | 0 | 0 | 0
Scenario 6: Aggressive Fuel Sub Phase In | PG&E | Com | Lighting | Com - Warehouse | Energy Efficiency | ROB | Total Adoptions | 115.0461 | 122.8137 | 130.0006 | 136.6537 | 142.8182 | 148.561 | 156.0936 | 163.4969 | 0 | 0 | 0 | 0 | 0
Scenario 6: Aggressive Fuel Sub Phase In | PG&E | Com | WaterHeat | Com - College | Energy Efficiency | NEW | New Adoptions | 4355.734 | 4452.9912 | 171.946 | 31063.208 | 4323.1346 | 4307.5691 | 2114.5922 | 0.90342 | 0.9346 | 0.96373 | 0.99478 | 1.0163 | 1.057
Scenario 6: Aggressive Fuel Sub Phase In | PG&E | Com | WaterHeat | Com - College | Energy Efficiency | NEW | Total Adoptions | 4355.734 | 4452.9912 | 171.946 | 31063.208 | 4323.1346 | 4307.5691 | 2114.5922 | 0.90342 | 0.9346 | 0.96373 | 0.99478 | 1.0163 | 1.057
Scenario 6: Aggressive Fuel Sub Phase In | PG&E | Com | WaterHeat | Com - College | Energy Efficiency | RET | New Adoptions | 2747.1844 | 5340.7614 | 4845.2583 | 6114.7652 | 7646.4296 | 9261.9785 | 10969.3937 | 12490.2211 | 13509.2986 | 14073.2726 | 13868.1679 | 12856.8693 | 11177.6929
Scenario 6: Aggressive Fuel Sub Phase In | PG&E | Com | WaterHeat | Com - College | Energy Efficiency | RET | Total Adoptions | 2956.8789 | 5571.9116 | 5092.3429 | 6387.2703 | 7971.119 | 9634.2849 | 11413.2427 | 12999.7748 | 14041.2345 | 14679.9592 | 14533.4114 | 13567.1175 | 11915.0875
Scenario 6: Aggressive Fuel Sub Phase In | PG&E | Com | WaterHeat | Com - College | Energy Efficiency | ROB | New Adoptions | 9746.1252 | 9711.5873 | 8619.4683 | 8718.4538 | 8592.0355 | 3918.8253 | 5.7136 | 5.8327 | 5.982 | 6.1671 | 6.3955 | 6.6761 | 7.0218
Scenario 6: Aggressive Fuel Sub Phase In | PG&E | Com | WaterHeat | Com - College | Energy Efficiency | ROB | Total Adoptions | 19677.739 | 20140.9366 | 18656.7045 | 20300.9127 | 20580.746 | 10025.1367 | 16.5281 | 16.7666 | 17.0399 | 17.3553 | 17.7228 | 18.1524 | 18.6623
Scenario 6: Aggressive Fuel Sub Phase In | PG&E | Com | WaterHeat | Com - College | Fuel Substitution | ROB | New Adoptions | 2277.5789 | 2802.2871 | 4136.688 | 5156.9167 | 6333.9752 | 7539.3529 | 8310.1568 | 9641.7007 | 8169.7498 | 9969.7794 | 11788.3527 | 13634.1649 | 15546.0625
Scenario 6: Aggressive Fuel Sub Phase In | PG&E | Com | WaterHeat | Com - College | Fuel Substitution | ROB | Total Adoptions | 2482.0402 | 3072.5551 | 4527.965 | 5673.8716 | 7004.6912 | 8303.8628 | 9048.5322 | 10543.3141 | 9080.2563 | 11136.82 | 13257.6111 | 15446.6508 | 17740.0143
Scenario 6: Aggressive Fuel Sub Phase In | PG&E | Com | WaterHeat | Com - Grocery | Energy Efficiency | NEW | New Adoptions | 446.4896 | 462.5632 | 480.1374 | 496.3765 | 505.5329 | 521.171 | 276.6143 | 19.343 | 19.632 | 19.9558 | 20.3125 | 20.6722 | 21.0913
Scenario 6: Aggressive Fuel Sub Phase In | PG&E | Com | WaterHeat | Com - Grocery | Energy Efficiency | NEW | Total Adoptions | 446.4896 | 462.5632 | 480.1374 | 496.3765 | 505.5329 | 521.171 | 276.6143 | 19.343 | 19.632 | 19.9558 | 20.3125 | 20.6722 | 21.0913
Scenario 6: Aggressive Fuel Sub Phase In | PG&E | Com | WaterHeat | Com - Grocery | Energy Efficiency | RET | New Adoptions | 2241.4927 | 2737.9402 | 3311.1772 | 3963.7086 | 4691.6061 | 5480.9442 | 6303.729 | 7115.1545 | 7851.1201 | 8446.3137 | 8814.936 | 8888.4292 | 8629.5687
Scenario 6: Aggressive Fuel Sub Phase In | PG&E | Com | WaterHeat | Com - Grocery | Energy Efficiency | RET | Total Adoptions | 2383.5241 | 2889.9746 | 3476.9685 | 4147.2808 | 4897.2182 | 5712.9764 | 6566.4583 | 7412.4042 | 8182.1488 | 8819.9202 | 9227.0488 | 9336.2095 | 9107.6811
Scenario 6: Aggressive Fuel Sub Phase In | PG&E | Com | WaterHeat | Com - Grocery | Energy Efficiency | ROB | New Adoptions | 1092.4315 | 1076.0677 | 1055.9335 | 1033.9156 | 1011.2139 | 546.6406 | 104.7176 | 105.1117 | 105.6482 | 106.3323 | 107.1724 | 108.1816 | 109.3824
Scenario 6: Aggressive Fuel Sub Phase In | PG&E | Com | WaterHeat | Com - Grocery | Energy Efficiency | ROB | Total Adoptions | 2304.4928 | 2334.3114 | 2358.2349 | 2378.2889 | 2395.5725 | 1359.1171 | 308.4417 | 310.3565 | 312.3916 | 314.576 | 316.9386 | 319.5073 | 322.3253
Scenario 6: Aggressive Fuel Sub Phase In | PG&E | Com | WaterHeat | Com - Grocery | Fuel Substitution | ROB | New Adoptions | 46.6546 | 56.933 | 69.5322 | 84.9111 | 103.4818 | 126.1476 | 0 | 0 | 0 | 0 | 0 | 0 | 0
Scenario 6: Aggressive Fuel Sub Phase In | PG&E | Com | WaterHeat | Com - Grocery | Fuel Substitution | ROB | Total Adoptions | 57.0134 | 69.9267 | 85.7299 | 105.01 | 128.3261 | 156.7652 | 0 | 0 | 0 | 0 | 0 | 0 | 0
Scenario 6: Aggressive Fuel Sub Phase In | PG&E | Com | WaterHeat | Com - Health | Energy Efficiency | NEW | New Adoptions | 6590.9423 | 6701.3593 | 7194.3344 | 7060.4785 | 7191.8503 | 118.0039 | 12928.7844 | 3.675 | 3.698 | 3.6714 | 3.5937 | 3.7253 | 3.8753
Scenario 6: Aggressive Fuel Sub Phase In | PG&E | Com | WaterHeat | Com - Health | Energy Efficiency | NEW | Total Adoptions | 6590.9423 | 6701.3593 | 7194.3344 | 7060.4785 | 7191.8503 | 118.0039 | 12928.7844 | 3.675 | 3.698 | 3.6714 | 3.5937 | 3.7253 | 3.8753
Scenario 6: Aggressive Fuel Sub Phase In | PG&E | Com | WaterHeat | Com - Health | Energy Efficiency | RET | New Adoptions | 5315.698 | 6642.0933 | 8216.1048 | 10018.5001 | 11149.0447 | 13572.0132 | 15351.2407 | 16706.9245 | 17383.5857 | 17194.4141 | 16097.2642 | 14232.1952 | 11885.8178
Scenario 6: Aggressive Fuel Sub Phase In | PG&E | Com | WaterHeat | Com - Health | Energy Efficiency | RET | Total Adoptions | 5648.1098 | 6995.2648 | 8601.2643 | 10447.7901 | 11628.2705 | 14117.1138 | 15971.321 | 17406.7059 | 18149.6351 | 18042.4234 | 16999.9564 | 15169.3654 | 12835.0945
Scenario 6: Aggressive Fuel Sub Phase In | PG&E | Com | WaterHeat | Com - Health | Energy Efficiency | ROB | New Adoptions | 14708.9354 | 14613.6743 | 14057.0365 | 13819.5614 | 13569.899 | 6222.7726 | 21.7264 | 22.0821 | 22.5161 | 23.0387 | 23.6645 | 24.4291 | 25.3635
Scenario 6: Aggressive Fuel Sub Phase In | PG&E | Com | WaterHeat | Com - Health | Energy Efficiency | ROB | Total Adoptions | 31604.6905 | 32301.0182 | 32411.9513 | 32900.0017 | 33349.9865 | 16079.3383 | 64.4076 | 65.2962 | 66.2601 | 67.31 | 68.4605 | 69.7815 | 71.3137
Scenario 6: Aggressive Fuel Sub Phase In | PG&E | Com | WaterHeat | Com - Health | Fuel Substitution | ROB | New Adoptions | 2082.9867 | 2580.9251 | 3836.4638 | 4807.8248 | 5936.0103 | 8171.2468 | 8909.7992 | 11293.7289 | 7572.9308 | 9270.452 | 11010.4062 | 12785.8302 | 14632.7448
Scenario 6: Aggressive Fuel Sub Phase In | PG&E | Com | WaterHeat | Com - Health | Fuel Substitution | ROB | Total Adoptions | 2276.4801 | 2838.5764 | 4208.5336 | 5302.41 | 6580.9339 | 9059.8364 | 9757.9758 | 12416.781 | 8402.9597 | 10340.9634 | 12365.9088 | 14466.6326 | 16676.7484
Scenario 6: Aggressive Fuel Sub Phase In | PG&E | Com | WaterHeat | Com - Lodging | Energy Efficiency | NEW | New Adoptions | 48014.5435 | 49443.4276 | 50816.1455 | 51218.3145 | 52396.081 | 52831.6384 | 26493.0422 | 3.6251 | 3.6459 | 3.681 | 3.7128 | 0.14488 | 21.2111
Scenario 6: Aggressive Fuel Sub Phase In | PG&E | Com | WaterHeat | Com - Lodging | Energy Efficiency | NEW | Total Adoptions | 48014.5435 | 49443.4276 | 50816.1455 | 51218.3145 | 52396.081 | 52831.6384 | 26493.0422 | 3.6251 | 3.6459 | 3.681 | 3.7128 | 0.14488 | 21.2111
Scenario 6: Aggressive Fuel Sub Phase In | PG&E | Com | WaterHeat | Com - Lodging | Energy Efficiency | RET | New Adoptions | 10003.1874 | 11745.9139 | 13566.8972 | 15352.6194 | 16930.985 | 18081.1982 | 18570.0549 | 18219.7054 | 12700.6916 | 11763.9306 | 0.0097982 | 8732.3711 | 6659.2518
Scenario 6: Aggressive Fuel Sub Phase In | PG&E | Com | WaterHeat | Com - Lodging | Energy Efficiency | RET | Total Adoptions | 11283.6029 | 13041.575 | 14900.406 | 16739.6472 | 18380.0963 | 19593.2332 | 20137.4714 | 19826.4942 | 13411.0484 | 12753.6018 | 971.7139 | 9700.4582 | 7596.6621
Scenario 6: Aggressive Fuel Sub Phase In | PG&E | Com | WaterHeat | Com - Lodging | Energy Efficiency | ROB | New Adoptions | 73544.0922 | 72416.5688 | 70516.2763 | 68912.8858 | 67271.6724 | 32471.3164 | 15.3337 | 15.4882 | 15.6691 | 15.8795 | 16.1224 | 15.2887 | 16.7462
Scenario 6: Aggressive Fuel Sub Phase In | PG&E | Com | WaterHeat | Com - Lodging | Energy Efficiency | ROB | Total Adoptions | 157460.9709 | 160676.0667 | 162838.9033 | 165242.9933 | 167478.7981 | 84351.6541 | 46.0188 | 46.5671 | 47.1355 | 47.7321 | 48.3622 | 45.533 | 49.7629
Scenario 6: Aggressive Fuel Sub Phase In | PG&E | Com | WaterHeat | Com - Lodging | Fuel Substitution | ROB | New Adoptions | 3196.3214 | 3938.9759 | 5649.2242 | 7037.1912 | 8660.1747 | 10301.3218 | 11079.6585 | 14007.9452 | 9410.6172 | 11571.4901 | 13737.4988 | 15935.4068 | 18206.5777
Scenario 6: Aggressive Fuel Sub Phase In | PG&E | Com | WaterHeat | Com - Lodging | Fuel Substitution | ROB | Total Adoptions | 3565.6143 | 4419.8017 | 6311.9602 | 7898.5287 | 9764.7071 | 11442.9882 | 12132.936 | 15398.8354 | 10435.5779 | 12894.1734 | 15413.0602 | 18013.1568 | 20732.4222
Scenario 6: Aggressive Fuel Sub Phase In | PG&E | Com | WaterHeat | Com - Office (Large) | Energy Efficiency | NEW | New Adoptions | 25830.6306 | 25943.9228 | 26174.7033 | 25623.0886 | 25618.3741 | 25517.4677 | 12391.7346 | 1.8641 | 2.2882 | 2.834 | 3.4989 | 4.3223 | 5.3448
Scenario 6: Aggressive Fuel Sub Phase In | PG&E | Com | WaterHeat | Com - Office (Large) | Energy Efficiency | NEW | Total Adoptions | 25830.6306 | 25943.9228 | 26174.7033 | 25623.0886 | 25618.3741 | 25517.4677 | 12391.7346 | 1.8641 | 2.2882 | 2.834 | 3.4989 | 4.3223 | 5.3448
Scenario 6: Aggressive Fuel Sub Phase In | PG&E | Com | WaterHeat | Com - Office (Large) | Energy Efficiency | RET | New Adoptions | 25875.7186 | 27289.3108 | 26992.308 | 24669.2365 | 20495.9515 | 15170.7748 | 9537.8468 | 4480.3866 | 515.2796 | 0 | 0 | 0 | 0
Scenario 6: Aggressive Fuel Sub Phase In | PG&E | Com | WaterHeat | Com - Office (Large) | Energy Efficiency | RET | Total Adoptions | 27173.1802 | 28687.9746 | 28479.4103 | 26216.5138 | 22063.2325 | 16713.5271 | 11012.8601 | 5852.951 | 1703.3735 | 1085.0981 | 985.7874 | 895.6001 | 813.693
Scenario 6: Aggressive Fuel Sub Phase In | PG&E | Com | WaterHeat | Com - Office (Large) | Energy Efficiency | ROB | New Adoptions | 23759.8991 | 23590.6552 | 22344.3863 | 21939.5357 | 21533.6907 | 9842.6932 | 4.6459 | 5.8923 | 7.4684 | 9.4606 | 11.9777 | 15.1562 | 19.1687
Scenario 6: Aggressive Fuel Sub Phase In | PG&E | Com | WaterHeat | Com - Office (Large) | Energy Efficiency | ROB | Total Adoptions | 48999.055 | 50265.9025 | 50125.8561 | 51004.7835 | 51829.7245 | 25362.3487 | 5.9447 | 7.5442 | 9.5646 | 12.1172 | 15.3405 | 19.4086 | 24.542
Scenario 6: Aggressive Fuel Sub Phase In | PG&E | Com | WaterHeat | Com - Office (Large) | Fuel Substitution | ROB | New Adoptions | 4864.933 | 5966.7873 | 9090.2556 | 11255.8785 | 13732.5732 | 16402.3406 | 19633.5021 | 24653.7096 | 19557.4159 | 23916.1047 | 28204.7421 | 32490.2956 | 36849.7645
Scenario 6: Aggressive Fuel Sub Phase In | PG&E | Com | WaterHeat | Com - Office (Large) | Fuel Substitution | ROB | Total Adoptions | 5233.974 | 6455.683 | 9824.0296 | 12233.6829 | 15004.8662 | 17832.7005 | 21303.3742 | 26852.8686 | 21635.7795 | 26597.0536 | 31594.5679 | 36680.7206 | 41922.6891
Scenario 6: Aggressive Fuel Sub Phase In | PG&E | Com | WaterHeat | Com - Office (Small) | Energy Efficiency | NEW | New Adoptions | 63.3456 | 74.0289 | 86.3953 | 0 | 1.6812 | 0.17827 | 0.23142 | 0.29676 | 0.37645 | 0.47609 | 0.60049 | 0.75589 | 0.95062
Scenario 6: Aggressive Fuel Sub Phase In | PG&E | Com | WaterHeat | Com - Office (Small) | Energy Efficiency | NEW | Total Adoptions | 63.3456 | 74.0289 | 86.3953 | 0 | 1.6812 | 0.17827 | 0.23142 | 0.29676 | 0.37645 | 0.47609 | 0.60049 | 0.75589 | 0.95062
Scenario 6: Aggressive Fuel Sub Phase In | PG&E | Com | WaterHeat | Com - Office (Small) | Energy Efficiency | RET | New Adoptions | 6443.1357 | 8047.3564 | 0 | 8367.8181 | 9988.9802 | 11555.0482 | 12855.4192 | 13627.8009 | 13636.9812 | 12778.2686 | 11138.6884 | 8989.6521 | 6689.5255
Scenario 6: Aggressive Fuel Sub Phase In | PG&E | Com | WaterHeat | Com - Office (Small) | Energy Efficiency | RET | Total Adoptions | 6724.0637 | 8369.2664 | 291.3486 | 8701.4071 | 10374.1388 | 11999.8857 | 13365.2813 | 14203.2709 | 14268.2412 | 13460.9153 | 11850.9113 | 9711.0618 | 7400.3289
Scenario 6: Aggressive Fuel Sub Phase In | PG&E | Com | WaterHeat | Com - Office (Small) | Energy Efficiency | ROB | New Adoptions | 221.4593 | 258.329 | 0.45333 | 0.47451 | 0.67496 | 0.89434 | 1.1625 | 1.4931 | 1.9032 | 2.4141 | 3.0524 | 3.8515 | 4.853
Scenario 6: Aggressive Fuel Sub Phase In | PG&E | Com | WaterHeat | Com - Office (Small) | Energy Efficiency | ROB | Total Adoptions | 279.8897 | 326.2523 | 0.56662 | 0.59794 | 0.90689 | 1.1754 | 1.5073 | 1.92 | 2.435 | 3.0792 | 3.8862 | 4.8982 | 6.1682
Scenario 6: Aggressive Fuel Sub Phase In | PG&E | Com | WaterHeat | Com - Office (Small) | Fuel Substitution | ROB | New Adoptions | 733.4847 | 901.4266 | 1591.8524 | 1693.9528 | 2175.7368 | 2661.3241 | 3269.7609 | 4232.1497 | 5384.1643 | 6596.5049 | 7798.7097 | 9013.9893 | 10266.6315
Scenario 6: Aggressive Fuel Sub Phase In | PG&E | Com | WaterHeat | Com - Office (Small) | Fuel Substitution | ROB | Total Adoptions | 795.1929 | 983.1205 | 1725.595 | 1854.6975 | 2379.5956 | 2931.042 | 3574.9602 | 4643.0875 | 5932.1959 | 7315.4576 | 8719.4063 | 10163.3863 | 11669.3495
Scenario 6: Aggressive Fuel Sub Phase In | PG&E | Com | WaterHeat | Com - Other | Energy Efficiency | NEW | New Adoptions | 5884.2172 | 6105.8119 | 6353.8483 | 6307.8096 | 6407.3052 | 6609.7895 | 3247.2402 | 48.078 | 48.3808 | 49.0293 | 49.7863 | 50.5836 | 51.5332
Scenario 6: Aggressive Fuel Sub Phase In | PG&E | Com | WaterHeat | Com - Other | Energy Efficiency | NEW | Total Adoptions | 5884.2172 | 6105.8119 | 6353.8483 | 6307.8096 | 6407.3052 | 6609.7895 | 3247.2402 | 48.078 | 48.3808 | 49.0293 | 49.7863 | 50.5836 | 51.5332
Scenario 6: Aggressive Fuel Sub Phase In | PG&E | Com | WaterHeat | Com - Other | Energy Efficiency | RET | New Adoptions | 16354.0953 | 19999.8786 | 24213.0511 | 29035.8443 | 34439.5596 | 40255.4428 | 46107.4871 | 51390.7082 | 53198.7646 | 55157.7607 | 54368.6471 | 50672.0074 | 44502.44
Scenario 6: Aggressive Fuel Sub Phase In | PG&E | Com | WaterHeat | Com - Other | Energy Efficiency | RET | Total Adoptions | 17558.2326 | 21275.7065 | 25588.8906 | 30540.8975 | 36104.3198 | 42110.9047 | 48182.2767 | 53706.5518 | 55406.8376 | 57681.9405 | 57104.5987 | 53571.0831 | 47499.8121
Scenario 6: Aggressive Fuel Sub Phase In | PG&E | Com | WaterHeat | Com - Other | Energy Efficiency | ROB | New Adoptions | 16528.5073 | 16593.1362 | 15351.4171 | 15193.8045 | 15028.441 | 6689.1989 | 303.6465 | 305.0687 | 306.9634 | 309.3827 | 312.3802 | 316.0306 | 320.4417
Scenario 6: Aggressive Fuel Sub Phase In | PG&E | Com | WaterHeat | Com - Other | Energy Efficiency | ROB | Total Adoptions | 32497.3031 | 33300.9583 | 32453.651 | 32948.368 | 33410.4404 | 16235.6484 | 902.2991 | 908.164 | 914.3652 | 921.0622 | 928.3758 | 936.4365 | 945.4189
Scenario 6: Aggressive Fuel Sub Phase In | PG&E | Com | WaterHeat | Com - Other | Fuel Substitution | ROB | New Adoptions | 7360.7241 | 9023.816 | 12158.3868 | 15112.5064 | 18516.5857 | 25288.4906 | 27836.2593 | 34974.7709 | 23188.1682 | 28235.6317 | 33332.5751 | 38489.9898 | 43815.3953
Scenario 6: Aggressive Fuel Sub Phase In | PG&E | Com | WaterHeat | Com - Other | Fuel Substitution | ROB | Total Adoptions | 8125.3593 | 10020.9087 | 13355.1979 | 16682.7749 | 20541.8188 | 28061.6828 | 30557.3415 | 38539.1714 | 25779.9516 | 31550.2842 | 37497.099 | 43617.577 | 50010.865
Scenario 6: Aggressive Fuel Sub Phase In | PG&E | Com | WaterHeat | Com - Refrig. Warehouse | Energy Efficiency | NEW | New Adoptions | 55.2202 | 39.5666 | 41.3879 | 31.6554 | 32.0978 | 32.5457 | 32.8066 | 0.13956 | 0.17421 | 0.21797 | 0.27202 | 0.33994 | 0.4253
Scenario 6: Aggressive Fuel Sub Phase In | PG&E | Com | WaterHeat | Com - Refrig. Warehouse | Energy Efficiency | NEW | Total Adoptions | 55.2202 | 39.5666 | 41.3879 | 31.6554 | 32.0978 | 32.5457 | 32.8066 | 0.13956 | 0.17421 | 0.21797 | 0.27202 | 0.33994 | 0.4253
Scenario 6: Aggressive Fuel Sub Phase In | PG&E | Com | WaterHeat | Com - Refrig. Warehouse | Energy Efficiency | RET | New Adoptions | 583.8887 | 749.6434 | 953.0332 | 1240.2229 | 1550.8209 | 1869.4859 | 2219.6596 | 2583.7153 | 2924.9845 | 3223.0739 | 3410.7442 | 3455.6689 | 3333.5702
Scenario 6: Aggressive Fuel Sub Phase In | PG&E | Com | WaterHeat | Com - Refrig. Warehouse | Energy Efficiency | RET | Total Adoptions | 617.1338 | 786.0616 | 994.017 | 1293.5951 | 1616.5453 | 1944.7549 | 2306.3677 | 2683.7207 | 3036.5913 | 3353.8535 | 3557.496 | 3617.3356 | 3507.8301
Scenario 6: Aggressive Fuel Sub Phase In | PG&E | Com | WaterHeat | Com - Refrig. Warehouse | Energy Efficiency | ROB | New Adoptions | 72.4742 | 76.552 | 44.3602 | 43.5826 | 42.7461 | 41.9629 | 0.54465 | 0.6878 | 0.86826 | 1.0957 | 1.3822 | 1.743 | 2.1974
Scenario 6: Aggressive Fuel Sub Phase In | PG&E | Com | WaterHeat | Com - Refrig. Warehouse | Energy Efficiency | ROB | Total Adoptions | 129.4532 | 137.387 | 99.5159 | 101.2306 | 102.7569 | 104.3096 | 0.6867 | 0.86837 | 1.0974 | 1.3859 | 1.7494 | 2.2071 | 2.7836
Scenario 6: Aggressive Fuel Sub Phase In | PG&E | Com | WaterHeat | Com - Refrig. Warehouse | Fuel Substitution | ROB | New Adoptions | 119.1537 | 147.0017 | 239.9146 | 304.5154 | 380.1132 | 464.98 | 433.2235 | 555.2534 | 687.8848 | 846.0205 | 1004.8493 | 1166.04 | 1332.6845
Scenario 6: Aggressive Fuel Sub Phase In | PG&E | Com | WaterHeat | Com - Refrig. Warehouse | Fuel Substitution | ROB | Total Adoptions | 133.295 | 165.3811 | 266.8397 | 340.2002 | 426.664 | 524.9317 | 476.7307 | 612.685 | 762.8908 | 942.8614 | 1127.5959 | 1318.3453 | 1517.9375
Scenario 6: Aggressive Fuel Sub Phase In | PG&E | Com | WaterHeat | Com - Restaurant | Energy Efficiency | NEW | New Adoptions | 727.6868 | 738.8394 | 759.7336 | 741.538 | 751.1313 | 757.957 | 770.0117 | 50.3344 | 50.7969 | 51.334 | 51.794 | 0 | 495.9602
Scenario 6: Aggressive Fuel Sub Phase In | PG&E | Com | WaterHeat | Com - Restaurant | Energy Efficiency | NEW | Total Adoptions | 727.6868 | 738.8394 | 759.7336 | 741.538 | 751.1313 | 757.957 | 770.0117 | 50.3344 | 50.7969 | 51.334 | 51.794 | 0 | 495.9602
Scenario 6: Aggressive Fuel Sub Phase In | PG&E | Com | WaterHeat | Com - Restaurant | Energy Efficiency | RET | New Adoptions | 2014.4924 | 2564.5592 | 3203.61 | 3926.9353 | 4655.4138 | 5319.9233 | 5830.7644 | 6076.6289 | 5965.9614 | 5478.7626 | 0 | 4080.1903 | 3211.2207
Scenario 6: Aggressive Fuel Sub Phase In | PG&E | Com | WaterHeat | Com - Restaurant | Energy Efficiency | RET | Total Adoptions | 2098.3006 | 2661.9432 | 3318.6171 | 4068.977 | 4826.2263 | 5518.8227 | 6059.4065 | 6334.3937 | 6247.4516 | 5781.4216 | 274.9483 | 4363.6956 | 3495.3476
Scenario 6: Aggressive Fuel Sub Phase In | PG&E | Com | WaterHeat | Com - Restaurant | Energy Efficiency | ROB | New Adoptions | 2196.3351 | 2181.2779 | 1972.1106 | 1925.5333 | 1878.3614 | 1832.0538 | 333.4803 | 333.1578 | 333.1371 | 333.3866 | 333.8679 | 306.2054 | 335.9037
Scenario 6: Aggressive Fuel Sub Phase In | PG&E | Com | WaterHeat | Com - Restaurant | Energy Efficiency | ROB | Total Adoptions | 4689.037 | 4763.1629 | 4590.3691 | 4617.694 | 4640.007 | 4659.1359 | 1012.2138 | 1015.179 | 1018.2643 | 1021.5092 | 1024.9124 | 939.5412 | 1032.5276
Scenario 6: Aggressive Fuel Sub Phase In | PG&E | Com | WaterHeat | Com - Restaurant | Fuel Substitution | ROB | New Adoptions | 467.1725 | 572.1131 | 1002.5585 | 1270.9002 | 1577.1698 | 1907.9692 | 2213.035 | 2799.4445 | 3427.2798 | 4165.9725 | 4908.3044 | 5093.345 | 6020.1547
Scenario 6: Aggressive Fuel Sub Phase In | PG&E | Com | WaterHeat | Com - Restaurant | Fuel Substitution | ROB | Total Adoptions | 505.147 | 622.4693 | 1085.879 | 1384.7843 | 1728.8164 | 2105.5984 | 2441.7893 | 3097.8619 | 3812.2788 | 4657.0446 | 5523.7359 | 5786.3464 | 6857.083
Scenario 6: Aggressive Fuel Sub Phase In | PG&E | Com | WaterHeat | Com - Retail | Energy Efficiency | NEW | New Adoptions | 190.3478 | 225.4638 | 267.6926 | 0 | 1675.6601 | 177.4152 | 0.63332 | 0.81758 | 1.0401 | 1.3219 | 1.6796 | 2.1276 | 2.6981
Scenario 6: Aggressive Fuel Sub Phase In | PG&E | Com | WaterHeat | Com - Retail | Energy Efficiency | NEW | Total Adoptions | 190.3478 | 225.4638 | 267.6926 | 0 | 1675.6601 | 177.4152 | 0.63332 | 0.81758 | 1.0401 | 1.3219 | 1.6796 | 2.1276 | 2.6981
Scenario 6: Aggressive Fuel Sub Phase In | PG&E | Com | WaterHeat | Com - Retail | Energy Efficiency | RET | New Adoptions | 12478.9473 | 15642.123 | 14193.1811 | 21114.9154 | 25343.9882 | 29753.7372 | 33995.9984 | 37585.7517 | 38869.5635 | 39538.7279 | 38168.6165 | 34802.1585 | 29875.6877
Scenario 6: Aggressive Fuel Sub Phase In | PG&E | Com | WaterHeat | Com - Retail | Energy Efficiency | RET | Total Adoptions | 13209.6656 | 16439.3693 | 15025.0066 | 22051.0269 | 26410.6303 | 30975.9601 | 35394.8871 | 39174.7802 | 40495.7609 | 41345.1285 | 40126.0732 | 36869.1411 | 32001.5453
Scenario 6: Aggressive Fuel Sub Phase In | PG&E | Com | WaterHeat | Com - Retail | Energy Efficiency | ROB | New Adoptions | 1103.6118 | 1280.6255 | 735.2284 | 758.9273 | 896.6118 | 3.5498 | 4.5183 | 5.7158 | 7.2024 | 9.0526 | 11.3602 | 14.2414 | 17.8424
Scenario 6: Aggressive Fuel Sub Phase In | PG&E | Com | WaterHeat | Com - Retail | Energy Efficiency | ROB | Total Adoptions | 1386.9355 | 1607.4408 | 923.9633 | 956.6144 | 1166.2007 | 4.5434 | 5.7481 | 7.2458 | 9.112 | 11.4408 | 14.3503 | 17.9877 | 22.5382
Scenario 6: Aggressive Fuel Sub Phase In | PG&E | Com | WaterHeat | Com - Retail | Fuel Substitution | ROB | New Adoptions | 2633.251 | 2855.5499 | 4181.3857 | 4320.0416 | 5430.8869 | 12374.8054 | 15592.8279 | 19619.5568 | 13180.8591 | 16119.555 | 19033.2024 | 21980.4324 | 25022.328
Scenario 6: Aggressive Fuel Sub Phase In | PG&E | Com | WaterHeat | Com - Retail | Fuel Substitution | ROB | Total Adoptions | 2823.9704 | 3064.8783 | 4500.7026 | 4691.1946 | 5912.9722 | 13498.6396 | 17063.4372 | 21563.8898 | 14599.8807 | 17952.5167 | 21353.7609 | 24853.5616 | 28507.812
Scenario 6: Aggressive Fuel Sub Phase In | PG&E | Com | WaterHeat | Com - School | Energy Efficiency | NEW | New Adoptions | 8444.22 | 8551.9773 | 8639.4409 | 8301.221 | 8200.0343 | 8161.2766 | 8088.7348 | 25.877 | 25.7695 | 25.7226 | 25.7755 | 25.9245 | 26.0558
Scenario 6: Aggressive Fuel Sub Phase In | PG&E | Com | WaterHeat | Com - School | Energy Efficiency | NEW | Total Adoptions | 8444.22 | 8551.9773 | 8639.4409 | 8301.221 | 8200.0343 | 8161.2766 | 8088.7348 | 25.877 | 25.7695 | 25.7226 | 25.7755 | 25.9245 | 26.0558
Scenario 6: Aggressive Fuel Sub Phase In | PG&E | Com | WaterHeat | Com - School | Energy Efficiency | RET | New Adoptions | 12887.9666 | 14629.5973 | 15860.6935 | 16251.7169 | 15544.9784 | 13706.881 | 10985.4709 | 7848.9727 | 4807.2671 | 2231.3331 | 277.0455 | 0 | 0
Scenario 6: Aggressive Fuel Sub Phase In | PG&E | Com | WaterHeat | Com - School | Energy Efficiency | RET | Total Adoptions | 13468.1169 | 15274.3989 | 16574.8009 | 17032.5199 | 16380.9647 | 14578.1779 | 11866.8121 | 8713.5884 | 5620.0252 | 2993.1977 | 971.335 | 630.6542 | 572.878
Scenario 6: Aggressive Fuel Sub Phase In | PG&E | Com | WaterHeat | Com - School | Energy Efficiency | ROB | New Adoptions | 9115.6068 | 9059.5085 | 8149.8852 | 7946.855 | 7738.7001 | 7534.4649 | 81.4907 | 82.0903 | 82.8468 | 83.7724 | 84.8882 | 86.2235 | 87.8095
Scenario 6: Aggressive Fuel Sub Phase In | PG&E | Com | WaterHeat | Com - School | Energy Efficiency | ROB | Total Adoptions | 18695.5453 | 19149.6187 | 18511.827 | 18751.5492 | 18960.324 | 19152.1245 | 243.9968 | 246.3269 | 248.7832 | 251.4042 | 254.2393 | 257.3444 | 260.7608
Scenario 6: Aggressive Fuel Sub Phase In | PG&E | Com | WaterHeat | Com - School | Fuel Substitution | ROB | New Adoptions | 2140.1821 | 2623.8313 | 4667.7952 | 5879.4419 | 7256.2896 | 15702.0784 | 18793.7128 | 23461.018 | 15756.7125 | 19219.5692 | 22634.2723 | 26058.0574 | 29549.1826
Scenario 6: Aggressive Fuel Sub Phase In | PG&E | Com | WaterHeat | Com - School | Fuel Substitution | ROB | Total Adoptions | 2320.9634 | 2861.949 | 5057.1282 | 6410.1604 | 7959.911 | 17203.2595 | 20568.8649 | 25789.9181 | 17457.2549 | 21404.1198 | 25386.5956 | 29450.8928 | 33647.9471
Scenario 6: Aggressive Fuel Sub Phase In | PG&E | Com | WaterHeat | Com - Warehouse | Energy Efficiency | NEW | New Adoptions | 699.0923 | 725.7191 | 758.7286 | 696.666 | 720.7701 | 754.9536 | 314.7024 | 1.5379 | 1.9167 | 2.4019 | 2.9949 | 3.7375 | 4.6713
Scenario 6: Aggressive Fuel Sub Phase In | PG&E | Com | WaterHeat | Com - Warehouse | Energy Efficiency | NEW | Total Adoptions | 699.0923 | 725.7191 | 758.7286 | 696.666 | 720.7701 | 754.9536 | 314.7024 | 1.5379 | 1.9167 | 2.4019 | 2.9949 | 3.7375 | 4.6713
Scenario 6: Aggressive Fuel Sub Phase In | PG&E | Com | WaterHeat | Com - Warehouse | Energy Efficiency | RET | New Adoptions | 8709.9688 | 10918.2538 | 13520.5927 | 16512.8514 | 20153.7838 | 23743.841 | 27343.9713 | 30638.9806 | 31877.6851 | 33423.3423 | 33351.9868 | 31686.9432 | 28582.0318
Scenario 6: Aggressive Fuel Sub Phase In | PG&E | Com | WaterHeat | Com - Warehouse | Energy Efficiency | RET | Total Adoptions | 9339.3077 | 11582.8984 | 14240.7737 | 17309.6137 | 21096.2352 | 24805.4194 | 28543.759 | 31991.4405 | 33205.7045 | 34939.5614 | 35003.812 | 33447.8456 | 30416.2245
Scenario 6: Aggressive Fuel Sub Phase In | PG&E | Com | WaterHeat | Com - Warehouse | Energy Efficiency | ROB | New Adoptions | 1425.2526 | 1514.2196 | 1248.0733 | 1288.6136 | 1329.5447 | 429.7971 | 6.7517 | 8.5215 | 10.7465 | 13.544 | 17.0608 | 21.4809 | 27.0358
Scenario 6: Aggressive Fuel Sub Phase In | PG&E | Com | WaterHeat | Com - Warehouse | Energy Efficiency | ROB | Total Adoptions | 2762.3824 | 2924.626 | 2633.7352 | 2735.9835 | 2839.093 | 1141.1643 | 8.5202 | 10.7609 | 13.5786 | 17.1223 | 21.5776 | 27.1776 | 34.2162
Scenario 6: Aggressive Fuel Sub Phase In | PG&E | Com | WaterHeat | Com - Warehouse | Fuel Substitution | ROB | New Adoptions | 1163.9693 | 1445.7693 | 2365.0041 | 2995.5329 | 3734.0293 | 7330.0562 | 7650.7052 | 9671.1724 | 6503.523 | 7984.6914 | 9470.1798 | 10980.7234 | 12546.684
Scenario 6: Aggressive Fuel Sub Phase In | PG&E | Com | WaterHeat | Com - Warehouse | Fuel Substitution | ROB | Total Adoptions | 1300.9956 | 1626.9903 | 2630.3071 | 3350.7856 | 4200.2713 | 8163.206 | 8367.1911 | 10623.9079 | 7210.8427 | 8899.6646 | 10630.8504 | 12421.2525 | 14298.9463
Scenario 6: Aggressive Fuel Sub Phase In | PG&E | Com | WholeBlg | Com - College | Energy Efficiency | NEW | New Adoptions | 3.7283 | 3.982 | 4.2023 | 4.5174 | 4.7763 | 5.0195 | 5.3355 | 5.5756 | 5.9457 | 6.2977 | 6.58 | 6.7394 | 6.9887
Scenario 6: Aggressive Fuel Sub Phase In | PG&E | Com | WholeBlg | Com - College | Energy Efficiency | NEW | Total Adoptions | 3.7283 | 3.982 | 4.2023 | 4.5174 | 4.7763 | 5.0195 | 5.3355 | 5.5756 | 5.9457 | 6.2977 | 6.58 | 6.7394 | 6.9887
Scenario 6: Aggressive Fuel Sub Phase In | PG&E | Com | WholeBlg | Com - Office (Large) | Energy Efficiency | NEW | New Adoptions | 0 | 0 | 0 | 0 | 0 | 0 | 0 | 0 | 0 | 0 | 0 | 0 | 0
Scenario 6: Aggressive Fuel Sub Phase In | PG&E | Com | WholeBlg | Com - Office (Large) | Energy Efficiency | NEW | Total Adoptions | 0 | 0 | 0 | 0 | 0 | 0 | 0 | 0 | 0 | 0 | 0 | 0 | 0
Scenario 6: Aggressive Fuel Sub Phase In | PG&E | Com | WholeBlg | Com - Other | Energy Efficiency | NEW | New Adoptions | 0 | 0 | 0 | 0 | 0 | 0 | 0 | 0 | 0 | 0 | 0 | 0 | 0
Scenario 6: Aggressive Fuel Sub Phase In | PG&E | Com | WholeBlg | Com - Other | Energy Efficiency | NEW | Total Adoptions | 0 | 0 | 0 | 0 | 0 | 0 | 0 | 0 | 0 | 0 | 0 | 0 | 0
Scenario 6: Aggressive Fuel Sub Phase In | PG&E | Com | WholeBlg | Com - Restaurant | Energy Efficiency | NEW | New Adoptions | 1.4861 | 1.6061 | 1.7561 | 1.9094 | 2.062 | 2.2138 | 2.3825 | 2.5456 | 2.7016 | 2.8691 | 3.0333 | 0 | 36.2357
Scenario 6: Aggressive Fuel Sub Phase In | PG&E | Com | WholeBlg | Com - Restaurant | Energy Efficiency | NEW | Total Adoptions | 1.4861 | 1.6061 | 1.7561 | 1.9094 | 2.062 | 2.2138 | 2.3825 | 2.5456 | 2.7016 | 2.8691 | 3.0333 | 0 | 36.2357
Scenario 6: Aggressive Fuel Sub Phase In | PG&E | Com | WholeBlg | Com - Retail | Energy Efficiency | NEW | New Adoptions | 11.9893 | 13.32 | 14.8522 | 0 | 163.5022 | 18.4922 | 20.19 | 21.9388 | 23.4981 | 25.1491 | 26.876 | 28.6093 | 30.4414
Scenario 6: Aggressive Fuel Sub Phase In | PG&E | Com | WholeBlg | Com - Retail | Energy Efficiency | NEW | Total Adoptions | 11.9893 | 13.32 | 14.8522 | 0 | 163.5022 | 18.4922 | 20.19 | 21.9388 | 23.4981 | 25.1491 | 26.876 | 28.6093 | 30.4414
Scenario 6: Aggressive Fuel Sub Phase In | PG&E | Com | WholeBlg | Com - Warehouse | Energy Efficiency | NEW | New Adoptions | 15.5793 | 16.7817 | 18.2043 | 19.8232 | 0 | 0 | 0 | 0 | 0 | 0 | 0 | 0 | 0
Scenario 6: Aggressive Fuel Sub Phase In | PG&E | Com | WholeBlg | Com - Warehouse | Energy Efficiency | NEW | Total Adoptions | 15.5793 | 16.7817 | 18.2043 | 19.8232 | 0 | 0 | 0 | 0 | 0 | 0 | 0 | 0 | 0
Scenario 6: Aggressive Fuel Sub Phase In | PG&E | Res | AppPlug | Res - Multi Family | Energy Efficiency | NEW | New Adoptions | 0 | 0 | 0 | 93.4335 | 90.3562 | 86.3465 | 82.1154 | 67.2623 | 63.0109 | 59.1251 | 55.8486 | 53.5227 | 45.4756
Scenario 6: Aggressive Fuel Sub Phase In | PG&E | Res | AppPlug | Res - Multi Family | Energy Efficiency | NEW | Total Adoptions | 0 | 0 | 0 | 93.4335 | 90.3562 | 86.3465 | 82.1154 | 67.2623 | 63.0109 | 59.1251 | 55.8486 | 53.5227 | 45.4756
Scenario 6: Aggressive Fuel Sub Phase In | PG&E | Res | AppPlug | Res - Multi Family | Energy Efficiency | ROB | New Adoptions | 0 | 0 | 324.3501 | 328.2769 | 332.0467 | 335.633 | 339.033 | 341.8657 | 344.5175 | 347.0044 | 349.3506 | 351.5923 | 353.525
Scenario 6: Aggressive Fuel Sub Phase In | PG&E | Res | AppPlug | Res - Multi Family | Energy Efficiency | ROB | Total Adoptions | 0 | 0 | 815.2611 | 824.4624 | 833.3843 | 841.9469 | 850.1326 | 856.974 | 863.4363 | 869.5528 | 875.3787 | 881.0003 | 885.8957
Scenario 6: Aggressive Fuel Sub Phase In | PG&E | Res | AppPlug | Res - Multi Family | Fuel Substitution | ROB | New Adoptions | 0.0023017 | 0.0024852 | 0.0026712 | 0.0028579 | 0.0030442 | 0.0032297 | 0 | 0 | 0 | 0 | 0 | 0 | 0
Scenario 6: Aggressive Fuel Sub Phase In | PG&E | Res | AppPlug | Res - Multi Family | Fuel Substitution | ROB | Total Adoptions | 0.0028192 | 0.0030834 | 0.0033546 | 0.0036307 | 0.0039105 | 0.0041932 | 0 | 0 | 0 | 0 | 0 | 0 | 0
Scenario 6: Aggressive Fuel Sub Phase In | PG&E | Res | AppPlug | Res - Single Family | Energy Efficiency | NEW | New Adoptions | 0 | 0 | 0 | 0 | 0 | 0 | 0 | 0 | 0 | 0 | 0 | 0 | 272.4236
Scenario 6: Aggressive Fuel Sub Phase In | PG&E | Res | AppPlug | Res - Single Family | Energy Efficiency | NEW | Total Adoptions | 0 | 0 | 0 | 0 | 0 | 0 | 0 | 0 | 0 | 0 | 0 | 0 | 272.4236
Scenario 6: Aggressive Fuel Sub Phase In | PG&E | Res | AppPlug | Res - Single Family | Energy Efficiency | ROB | New Adoptions | 0 | 0 | 0 | 0 | 0 | 0 | 0 | 0 | 0 | 0 | 0 | 1920.3212 | 1932.8653
Scenario 6: Aggressive Fuel Sub Phase In | PG&E | Res | AppPlug | Res - Single Family | Energy Efficiency | ROB | Total Adoptions | 0 | 0 | 0 | 0 | 0 | 0 | 0 | 0 | 0 | 0 | 0 | 4832.6482 | 4862.679
Scenario 6: Aggressive Fuel Sub Phase In | PG&E | Res | AppPlug | Res - Single Family | Fuel Substitution | ROB | New Adoptions | 0.023621 | 0.025462 | 0.027311 | 0.029164 | 0.031018 | 0.032872 | 0 | 0 | 0 | 0 | 0 | 0 | 0
Scenario 6: Aggressive Fuel Sub Phase In | PG&E | Res | AppPlug | Res - Single Family | Fuel Substitution | ROB | Total Adoptions | 0.028408 | 0.030949 | 0.033526 | 0.036135 | 0.038773 | 0.041436 | 0 | 0 | 0 | 0 | 0 | 0 | 0
Scenario 6: Aggressive Fuel Sub Phase In | PG&E | Res | BldgEnv | Res - Single Family | Energy Efficiency | NEW | New Adoptions | 541296.7052 | 696076.3834 | 760871.331 | 769554.9901 | 751306.6001 | 721567.8652 | 685638.7599 | 645614.4361 | 606379.8803 | 0 | 0 | 0 | 0
Scenario 6: Aggressive Fuel Sub Phase In | PG&E | Res | BldgEnv | Res - Single Family | Energy Efficiency | NEW | Total Adoptions | 541296.7052 | 696076.3834 | 760871.331 | 769554.9901 | 751306.6001 | 721567.8652 | 685638.7599 | 645614.4361 | 606379.8803 | 0 | 0 | 0 | 0
Scenario 6: Aggressive Fuel Sub Phase In | PG&E | Res | BldgEnv | Res - Single Family | Energy Efficiency | RET | New Adoptions | 82717.0338 | 78708.3181 | 74802.5361 | 71050.5292 | 67498.1241 | 64098.5661 | 60843.329 | 57686.9104 | 54651.1059 | 0 | 0 | 0 | 0
Scenario 6: Aggressive Fuel Sub Phase In | PG&E | Res | BldgEnv | Res - Single Family | Energy Efficiency | RET | Total Adoptions | 82717.0338 | 78708.3181 | 74802.5361 | 71050.5292 | 67498.1241 | 64098.5661 | 60843.329 | 57686.9104 | 54651.1059 | 0 | 0 | 0 | 0
Scenario 6: Aggressive Fuel Sub Phase In | PG&E | Res | HVAC | Res - Multi Family | Energy Efficiency | NEW | New Adoptions | 38.731 | 46.9072 | 53.6408 | 56.6587 | 57.9624 | 58.0989 | 57.718 | 36.8012 | 35.6464 | 34.6397 | 33.8156 | 400.0839 | 295.4665
Scenario 6: Aggressive Fuel Sub Phase In | PG&E | Res | HVAC | Res - Multi Family | Energy Efficiency | NEW | Total Adoptions | 38.731 | 46.9072 | 53.6408 | 56.6587 | 57.9624 | 58.0989 | 57.718 | 36.8012 | 35.6464 | 34.6397 | 33.8156 | 400.0839 | 295.4665
Scenario 6: Aggressive Fuel Sub Phase In | PG&E | Res | HVAC | Res - Multi Family | Energy Efficiency | RET | New Adoptions | 0 | 0 | 3342634.9991 | 0 | 0 | 0 | 0 | 0 | 0 | 0 | 0 | 0 | 0
Scenario 6: Aggressive Fuel Sub Phase In | PG&E | Res | HVAC | Res - Multi Family | Energy Efficiency | RET | Total Adoptions | 0 | 0 | 4061265.6183 | 0 | 0 | 0 | 0 | 0 | 0 | 0 | 0 | 0 | 0
Scenario 6: Aggressive Fuel Sub Phase In | PG&E | Res | HVAC | Res - Multi Family | Energy Efficiency | ROB | New Adoptions | 187.9067 | 201.0552 | 213.8534 | 226.8967 | 238.7937 | 250.1613 | 260.1446 | 269.7907 | 278.8659 | 287.3806 | 295.3501 | 302.8005 | 309.5056
Scenario 6: Aggressive Fuel Sub Phase In | PG&E | Res | HVAC | Res - Multi Family | Energy Efficiency | ROB | Total Adoptions | 203.9732 | 219.8683 | 235.6615 | 252.8336 | 268.1198 | 283.028 | 295.6513 | 308.7742 | 321.4403 | 333.6607 | 345.4486 | 356.8359 | 367.4458
Scenario 6: Aggressive Fuel Sub Phase In | PG&E | Res | HVAC | Res - Multi Family | Fuel Substitution | ROB | New Adoptions | 0.74365 | 1.037 | 1.0841 | 1.1283 | 0.4343 | 0.45946 | 0.48167 | 0.50031 | 0.52511 | 0.54535 | 0.55897 | 0.56805 | 0.57403
Scenario 6: Aggressive Fuel Sub Phase In | PG&E | Res | HVAC | Res - Multi Family | Fuel Substitution | ROB | Total Adoptions | 0.78872 | 1.1146 | 1.1722 | 1.2273 | 0.45885 | 0.48723 | 0.51294 | 0.53536 | 0.56423 | 0.58883 | 0.60705 | 0.62088 | 0.63173
Scenario 6: Aggressive Fuel Sub Phase In | PG&E | Res | HVAC | Res - Single Family | Energy Efficiency | NEW | New Adoptions | 5724.7917 | 7689.2295 | 8762.307 | 9200.2461 | 6249.103 | 3974.4826 | 1755.5911 | 1694.7781 | 1628.2319 | 114.5711 | 110.7119 | 2391.9006 | 2319.0515
Scenario 6: Aggressive Fuel Sub Phase In | PG&E | Res | HVAC | Res - Single Family | Energy Efficiency | NEW | Total Adoptions | 5724.7917 | 7689.2295 | 8762.307 | 9200.2461 | 6249.103 | 3974.4826 | 1755.5911 | 1694.7781 | 1628.2319 | 114.5711 | 110.7119 | 2391.9006 | 2319.0515
Scenario 6: Aggressive Fuel Sub Phase In | PG&E | Res | HVAC | Res - Single Family | Energy Efficiency | RET | New Adoptions | 0 | 0 | 19554159.898 | 0 | 0 | 0 | 0 | 0 | 0 | 0 | 0 | 0 | 0
Scenario 6: Aggressive Fuel Sub Phase In | PG&E | Res | HVAC | Res - Single Family | Energy Efficiency | RET | Total Adoptions | 0 | 0 | 23714934.6195 | 0 | 0 | 0 | 0 | 0 | 0 | 0 | 0 | 0 | 0
Scenario 6: Aggressive Fuel Sub Phase In | PG&E | Res | HVAC | Res - Single Family | Energy Efficiency | ROB | New Adoptions | 14444.0877 | 15580.2375 | 16694.8106 | 17768.2113 | 12060.5371 | 8440.1913 | 8808.5502 | 9158.4389 | 694.6103 | 716.4447 | 736.9366 | 756.091 | 773.6083
Scenario 6: Aggressive Fuel Sub Phase In | PG&E | Res | HVAC | Res - Single Family | Energy Efficiency | ROB | Total Adoptions | 18381.0525 | 19826.9693 | 21280.6293 | 22713.9787 | 14959.0728 | 9395.3482 | 9872.8227 | 10335.2023 | 806.9002 | 838.425 | 868.8698 | 898.2313 | 926.125
Scenario 6: Aggressive Fuel Sub Phase In | PG&E | Res | HVAC | Res - Single Family | Fuel Substitution | ROB | New Adoptions | 32.233 | 34.109 | 37.8408 | 39.5516 | 16.0307 | 7.7743 | 8.17 | 8.5173 | 0.18707 | 0.19662 | 0.20396 | 0.20939 | 0.21369
Scenario 6: Aggressive Fuel Sub Phase In | PG&E | Res | HVAC | Res - Single Family | Fuel Substitution | ROB | Total Adoptions | 34.3347 | 36.5178 | 40.9733 | 43.0472 | 16.9459 | 8.2229 | 8.6748 | 9.0826 | 0.19672 | 0.20763 | 0.21642 | 0.22335 | 0.2292
Scenario 6: Aggressive Fuel Sub Phase In | PG&E | Res | WaterHeat | Res - Multi Family | Energy Efficiency | NEW | New Adoptions | 2476.3343 | 2669.7671 | 2846.3195 | 2588.7782 | 2484.0205 | 2376.0909 | 2266.7574 | 1932.878 | 1816.2956 | 1705.7272 | 1611.4776 | 1546.0409 | 1360.3999
Scenario 6: Aggressive Fuel Sub Phase In | PG&E | Res | WaterHeat | Res - Multi Family | Energy Efficiency | NEW | Total Adoptions | 2476.3343 | 2669.7671 | 2846.3195 | 2588.7782 | 2484.0205 | 2376.0909 | 2266.7574 | 1932.878 | 1816.2956 | 1705.7272 | 1611.4776 | 1546.0409 | 1360.3999
Scenario 6: Aggressive Fuel Sub Phase In | PG&E | Res | WaterHeat | Res - Multi Family | Energy Efficiency | RET | New Adoptions | 459.6042 | 466.0367 | 472.3013 | 478.4465 | 484.5002 | 490.4767 | 496.3826 | 502.2221 | 507.998 | 513.7102 | 519.3588 | 524.9451 | 530.4678
Scenario 6: Aggressive Fuel Sub Phase In | PG&E | Res | WaterHeat | Res - Multi Family | Energy Efficiency | RET | Total Adoptions | 1918.2826 | 1783.5077 | 1662.7481 | 1554.6332 | 1457.9132 | 1371.4531 | 1294.2252 | 1225.3027 | 1163.8505 | 1109.1146 | 1060.4163 | 1017.1464 | 978.7536
Scenario 6: Aggressive Fuel Sub Phase In | PG&E | Res | WaterHeat | Res - Multi Family | Energy Efficiency | ROB | New Adoptions | 606.5514 | 749.7253 | 215.6433 | 227.4482 | 239.1649 | 250.8053 | 262.3817 | 273.553 | 284.608 | 295.5674 | 306.4508 | 317.2868 | 327.8657
Scenario 6: Aggressive Fuel Sub Phase In | PG&E | Res | WaterHeat | Res - Multi Family | Energy Efficiency | ROB | Total Adoptions | 1064.4832 | 1266.7475 | 310.0501 | 329.0983 | 348.2819 | 367.5858 | 387.006 | 405.7902 | 424.5988 | 443.451 | 462.3664 | 481.3857 | 500.0438
Scenario 6: Aggressive Fuel Sub Phase In | PG&E | Res | WaterHeat | Res - Multi Family | Fuel Substitution | ROB | New Adoptions | 28.519 | 31.549 | 77.2787 | 86.8984 | 96.572 | 105.4858 | 83.0495 | 94.0126 | 103.9774 | 113.6988 | 122.1925 | 128.7002 | 133.8542
Scenario 6: Aggressive Fuel Sub Phase In | PG&E | Res | WaterHeat | Res - Multi Family | Fuel Substitution | ROB | Total Adoptions | 33.7105 | 37.6096 | 84.6163 | 96.3973 | 108.3773 | 119.7423 | 89.5247 | 102.3225 | 114.3127 | 126.2054 | 136.9684 | 145.7635 | 153.1769
Scenario 6: Aggressive Fuel Sub Phase In | PG&E | Res | WaterHeat | Res - Single Family | Energy Efficiency | NEW | New Adoptions | 10067.1617 | 12279.0422 | 13324.9872 | 11986.901 | 11502.4377 | 10974.426 | 9026.4053 | 8429.2983 | 7861.1135 | 7366.4092 | 6932.5467 | 6557.3273 | 6213.8691
Scenario 6: Aggressive Fuel Sub Phase In | PG&E | Res | WaterHeat | Res - Single Family | Energy Efficiency | NEW | Total Adoptions | 10067.1617 | 12279.0422 | 13324.9872 | 11986.901 | 11502.4377 | 10974.426 | 9026.4053 | 8429.2983 | 7861.1135 | 7366.4092 | 6932.5467 | 6557.3273 | 6213.8691
Scenario 6: Aggressive Fuel Sub Phase In | PG&E | Res | WaterHeat | Res - Single Family | Energy Efficiency | RET | New Adoptions | 2874.037 | 2899.8199 | 2924.8648 | 2949.5268 | 2974.0085 | 2998.4206 | 3022.8176 | 3047.2376 | 3071.705 | 3096.2293 | 3120.8152 | 3145.4811 | 3170.2216
Scenario 6: Aggressive Fuel Sub Phase In | PG&E | Res | WaterHeat | Res - Single Family | Energy Efficiency | RET | Total Adoptions | 8643.7059 | 8121.5202 | 7653.6436 | 7234.9231 | 6860.6052 | 6526.3418 | 6228.1749 | 5962.5315 | 5726.1866 | 5516.2251 | 5330.0195 | 5165.2198 | 5019.6887
Scenario 6: Aggressive Fuel Sub Phase In | PG&E | Res | WaterHeat | Res - Single Family | Energy Efficiency | ROB | New Adoptions | 6740.9261 | 7405.1118 | 4462.6251 | 4782.3788 | 5088.1215 | 899.8271 | 939.1902 | 978.1337 | 989.4495 | 1026.5439 | 1063.3566 | 1099.937 | 1136.313
Scenario 6: Aggressive Fuel Sub Phase In | PG&E | Res | WaterHeat | Res - Single Family | Energy Efficiency | ROB | Total Adoptions | 11995.0274 | 12827.2078 | 7489.4235 | 7897.0011 | 8287.7906 | 1391.2265 | 1456.9883 | 1522.7651 | 1550.501 | 1614.4064 | 1678.4437 | 1742.6709 | 1807.1044
Scenario 6: Aggressive Fuel Sub Phase In | PG&E | Res | WaterHeat | Res - Single Family | Fuel Substitution | ROB | New Adoptions | 42.7225 | 59.2269 | 369.1585 | 425.0335 | 480.6592 | 530.4813 | 585.8594 | 659.6103 | 731.0539 | 801.1411 | 861.9077 | 908.742 | 946.3831
Scenario 6: Aggressive Fuel Sub Phase In | PG&E | Res | WaterHeat | Res - Single Family | Fuel Substitution | ROB | Total Adoptions | 43.6053 | 60.6948 | 373.6086 | 438.8583 | 504.5537 | 565.1437 | 632.0608 | 718.6323 | 804.2859 | 889.6632 | 966.4406 | 1029.4536 | 1083.1217
Scenario 6: Aggressive Fuel Sub Phase In | PG&E | Res | WholeBlg | Res - Multi Family | Energy Efficiency | NEW | New Adoptions | 0 | 0 | 3.5916 | 3.7073 | 3.6561 | 3.6077 | 993.9576 | 950.7159 | 887.9116 | 832.7826 | 769.7151 | 1268.0123 | 1178.6456
Scenario 6: Aggressive Fuel Sub Phase In | PG&E | Res | WholeBlg | Res - Multi Family | Energy Efficiency | NEW | Total Adoptions | 0 | 0 | 3.5916 | 3.7073 | 3.6561 | 3.6077 | 993.9576 | 950.7159 | 887.9116 | 832.7826 | 769.7151 | 1268.0123 | 1178.6456
Scenario 6: Aggressive Fuel Sub Phase In | PG&E | Res | WholeBlg | Res - Single Family | Energy Efficiency | NEW | New Adoptions | 0 | 0 | 10.0267 | 10.3953 | 10.1583 | 9.9382 | 9.4253 | 8.8312 | 8.1179 | 7.545 | 6.8942 | 6.3535 | 1057.7621
Scenario 6: Aggressive Fuel Sub Phase In | PG&E | Res | WholeBlg | Res - Single Family | Energy Efficiency | NEW | Total Adoptions | 0 | 0 | 10.0267 | 10.3953 | 10.1583 | 9.9382 | 9.4253 | 8.8312 | 8.1179 | 7.545 | 6.8942 | 6.3535 | 1057.7621
Scenario 6: Aggressive Fuel Sub Phase In | SCE | Com | BldgEnv | Com - College | Energy Efficiency | NEW | New Adoptions | 1985.9803 | 2110.2084 | 2305.6662 | 2520.3422 | 2633.3634 | 2851.4739 | 3052.1513 | 3180.6613 | 3289.0328 | 0 | 0 | 0 | 0
Scenario 6: Aggressive Fuel Sub Phase In | SCE | Com | BldgEnv | Com - College | Energy Efficiency | NEW | Total Adoptions | 1985.9803 | 2110.2084 | 2305.6662 | 2520.3422 | 2633.3634 | 2851.4739 | 3052.1513 | 3180.6613 | 3289.0328 | 0 | 0 | 0 | 0
Scenario 6: Aggressive Fuel Sub Phase In | SCE | Com | BldgEnv | Com - College | Energy Efficiency | RET | New Adoptions | 5589.3227 | 5918.1885 | 6055.543 | 5973.5108 | 5668.1381 | 5162.6567 | 4504.0702 | 3753.7082 | 24.6002 | 0 | 0 | 0 | 0
Scenario 6: Aggressive Fuel Sub Phase In | SCE | Com | BldgEnv | Com - College | Energy Efficiency | RET | Total Adoptions | 5616.9411 | 5945.898 | 6083.3736 | 6001.436 | 5696.0772 | 5190.4827 | 4531.6243 | 3780.8166 | 24.6002 | 0 | 0 | 0 | 0
Scenario 6: Aggressive Fuel Sub Phase In | SCE | Com | BldgEnv | Com - Grocery | Energy Efficiency | NEW | New Adoptions | 5190.6966 | 5617.7877 | 5971.3038 | 6362.5415 | 6811.6907 | 7206.3493 | 7530.9921 | 7904.6561 | 8225.0356 | 0 | 0 | 0 | 0
Scenario 6: Aggressive Fuel Sub Phase In | SCE | Com | BldgEnv | Com - Grocery | Energy Efficiency | NEW | Total Adoptions | 5190.6966 | 5617.7877 | 5971.3038 | 6362.5415 | 6811.6907 | 7206.3493 | 7530.9921 | 7904.6561 | 8225.0356 | 0 | 0 | 0 | 0
Scenario 6: Aggressive Fuel Sub Phase In | SCE | Com | BldgEnv | Com - Grocery | Energy Efficiency | RET | New Adoptions | 111.6112 | 106.5307 | 101.4037 | 96.3331 | 91.517 | 86.9421 | 82.5962 | 78.4675 | 74.5451 | 0 | 0 | 0 | 0
Scenario 6: Aggressive Fuel Sub Phase In | SCE | Com | BldgEnv | Com - Grocery | Energy Efficiency | RET | Total Adoptions | 111.6112 | 106.5307 | 101.4037 | 96.3331 | 91.517 | 86.9421 | 82.5962 | 78.4675 | 74.5451 | 0 | 0 | 0 | 0
Scenario 6: Aggressive Fuel Sub Phase In | SCE | Com | BldgEnv | Com - Health | Energy Efficiency | NEW | New Adoptions | 4798.7332 | 5163.5235 | 5598.5247 | 5811.0434 | 6140.1947 | 6380.634 | 6712.5413 | 6883.3541 | 7026.5704 | 0 | 0 | 0 | 0
Scenario 6: Aggressive Fuel Sub Phase In | SCE | Com | BldgEnv | Com - Health | Energy Efficiency | NEW | Total Adoptions | 4798.7332 | 5163.5235 | 5598.5247 | 5811.0434 | 6140.1947 | 6380.634 | 6712.5413 | 6883.3541 | 7026.5704 | 0 | 0 | 0 | 0
Scenario 6: Aggressive Fuel Sub Phase In | SCE | Com | BldgEnv | Com - Health | Energy Efficiency | RET | New Adoptions | 9707.5562 | 8557.7683 | 522.447 | 422.195 | 321.1706 | 226.3718 | 142.2484 | 92.805 | 88.1657 | 0 | 0 | 0 | 0
Scenario 6: Aggressive Fuel Sub Phase In | SCE | Com | BldgEnv | Com - Health | Energy Efficiency | RET | Total Adoptions | 9822.0619 | 8668.6572 | 528.6638 | 428.1782 | 326.9079 | 231.8532 | 147.4669 | 92.805 | 88.1657 | 0 | 0 | 0 | 0
Scenario 6: Aggressive Fuel Sub Phase In | SCE | Com | BldgEnv | Com - Lodging | Energy Efficiency | NEW | New Adoptions | 75.2328 | 85.6326 | 97.1837 | 108.9316 | 122.629 | 137.2035 | 152.6184 | 169.0742 | 185.7204 | 0 | 0 | 0 | 0
Scenario 6: Aggressive Fuel Sub Phase In | SCE | Com | BldgEnv | Com - Lodging | Energy Efficiency | NEW | Total Adoptions | 75.2328 | 85.6326 | 97.1837 | 108.9316 | 122.629 | 137.2035 | 152.6184 | 169.0742 | 185.7204 | 0 | 0 | 0 | 0
Scenario 6: Aggressive Fuel Sub Phase In | SCE | Com | BldgEnv | Com - Lodging | Energy Efficiency | RET | New Adoptions | 449.0597 | 544.7741 | 659.5208 | 796.7273 | 960.2461 | 1154.3058 | 1383.4129 | 1652.1489 | 4.0316 | 0 | 0 | 0 | 0
Scenario 6: Aggressive Fuel Sub Phase In | SCE | Com | BldgEnv | Com - Lodging | Energy Efficiency | RET | Total Adoptions | 449.5383 | 545.3645 | 660.2459 | 797.6146 | 961.3284 | 1155.6218 | 1385.0081 | 1654.0765 | 4.0316 | 0 | 0 | 0 | 0
Scenario 6: Aggressive Fuel Sub Phase In | SCE | Com | BldgEnv | Com - Office (Large) | Energy Efficiency | NEW | New Adoptions | 158124.5185 | 164617.244 | 169725.8489 | 174667.7922 | 180636.5877 | 185907.4043 | 189222.4279 | 192392.5716 | 193246.3894 | 0 | 0 | 0 | 0
Scenario 6: Aggressive Fuel Sub Phase In | SCE | Com | BldgEnv | Com - Office (Large) | Energy Efficiency | NEW | Total Adoptions | 158124.5185 | 164617.244 | 169725.8489 | 174667.7922 | 180636.5877 | 185907.4043 | 189222.4279 | 192392.5716 | 193246.3894 | 0 | 0 | 0 | 0
Scenario 6: Aggressive Fuel Sub Phase In | SCE | Com | BldgEnv | Com - Office (Large) | Energy Efficiency | RET | New Adoptions | 2353.6021 | 2234.8308 | 2122.502 | 2016.1733 | 1915.4394 | 1819.8819 | 1729.1776 | 1643.0115 | 1561.1459 | 0 | 0 | 0 | 0
Scenario 6: Aggressive Fuel Sub Phase In | SCE | Com | BldgEnv | Com - Office (Large) | Energy Efficiency | RET | Total Adoptions | 2353.6021 | 2234.8308 | 2122.502 | 2016.1733 | 1915.4394 | 1819.8819 | 1729.1776 | 1643.0115 | 1561.1459 | 0 | 0 | 0 | 0
Scenario 6: Aggressive Fuel Sub Phase In | SCE | Com | BldgEnv | Com - Office (Small) | Energy Efficiency | NEW | New Adoptions | 5639.1697 | 6011.8104 | 6359.1259 | 6682.8236 | 0 | 83407.9247 | 6818.0083 | 7046.9978 | 7246.5303 | 0 | 0 | 0 | 0
Scenario 6: Aggressive Fuel Sub Phase In | SCE | Com | BldgEnv | Com - Office (Small) | Energy Efficiency | NEW | Total Adoptions | 5639.1697 | 6011.8104 | 6359.1259 | 6682.8236 | 0 | 83407.9247 | 6818.0083 | 7046.9978 | 7246.5303 | 0 | 0 | 0 | 0
Scenario 6: Aggressive Fuel Sub Phase In | SCE | Com | BldgEnv | Com - Office (Small) | Energy Efficiency | RET | New Adoptions | 85.7354 | 81.8654 | 77.92 | 74.0209 | 70.3212 | 66.8086 | 63.4728 | 60.3038 | 57.293 | 0 | 0 | 0 | 0
Scenario 6: Aggressive Fuel Sub Phase In | SCE | Com | BldgEnv | Com - Office (Small) | Energy Efficiency | RET | Total Adoptions | 85.7354 | 81.8654 | 77.92 | 74.0209 | 70.3212 | 66.8086 | 63.4728 | 60.3038 | 57.293 | 0 | 0 | 0 | 0
Scenario 6: Aggressive Fuel Sub Phase In | SCE | Com | BldgEnv | Com - Other | Energy Efficiency | NEW | New Adoptions | 45449.9654 | 49425.3631 | 53371.2768 | 57098.5857 | 60708.3236 | 64167.9716 | 67843.5371 | 70960.2039 | 73406.6312 | 0 | 0 | 0 | 0
Scenario 6: Aggressive Fuel Sub Phase In | SCE | Com | BldgEnv | Com - Other | Energy Efficiency | NEW | Total Adoptions | 45449.9654 | 49425.3631 | 53371.2768 | 57098.5857 | 60708.3236 | 64167.9716 | 67843.5371 | 70960.2039 | 73406.6312 | 0 | 0 | 0 | 0
Scenario 6: Aggressive Fuel Sub Phase In | SCE | Com | BldgEnv | Com - Other | Energy Efficiency | RET | New Adoptions | 20570.168 | 18170.3115 | 15087.9853 | 11641.3047 | 8146.5428 | 4860.6882 | 1952.223 | 577.3551 | 548.9644 | 0 | 0 | 0 | 0
Scenario 6: Aggressive Fuel Sub Phase In | SCE | Com | BldgEnv | Com - Other | Energy Efficiency | RET | Total Adoptions | 20710.9117 | 18308.3719 | 15222.7334 | 11772.0518 | 8272.6225 | 4981.5198 | 2067.3493 | 686.7252 | 548.9644 | 0 | 0 | 0 | 0
Scenario 6: Aggressive Fuel Sub Phase In | SCE | Com | BldgEnv | Com - Refrig. Warehouse | Energy Efficiency | NEW | New Adoptions | 484.2116 | 47.3452 | 49.3869 | 50.2044 | 51.8453 | 53.9991 | 56.4604 | 58.4531 | 60.7974 | 0 | 0 | 0 | 0
Scenario 6: Aggressive Fuel Sub Phase In | SCE | Com | BldgEnv | Com - Refrig. Warehouse | Energy Efficiency | NEW | Total Adoptions | 484.2116 | 47.3452 | 49.3869 | 50.2044 | 51.8453 | 53.9991 | 56.4604 | 58.4531 | 60.7974 | 0 | 0 | 0 | 0
Scenario 6: Aggressive Fuel Sub Phase In | SCE | Com | BldgEnv | Com - Refrig. Warehouse | Energy Efficiency | RET | New Adoptions | 0.097698 | 0.096766 | 0.09665 | 0.097404 | 0.099071 | 0.10168 | 0.10523 | 0.10968 | 0.11494 | 0 | 0 | 0 | 0
Scenario 6: Aggressive Fuel Sub Phase In | SCE | Com | BldgEnv | Com - Refrig. Warehouse | Energy Efficiency | RET | Total Adoptions | 0.097698 | 0.096766 | 0.09665 | 0.097404 | 0.099071 | 0.10168 | 0.10523 | 0.10968 | 0.11494 | 0 | 0 | 0 | 0
Scenario 6: Aggressive Fuel Sub Phase In | SCE | Com | BldgEnv | Com - Restaurant | Energy Efficiency | NEW | New Adoptions | 0 | 0 | 0 | 0 | 0 | 0 | 0 | 0 | 0 | 0 | 0 | 0 | 0
Scenario 6: Aggressive Fuel Sub Phase In | SCE | Com | BldgEnv | Com - Restaurant | Energy Efficiency | NEW | Total Adoptions | 0 | 0 | 0 | 0 | 0 | 0 | 0 | 0 | 0 | 0 | 0 | 0 | 0
Scenario 6: Aggressive Fuel Sub Phase In | SCE | Com | BldgEnv | Com - Restaurant | Energy Efficiency | RET | New Adoptions | 0 | 0 | 0 | 0 | 0 | 0 | 0 | 0 | 0 | 0 | 0 | 0 | 0
Scenario 6: Aggressive Fuel Sub Phase In | SCE | Com | BldgEnv | Com - Restaurant | Energy Efficiency | RET | Total Adoptions | 0 | 0 | 0 | 0 | 0 | 0 | 0 | 0 | 0 | 0 | 0 | 0 | 0
Scenario 6: Aggressive Fuel Sub Phase In | SCE | Com | BldgEnv | Com - Retail | Energy Efficiency | NEW | New Adoptions | 15275.0047 | 16231.1542 | 16954.1734 | 17729.1009 | 18553.8048 | 19115.7754 | 19447.3579 | 19822.2439 | 19908.9042 | 0 | 0 | 0 | 0
Scenario 6: Aggressive Fuel Sub Phase In | SCE | Com | BldgEnv | Com - Retail | Energy Efficiency | NEW | Total Adoptions | 15275.0047 | 16231.1542 | 16954.1734 | 17729.1009 | 18553.8048 | 19115.7754 | 19447.3579 | 19822.2439 | 19908.9042 | 0 | 0 | 0 | 0
Scenario 6: Aggressive Fuel Sub Phase In | SCE | Com | BldgEnv | Com - Retail | Energy Efficiency | RET | New Adoptions | 278.1634 | 267.8076 | 257.1772 | 246.2378 | 235.032 | 223.6498 | 212.4835 | 201.8753 | 191.7968 | 0 | 0 | 0 | 0
Scenario 6: Aggressive Fuel Sub Phase In | SCE | Com | BldgEnv | Com - Retail | Energy Efficiency | RET | Total Adoptions | 278.1634 | 267.8076 | 257.1772 | 246.2378 | 235.032 | 223.6498 | 212.4835 | 201.8753 | 191.7968 | 0 | 0 | 0 | 0
Scenario 6: Aggressive Fuel Sub Phase In | SCE | Com | BldgEnv | Com - School | Energy Efficiency | NEW | New Adoptions | 8287.7786 | 8712.387 | 9126.0165 | 9475.9897 | 9741.0159 | 10015.5967 | 10186.9822 | 10372.8347 | 10548.9264 | 0 | 0 | 0 | 0
Scenario 6: Aggressive Fuel Sub Phase In | SCE | Com | BldgEnv | Com - School | Energy Efficiency | NEW | Total Adoptions | 8287.7786 | 8712.387 | 9126.0165 | 9475.9897 | 9741.0159 | 10015.5967 | 10186.9822 | 10372.8347 | 10548.9264 | 0 | 0 | 0 | 0
Scenario 6: Aggressive Fuel Sub Phase In | SCE | Com | BldgEnv | Com - School | Energy Efficiency | RET | New Adoptions | 141.5128 | 134.4078 | 127.6716 | 121.2825 | 115.2207 | 109.4657 | 104.0006 | 98.8087 | 93.8759 | 0 | 0 | 0 | 0
Scenario 6: Aggressive Fuel Sub Phase In | SCE | Com | BldgEnv | Com - School | Energy Efficiency | RET | Total Adoptions | 141.5128 | 134.4078 | 127.6716 | 121.2825 | 115.2207 | 109.4657 | 104.0006 | 98.8087 | 93.8759 | 0 | 0 | 0 | 0
Scenario 6: Aggressive Fuel Sub Phase In | SCE | Com | BldgEnv | Com - Warehouse | Energy Efficiency | NEW | New Adoptions | 10633.5052 | 11676.8064 | 12549.8349 | 13630.7491 | 14963.5308 | 15920.8347 | 16656.511 | 17428.4902 | 17881.7558 | 0 | 0 | 0 | 0
Scenario 6: Aggressive Fuel Sub Phase In | SCE | Com | BldgEnv | Com - Warehouse | Energy Efficiency | NEW | Total Adoptions | 10633.5052 | 11676.8064 | 12549.8349 | 13630.7491 | 14963.5308 | 15920.8347 | 16656.511 | 17428.4902 | 17881.7558 | 0 | 0 | 0 | 0
Scenario 6: Aggressive Fuel Sub Phase In | SCE | Com | BldgEnv | Com - Warehouse | Energy Efficiency | RET | New Adoptions | 2126.427 | 2417.2346 | 2703.096 | 2967.3043 | 3190.443 | 3352.3483 | 3434.9704 | 3425.6551 | 134.4976 | 0 | 0 | 0 | 0
Scenario 6: Aggressive Fuel Sub Phase In | SCE | Com | BldgEnv | Com - Warehouse | Energy Efficiency | RET | Total Adoptions | 2134.3578 | 2425.3385 | 2711.4363 | 2975.9355 | 3199.4065 | 3361.668 | 3444.6492 | 3435.6726 | 134.4976 | 0 | 0 | 0 | 0
Scenario 6: Aggressive Fuel Sub Phase In | SCE | Com | ComRefrig | Com - College | Energy Efficiency | NEW | New Adoptions | 0 | 0 | 0 | 0 | 0 | 0 | 0 | 0.85347 | 0.8636 | 0.86388 | 0.86899 | 0.92169 | 0.92431
Scenario 6: Aggressive Fuel Sub Phase In | SCE | Com | ComRefrig | Com - College | Energy Efficiency | NEW | Total Adoptions | 0 | 0 | 0 | 0 | 0 | 0 | 0 | 0.85347 | 0.8636 | 0.86388 | 0.86899 | 0.92169 | 0.92431
Scenario 6: Aggressive Fuel Sub Phase In | SCE | Com | ComRefrig | Com - College | Energy Efficiency | RET | New Adoptions | 14.2596 | 9.0684 | 5.1487 | 2.4319 | 0.65598 | 0.23148 | 0.073232 | 0 | 0 | 0 | 0 | 0 | 0
Scenario 6: Aggressive Fuel Sub Phase In | SCE | Com | ComRefrig | Com - College | Energy Efficiency | RET | Total Adoptions | 15.4185 | 10.1908 | 6.2212 | 3.4467 | 1.6098 | 1.1262 | 0.91193 | 0.78587 | 0.73637 | 0.68999 | 0.64654 | 0.60582 | 0.56767
Scenario 6: Aggressive Fuel Sub Phase In | SCE | Com | ComRefrig | Com - College | Energy Efficiency | ROB | New Adoptions | 0 | 0 | 0 | 0 | 0 | 0 | 2.326 | 2.2173 | 2.1148 | 2.0196 | 1.9324 | 1.8536 | 1.7825
Scenario 6: Aggressive Fuel Sub Phase In | SCE | Com | ComRefrig | Com - College | Energy Efficiency | ROB | Total Adoptions | 0 | 0 | 0 | 0 | 0 | 0 | 6.1556 | 6.2222 | 6.2827 | 6.3385 | 6.3917 | 6.4475 | 6.5025
Scenario 6: Aggressive Fuel Sub Phase In | SCE | Com | ComRefrig | Com - Grocery | Energy Efficiency | NEW | New Adoptions | 0 | 0 | 0 | 0 | 0 | 0 | 0 | 0 | 0 | 0 | 0 | 0 | 0
Scenario 6: Aggressive Fuel Sub Phase In | SCE | Com | ComRefrig | Com - Grocery | Energy Efficiency | NEW | Total Adoptions | 0 | 0 | 0 | 0 | 0 | 0 | 0 | 0 | 0 | 0 | 0 | 0 | 0
Scenario 6: Aggressive Fuel Sub Phase In | SCE | Com | ComRefrig | Com - Grocery | Energy Efficiency | RET | New Adoptions | 18945.2983 | 9452.7014 | 2953.5342 | 793.7697 | 254.1513 | 0 | 0 | 0 | 0 | 0 | 0 | 0 | 0
Scenario 6: Aggressive Fuel Sub Phase In | SCE | Com | ComRefrig | Com - Grocery | Energy Efficiency | RET | Total Adoptions | 21034.574 | 11448.7465 | 4836.2663 | 2561.4553 | 1911.6281 | 1553.079 | 1455.2597 | 1363.6042 | 1277.724 | 1197.255 | 1121.856 | 1051.2075 | 985.0101
Scenario 6: Aggressive Fuel Sub Phase In | SCE | Com | ComRefrig | Com - Grocery | Energy Efficiency | ROB | New Adoptions | 0 | 0 | 0 | 0 | 0 | 0 | 0 | 0 | 0 | 0 | 0 | 0 | 0
Scenario 6: Aggressive Fuel Sub Phase In | SCE | Com | ComRefrig | Com - Grocery | Energy Efficiency | ROB | Total Adoptions | 0 | 0 | 0 | 0 | 0 | 0 | 0 | 0 | 0 | 0 | 0 | 0 | 0
Scenario 6: Aggressive Fuel Sub Phase In | SCE | Com | ComRefrig | Com - Health | Energy Efficiency | NEW | New Adoptions | 0 | 0 | 0 | 0 | 0 | 0 | 0 | 6.4612 | 6.4531 | 6.3122 | 6.1436 | 6.242 | 6.4116
Scenario 6: Aggressive Fuel Sub Phase In | SCE | Com | ComRefrig | Com - Health | Energy Efficiency | NEW | Total Adoptions | 0 | 0 | 0 | 0 | 0 | 0 | 0 | 6.4612 | 6.4531 | 6.3122 | 6.1436 | 6.242 | 6.4116
Scenario 6: Aggressive Fuel Sub Phase In | SCE | Com | ComRefrig | Com - Health | Energy Efficiency | ROB | New Adoptions | 0 | 0 | 0 | 0 | 0 | 0 | 15.509 | 14.727 | 13.9872 | 13.2973 | 12.6615 | 12.0826 | 11.5598
Scenario 6: Aggressive Fuel Sub Phase In | SCE | Com | ComRefrig | Com - Health | Energy Efficiency | ROB | Total Adoptions | 0 | 0 | 0 | 0 | 0 | 0 | 41.8452 | 42.3957 | 42.8957 | 43.35 | 43.7691 | 44.1829 | 44.6033
Scenario 6: Aggressive Fuel Sub Phase In | SCE | Com | ComRefrig | Com - Refrig. Warehouse | Energy Efficiency | NEW | New Adoptions | 0 | 0 | 0 | 0 | 0 | 0 | 0 | 0 | 0 | 0 | 0 | 0 | 0
Scenario 6: Aggressive Fuel Sub Phase In | SCE | Com | ComRefrig | Com - Refrig. Warehouse | Energy Efficiency | NEW | Total Adoptions | 0 | 0 | 0 | 0 | 0 | 0 | 0 | 0 | 0 | 0 | 0 | 0 | 0
Scenario 6: Aggressive Fuel Sub Phase In | SCE | Com | ComRefrig | Com - Refrig. Warehouse | Energy Efficiency | RET | New Adoptions | 35.4914 | 24.6805 | 15.5023 | 8.6253 | 3.9039 | 0.85037 | 0.34567 | 0.080767 | 0 | 0 | 0 | 0 | 0
Scenario 6: Aggressive Fuel Sub Phase In | SCE | Com | ComRefrig | Com - Refrig. Warehouse | Energy Efficiency | RET | Total Adoptions | 37.5804 | 26.7366 | 17.4911 | 10.5237 | 5.6986 | 2.5358 | 1.9265 | 1.5624 | 1.3883 | 1.3009 | 1.219 | 1.1422 | 1.0703
Scenario 6: Aggressive Fuel Sub Phase In | SCE | Com | ComRefrig | Com - Refrig. Warehouse | Energy Efficiency | ROB | New Adoptions | 0 | 0 | 0 | 0 | 0 | 0 | 0 | 0 | 0 | 0 | 0 | 0 | 0
Scenario 6: Aggressive Fuel Sub Phase In | SCE | Com | ComRefrig | Com - Refrig. Warehouse | Energy Efficiency | ROB | Total Adoptions | 0 | 0 | 0 | 0 | 0 | 0 | 0 | 0 | 0 | 0 | 0 | 0 | 0
Scenario 6: Aggressive Fuel Sub Phase In | SCE | Com | ComRefrig | Com - Restaurant | Energy Efficiency | NEW | New Adoptions | 0 | 0 | 0 | 0 | 0 | 0 | 0 | 0 | 0 | 0 | 0 | 0 | 0
Scenario 6: Aggressive Fuel Sub Phase In | SCE | Com | ComRefrig | Com - Restaurant | Energy Efficiency | NEW | Total Adoptions | 0 | 0 | 0 | 0 | 0 | 0 | 0 | 0 | 0 | 0 | 0 | 0 | 0
Scenario 6: Aggressive Fuel Sub Phase In | SCE | Com | ComRefrig | Com - Restaurant | Energy Efficiency | RET | New Adoptions | 771.7345 | 386.3372 | 122.901 | 30.4142 | 9.3704 | 0 | 0 | 0 | 0 | 0 | 0 | 0 | 0
Scenario 6: Aggressive Fuel Sub Phase In | SCE | Com | ComRefrig | Com - Restaurant | Energy Efficiency | RET | Total Adoptions | 864.7566 | 475.0663 | 206.5559 | 108.9364 | 82.9892 | 68.9825 | 64.6384 | 60.5679 | 56.7539 | 53.1801 | 49.8315 | 46.6939 | 43.7538
Scenario 6: Aggressive Fuel Sub Phase In | SCE | Com | ComRefrig | Com - Restaurant | Energy Efficiency | ROB | New Adoptions | 0 | 0 | 0 | 0 | 0 | 0 | 0 | 0 | 0 | 0 | 0 | 0 | 0
Scenario 6: Aggressive Fuel Sub Phase In | SCE | Com | ComRefrig | Com - Restaurant | Energy Efficiency | ROB | Total Adoptions | 0 | 0 | 0 | 0 | 0 | 0 | 0 | 0 | 0 | 0 | 0 | 0 | 0
Scenario 6: Aggressive Fuel Sub Phase In | SCE | Com | ComRefrig | Com - Retail | Energy Efficiency | NEW | New Adoptions | 0 | 0 | 0 | 0 | 0 | 0 | 0 | 0 | 0 | 0 | 0 | 0 | 0
Scenario 6: Aggressive Fuel Sub Phase In | SCE | Com | ComRefrig | Com - Retail | Energy Efficiency | NEW | Total Adoptions | 0 | 0 | 0 | 0 | 0 | 0 | 0 | 0 | 0 | 0 | 0 | 0 | 0
Scenario 6: Aggressive Fuel Sub Phase In | SCE | Com | ComRefrig | Com - Retail | Energy Efficiency | RET | New Adoptions | 9270.8988 | 4804.3276 | 1731.0503 | 399.2295 | 145.9165 | 0 | 0 | 0 | 0 | 0 | 0 | 0 | 0
Scenario 6: Aggressive Fuel Sub Phase In | SCE | Com | ComRefrig | Com - Retail | Energy Efficiency | RET | Total Adoptions | 10242.4028 | 5734.0965 | 2609.4421 | 1224.0744 | 919.4561 | 724.8164 | 679.1635 | 636.3874 | 596.3067 | 558.7514 | 523.5625 | 490.5906 | 459.6961
Scenario 6: Aggressive Fuel Sub Phase In | SCE | Com | ComRefrig | Com - Retail | Energy Efficiency | ROB | New Adoptions | 0 | 0 | 0 | 0 | 0 | 0 | 0 | 0 | 0 | 0 | 0 | 0 | 0
Scenario 6: Aggressive Fuel Sub Phase In | SCE | Com | ComRefrig | Com - Retail | Energy Efficiency | ROB | Total Adoptions | 0 | 0 | 0 | 0 | 0 | 0 | 0 | 0 | 0 | 0 | 0 | 0 | 0
Scenario 6: Aggressive Fuel Sub Phase In | SCE | Com | ComRefrig | Com - School | Energy Efficiency | NEW | New Adoptions | 0 | 0 | 0 | 0 | 0 | 0 | 0 | 0 | 0 | 0 | 0 | 0 | 0
Scenario 6: Aggressive Fuel Sub Phase In | SCE | Com | ComRefrig | Com - School | Energy Efficiency | NEW | Total Adoptions | 0 | 0 | 0 | 0 | 0 | 0 | 0 | 0 | 0 | 0 | 0 | 0 | 0
Scenario 6: Aggressive Fuel Sub Phase In | SCE | Com | ComRefrig | Com - School | Energy Efficiency | RET | New Adoptions | 1.0419 | 0.14076 | 0 | 0 | 0 | 0 | 0 | 0 | 0 | 0 | 0 | 0 | 0
Scenario 6: Aggressive Fuel Sub Phase In | SCE | Com | ComRefrig | Com - School | Energy Efficiency | RET | Total Adoptions | 2.8331 | 1.8198 | 1.5733 | 1.4743 | 1.3815 | 1.2945 | 1.213 | 1.1367 | 1.0651 | 0.99807 | 0.93525 | 0.87639 | 0.82123
Scenario 6: Aggressive Fuel Sub Phase In | SCE | Com | ComRefrig | Com - School | Energy Efficiency | ROB | New Adoptions | 0 | 0 | 0 | 0 | 0 | 0 | 0 | 0 | 0 | 0 | 0 | 0 | 0
Scenario 6: Aggressive Fuel Sub Phase In | SCE | Com | ComRefrig | Com - School | Energy Efficiency | ROB | Total Adoptions | 0 | 0 | 0 | 0 | 0 | 0 | 0 | 0 | 0 | 0 | 0 | 0 | 0
Scenario 6: Aggressive Fuel Sub Phase In | SCE | Com | FoodServ | Com - College | Energy Efficiency | NEW | New Adoptions | 6.8448 | 7.1133 | 9.4012 | 10.043 | 10.2554 | 10.9141 | 11.4314 | 11.6697 | 11.8364 | 12.1411 | 12.2323 | 12.99 | 13.0386
Scenario 6: Aggressive Fuel Sub Phase In | SCE | Com | FoodServ | Com - College | Energy Efficiency | NEW | Total Adoptions | 6.8448 | 7.1133 | 9.4012 | 10.043 | 10.2554 | 10.9141 | 11.4314 | 11.6697 | 11.8364 | 12.1411 | 12.2323 | 12.99 | 13.0386
Scenario 6: Aggressive Fuel Sub Phase In | SCE | Com | FoodServ | Com - College | Energy Efficiency | ROB | New Adoptions | 0 | 7.5755 | 7.7428 | 7.8409 | 8.0013 | 7.9824 | 7.925 | 7.841 | 8.2976 | 8.2048 | 8.111 | 8.0248 | 7.9457
Scenario 6: Aggressive Fuel Sub Phase In | SCE | Com | FoodServ | Com - College | Energy Efficiency | ROB | Total Adoptions | 0 | 15.9932 | 16.5471 | 17.0398 | 17.8816 | 18.252 | 18.573 | 18.8501 | 21.1139 | 21.353 | 21.5707 | 21.7865 | 21.9916
Scenario 6: Aggressive Fuel Sub Phase In | SCE | Com | FoodServ | Com - Grocery | Energy Efficiency | NEW | New Adoptions | 30.447 | 32.4831 | 53.0542 | 55.5244 | 58.34 | 61.1228 | 62.6512 | 64.5228 | 65.9223 | 69.647 | 70.6838 | 71.3761 | 72.0392
Scenario 6: Aggressive Fuel Sub Phase In | SCE | Com | FoodServ | Com - Grocery | Energy Efficiency | NEW | Total Adoptions | 30.447 | 32.4831 | 53.0542 | 55.5244 | 58.34 | 61.1228 | 62.6512 | 64.5228 | 65.9223 | 69.647 | 70.6838 | 71.3761 | 72.0392
Scenario 6: Aggressive Fuel Sub Phase In | SCE | Com | FoodServ | Com - Grocery | Energy Efficiency | ROB | New Adoptions | 0 | 62.3186 | 63.7278 | 64.5617 | 65.9301 | 65.7762 | 65.275 | 64.5441 | 68.2308 | 67.4318 | 66.626 | 65.8534 | 65.1448
Scenario 6: Aggressive Fuel Sub Phase In | SCE | Com | FoodServ | Com - Grocery | Energy Efficiency | ROB | Total Adoptions | 0 | 131.2274 | 135.809 | 139.8686 | 146.8302 | 149.8854 | 152.4786 | 154.7104 | 173.0535 | 174.9855 | 176.7497 | 178.389 | 179.9514
Scenario 6: Aggressive Fuel Sub Phase In | SCE | Com | FoodServ | Com - Health | Energy Efficiency | NEW | New Adoptions | 20.9829 | 22.2405 | 29.2168 | 29.7495 | 30.8088 | 31.4804 | 32.4515 | 32.6277 | 32.6871 | 32.4678 | 31.6591 | 32.2102 | 33.1174
Scenario 6: Aggressive Fuel Sub Phase In | SCE | Com | FoodServ | Com - Health | Energy Efficiency | NEW | Total Adoptions | 20.9829 | 22.2405 | 29.2168 | 29.7495 | 30.8088 | 31.4804 | 32.4515 | 32.6277 | 32.6871 | 32.4678 | 31.6591 | 32.2102 | 33.1174
Scenario 6: Aggressive Fuel Sub Phase In | SCE | Com | FoodServ | Com - Health | Energy Efficiency | ROB | New Adoptions | 0 | 18.2326 | 18.7362 | 19.0659 | 19.4612 | 19.4904 | 19.4142 | 19.262 | 19.8478 | 19.6451 | 19.4311 | 19.2261 | 19.041
Scenario 6: Aggressive Fuel Sub Phase In | SCE | Com | FoodServ | Com - Health | Energy Efficiency | ROB | Total Adoptions | 0 | 38.4422 | 39.97 | 41.3352 | 43.2728 | 44.3276 | 45.2497 | 46.0501 | 49.5892 | 50.2475 | 50.831 | 51.3811 | 51.9181
Scenario 6: Aggressive Fuel Sub Phase In | SCE | Com | FoodServ | Com - Lodging | Energy Efficiency | NEW | New Adoptions | 17.7591 | 18.6533 | 60.334 | 61.7647 | 63.6116 | 65.4954 | 66.8021 | 67.918 | 68.5295 | 69.0718 | 69.4234 | 69.6496 | 69.8067
Scenario 6: Aggressive Fuel Sub Phase In | SCE | Com | FoodServ | Com - Lodging | Energy Efficiency | NEW | Total Adoptions | 17.7591 | 18.6533 | 60.334 | 61.7647 | 63.6116 | 65.4954 | 66.8021 | 67.918 | 68.5295 | 69.0718 | 69.4234 | 69.6496 | 69.8067
Scenario 6: Aggressive Fuel Sub Phase In | SCE | Com | FoodServ | Com - Lodging | Energy Efficiency | ROB | New Adoptions | 0 | 95.1416 | 96.8791 | 98.0921 | 99.2939 | 99.6574 | 99.7397 | 99.6422 | 99.8116 | 99.5914 | 99.3904 | 99.2407 | 99.1626
Scenario 6: Aggressive Fuel Sub Phase In | SCE | Com | FoodServ | Com - Lodging | Energy Efficiency | ROB | Total Adoptions | 0 | 236.6433 | 242.7039 | 248.2636 | 254.8468 | 259.5138 | 263.8009 | 267.7846 | 272.8201 | 276.3779 | 279.8052 | 283.1421 | 286.4214
Scenario 6: Aggressive Fuel Sub Phase In | SCE | Com | FoodServ | Com - Office (Large) | Energy Efficiency | NEW | New Adoptions | 0 | 0 | 9.6259 | 9.4525 | 9.3807 | 9.3103 | 9.1783 | 9.0733 | 8.8909 | 8.6851 | 8.5338 | 8.352 | 8.2009
Scenario 6: Aggressive Fuel Sub Phase In | SCE | Com | FoodServ | Com - Office (Large) | Energy Efficiency | NEW | Total Adoptions | 0 | 0 | 9.6259 | 9.4525 | 9.3807 | 9.3103 | 9.1783 | 9.0733 | 8.8909 | 8.6851 | 8.5338 | 8.352 | 8.2009
Scenario 6: Aggressive Fuel Sub Phase In | SCE | Com | FoodServ | Com - Office (Large) | Energy Efficiency | ROB | New Adoptions | 0 | 13.1033 | 13.1334 | 13.1654 | 13.2034 | 13.2482 | 13.2986 | 13.3555 | 13.4162 | 13.4798 | 13.5477 | 13.6183 | 13.6924
Scenario 6: Aggressive Fuel Sub Phase In | SCE | Com | FoodServ | Com - Office (Large) | Energy Efficiency | ROB | Total Adoptions | 0 | 38.8748 | 39.1487 | 39.4181 | 39.694 | 39.9785 | 40.2669 | 40.5627 | 40.8583 | 41.1515 | 41.4476 | 41.7432 | 42.0409
Scenario 6: Aggressive Fuel Sub Phase In | SCE | Com | FoodServ | Com - Office (Small) | Energy Efficiency | NEW | New Adoptions | 0 | 0 | 1.7408 | 1.7458 | 0 | 20.1676 | 1.597 | 1.6041 | 1.6088 | 1.6094 | 1.6121 | 1.6128 | 1.6142
Scenario 6: Aggressive Fuel Sub Phase In | SCE | Com | FoodServ | Com - Office (Small) | Energy Efficiency | NEW | Total Adoptions | 0 | 0 | 1.7408 | 1.7458 | 0 | 20.1676 | 1.597 | 1.6041 | 1.6088 | 1.6094 | 1.6121 | 1.6128 | 1.6142
Scenario 6: Aggressive Fuel Sub Phase In | SCE | Com | FoodServ | Com - Office (Small) | Energy Efficiency | ROB | New Adoptions | 0 | 3.651 | 3.6677 | 3.6844 | 3.0961 | 3.7101 | 3.73 | 3.7509 | 3.7728 | 3.7955 | 3.8192 | 3.8438 | 3.8693
Scenario 6: Aggressive Fuel Sub Phase In | SCE | Com | FoodServ | Com - Office (Small) | Energy Efficiency | ROB | Total Adoptions | 0 | 10.9482 | 11.04 | 11.1303 | 9.3636 | 11.3104 | 11.4005 | 11.4913 | 11.5828 | 11.6748 | 11.7677 | 11.8613 | 11.9557
Scenario 6: Aggressive Fuel Sub Phase In | SCE | Com | FoodServ | Com - Other | Energy Efficiency | NEW | New Adoptions | 29.7718 | 31.8139 | 78.5202 | 84.0536 | 89.0457 | 95.8275 | 100.2514 | 103.5608 | 105.6913 | 111.0064 | 113.283 | 115.1354 | 117.0854
Scenario 6: Aggressive Fuel Sub Phase In | SCE | Com | FoodServ | Com - Other | Energy Efficiency | NEW | Total Adoptions | 29.7718 | 31.8139 | 78.5202 | 84.0536 | 89.0457 | 95.8275 | 100.2514 | 103.5608 | 105.6913 | 111.0064 | 113.283 | 115.1354 | 117.0854
Scenario 6: Aggressive Fuel Sub Phase In | SCE | Com | FoodServ | Com - Other | Energy Efficiency | ROB | New Adoptions | 0 | 174.4146 | 181.1875 | 185.2722 | 191.0736 | 190.469 | 188.2002 | 184.7708 | 185.1383 | 180.8069 | 176.429 | 172.2004 | 168.2556
Scenario 6: Aggressive Fuel Sub Phase In | SCE | Com | FoodServ | Com - Other | Energy Efficiency | ROB | Total Adoptions | 0 | 263.0769 | 282.9688 | 300.4888 | 329.0514 | 341.8098 | 352.4477 | 361.2927 | 384.7778 | 391.3435 | 397.1297 | 402.366 | 407.2588
Scenario 6: Aggressive Fuel Sub Phase In | SCE | Com | FoodServ | Com - Restaurant | Energy Efficiency | NEW | New Adoptions | 155.7898 | 162.5567 | 350.344 | 366.8516 | 383.8968 | 401.3735 | 408.0012 | 415.62 | 421.4727 | 431.1707 | 434.9032 | 436.8298 | 438.9691
Scenario 6: Aggressive Fuel Sub Phase In | SCE | Com | FoodServ | Com - Restaurant | Energy Efficiency | NEW | Total Adoptions | 155.7898 | 162.5567 | 350.344 | 366.8516 | 383.8968 | 401.3735 | 408.0012 | 415.62 | 421.4727 | 431.1707 | 434.9032 | 436.8298 | 438.9691
Scenario 6: Aggressive Fuel Sub Phase In | SCE | Com | FoodServ | Com - Restaurant | Energy Efficiency | ROB | New Adoptions | 0 | 538.1791 | 550.7188 | 558.3234 | 574.0227 | 573.4567 | 570.0967 | 564.9328 | 568.2874 | 562.04 | 555.9027 | 550.1721 | 545.0569
Scenario 6: Aggressive Fuel Sub Phase In | SCE | Com | FoodServ | Com - Restaurant | Energy Efficiency | ROB | Total Adoptions | 0 | 1144.8153 | 1186.8424 | 1224.4585 | 1298.9316 | 1328.2901 | 1353.7693 | 1376.1971 | 1429.8633 | 1448.6343 | 1466.1361 | 1482.715 | 1498.7262
Scenario 6: Aggressive Fuel Sub Phase In | SCE | Com | FoodServ | Com - Retail | Energy Efficiency | NEW | New Adoptions | 9.6065 | 10.1977 | 16.664 | 17.1666 | 17.7452 | 18.1534 | 18.4113 | 18.7461 | 18.9416 | 19.0524 | 19.1826 | 19.2228 | 19.2678
Scenario 6: Aggressive Fuel Sub Phase In | SCE | Com | FoodServ | Com - Retail | Energy Efficiency | NEW | Total Adoptions | 9.6065 | 10.1977 | 16.664 | 17.1666 | 17.7452 | 18.1534 | 18.4113 | 18.7461 | 18.9416 | 19.0524 | 19.1826 | 19.2228 | 19.2678
Scenario 6: Aggressive Fuel Sub Phase In | SCE | Com | FoodServ | Com - Retail | Energy Efficiency | ROB | New Adoptions | 0 | 14.0646 | 14.1314 | 14.1984 | 14.2682 | 14.3414 | 14.4182 | 14.5006 | 14.5878 | 14.6792 | 14.7753 | 14.875 | 14.9783
Scenario 6: Aggressive Fuel Sub Phase In | SCE | Com | FoodServ | Com - Retail | Energy Efficiency | ROB | Total Adoptions | 0 | 42.1105 | 42.4657 | 42.8185 | 43.1752 | 43.5345 | 43.8955 | 44.2639 | 44.637 | 45.0133 | 45.3947 | 45.7788 | 46.1662
Scenario 6: Aggressive Fuel Sub Phase In | SCE | Com | FoodServ | Com - School | Energy Efficiency | NEW | New Adoptions | 27.0387 | 28.0232 | 58.4123 | 59.5766 | 60.1174 | 60.8997 | 60.772 | 60.7326 | 60.6585 | 60.9796 | 60.5807 | 60.4663 | 59.9671
Scenario 6: Aggressive Fuel Sub Phase In | SCE | Com | FoodServ | Com - School | Energy Efficiency | NEW | Total Adoptions | 27.0387 | 28.0232 | 58.4123 | 59.5766 | 60.1174 | 60.8997 | 60.772 | 60.7326 | 60.6585 | 60.9796 | 60.5807 | 60.4663 | 59.9671
Scenario 6: Aggressive Fuel Sub Phase In | SCE | Com | FoodServ | Com - School | Energy Efficiency | ROB | New Adoptions | 0 | 65.8042 | 67.1478 | 67.8418 | 68.2996 | 67.9506 | 67.2663 | 66.3756 | 66.0127 | 65.0144 | 64.0481 | 63.1538 | 62.347
Scenario 6: Aggressive Fuel Sub Phase In | SCE | Com | FoodServ | Com - School | Energy Efficiency | ROB | Total Adoptions | 0 | 141.2461 | 146.1068 | 150.3247 | 155.0187 | 158.0037 | 160.4714 | 162.5353 | 166.4722 | 168.0427 | 169.4552 | 170.7776 | 172.0327
Scenario 6: Aggressive Fuel Sub Phase In | SCE | Com | HVAC | Com - College | Energy Efficiency | NEW | New Adoptions | 796.0875 | 847.0355 | 928.4425 | 1019.5232 | 1071.0107 | 1166.6728 | 1256.7476 | 1318.3135 | 1372.3536 | 1409.6396 | 1453.1424 | 1576.3081 | 1613.5696
Scenario 6: Aggressive Fuel Sub Phase In | SCE | Com | HVAC | Com - College | Energy Efficiency | NEW | Total Adoptions | 796.0875 | 847.0355 | 928.4425 | 1019.5232 | 1071.0107 | 1166.6728 | 1256.7476 | 1318.3135 | 1372.3536 | 1409.6396 | 1453.1424 | 1576.3081 | 1613.5696
Scenario 6: Aggressive Fuel Sub Phase In | SCE | Com | HVAC | Com - College | Energy Efficiency | RET | New Adoptions | 0 | 0 | 0 | 0 | 0 | 0 | 0 | 0 | 0 | 0 | 0 | 0 | 0
Scenario 6: Aggressive Fuel Sub Phase In | SCE | Com | HVAC | Com - College | Energy Efficiency | RET | Total Adoptions | 0 | 0 | 0 | 0 | 0 | 0 | 0 | 0 | 0 | 0 | 0 | 0 | 0
Scenario 6: Aggressive Fuel Sub Phase In | SCE | Com | HVAC | Com - College | Energy Efficiency | ROB | New Adoptions | 39.1548 | 40.6207 | 41.8836 | 42.9599 | 43.8574 | 44.6161 | 45.2549 | 45.7837 | 46.2163 | 46.564 | 46.8447 | 47.0939 | 47.2983
Scenario 6: Aggressive Fuel Sub Phase In | SCE | Com | HVAC | Com - College | Energy Efficiency | ROB | Total Adoptions | 99.9638 | 102.9972 | 105.8393 | 108.5089 | 110.9858 | 113.3384 | 115.5804 | 117.7016 | 119.7098 | 121.6055 | 123.411 | 125.208 | 126.9342
Scenario 6: Aggressive Fuel Sub Phase In | SCE | Com | HVAC | Com - Grocery | Energy Efficiency | NEW | New Adoptions | 7.5 | 88.6084 | 118.4156 | 130.7768 | 145.1257 | 158.9787 | 171.87 | 186.4913 | 200.5041 | 211.6166 | 225.234 | 238.1334 | 251.2047
Scenario 6: Aggressive Fuel Sub Phase In | SCE | Com | HVAC | Com - Grocery | Energy Efficiency | NEW | Total Adoptions | 7.5 | 88.6084 | 118.4156 | 130.7768 | 145.1257 | 158.9787 | 171.87 | 186.4913 | 200.5041 | 211.6166 | 225.234 | 238.1334 | 251.2047
Scenario 6: Aggressive Fuel Sub Phase In | SCE | Com | HVAC | Com - Grocery | Energy Efficiency | RET | New Adoptions | 0 | 0 | 0 | 0 | 0 | 0 | 0 | 0 | 0 | 0 | 0 | 0 | 0
Scenario 6: Aggressive Fuel Sub Phase In | SCE | Com | HVAC | Com - Grocery | Energy Efficiency | RET | Total Adoptions | 0 | 0 | 0 | 0 | 0 | 0 | 0 | 0 | 0 | 0 | 0 | 0 | 0
Scenario 6: Aggressive Fuel Sub Phase In | SCE | Com | HVAC | Com - Grocery | Energy Efficiency | ROB | New Adoptions | 340.5528 | 459.4385 | 503.1176 | 547.2637 | 591.3801 | 635.3454 | 679.1246 | 722.8053 | 759.9727 | 802.6443 | 845.0598 | 887.0725 | 928.6046
Scenario 6: Aggressive Fuel Sub Phase In | SCE | Com | HVAC | Com - Grocery | Energy Efficiency | ROB | Total Adoptions | 417.0992 | 557.4895 | 610.6705 | 665.2161 | 720.6484 | 776.8213 | 833.6719 | 891.3264 | 942.2351 | 1000.4908 | 1059.3746 | 1118.729 | 1178.488
Scenario 6: Aggressive Fuel Sub Phase In | SCE | Com | HVAC | Com - Health | Energy Efficiency | NEW | New Adoptions | 35.8519 | 37.2191 | 39.099 | 114.9983 | 123.7447 | 152.4984 | 164.121 | 173.486 | 181.3703 | 40.5881 | 39.6206 | 40.3511 | 41.521
Scenario 6: Aggressive Fuel Sub Phase In | SCE | Com | HVAC | Com - Health | Energy Efficiency | NEW | Total Adoptions | 35.8519 | 37.2191 | 39.099 | 114.9983 | 123.7447 | 152.4984 | 164.121 | 173.486 | 181.3703 | 40.5881 | 39.6206 | 40.3511 | 41.521
Scenario 6: Aggressive Fuel Sub Phase In | SCE | Com | HVAC | Com - Health | Energy Efficiency | RET | New Adoptions | 0 | 0 | 0 | 0 | 0 | 0 | 0 | 0 | 0 | 0 | 0 | 0 | 0
Scenario 6: Aggressive Fuel Sub Phase In | SCE | Com | HVAC | Com - Health | Energy Efficiency | RET | Total Adoptions | 0 | 0 | 0 | 0 | 0 | 0 | 0 | 0 | 0 | 0 | 0 | 0 | 0
Scenario 6: Aggressive Fuel Sub Phase In | SCE | Com | HVAC | Com - Health | Energy Efficiency | ROB | New Adoptions | 79.0494 | 82.5189 | 401.0134 | 433.3324 | 555.2723 | 594.7033 | 638.7732 | 678.5204 | 89.4335 | 90.1194 | 90.6478 | 91.0796 | 91.4475
Scenario 6: Aggressive Fuel Sub Phase In | SCE | Com | HVAC | Com - Health | Energy Efficiency | ROB | Total Adoptions | 200.1082 | 207.2984 | 584.0004 | 626.3507 | 775.1438 | 827.5339 | 886.0435 | 940.2718 | 238.6156 | 242.6971 | 246.512 | 250.198 | 253.8094
Scenario 6: Aggressive Fuel Sub Phase In | SCE | Com | HVAC | Com - Lodging | Energy Efficiency | NEW | New Adoptions | 109.7046 | 122.4483 | 134.0981 | 145.1978 | 213.1766 | 243.1885 | 263.2913 | 283.504 | 302.4513 | 28.7225 | 28.935 | 29.0843 | 29.1915
Scenario 6: Aggressive Fuel Sub Phase In | SCE | Com | HVAC | Com - Lodging | Energy Efficiency | NEW | Total Adoptions | 109.7046 | 122.4483 | 134.0981 | 145.1978 | 213.1766 | 243.1885 | 263.2913 | 283.504 | 302.4513 | 28.7225 | 28.935 | 29.0843 | 29.1915
Scenario 6: Aggressive Fuel Sub Phase In | SCE | Com | HVAC | Com - Lodging | Energy Efficiency | RET | New Adoptions | 0 | 0 | 0 | 0 | 0 | 27.2197 | 26.3076 | 25.0125 | 0 | 0 | 0 | 0 | 0
Scenario 6: Aggressive Fuel Sub Phase In | SCE | Com | HVAC | Com - Lodging | Energy Efficiency | RET | Total Adoptions | 0 | 0 | 0 | 0 | 0 | 29.8744 | 28.9022 | 27.5452 | 0 | 0 | 0 | 0 | 0
Scenario 6: Aggressive Fuel Sub Phase In | SCE | Com | HVAC | Com - Lodging | Energy Efficiency | ROB | New Adoptions | 338.9511 | 375.7473 | 413.4219 | 595.4985 | 682.5863 | 741.1595 | 800.1275 | 859.8002 | 50.115 | 50.6659 | 51.1448 | 51.5631 | 51.9386
Scenario 6: Aggressive Fuel Sub Phase In | SCE | Com | HVAC | Com - Lodging | Energy Efficiency | ROB | Total Adoptions | 446.8607 | 492.0242 | 538.8216 | 763.4431 | 871.3224 | 947.8939 | 1026.0619 | 1106.2325 | 128.14 | 130.6247 | 133.0176 | 135.3263 | 137.5669
Scenario 6: Aggressive Fuel Sub Phase In | SCE | Com | HVAC | Com - Office (Large) | Energy Efficiency | NEW | New Adoptions | 39.9887 | 40.0664 | 39.9347 | 39.879 | 40.1456 | 40.3284 | 40.1601 | 40.0324 | 39.4924 | 38.7832 | 38.2614 | 37.5553 | 36.9465
Scenario 6: Aggressive Fuel Sub Phase In | SCE | Com | HVAC | Com - Office (Large) | Energy Efficiency | NEW | Total Adoptions | 39.9887 | 40.0664 | 39.9347 | 39.879 | 40.1456 | 40.3284 | 40.1601 | 40.0324 | 39.4924 | 38.7832 | 38.2614 | 37.5553 | 36.9465
Scenario 6: Aggressive Fuel Sub Phase In | SCE | Com | HVAC | Com - Office (Large) | Energy Efficiency | RET | New Adoptions | 0 | 0 | 0 | 0 | 0 | 0 | 0 | 0 | 0 | 0 | 0 | 0 | 0
Scenario 6: Aggressive Fuel Sub Phase In | SCE | Com | HVAC | Com - Office (Large) | Energy Efficiency | RET | Total Adoptions | 0 | 0 | 0 | 0 | 0 | 0 | 0 | 0 | 0 | 0 | 0 | 0 | 0
Scenario 6: Aggressive Fuel Sub Phase In | SCE | Com | HVAC | Com - Office (Large) | Energy Efficiency | ROB | New Adoptions | 44.8494 | 46.5521 | 47.9963 | 49.2068 | 50.2224 | 51.071 | 51.7711 | 52.3474 | 52.8103 | 53.1747 | 53.463 | 53.6848 | 53.8555
Scenario 6: Aggressive Fuel Sub Phase In | SCE | Com | HVAC | Com - Office (Large) | Energy Efficiency | ROB | Total Adoptions | 110.8627 | 114.1576 | 117.2007 | 120.0162 | 122.6547 | 125.1387 | 127.4694 | 129.6705 | 131.732 | 133.6594 | 135.4823 | 137.2016 | 138.8365
Scenario 6: Aggressive Fuel Sub Phase In | SCE | Com | HVAC | Com - Office (Small) | Energy Efficiency | NEW | New Adoptions | 1688.7077 | 1806.819 | 1922.1319 | 2034.446 | 0 | 25806.7549 | 2126.0785 | 2223.1729 | 2309.9202 | 2383.8621 | 2454.0945 | 2515.2306 | 2571.4684
Scenario 6: Aggressive Fuel Sub Phase In | SCE | Com | HVAC | Com - Office (Small) | Energy Efficiency | NEW | Total Adoptions | 1688.7077 | 1806.819 | 1922.1319 | 2034.446 | 0 | 25806.7549 | 2126.0785 | 2223.1729 | 2309.9202 | 2383.8621 | 2454.0945 | 2515.2306 | 2571.4684
Scenario 6: Aggressive Fuel Sub Phase In | SCE | Com | HVAC | Com - Office (Small) | Energy Efficiency | ROB | New Adoptions | 27.1703 | 28.2961 | 29.2722 | 30.1092 | 25.9177 | 30.8195 | 31.3746 | 31.8481 | 32.2505 | 32.5916 | 32.8819 | 33.1294 | 33.3417
Scenario 6: Aggressive Fuel Sub Phase In | SCE | Com | HVAC | Com - Office (Small) | Energy Efficiency | ROB | Total Adoptions | 70.724 | 72.917 | 74.959 | 76.8589 | 65.5465 | 79.2901 | 80.8802 | 82.3807 | 83.7996 | 85.1436 | 86.4237 | 87.6461 | 88.8183
Scenario 6: Aggressive Fuel Sub Phase In | SCE | Com | HVAC | Com - Other | Energy Efficiency | NEW | New Adoptions | 10657.6828 | 11628.8611 | 12626.0181 | 13603.2956 | 14575.8727 | 15534.1263 | 16562.6618 | 17469.7125 | 18221.4412 | 19041.4649 | 19851.8433 | 20592.7734 | 21347.6942
Scenario 6: Aggressive Fuel Sub Phase In | SCE | Com | HVAC | Com - Other | Energy Efficiency | NEW | Total Adoptions | 10657.6828 | 11628.8611 | 12626.0181 | 13603.2956 | 14575.8727 | 15534.1263 | 16562.6618 | 17469.7125 | 18221.4412 | 19041.4649 | 19851.8433 | 20592.7734 | 21347.6942
Scenario 6: Aggressive Fuel Sub Phase In | SCE | Com | HVAC | Com - Other | Energy Efficiency | RET | New Adoptions | 533.4883 | 546.3315 | 549.0434 | 540.8834 | 521.844 | 492.6969 | 454.9286 | 410.5711 | 0 | 0 | 0 | 0 | 0
Scenario 6: Aggressive Fuel Sub Phase In | SCE | Com | HVAC | Com - Other | Energy Efficiency | RET | Total Adoptions | 555.8464 | 569.2629 | 572.5202 | 564.8385 | 546.1735 | 517.2657 | 479.5781 | 435.1283 | 0 | 0 | 0 | 0 | 0
Scenario 6: Aggressive Fuel Sub Phase In | SCE | Com | HVAC | Com - Other | Energy Efficiency | ROB | New Adoptions | 42.1377 | 44.3441 | 51.883 | 54.4056 | 58.515 | 60.9711 | 63.3476 | 65.6528 | 42.4188 | 42.8727 | 43.2704 | 43.6212 | 43.936
Scenario 6: Aggressive Fuel Sub Phase In | SCE | Com | HVAC | Com - Other | Energy Efficiency | ROB | Total Adoptions | 99.1687 | 102.9688 | 112.7987 | 117.1003 | 123.2933 | 127.636 | 131.9434 | 136.2162 | 110.0611 | 112.0034 | 113.8849 | 115.7115 | 117.4956
Scenario 6: Aggressive Fuel Sub Phase In | SCE | Com | HVAC | Com - Restaurant | Energy Efficiency | NEW | New Adoptions | 1582.7966 | 1717.9147 | 1855.8515 | 1998.273 | 2148.9614 | 2262.4173 | 2358.3135 | 2461.0546 | 2551.6654 | 2625.8171 | 2697.3584 | 2752.4279 | 2804.3921
Scenario 6: Aggressive Fuel Sub Phase In | SCE | Com | HVAC | Com - Restaurant | Energy Efficiency | NEW | Total Adoptions | 1582.7966 | 1717.9147 | 1855.8515 | 1998.273 | 2148.9614 | 2262.4173 | 2358.3135 | 2461.0546 | 2551.6654 | 2625.8171 | 2697.3584 | 2752.4279 | 2804.3921
Scenario 6: Aggressive Fuel Sub Phase In | SCE | Com | HVAC | Com - Restaurant | Energy Efficiency | RET | New Adoptions | 0 | 0 | 0 | 0 | 0 | 0 | 0 | 0 | 0 | 0 | 0 | 0 | 0
Scenario 6: Aggressive Fuel Sub Phase In | SCE | Com | HVAC | Com - Restaurant | Energy Efficiency | RET | Total Adoptions | 0 | 0 | 0 | 0 | 0 | 0 | 0 | 0 | 0 | 0 | 0 | 0 | 0
Scenario 6: Aggressive Fuel Sub Phase In | SCE | Com | HVAC | Com - Restaurant | Energy Efficiency | ROB | New Adoptions | 13.7146 | 14.2534 | 14.7228 | 15.1279 | 15.4768 | 15.7742 | 16.0259 | 16.2391 | 16.4186 | 16.5686 | 16.6945 | 16.7996 | 16.8877
Scenario 6: Aggressive Fuel Sub Phase In | SCE | Com | HVAC | Com - Restaurant | Energy Efficiency | ROB | Total Adoptions | 34.3192 | 35.4254 | 36.4686 | 37.4529 | 38.3873 | 39.2702 | 40.1041 | 40.8967 | 41.6504 | 42.367 | 43.0518 | 43.7057 | 44.3327
Scenario 6: Aggressive Fuel Sub Phase In | SCE | Com | HVAC | Com - Retail | Energy Efficiency | NEW | New Adoptions | 3754.6803 | 4061.9721 | 4325.6712 | 4761.6387 | 5135.0615 | 5439.1788 | 5701.2863 | 6189.1107 | 6436.7184 | 5563.1603 | 5707.1023 | 5808.4961 | 5898.3711
Scenario 6: Aggressive Fuel Sub Phase In | SCE | Com | HVAC | Com - Retail | Energy Efficiency | NEW | Total Adoptions | 3754.6803 | 4061.9721 | 4325.6712 | 4761.6387 | 5135.0615 | 5439.1788 | 5701.2863 | 6189.1107 | 6436.7184 | 5563.1603 | 5707.1023 | 5808.4961 | 5898.3711
Scenario 6: Aggressive Fuel Sub Phase In | SCE | Com | HVAC | Com - Retail | Energy Efficiency | RET | New Adoptions | 204.4696 | 207.6299 | 206.6989 | 201.5151 | 192.226 | 179.2788 | 163.3692 | 145.3581 | 0 | 0 | 0 | 0 | 0
Scenario 6: Aggressive Fuel Sub Phase In | SCE | Com | HVAC | Com - Retail | Energy Efficiency | RET | Total Adoptions | 214.277 | 217.5796 | 216.7782 | 211.6959 | 202.4664 | 189.5258 | 173.5619 | 155.4315 | 0 | 0 | 0 | 0 | 0
Scenario 6: Aggressive Fuel Sub Phase In | SCE | Com | HVAC | Com - Retail | Energy Efficiency | ROB | New Adoptions | 1071.8358 | 1194.7212 | 1765.3102 | 2014.3035 | 2202.3311 | 2392.9284 | 2585.6033 | 2780.2144 | 34.3137 | 34.5875 | 34.8093 | 34.9861 | 35.1261
Scenario 6: Aggressive Fuel Sub Phase In | SCE | Com | HVAC | Com - Retail | Energy Efficiency | ROB | Total Adoptions | 1265.9372 | 1411.2421 | 2092.0326 | 2399.0726 | 2636.7937 | 2881.0872 | 3131.3595 | 3387.5543 | 89.5845 | 90.9384 | 92.2209 | 93.4343 | 94.5866
Scenario 6: Aggressive Fuel Sub Phase In | SCE | Com | HVAC | Com - School | Energy Efficiency | NEW | New Adoptions | 3843.0328 | 4051.1767 | 4263.0587 | 4452.8587 | 4608.2966 | 4772.5934 | 4890.9748 | 5018.5123 | 5142.8883 | 5260.0627 | 5348.7024 | 5456.1085 | 5521.5448
Scenario 6: Aggressive Fuel Sub Phase In | SCE | Com | HVAC | Com - School | Energy Efficiency | NEW | Total Adoptions | 3843.0328 | 4051.1767 | 4263.0587 | 4452.8587 | 4608.2966 | 4772.5934 | 4890.9748 | 5018.5123 | 5142.8883 | 5260.0627 | 5348.7024 | 5456.1085 | 5521.5448
Scenario 6: Aggressive Fuel Sub Phase In | SCE | Com | HVAC | Com - School | Energy Efficiency | RET | New Adoptions | 0 | 0 | 0 | 0 | 0 | 0 | 4.1335 | 0 | 0 | 0 | 0 | 0 | 0
Scenario 6: Aggressive Fuel Sub Phase In | SCE | Com | HVAC | Com - School | Energy Efficiency | RET | Total Adoptions | 0 | 0 | 0 | 0 | 0 | 0 | 15.8583 | 10.9432 | 0 | 0 | 0 | 0 | 0
Scenario 6: Aggressive Fuel Sub Phase In | SCE | Com | HVAC | Com - School | Energy Efficiency | ROB | New Adoptions | 17.9933 | 18.6762 | 19.2624 | 19.7584 | 20.1729 | 20.5179 | 20.8006 | 21.0312 | 21.2172 | 21.3661 | 21.4836 | 21.5766 | 21.6485
Scenario 6: Aggressive Fuel Sub Phase In | SCE | Com | HVAC | Com - School | Energy Efficiency | ROB | Total Adoptions | 43.7246 | 45.0411 | 46.2674 | 47.4061 | 48.4616 | 49.4463 | 50.3621 | 51.2195 | 52.0257 | 52.7871 | 53.5069 | 54.1942 | 54.8488
Scenario 6: Aggressive Fuel Sub Phase In | SCE | Com | HVAC | Com - Warehouse | Energy Efficiency | NEW | New Adoptions | 2.5893 | 2.7625 | 2.898 | 3.0807 | 3.3216 | 3.4948 | 3.6268 | 3.7706 | 3.865 | 3.9485 | 4.0289 | 4.0717 | 4.1299
Scenario 6: Aggressive Fuel Sub Phase In | SCE | Com | HVAC | Com - Warehouse | Energy Efficiency | NEW | Total Adoptions | 2.5893 | 2.7625 | 2.898 | 3.0807 | 3.3216 | 3.4948 | 3.6268 | 3.7706 | 3.865 | 3.9485 | 4.0289 | 4.0717 | 4.1299
Scenario 6: Aggressive Fuel Sub Phase In | SCE | Com | HVAC | Com - Warehouse | Energy Efficiency | ROB | New Adoptions | 10.9237 | 11.4792 | 11.9885 | 12.4559 | 13.3593 | 13.7926 | 14.1945 | 14.5686 | 10.5894 | 10.698 | 10.7913 | 10.8712 | 10.9406
Scenario 6: Aggressive Fuel Sub Phase In | SCE | Com | HVAC | Com - Warehouse | Energy Efficiency | ROB | Total Adoptions | 25.4628 | 26.3619 | 27.2171 | 28.0348 | 29.363 | 30.1654 | 30.9402 | 31.6912 | 27.2937 | 27.7185 | 28.1261 | 28.5164 | 28.8931
Scenario 6: Aggressive Fuel Sub Phase In | SCE | Com | Lighting | Com - College | Energy Efficiency | NEW | New Adoptions | 0 | 0 | 127.1606 | 141.0329 | 149.468 | 164.1011 | 178.0108 | 187.8972 | 196.6858 | 203.0317 | 210.2229 | 228.9364 | 235.1599
Scenario 6: Aggressive Fuel Sub Phase In | SCE | Com | Lighting | Com - College | Energy Efficiency | NEW | Total Adoptions | 0 | 0 | 127.1606 | 141.0329 | 149.468 | 164.1011 | 178.0108 | 187.8972 | 196.6858 | 203.0317 | 210.2229 | 228.9364 | 235.1599
Scenario 6: Aggressive Fuel Sub Phase In | SCE | Com | Lighting | Com - College | Energy Efficiency | RET | New Adoptions | 0 | 0 | 0 | 0 | 0 | 0 | 0 | 0 | 0 | 0 | 0 | 0 | 0
Scenario 6: Aggressive Fuel Sub Phase In | SCE | Com | Lighting | Com - College | Energy Efficiency | RET | Total Adoptions | 0 | 0 | 0 | 0 | 0 | 0 | 0 | 0 | 0 | 0 | 0 | 0 | 0
Scenario 6: Aggressive Fuel Sub Phase In | SCE | Com | Lighting | Com - College | Energy Efficiency | ROB | New Adoptions | 0 | 400.3215 | 427.6536 | 452.8019 | 475.6482 | 496.4919 | 515.4342 | 532.4851 | 547.7542 | 561.3248 | 573.3974 | 584.5 | 604.8038
Scenario 6: Aggressive Fuel Sub Phase In | SCE | Com | Lighting | Com - College | Energy Efficiency | ROB | Total Adoptions | 0 | 555.1488 | 600.2901 | 644.1752 | 686.34 | 727.1688 | 766.607 | 804.3971 | 840.4989 | 874.8104 | 907.4849 | 939.417 | 981.3991
Scenario 6: Aggressive Fuel Sub Phase In | SCE | Com | Lighting | Com - Grocery | Energy Efficiency | NEW | New Adoptions | 414.4622 | 441.412 | 462.7172 | 487.1388 | 516.0862 | 541.0127 | 560.8882 | 584.6318 | 604.6437 | 620.1805 | 636.6479 | 649.8431 | 662.4859
Scenario 6: Aggressive Fuel Sub Phase In | SCE | Com | Lighting | Com - Grocery | Energy Efficiency | NEW | Total Adoptions | 414.4622 | 441.412 | 462.7172 | 487.1388 | 516.0862 | 541.0127 | 560.8882 | 584.6318 | 604.6437 | 620.1805 | 636.6479 | 649.8431 | 662.4859
Scenario 6: Aggressive Fuel Sub Phase In | SCE | Com | Lighting | Com - Grocery | Energy Efficiency | RET | New Adoptions | 0 | 0 | 0 | 0 | 0 | 0 | 0 | 0 | 0 | 0 | 0 | 0 | 0
Scenario 6: Aggressive Fuel Sub Phase In | SCE | Com | Lighting | Com - Grocery | Energy Efficiency | RET | Total Adoptions | 0 | 0 | 0 | 0 | 0 | 0 | 0 | 0 | 0 | 0 | 0 | 0 | 0
Scenario 6: Aggressive Fuel Sub Phase In | SCE | Com | Lighting | Com - Grocery | Energy Efficiency | ROB | New Adoptions | 1345.7312 | 1402.9979 | 1451.9932 | 1493.4354 | 1528.2329 | 1557.0456 | 1580.4637 | 1599.2991 | 1614.0883 | 1625.3215 | 1633.6223 | 1637.3791 | 1637.6227
Scenario 6: Aggressive Fuel Sub Phase In | SCE | Com | Lighting | Com - Grocery | Energy Efficiency | ROB | Total Adoptions | 2239.6505 | 2345.3307 | 2444.3614 | 2537.2482 | 2624.7744 | 2707.1684 | 2784.5693 | 2857.7154 | 2926.7949 | 2991.9468 | 3053.6908 | 3105.4502 | 3146.0425
Scenario 6: Aggressive Fuel Sub Phase In | SCE | Com | Lighting | Com - Health | Energy Efficiency | NEW | New Adoptions | 476.1838 | 504.2021 | 539.1564 | 552.9639 | 578.2256 | 595.4279 | 621.449 | 632.8639 | 642.1352 | 637.4431 | 628.8652 | 646.8259 | 671.7787
Scenario 6: Aggressive Fuel Sub Phase In | SCE | Com | Lighting | Com - Health | Energy Efficiency | NEW | Total Adoptions | 476.1838 | 504.2021 | 539.1564 | 552.9639 | 578.2256 | 595.4279 | 621.449 | 632.8639 | 642.1352 | 637.4431 | 628.8652 | 646.8259 | 671.7787
Scenario 6: Aggressive Fuel Sub Phase In | SCE | Com | Lighting | Com - Health | Energy Efficiency | RET | New Adoptions | 0 | 0 | 0 | 0 | 0 | 0 | 0 | 0 | 0 | 0 | 0 | 0 | 0
Scenario 6: Aggressive Fuel Sub Phase In | SCE | Com | Lighting | Com - Health | Energy Efficiency | RET | Total Adoptions | 0 | 0 | 0 | 0 | 0 | 0 | 0 | 0 | 0 | 0 | 0 | 0 | 0
Scenario 6: Aggressive Fuel Sub Phase In | SCE | Com | Lighting | Com - Health | Energy Efficiency | ROB | New Adoptions | 1580.3153 | 1654.6461 | 1719.886 | 1775.976 | 1824.036 | 1864.6452 | 1898.8565 | 1927.013 | 1949.7643 | 1967.4113 | 1980.5276 | 1987.9961 | 1991.8415
Scenario 6: Aggressive Fuel Sub Phase In | SCE | Com | Lighting | Com - Health | Energy Efficiency | ROB | Total Adoptions | 2628.8015 | 2765.3928 | 2895.5893 | 3018.1246 | 3134.1957 | 3243.7227 | 3347.7913 | 3445.874 | 3538.2662 | 3624.4708 | 3704.7019 | 3772.316 | 3827.8288
Scenario 6: Aggressive Fuel Sub Phase In | SCE | Com | Lighting | Com - Lodging | Energy Efficiency | NEW | New Adoptions | 0 | 0 | 0 | 0 | 0 | 0 | 0 | 0 | 0 | 0 | 0 | 0 | 0
Scenario 6: Aggressive Fuel Sub Phase In | SCE | Com | Lighting | Com - Lodging | Energy Efficiency | NEW | Total Adoptions | 0 | 0 | 0 | 0 | 0 | 0 | 0 | 0 | 0 | 0 | 0 | 0 | 0
Scenario 6: Aggressive Fuel Sub Phase In | SCE | Com | Lighting | Com - Lodging | Energy Efficiency | RET | New Adoptions | 0 | 0 | 0 | 0 | 0 | 0 | 0 | 0 | 0 | 0 | 0 | 0 | 0
Scenario 6: Aggressive Fuel Sub Phase In | SCE | Com | Lighting | Com - Lodging | Energy Efficiency | RET | Total Adoptions | 0 | 0 | 0 | 0 | 0 | 0 | 0 | 0 | 0 | 0 | 0 | 0 | 0
Scenario 6: Aggressive Fuel Sub Phase In | SCE | Com | Lighting | Com - Lodging | Energy Efficiency | ROB | New Adoptions | 0 | 0 | 0 | 0 | 0 | 0 | 0 | 0 | 0 | 0 | 0 | 0 | 0
Scenario 6: Aggressive Fuel Sub Phase In | SCE | Com | Lighting | Com - Lodging | Energy Efficiency | ROB | Total Adoptions | 0 | 0 | 0 | 0 | 0 | 0 | 0 | 0 | 0 | 0 | 0 | 0 | 0
Scenario 6: Aggressive Fuel Sub Phase In | SCE | Com | Lighting | Com - Office (Large) | Energy Efficiency | NEW | New Adoptions | 0 | 0 | 1029.9806 | 1076.5314 | 1130.2519 | 1180.3088 | 1218.2584 | 1255.2514 | 1276.7681 | 1289.7464 | 1305.9878 | 1313.0872 | 1320.7822
Scenario 6: Aggressive Fuel Sub Phase In | SCE | Com | Lighting | Com - Office (Large) | Energy Efficiency | NEW | Total Adoptions | 0 | 0 | 1029.9806 | 1076.5314 | 1130.2519 | 1180.3088 | 1218.2584 | 1255.2514 | 1276.7681 | 1289.7464 | 1305.9878 | 1313.0872 | 1320.7822
Scenario 6: Aggressive Fuel Sub Phase In | SCE | Com | Lighting | Com - Office (Large) | Energy Efficiency | RET | New Adoptions | 0 | 0 | 0 | 0 | 0 | 0 | 0 | 0 | 0 | 0 | 0 | 0 | 0
Scenario 6: Aggressive Fuel Sub Phase In | SCE | Com | Lighting | Com - Office (Large) | Energy Efficiency | RET | Total Adoptions | 0 | 0 | 0 | 0 | 0 | 0 | 0 | 0 | 0 | 0 | 0 | 0 | 0
Scenario 6: Aggressive Fuel Sub Phase In | SCE | Com | Lighting | Com - Office (Large) | Energy Efficiency | ROB | New Adoptions | 0 | 1400.5345 | 1496.4383 | 1584.304 | 1664.729 | 1738.0879 | 1804.5399 | 1864.6534 | 1918.5497 | 1966.6165 | 2009.6512 | 2048.0257 | 2082.4127
Scenario 6: Aggressive Fuel Sub Phase In | SCE | Com | Lighting | Com - Office (Large) | Energy Efficiency | ROB | Total Adoptions | 0 | 2025.8795 | 2197.181 | 2362.9599 | 2523.5687 | 2678.7958 | 2827.9474 | 2971.1893 | 3107.7534 | 3237.445 | 3360.9761 | 3478.2209 | 3589.7685
Scenario 6: Aggressive Fuel Sub Phase In | SCE | Com | Lighting | Com - Office (Small) | Energy Efficiency | NEW | New Adoptions | 0 | 0 | 0 | 0 | 0 | 0 | 0 | 0 | 0 | 0 | 0 | 0 | 0
Scenario 6: Aggressive Fuel Sub Phase In | SCE | Com | Lighting | Com - Office (Small) | Energy Efficiency | NEW | Total Adoptions | 0 | 0 | 0 | 0 | 0 | 0 | 0 | 0 | 0 | 0 | 0 | 0 | 0
Scenario 6: Aggressive Fuel Sub Phase In | SCE | Com | Lighting | Com - Office (Small) | Energy Efficiency | RET | New Adoptions | 0 | 0 | 0 | 0 | 0 | 0 | 0 | 0 | 0 | 0 | 0 | 0 | 0
Scenario 6: Aggressive Fuel Sub Phase In | SCE | Com | Lighting | Com - Office (Small) | Energy Efficiency | RET | Total Adoptions | 0 | 0 | 0 | 0 | 0 | 0 | 0 | 0 | 0 | 0 | 0 | 0 | 0
Scenario 6: Aggressive Fuel Sub Phase In | SCE | Com | Lighting | Com - Office (Small) | Energy Efficiency | ROB | New Adoptions | 0 | 0 | 0 | 0 | 0 | 0 | 0 | 0 | 0 | 0 | 0 | 0 | 0
Scenario 6: Aggressive Fuel Sub Phase In | SCE | Com | Lighting | Com - Office (Small) | Energy Efficiency | ROB | Total Adoptions | 0 | 0 | 0 | 0 | 0 | 0 | 0 | 0 | 0 | 0 | 0 | 0 | 0
Scenario 6: Aggressive Fuel Sub Phase In | SCE | Com | Lighting | Com - Other | Energy Efficiency | NEW | New Adoptions | 0 | 0 | 0 | 0 | 0 | 0 | 0 | 0 | 0 | 0 | 0 | 0 | 0
Scenario 6: Aggressive Fuel Sub Phase In | SCE | Com | Lighting | Com - Other | Energy Efficiency | NEW | Total Adoptions | 0 | 0 | 0 | 0 | 0 | 0 | 0 | 0 | 0 | 0 | 0 | 0 | 0
Scenario 6: Aggressive Fuel Sub Phase In | SCE | Com | Lighting | Com - Other | Energy Efficiency | RET | New Adoptions | 0 | 0 | 0 | 0 | 0 | 0 | 0 | 0 | 0 | 0 | 0 | 0 | 0
Scenario 6: Aggressive Fuel Sub Phase In | SCE | Com | Lighting | Com - Other | Energy Efficiency | RET | Total Adoptions | 0 | 0 | 0 | 0 | 0 | 0 | 0 | 0 | 0 | 0 | 0 | 0 | 0
Scenario 6: Aggressive Fuel Sub Phase In | SCE | Com | Lighting | Com - Other | Energy Efficiency | ROB | New Adoptions | 0 | 0 | 0 | 0 | 0 | 0 | 0 | 0 | 0 | 0 | 0 | 0 | 0
Scenario 6: Aggressive Fuel Sub Phase In | SCE | Com | Lighting | Com - Other | Energy Efficiency | ROB | Total Adoptions | 0 | 0 | 0 | 0 | 0 | 0 | 0 | 0 | 0 | 0 | 0 | 0 | 0
Scenario 6: Aggressive Fuel Sub Phase In | SCE | Com | Lighting | Com - Refrig. Warehouse | Energy Efficiency | NEW | New Adoptions | 75.0973 | 7.228 | 7.4318 | 7.4621 | 7.624 | 7.8672 | 8.1594 | 8.3878 | 8.6704 | 8.9312 | 9.1413 | 9.4175 | 9.6527
Scenario 6: Aggressive Fuel Sub Phase In | SCE | Com | Lighting | Com - Refrig. Warehouse | Energy Efficiency | NEW | Total Adoptions | 75.0973 | 7.228 | 7.4318 | 7.4621 | 7.624 | 7.8672 | 8.1594 | 8.3878 | 8.6704 | 8.9312 | 9.1413 | 9.4175 | 9.6527
Scenario 6: Aggressive Fuel Sub Phase In | SCE | Com | Lighting | Com - Refrig. Warehouse | Energy Efficiency | RET | New Adoptions | 0 | 0 | 0 | 0 | 0 | 0 | 0 | 0 | 0 | 0 | 0 | 0 | 0
Scenario 6: Aggressive Fuel Sub Phase In | SCE | Com | Lighting | Com - Refrig. Warehouse | Energy Efficiency | RET | Total Adoptions | 0 | 0 | 0 | 0 | 0 | 0 | 0 | 0 | 0 | 0 | 0 | 0 | 0
Scenario 6: Aggressive Fuel Sub Phase In | SCE | Com | Lighting | Com - Refrig. Warehouse | Energy Efficiency | ROB | New Adoptions | 21.8009 | 22.868 | 23.7885 | 24.5663 | 25.2175 | 25.7572 | 26.1993 | 26.5539 | 26.8338 | 27.0491 | 27.2089 | 27.2916 | 27.3417
Scenario 6: Aggressive Fuel Sub Phase In | SCE | Com | Lighting | Com - Refrig. Warehouse | Energy Efficiency | ROB | Total Adoptions | 37.3078 | 39.2334 | 41.0385 | 42.715 | 44.279 | 45.7441 | 47.1217 | 48.4153 | 49.636 | 50.79 | 51.8815 | 52.773 | 53.5372
Scenario 6: Aggressive Fuel Sub Phase In | SCE | Com | Lighting | Com - Restaurant | Energy Efficiency | NEW | New Adoptions | 363.2844 | 388.8539 | 414.4469 | 440.5634 | 468.0964 | 487.627 | 503.3146 | 520.4133 | 535.3447 | 547.2693 | 558.9748 | 567.9697 | 576.7934
Scenario 6: Aggressive Fuel Sub Phase In | SCE | Com | Lighting | Com - Restaurant | Energy Efficiency | NEW | Total Adoptions | 363.2844 | 388.8539 | 414.4469 | 440.5634 | 468.0964 | 487.627 | 503.3146 | 520.4133 | 535.3447 | 547.2693 | 558.9748 | 567.9697 | 576.7934
Scenario 6: Aggressive Fuel Sub Phase In | SCE | Com | Lighting | Com - Restaurant | Energy Efficiency | RET | New Adoptions | 0 | 0 | 0 | 0 | 0 | 0 | 0 | 0 | 0 | 0 | 0 | 0 | 0
Scenario 6: Aggressive Fuel Sub Phase In | SCE | Com | Lighting | Com - Restaurant | Energy Efficiency | RET | Total Adoptions | 0 | 0 | 0 | 0 | 0 | 0 | 0 | 0 | 0 | 0 | 0 | 0 | 0
Scenario 6: Aggressive Fuel Sub Phase In | SCE | Com | Lighting | Com - Restaurant | Energy Efficiency | ROB | New Adoptions | 1112.3433 | 1162.5913 | 1206.4791 | 1244.4696 | 1277.1713 | 1304.9233 | 1328.1688 | 1347.4869 | 1363.319 | 1376.071 | 1386.2165 | 1394.1061 | 1398.9287
Scenario 6: Aggressive Fuel Sub Phase In | SCE | Com | Lighting | Com - Restaurant | Energy Efficiency | ROB | Total Adoptions | 1838.3576 | 1931.2377 | 2019.5316 | 2103.4641 | 2183.4577 | 2259.3138 | 2331.1119 | 2399.2917 | 2464.0333 | 2525.4702 | 2583.9384 | 2639.5692 | 2688.0484
Scenario 6: Aggressive Fuel Sub Phase In | SCE | Com | Lighting | Com - Retail | Energy Efficiency | NEW | New Adoptions | 2293.5401 | 2432.1561 | 2541.751 | 2664.0888 | 2802.5177 | 2917.1317 | 3008.7799 | 3112.9776 | 3193.115 | 3256.8903 | 3321.3745 | 3367.2619 | 3410.8383
Scenario 6: Aggressive Fuel Sub Phase In | SCE | Com | Lighting | Com - Retail | Energy Efficiency | NEW | Total Adoptions | 2293.5401 | 2432.1561 | 2541.751 | 2664.0888 | 2802.5177 | 2917.1317 | 3008.7799 | 3112.9776 | 3193.115 | 3256.8903 | 3321.3745 | 3367.2619 | 3410.8383
Scenario 6: Aggressive Fuel Sub Phase In | SCE | Com | Lighting | Com - Retail | Energy Efficiency | RET | New Adoptions | 0 | 0 | 0 | 0 | 0 | 0 | 0 | 0 | 0 | 0 | 0 | 0 | 0
Scenario 6: Aggressive Fuel Sub Phase In | SCE | Com | Lighting | Com - Retail | Energy Efficiency | RET | Total Adoptions | 0 | 0 | 0 | 0 | 0 | 0 | 0 | 0 | 0 | 0 | 0 | 0 | 0
Scenario 6: Aggressive Fuel Sub Phase In | SCE | Com | Lighting | Com - Retail | Energy Efficiency | ROB | New Adoptions | 6899.171 | 7199.3341 | 7457.2916 | 7676.478 | 7861.1993 | 8014.6557 | 8139.9031 | 8240.8511 | 8320.099 | 8380.3643 | 8424.738 | 8444.2933 | 8449.1874
Scenario 6: Aggressive Fuel Sub Phase In | SCE | Com | Lighting | Com - Retail | Energy Efficiency | ROB | Total Adoptions | 11475.7971 | 12037.8182 | 12566.4786 | 13063.9721 | 13533.6542 | 13976.336 | 14392.8207 | 14786.3119 | 15157.3652 | 15507.107 | 15837.8867 | 16109.5997 | 16330.1879
Scenario 6: Aggressive Fuel Sub Phase In | SCE | Com | Lighting | Com - School | Energy Efficiency | NEW | New Adoptions | 0 | 0 | 0 | 0 | 0 | 0 | 0 | 0 | 0 | 0 | 0 | 0 | 0
Scenario 6: Aggressive Fuel Sub Phase In | SCE | Com | Lighting | Com - School | Energy Efficiency | NEW | Total Adoptions | 0 | 0 | 0 | 0 | 0 | 0 | 0 | 0 | 0 | 0 | 0 | 0 | 0
Scenario 6: Aggressive Fuel Sub Phase In | SCE | Com | Lighting | Com - School | Energy Efficiency | RET | New Adoptions | 0 | 0 | 0 | 0 | 0 | 0 | 0 | 0 | 0 | 0 | 0 | 0 | 0
Scenario 6: Aggressive Fuel Sub Phase In | SCE | Com | Lighting | Com - School | Energy Efficiency | RET | Total Adoptions | 0 | 0 | 0 | 0 | 0 | 0 | 0 | 0 | 0 | 0 | 0 | 0 | 0
Scenario 6: Aggressive Fuel Sub Phase In | SCE | Com | Lighting | Com - School | Energy Efficiency | ROB | New Adoptions | 0 | 0 | 0 | 0 | 0 | 0 | 0 | 0 | 0 | 0 | 0 | 0 | 0
Scenario 6: Aggressive Fuel Sub Phase In | SCE | Com | Lighting | Com - School | Energy Efficiency | ROB | Total Adoptions | 0 | 0 | 0 | 0 | 0 | 0 | 0 | 0 | 0 | 0 | 0 | 0 | 0
Scenario 6: Aggressive Fuel Sub Phase In | SCE | Com | Lighting | Com - Warehouse | Energy Efficiency | NEW | New Adoptions | 52.6584 | 59.3424 | 65.4923 | 72.9535 | 82.1551 | 90.1175 | 237.8025 | 251.3934 | 262.0175 | 0 | 0 | 0 | 0
Scenario 6: Aggressive Fuel Sub Phase In | SCE | Com | Lighting | Com - Warehouse | Energy Efficiency | NEW | Total Adoptions | 52.6584 | 59.3424 | 65.4923 | 72.9535 | 82.1551 | 90.1175 | 237.8025 | 251.3934 | 262.0175 | 0 | 0 | 0 | 0
Scenario 6: Aggressive Fuel Sub Phase In | SCE | Com | Lighting | Com - Warehouse | Energy Efficiency | RET | New Adoptions | 0 | 0 | 0 | 0 | 0 | 0 | 0 | 0 | 0 | 0 | 0 | 0 | 0
Scenario 6: Aggressive Fuel Sub Phase In | SCE | Com | Lighting | Com - Warehouse | Energy Efficiency | RET | Total Adoptions | 0 | 0 | 0 | 0 | 0 | 0 | 0 | 0 | 0 | 0 | 0 | 0 | 0
Scenario 6: Aggressive Fuel Sub Phase In | SCE | Com | Lighting | Com - Warehouse | Energy Efficiency | ROB | New Adoptions | 215.4343 | 232.7189 | 248.6424 | 263.2459 | 276.6282 | 879.3767 | 893.0696 | 904.1798 | 0 | 0 | 0 | 0 | 0
Scenario 6: Aggressive Fuel Sub Phase In | SCE | Com | Lighting | Com - Warehouse | Energy Efficiency | ROB | Total Adoptions | 289.9537 | 316.837 | 342.9303 | 368.2298 | 392.8106 | 1524.2666 | 1568.3297 | 1610.0952 | 0 | 0 | 0 | 0 | 0
Scenario 6: Aggressive Fuel Sub Phase In | SCE | Com | WaterHeat | Com - College | Energy Efficiency | NEW | New Adoptions | 0.11855 | 0.14306 | 0.17817 | 0.22274 | 0.267 | 0.33266 | 0.4108 | 0.49513 | 0.59352 | 0.70348 | 0.83844 | 1.0534 | 1.251
Scenario 6: Aggressive Fuel Sub Phase In | SCE | Com | WaterHeat | Com - College | Energy Efficiency | NEW | Total Adoptions | 0.11855 | 0.14306 | 0.17817 | 0.22274 | 0.267 | 0.33266 | 0.4108 | 0.49513 | 0.59352 | 0.70348 | 0.83844 | 1.0534 | 1.251
Scenario 6: Aggressive Fuel Sub Phase In | SCE | Com | WaterHeat | Com - College | Energy Efficiency | ROB | New Adoptions | 0.8565 | 1.0304 | 1.2366 | 1.4815 | 1.7724 | 2.1186 | 2.5311 | 3.0222 | 3.607 | 4.3029 | 5.1309 | 6.1181 | 7.2934
Scenario 6: Aggressive Fuel Sub Phase In | SCE | Com | WaterHeat | Com - College | Energy Efficiency | ROB | Total Adoptions | 1.0851 | 1.3133 | 1.5847 | 1.9079 | 2.2921 | 2.7502 | 3.2965 | 3.9475 | 4.7228 | 5.6454 | 6.7436 | 8.0552 | 9.617
Scenario 6: Aggressive Fuel Sub Phase In | SCE | Com | WaterHeat | Com - Grocery | Energy Efficiency | NEW | New Adoptions | 0.43346 | 0.53209 | 0.64414 | 0.7847 | 0.96379 | 1.1734 | 1.4154 | 1.7192 | 2.0751 | 2.4872 | 2.9874 | 3.5716 | 4.2687
Scenario 6: Aggressive Fuel Sub Phase In | SCE | Com | WaterHeat | Com - Grocery | Energy Efficiency | NEW | Total Adoptions | 0.43346 | 0.53209 | 0.64414 | 0.7847 | 0.96379 | 1.1734 | 1.4154 | 1.7192 | 2.0751 | 2.4872 | 2.9874 | 3.5716 | 4.2687
Scenario 6: Aggressive Fuel Sub Phase In | SCE | Com | WaterHeat | Com - Grocery | Energy Efficiency | ROB | New Adoptions | 2.4159 | 2.8975 | 3.4703 | 4.1518 | 4.9635 | 5.9307 | 7.0832 | 8.4572 | 10.0951 | 12.0471 | 14.3735 | 17.1452 | 20.4466
Scenario 6: Aggressive Fuel Sub Phase In | SCE | Com | WaterHeat | Com - Grocery | Energy Efficiency | ROB | Total Adoptions | 3.0505 | 3.6892 | 4.4491 | 5.354 | 6.4329 | 7.7192 | 9.2525 | 11.0817 | 13.2631 | 15.8635 | 18.964 | 22.659 | 27.0619
Scenario 6: Aggressive Fuel Sub Phase In | SCE | Com | WaterHeat | Com - Health | Energy Efficiency | NEW | New Adoptions | 0.31331 | 0.3829 | 0.47339 | 0.56235 | 0.68234 | 0.81674 | 0.99248 | 1.1786 | 1.3964 | 1.6208 | 1.8716 | 2.2556 | 2.747
Scenario 6: Aggressive Fuel Sub Phase In | SCE | Com | WaterHeat | Com - Health | Energy Efficiency | NEW | Total Adoptions | 0.31331 | 0.3829 | 0.47339 | 0.56235 | 0.68234 | 0.81674 | 0.99248 | 1.1786 | 1.3964 | 1.6208 | 1.8716 | 2.2556 | 2.747
Scenario 6: Aggressive Fuel Sub Phase In | SCE | Com | WaterHeat | Com - Health | Energy Efficiency | ROB | New Adoptions | 1.7848 | 2.1548 | 2.5969 | 3.1244 | 3.7545 | 4.507 | 5.4064 | 6.4805 | 7.7625 | 9.2908 | 11.1106 | 13.2796 | 15.8662
Scenario 6: Aggressive Fuel Sub Phase In | SCE | Com | WaterHeat | Com - Health | Energy Efficiency | ROB | Total Adoptions | 2.2562 | 2.7441 | 3.328 | 4.0251 | 4.8586 | 5.8545 | 7.0458 | 8.4686 | 10.167 | 12.1908 | 14.5998 | 17.4736 | 20.9046
Scenario 6: Aggressive Fuel Sub Phase In | SCE | Com | WaterHeat | Com - Lodging | Energy Efficiency | NEW | New Adoptions | 0.1033 | 0.12588 | 0.15341 | 0.18513 | 0.22509 | 0.27274 | 0.32928 | 0.39666 | 0.47452 | 0.56518 | 0.67386 | 0.80195 | 0.95328
Scenario 6: Aggressive Fuel Sub Phase In | SCE | Com | WaterHeat | Com - Lodging | Energy Efficiency | NEW | Total Adoptions | 0.1033 | 0.12588 | 0.15341 | 0.18513 | 0.22509 | 0.27274 | 0.32928 | 0.39666 | 0.47452 | 0.56518 | 0.67386 | 0.80195 | 0.95328
Scenario 6: Aggressive Fuel Sub Phase In | SCE | Com | WaterHeat | Com - Lodging | Energy Efficiency | RET | New Adoptions | 0 | 0 | 0 | 0 | 0 | 0 | 0 | 0 | 0 | 0 | 0 | 0 | 0
Scenario 6: Aggressive Fuel Sub Phase In | SCE | Com | WaterHeat | Com - Lodging | Energy Efficiency | RET | Total Adoptions | 0 | 0 | 0 | 0 | 0 | 0 | 0 | 0 | 0 | 0 | 0 | 0 | 0
Scenario 6: Aggressive Fuel Sub Phase In | SCE | Com | WaterHeat | Com - Lodging | Energy Efficiency | ROB | New Adoptions | 0.45811 | 0.55468 | 0.67008 | 0.80803 | 0.97311 | 1.1708 | 1.4074 | 1.6909 | 2.0302 | 2.4363 | 2.922 | 3.5027 | 4.1968
Scenario 6: Aggressive Fuel Sub Phase In | SCE | Com | WaterHeat | Com - Lodging | Energy Efficiency | ROB | Total Adoptions | 0.58506 | 0.71291 | 0.86598 | 1.0492 | 1.2687 | 1.5317 | 1.8469 | 2.2246 | 2.6769 | 3.2181 | 3.8657 | 4.6402 | 5.5661
Scenario 6: Aggressive Fuel Sub Phase In | SCE | Com | WaterHeat | Com - Office (Large) | Energy Efficiency | NEW | New Adoptions | 3.3694 | 4.0206 | 4.7622 | 5.644 | 6.7383 | 8.0249 | 9.4735 | 11.1956 | 13.0961 | 15.2526 | 17.8485 | 20.7832 | 24.2579
Scenario 6: Aggressive Fuel Sub Phase In | SCE | Com | WaterHeat | Com - Office (Large) | Energy Efficiency | NEW | Total Adoptions | 3.3694 | 4.0206 | 4.7622 | 5.644 | 6.7383 | 8.0249 | 9.4735 | 11.1956 | 13.0961 | 15.2526 | 17.8485 | 20.7832 | 24.2579
Scenario 6: Aggressive Fuel Sub Phase In | SCE | Com | WaterHeat | Com - Office (Large) | Energy Efficiency | ROB | New Adoptions | 9.2264 | 11.2298 | 13.6092 | 16.4394 | 19.8135 | 23.8415 | 28.6512 | 34.3966 | 41.2542 | 49.4338 | 59.1896 | 70.816 | 84.6661
Scenario 6: Aggressive Fuel Sub Phase In | SCE | Com | WaterHeat | Com - Office (Large) | Energy Efficiency | ROB | Total Adoptions | 12.103 | 14.7751 | 17.9581 | 21.7527 | 26.2848 | 31.7013 | 38.1711 | 45.9015 | 55.1256 | 66.1227 | 79.2366 | 94.8597 | 113.4682
Scenario 6: Aggressive Fuel Sub Phase In | SCE | Com | WaterHeat | Com - Office (Small) | Energy Efficiency | NEW | New Adoptions | 0.5534 | 0.66948 | 0.80684 | 0.96965 | 0 | 15.98 | 1.5098 | 1.8384 | 2.2191 | 2.6582 | 3.1764 | 3.7811 | 4.4935
Scenario 6: Aggressive Fuel Sub Phase In | SCE | Com | WaterHeat | Com - Office (Small) | Energy Efficiency | NEW | Total Adoptions | 0.5534 | 0.66948 | 0.80684 | 0.96965 | 0 | 15.98 | 1.5098 | 1.8384 | 2.2191 | 2.6582 | 3.1764 | 3.7811 | 4.4935
Scenario 6: Aggressive Fuel Sub Phase In | SCE | Com | WaterHeat | Com - Office (Small) | Energy Efficiency | ROB | New Adoptions | 2.5309 | 3.0436 | 3.6538 | 4.3798 | 4.351 | 5.8879 | 7.3195 | 8.9791 | 10.9156 | 13.1864 | 15.8595 | 19.014 | 22.7433
Scenario 6: Aggressive Fuel Sub Phase In | SCE | Com | WaterHeat | Com - Office (Small) | Energy Efficiency | ROB | Total Adoptions | 3.2159 | 3.8977 | 4.7099 | 5.677 | 5.6989 | 8.213 | 10.0361 | 12.1751 | 14.6946 | 17.6698 | 21.1905 | 25.3614 | 30.3064
Scenario 6: Aggressive Fuel Sub Phase In | SCE | Com | WaterHeat | Com - Other | Energy Efficiency | NEW | New Adoptions | 2.3856 | 2.9422 | 3.618 | 4.4244 | 5.3951 | 6.5604 | 8.0023 | 9.681 | 11.6105 | 13.9897 | 16.8479 | 20.2298 | 24.3209
Scenario 6: Aggressive Fuel Sub Phase In | SCE | Com | WaterHeat | Com - Other | Energy Efficiency | NEW | Total Adoptions | 2.3856 | 2.9422 | 3.618 | 4.4244 | 5.3951 | 6.5604 | 8.0023 | 9.681 | 11.6105 | 13.9897 | 16.8479 | 20.2298 | 24.3209
Scenario 6: Aggressive Fuel Sub Phase In | SCE | Com | WaterHeat | Com - Other | Energy Efficiency | ROB | New Adoptions | 12.7402 | 15.3297 | 18.4139 | 22.0888 | 26.4706 | 31.6984 | 37.9397 | 45.3909 | 54.2832 | 64.8964 | 77.5647 | 92.6822 | 110.721
Scenario 6: Aggressive Fuel Sub Phase In | SCE | Com | WaterHeat | Com - Other | Energy Efficiency | ROB | Total Adoptions | 16.1445 | 19.5745 | 23.6665 | 28.5487 | 34.3761 | 41.3342 | 49.648 | 59.5791 | 71.4339 | 85.5901 | 102.4956 | 122.6785 | 146.7746
Scenario 6: Aggressive Fuel Sub Phase In | SCE | Com | WaterHeat | Com - Refrig. Warehouse | Energy Efficiency | NEW | New Adoptions | 1.4685 | 0.16301 | 0.19643 | 0.23042 | 0.27463 | 0.33043 | 0.39962 | 0.47927 | 0.57838 | 0.6961 | 0.83313 | 1.0044 | 1.2057
Scenario 6: Aggressive Fuel Sub Phase In | SCE | Com | WaterHeat | Com - Refrig. Warehouse | Energy Efficiency | NEW | Total Adoptions | 1.4685 | 0.16301 | 0.19643 | 0.23042 | 0.27463 | 0.33043 | 0.39962 | 0.47927 | 0.57838 | 0.6961 | 0.83313 | 1.0044 | 1.2057
Scenario 6: Aggressive Fuel Sub Phase In | SCE | Com | WaterHeat | Com - Refrig. Warehouse | Energy Efficiency | ROB | New Adoptions | 0.7113 | 0.88475 | 1.0867 | 1.3229 | 1.6005 | 1.9281 | 2.3157 | 2.7751 | 3.3204 | 3.9682 | 4.7381 | 5.6536 | 6.7423
Scenario 6: Aggressive Fuel Sub Phase In | SCE | Com | WaterHeat | Com - Refrig. Warehouse | Energy Efficiency | ROB | Total Adoptions | 0.95032 | 1.1712 | 1.4312 | 1.7378 | 2.1004 | 2.5303 | 3.0409 | 3.6476 | 4.3693 | 5.2279 | 6.2495 | 7.4658 | 8.9135
Scenario 6: Aggressive Fuel Sub Phase In | SCE | Com | WaterHeat | Com - Restaurant | Energy Efficiency | NEW | New Adoptions | 0.18429 | 0.22714 | 0.27912 | 0.34256 | 0.42082 | 0.50726 | 0.60681 | 0.72835 | 0.87045 | 1.0346 | 1.2299 | 1.4549 | 1.7212
Scenario 6: Aggressive Fuel Sub Phase In | SCE | Com | WaterHeat | Com - Restaurant | Energy Efficiency | NEW | Total Adoptions | 0.18429 | 0.22714 | 0.27912 | 0.34256 | 0.42082 | 0.50726 | 0.60681 | 0.72835 | 0.87045 | 1.0346 | 1.2299 | 1.4549 | 1.7212
Scenario 6: Aggressive Fuel Sub Phase In | SCE | Com | WaterHeat | Com - Restaurant | Energy Efficiency | ROB | New Adoptions | 0.98101 | 1.1841 | 1.4259 | 1.7139 | 2.0575 | 2.4675 | 2.9568 | 3.5408 | 4.2376 | 5.0686 | 6.0597 | 7.2408 | 8.6477
Scenario 6: Aggressive Fuel Sub Phase In | SCE | Com | WaterHeat | Com - Restaurant | Energy Efficiency | ROB | Total Adoptions | 1.2514 | 1.5194 | 1.8392 | 2.2209 | 2.6771 | 3.2219 | 3.8723 | 4.649 | 5.576 | 6.6818 | 8.0009 | 9.5731 | 11.4464
Scenario 6: Aggressive Fuel Sub Phase In | SCE | Com | WaterHeat | Com - Retail | Energy Efficiency | NEW | New Adoptions | 2.6469 | 3.2249 | 3.8794 | 4.6896 | 5.6985 | 6.8584 | 8.1893 | 9.8244 | 11.6896 | 13.8419 | 16.4022 | 19.3223 | 22.7535
Scenario 6: Aggressive Fuel Sub Phase In | SCE | Com | WaterHeat | Com - Retail | Energy Efficiency | NEW | Total Adoptions | 2.6469 | 3.2249 | 3.8794 | 4.6896 | 5.6985 | 6.8584 | 8.1893 | 9.8244 | 11.6896 | 13.8419 | 16.4022 | 19.3223 | 22.7535
Scenario 6: Aggressive Fuel Sub Phase In | SCE | Com | WaterHeat | Com - Retail | Energy Efficiency | RET | New Adoptions | 0 | 0 | 0 | 0 | 1.4119 | 1.4078 | 1.3731 | 1.3083 | 0 | 0 | 0 | 0 | 0
Scenario 6: Aggressive Fuel Sub Phase In | SCE | Com | WaterHeat | Com - Retail | Energy Efficiency | RET | Total Adoptions | 0 | 0 | 0 | 0 | 1.6994 | 1.6839 | 1.6387 | 1.5634 | 0 | 0 | 0 | 0 | 0
Scenario 6: Aggressive Fuel Sub Phase In | SCE | Com | WaterHeat | Com - Retail | Energy Efficiency | ROB | New Adoptions | 14.0068 | 16.8232 | 20.1735 | 24.1588 | 28.903 | 34.5518 | 41.2765 | 49.2837 | 58.8133 | 70.1495 | 83.6324 | 99.6579 | 118.6964
Scenario 6: Aggressive Fuel Sub Phase In | SCE | Com | WaterHeat | Com - Retail | Energy Efficiency | ROB | Total Adoptions | 17.7185 | 21.4539 | 25.9 | 31.1932 | 37.5001 | 45.0131 | 53.9591 | 64.6153 | 77.2999 | 92.3907 | 110.3422 | 131.6803 | 157.0339
Scenario 6: Aggressive Fuel Sub Phase In | SCE | Com | WaterHeat | Com - School | Energy Efficiency | NEW | New Adoptions | 0.72122 | 0.86756 | 1.0422 | 1.2441 | 1.474 | 1.7508 | 2.062 | 2.4365 | 2.881 | 3.4066 | 4.0119 | 4.7479 | 5.583
Scenario 6: Aggressive Fuel Sub Phase In | SCE | Com | WaterHeat | Com - School | Energy Efficiency | NEW | Total Adoptions | 0.72122 | 0.86756 | 1.0422 | 1.2441 | 1.474 | 1.7508 | 2.062 | 2.4365 | 2.881 | 3.4066 | 4.0119 | 4.7479 | 5.583
Scenario 6: Aggressive Fuel Sub Phase In | SCE | Com | WaterHeat | Com - School | Energy Efficiency | ROB | New Adoptions | 2.6247 | 3.1875 | 3.8545 | 4.646 | 5.5864 | 6.7052 | 8.0367 | 9.6219 | 11.5094 | 13.7571 | 16.4333 | 19.6197 | 23.4118
Scenario 6: Aggressive Fuel Sub Phase In | SCE | Com | WaterHeat | Com - School | Energy Efficiency | ROB | Total Adoptions | 3.4147 | 4.1586 | 5.0435 | 6.0966 | 7.3499 | 8.8428 | 10.6204 | 12.7379 | 15.2602 | 18.265 | 21.843 | 26.1048 | 31.1772
Scenario 6: Aggressive Fuel Sub Phase In | SCE | Com | WaterHeat | Com - Warehouse | Energy Efficiency | NEW | New Adoptions | 2.1124 | 2.6503 | 3.2684 | 4.0842 | 5.177 | 6.4057 | 7.8213 | 9.5717 | 11.555 | 13.9094 | 16.73 | 19.9387 | 23.8577
Scenario 6: Aggressive Fuel Sub Phase In | SCE | Com | WaterHeat | Com - Warehouse | Energy Efficiency | NEW | Total Adoptions | 2.1124 | 2.6503 | 3.2684 | 4.0842 | 5.177 | 6.4057 | 7.8213 | 9.5717 | 11.555 | 13.9094 | 16.73 | 19.9387 | 23.8577
Scenario 6: Aggressive Fuel Sub Phase In | SCE | Com | WaterHeat | Com - Warehouse | Energy Efficiency | RET | New Adoptions | 0 | 0 | 0 | 0 | 0 | 0 | 0 | 0 | 0 | 0 | 0 | 0 | 0
Scenario 6: Aggressive Fuel Sub Phase In | SCE | Com | WaterHeat | Com - Warehouse | Energy Efficiency | RET | Total Adoptions | 0 | 0 | 0 | 0 | 0 | 0 | 0 | 0 | 0 | 0 | 0 | 0 | 0
Scenario 6: Aggressive Fuel Sub Phase In | SCE | Com | WaterHeat | Com - Warehouse | Energy Efficiency | ROB | New Adoptions | 18.854 | 22.5567 | 26.9385 | 32.1289 | 38.2879 | 45.601 | 54.2868 | 64.6076 | 76.8675 | 91.4293 | 108.7257 | 129.2601 | 153.6358
Scenario 6: Aggressive Fuel Sub Phase In | SCE | Com | WaterHeat | Com - Warehouse | Energy Efficiency | ROB | Total Adoptions | 23.7063 | 28.5807 | 34.3584 | 41.2139 | 49.3634 | 59.0498 | 70.5616 | 84.2498 | 100.516 | 119.8438 | 142.8102 | 170.0823 | 202.4697
Scenario 6: Aggressive Fuel Sub Phase In | SCE | Com | WholeBlg | Com - College | Energy Efficiency | NEW | New Adoptions | 0 | 0 | 0 | 0 | 0 | 0 | 0 | 0 | 0 | 0 | 0 | 0 | 0
Scenario 6: Aggressive Fuel Sub Phase In | SCE | Com | WholeBlg | Com - College | Energy Efficiency | NEW | Total Adoptions | 0 | 0 | 0 | 0 | 0 | 0 | 0 | 0 | 0 | 0 | 0 | 0 | 0
Scenario 6: Aggressive Fuel Sub Phase In | SCE | Com | WholeBlg | Com - Office (Large) | Energy Efficiency | NEW | New Adoptions | 0 | 0 | 0 | 0 | 0 | 0 | 0 | 0 | 0 | 0 | 0 | 0 | 0
Scenario 6: Aggressive Fuel Sub Phase In | SCE | Com | WholeBlg | Com - Office (Large) | Energy Efficiency | NEW | Total Adoptions | 0 | 0 | 0 | 0 | 0 | 0 | 0 | 0 | 0 | 0 | 0 | 0 | 0
Scenario 6: Aggressive Fuel Sub Phase In | SCE | Com | WholeBlg | Com - Other | Energy Efficiency | NEW | New Adoptions | 0 | 0 | 0 | 0 | 0 | 0 | 0 | 0 | 0 | 0 | 0 | 0 | 0
Scenario 6: Aggressive Fuel Sub Phase In | SCE | Com | WholeBlg | Com - Other | Energy Efficiency | NEW | Total Adoptions | 0 | 0 | 0 | 0 | 0 | 0 | 0 | 0 | 0 | 0 | 0 | 0 | 0
Scenario 6: Aggressive Fuel Sub Phase In | SCE | Com | WholeBlg | Com - Restaurant | Energy Efficiency | NEW | New Adoptions | 22.5411 | 26.2596 | 30.4682 | 35.1975 | 40.5474 | 45.8202 | 51.2916 | 57.4907 | 64.1232 | 71.0655 | 78.6751 | 86.6906 | 95.4381
Scenario 6: Aggressive Fuel Sub Phase In | SCE | Com | WholeBlg | Com - Restaurant | Energy Efficiency | NEW | Total Adoptions | 22.5411 | 26.2596 | 30.4682 | 35.1975 | 40.5474 | 45.8202 | 51.2916 | 57.4907 | 64.1232 | 71.0655 | 78.6751 | 86.6906 | 95.4381
Scenario 6: Aggressive Fuel Sub Phase In | SCE | Com | WholeBlg | Com - Retail | Energy Efficiency | NEW | New Adoptions | 117.442 | 136.6763 | 156.9444 | 180.5394 | 208.0989 | 237.4301 | 268.4111 | 304.1788 | 341.8214 | 381.7713 | 426.1053 | 472.9052 | 524.0726
Scenario 6: Aggressive Fuel Sub Phase In | SCE | Com | WholeBlg | Com - Retail | Energy Efficiency | NEW | Total Adoptions | 117.442 | 136.6763 | 156.9444 | 180.5394 | 208.0989 | 237.4301 | 268.4111 | 304.1788 | 341.8214 | 381.7713 | 426.1053 | 472.9052 | 524.0726
Scenario 6: Aggressive Fuel Sub Phase In | SCE | Com | WholeBlg | Com - Warehouse | Energy Efficiency | NEW | New Adoptions | 66.0013 | 78.4268 | 91.8574 | 108.4965 | 129.1785 | 150.2855 | 172.3216 | 197.6289 | 223.5889 | 251.6976 | 282.5491 | 314.5851 | 350.9246
Scenario 6: Aggressive Fuel Sub Phase In | SCE | Com | WholeBlg | Com - Warehouse | Energy Efficiency | NEW | Total Adoptions | 66.0013 | 78.4268 | 91.8574 | 108.4965 | 129.1785 | 150.2855 | 172.3216 | 197.6289 | 223.5889 | 251.6976 | 282.5491 | 314.5851 | 350.9246
Scenario 6: Aggressive Fuel Sub Phase In | SCE | Res | AppPlug | Res - Multi Family | Energy Efficiency | NEW | New Adoptions | 0 | 0 | 0 | 0 | 0 | 0 | 0 | 0 | 0 | 0 | 0 | 0 | 0
Scenario 6: Aggressive Fuel Sub Phase In | SCE | Res | AppPlug | Res - Multi Family | Energy Efficiency | NEW | Total Adoptions | 0 | 0 | 0 | 0 | 0 | 0 | 0 | 0 | 0 | 0 | 0 | 0 | 0
Scenario 6: Aggressive Fuel Sub Phase In | SCE | Res | AppPlug | Res - Multi Family | Energy Efficiency | ROB | New Adoptions | 0 | 0 | 0 | 0 | 0 | 0 | 0 | 0 | 0 | 0 | 0 | 0 | 0
Scenario 6: Aggressive Fuel Sub Phase In | SCE | Res | AppPlug | Res - Multi Family | Energy Efficiency | ROB | Total Adoptions | 0 | 0 | 0 | 0 | 0 | 0 | 0 | 0 | 0 | 0 | 0 | 0 | 0
Scenario 6: Aggressive Fuel Sub Phase In | SCE | Res | AppPlug | Res - Single Family | Energy Efficiency | NEW | New Adoptions | 0 | 0 | 0 | 0 | 0 | 0 | 0 | 0 | 0 | 0 | 0 | 0 | 0
Scenario 6: Aggressive Fuel Sub Phase In | SCE | Res | AppPlug | Res - Single Family | Energy Efficiency | NEW | Total Adoptions | 0 | 0 | 0 | 0 | 0 | 0 | 0 | 0 | 0 | 0 | 0 | 0 | 0
Scenario 6: Aggressive Fuel Sub Phase In | SCE | Res | AppPlug | Res - Single Family | Energy Efficiency | ROB | New Adoptions | 0 | 0 | 0 | 0 | 0 | 0 | 0 | 0 | 0 | 0 | 0 | 0 | 0
Scenario 6: Aggressive Fuel Sub Phase In | SCE | Res | AppPlug | Res - Single Family | Energy Efficiency | ROB | Total Adoptions | 0 | 0 | 0 | 0 | 0 | 0 | 0 | 0 | 0 | 0 | 0 | 0 | 0
Scenario 6: Aggressive Fuel Sub Phase In | SCE | Res | BldgEnv | Res - Single Family | Energy Efficiency | NEW | New Adoptions | 937611.8704 | 1181241.1662 | 1292397.0293 | 1296541.8212 | 1328563.0817 | 1298985.8433 | 1241879.7526 | 1175659.9377 | 1112993.5497 | 0 | 0 | 0 | 0
Scenario 6: Aggressive Fuel Sub Phase In | SCE | Res | BldgEnv | Res - Single Family | Energy Efficiency | NEW | Total Adoptions | 937611.8704 | 1181241.1662 | 1292397.0293 | 1296541.8212 | 1328563.0817 | 1298985.8433 | 1241879.7526 | 1175659.9377 | 1112993.5497 | 0 | 0 | 0 | 0
Scenario 6: Aggressive Fuel Sub Phase In | SCE | Res | BldgEnv | Res - Single Family | Energy Efficiency | RET | New Adoptions | 282068.259 | 278042.4182 | 274265.5792 | 270737.8804 | 267462.9944 | 264439.33 | 261659.7414 | 259114.1734 | 98390.4411 | 0 | 0 | 0 | 0
Scenario 6: Aggressive Fuel Sub Phase In | SCE | Res | BldgEnv | Res - Single Family | Energy Efficiency | RET | Total Adoptions | 1504255.7623 | 1459567.4522 | 1416485.2047 | 1374963.8839 | 1334963.4057 | 1296439.8847 | 1259345.2936 | 1223630.0593 | 98390.4411 | 0 | 0 | 0 | 0
Scenario 6: Aggressive Fuel Sub Phase In | SCE | Res | HVAC | Res - Multi Family | Energy Efficiency | NEW | New Adoptions | 9.1839 | 9.4245 | 19.4089 | 20.1327 | 20.7729 | 14.8112 | 14.8433 | 14.6694 | 14.3812 | 14.0202 | 13.6713 | 13.3755 | 12.9985
Scenario 6: Aggressive Fuel Sub Phase In | SCE | Res | HVAC | Res - Multi Family | Energy Efficiency | NEW | Total Adoptions | 9.1839 | 9.4245 | 19.4089 | 20.1327 | 20.7729 | 14.8112 | 14.8433 | 14.6694 | 14.3812 | 14.0202 | 13.6713 | 13.3755 | 12.9985
Scenario 6: Aggressive Fuel Sub Phase In | SCE | Res | HVAC | Res - Multi Family | Energy Efficiency | RET | New Adoptions | 5931118.6912 | 4838677.7026 | 3848413.446 | 2991693.7391 | 2277359.7098 | 1698756.0191 | 1240544.711 | 883941.6066 | 610102.3617 | 401960.9405 | 244993.4096 | 127335.1647 | 39563.2165
Scenario 6: Aggressive Fuel Sub Phase In | SCE | Res | HVAC | Res - Multi Family | Energy Efficiency | RET | Total Adoptions | 7453641.0324 | 6250242.6837 | 5131601.9686 | 4137912.3068 | 3285428.9523 | 2573161.6539 | 1989691.0073 | 1518616.3079 | 1142246.2172 | 843754.4625 | 608227.9636 | 423016.2145 | 277690.585
Scenario 6: Aggressive Fuel Sub Phase In | SCE | Res | HVAC | Res - Multi Family | Energy Efficiency | ROB | New Adoptions | 41.7571 | 84.9584 | 90.4056 | 95.3899 | 99.8834 | 103.6991 | 107.0128 | 109.8398 | 112.2014 | 114.1236 | 115.6382 | 116.7787 | 117.5766
Scenario 6: Aggressive Fuel Sub Phase In | SCE | Res | HVAC | Res - Multi Family | Energy Efficiency | ROB | Total Adoptions | 45.2012 | 93.3705 | 100.2574 | 106.7843 | 112.9173 | 118.3528 | 123.3577 | 127.9378 | 132.1063 | 135.8814 | 139.2875 | 142.3522 | 145.0982
Scenario 6: Aggressive Fuel Sub Phase In | SCE | Res | HVAC | Res - Single Family | Energy Efficiency | NEW | New Adoptions | 1710.0163 | 2267.4455 | 2605.5749 | 2732.2057 | 2898.559 | 2916.6202 | 2854.3389 | 2752.97 | 2644.1362 | 1.3103 | 1.2685 | 1.2286 | 1.1845
Scenario 6: Aggressive Fuel Sub Phase In | SCE | Res | HVAC | Res - Single Family | Energy Efficiency | NEW | Total Adoptions | 1710.0163 | 2267.4455 | 2605.5749 | 2732.2057 | 2898.559 | 2916.6202 | 2854.3389 | 2752.97 | 2644.1362 | 1.3103 | 1.2685 | 1.2286 | 1.1845
Scenario 6: Aggressive Fuel Sub Phase In | SCE | Res | HVAC | Res - Single Family | Energy Efficiency | RET | New Adoptions | 43802718.9536 | 36020638.9911 | 28942392.3977 | 22799020.5584 | 17660552.2152 | 13485329.8697 | 10168276.2873 | 7578278.0978 | 5582577.362 | 4060193.6654 | 2907664.652 | 2040119.8343 | 1389901.9955
Scenario 6: Aggressive Fuel Sub Phase In | SCE | Res | HVAC | Res - Single Family | Energy Efficiency | RET | Total Adoptions | 54877686.5442 | 46321438.6232 | 38340727.7993 | 31229649.702 | 25111477.6187 | 19985483.3873 | 15775130.1528 | 12366892.3141 | 9636771.8296 | 7465956.9861 | 5748581.8946 | 4394458.4218 | 3328968.9453
Scenario 6: Aggressive Fuel Sub Phase In | SCE | Res | HVAC | Res - Single Family | Energy Efficiency | ROB | New Adoptions | 10192.8122 | 10927.0719 | 11626.4119 | 12267.2856 | 12854.6061 | 13383.1317 | 13850.5893 | 14256.8509 | 9.4447 | 9.5963 | 9.713 | 9.7972 | 9.8519
Scenario 6: Aggressive Fuel Sub Phase In | SCE | Res | HVAC | Res - Single Family | Energy Efficiency | ROB | Total Adoptions | 10920.893 | 11804.5559 | 12670.612 | 13491.046 | 14272.0589 | 15005.7349 | 15687.9384 | 16317.2045 | 11.1272 | 11.444 | 11.7302 | 11.9878 | 12.2187
Scenario 6: Aggressive Fuel Sub Phase In | SCE | Res | WaterHeat | Res - Multi Family | Energy Efficiency | NEW | New Adoptions | 37.0647 | 36.8126 | 38.6155 | 39.1461 | 39.7135 | 38.5492 | 37.9826 | 37.1692 | 36.1849 | 35.1125 | 34.1063 | 33.3329 | 32.5452
Scenario 6: Aggressive Fuel Sub Phase In | SCE | Res | WaterHeat | Res - Multi Family | Energy Efficiency | NEW | Total Adoptions | 37.0647 | 36.8126 | 38.6155 | 39.1461 | 39.7135 | 38.5492 | 37.9826 | 37.1692 | 36.1849 | 35.1125 | 34.1063 | 33.3329 | 32.5452
Scenario 6: Aggressive Fuel Sub Phase In | SCE | Res | WaterHeat | Res - Multi Family | Energy Efficiency | RET | New Adoptions | 5.4407 | 5.4831 | 5.5235 | 5.5624 | 5.6001 | 5.6369 | 5.6729 | 5.7082 | 5.7429 | 5.7768 | 5.8102 | 5.843 | 5.8752
Scenario 6: Aggressive Fuel Sub Phase In | SCE | Res | WaterHeat | Res - Multi Family | Energy Efficiency | RET | Total Adoptions | 36.8674 | 33.8219 | 31.0837 | 28.6222 | 26.4099 | 24.4221 | 22.6363 | 21.0324 | 19.592 | 18.2988 | 17.1381 | 16.0965 | 15.1621
Scenario 6: Aggressive Fuel Sub Phase In | SCE | Res | WaterHeat | Res - Multi Family | Energy Efficiency | ROB | New Adoptions | 74.4271 | 81.0448 | 87.7133 | 94.4069 | 101.1201 | 107.8103 | 114.48 | 121.1256 | 127.7421 | 134.3204 | 140.8554 | 150.258 | 161.2846
Scenario 6: Aggressive Fuel Sub Phase In | SCE | Res | WaterHeat | Res - Multi Family | Energy Efficiency | ROB | Total Adoptions | 165.7673 | 175.6223 | 185.4905 | 195.3429 | 205.1952 | 214.9837 | 224.7413 | 234.4766 | 244.1939 | 253.8912 | 263.5721 | 277.0655 | 292.5569
Scenario 6: Aggressive Fuel Sub Phase In | SCE | Res | WaterHeat | Res - Single Family | Energy Efficiency | NEW | New Adoptions | 14.2994 | 20.2948 | 23.2444 | 23.7238 | 25.2755 | 25.617 | 25.3353 | 24.7644 | 24.1674 | 21.6787 | 21.1867 | 23.3748 | 22.8285
Scenario 6: Aggressive Fuel Sub Phase In | SCE | Res | WaterHeat | Res - Single Family | Energy Efficiency | NEW | Total Adoptions | 14.2994 | 20.2948 | 23.2444 | 23.7238 | 25.2755 | 25.617 | 25.3353 | 24.7644 | 24.1674 | 21.6787 | 21.1867 | 23.3748 | 22.8285
Scenario 6: Aggressive Fuel Sub Phase In | SCE | Res | WaterHeat | Res - Single Family | Energy Efficiency | RET | New Adoptions | 1.9893 | 1.9977 | 2.0054 | 2.0127 | 2.0197 | 2.0265 | 2.0332 | 2.0399 | 2.0465 | 2.053 | 2.0595 | 2.066 | 2.0725
Scenario 6: Aggressive Fuel Sub Phase In | SCE | Res | WaterHeat | Res - Single Family | Energy Efficiency | RET | Total Adoptions | 9.0043 | 8.3311 | 7.7255 | 7.1809 | 6.6913 | 6.2512 | 5.8558 | 5.5006 | 5.1816 | 4.8951 | 4.638 | 4.4073 | 4.2004
Scenario 6: Aggressive Fuel Sub Phase In | SCE | Res | WaterHeat | Res - Single Family | Energy Efficiency | ROB | New Adoptions | 80.9448 | 88.52 | 95.9633 | 103.2461 | 110.4131 | 117.4555 | 124.3718 | 131.165 | 118.9007 | 124.8032 | 131.0259 | 137.9501 | 145.0117
Scenario 6: Aggressive Fuel Sub Phase In | SCE | Res | WaterHeat | Res - Single Family | Energy Efficiency | ROB | Total Adoptions | 132.0669 | 142.965 | 153.8746 | 164.7015 | 175.5235 | 186.3002 | 197.0137 | 207.6589 | 191.7107 | 201.0144 | 210.829 | 221.6402 | 232.6878
Scenario 6: Aggressive Fuel Sub Phase In | SCE | Res | WholeBlg | Res - Multi Family | Energy Efficiency | NEW | New Adoptions | 0 | 0 | 0 | 0 | 47.2166 | 43.6932 | 40.5123 | 37.3149 | 34.1929 | 31.183 | 28.6463 | 26.616 | 24.7057
Scenario 6: Aggressive Fuel Sub Phase In | SCE | Res | WholeBlg | Res - Multi Family | Energy Efficiency | NEW | Total Adoptions | 0 | 0 | 0 | 0 | 47.2166 | 43.6932 | 40.5123 | 37.3149 | 34.1929 | 31.183 | 28.6463 | 26.616 | 24.7057
Scenario 6: Aggressive Fuel Sub Phase In | SCE | Res | WholeBlg | Res - Single Family | Energy Efficiency | NEW | New Adoptions | 0 | 0 | 119.1467 | 119.4936 | 115.8498 | 108.3098 | 99.3585 | 90.1729 | 81.7702 | 73.9974 | 67.214 | 61.6045 | 56.4371
Scenario 6: Aggressive Fuel Sub Phase In | SCE | Res | WholeBlg | Res - Single Family | Energy Efficiency | NEW | Total Adoptions | 0 | 0 | 119.1467 | 119.4936 | 115.8498 | 108.3098 | 99.3585 | 90.1729 | 81.7702 | 73.9974 | 67.214 | 61.6045 | 56.4371
Scenario 6: Aggressive Fuel Sub Phase In | SCG | Com | AppPlug | Com - College | Energy Efficiency | RET | New Adoptions | 0 | 0 | 0 | 0 | 0 | 0 | 0 | 0 | 0 | 0 | 0 | 0 | 29.0005
Scenario 6: Aggressive Fuel Sub Phase In | SCG | Com | AppPlug | Com - College | Energy Efficiency | RET | Total Adoptions | 0 | 0 | 0 | 0 | 0 | 0 | 0 | 0 | 0 | 0 | 0 | 0 | 31.1108
Scenario 6: Aggressive Fuel Sub Phase In | SCG | Com | AppPlug | Com - Health | Energy Efficiency | NEW | New Adoptions | 5489.9891 | 6425.9363 | 7255.9047 | 7206.15 | 7330.591 | 7372.0211 | 7590.7633 | 7617.4098 | 7631.3641 | 7488.2121 | 7305.6951 | 7504.0291 | 7756.0169
Scenario 6: Aggressive Fuel Sub Phase In | SCG | Com | AppPlug | Com - Health | Energy Efficiency | NEW | Total Adoptions | 5489.9891 | 6425.9363 | 7255.9047 | 7206.15 | 7330.591 | 7372.0211 | 7590.7633 | 7617.4098 | 7631.3641 | 7488.2121 | 7305.6951 | 7504.0291 | 7756.0169
Scenario 6: Aggressive Fuel Sub Phase In | SCG | Com | AppPlug | Com - Health | Energy Efficiency | RET | New Adoptions | 20394.692 | 22368.9471 | 24260.5176 | 25987.1734 | 27459.1268 | 28586.2191 | 29287.0882 | 29499.1972 | 29188.0141 | 28353.3865 | 27031.4564 | 25291.3523 | 23227.1157
Scenario 6: Aggressive Fuel Sub Phase In | SCG | Com | AppPlug | Com - Health | Energy Efficiency | RET | Total Adoptions | 20891.685 | 22929.4001 | 24887.6559 | 26683.0714 | 28224.3705 | 29419.6005 | 30185.3738 | 30457.014 | 30197.8877 | 29405.9478 | 28115.8107 | 26395.5771 | 24338.8353
Scenario 6: Aggressive Fuel Sub Phase In | SCG | Com | AppPlug | Com - Lodging | Energy Efficiency | NEW | New Adoptions | 7282.5043 | 8300.819 | 9286.6787 | 9377.3112 | 9542.4766 | 9724.3926 | 9899.3435 | 10053.3743 | 10142.7694 | 10197.0341 | 10267.8896 | 10318.3325 | 10360.5862
Scenario 6: Aggressive Fuel Sub Phase In | SCG | Com | AppPlug | Com - Lodging | Energy Efficiency | NEW | Total Adoptions | 7282.5043 | 8300.819 | 9286.6787 | 9377.3112 | 9542.4766 | 9724.3926 | 9899.3435 | 10053.3743 | 10142.7694 | 10197.0341 | 10267.8896 | 10318.3325 | 10360.5862
Scenario 6: Aggressive Fuel Sub Phase In | SCG | Com | AppPlug | Com - Lodging | Energy Efficiency | RET | New Adoptions | 13728.3592 | 14931.3904 | 20674.1145 | 21326.6203 | 21735.3428 | 21903.5088 | 21836.1929 | 21535.2538 | 20998.8941 | 20225.4172 | 19218.8686 | 17994.0566 | 16681.5125
Scenario 6: Aggressive Fuel Sub Phase In | SCG | Com | AppPlug | Com - Lodging | Energy Efficiency | RET | Total Adoptions | 14085.1237 | 15328.1517 | 22032.4415 | 22710.1149 | 23126.2312 | 23284.1559 | 23190.8517 | 22851.1224 | 22266.441 | 21438.1262 | 20372.6477 | 19086.5478 | 17715.5721
Scenario 6: Aggressive Fuel Sub Phase In | SCG | Com | AppPlug | Com - Other | Energy Efficiency | NEW | New Adoptions | 1234.8786 | 1430.9069 | 1638.9694 | 1851.4643 | 87.4747 | 4428.704 | 2504.0045 | 2713.1404 | 2894.717 | 3078.0111 | 3253.071 | 3407.3056 | 3556.9183
Scenario 6: Aggressive Fuel Sub Phase In | SCG | Com | AppPlug | Com - Other | Energy Efficiency | NEW | Total Adoptions | 1234.8786 | 1430.9069 | 1638.9694 | 1851.4643 | 87.4747 | 4428.704 | 2504.0045 | 2713.1404 | 2894.717 | 3078.0111 | 3253.071 | 3407.3056 | 3556.9183
Scenario 6: Aggressive Fuel Sub Phase In | SCG | Com | AppPlug | Com - Other | Energy Efficiency | RET | New Adoptions | 0 | 0 | 0 | 14699.0304 | 13607.7477 | 12139.6402 | 10424.8059 | 8606.4109 | 6814.8984 | 5150.4301 | 3675.9364 | 2419.633 | 1382.7476
Scenario 6: Aggressive Fuel Sub Phase In | SCG | Com | AppPlug | Com - Other | Energy Efficiency | RET | Total Adoptions | 0 | 0 | 0 | 17508.3861 | 16399.5421 | 14858.6614 | 13017.0151 | 11024.4346 | 9021.9133 | 7122.0593 | 5400.2772 | 3895.891 | 2619.0638
Scenario 6: Aggressive Fuel Sub Phase In | SCG | Com | BldgEnv | Com - College | Energy Efficiency | NEW | New Adoptions | 13940.155 | 14952.7604 | 16271.2296 | 17670.7102 | 18529.3844 | 19869.1068 | 21145.2256 | 21967.7706 | 22701.1891 | 23172.6157 | 23717.7208 | 25125.9659 | 25560.6947
Scenario 6: Aggressive Fuel Sub Phase In | SCG | Com | BldgEnv | Com - College | Energy Efficiency | NEW | Total Adoptions | 13940.155 | 14952.7604 | 16271.2296 | 17670.7102 | 18529.3844 | 19869.1068 | 21145.2256 | 21967.7706 | 22701.1891 | 23172.6157 | 23717.7208 | 25125.9659 | 25560.6947
Scenario 6: Aggressive Fuel Sub Phase In | SCG | Com | BldgEnv | Com - College | Energy Efficiency | RET | New Adoptions | 16218.8825 | 16080.1639 | 15432.2409 | 14154.0016 | 12449.4387 | 10477.0612 | 8405.6947 | 6384.5589 | 4524.4474 | 2891.0514 | 1510.3297 | 378.0843 | 194.0155
Scenario 6: Aggressive Fuel Sub Phase In | SCG | Com | BldgEnv | Com - College | Energy Efficiency | RET | Total Adoptions | 16260.0505 | 16121.3769 | 15473.4004 | 14194.9421 | 12489.9463 | 10516.8973 | 8444.6196 | 6422.3515 | 4560.919 | 2926.0528 | 1543.7528 | 409.8593 | 224.2018
Scenario 6: Aggressive Fuel Sub Phase In | SCG | Com | BldgEnv | Com - Grocery | Energy Efficiency | NEW | New Adoptions | 32427.6134 | 35058.5389 | 37264.9804 | 39617.2647 | 42042.3969 | 44434.8471 | 46479.6101 | 48700.4799 | 50539.2544 | 52048.735 | 53612.1984 | 54892.0821 | 56130.8678
Scenario 6: Aggressive Fuel Sub Phase In | SCG | Com | BldgEnv | Com - Grocery | Energy Efficiency | NEW | Total Adoptions | 32427.6134 | 35058.5389 | 37264.9804 | 39617.2647 | 42042.3969 | 44434.8471 | 46479.6101 | 48700.4799 | 50539.2544 | 52048.735 | 53612.1984 | 54892.0821 | 56130.8678
Scenario 6: Aggressive Fuel Sub Phase In | SCG | Com | BldgEnv | Com - Grocery | Energy Efficiency | RET | New Adoptions | 15054.6603 | 9559.329 | 4229.9445 | 677.3307 | 643.6589 | 611.3265 | 580.5969 | 551.4081 | 523.6846 | 497.3671 | 472.3915 | 448.7026 | 426.223
Scenario 6: Aggressive Fuel Sub Phase In | SCG | Com | BldgEnv | Com - Grocery | Energy Efficiency | RET | Total Adoptions | 15168.9449 | 9669.0656 | 4334.6573 | 776.8079 | 738.1622 | 701.1046 | 665.8861 | 632.4329 | 600.6581 | 570.4919 | 541.8601 | 514.6978 | 488.9184
Scenario 6: Aggressive Fuel Sub Phase In | SCG | Com | BldgEnv | Com - Health | Energy Efficiency | NEW | New Adoptions | 32656.0052 | 35640.7333 | 38914.8316 | 40591.4297 | 43087.4025 | 44967.2235 | 47825.5061 | 49373.219 | 50707.5133 | 50851.4347 | 50567.9699 | 52817.0088 | 55396.7317
Scenario 6: Aggressive Fuel Sub Phase In | SCG | Com | BldgEnv | Com - Health | Energy Efficiency | NEW | Total Adoptions | 32656.0052 | 35640.7333 | 38914.8316 | 40591.4297 | 43087.4025 | 44967.2235 | 47825.5061 | 49373.219 | 50707.5133 | 50851.4347 | 50567.9699 | 52817.0088 | 55396.7317
Scenario 6: Aggressive Fuel Sub Phase In | SCG | Com | BldgEnv | Com - Health | Energy Efficiency | RET | New Adoptions | 22765.4971 | 20126.6762 | 16758.9077 | 13017.9299 | 9246.8064 | 5716.429 | 2599.0019 | 819.5709 | 786.6485 | 755.0504 | 724.0171 | 691.6 | 658.9683
Scenario 6: Aggressive Fuel Sub Phase In | SCG | Com | BldgEnv | Com - Health | Energy Efficiency | RET | Total Adoptions | 22903.2082 | 20260.0366 | 16887.6936 | 13141.8783 | 9365.6633 | 5829.9846 | 2707.1116 | 922.2751 | 884.2175 | 847.741 | 812.0731 | 775.2532 | 738.4388
Scenario 6: Aggressive Fuel Sub Phase In | SCG | Com | BldgEnv | Com - Lodging | Energy Efficiency | NEW | New Adoptions | 165.4268 | 187.6375 | 212.2405 | 237.1877 | 265.6207 | 296.5151 | 329.498 | 364.2821 | 399.244 | 435.2509 | 474.5901 | 515.8521 | 559.7324
Scenario 6: Aggressive Fuel Sub Phase In | SCG | Com | BldgEnv | Com - Lodging | Energy Efficiency | NEW | Total Adoptions | 165.4268 | 187.6375 | 212.2405 | 237.1877 | 265.6207 | 296.5151 | 329.498 | 364.2821 | 399.244 | 435.2509 | 474.5901 | 515.8521 | 559.7324
Scenario 6: Aggressive Fuel Sub Phase In | SCG | Com | BldgEnv | Com - Lodging | Energy Efficiency | RET | New Adoptions | 641.1477 | 776.4582 | 938.3823 | 2091.7501 | 2516.6583 | 3019.0202 | 3609.3519 | 4297.858 | 5093.3726 | 6001.9313 | 7024.6674 | 8155.3106 | 9376.8535
Scenario 6: Aggressive Fuel Sub Phase In | SCG | Com | BldgEnv | Com - Lodging | Energy Efficiency | RET | Total Adoptions | 641.8227 | 777.2905 | 939.404 | 2092.9995 | 2518.1807 | 3020.869 | 3611.5895 | 4300.557 | 5096.616 | 6005.8132 | 7029.2924 | 8160.7924 | 9383.3123
Scenario 6: Aggressive Fuel Sub Phase In | SCG | Com | BldgEnv | Com - Office (Large) | Energy Efficiency | NEW | New Adoptions | 243626.9877 | 253453.0914 | 260859.797 | 267932.6888 | 275695.5879 | 282942.7059 | 287757.1384 | 291869.8895 | 292821.4352 | 292400.5438 | 292602.4423 | 291238.1496 | 290016.2294
Scenario 6: Aggressive Fuel Sub Phase In | SCG | Com | BldgEnv | Com - Office (Large) | Energy Efficiency | NEW | Total Adoptions | 243626.9877 | 253453.0914 | 260859.797 | 267932.6888 | 275695.5879 | 282942.7059 | 287757.1384 | 291869.8895 | 292821.4352 | 292400.5438 | 292602.4423 | 291238.1496 | 290016.2294
Scenario 6: Aggressive Fuel Sub Phase In | SCG | Com | BldgEnv | Com - Office (Large) | Energy Efficiency | RET | New Adoptions | 3945.2774 | 3748.775 | 3561.7275 | 3383.3651 | 3213.4964 | 3051.9475 | 2898.4236 | 2752.613 | 2614.1328 | 2482.685 | 2357.95 | 2239.6491 | 2127.3954
Scenario 6: Aggressive Fuel Sub Phase In | SCG | Com | BldgEnv | Com - Office (Large) | Energy Efficiency | RET | Total Adoptions | 4449.5337 | 4227.8185 | 4016.8188 | 3815.7019 | 3624.2163 | 3442.1314 | 3269.0983 | 3104.754 | 2948.6668 | 2800.4922 | 2659.8669 | 2526.4701 | 2399.8754
Scenario 6: Aggressive Fuel Sub Phase In | SCG | Com | BldgEnv | Com - Office (Small) | Energy Efficiency | NEW | New Adoptions | 34738.5703 | 37025.0468 | 39087.6397 | 41056.9538 | 0 | 417809.1659 | 42583.2677 | 43904.6796 | 45048.8794 | 46002.1248 | 46901.613 | 47644.7166 | 48339.3381
Scenario 6: Aggressive Fuel Sub Phase In | SCG | Com | BldgEnv | Com - Office (Small) | Energy Efficiency | NEW | Total Adoptions | 34738.5703 | 37025.0468 | 39087.6397 | 41056.9538 | 0 | 417809.1659 | 42583.2677 | 43904.6796 | 45048.8794 | 46002.1248 | 46901.613 | 47644.7166 | 48339.3381
Scenario 6: Aggressive Fuel Sub Phase In | SCG | Com | BldgEnv | Com - Office (Small) | Energy Efficiency | RET | New Adoptions | 7725.9964 | 4839.5573 | 2100.155 | 535.5155 | 508.855 | 483.2778 | 458.9715 | 435.8863 | 413.9616 | 393.1497 | 373.4 | 354.6681 | 336.893
Scenario 6: Aggressive Fuel Sub Phase In | SCG | Com | BldgEnv | Com - Office (Small) | Energy Efficiency | RET | Total Adoptions | 7818.6509 | 4928.6414 | 2185.1652 | 616.2752 | 585.5767 | 556.1634 | 528.2128 | 501.6656 | 476.4519 | 452.5155 | 429.7975 | 408.2457 | 387.7917
Scenario 6: Aggressive Fuel Sub Phase In | SCG | Com | BldgEnv | Com - Other | Energy Efficiency | NEW | New Adoptions | 62657.841 | 68059.7317 | 73418.7856 | 78488.1252 | 3526.8015 | 170681.9964 | 92906.8146 | 97149.9166 | 100525.5491 | 104149.0186 | 107708.8568 | 110821.2303 | 114032.1807
Scenario 6: Aggressive Fuel Sub Phase In | SCG | Com | BldgEnv | Com - Other | Energy Efficiency | NEW | Total Adoptions | 62657.841 | 68059.7317 | 73418.7856 | 78488.1252 | 3526.8015 | 170681.9964 | 92906.8146 | 97149.9166 | 100525.5491 | 104149.0186 | 107708.8568 | 110821.2303 | 114032.1807
Scenario 6: Aggressive Fuel Sub Phase In | SCG | Com | BldgEnv | Com - Other | Energy Efficiency | RET | New Adoptions | 43857.2334 | 38653.5437 | 32153.1393 | 100441.148 | 70963.6995 | 42816.2141 | 17557.3116 | 821.9176 | 781.1282 | 742.2879 | 705.3036 | 669.9789 | 636.33
Scenario 6: Aggressive Fuel Sub Phase In | SCG | Com | BldgEnv | Com - Other | Energy Efficiency | RET | Total Adoptions | 44018.4621 | 38811.691 | 32307.4805 | 101420.9463 | 71910.1047 | 43724.706 | 18424.2201 | 1645.4807 | 900.0853 | 855.2971 | 812.6623 | 771.9697 | 733.2213
Scenario 6: Aggressive Fuel Sub Phase In | SCG | Com | BldgEnv | Com - Refrig. Warehouse | Energy Efficiency | NEW | New Adoptions | 46900.2651 | 5228.5246 | 0 | 49812.7749 | 5632.5001 | 5879.5489 | 6160.8661 | 6391.898 | 6668.5731 | 6923.1322 | 7137.7493 | 7404.5829 | 7632.0693
Scenario 6: Aggressive Fuel Sub Phase In | SCG | Com | BldgEnv | Com - Refrig. Warehouse | Energy Efficiency | NEW | Total Adoptions | 46900.2651 | 5228.5246 | 0 | 49812.7749 | 5632.5001 | 5879.5489 | 6160.8661 | 6391.898 | 6668.5731 | 6923.1322 | 7137.7493 | 7404.5829 | 7632.0693
Scenario 6: Aggressive Fuel Sub Phase In | SCG | Com | BldgEnv | Com - Refrig. Warehouse | Energy Efficiency | RET | New Adoptions | 706.7264 | 12.3331 | 751.9014 | 1633.3647 | 1897.9223 | 2179.1407 | 2468.6335 | 2754.4844 | 3021.3006 | 3251.0066 | 3424.4082 | 3523.7048 | 3535.2983
Scenario 6: Aggressive Fuel Sub Phase In | SCG | Com | BldgEnv | Com - Refrig. Warehouse | Energy Efficiency | RET | Total Adoptions | 708.7544 | 14.2596 | 753.9146 | 1635.4924 | 1900.1939 | 2181.5862 | 2471.2827 | 2757.365 | 3024.4364 | 3254.4152 | 3428.099 | 3527.6767 | 3539.5387
Scenario 6: Aggressive Fuel Sub Phase In | SCG | Com | BldgEnv | Com - Restaurant | Energy Efficiency | NEW | New Adoptions | 35883.895 | 38878.6082 | 41817.1969 | 44752.2809 | 47768.33 | 50226.1881 | 52345.9631 | 54531.272 | 56529.2031 | 58252.3358 | 59944.2513 | 61396.169 | 62828.2944
Scenario 6: Aggressive Fuel Sub Phase In | SCG | Com | BldgEnv | Com - Restaurant | Energy Efficiency | NEW | Total Adoptions | 35883.895 | 38878.6082 | 41817.1969 | 44752.2809 | 47768.33 | 50226.1881 | 52345.9631 | 54531.272 | 56529.2031 | 58252.3358 | 59944.2513 | 61396.169 | 62828.2944
Scenario 6: Aggressive Fuel Sub Phase In | SCG | Com | BldgEnv | Com - Restaurant | Energy Efficiency | RET | New Adoptions | 1144.4907 | 1084.5963 | 1028.9209 | 976.9513 | 928.217 | 882.252 | 838.7701 | 797.5003 | 758.3078 | 720.9326 | 685.2465 | 650.988 | 618.2608
Scenario 6: Aggressive Fuel Sub Phase In | SCG | Com | BldgEnv | Com - Restaurant | Energy Efficiency | RET | Total Adoptions | 1283.2801 | 1216.4462 | 1154.1783 | 1095.9458 | 1041.2618 | 989.6445 | 940.793 | 894.422 | 850.3835 | 808.4045 | 768.3448 | 729.9314 | 693.257
Scenario 6: Aggressive Fuel Sub Phase In | SCG | Com | BldgEnv | Com - Retail | Energy Efficiency | NEW | New Adoptions | 122883.2663 | 133758.175 | 142796.2337 | 152048.559 | 0 | 359817.0251 | 177878.204 | 185980.6037 | 192575.4876 | 198400.6314 | 204260.6593 | 209133.4741 | 213924.7799
Scenario 6: Aggressive Fuel Sub Phase In | SCG | Com | BldgEnv | Com - Retail | Energy Efficiency | NEW | Total Adoptions | 122883.2663 | 133758.175 | 142796.2337 | 152048.559 | 0 | 359817.0251 | 177878.204 | 185980.6037 | 192575.4876 | 198400.6314 | 204260.6593 | 209133.4741 | 213924.7799
Scenario 6: Aggressive Fuel Sub Phase In | SCG | Com | BldgEnv | Com - Retail | Energy Efficiency | RET | New Adoptions | 78281.6682 | 65575.8875 | 50966.5598 | 1925.6211 | 26653.3697 | 12672.8047 | 1710.4887 | 1640.9666 | 1575.0334 | 1510.3325 | 1445.4443 | 1375.8343 | 1305.4405
Scenario 6: Aggressive Fuel Sub Phase In | SCG | Com | BldgEnv | Com - Retail | Energy Efficiency | RET | Total Adoptions | 78576.4021 | 65864.3157 | 51247.032 | 2192.0697 | 26909.7716 | 12917.8251 | 1943.2581 | 1862.0975 | 1785.1077 | 1709.9031 | 1635.0364 | 1555.9468 | 1476.5474
Scenario 6: Aggressive Fuel Sub Phase In | SCG | Com | BldgEnv | Com - School | Energy Efficiency | NEW | New Adoptions | 52847.1166 | 55476.5486 | 58079.6774 | 60334.8437 | 61525.9031 | 63283.3668 | 64280.4717 | 65133.4737 | 66055.1735 | 67054.4533 | 67689.5647 | 68614.7401 | 69050.1611
Scenario 6: Aggressive Fuel Sub Phase In | SCG | Com | BldgEnv | Com - School | Energy Efficiency | NEW | Total Adoptions | 52847.1166 | 55476.5486 | 58079.6774 | 60334.8437 | 61525.9031 | 63283.3668 | 64280.4717 | 65133.4737 | 66055.1735 | 67054.4533 | 67689.5647 | 68614.7401 | 69050.1611
Scenario 6: Aggressive Fuel Sub Phase In | SCG | Com | BldgEnv | Com - School | Energy Efficiency | RET | New Adoptions | 983.2391 | 934.2771 | 887.666 | 843.2116 | 800.8699 | 760.6004 | 722.3308 | 685.9843 | 651.4655 | 618.7007 | 587.6104 | 558.1256 | 530.1492
Scenario 6: Aggressive Fuel Sub Phase In | SCG | Com | BldgEnv | Com - School | Energy Efficiency | RET | Total Adoptions | 1110.0927 | 1054.788 | 1002.1514 | 951.9728 | 904.193 | 858.7573 | 815.5799 | 774.571 | 735.6228 | 698.6501 | 663.5623 | 630.28 | 598.6959
Scenario 6: Aggressive Fuel Sub Phase In | SCG | Com | BldgEnv | Com - Warehouse | Energy Efficiency | NEW | New Adoptions | 78882.0494 | 87094.9124 | 94007.0746 | 102291.2778 | 112179.6741 | 121289.4846 | 129275.9203 | 137550.9505 | 144372.7367 | 150879.9915 | 157356.66 | 162656.5805 | 168543.1653
Scenario 6: Aggressive Fuel Sub Phase In | SCG | Com | BldgEnv | Com - Warehouse | Energy Efficiency | NEW | Total Adoptions | 78882.0494 | 87094.9124 | 94007.0746 | 102291.2778 | 112179.6741 | 121289.4846 | 129275.9203 | 137550.9505 | 144372.7367 | 150879.9915 | 157356.66 | 162656.5805 | 168543.1653
Scenario 6: Aggressive Fuel Sub Phase In | SCG | Com | BldgEnv | Com - Warehouse | Energy Efficiency | RET | New Adoptions | 39602.4234 | 45238.7398 | 50765.4347 | 103365.3405 | 111395.7208 | 117213.6141 | 120181.2559 | 119854.9025 | 116084.8062 | 109071.739 | 99347.7256 | 87690.6756 | 74984.2022
Scenario 6: Aggressive Fuel Sub Phase In | SCG | Com | BldgEnv | Com - Warehouse | Energy Efficiency | RET | Total Adoptions | 39754.1944 | 45393.8785 | 50925.1453 | 103530.6586 | 111567.4317 | 117392.1705 | 120366.7104 | 120046.8684 | 116282.4592 | 109273.8656 | 99552.8132 | 87897.0303 | 75190.0754
Scenario 6: Aggressive Fuel Sub Phase In | SCG | Com | FoodServ | Com - College | Energy Efficiency | NEW | New Adoptions | 16.5823 | 17.5028 | 18.8539 | 20.3572 | 21.2908 | 22.825 | 24.3298 | 26.2826 | 27.3085 | 28.0501 | 28.907 | 30.8474 | 31.6216
Scenario 6: Aggressive Fuel Sub Phase In | SCG | Com | FoodServ | Com - College | Energy Efficiency | NEW | Total Adoptions | 16.5823 | 17.5028 | 18.8539 | 20.3572 | 21.2908 | 22.825 | 24.3298 | 26.2826 | 27.3085 | 28.0501 | 28.907 | 30.8474 | 31.6216
Scenario 6: Aggressive Fuel Sub Phase In | SCG | Com | FoodServ | Com - College | Energy Efficiency | ROB | New Adoptions | 48.5309 | 50.6536 | 52.3504 | 53.6815 | 54.6903 | 55.4392 | 59.3654 | 59.9023 | 60.2153 | 60.3772 | 60.4299 | 60.4026 | 60.3057
Scenario 6: Aggressive Fuel Sub Phase In | SCG | Com | FoodServ | Com - College | Energy Efficiency | ROB | Total Adoptions | 100.4344 | 104.3077 | 107.7417 | 110.7931 | 113.4718 | 115.8625 | 122.0275 | 124.1572 | 125.9499 | 127.4877 | 128.8281 | 130.0392 | 131.0995
Scenario 6: Aggressive Fuel Sub Phase In | SCG | Com | FoodServ | Com - College | Fuel Substitution | ROB | New Adoptions | 0.65002 | 0.73811 | 0.82554 | 0.91309 | 1.0011 | 1.0899 | 1.1799 | 1.2711 | 1.3641 | 1.4578 | 1.5511 | 1.6442 | 1.7358
Scenario 6: Aggressive Fuel Sub Phase In | SCG | Com | FoodServ | Com - College | Fuel Substitution | ROB | Total Adoptions | 0.75614 | 0.87467 | 0.99588 | 1.1204 | 1.2485 | 1.3804 | 1.5167 | 1.6571 | 1.8026 | 1.952 | 2.1042 | 2.2592 | 2.4159
Scenario 6: Aggressive Fuel Sub Phase In | SCG | Com | FoodServ | Com - Grocery | Energy Efficiency | NEW | New Adoptions | 152.5156 | 163.346 | 172.5161 | 182.693 | 193.5359 | 204.5458 | 214.2527 | 253.869 | 265.5318 | 275.7493 | 286.4958 | 295.9317 | 305.3273
Scenario 6: Aggressive Fuel Sub Phase In | SCG | Com | FoodServ | Com - Grocery | Energy Efficiency | NEW | Total Adoptions | 152.5156 | 163.346 | 172.5161 | 182.693 | 193.5359 | 204.5458 | 214.2527 | 253.869 | 265.5318 | 275.7493 | 286.4958 | 295.9317 | 305.3273
Scenario 6: Aggressive Fuel Sub Phase In | SCG | Com | FoodServ | Com - Grocery | Energy Efficiency | ROB | New Adoptions | 398.8551 | 417.7815 | 433.8594 | 447.4016 | 458.6939 | 467.7219 | 553.2811 | 564.3482 | 573.4062 | 581.3276 | 588.2947 | 594.4399 | 599.8726
Scenario 6: Aggressive Fuel Sub Phase In | SCG | Com | FoodServ | Com - Grocery | Energy Efficiency | ROB | Total Adoptions | 763.7586 | 796.7255 | 827.1334 | 855.2674 | 881.366 | 905.2333 | 1020.7453 | 1048.3815 | 1073.4333 | 1097.0189 | 1119.338 | 1140.4815 | 1160.5691
Scenario 6: Aggressive Fuel Sub Phase In | SCG | Com | FoodServ | Com - Grocery | Fuel Substitution | ROB | New Adoptions | 5.8944 | 6.6182 | 7.3223 | 8.013 | 8.6941 | 9.3715 | 10.0531 | 10.7373 | 11.4324 | 12.1253 | 12.8131 | 13.4919 | 14.1586
Scenario 6: Aggressive Fuel Sub Phase In | SCG | Com | FoodServ | Com - Grocery | Fuel Substitution | ROB | Total Adoptions | 6.8521 | 7.8372 | 8.8262 | 9.8233 | 10.8309 | 11.8539 | 12.9002 | 13.9679 | 15.0658 | 16.1809 | 17.3098 | 18.4483 | 19.5923
Scenario 6: Aggressive Fuel Sub Phase In | SCG | Com | FoodServ | Com - Health | Energy Efficiency | NEW | New Adoptions | 48.3409 | 52.1288 | 56.5321 | 58.7951 | 62.4061 | 65.2643 | 69.672 | 77.6776 | 80.4592 | 81.4263 | 81.7477 | 86.2238 | 91.3425
Scenario 6: Aggressive Fuel Sub Phase In | SCG | Com | FoodServ | Com - Health | Energy Efficiency | NEW | Total Adoptions | 48.3409 | 52.1288 | 56.5321 | 58.7951 | 62.4061 | 65.2643 | 69.672 | 77.6776 | 80.4592 | 81.4263 | 81.7477 | 86.2238 | 91.3425
Scenario 6: Aggressive Fuel Sub Phase In | SCG | Com | FoodServ | Com - Health | Energy Efficiency | ROB | New Adoptions | 118.2504 | 124.2445 | 129.3565 | 133.6586 | 137.2529 | 140.0959 | 159.3311 | 162.2272 | 164.5901 | 166.5738 | 168.2188 | 169.613 | 170.8055
Scenario 6: Aggressive Fuel Sub Phase In | SCG | Com | FoodServ | Com - Health | Energy Efficiency | ROB | Total Adoptions | 234.6515 | 245.3064 | 255.1805 | 264.25 | 272.6413 | 280.2101 | 307.3126 | 315.1255 | 322.2012 | 328.6825 | 334.5879 | 340.145 | 345.4263
Scenario 6: Aggressive Fuel Sub Phase In | SCG | Com | FoodServ | Com - Health | Fuel Substitution | ROB | New Adoptions | 1.6956 | 1.9214 | 2.144 | 2.3648 | 2.585 | 2.8065 | 3.0308 | 3.26 | 3.493 | 3.7259 | 3.9572 | 4.1875 | 4.4159
Scenario 6: Aggressive Fuel Sub Phase In | SCG | Com | FoodServ | Com - Health | Fuel Substitution | ROB | Total Adoptions | 1.9682 | 2.2721 | 2.5811 | 2.896 | 3.2178 | 3.5482 | 3.8887 | 4.2415 | 4.6056 | 4.9773 | 5.355 | 5.7389 | 6.1282
Scenario 6: Aggressive Fuel Sub Phase In | SCG | Com | FoodServ | Com - Lodging | Energy Efficiency | NEW | New Adoptions | 52.9695 | 56.158 | 59.5226 | 62.4287 | 65.7569 | 69.1494 | 72.4463 | 83.3715 | 86.4891 | 89.2313 | 92.0444 | 94.605 | 97.0243
Scenario 6: Aggressive Fuel Sub Phase In | SCG | Com | FoodServ | Com - Lodging | Energy Efficiency | NEW | Total Adoptions | 52.9695 | 56.158 | 59.5226 | 62.4287 | 65.7569 | 69.1494 | 72.4463 | 83.3715 | 86.4891 | 89.2313 | 92.0444 | 94.605 | 97.0243
Scenario 6: Aggressive Fuel Sub Phase In | SCG | Com | FoodServ | Com - Lodging | Energy Efficiency | ROB | New Adoptions | 106.3008 | 111.9762 | 116.8896 | 121.1334 | 124.7709 | 127.8142 | 150.0282 | 153.6279 | 156.7638 | 159.5454 | 162.0552 | 164.326 | 166.3657
Scenario 6: Aggressive Fuel Sub Phase In | SCG | Com | FoodServ | Com - Lodging | Energy Efficiency | ROB | Total Adoptions | 203.9102 | 213.8903 | 223.1794 | 231.8494 | 239.9829 | 247.5462 | 278.4844 | 287.1041 | 295.1456 | 302.7131 | 309.9247 | 316.8055 | 323.3516
Scenario 6: Aggressive Fuel Sub Phase In | SCG | Com | FoodServ | Com - Lodging | Fuel Substitution | ROB | New Adoptions | 1.5215 | 1.7154 | 1.9054 | 2.0926 | 2.2792 | 2.4663 | 2.6543 | 2.8453 | 3.0381 | 3.2308 | 3.4224 | 3.6122 | 3.7995
Scenario 6: Aggressive Fuel Sub Phase In | SCG | Com | FoodServ | Com - Lodging | Fuel Substitution | ROB | Total Adoptions | 1.7631 | 2.025 | 2.2894 | 2.5572 | 2.83 | 3.1089 | 3.3942 | 3.6879 | 3.989 | 4.2956 | 4.6065 | 4.9209 | 5.2379
Scenario 6: Aggressive Fuel Sub Phase In | SCG | Com | FoodServ | Com - Other | Energy Efficiency | NEW | New Adoptions | 205.8246 | 220.9122 | 236.2635 | 251.1209 | 11.2454 | 543.4428 | 295.8502 | 318.8563 | 331.1866 | 344.7082 | 358.3668 | 370.8434 | 383.9317
Scenario 6: Aggressive Fuel Sub Phase In | SCG | Com | FoodServ | Com - Other | Energy Efficiency | NEW | Total Adoptions | 205.8246 | 220.9122 | 236.2635 | 251.1209 | 11.2454 | 543.4428 | 295.8502 | 318.8563 | 331.1866 | 344.7082 | 358.3668 | 370.8434 | 383.9317
Scenario 6: Aggressive Fuel Sub Phase In | SCG | Com | FoodServ | Com - Other | Energy Efficiency | ROB | New Adoptions | 516.1031 | 547.5373 | 575.0103 | 598.9875 | 614.0193 | 637.2189 | 677.2324 | 692.602 | 706.2115 | 718.3406 | 729.2131 | 738.9787 | 747.3935
Scenario 6: Aggressive Fuel Sub Phase In | SCG | Com | FoodServ | Com - Other | Energy Efficiency | ROB | Total Adoptions | 1049.9721 | 1103.1242 | 1152.6393 | 1198.9986 | 1226.0218 | 1282.9757 | 1350.7117 | 1389.6467 | 1426.7619 | 1462.3616 | 1496.6622 | 1529.7528 | 1561.196
Scenario 6: Aggressive Fuel Sub Phase In | SCG | Com | FoodServ | Com - Other | Fuel Substitution | ROB | New Adoptions | 5.974 | 6.7577 | 7.522 | 8.2723 | 8.9477 | 9.7448 | 10.4782 | 11.2115 | 11.9381 | 12.6561 | 13.3632 | 14.0571 | 14.7463
Scenario 6: Aggressive Fuel Sub Phase In | SCG | Com | FoodServ | Com - Other | Fuel Substitution | ROB | Total Adoptions | 6.9209 | 7.9806 | 9.0487 | 10.1286 | 11.1609 | 12.3266 | 13.4578 | 14.61 | 15.776 | 16.9532 | 18.1383 | 19.3278 | 20.5297
Scenario 6: Aggressive Fuel Sub Phase In | SCG | Com | FoodServ | Com - Restaurant | Energy Efficiency | NEW | New Adoptions | 729.0581 | 783.2765 | 838.1369 | 894.7097 | 954.6324 | 1005.0572 | 1050.2494 | 1219.3441 | 1274.5962 | 1325.0301 | 1375.9356 | 1422.3308 | 1469.1678
Scenario 6: Aggressive Fuel Sub Phase In | SCG | Com | FoodServ | Com - Restaurant | Energy Efficiency | NEW | Total Adoptions | 729.0581 | 783.2765 | 838.1369 | 894.7097 | 954.6324 | 1005.0572 | 1050.2494 | 1219.3441 | 1274.5962 | 1325.0301 | 1375.9356 | 1422.3308 | 1469.1678
Scenario 6: Aggressive Fuel Sub Phase In | SCG | Com | FoodServ | Com - Restaurant | Energy Efficiency | ROB | New Adoptions | 1708.8352 | 1802.322 | 1883.6072 | 1956.8349 | 2022.4916 | 2078.2812 | 2430.6553 | 2496.2723 | 2555.0698 | 2607.9172 | 2656.2256 | 2700.8029 | 2740.4723
Scenario 6: Aggressive Fuel Sub Phase In | SCG | Com | FoodServ | Com - Restaurant | Energy Efficiency | ROB | Total Adoptions | 3213.7637 | 3374.4369 | 3523.8888 | 3668.3247 | 3807.973 | 3938.6675 | 4432.3933 | 4583.0828 | 4726.9743 | 4863.9355 | 4995.8965 | 5123.8361 | 5245.7448
Scenario 6: Aggressive Fuel Sub Phase In | SCG | Com | FoodServ | Com - Restaurant | Fuel Substitution | ROB | New Adoptions | 23.9158 | 26.8762 | 29.7536 | 32.57 | 35.3429 | 38.1152 | 40.873 | 43.6374 | 46.4157 | 49.1729 | 51.8999 | 54.586 | 57.2631
Scenario 6: Aggressive Fuel Sub Phase In | SCG | Com | FoodServ | Com - Restaurant | Fuel Substitution | ROB | Total Adoptions | 27.7153 | 31.7417 | 35.7822 | 39.8497 | 43.9549 | 48.1373 | 52.3811 | 56.7054 | 61.1172 | 65.5802 | 70.0827 | 74.6108 | 79.1944
Scenario 6: Aggressive Fuel Sub Phase In | SCG | Com | FoodServ | Com - Retail | Energy Efficiency | NEW | New Adoptions | 4.6026 | 5.1051 | 5.5795 | 6.1008 | 0 | 15.2939 | 7.7814 | 8.3866 | 8.9499 | 9.4988 | 10.0681 | 10.605 | 11.1506
Scenario 6: Aggressive Fuel Sub Phase In | SCG | Com | FoodServ | Com - Retail | Energy Efficiency | NEW | Total Adoptions | 4.6026 | 5.1051 | 5.5795 | 6.1008 | 0 | 15.2939 | 7.7814 | 8.3866 | 8.9499 | 9.4988 | 10.0681 | 10.605 | 11.1506
Scenario 6: Aggressive Fuel Sub Phase In | SCG | Com | FoodServ | Com - School | Energy Efficiency | NEW | New Adoptions | 83.5191 | 86.7245 | 90.1048 | 93.1511 | 94.7548 | 97.4116 | 99.0557 | 103.6394 | 105.5987 | 107.7843 | 109.4689 | 111.6931 | 113.1784
Scenario 6: Aggressive Fuel Sub Phase In | SCG | Com | FoodServ | Com - School | Energy Efficiency | NEW | Total Adoptions | 83.5191 | 86.7245 | 90.1048 | 93.1511 | 94.7548 | 97.4116 | 99.0557 | 103.6394 | 105.5987 | 107.7843 | 109.4689 | 111.6931 | 113.1784
Scenario 6: Aggressive Fuel Sub Phase In | SCG | Com | FoodServ | Com - School | Energy Efficiency | ROB | New Adoptions | 112.2642 | 117.4357 | 121.7706 | 125.3707 | 128.3004 | 130.6202 | 139.2842 | 141.1005 | 142.4927 | 143.5849 | 144.4226 | 145.0573 | 145.5085
Scenario 6: Aggressive Fuel Sub Phase In | SCG | Com | FoodServ | Com - School | Energy Efficiency | ROB | Total Adoptions | 236.2143 | 245.6377 | 254.2847 | 262.2214 | 269.4316 | 275.9732 | 290.3841 | 296.3551 | 301.7395 | 306.6975 | 311.2596 | 315.5011 | 319.4156
Scenario 6: Aggressive Fuel Sub Phase In | SCG | Com | FoodServ | Com - School | Fuel Substitution | ROB | New Adoptions | 1.1303 | 1.284 | 1.4362 | 1.5884 | 1.7413 | 1.8962 | 2.0527 | 2.2121 | 2.3743 | 2.5374 | 2.7004 | 2.8625 | 3.0227
Scenario 6: Aggressive Fuel Sub Phase In | SCG | Com | FoodServ | Com - School | Fuel Substitution | ROB | Total Adoptions | 1.3056 | 1.5096 | 1.7176 | 1.9307 | 2.1494 | 2.375 | 2.6071 | 2.8472 | 3.0952 | 3.3493 | 3.6084 | 3.8718 | 4.1382
Scenario 6: Aggressive Fuel Sub Phase In | SCG | Com | HVAC | Com - College | Energy Efficiency | NEW | New Adoptions | 22174.3812 | 22313.6079 | 22973.846 | 23778.6383 | 24091.2404 | 24934.8598 | 14195.759 | 2719.4946 | 2740.608 | 2701.0319 | 2746.647 | 2860.3103 | 2866.397
Scenario 6: Aggressive Fuel Sub Phase In | SCG | Com | HVAC | Com - College | Energy Efficiency | NEW | Total Adoptions | 22174.3812 | 22313.6079 | 22973.846 | 23778.6383 | 24091.2404 | 24934.8598 | 14195.759 | 2719.4946 | 2740.608 | 2701.0319 | 2746.647 | 2860.3103 | 2866.397
Scenario 6: Aggressive Fuel Sub Phase In | SCG | Com | HVAC | Com - College | Energy Efficiency | RET | New Adoptions | 0 | 0 | 0 | 0 | 0 | 0 | 0 | 0 | 0 | 0 | 0 | 0 | 0
Scenario 6: Aggressive Fuel Sub Phase In | SCG | Com | HVAC | Com - College | Energy Efficiency | RET | Total Adoptions | 0.91192 | 0.85112 | 0.79438 | 0.74142 | 0.692 | 0.64586 | 0.60281 | 0.56262 | 0.52511 | 0.4901 | 0.45743 | 0.42693 | 0.39847
Scenario 6: Aggressive Fuel Sub Phase In | SCG | Com | HVAC | Com - College | Energy Efficiency | ROB | New Adoptions | 62523.0967 | 60286.5141 | 58090.6458 | 55984.467 | 53987.1522 | 26057.9401 | 0 | 0 | 0 | 0 | 0 | 0 | 0
Scenario 6: Aggressive Fuel Sub Phase In | SCG | Com | HVAC | Com - College | Energy Efficiency | ROB | Total Adoptions | 112005.0833 | 112855.5195 | 113597.7389 | 114297.616 | 114959.2933 | 57825.5833 | 0 | 0 | 0 | 0 | 0 | 0 | 0
Scenario 6: Aggressive Fuel Sub Phase In | SCG | Com | HVAC | Com - College | Fuel Substitution | ROB | New Adoptions | 113.4883 | 114.8853 | 115.0255 | 114.2399 | 0.1043 | 0 | 0 | 0 | 0 | 0 | 0 | 0 | 0
Scenario 6: Aggressive Fuel Sub Phase In | SCG | Com | HVAC | Com - College | Fuel Substitution | ROB | Total Adoptions | 126.5789 | 130.1316 | 132.4549 | 133.8482 | 0.12304 | 0 | 0 | 0 | 0 | 0 | 0 | 0 | 0
Scenario 6: Aggressive Fuel Sub Phase In | SCG | Com | HVAC | Com - Grocery | Energy Efficiency | NEW | New Adoptions | 219.5297 | 224.8558 | 227.5042 | 231.3323 | 235.912 | 240.6616 | 243.959 | 248.6232 | 251.7779 | 253.7783 | 256.5128 | 258.3265 | 260.371
Scenario 6: Aggressive Fuel Sub Phase In | SCG | Com | HVAC | Com - Grocery | Energy Efficiency | NEW | Total Adoptions | 219.5297 | 224.8558 | 227.5042 | 231.3323 | 235.912 | 240.6616 | 243.959 | 248.6232 | 251.7779 | 253.7783 | 256.5128 | 258.3265 | 260.371
Scenario 6: Aggressive Fuel Sub Phase In | SCG | Com | HVAC | Com - Grocery | Energy Efficiency | RET | New Adoptions | 3.8873 | 3.9717 | 3.9681 | 3.8722 | 3.6862 | 3.4194 | 3.0874 | 2.71 | 2.3086 | 1.9038 | 1.513 | 1.1496 | 0.82199
Scenario 6: Aggressive Fuel Sub Phase In | SCG | Com | HVAC | Com - Grocery | Energy Efficiency | RET | Total Adoptions | 4.0804 | 4.1695 | 4.1704 | 4.0782 | 3.8949 | 3.6294 | 3.2971 | 2.9177 | 2.5127 | 2.1028 | 1.7055 | 1.3343 | 0.99805
Scenario 6: Aggressive Fuel Sub Phase In | SCG | Com | HVAC | Com - Grocery | Fuel Substitution | ROB | New Adoptions | 1794.1725 | 1768.6518 | 1725.036 | 1672.0102 | 237.7637 | 233.2673 | 229.3871 | 224.4351 | 218.8857 | 213.0393 | 207.0871 | 201.1524 | 195.3114
Scenario 6: Aggressive Fuel Sub Phase In | SCG | Com | HVAC | Com - Grocery | Fuel Substitution | ROB | Total Adoptions | 2372.1081 | 2417.7895 | 2439.7496 | 2446.1967 | 284.0217 | 282.6193 | 283.0656 | 282.3847 | 281.0059 | 279.1946 | 277.1174 | 274.8833 | 272.5604
Scenario 6: Aggressive Fuel Sub Phase In | SCG | Com | HVAC | Com - Health | Energy Efficiency | NEW | New Adoptions | 26339.6214 | 27020.6162 | 27939.1698 | 27782.3746 | 28277.4899 | 28441.2431 | 14837.9845 | 390.3101 | 391.0372 | 383.7072 | 374.3649 | 384.5457 | 397.4991
Scenario 6: Aggressive Fuel Sub Phase In | SCG | Com | HVAC | Com - Health | Energy Efficiency | NEW | Total Adoptions | 26339.6214 | 27020.6162 | 27939.1698 | 27782.3746 | 28277.4899 | 28441.2431 | 14837.9845 | 390.3101 | 391.0372 | 383.7072 | 374.3649 | 384.5457 | 397.4991
Scenario 6: Aggressive Fuel Sub Phase In | SCG | Com | HVAC | Com - Health | Energy Efficiency | RET | New Adoptions | 2616.8487 | 2687.1968 | 2694.3462 | 2635.3234 | 2512.5553 | 2333.9599 | 2111.8581 | 1861.2086 | 1597.4471 | 1334.6298 | 1084.0364 | 853.648 | 648.087
Scenario 6: Aggressive Fuel Sub Phase In | SCG | Com | HVAC | Com - Health | Energy Efficiency | RET | Total Adoptions | 2818.1214 | 2886.9945 | 2892.7988 | 2832.2584 | 2707.5283 | 2526.3078 | 2300.7688 | 2045.7973 | 1776.8297 | 1507.9852 | 1250.6527 | 1012.9505 | 799.6498
Scenario 6: Aggressive Fuel Sub Phase In | SCG | Com | HVAC | Com - Health | Energy Efficiency | ROB | New Adoptions | 64910.3887 | 62676.0667 | 60465.8877 | 58331.2035 | 56304.8627 | 27201.0703 | 0 | 0 | 0 | 0 | 0 | 0 | 0
Scenario 6: Aggressive Fuel Sub Phase In | SCG | Com | HVAC | Com - Health | Energy Efficiency | ROB | Total Adoptions | 112901.8827 | 114245.0254 | 115473.5876 | 116601.5624 | 117701.2396 | 59399.0313 | 0 | 0 | 0 | 0 | 0 | 0 | 0
Scenario 6: Aggressive Fuel Sub Phase In | SCG | Com | HVAC | Com - Health | Fuel Substitution | ROB | New Adoptions | 1693.813 | 1676.3791 | 1641.5412 | 1596.8394 | 213.3279 | 213.5669 | 212.0915 | 209.279 | 205.6275 | 201.4882 | 197.0955 | 192.6021 | 187.9452
Scenario 6: Aggressive Fuel Sub Phase In | SCG | Com | HVAC | Com - Health | Fuel Substitution | ROB | Total Adoptions | 2247.3346 | 2302.3772 | 2335.3663 | 2353.1807 | 253.0806 | 257.4909 | 260.2785 | 261.7371 | 262.3178 | 262.3352 | 261.998 | 261.4424 | 260.5328
Scenario 6: Aggressive Fuel Sub Phase In | SCG | Com | HVAC | Com - Lodging | Energy Efficiency | NEW | New Adoptions | 14105.3157 | 14220.2963 | 14368.9433 | 14410.4503 | 14558.9699 | 14729.6596 | 7601.8568 | 314.665 | 315.659 | 315.6901 | 316.3953 | 316.639 | 316.8158
Scenario 6: Aggressive Fuel Sub Phase In | SCG | Com | HVAC | Com - Lodging | Energy Efficiency | NEW | Total Adoptions | 14105.3157 | 14220.2963 | 14368.9433 | 14410.4503 | 14558.9699 | 14729.6596 | 7601.8568 | 314.665 | 315.659 | 315.6901 | 316.3953 | 316.639 | 316.8158
Scenario 6: Aggressive Fuel Sub Phase In | SCG | Com | HVAC | Com - Lodging | Energy Efficiency | RET | New Adoptions | 2195.8832 | 2227.3593 | 2202.2137 | 2119.3737 | 1982.8882 | 1801.7633 | 1588.6281 | 1357.8494 | 2 | 1.5853 | 1.2045 | 0.86728 | 0.57728
Scenario 6: Aggressive Fuel Sub Phase In | SCG | Com | HVAC | Com - Lodging | Energy Efficiency | RET | Total Adoptions | 2287.3185 | 2322.5982 | 2300.891 | 2220.892 | 2086.4514 | 1906.4301 | 1693.3777 | 1461.6506 | 2.1856 | 1.7655 | 1.3781 | 1.0331 | 0.73464
Scenario 6: Aggressive Fuel Sub Phase In | SCG | Com | HVAC | Com - Lodging | Energy Efficiency | ROB | New Adoptions | 23759.5037 | 22902.3266 | 22066.8213 | 21270.2742 | 20521.4643 | 9912.2798 | 0 | 0 | 0 | 0 | 0 | 0 | 0
Scenario 6: Aggressive Fuel Sub Phase In | SCG | Com | HVAC | Com - Lodging | Energy Efficiency | ROB | Total Adoptions | 44144.992 | 44686.2755 | 45183.6107 | 45654.7908 | 46118.245 | 23294.7501 | 0 | 0 | 0 | 0 | 0 | 0 | 0
Scenario 6: Aggressive Fuel Sub Phase In | SCG | Com | HVAC | Com - Lodging | Fuel Substitution | ROB | New Adoptions | 1424.6905 | 886.8321 | 857.797 | 831.3998 | 219.5348 | 95.6313 | 94.2726 | 92.4183 | 90.1963 | 87.9038 | 85.548 | 83.1858 | 80.8528
Scenario 6: Aggressive Fuel Sub Phase In | SCG | Com | HVAC | Com - Lodging | Fuel Substitution | ROB | Total Adoptions | 1899.3328 | 1209.0168 | 1211.8989 | 1215.5853 | 293.6734 | 115.7715 | 116.2224 | 116.156 | 115.6546 | 115.0542 | 114.3263 | 113.5219 | 112.6734
Scenario 6: Aggressive Fuel Sub Phase In | SCG | Com | HVAC | Com - Office (Large) | Energy Efficiency | NEW | New Adoptions | 348144.5988 | 341972.5614 | 334155.4774 | 327658.2219 | 323567.437 | 320228.4528 | 157729.7234 | 4.8361 | 4.7341 | 4.6265 | 4.5431 | 4.4478 | 4.3659
Scenario 6: Aggressive Fuel Sub Phase In | SCG | Com | HVAC | Com - Office (Large) | Energy Efficiency | NEW | Total Adoptions | 348144.5988 | 341972.5614 | 334155.4774 | 327658.2219 | 323567.437 | 320228.4528 | 157729.7234 | 4.8361 | 4.7341 | 4.6265 | 4.5431 | 4.4478 | 4.3659
Scenario 6: Aggressive Fuel Sub Phase In | SCG | Com | HVAC | Com - Office (Large) | Energy Efficiency | ROB | New Adoptions | 334355.3913 | 317781.5003 | 302095.6748 | 287526.5607 | 274149.1225 | 130977.9328 | 0 | 0 | 0 | 0 | 0 | 0 | 0
Scenario 6: Aggressive Fuel Sub Phase In | SCG | Com | HVAC | Com - Office (Large) | Energy Efficiency | ROB | Total Adoptions | 657759.6254 | 663256.6798 | 667950.8506 | 672276.1866 | 676549.509 | 340499.1166 | 0 | 0 | 0 | 0 | 0 | 0 | 0
Scenario 6: Aggressive Fuel Sub Phase In | SCG | Com | HVAC | Com - Office (Large) | Fuel Substitution | ROB | New Adoptions | 5.5328 | 5.2978 | 5.0185 | 4.7232 | 0 | 0 | 0 | 0 | 0 | 0 | 0 | 0 | 0
Scenario 6: Aggressive Fuel Sub Phase In | SCG | Com | HVAC | Com - Office (Large) | Fuel Substitution | ROB | Total Adoptions | 7.4786 | 7.433 | 7.3148 | 7.1521 | 0 | 0 | 0 | 0 | 0 | 0 | 0 | 0 | 0
Scenario 6: Aggressive Fuel Sub Phase In | SCG | Com | HVAC | Com - Office (Small) | Energy Efficiency | NEW | New Adoptions | 53320.5168 | 53676.2475 | 53816.4093 | 53889.2709 | 0 | 507659.752 | 50119.5913 | 4327.7587 | 4329.6698 | 4324.2306 | 4323.6753 | 4317.6985 | 4315.3693
Scenario 6: Aggressive Fuel Sub Phase In | SCG | Com | HVAC | Com - Office (Small) | Energy Efficiency | NEW | Total Adoptions | 53320.5168 | 53676.2475 | 53816.4093 | 53889.2709 | 0 | 507659.752 | 50119.5913 | 4327.7587 | 4329.6698 | 4324.2306 | 4323.6753 | 4317.6985 | 4315.3693
Scenario 6: Aggressive Fuel Sub Phase In | SCG | Com | HVAC | Com - Office (Small) | Energy Efficiency | RET | Total Adoptions | 1.2188 | 1.1375 | 1.0617 | 0.9909 | 0.92484 | 0.86318 | 0.80564 | 0.75193 | 0.7018 | 0.65501 | 0.61135 | 0.57059 | 0.53255
Scenario 6: Aggressive Fuel Sub Phase In | SCG | Com | HVAC | Com - Office (Small) | Energy Efficiency | ROB | New Adoptions | 91801.8848 | 88236.8214 | 84597.5981 | 81275.4042 | 67557.0892 | 68096.1917 | 0 | 0 | 0 | 0 | 0 | 0 | 0
Scenario 6: Aggressive Fuel Sub Phase In | SCG | Com | HVAC | Com - Office (Small) | Energy Efficiency | ROB | Total Adoptions | 161857.9843 | 163389.1082 | 164416.265 | 165626.2433 | 145810.6333 | 167921.9244 | 0 | 0 | 0 | 0 | 0 | 0 | 0
Scenario 6: Aggressive Fuel Sub Phase In | SCG | Com | HVAC | Com - Office (Small) | Fuel Substitution | ROB | New Adoptions | 65.5242 | 66.0357 | 65.8131 | 65.0525 | 0 | 0 | 0 | 0 | 0 | 0 | 0 | 0 | 0
Scenario 6: Aggressive Fuel Sub Phase In | SCG | Com | HVAC | Com - Office (Small) | Fuel Substitution | ROB | Total Adoptions | 72.354 | 73.998 | 74.9282 | 75.3245 | 0 | 0 | 0 | 0 | 0 | 0 | 0 | 0 | 0
Scenario 6: Aggressive Fuel Sub Phase In | SCG | Com | HVAC | Com - Other | Energy Efficiency | NEW | New Adoptions | 28400.9663 | 29014.54 | 29661.0342 | 30248.1923 | 1303.869 | 60832.5138 | 32064.7811 | 32588.779 | 32886.9489 | 33328.8414 | 33805.185 | 34193.6781 | 34661.831
Scenario 6: Aggressive Fuel Sub Phase In | SCG | Com | HVAC | Com - Other | Energy Efficiency | NEW | Total Adoptions | 28400.9663 | 29014.54 | 29661.0342 | 30248.1923 | 1303.869 | 60832.5138 | 32064.7811 | 32588.779 | 32886.9489 | 33328.8414 | 33805.185 | 34193.6781 | 34661.831
Scenario 6: Aggressive Fuel Sub Phase In | SCG | Com | HVAC | Com - Other | Energy Efficiency | RET | New Adoptions | 7.7919 | 7.7179 | 7.4045 | 6.871 | 6.1603 | 5.3317 | 4.4498 | 3.5744 | 2.7526 | 2.0157 | 1.3793 | 0.84637 | 0.4114
Scenario 6: Aggressive Fuel Sub Phase In | SCG | Com | HVAC | Com - Other | Energy Efficiency | RET | Total Adoptions | 690.6894 | 645.1233 | 602.349 | 562.1831 | 524.479 | 489.1195 | 456.0048 | 425.0416 | 7.732 | 6.6721 | 5.7313 | 4.912 | 4.2079
Scenario 6: Aggressive Fuel Sub Phase In | SCG | Com | HVAC | Com - Other | Fuel Substitution | ROB | New Adoptions | 7972.4315 | 8249.3158 | 8050.3608 | 7804.3955 | 12.7876 | 0.98607 | 0.97068 | 0.95164 | 0.93082 | 0.9093 | 0.88775 | 0.86656 | 0.84599
Scenario 6: Aggressive Fuel Sub Phase In | SCG | Com | HVAC | Com - Other | Fuel Substitution | ROB | Total Adoptions | 10597.7589 | 11333.5955 | 11456.207 | 11503.4895 | 19.3953 | 1.2128 | 1.2157 | 1.2143 | 1.2103 | 1.2047 | 1.1981 | 1.1909 | 1.1833
Scenario 6: Aggressive Fuel Sub Phase In | SCG | Com | HVAC | Com - Restaurant | Energy Efficiency | NEW | New Adoptions | 5148.9383 | 5260.2651 | 5371.9429 | 5491.6868 | 5628.8515 | 5709.7426 | 5764.7649 | 5839.3669 | 5905.4001 | 5954.0605 | 6010.3808 | 6052.8606 | 6103.0447
Scenario 6: Aggressive Fuel Sub Phase In | SCG | Com | HVAC | Com - Restaurant | Energy Efficiency | NEW | Total Adoptions | 5148.9383 | 5260.2651 | 5371.9429 | 5491.6868 | 5628.8515 | 5709.7426 | 5764.7649 | 5839.3669 | 5905.4001 | 5954.0605 | 6010.3808 | 6052.8606 | 6103.0447
Scenario 6: Aggressive Fuel Sub Phase In | SCG | Com | HVAC | Com - Restaurant | Energy Efficiency | RET | New Adoptions | 3.7649 | 3.942 | 4.0426 | 4.0533 | 3.9671 | 3.7851 | 3.5167 | 3.1794 | 2.7953 | 2.3888 | 1.9825 | 1.5952 | 1.2402
Scenario 6: Aggressive Fuel Sub Phase In | SCG | Com | HVAC | Com - Restaurant | Energy Efficiency | RET | Total Adoptions | 4.9897 | 5.1027 | 5.1438 | 5.0991 | 4.9609 | 4.7294 | 4.4138 | 4.0307 | 3.6023 | 3.1526 | 2.7042 | 2.2759 | 1.881
Scenario 6: Aggressive Fuel Sub Phase In | SCG | Com | HVAC | Com - Restaurant | Energy Efficiency | ROB | New Adoptions | 463.5163 | 452.5353 | 437.211 | 420.0148 | 402.5501 | 385.7407 | 370.0401 | 355.6493 | 342.5879 | 330.8235 | 320.2685 | 310.8659 | 302.4749
Scenario 6: Aggressive Fuel Sub Phase In | SCG | Com | HVAC | Com - Restaurant | Energy Efficiency | ROB | Total Adoptions | 707.1334 | 728.9539 | 744.8872 | 757.1572 | 767.3665 | 776.4447 | 784.9597 | 793.3244 | 801.7087 | 810.2125 | 818.8967 | 827.8276 | 836.9655
Scenario 6: Aggressive Fuel Sub Phase In | SCG | Com | HVAC | Com - Restaurant | Fuel Substitution | ROB | New Adoptions | 136.7659 | 137.934 | 137.5897 | 136.1445 | 0.13192 | 0.13059 | 0.12834 | 0.12558 | 0.12257 | 0.11947 | 0.11637 | 0.11332 | 0.11036
Scenario 6: Aggressive Fuel Sub Phase In | SCG | Com | HVAC | Com - Restaurant | Fuel Substitution | ROB | Total Adoptions | 152.5101 | 156.1968 | 158.3851 | 159.4481 | 0.15983 | 0.16098 | 0.16114 | 0.16069 | 0.15988 | 0.15884 | 0.15767 | 0.15642 | 0.15512
Scenario 6: Aggressive Fuel Sub Phase In | SCG | Com | HVAC | Com - Retail | Energy Efficiency | NEW | New Adoptions | 49472.4633 | 50441.2282 | 50890.2037 | 51594.6587 | 0 | 112691.0986 | 32451.0412 | 11147.3144 | 11251.6269 | 11334.4814 | 11440.8926 | 11512.2156 | 11597.9132
Scenario 6: Aggressive Fuel Sub Phase In | SCG | Com | HVAC | Com - Retail | Energy Efficiency | NEW | Total Adoptions | 49472.4633 | 50441.2282 | 50890.2037 | 51594.6587 | 0 | 112691.0986 | 32451.0412 | 11147.3144 | 11251.6269 | 11334.4814 | 11440.8926 | 11512.2156 | 11597.9132
Scenario 6: Aggressive Fuel Sub Phase In | SCG | Com | HVAC | Com - Retail | Energy Efficiency | RET | New Adoptions | 0 | 0 | 0 | 0 | 0 | 0 | 0 | 0 | 0 | 0 | 0 | 0 | 0
Scenario 6: Aggressive Fuel Sub Phase In | SCG | Com | HVAC | Com - Retail | Energy Efficiency | RET | Total Adoptions | 2.8648 | 2.6738 | 2.4955 | 2.3292 | 2.1739 | 2.029 | 1.8937 | 1.7674 | 1.6496 | 1.5396 | 1.437 | 1.3412 | 1.2518
Scenario 6: Aggressive Fuel Sub Phase In | SCG | Com | HVAC | Com - Retail | Energy Efficiency | ROB | New Adoptions | 79861.2267 | 76823.9114 | 73845.0642 | 70994.6803 | 67891.2414 | 32846.2464 | 0 | 0 | 0 | 0 | 0 | 0 | 0
Scenario 6: Aggressive Fuel Sub Phase In | SCG | Com | HVAC | Com - Retail | Energy Efficiency | ROB | Total Adoptions | 139237.784 | 140667.7421 | 141926.3088 | 143106.9676 | 141900.3883 | 72726.6898 | 0 | 0 | 0 | 0 | 0 | 0 | 0
Scenario 6: Aggressive Fuel Sub Phase In | SCG | Com | HVAC | Com - Retail | Fuel Substitution | ROB | New Adoptions | 371.766 | 375.1574 | 374.4333 | 370.7037 | 369.5232 | 370.1999 | 367.372 | 361.7267 | 26.6309 | 25.9505 | 25.2245 | 24.4777 | 0.29924
Scenario 6: Aggressive Fuel Sub Phase In | SCG | Com | HVAC | Com - Retail | Fuel Substitution | ROB | Total Adoptions | 414.5218 | 424.802 | 431.007 | 434.143 | 437.4823 | 445.0798 | 449.2958 | 450.6497 | 33.4484 | 33.3108 | 33.1194 | 32.8955 | 0.4188
Scenario 6: Aggressive Fuel Sub Phase In | SCG | Com | HVAC | Com - School | Energy Efficiency | NEW | New Adoptions | 123873.9807 | 75910.3205 | 75435.9022 | 74814.7474 | 73225.3873 | 64545.1989 | 63408.6309 | 11070.375 | 10951.1559 | 10875.8204 | 10768.9144 | 10732.2143 | 10640.1123
Scenario 6: Aggressive Fuel Sub Phase In | SCG | Com | HVAC | Com - School | Energy Efficiency | NEW | Total Adoptions | 123873.9807 | 75910.3205 | 75435.9022 | 74814.7474 | 73225.3873 | 64545.1989 | 63408.6309 | 11070.375 | 10951.1559 | 10875.8204 | 10768.9144 | 10732.2143 | 10640.1123
Scenario 6: Aggressive Fuel Sub Phase In | SCG | Com | HVAC | Com - School | Energy Efficiency | RET | New Adoptions | 0.86547 | 0 | 0 | 0 | 0 | 0 | 0 | 0 | 0 | 0 | 0 | 0 | 0
Scenario 6: Aggressive Fuel Sub Phase In | SCG | Com | HVAC | Com - School | Energy Efficiency | RET | Total Adoptions | 3.0386 | 2.0283 | 1.8931 | 1.7669 | 1.6491 | 1.5391 | 1.4365 | 1.3407 | 1.2514 | 1.1679 | 1.0901 | 1.0174 | 0.94958
Scenario 6: Aggressive Fuel Sub Phase In | SCG | Com | HVAC | Com - School | Energy Efficiency | ROB | New Adoptions | 81075.2452 | 77382.793 | 73860.0832 | 70558.5379 | 58579.0051 | 56023.8951 | 0 | 0 | 0 | 0 | 0 | 0 | 0
Scenario 6: Aggressive Fuel Sub Phase In | SCG | Com | HVAC | Com - School | Energy Efficiency | ROB | Total Adoptions | 159288.9348 | 160532.262 | 161630.6947 | 162658.6778 | 141986.018 | 142564.5813 | 0 | 0 | 0 | 0 | 0 | 0 | 0
Scenario 6: Aggressive Fuel Sub Phase In | SCG | Com | HVAC | Com - School | Fuel Substitution | ROB | New Adoptions | 97.7549 | 97.0606 | 95.2917 | 92.7785 | 0 | 0 | 0 | 0 | 0 | 0 | 0 | 0 | 0
Scenario 6: Aggressive Fuel Sub Phase In | SCG | Com | HVAC | Com - School | Fuel Substitution | ROB | Total Adoptions | 108.2548 | 109.139 | 108.9373 | 107.9558 | 0 | 0 | 0 | 0 | 0 | 0 | 0 | 0 | 0
Scenario 6: Aggressive Fuel Sub Phase In | SCG | Com | HVAC | Com - Warehouse | Energy Efficiency | NEW | New Adoptions | 0.17108 | 0.18089 | 0.18722 | 0.19582 | 0.20706 | 0.21658 | 0.22405 | 0.23212 | 0.23791 | 0.24347 | 0.24926 | 0.2535 | 0.25897
Scenario 6: Aggressive Fuel Sub Phase In | SCG | Com | HVAC | Com - Warehouse | Energy Efficiency | NEW | Total Adoptions | 0.17108 | 0.18089 | 0.18722 | 0.19582 | 0.20706 | 0.21658 | 0.22405 | 0.23212 | 0.23791 | 0.24347 | 0.24926 | 0.2535 | 0.25897
Scenario 6: Aggressive Fuel Sub Phase In | SCG | Com | HVAC | Com - Warehouse | Fuel Substitution | ROB | New Adoptions | 939.9815 | 930.7068 | 911.7793 | 887.3803 | 0.22358 | 0.11325 | 0.11201 | 0.11025 | 0 | 0 | 0 | 0 | 0
Scenario 6: Aggressive Fuel Sub Phase In | SCG | Com | HVAC | Com - Warehouse | Fuel Substitution | ROB | Total Adoptions | 1243.8496 | 1273.9771 | 1291.8597 | 1301.3309 | 0.26687 | 0.13897 | 0.13991 | 0.14028 | 0 | 0 | 0 | 0 | 0
Scenario 6: Aggressive Fuel Sub Phase In | SCG | Com | WaterHeat | Com - College | Energy Efficiency | NEW | New Adoptions | 4693.5083 | 4709.1414 | 4841.2649 | 4623.358 | 4647.6533 | 4803.9954 | 2270.2536 | 0.92587 | 0.93351 | 0.93254 | 0.93656 | 0.97581 | 0.97833
Scenario 6: Aggressive Fuel Sub Phase In | SCG | Com | WaterHeat | Com - College | Energy Efficiency | NEW | Total Adoptions | 4693.5083 | 4709.1414 | 4841.2649 | 4623.358 | 4647.6533 | 4803.9954 | 2270.2536 | 0.92587 | 0.93351 | 0.93254 | 0.93656 | 0.97581 | 0.97833
Scenario 6: Aggressive Fuel Sub Phase In | SCG | Com | WaterHeat | Com - College | Energy Efficiency | RET | New Adoptions | 775.7709 | 474.4076 | 341.709 | 630.6807 | 330.8086 | 118.7815 | 46.0225 | 22.1903 | 0 | 0 | 0 | 0 | 0
Scenario 6: Aggressive Fuel Sub Phase In | SCG | Com | WaterHeat | Com - College | Energy Efficiency | RET | Total Adoptions | 2106.9194 | 1680.9743 | 1431.563 | 1912.7974 | 1471.4829 | 1129.3635 | 940.2878 | 813.6444 | 518.0163 | 469.7195 | 425.9854 | 386.3746 | 350.4999
Scenario 6: Aggressive Fuel Sub Phase In | SCG | Com | WaterHeat | Com - College | Energy Efficiency | ROB | New Adoptions | 10587.5316 | 10352.8665 | 8983.0155 | 8795.9884 | 8621.2298 | 3683.1005 | 5.9912 | 6.0339 | 6.0763 | 6.1181 | 6.1597 | 6.2038 | 6.2478
Scenario 6: Aggressive Fuel Sub Phase In | SCG | Com | WaterHeat | Com - College | Energy Efficiency | ROB | Total Adoptions | 25157.8141 | 25282.591 | 23925.745 | 24057.6437 | 24189.3247 | 11426.5799 | 18.5118 | 18.6286 | 18.7472 | 18.866 | 18.9862 | 19.115 | 19.2447
Scenario 6: Aggressive Fuel Sub Phase In | SCG | Com | WaterHeat | Com - College | Fuel Substitution | ROB | New Adoptions | 7061.1319 | 6933.8525 | 7293.3501 | 8079.3743 | 8767.6224 | 7736.4574 | 7780.5395 | 8213.8382 | 6209.4763 | 6225.0337 | 6175.9413 | 6090.1524 | 5983.2958
Scenario 6: Aggressive Fuel Sub Phase In | SCG | Com | WaterHeat | Com - College | Fuel Substitution | ROB | Total Adoptions | 8984.4501 | 8985.0005 | 9510.9592 | 10506.8272 | 11425.2545 | 9981.556 | 9794.879 | 10477.2786 | 8241.4948 | 8442.0184 | 8566.4231 | 8641.1638 | 8681.5693
Scenario 6: Aggressive Fuel Sub Phase In | SCG | Com | WaterHeat | Com - Grocery | Energy Efficiency | NEW | New Adoptions | 756.3597 | 769.5252 | 775.3216 | 786.3061 | 800.5724 | 815.8714 | 427.9045 | 29.8188 | 30.1909 | 30.427 | 30.7515 | 30.9653 | 31.2043
Scenario 6: Aggressive Fuel Sub Phase In | SCG | Com | WaterHeat | Com - Grocery | Energy Efficiency | NEW | Total Adoptions | 756.3597 | 769.5252 | 775.3216 | 786.3061 | 800.5724 | 815.8714 | 427.9045 | 29.8188 | 30.1909 | 30.427 | 30.7515 | 30.9653 | 31.2043
Scenario 6: Aggressive Fuel Sub Phase In | SCG | Com | WaterHeat | Com - Grocery | Energy Efficiency | RET | New Adoptions | 4741.8192 | 1733.1765 | 53.7847 | 1.3483 | 0.81273 | 0.41324 | 0.11629 | 0 | 0 | 0 | 0 | 0 | 0
Scenario 6: Aggressive Fuel Sub Phase In | SCG | Com | WaterHeat | Com - Grocery | Energy Efficiency | RET | Total Adoptions | 6010.1712 | 2899.2388 | 1113.1571 | 963.4503 | 874.6156 | 794.0563 | 720.9843 | 654.7961 | 594.5688 | 540.1358 | 490.7057 | 445.816 | 405.0471
Scenario 6: Aggressive Fuel Sub Phase In | SCG | Com | WaterHeat | Com - Grocery | Energy Efficiency | ROB | New Adoptions | 1243.9997 | 1219.244 | 1195.8208 | 1174.0101 | 1153.8791 | 637.6676 | 140.9891 | 142.1155 | 143.2445 | 144.3751 | 145.518 | 146.6724 | 147.84
Scenario 6: Aggressive Fuel Sub Phase In | SCG | Com | WaterHeat | Com - Grocery | Energy Efficiency | ROB | Total Adoptions | 3220.2402 | 3239.8597 | 3259.0618 | 3278.5548 | 3298.6814 | 1871.9367 | 426.977 | 429.8935 | 432.9118 | 436.008 | 439.1998 | 442.4697 | 445.8182
Scenario 6: Aggressive Fuel Sub Phase In | SCG | Com | WaterHeat | Com - Grocery | Fuel Substitution | ROB | New Adoptions | 129.3128 | 125.9256 | 122.874 | 120.4306 | 118.5231 | 117.0526 | 0 | 0 | 0 | 0 | 0 | 0 | 0
Scenario 6: Aggressive Fuel Sub Phase In | SCG | Com | WaterHeat | Com - Grocery | Fuel Substitution | ROB | Total Adoptions | 198.0946 | 199.3518 | 200.4835 | 201.8778 | 203.5344 | 205.4068 | 0 | 0 | 0 | 0 | 0 | 0 | 0
Scenario 6: Aggressive Fuel Sub Phase In | SCG | Com | WaterHeat | Com - Health | Energy Efficiency | NEW | New Adoptions | 8198.4627 | 8375.7232 | 8641.7687 | 8175.8685 | 8317.8824 | 8365.346 | 4093.4146 | 3.9363 | 3.9435 | 3.8695 | 3.7752 | 3.8777 | 4.0081
Scenario 6: Aggressive Fuel Sub Phase In | SCG | Com | WaterHeat | Com - Health | Energy Efficiency | NEW | Total Adoptions | 8198.4627 | 8375.7232 | 8641.7687 | 8175.8685 | 8317.8824 | 8365.346 | 4093.4146 | 3.9363 | 3.9435 | 3.8695 | 3.7752 | 3.8777 | 4.0081
Scenario 6: Aggressive Fuel Sub Phase In | SCG | Com | WaterHeat | Com - Health | Energy Efficiency | RET | New Adoptions | 3232.3358 | 7987.9098 | 5273.8189 | 3366.1219 | 2082.4129 | 1219.628 | 640.3631 | 271.6185 | 0 | 0 | 0 | 0 | 0
Scenario 6: Aggressive Fuel Sub Phase In | SCG | Com | WaterHeat | Com - Health | Energy Efficiency | RET | Total Adoptions | 4809.9596 | 9826.2925 | 6975.7159 | 4935.8592 | 3526.4243 | 2545.4507 | 1855.9889 | 1429.3203 | 685.7742 | 621.9812 | 564.7203 | 512.3296 | 464.8531
Scenario 6: Aggressive Fuel Sub Phase In | SCG | Com | WaterHeat | Com - Health | Energy Efficiency | ROB | New Adoptions | 14325.282 | 13994.8188 | 12717.7954 | 12439.8636 | 12181.9359 | 5513.8867 | 20.8271 | 21.0412 | 21.2527 | 21.4575 | 21.6546 | 21.8577 | 22.0683
Scenario 6: Aggressive Fuel Sub Phase In | SCG | Com | WaterHeat | Com - Health | Energy Efficiency | ROB | Total Adoptions | 34586.1492 | 34904.3633 | 33999.779 | 34310.6518 | 34626.2411 | 16875.8795 | 65.0085 | 65.6232 | 66.24 | 66.843 | 67.4284 | 68.0364 | 68.6717
Scenario 6: Aggressive Fuel Sub Phase In | SCG | Com | WaterHeat | Com - Health | Fuel Substitution | ROB | New Adoptions | 6200.0838 | 6099.1836 | 6333.834 | 7014.5809 | 7628.2984 | 8555.8754 | 8883.3624 | 9688.542 | 5357.5596 | 5389.2679 | 5361.5088 | 5299.3574 | 5217.1858
Scenario 6: Aggressive Fuel Sub Phase In | SCG | Com | WaterHeat | Com - Health | Fuel Substitution | ROB | Total Adoptions | 7948.4884 | 7965.1579 | 8344.8948 | 9211.915 | 10029.7526 | 11237.8795 | 11335.7108 | 12468.6582 | 7102.4363 | 7297.5184 | 7424.3338 | 7506.4817 | 7557.714
Scenario 6: Aggressive Fuel Sub Phase In | SCG | Com | WaterHeat | Com - Lodging | Energy Efficiency | NEW | New Adoptions | 58945.514 | 59209.9338 | 59719.3613 | 59121.084 | 59709.391 | 60405.4663 | 30164.5631 | 4.1089 | 4.1209 | 4.1207 | 4.1295 | 4.1323 | 4.134
Scenario 6: Aggressive Fuel Sub Phase In | SCG | Com | WaterHeat | Com - Lodging | Energy Efficiency | NEW | Total Adoptions | 58945.514 | 59209.9338 | 59719.3613 | 59121.084 | 59709.391 | 60405.4663 | 30164.5631 | 4.1089 | 4.1209 | 4.1207 | 4.1295 | 4.1323 | 4.134
Scenario 6: Aggressive Fuel Sub Phase In | SCG | Com | WaterHeat | Com - Lodging | Energy Efficiency | RET | New Adoptions | 8046.4673 | 5642.8758 | 3575.8558 | 1958.5279 | 807.965 | 257.5049 | 0 | 0 | 0 | 0 | 0 | 0 | 0
Scenario 6: Aggressive Fuel Sub Phase In | SCG | Com | WaterHeat | Com - Lodging | Energy Efficiency | RET | Total Adoptions | 11425.003 | 8667.1283 | 6234.5824 | 4253.4158 | 2760.4177 | 1904.6468 | 1389.3242 | 1183.3956 | 670.6276 | 580.8453 | 507.635 | 446.9877 | 396.0929
Scenario 6: Aggressive Fuel Sub Phase In | SCG | Com | WaterHeat | Com - Lodging | Energy Efficiency | ROB | New Adoptions | 67478.7142 | 65887.1258 | 63089.1021 | 61710.7557 | 60428.5516 | 29021.6906 | 16.9602 | 17.1477 | 17.3346 | 17.5207 | 17.7069 | 17.8935 | 18.0801
Scenario 6: Aggressive Fuel Sub Phase In | SCG | Com | WaterHeat | Com - Lodging | Energy Efficiency | ROB | Total Adoptions | 186670.3266 | 188611.0415 | 188805.521 | 190696.7747 | 192589.4308 | 96426.3713 | 52.5886 | 53.1324 | 53.6807 | 54.2318 | 54.7872 | 55.3465 | 55.9088
Scenario 6: Aggressive Fuel Sub Phase In | SCG | Com | WaterHeat | Com - Lodging | Fuel Substitution | ROB | New Adoptions | 9082.584 | 8916.3607 | 9409.0043 | 10319.979 | 11180.8646 | 11547.3057 | 11867.0111 | 12981.3912 | 7202.9408 | 7251.8599 | 7218.7612 | 7133.9186 | 7018.0273
Scenario 6: Aggressive Fuel Sub Phase In | SCG | Com | WaterHeat | Com - Lodging | Fuel Substitution | ROB | Total Adoptions | 11901.8038 | 11925.7694 | 12652.9762 | 13839.1179 | 15001.779 | 15003.3313 | 14922.1813 | 16463.9086 | 9420.4276 | 9683.8353 | 9852.4023 | 9954.0382 | 10008.3468
Scenario 6: Aggressive Fuel Sub Phase In | SCG | Com | WaterHeat | Com - Office (Large) | Energy Efficiency | NEW | New Adoptions | 38799.1493 | 37993.5888 | 37070.8101 | 33603.4313 | 33177.3389 | 32835.6504 | 14861.3056 | 0 | 0 | 0 | 0 | 0 | 0
Scenario 6: Aggressive Fuel Sub Phase In | SCG | Com | WaterHeat | Com - Office (Large) | Energy Efficiency | NEW | Total Adoptions | 38799.1493 | 37993.5888 | 37070.8101 | 33603.4313 | 33177.3389 | 32835.6504 | 14861.3056 | 0 | 0 | 0 | 0 | 0 | 0
Scenario 6: Aggressive Fuel Sub Phase In | SCG | Com | WaterHeat | Com - Office (Large) | Energy Efficiency | RET | New Adoptions | 0 | 0 | 0 | 0 | 0 | 0 | 0 | 0 | 0 | 0 | 0 | 0 | 0
Scenario 6: Aggressive Fuel Sub Phase In | SCG | Com | WaterHeat | Com - Office (Large) | Energy Efficiency | RET | Total Adoptions | 3535.5476 | 3194.6748 | 2887.6809 | 2611.0563 | 2361.6747 | 2136.7482 | 1933.7884 | 1750.5728 | 1512.9123 | 1374.2581 | 1248.3683 | 1134.0598 | 1030.2602
Scenario 6: Aggressive Fuel Sub Phase In | SCG | Com | WaterHeat | Com - Office (Large) | Energy Efficiency | ROB | New Adoptions | 28049.7634 | 27258.747 | 23360.3999 | 22738.5623 | 22183.4691 | 9424.2129 | 0 | 0 | 0 | 0 | 0 | 0 | 0
Scenario 6: Aggressive Fuel Sub Phase In | SCG | Com | WaterHeat | Com - Office (Large) | Energy Efficiency | ROB | Total Adoptions | 70732.4321 | 71142.8755 | 67185.5881 | 67513.6769 | 67861.5821 | 32081.1322 | 0 | 0 | 0 | 0 | 0 | 0 | 0
Scenario 6: Aggressive Fuel Sub Phase In | SCG | Com | WaterHeat | Com - Office (Large) | Fuel Substitution | ROB | New Adoptions | 16777.1389 | 16342.9947 | 18096.1011 | 20446.3881 | 22494.0927 | 23236.1643 | 25146.2045 | 27297.6476 | 17110.9813 | 17132.886 | 16950.7955 | 16640.4291 | 16257.9331
Scenario 6: Aggressive Fuel Sub Phase In | SCG | Com | WaterHeat | Com - Office (Large) | Fuel Substitution | ROB | Total Adoptions | 20913.1323 | 20667.1299 | 22764.3975 | 25553.9632 | 28107.224 | 28669.3454 | 30860.0883 | 33766.4176 | 22015.0835 | 22486.1983 | 22715.7223 | 22773.4011 | 22713.2466
Scenario 6: Aggressive Fuel Sub Phase In | SCG | Com | WaterHeat | Com - Office (Small) | Energy Efficiency | NEW | New Adoptions | 408.6624 | 410.495 | 411.0652 | 0 | 0 | 0 | 0 | 0 | 0 | 0 | 0 | 0 | 0
Scenario 6: Aggressive Fuel Sub Phase In | SCG | Com | WaterHeat | Com - Office (Small) | Energy Efficiency | NEW | Total Adoptions | 408.6624 | 410.495 | 411.0652 | 0 | 0 | 0 | 0 | 0 | 0 | 0 | 0 | 0 | 0
Scenario 6: Aggressive Fuel Sub Phase In | SCG | Com | WaterHeat | Com - Office (Small) | Energy Efficiency | RET | New Adoptions | 0 | 0 | 0 | 0 | 0 | 0 | 0 | 0 | 0 | 0 | 0 | 0 | 0
Scenario 6: Aggressive Fuel Sub Phase In | SCG | Com | WaterHeat | Com - Office (Small) | Energy Efficiency | RET | Total Adoptions | 1190.3389 | 1080.8508 | 981.4984 | 891.3342 | 809.6151 | 735.3185 | 667.8755 | 606.6489 | 551.0014 | 500.5388 | 454.7167 | 413.1058 | 375.3167
Scenario 6: Aggressive Fuel Sub Phase In | SCG | Com | WaterHeat | Com - Office (Small) | Energy Efficiency | ROB | New Adoptions | 804.7634 | 790.8415 | 0 | 0 | 0 | 0 | 0 | 0 | 0 | 0 | 0 | 0 | 0
Scenario 6: Aggressive Fuel Sub Phase In | SCG | Com | WaterHeat | Com - Office (Small) | Energy Efficiency | ROB | Total Adoptions | 990.1134 | 993.9766 | 0 | 0 | 0 | 0 | 0 | 0 | 0 | 0 | 0 | 0 | 0
Scenario 6: Aggressive Fuel Sub Phase In | SCG | Com | WaterHeat | Com - Office (Small) | Fuel Substitution | ROB | New Adoptions | 2386.1809 | 2337.2226 | 2591.7229 | 3161.1895 | 3203.0824 | 3858.0729 | 3992.3953 | 4186.8334 | 4269.1496 | 4276.7844 | 4237.5672 | 4170.2468 | 4087.6027
Scenario 6: Aggressive Fuel Sub Phase In | SCG | Com | WaterHeat | Com - Office (Small) | Fuel Substitution | ROB | Total Adoptions | 3020.9545 | 3010.7262 | 3333.2126 | 4005.3037 | 4053.3293 | 4823.2466 | 4985.2665 | 5312.3287 | 5526.1412 | 5659.6861 | 5738.16 | 5778.9689 | 5794.4107
Scenario 6: Aggressive Fuel Sub Phase In | SCG | Com | WaterHeat | Com - Other | Energy Efficiency | NEW | New Adoptions | 15370.1726 | 15717.428 | 16075.7666 | 14337.6351 | 618.2108 | 28853.1065 | 6560.1755 | 96.8999 | 97.8251 | 99.1821 | 100.6445 | 101.8451 | 103.2817
Scenario 6: Aggressive Fuel Sub Phase In | SCG | Com | WaterHeat | Com - Other | Energy Efficiency | NEW | Total Adoptions | 15370.1726 | 15717.428 | 16075.7666 | 14337.6351 | 618.2108 | 28853.1065 | 6560.1755 | 96.8999 | 97.8251 | 99.1821 | 100.6445 | 101.8451 | 103.2817
Scenario 6: Aggressive Fuel Sub Phase In | SCG | Com | WaterHeat | Com - Other | Energy Efficiency | RET | New Adoptions | 4502.7948 | 2232.5626 | 1301.6489 | 657.2681 | 213.0283 | 0 | 1.3999 | 0 | 0 | 0 | 0 | 0 | 0
Scenario 6: Aggressive Fuel Sub Phase In | SCG | Com | WaterHeat | Com - Other | Energy Efficiency | RET | Total Adoptions | 11404.3893 | 8481.8068 | 6945.0457 | 5743.576 | 4790.7239 | 4117.7859 | 3708.8858 | 3338.6921 | 2739.3902 | 2483.0589 | 2251.0727 | 2041.0695 | 1850.9233
Scenario 6: Aggressive Fuel Sub Phase In | SCG | Com | WaterHeat | Com - Other | Energy Efficiency | ROB | New Adoptions | 25749.2139 | 25237.4293 | 20542.8701 | 20164.579 | 19635.2016 | 7929.0903 | 437.7228 | 442.2312 | 446.7288 | 451.2673 | 455.8667 | 460.5287 | 465.268
Scenario 6: Aggressive Fuel Sub Phase In | SCG | Com | WaterHeat | Com - Other | Energy Efficiency | ROB | Total Adoptions | 55328.8647 | 55749.814 | 50783.1589 | 51202.3693 | 50907.6918 | 23942.9381 | 1342.4306 | 1354.8283 | 1367.4586 | 1380.418 | 1393.7277 | 1407.3508 | 1421.3204
Scenario 6: Aggressive Fuel Sub Phase In | SCG | Com | WaterHeat | Com - Other | Fuel Substitution | ROB | New Adoptions | 26847.6057 | 26356.3517 | 27467.1675 | 30371.3689 | 32655.2247 | 37061.1507 | 38679.8005 | 42138.9268 | 23257.3977 | 23373.1835 | 23228.3271 | 22921.5077 | 22521.5854
Scenario 6: Aggressive Fuel Sub Phase In | SCG | Com | WaterHeat | Com - Other | Fuel Substitution | ROB | Total Adoptions | 34313.9847 | 34306.163 | 36026.0146 | 39706.1986 | 42831.3598 | 48421.5543 | 49264.6808 | 54109.4038 | 30740.3948 | 31538.9578 | 32034.848 | 32319.9928 | 32460.5335
Scenario 6: Aggressive Fuel Sub Phase In | SCG | Com | WaterHeat | Com - Refrig. Warehouse | Energy Efficiency | NEW | New Adoptions | 391.5649 | 40.9302 | 0 | 141.507 | 15.3333 | 15.3893 | 15.6087 | 0 | 0 | 0 | 0 | 0 | 0
Scenario 6: Aggressive Fuel Sub Phase In | SCG | Com | WaterHeat | Com - Refrig. Warehouse | Energy Efficiency | NEW | Total Adoptions | 391.5649 | 40.9302 | 0 | 141.507 | 15.3333 | 15.3893 | 15.6087 | 0 | 0 | 0 | 0 | 0 | 0
Scenario 6: Aggressive Fuel Sub Phase In | SCG | Com | WaterHeat | Com - Refrig. Warehouse | Energy Efficiency | RET | New Adoptions | 442.7282 | 0 | 23.1604 | 0 | 0 | 0 | 0 | 0 | 0 | 0 | 0 | 0 | 0
Scenario 6: Aggressive Fuel Sub Phase In | SCG | Com | WaterHeat | Com - Refrig. Warehouse | Energy Efficiency | RET | Total Adoptions | 634.9026 | 174.2285 | 181.3339 | 143.4447 | 130.1049 | 118.0205 | 107.0714 | 97.1491 | 88.1558 | 80.0031 | 72.6113 | 65.909 | 59.83
Scenario 6: Aggressive Fuel Sub Phase In | SCG | Com | WaterHeat | Com - Refrig. Warehouse | Energy Efficiency | ROB | New Adoptions | 83.7838 | 82.4381 | 21.0182 | 21.8811 | 21.5084 | 21.2013 | 0 | 0 | 0 | 0 | 0 | 0 | 0
Scenario 6: Aggressive Fuel Sub Phase In | SCG | Com | WaterHeat | Com - Refrig. Warehouse | Energy Efficiency | ROB | Total Adoptions | 143.5735 | 144.5171 | 61.9754 | 68.8548 | 69.2739 | 69.8199 | 0 | 0 | 0 | 0 | 0 | 0 | 0
Scenario 6: Aggressive Fuel Sub Phase In | SCG | Com | WaterHeat | Com - Refrig. Warehouse | Fuel Substitution | ROB | New Adoptions | 204.4853 | 200.5526 | 204.8603 | 267.4315 | 305.2994 | 332.0086 | 297.1068 | 307.5778 | 313.7465 | 315.3269 | 313.4062 | 309.4214 | 304.2993
Scenario 6: Aggressive Fuel Sub Phase In | SCG | Com | WaterHeat | Com - Refrig. Warehouse | Fuel Substitution | ROB | Total Adoptions | 266.4983 | 267.2842 | 271.8266 | 343.2924 | 391.6692 | 429.7891 | 370.1068 | 390.6492 | 406.815 | 418.0408 | 425.2046 | 429.6445 | 432.251
Scenario 6: Aggressive Fuel Sub Phase In | SCG | Com | WaterHeat | Com - Restaurant | Energy Efficiency | NEW | New Adoptions | 2928.0746 | 2986.1831 | 3045.6278 | 2587.3476 | 2650.6595 | 2688.2475 | 2714.1912 | 179.726 | 181.8057 | 183.3633 | 185.1626 | 186.5343 | 188.1372
Scenario 6: Aggressive Fuel Sub Phase In | SCG | Com | WaterHeat | Com - Restaurant | Energy Efficiency | NEW | Total Adoptions | 2928.0746 | 2986.1831 | 3045.6278 | 2587.3476 | 2650.6595 | 2688.2475 | 2714.1912 | 179.726 | 181.8057 | 183.3633 | 185.1626 | 186.5343 | 188.1372
Scenario 6: Aggressive Fuel Sub Phase In | SCG | Com | WaterHeat | Com - Restaurant | Energy Efficiency | RET | New Adoptions | 0 | 0 | 0 | 0 | 0 | 0 | 0 | 0 | 0 | 0 | 0 | 0 | 0
Scenario 6: Aggressive Fuel Sub Phase In | SCG | Com | WaterHeat | Com - Restaurant | Energy Efficiency | RET | Total Adoptions | 738.4926 | 670.365 | 608.5726 | 552.519 | 501.6654 | 455.524 | 413.6538 | 375.6556 | 341.1679 | 309.8636 | 281.4465 | 255.6481 | 232.2254
Scenario 6: Aggressive Fuel Sub Phase In | SCG | Com | WaterHeat | Com - Restaurant | Energy Efficiency | ROB | New Adoptions | 4345.8125 | 4283.1549 | 3260.4423 | 3218.6075 | 3181.0364 | 3147.5317 | 732.5237 | 740.5143 | 748.5978 | 756.7652 | 765.0432 | 773.4269 | 781.9217
Scenario 6: Aggressive Fuel Sub Phase In | SCG | Com | WaterHeat | Com - Restaurant | Energy Efficiency | ROB | Total Adoptions | 11100.5847 | 11203.409 | 10018.9607 | 10116.4373 | 10217.1055 | 10319.9461 | 2277.6937 | 2301.1657 | 2325.1626 | 2349.5977 | 2374.5193 | 2399.8692 | 2425.668
Scenario 6: Aggressive Fuel Sub Phase In | SCG | Com | WaterHeat | Com - Restaurant | Fuel Substitution | ROB | New Adoptions | 2689.9801 | 2642.175 | 3140.0139 | 3862.4394 | 4494.4424 | 4932.5572 | 5057.6865 | 5218.3598 | 5341.007 | 5372.5131 | 5345.2005 | 5280.6638 | 5194.0048
Scenario 6: Aggressive Fuel Sub Phase In | SCG | Com | WaterHeat | Com - Restaurant | Fuel Substitution | ROB | Total Adoptions | 3374.495 | 3370.5996 | 3959.3619 | 4807.7105 | 5588.4697 | 6189.687 | 6381.7185 | 6707.0728 | 6994.0581 | 7183.1931 | 7303.7245 | 7375.5083 | 7412.8519
Scenario 6: Aggressive Fuel Sub Phase In | SCG | Com | WaterHeat | Com - Retail | Energy Efficiency | NEW | New Adoptions | 2487.8159 | 2532.6315 | 2552.9014 | 1293.4952 | 0 | 2826.6874 | 0 | 0 | 0 | 0 | 0 | 0 | 0
Scenario 6: Aggressive Fuel Sub Phase In | SCG | Com | WaterHeat | Com - Retail | Energy Efficiency | NEW | Total Adoptions | 2487.8159 | 2532.6315 | 2552.9014 | 1293.4952 | 0 | 2826.6874 | 0 | 0 | 0 | 0 | 0 | 0 | 0
Scenario 6: Aggressive Fuel Sub Phase In | SCG | Com | WaterHeat | Com - Retail | Energy Efficiency | RET | New Adoptions | 4965.1412 | 1659.1672 | 1076.4536 | 0 | 451.4087 | 170.2641 | 0 | 0 | 0 | 0 | 0 | 0 | 0
Scenario 6: Aggressive Fuel Sub Phase In | SCG | Com | WaterHeat | Com - Retail | Energy Efficiency | RET | Total Adoptions | 10177.6284 | 6405.5252 | 5388.1864 | 3895.0895 | 3981.5733 | 3364.902 | 2888.3216 | 2612.2333 | 2200.7183 | 2000.4778 | 1818.466 | 1653.0222 | 1502.6371
Scenario 6: Aggressive Fuel Sub Phase In | SCG | Com | WaterHeat | Com - Retail | Energy Efficiency | ROB | New Adoptions | 5219.3962 | 5131.6899 | 2528.049 | 2492.5936 | 2415.3768 | 0 | 0 | 0 | 0 | 0 | 0 | 0 | 0
Scenario 6: Aggressive Fuel Sub Phase In | SCG | Com | WaterHeat | Com - Retail | Energy Efficiency | ROB | Total Adoptions | 6367.792 | 6393.6579 | 3215.613 | 3234.2558 | 3176.2129 | 0 | 0 | 0 | 0 | 0 | 0 | 0 | 0
Scenario 6: Aggressive Fuel Sub Phase In | SCG | Com | WaterHeat | Com - Retail | Fuel Substitution | ROB | New Adoptions | 8506.6269 | 8347.4928 | 8756.1765 | 10595.476 | 12077.797 | 20698.1858 | 23172.8864 | 25238.2363 | 13910.4033 | 13971.2467 | 13876.9231 | 13685.2759 | 13436.5764
Scenario 6: Aggressive Fuel Sub Phase In | SCG | Com | WaterHeat | Com - Retail | Fuel Substitution | ROB | Total Adoptions | 10634.4158 | 10605.7916 | 11097.6699 | 13268.3989 | 15134.1333 | 26372.68 | 29571.1364 | 32459.0327 | 18405.5374 | 18869.1987 | 19152.3963 | 19308.9673 | 19377.4824
Scenario 6: Aggressive Fuel Sub Phase In | SCG | Com | WaterHeat | Com - School | Energy Efficiency | NEW | New Adoptions | 9791.0686 | 9678.5526 | 9594.4422 | 7977.1251 | 7807.0295 | 7744.9542 | 7620.8943 | 24.2543 | 24.0022 | 23.8469 | 23.6223 | 23.5511 | 23.3574
Scenario 6: Aggressive Fuel Sub Phase In | SCG | Com | WaterHeat | Com - School | Energy Efficiency | NEW | Total Adoptions | 9791.0686 | 9678.5526 | 9594.4422 | 7977.1251 | 7807.0295 | 7744.9542 | 7620.8943 | 24.2543 | 24.0022 | 23.8469 | 23.6223 | 23.5511 | 23.3574
Scenario 6: Aggressive Fuel Sub Phase In | SCG | Com | WaterHeat | Com - School | Energy Efficiency | RET | New Adoptions | 0.21921 | 0 | 0 | 0 | 0 | 0 | 0 | 0 | 0 | 0 | 0 | 0 | 0
Scenario 6: Aggressive Fuel Sub Phase In | SCG | Com | WaterHeat | Com - School | Energy Efficiency | RET | Total Adoptions | 1416.4051 | 1284.5953 | 1165.3772 | 1057.3475 | 959.4382 | 870.6861 | 791.0596 | 721.0972 | 650.9831 | 590.9854 | 536.5588 | 487.1802 | 442.3775
Scenario 6: Aggressive Fuel Sub Phase In | SCG | Com | WaterHeat | Com - School | Energy Efficiency | ROB | New Adoptions | 9363.8089 | 9125.2293 | 6691.6844 | 6548.8851 | 6416.93 | 6296.9788 | 87.4177 | 87.9633 | 88.5134 | 89.0757 | 89.6458 | 90.2354 | 90.8341
Scenario 6: Aggressive Fuel Sub Phase In | SCG | Com | WaterHeat | Com - School | Energy Efficiency | ROB | Total Adoptions | 23456.7432 | 23543.5489 | 20648.4921 | 20776.7695 | 20899.6851 | 21024.2343 | 270.13 | 271.7304 | 273.3592 | 275.0361 | 276.7456 | 278.5202 | 280.3303
Scenario 6: Aggressive Fuel Sub Phase In | SCG | Com | WaterHeat | Com - School | Fuel Substitution | ROB | New Adoptions | 6277.9305 | 6138.2632 | 7403.0504 | 9048.1935 | 10457.2176 | 16591.7328 | 17857.8922 | 19282.3094 | 12035.4846 | 12049.5273 | 11930.5975 | 11730.2804 | 11483.141
Scenario 6: Aggressive Fuel Sub Phase In | SCG | Com | WaterHeat | Com - School | Fuel Substitution | ROB | Total Adoptions | 7896.3712 | 7846.043 | 9315.399 | 11237.3077 | 12972.6628 | 20600.4018 | 22040.8408 | 24019.3827 | 15612.8989 | 15955.0103 | 16138.3684 | 16210.7648 | 16205.4615
Scenario 6: Aggressive Fuel Sub Phase In | SCG | Com | WaterHeat | Com - Warehouse | Energy Efficiency | NEW | New Adoptions | 1338.9721 | 1393.0938 | 1426.4963 | 1058.9703 | 1114.8109 | 1162.8822 | 360.6633 | 0 | 0 | 0 | 0 | 0 | 0
Scenario 6: Aggressive Fuel Sub Phase In | SCG | Com | WaterHeat | Com - Warehouse | Energy Efficiency | NEW | Total Adoptions | 1338.9721 | 1393.0938 | 1426.4963 | 1058.9703 | 1114.8109 | 1162.8822 | 360.6633 | 0 | 0 | 0 | 0 | 0 | 0
Scenario 6: Aggressive Fuel Sub Phase In | SCG | Com | WaterHeat | Com - Warehouse | Energy Efficiency | RET | New Adoptions | 9382.1244 | 3248.6191 | 1704.6037 | 1067.2806 | 621.6699 | 310.7751 | 94.2882 | 0 | 0 | 0 | 0 | 0 | 0
Scenario 6: Aggressive Fuel Sub Phase In | SCG | Com | WaterHeat | Com - Warehouse | Energy Efficiency | RET | Total Adoptions | 15334.2536 | 8665.8676 | 6615.8623 | 5509.6517 | 4633.2352 | 3928.963 | 3354.8801 | 2937.8328 | 2390.1552 | 2169.0061 | 1968.5131 | 1786.7197 | 1621.8584
Scenario 6: Aggressive Fuel Sub Phase In | SCG | Com | WaterHeat | Com - Warehouse | Energy Efficiency | ROB | New Adoptions | 3909.9269 | 3832.0755 | 2502.6216 | 2457.6226 | 2417.2196 | 588.723 | 0 | 0 | 0 | 0 | 0 | 0 | 0
Scenario 6: Aggressive Fuel Sub Phase In | SCG | Com | WaterHeat | Com - Warehouse | Energy Efficiency | ROB | Total Adoptions | 6461.3137 | 6478.2507 | 4918.3346 | 4940.8854 | 4967.218 | 1701.9619 | 0 | 0 | 0 | 0 | 0 | 0 | 0
Scenario 6: Aggressive Fuel Sub Phase In | SCG | Com | WaterHeat | Com - Warehouse | Fuel Substitution | ROB | New Adoptions | 5048.7505 | 4949.4957 | 5248.1605 | 6128.306 | 6922.9165 | 11459.9951 | 11464.4817 | 12445.9552 | 6844.4197 | 6872.1653 | 6825.8881 | 6735.0764 | 6619.9128
Scenario 6: Aggressive Fuel Sub Phase In | SCG | Com | WaterHeat | Com - Warehouse | Fuel Substitution | ROB | Total Adoptions | 6716.0025 | 6730.0107 | 7179.0508 | 8268.2294 | 9297.5335 | 15300.8688 | 14706.8225 | 16104.9248 | 9117.6644 | 9349.0981 | 9494.2685 | 9581.0759 | 9629.2093
Scenario 6: Aggressive Fuel Sub Phase In | SCG | Com | WholeBlg | Com - College | Energy Efficiency | NEW | New Adoptions | 0 | 0 | 0 | 0 | 0 | 0 | 0 | 0 | 0 | 0 | 0 | 0 | 0
Scenario 6: Aggressive Fuel Sub Phase In | SCG | Com | WholeBlg | Com - College | Energy Efficiency | NEW | Total Adoptions | 0 | 0 | 0 | 0 | 0 | 0 | 0 | 0 | 0 | 0 | 0 | 0 | 0
Scenario 6: Aggressive Fuel Sub Phase In | SCG | Com | WholeBlg | Com - Lodging | Energy Efficiency | NEW | New Adoptions | 0 | 0 | 0 | 0 | 0 | 0 | 0 | 0 | 0 | 0 | 0 | 0 | 0
Scenario 6: Aggressive Fuel Sub Phase In | SCG | Com | WholeBlg | Com - Lodging | Energy Efficiency | NEW | Total Adoptions | 0 | 0 | 0 | 0 | 0 | 0 | 0 | 0 | 0 | 0 | 0 | 0 | 0
Scenario 6: Aggressive Fuel Sub Phase In | SCG | Com | WholeBlg | Com - Office (Large) | Energy Efficiency | NEW | New Adoptions | 0 | 0 | 0 | 0 | 0 | 0 | 0 | 0 | 0 | 0 | 0 | 0 | 0
Scenario 6: Aggressive Fuel Sub Phase In | SCG | Com | WholeBlg | Com - Office (Large) | Energy Efficiency | NEW | Total Adoptions | 0 | 0 | 0 | 0 | 0 | 0 | 0 | 0 | 0 | 0 | 0 | 0 | 0
Scenario 6: Aggressive Fuel Sub Phase In | SCG | Com | WholeBlg | Com - Office (Small) | Energy Efficiency | NEW | New Adoptions | 0 | 0 | 0 | 0 | 0 | 0 | 0 | 0 | 0 | 0 | 0 | 0 | 0
Scenario 6: Aggressive Fuel Sub Phase In | SCG | Com | WholeBlg | Com - Office (Small) | Energy Efficiency | NEW | Total Adoptions | 0 | 0 | 0 | 0 | 0 | 0 | 0 | 0 | 0 | 0 | 0 | 0 | 0
Scenario 6: Aggressive Fuel Sub Phase In | SCG | Com | WholeBlg | Com - Other | Energy Efficiency | NEW | New Adoptions | 0 | 0 | 0 | 0 | 0 | 0 | 0 | 0 | 0 | 0 | 0 | 0 | 0
Scenario 6: Aggressive Fuel Sub Phase In | SCG | Com | WholeBlg | Com - Other | Energy Efficiency | NEW | Total Adoptions | 0 | 0 | 0 | 0 | 0 | 0 | 0 | 0 | 0 | 0 | 0 | 0 | 0
Scenario 6: Aggressive Fuel Sub Phase In | SCG | Com | WholeBlg | Com - Restaurant | Energy Efficiency | NEW | New Adoptions | 0 | 0 | 0 | 0 | 0 | 0 | 0 | 0 | 0 | 0 | 0 | 0 | 0
Scenario 6: Aggressive Fuel Sub Phase In | SCG | Com | WholeBlg | Com - Restaurant | Energy Efficiency | NEW | Total Adoptions | 0 | 0 | 0 | 0 | 0 | 0 | 0 | 0 | 0 | 0 | 0 | 0 | 0
Scenario 6: Aggressive Fuel Sub Phase In | SCG | Com | WholeBlg | Com - Retail | Energy Efficiency | NEW | New Adoptions | 0 | 0 | 0 | 0 | 0 | 0 | 0 | 0 | 0 | 0 | 0 | 0 | 184.8146
Scenario 6: Aggressive Fuel Sub Phase In | SCG | Com | WholeBlg | Com - Retail | Energy Efficiency | NEW | Total Adoptions | 0 | 0 | 0 | 0 | 0 | 0 | 0 | 0 | 0 | 0 | 0 | 0 | 184.8146
Scenario 6: Aggressive Fuel Sub Phase In | SCG | Com | WholeBlg | Com - School | Energy Efficiency | NEW | New Adoptions | 0 | 0 | 0 | 0 | 0 | 0 | 0 | 0 | 0 | 0 | 0 | 0 | 0
Scenario 6: Aggressive Fuel Sub Phase In | SCG | Com | WholeBlg | Com - School | Energy Efficiency | NEW | Total Adoptions | 0 | 0 | 0 | 0 | 0 | 0 | 0 | 0 | 0 | 0 | 0 | 0 | 0
Scenario 6: Aggressive Fuel Sub Phase In | SCG | Com | WholeBlg | Com - Warehouse | Energy Efficiency | NEW | New Adoptions | 0 | 0 | 0 | 0 | 0 | 0 | 0 | 0 | 0 | 0 | 0 | 0 | 0
Scenario 6: Aggressive Fuel Sub Phase In | SCG | Com | WholeBlg | Com - Warehouse | Energy Efficiency | NEW | Total Adoptions | 0 | 0 | 0 | 0 | 0 | 0 | 0 | 0 | 0 | 0 | 0 | 0 | 0
Scenario 6: Aggressive Fuel Sub Phase In | SCG | Res | AppPlug | Res - Multi Family | Energy Efficiency | NEW | New Adoptions | 0 | 0 | 0 | 0 | 0 | 0 | 0 | 0 | 0 | 0 | 0 | 0 | 0
Scenario 6: Aggressive Fuel Sub Phase In | SCG | Res | AppPlug | Res - Multi Family | Energy Efficiency | NEW | Total Adoptions | 0 | 0 | 0 | 0 | 0 | 0 | 0 | 0 | 0 | 0 | 0 | 0 | 0
Scenario 6: Aggressive Fuel Sub Phase In | SCG | Res | AppPlug | Res - Multi Family | Energy Efficiency | ROB | New Adoptions | 0 | 0 | 0 | 0 | 0 | 0 | 0 | 0 | 0 | 0 | 0 | 0 | 0
Scenario 6: Aggressive Fuel Sub Phase In | SCG | Res | AppPlug | Res - Multi Family | Energy Efficiency | ROB | Total Adoptions | 0 | 0 | 0 | 0 | 0 | 0 | 0 | 0 | 0 | 0 | 0 | 0 | 0
Scenario 6: Aggressive Fuel Sub Phase In | SCG | Res | AppPlug | Res - Multi Family | Fuel Substitution | NEW | New Adoptions | 0 | 0 | 0 | 0 | 0 | 0 | 0 | 0 | 0 | 0 | 0 | 0 | 0
Scenario 6: Aggressive Fuel Sub Phase In | SCG | Res | AppPlug | Res - Multi Family | Fuel Substitution | NEW | Total Adoptions | 0 | 0 | 0 | 0 | 0 | 0 | 0 | 0 | 0 | 0 | 0 | 0 | 0
Scenario 6: Aggressive Fuel Sub Phase In | SCG | Res | AppPlug | Res - Multi Family | Fuel Substitution | ROB | New Adoptions | 20.7949 | 22.4338 | 24.0829 | 25.7455 | 27.4212 | 29.1039 | 0 | 0 | 0 | 0 | 0 | 0 | 0
Scenario 6: Aggressive Fuel Sub Phase In | SCG | Res | AppPlug | Res - Multi Family | Fuel Substitution | ROB | Total Adoptions | 25.4338 | 27.8048 | 30.225 | 32.697 | 35.2189 | 37.7835 | 0 | 0 | 0 | 0 | 0 | 0 | 0
Scenario 6: Aggressive Fuel Sub Phase In | SCG | Res | AppPlug | Res - Single Family | Energy Efficiency | NEW | New Adoptions | 0 | 0 | 0 | 0 | 0 | 0 | 0 | 0 | 0 | 0 | 0 | 0 | 0
Scenario 6: Aggressive Fuel Sub Phase In | SCG | Res | AppPlug | Res - Single Family | Energy Efficiency | NEW | Total Adoptions | 0 | 0 | 0 | 0 | 0 | 0 | 0 | 0 | 0 | 0 | 0 | 0 | 0
Scenario 6: Aggressive Fuel Sub Phase In | SCG | Res | AppPlug | Res - Single Family | Energy Efficiency | ROB | New Adoptions | 0 | 0 | 0 | 0 | 0 | 0 | 0 | 0 | 0 | 0 | 0 | 0 | 0
Scenario 6: Aggressive Fuel Sub Phase In | SCG | Res | AppPlug | Res - Single Family | Energy Efficiency | ROB | Total Adoptions | 0 | 0 | 0 | 0 | 0 | 0 | 0 | 0 | 0 | 0 | 0 | 0 | 0
Scenario 6: Aggressive Fuel Sub Phase In | SCG | Res | AppPlug | Res - Single Family | Fuel Substitution | NEW | New Adoptions | 0 | 0 | 0 | 0 | 0 | 0 | 0 | 0 | 0 | 0 | 0 | 0 | 0
Scenario 6: Aggressive Fuel Sub Phase In | SCG | Res | AppPlug | Res - Single Family | Fuel Substitution | NEW | Total Adoptions | 0 | 0 | 0 | 0 | 0 | 0 | 0 | 0 | 0 | 0 | 0 | 0 | 0
Scenario 6: Aggressive Fuel Sub Phase In | SCG | Res | AppPlug | Res - Single Family | Fuel Substitution | ROB | New Adoptions | 253.7939 | 274.0976 | 294.4341 | 314.879 | 335.4733 | 356.2062 | 0 | 0 | 0 | 0 | 0 | 0 | 0
Scenario 6: Aggressive Fuel Sub Phase In | SCG | Res | AppPlug | Res - Single Family | Fuel Substitution | ROB | Total Adoptions | 302.1485 | 329.8169 | 357.8237 | 386.2399 | 415.0955 | 444.3764 | 0 | 0 | 0 | 0 | 0 | 0 | 0
Scenario 6: Aggressive Fuel Sub Phase In | SCG | Res | BldgEnv | Res - Multi Family | Energy Efficiency | RET | New Adoptions | 0 | 0 | 0 | 0 | 0 | 0 | 0 | 0 | 524.0811 | 532.1334 | 539.6147 | 546.5267 | 552.8711
Scenario 6: Aggressive Fuel Sub Phase In | SCG | Res | BldgEnv | Res - Multi Family | Energy Efficiency | RET | Total Adoptions | 0 | 0 | 0 | 0 | 0 | 0 | 0 | 0 | 2529.1597 | 2470.6717 | 2413.8348 | 2358.5764 | 2304.8263
Scenario 6: Aggressive Fuel Sub Phase In | SCG | Res | BldgEnv | Res - Single Family | Energy Efficiency | NEW | New Adoptions | 1207988.299 | 1491382.7521 | 1628992.8033 | 1663358.5657 | 1684594.9901 | 1646778.7393 | 1574683.7891 | 1490845.2982 | 1411271.8116 | 0 | 0 | 0 | 0
Scenario 6: Aggressive Fuel Sub Phase In | SCG | Res | BldgEnv | Res - Single Family | Energy Efficiency | NEW | Total Adoptions | 1207988.299 | 1491382.7521 | 1628992.8033 | 1663358.5657 | 1684594.9901 | 1646778.7393 | 1574683.7891 | 1490845.2982 | 1411271.8116 | 0 | 0 | 0 | 0
Scenario 6: Aggressive Fuel Sub Phase In | SCG | Res | BldgEnv | Res - Single Family | Energy Efficiency | RET | New Adoptions | 208832.0224 | 198733.6918 | 189124.6424 | 179965.8516 | 171243.5038 | 162945.6153 | 158729.558 | 151297.5606 | 140434.9597 | 0 | 0 | 0 | 0
Scenario 6: Aggressive Fuel Sub Phase In | SCG | Res | BldgEnv | Res - Single Family | Energy Efficiency | RET | Total Adoptions | 208832.0224 | 198733.6918 | 189124.6424 | 179965.8516 | 171243.5038 | 162945.6153 | 182691.9753 | 174463.3071 | 140434.9597 | 0 | 0 | 0 | 0
Scenario 6: Aggressive Fuel Sub Phase In | SCG | Res | HVAC | Res - Multi Family | Energy Efficiency | NEW | New Adoptions | 9.7774 | 10.691 | 10.8255 | 10.5965 | 10.2847 | 9.8083 | 9.3569 | 0 | 0 | 0 | 0 | 0 | 9.1414
Scenario 6: Aggressive Fuel Sub Phase In | SCG | Res | HVAC | Res - Multi Family | Energy Efficiency | NEW | Total Adoptions | 9.7774 | 10.691 | 10.8255 | 10.5965 | 10.2847 | 9.8083 | 9.3569 | 0 | 0 | 0 | 0 | 0 | 9.1414
Scenario 6: Aggressive Fuel Sub Phase In | SCG | Res | HVAC | Res - Multi Family | Energy Efficiency | RET | New Adoptions | 0 | 0 | 0 | 0 | 0 | 0 | 0 | 0 | 0 | 0 | 0 | 0 | 0
Scenario 6: Aggressive Fuel Sub Phase In | SCG | Res | HVAC | Res - Multi Family | Energy Efficiency | RET | Total Adoptions | 0 | 0 | 0 | 0 | 0 | 0 | 0 | 0 | 0 | 0 | 0 | 0 | 0
Scenario 6: Aggressive Fuel Sub Phase In | SCG | Res | HVAC | Res - Multi Family | Energy Efficiency | ROB | New Adoptions | 21.8327 | 21.3986 | 20.9788 | 20.5774 | 20.1966 | 19.8356 | 0 | 0 | 0 | 0 | 0 | 0 | 0
Scenario 6: Aggressive Fuel Sub Phase In | SCG | Res | HVAC | Res - Multi Family | Energy Efficiency | ROB | Total Adoptions | 57.8258 | 58.3517 | 58.8578 | 59.3393 | 59.799 | 60.2325 | 0 | 0 | 0 | 0 | 0 | 0 | 0
Scenario 6: Aggressive Fuel Sub Phase In | SCG | Res | HVAC | Res - Multi Family | Fuel Substitution | ROB | New Adoptions | 0.63274 | 0.63326 | 0.62827 | 0.64583 | 0.0040841 | 0.0043058 | 0.0044843 | 0.0045926 | 0.0046464 | 0.0046631 | 0.004656 | 0.0046346 | 0.0046049
Scenario 6: Aggressive Fuel Sub Phase In | SCG | Res | HVAC | Res - Multi Family | Fuel Substitution | ROB | Total Adoptions | 0.69246 | 0.70106 | 0.70365 | 0.7313 | 0.0045217 | 0.0047875 | 0.0050127 | 0.005169 | 0.005271 | 0.0053354 | 0.0053753 | 0.0053999 | 0.005415
Scenario 6: Aggressive Fuel Sub Phase In | SCG | Res | HVAC | Res - Single Family | Energy Efficiency | NEW | New Adoptions | 5734.8969 | 7178.576 | 7846.3078 | 7978.3699 | 8010.7091 | 3644.5856 | 0 | 0 | 0 | 0 | 0 | 0 | 161.0206
Scenario 6: Aggressive Fuel Sub Phase In | SCG | Res | HVAC | Res - Single Family | Energy Efficiency | NEW | Total Adoptions | 5734.8969 | 7178.576 | 7846.3078 | 7978.3699 | 8010.7091 | 3644.5856 | 0 | 0 | 0 | 0 | 0 | 0 | 161.0206
Scenario 6: Aggressive Fuel Sub Phase In | SCG | Res | HVAC | Res - Single Family | Energy Efficiency | RET | New Adoptions | 0 | 0 | 0 | 0 | 0 | 0 | 0 | 0 | 0 | 0 | 0 | 0 | 0
Scenario 6: Aggressive Fuel Sub Phase In | SCG | Res | HVAC | Res - Single Family | Energy Efficiency | RET | Total Adoptions | 0 | 0 | 0 | 0 | 0 | 0 | 0 | 0 | 0 | 0 | 0 | 0 | 0
Scenario 6: Aggressive Fuel Sub Phase In | SCG | Res | HVAC | Res - Single Family | Energy Efficiency | ROB | New Adoptions | 18259.1131 | 18369.2703 | 18355.0296 | 18236.1571 | 8724.813 | 0 | 0 | 0 | 0 | 0 | 0 | 0 | 0
Scenario 6: Aggressive Fuel Sub Phase In | SCG | Res | HVAC | Res - Single Family | Energy Efficiency | ROB | Total Adoptions | 23290.5357 | 24036.2921 | 24669.0528 | 25189.8712 | 12460.2054 | 0 | 0 | 0 | 0 | 0 | 0 | 0 | 0
Scenario 6: Aggressive Fuel Sub Phase In | SCG | Res | HVAC | Res - Single Family | Fuel Substitution | ROB | New Adoptions | 17.6425 | 17.901 | 17.8884 | 18.6459 | 4.2212 | 0.31485 | 0.33098 | 0.33639 | 0.070909 | 0.071038 | 0.070819 | 0.070384 | 0.069819
Scenario 6: Aggressive Fuel Sub Phase In | SCG | Res | HVAC | Res - Single Family | Fuel Substitution | ROB | Total Adoptions | 19.0979 | 19.5738 | 19.7416 | 20.8927 | 4.609 | 0.35227 | 0.37193 | 0.38107 | 0.078707 | 0.079536 | 0.080035 | 0.080331 | 0.080505
Scenario 6: Aggressive Fuel Sub Phase In | SCG | Res | WaterHeat | Res - Multi Family | Energy Efficiency | NEW | New Adoptions | 14277.6155 | 13979.6963 | 14157.9324 | 11425.5744 | 11093.2039 | 10582.78 | 10098.746 | 9587.8606 | 9064.3183 | 8547.7426 | 8077.4978 | 7686.0515 | 7312.2262
Scenario 6: Aggressive Fuel Sub Phase In | SCG | Res | WaterHeat | Res - Multi Family | Energy Efficiency | NEW | Total Adoptions | 14277.6155 | 13979.6963 | 14157.9324 | 11425.5744 | 11093.2039 | 10582.78 | 10098.746 | 9587.8606 | 9064.3183 | 8547.7426 | 8077.4978 | 7686.0515 | 7312.2262
Scenario 6: Aggressive Fuel Sub Phase In | SCG | Res | WaterHeat | Res - Multi Family | Energy Efficiency | RET | New Adoptions | 12418.6733 | 7526.0415 | 4350.8826 | 2292.751 | 959.9263 | 97.6466 | 0 | 0 | 0 | 0 | 0 | 0 | 0
Scenario 6: Aggressive Fuel Sub Phase In | SCG | Res | WaterHeat | Res - Multi Family | Energy Efficiency | RET | Total Adoptions | 16729.9854 | 11449.1648 | 7897.5013 | 5483.8915 | 3821.2002 | 2656.3251 | 2287.8583 | 2046.2562 | 1830.6452 | 1638.1646 | 1466.2772 | 1312.7316 | 1175.5287
Scenario 6: Aggressive Fuel Sub Phase In | SCG | Res | WaterHeat | Res - Multi Family | Energy Efficiency | ROB | New Adoptions | 5373.1921 | 5483.759 | 0 | 0 | 0 | 0 | 0 | 0 | 0 | 0 | 0 | 0 | 0
Scenario 6: Aggressive Fuel Sub Phase In | SCG | Res | WaterHeat | Res - Multi Family | Energy Efficiency | ROB | Total Adoptions | 6637.1823 | 6888.4507 | 0 | 0 | 0 | 0 | 0 | 0 | 0 | 0 | 0 | 0 | 0
Scenario 6: Aggressive Fuel Sub Phase In | SCG | Res | WaterHeat | Res - Multi Family | Fuel Substitution | ROB | New Adoptions | 1885.9091 | 1828.48 | 1931.2777 | 2115.121 | 2322.4869 | 2465.0655 | 1941.4949 | 1988.2837 | 2025.2535 | 2045.7457 | 2046.9779 | 2036.55 | 2019.4222
Scenario 6: Aggressive Fuel Sub Phase In | SCG | Res | WaterHeat | Res - Multi Family | Fuel Substitution | ROB | Total Adoptions | 2342.1054 | 2323.9188 | 2472.4877 | 2709.2163 | 2976.002 | 3179.8103 | 2347.9407 | 2438.9429 | 2519.922 | 2583.511 | 2626.0487 | 2654.9265 | 2675.0679
Scenario 6: Aggressive Fuel Sub Phase In | SCG | Res | WaterHeat | Res - Single Family | Energy Efficiency | NEW | New Adoptions | 61648.4108 | 73249.256 | 78392.6583 | 61784.3889 | 61374.6502 | 58878.4242 | 40381.9047 | 37554.6021 | 34933.7509 | 32591.9655 | 30511.4935 | 28667.1595 | 26954.8791
Scenario 6: Aggressive Fuel Sub Phase In | SCG | Res | WaterHeat | Res - Single Family | Energy Efficiency | NEW | Total Adoptions | 61648.4108 | 73249.256 | 78392.6583 | 61784.3889 | 61374.6502 | 58878.4242 | 40381.9047 | 37554.6021 | 34933.7509 | 32591.9655 | 30511.4935 | 28667.1595 | 26954.8791
Scenario 6: Aggressive Fuel Sub Phase In | SCG | Res | WaterHeat | Res - Single Family | Energy Efficiency | RET | New Adoptions | 64716.0254 | 39418.6286 | 23684.8554 | 13909.6581 | 7840.2193 | 4073.2475 | 1736.0756 | 286.5272 | 0 | 0 | 0 | 0 | 0
Scenario 6: Aggressive Fuel Sub Phase In | SCG | Res | WaterHeat | Res - Single Family | Energy Efficiency | RET | Total Adoptions | 81581.7984 | 54992.0107 | 37937.7478 | 26876.3578 | 19588.6513 | 14687.5687 | 11306.3255 | 8902.6173 | 7754.4811 | 6979.033 | 6281.1297 | 5653.0168 | 5087.7151
Scenario 6: Aggressive Fuel Sub Phase In | SCG | Res | WaterHeat | Res - Single Family | Energy Efficiency | ROB | New Adoptions | 77866.9169 | 78593.3876 | 41025.5415 | 40999.5209 | 40950.4658 | 0 | 0 | 0 | 0 | 0 | 0 | 0 | 0
Scenario 6: Aggressive Fuel Sub Phase In | SCG | Res | WaterHeat | Res - Single Family | Energy Efficiency | ROB | Total Adoptions | 97536.2486 | 100070.5013 | 53438.5464 | 54276.3489 | 55081.6894 | 0 | 0 | 0 | 0 | 0 | 0 | 0 | 0
Scenario 6: Aggressive Fuel Sub Phase In | SCG | Res | WaterHeat | Res - Single Family | Fuel Substitution | ROB | New Adoptions | 8480.352 | 8185.1995 | 9076.6457 | 10386.9682 | 11876.5773 | 12917.5543 | 13534.2245 | 13854.1157 | 14106.0906 | 14245.6488 | 14255.0495 | 14185.4377 | 14070.2404
Scenario 6: Aggressive Fuel Sub Phase In | SCG | Res | WaterHeat | Res - Single Family | Fuel Substitution | ROB | Total Adoptions | 9871.2746 | 9701.4652 | 10778.0324 | 12324.8332 | 14107.1389 | 15459.3558 | 16391.4069 | 17021.8035 | 17582.2944 | 18023.9413 | 18323.6061 | 18531.1187 | 18679.6525
Scenario 6: Aggressive Fuel Sub Phase In | SCG | Res | WholeBlg | Res - Multi Family | Energy Efficiency | NEW | New Adoptions | 0 | 0 | 0 | 0 | 0 | 0 | 0 | 0 | 0 | 0 | 0 | 0 | 0
Scenario 6: Aggressive Fuel Sub Phase In | SCG | Res | WholeBlg | Res - Multi Family | Energy Efficiency | NEW | Total Adoptions | 0 | 0 | 0 | 0 | 0 | 0 | 0 | 0 | 0 | 0 | 0 | 0 | 0
Scenario 6: Aggressive Fuel Sub Phase In | SCG | Res | WholeBlg | Res - Single Family | Energy Efficiency | NEW | New Adoptions | 0 | 0 | 0 | 0 | 0 | 0 | 0 | 0 | 0 | 0 | 0 | 0 | 0
Scenario 6: Aggressive Fuel Sub Phase In | SCG | Res | WholeBlg | Res - Single Family | Energy Efficiency | NEW | Total Adoptions | 0 | 0 | 0 | 0 | 0 | 0 | 0 | 0 | 0 | 0 | 0 | 0 | 0
Scenario 6: Aggressive Fuel Sub Phase In | SDG&E | Com | AppPlug | Com - Health | Energy Efficiency | NEW | New Adoptions | 980.0256 | 1111.5836 | 1255.2166 | 1451.6909 | 1599.7526 | 1726.3125 | 1657.3185 | 1797.9518 | 2014.3618 | 2279.3598 | 2521.3815 | 2244.9901 | 2089.0518
Scenario 6: Aggressive Fuel Sub Phase In | SDG&E | Com | AppPlug | Com - Health | Energy Efficiency | NEW | Total Adoptions | 980.0256 | 1111.5836 | 1255.2166 | 1451.6909 | 1599.7526 | 1726.3125 | 1657.3185 | 1797.9518 | 2014.3618 | 2279.3598 | 2521.3815 | 2244.9901 | 2089.0518
Scenario 6: Aggressive Fuel Sub Phase In | SDG&E | Com | AppPlug | Com - Health | Energy Efficiency | RET | New Adoptions | 23.8154 | 26.133 | 2309.2027 | 2535.2696 | 2772.0229 | 3017.1359 | 3267.5051 | 3519.2086 | 3767.5052 | 4006.8899 | 4231.2191 | 4433.9156 | 4608.254
Scenario 6: Aggressive Fuel Sub Phase In | SDG&E | Com | AppPlug | Com - Health | Energy Efficiency | RET | Total Adoptions | 26.3285 | 28.6561 | 2371.9165 | 2604.5442 | 2848.3993 | 3101.1435 | 3359.6468 | 3619.9441 | 3877.231 | 4125.9181 | 4359.7551 | 4572.0352 | 4755.8827
Scenario 6: Aggressive Fuel Sub Phase In | SDG&E | Com | AppPlug | Com - Lodging | Energy Efficiency | NEW | New Adoptions | 964.4317 | 1050.3393 | 1140.7536 | 1275.7433 | 1351.0008 | 1475.415 | 1578.3286 | 1680.7312 | 1803.5934 | 1914.9374 | 1960.3269 | 1907.7101 | 1879.2499
Scenario 6: Aggressive Fuel Sub Phase In | SDG&E | Com | AppPlug | Com - Lodging | Energy Efficiency | NEW | Total Adoptions | 964.4317 | 1050.3393 | 1140.7536 | 1275.7433 | 1351.0008 | 1475.415 | 1578.3286 | 1680.7312 | 1803.5934 | 1914.9374 | 1960.3269 | 1907.7101 | 1879.2499
Scenario 6: Aggressive Fuel Sub Phase In | SDG&E | Com | AppPlug | Com - Lodging | Energy Efficiency | RET | New Adoptions | 0 | 0 | 2110.4614 | 2288.3724 | 2472.914 | 2662.4234 | 2854.7501 | 3047.2313 | 3236.6872 | 3419.4431 | 3591.3867 | 3748.068 | 3884.8437
Scenario 6: Aggressive Fuel Sub Phase In | SDG&E | Com | AppPlug | Com - Lodging | Energy Efficiency | RET | Total Adoptions | 0 | 0 | 2172.2437 | 2355.5911 | 2545.9604 | 2741.6746 | 2940.5594 | 3139.9171 | 3336.5204 | 3526.6332 | 3706.0674 | 3870.2817 | 4014.5279
Scenario 6: Aggressive Fuel Sub Phase In | SDG&E | Com | AppPlug | Com - Other | Energy Efficiency | NEW | New Adoptions | 116.6202 | 135.7375 | 156.7042 | 179.6454 | 201.9903 | 228.2902 | 256.0569 | 284.481 | 313.4631 | 343.8829 | 374.0264 | 405.0523 | 437.2546
Scenario 6: Aggressive Fuel Sub Phase In | SDG&E | Com | AppPlug | Com - Other | Energy Efficiency | NEW | Total Adoptions | 116.6202 | 135.7375 | 156.7042 | 179.6454 | 201.9903 | 228.2902 | 256.0569 | 284.481 | 313.4631 | 343.8829 | 374.0264 | 405.0523 | 437.2546
Scenario 6: Aggressive Fuel Sub Phase In | SDG&E | Com | BldgEnv | Com - College | Energy Efficiency | NEW | New Adoptions | 7.2007 | 7.7539 | 8.3161 | 9.1251 | 9.6213 | 10.4307 | 11.267 | 12.0013 | 12.7658 | 13.6007 | 14.3286 | 15.9735 | 16.8342
Scenario 6: Aggressive Fuel Sub Phase In | SDG&E | Com | BldgEnv | Com - College | Energy Efficiency | NEW | Total Adoptions | 7.2007 | 7.7539 | 8.3161 | 9.1251 | 9.6213 | 10.4307 | 11.267 | 12.0013 | 12.7658 | 13.6007 | 14.3286 | 15.9735 | 16.8342
Scenario 6: Aggressive Fuel Sub Phase In | SDG&E | Com | BldgEnv | Com - College | Energy Efficiency | RET | New Adoptions | 5.8083 | 5.7493 | 5.6892 | 5.6288 | 5.5686 | 5.5088 | 5.4497 | 5.3913 | 5.3338 | 5.277 | 5.221 | 5.1658 | 5.1113
Scenario 6: Aggressive Fuel Sub Phase In | SDG&E | Com | BldgEnv | Com - College | Energy Efficiency | RET | Total Adoptions | 5.8151 | 5.7565 | 5.6968 | 5.6367 | 5.5768 | 5.5173 | 5.4585 | 5.4004 | 5.343 | 5.2865 | 5.2307 | 5.1756 | 5.1213
Scenario 6: Aggressive Fuel Sub Phase In | SDG&E | Com | BldgEnv | Com - Grocery | Energy Efficiency | NEW | New Adoptions | 48.6445 | 51.5771 | 54.2782 | 57.4368 | 59.7789 | 63.17 | 66.6335 | 69.9366 | 72.6789 | 75.9114 | 78.8988 | 82.035 | 85.5059
Scenario 6: Aggressive Fuel Sub Phase In | SDG&E | Com | BldgEnv | Com - Grocery | Energy Efficiency | NEW | Total Adoptions | 48.6445 | 51.5771 | 54.2782 | 57.4368 | 59.7789 | 63.17 | 66.6335 | 69.9366 | 72.6789 | 75.9114 | 78.8988 | 82.035 | 85.5059
Scenario 6: Aggressive Fuel Sub Phase In | SDG&E | Com | BldgEnv | Com - Grocery | Energy Efficiency | RET | New Adoptions | 229.0534 | 217.228 | 206.0192 | 195.7051 | 186.1751 | 177.3181 | 169.1832 | 161.6009 | 154.5214 | 147.8121 | 141.3118 | 134.9861 | 128.7782
Scenario 6: Aggressive Fuel Sub Phase In | SDG&E | Com | BldgEnv | Com - Grocery | Energy Efficiency | RET | Total Adoptions | 256.1677 | 242.9865 | 230.4898 | 218.9522 | 208.2598 | 198.2986 | 189.1147 | 180.5358 | 172.5095 | 164.9008 | 157.5461 | 150.4087 | 143.4297
Scenario 6: Aggressive Fuel Sub Phase In | SDG&E | Com | BldgEnv | Com - Health | Energy Efficiency | NEW | New Adoptions | 71.6991 | 72.8318 | 74.0845 | 77.7039 | 78.2108 | 77.6318 | 69.0474 | 69.9001 | 73.6312 | 82.0058 | 93.6216 | 85.948 | 82.3866
Scenario 6: Aggressive Fuel Sub Phase In | SDG&E | Com | BldgEnv | Com - Health | Energy Efficiency | NEW | Total Adoptions | 71.6991 | 72.8318 | 74.0845 | 77.7039 | 78.2108 | 77.6318 | 69.0474 | 69.9001 | 73.6312 | 82.0058 | 93.6216 | 85.948 | 82.3866
Scenario 6: Aggressive Fuel Sub Phase In | SDG&E | Com | BldgEnv | Com - Health | Energy Efficiency | RET | New Adoptions | 204.9056 | 194.2242 | 183.9799 | 174.1919 | 164.8206 | 155.8292 | 147.6181 | 140.3515 | 133.4564 | 126.9021 | 120.6574 | 114.7061 | 109.031
Scenario 6: Aggressive Fuel Sub Phase In | SDG&E | Com | BldgEnv | Com - Health | Energy Efficiency | RET | Total Adoptions | 229.8187 | 217.8921 | 206.4649 | 195.553 | 185.1138 | 175.1077 | 165.9328 | 157.7504 | 149.9854 | 142.6046 | 135.5748 | 128.8776 | 122.4939
Scenario 6: Aggressive Fuel Sub Phase In | SDG&E | Com | BldgEnv | Com - Lodging | Energy Efficiency | NEW | New Adoptions | 14.0561 | 14.4999 | 14.9408 | 15.887 | 16.0383 | 16.7435 | 17.1757 | 17.5959 | 18.2277 | 18.7482 | 19.0039 | 19.272 | 19.7439
Scenario 6: Aggressive Fuel Sub Phase In | SDG&E | Com | BldgEnv | Com - Lodging | Energy Efficiency | NEW | Total Adoptions | 14.0561 | 14.4999 | 14.9408 | 15.887 | 16.0383 | 16.7435 | 17.1757 | 17.5959 | 18.2277 | 18.7482 | 19.0039 | 19.272 | 19.7439
Scenario 6: Aggressive Fuel Sub Phase In | SDG&E | Com | BldgEnv | Com - Lodging | Energy Efficiency | RET | New Adoptions | 5.1797 | 5.0874 | 4.9962 | 4.907 | 4.8196 | 4.7342 | 4.6508 | 4.5693 | 0.31207 | 4.4038 | 7.7915 | 7.6668 | 7.5432
Scenario 6: Aggressive Fuel Sub Phase In | SDG&E | Com | BldgEnv | Com - Lodging | Energy Efficiency | RET | Total Adoptions | 5.1909 | 5.0991 | 5.0086 | 4.9198 | 4.833 | 4.748 | 4.665 | 4.5838 | 0.31207 | 4.4189 | 7.8068 | 7.6824 | 7.559
Scenario 6: Aggressive Fuel Sub Phase In | SDG&E | Com | BldgEnv | Com - Office (Large) | Energy Efficiency | NEW | New Adoptions | 254.3431 | 259.7359 | 264.4063 | 269.3331 | 271.829 | 279.0093 | 287.675 | 293.6007 | 294.2373 | 296.8581 | 298.587 | 300.9313 | 303.7098
Scenario 6: Aggressive Fuel Sub Phase In | SDG&E | Com | BldgEnv | Com - Office (Large) | Energy Efficiency | NEW | Total Adoptions | 254.3431 | 259.7359 | 264.4063 | 269.3331 | 271.829 | 279.0093 | 287.675 | 293.6007 | 294.2373 | 296.8581 | 298.587 | 300.9313 | 303.7098
Scenario 6: Aggressive Fuel Sub Phase In | SDG&E | Com | BldgEnv | Com - Office (Large) | Energy Efficiency | RET | New Adoptions | 522.7694 | 496.6773 | 471.9185 | 448.2919 | 425.7703 | 404.3224 | 383.8901 | 364.4636 | 345.8531 | 328.3456 | 311.6429 | 295.8154 | 280.8417
Scenario 6: Aggressive Fuel Sub Phase In | SDG&E | Com | BldgEnv | Com - Office (Large) | Energy Efficiency | RET | Total Adoptions | 590.0436 | 560.5878 | 532.6335 | 505.9712 | 480.5655 | 456.3779 | 433.3428 | 411.4437 | 345.8531 | 370.7451 | 351.9225 | 334.081 | 317.194
Scenario 6: Aggressive Fuel Sub Phase In | SDG&E | Com | BldgEnv | Com - Office (Small) | Energy Efficiency | NEW | New Adoptions | 56.2192 | 58.5939 | 60.9471 | 63.3155 | 65.5666 | 67.987 | 70.4379 | 72.7429 | 75.032 | 77.2269 | 79.4335 | 81.6627 | 83.9172
Scenario 6: Aggressive Fuel Sub Phase In | SDG&E | Com | BldgEnv | Com - Office (Small) | Energy Efficiency | NEW | Total Adoptions | 56.2192 | 58.5939 | 60.9471 | 63.3155 | 65.5666 | 67.987 | 70.4379 | 72.7429 | 75.032 | 77.2269 | 79.4335 | 81.6627 | 83.9172
Scenario 6: Aggressive Fuel Sub Phase In | SDG&E | Com | BldgEnv | Com - Office (Small) | Energy Efficiency | RET | New Adoptions | 258.7005 | 245.754 | 233.487 | 221.7922 | 210.7563 | 200.2431 | 190.1993 | 180.6233 | 171.4265 | 162.7667 | 154.4953 | 146.6531 | 139.232
Scenario 6: Aggressive Fuel Sub Phase In | SDG&E | Com | BldgEnv | Com - Office (Small) | Energy Efficiency | RET | Total Adoptions | 258.7005 | 245.754 | 233.487 | 221.7922 | 237.9265 | 226.0548 | 214.7204 | 203.9184 | 171.4265 | 183.7905 | 174.4679 | 165.627 | 157.2573
Scenario 6: Aggressive Fuel Sub Phase In | SDG&E | Com | BldgEnv | Com - Other | Energy Efficiency | NEW | New Adoptions | 59.0559 | 62.6645 | 66.3877 | 70.2645 | 73.3392 | 77.346 | 81.3631 | 85.1933 | 88.898 | 92.7971 | 96.4896 | 100.3589 | 104.5238
Scenario 6: Aggressive Fuel Sub Phase In | SDG&E | Com | BldgEnv | Com - Other | Energy Efficiency | NEW | Total Adoptions | 59.0559 | 62.6645 | 66.3877 | 70.2645 | 73.3392 | 77.346 | 81.3631 | 85.1933 | 88.898 | 92.7971 | 96.4896 | 100.3589 | 104.5238
Scenario 6: Aggressive Fuel Sub Phase In | SDG&E | Com | BldgEnv | Com - Other | Energy Efficiency | RET | New Adoptions | 114.442 | 108.9001 | 103.6094 | 98.5319 | 93.6617 | 88.992 | 84.5114 | 80.2172 | 71.8447 | 72.1216 | 71.4145 | 67.4824 | 63.6874
Scenario 6: Aggressive Fuel Sub Phase In | SDG&E | Com | BldgEnv | Com - Other | Energy Efficiency | RET | Total Adoptions | 128.4771 | 122.2349 | 116.2789 | 110.5693 | 105.0985 | 99.8583 | 94.8355 | 90.0262 | 71.8447 | 80.9763 | 79.8273 | 75.4754 | 71.2814
Scenario 6: Aggressive Fuel Sub Phase In | SDG&E | Com | BldgEnv | Com - Refrig. Warehouse | Energy Efficiency | NEW | New Adoptions | 0.40303 | 0.46506 | 0.52867 | 0.55665 | 0.60672 | 0.66391 | 0.73633 | 0.80902 | 0.89619 | 0.975 | 1.0689 | 1.1698 | 1.2685
Scenario 6: Aggressive Fuel Sub Phase In | SDG&E | Com | BldgEnv | Com - Refrig. Warehouse | Energy Efficiency | NEW | Total Adoptions | 0.40303 | 0.46506 | 0.52867 | 0.55665 | 0.60672 | 0.66391 | 0.73633 | 0.80902 | 0.89619 | 0.975 | 1.0689 | 1.1698 | 1.2685
Scenario 6: Aggressive Fuel Sub Phase In | SDG&E | Com | BldgEnv | Com - Refrig. Warehouse | Energy Efficiency | RET | New Adoptions | 1.3367 | 1.2699 | 1.2066 | 1.1463 | 1.0889 | 1.0342 | 0.9821 | 1.0926 | 0.88596 | 1.0001 | 1.0947 | 1.053 | 1.0133
Scenario 6: Aggressive Fuel Sub Phase In | SDG&E | Com | BldgEnv | Com - Refrig. Warehouse | Energy Efficiency | RET | Total Adoptions | 1.3367 | 1.2699 | 1.2066 | 1.1463 | 1.0889 | 1.0342 | 0.9821 | 1.214 | 0.88596 | 1.1098 | 1.1989 | 1.1521 | 1.1074
Scenario 6: Aggressive Fuel Sub Phase In | SDG&E | Com | BldgEnv | Com - Restaurant | Energy Efficiency | NEW | New Adoptions | 9.8117 | 8.7535 | 7.9146 | 6.7834 | 25.8418 | 27.2491 | 28.8225 | 30.3786 | 31.7625 | 33.1817 | 34.6584 | 36.1551 | 37.6368
Scenario 6: Aggressive Fuel Sub Phase In | SDG&E | Com | BldgEnv | Com - Restaurant | Energy Efficiency | NEW | Total Adoptions | 9.8117 | 8.7535 | 7.9146 | 6.7834 | 25.8418 | 27.2491 | 28.8225 | 30.3786 | 31.7625 | 33.1817 | 34.6584 | 36.1551 | 37.6368
Scenario 6: Aggressive Fuel Sub Phase In | SDG&E | Com | BldgEnv | Com - Restaurant | Energy Efficiency | RET | New Adoptions | 87.307 | 82.9379 | 78.7978 | 74.8512 | 71.0914 | 67.5123 | 64.1034 | 60.8908 | 57.8109 | 54.9059 | 52.1266 | 49.4876 | 46.9876
Scenario 6: Aggressive Fuel Sub Phase In | SDG&E | Com | BldgEnv | Com - Restaurant | Energy Efficiency | RET | Total Adoptions | 87.307 | 82.9379 | 78.7978 | 74.8512 | 71.0914 | 67.5123 | 64.1034 | 68.7196 | 57.8109 | 61.9714 | 58.8389 | 55.8643 | 53.0454
Scenario 6: Aggressive Fuel Sub Phase In | SDG&E | Com | BldgEnv | Com - Retail | Energy Efficiency | NEW | New Adoptions | 48.5136 | 44.1503 | 40.0842 | 35.1088 | 27.9116 | 23.3931 | 17.8489 | 12.5874 | 8.2076 | 5.1492 | 2.3948 | 0.95924 | 0.16966
Scenario 6: Aggressive Fuel Sub Phase In | SDG&E | Com | BldgEnv | Com - Retail | Energy Efficiency | NEW | Total Adoptions | 48.5136 | 44.1503 | 40.0842 | 35.1088 | 27.9116 | 23.3931 | 17.8489 | 12.5874 | 8.2076 | 5.1492 | 2.3948 | 0.95924 | 0.16966
Scenario 6: Aggressive Fuel Sub Phase In | SDG&E | Com | BldgEnv | Com - Retail | Energy Efficiency | RET | New Adoptions | 400.4524 | 377.3221 | 357.0777 | 335 | 312.0482 | 290.6663 | 271.9467 | 254.5081 | 238.4962 | 223.9553 | 210.8381 | 198.93 | 188.0637
Scenario 6: Aggressive Fuel Sub Phase In | SDG&E | Com | BldgEnv | Com - Retail | Energy Efficiency | RET | Total Adoptions | 442.6539 | 417.4151 | 395.1671 | 371.1857 | 346.4249 | 323.3242 | 302.9716 | 283.9818 | 266.4963 | 250.5553 | 236.1081 | 222.9365 | 210.8699
Scenario 6: Aggressive Fuel Sub Phase In | SDG&E | Com | BldgEnv | Com - School | Energy Efficiency | NEW | New Adoptions | 71.8155 | 74.571 | 77.2956 | 79.9943 | 82.9918 | 85.5989 | 88.1474 | 90.8152 | 93.685 | 96.4754 | 99.3666 | 102.2493 | 105.0421
Scenario 6: Aggressive Fuel Sub Phase In | SDG&E | Com | BldgEnv | Com - School | Energy Efficiency | NEW | Total Adoptions | 71.8155 | 74.571 | 77.2956 | 79.9943 | 82.9918 | 85.5989 | 88.1474 | 90.8152 | 93.685 | 96.4754 | 99.3666 | 102.2493 | 105.0421
Scenario 6: Aggressive Fuel Sub Phase In | SDG&E | Com | BldgEnv | Com - School | Energy Efficiency | RET | New Adoptions | 62.7975 | 59.6546 | 56.6773 | 53.8662 | 51.1857 | 48.6255 | 46.1792 | 43.8484 | 41.6108 | 39.5056 | 37.4954 | 35.5901 | 33.7878
Scenario 6: Aggressive Fuel Sub Phase In | SDG&E | Com | BldgEnv | Com - School | Energy Efficiency | RET | Total Adoptions | 62.7975 | 59.6546 | 56.6773 | 60.7984 | 57.7714 | 54.8818 | 52.1227 | 49.4947 | 41.6108 | 44.6015 | 42.3364 | 40.1891 | 38.1568
Scenario 6: Aggressive Fuel Sub Phase In | SDG&E | Com | BldgEnv | Com - Warehouse | Energy Efficiency | NEW | New Adoptions | 69.7848 | 74.2488 | 78.8868 | 84.876 | 89.2036 | 95.0058 | 100.1039 | 105.3631 | 110.7153 | 116.3971 | 121.4816 | 126.7528 | 132.8718
Scenario 6: Aggressive Fuel Sub Phase In | SDG&E | Com | BldgEnv | Com - Warehouse | Energy Efficiency | NEW | Total Adoptions | 69.7848 | 74.2488 | 78.8868 | 84.876 | 89.2036 | 95.0058 | 100.1039 | 105.3631 | 110.7153 | 116.3971 | 121.4816 | 126.7528 | 132.8718
Scenario 6: Aggressive Fuel Sub Phase In | SDG&E | Com | BldgEnv | Com - Warehouse | Energy Efficiency | RET | New Adoptions | 211.8015 | 201.8055 | 192.3154 | 183.2281 | 174.5378 | 166.2365 | 158.3023 | 150.7379 | 132.6638 | 136.6074 | 139.2284 | 132.8894 | 126.8483
Scenario 6: Aggressive Fuel Sub Phase In | SDG&E | Com | BldgEnv | Com - Warehouse | Energy Efficiency | RET | Total Adoptions | 237.6531 | 226.3673 | 215.6519 | 205.4006 | 195.6044 | 186.2526 | 177.3203 | 168.8078 | 132.6638 | 152.9207 | 154.7286 | 147.6172 | 140.8423
Scenario 6: Aggressive Fuel Sub Phase In | SDG&E | Com | ComRefrig | Com - College | Energy Efficiency | NEW | New Adoptions | 0 | 0 | 0 | 0 | 0 | 0 | 0 | 0 | 0 | 0 | 0 | 0 | 0
Scenario 6: Aggressive Fuel Sub Phase In | SDG&E | Com | ComRefrig | Com - College | Energy Efficiency | NEW | Total Adoptions | 0 | 0 | 0 | 0 | 0 | 0 | 0 | 0 | 0 | 0 | 0 | 0 | 0
Scenario 6: Aggressive Fuel Sub Phase In | SDG&E | Com | ComRefrig | Com - College | Energy Efficiency | RET | New Adoptions | 8.478 | 5.4123 | 2.9759 | 1.3459 | 0.37 | 0.12308 | 0.03744 | 0 | 0 | 0 | 0 | 0 | 0
Scenario 6: Aggressive Fuel Sub Phase In | SDG&E | Com | ComRefrig | Com - College | Energy Efficiency | RET | Total Adoptions | 8.8865 | 5.8168 | 3.3669 | 1.7178 | 0.7201 | 0.45168 | 0.3455 | 0.28865 | 0.27047 | 0.25343 | 0.23747 | 0.22251 | 0.20849
Scenario 6: Aggressive Fuel Sub Phase In | SDG&E | Com | ComRefrig | Com - College | Energy Efficiency | ROB | New Adoptions | 0 | 0 | 0 | 0 | 0 | 0 | 0 | 0 | 0 | 0 | 0 | 0 | 0
Scenario 6: Aggressive Fuel Sub Phase In | SDG&E | Com | ComRefrig | Com - College | Energy Efficiency | ROB | Total Adoptions | 0 | 0 | 0 | 0 | 0 | 0 | 0 | 0 | 0 | 0 | 0 | 0 | 0
Scenario 6: Aggressive Fuel Sub Phase In | SDG&E | Com | ComRefrig | Com - Grocery | Energy Efficiency | NEW | New Adoptions | 0 | 0 | 0 | 0 | 0 | 0 | 0 | 0 | 0 | 0 | 0 | 0 | 0
Scenario 6: Aggressive Fuel Sub Phase In | SDG&E | Com | ComRefrig | Com - Grocery | Energy Efficiency | NEW | Total Adoptions | 0 | 0 | 0 | 0 | 0 | 0 | 0 | 0 | 0 | 0 | 0 | 0 | 0
Scenario 6: Aggressive Fuel Sub Phase In | SDG&E | Com | ComRefrig | Com - Grocery | Energy Efficiency | RET | New Adoptions | 7156.7474 | 3252.3564 | 797.8905 | 262.3597 | 61.5627 | 0 | 0 | 0 | 0 | 0 | 0 | 0 | 0
Scenario 6: Aggressive Fuel Sub Phase In | SDG&E | Com | ComRefrig | Com - Grocery | Energy Efficiency | RET | Total Adoptions | 7756.8259 | 3827.9 | 1340.6187 | 772.0711 | 539.4411 | 447.7768 | 419.5722 | 393.1449 | 368.3829 | 345.1813 | 323.4416 | 303.0717 | 283.9852
Scenario 6: Aggressive Fuel Sub Phase In | SDG&E | Com | ComRefrig | Com - Grocery | Energy Efficiency | ROB | New Adoptions | 0 | 0 | 0 | 0 | 0 | 0 | 0 | 0 | 0 | 0 | 0 | 0 | 0
Scenario 6: Aggressive Fuel Sub Phase In | SDG&E | Com | ComRefrig | Com - Grocery | Energy Efficiency | ROB | Total Adoptions | 0 | 0 | 0 | 0 | 0 | 0 | 0 | 0 | 0 | 0 | 0 | 0 | 0
Scenario 6: Aggressive Fuel Sub Phase In | SDG&E | Com | ComRefrig | Com - Refrig. Warehouse | Energy Efficiency | NEW | New Adoptions | 0 | 0 | 0 | 0 | 0 | 0 | 0 | 0 | 0 | 0 | 0 | 0 | 0
Scenario 6: Aggressive Fuel Sub Phase In | SDG&E | Com | ComRefrig | Com - Refrig. Warehouse | Energy Efficiency | NEW | Total Adoptions | 0 | 0 | 0 | 0 | 0 | 0 | 0 | 0 | 0 | 0 | 0 | 0 | 0
Scenario 6: Aggressive Fuel Sub Phase In | SDG&E | Com | ComRefrig | Com - Refrig. Warehouse | Energy Efficiency | RET | New Adoptions | 2.5682 | 1.561 | 0.80492 | 0.32189 | 0.065772 | 0.026648 | 0.0031132 | 0 | 0 | 0 | 0 | 0 | 0
Scenario 6: Aggressive Fuel Sub Phase In | SDG&E | Com | ComRefrig | Com - Refrig. Warehouse | Energy Efficiency | RET | Total Adoptions | 2.7039 | 1.6944 | 0.93318 | 0.4434 | 0.17992 | 0.13372 | 0.10346 | 0.094022 | 0.088099 | 0.08255 | 0.07735 | 0.072478 | 0.067913
Scenario 6: Aggressive Fuel Sub Phase In | SDG&E | Com | ComRefrig | Com - Refrig. Warehouse | Energy Efficiency | ROB | New Adoptions | 0 | 0 | 0 | 0 | 0 | 0 | 0 | 0 | 0 | 0 | 0 | 0 | 0
Scenario 6: Aggressive Fuel Sub Phase In | SDG&E | Com | ComRefrig | Com - Refrig. Warehouse | Energy Efficiency | ROB | Total Adoptions | 0 | 0 | 0 | 0 | 0 | 0 | 0 | 0 | 0 | 0 | 0 | 0 | 0
Scenario 6: Aggressive Fuel Sub Phase In | SDG&E | Com | ComRefrig | Com - Restaurant | Energy Efficiency | NEW | New Adoptions | 0 | 0 | 0 | 0 | 0 | 0 | 0 | 0 | 0 | 0 | 0 | 0 | 0
Scenario 6: Aggressive Fuel Sub Phase In | SDG&E | Com | ComRefrig | Com - Restaurant | Energy Efficiency | NEW | Total Adoptions | 0 | 0 | 0 | 0 | 0 | 0 | 0 | 0 | 0 | 0 | 0 | 0 | 0
Scenario 6: Aggressive Fuel Sub Phase In | SDG&E | Com | ComRefrig | Com - Restaurant | Energy Efficiency | RET | New Adoptions | 275.8054 | 128.4068 | 34.9291 | 10.9706 | 3.1408 | 0 | 0 | 0 | 0 | 0 | 0 | 0 | 0
Scenario 6: Aggressive Fuel Sub Phase In | SDG&E | Com | ComRefrig | Com - Restaurant | Energy Efficiency | RET | Total Adoptions | 298.5929 | 150.2822 | 55.576 | 30.3657 | 21.3282 | 17.0418 | 15.9683 | 14.9625 | 14.0201 | 13.1371 | 12.3097 | 11.5344 | 10.808
Scenario 6: Aggressive Fuel Sub Phase In | SDG&E | Com | ComRefrig | Com - Restaurant | Energy Efficiency | ROB | New Adoptions | 0 | 0 | 0 | 0 | 0 | 0 | 0 | 0 | 0 | 0 | 0 | 0 | 0
Scenario 6: Aggressive Fuel Sub Phase In | SDG&E | Com | ComRefrig | Com - Restaurant | Energy Efficiency | ROB | Total Adoptions | 0 | 0 | 0 | 0 | 0 | 0 | 0 | 0 | 0 | 0 | 0 | 0 | 0
Scenario 6: Aggressive Fuel Sub Phase In | SDG&E | Com | ComRefrig | Com - Retail | Energy Efficiency | NEW | New Adoptions | 0 | 0 | 0 | 0 | 0 | 0 | 0 | 0 | 0 | 0 | 0 | 0 | 0
Scenario 6: Aggressive Fuel Sub Phase In | SDG&E | Com | ComRefrig | Com - Retail | Energy Efficiency | NEW | Total Adoptions | 0 | 0 | 0 | 0 | 0 | 0 | 0 | 0 | 0 | 0 | 0 | 0 | 0
Scenario 6: Aggressive Fuel Sub Phase In | SDG&E | Com | ComRefrig | Com - Retail | Energy Efficiency | RET | New Adoptions | 3125.8497 | 1478.9446 | 434.6726 | 117.9301 | 33.384 | 0 | 0 | 0 | 0 | 0 | 0 | 0 | 0
Scenario 6: Aggressive Fuel Sub Phase In | SDG&E | Com | ComRefrig | Com - Retail | Energy Efficiency | RET | Total Adoptions | 3372.7772 | 1716.334 | 658.946 | 328.6021 | 230.9341 | 185.1061 | 173.4463 | 162.5213 | 152.2848 | 142.6933 | 133.7062 | 125.2854 | 117.3951
Scenario 6: Aggressive Fuel Sub Phase In | SDG&E | Com | ComRefrig | Com - Retail | Energy Efficiency | ROB | New Adoptions | 0 | 0 | 0 | 0 | 0 | 0 | 0 | 0 | 0 | 0 | 0 | 0 | 0
Scenario 6: Aggressive Fuel Sub Phase In | SDG&E | Com | ComRefrig | Com - Retail | Energy Efficiency | ROB | Total Adoptions | 0 | 0 | 0 | 0 | 0 | 0 | 0 | 0 | 0 | 0 | 0 | 0 | 0
Scenario 6: Aggressive Fuel Sub Phase In | SDG&E | Com | ComRefrig | Com - School | Energy Efficiency | NEW | New Adoptions | 0 | 0 | 0 | 0 | 0 | 0 | 0 | 0 | 0 | 0 | 0 | 0 | 0
Scenario 6: Aggressive Fuel Sub Phase In | SDG&E | Com | ComRefrig | Com - School | Energy Efficiency | NEW | Total Adoptions | 0 | 0 | 0 | 0 | 0 | 0 | 0 | 0 | 0 | 0 | 0 | 0 | 0
Scenario 6: Aggressive Fuel Sub Phase In | SDG&E | Com | ComRefrig | Com - School | Energy Efficiency | RET | New Adoptions | 0.14856 | 0 | 0 | 0 | 0 | 0 | 0 | 0 | 0 | 0 | 0 | 0 | 0
Scenario 6: Aggressive Fuel Sub Phase In | SDG&E | Com | ComRefrig | Com - School | Energy Efficiency | RET | Total Adoptions | 0.66418 | 0.48316 | 0.45274 | 0.42423 | 0.39752 | 0.37249 | 0.34904 | 0.32707 | 0.30648 | 0.28718 | 0.2691 | 0.25216 | 0.23629
Scenario 6: Aggressive Fuel Sub Phase In | SDG&E | Com | ComRefrig | Com - School | Energy Efficiency | ROB | New Adoptions | 0 | 0 | 0 | 0 | 0 | 0 | 0 | 0 | 0 | 0 | 0 | 0 | 0
Scenario 6: Aggressive Fuel Sub Phase In | SDG&E | Com | ComRefrig | Com - School | Energy Efficiency | ROB | Total Adoptions | 0 | 0 | 0 | 0 | 0 | 0 | 0 | 0 | 0 | 0 | 0 | 0 | 0
Scenario 6: Aggressive Fuel Sub Phase In | SDG&E | Com | FoodServ | Com - College | Energy Efficiency | NEW | New Adoptions | 6.931 | 7.3453 | 7.5324 | 7.9324 | 8.0519 | 8.5488 | 8.9343 | 9.2247 | 9.5268 | 9.868 | 10.1196 | 10.9929 | 11.2996
Scenario 6: Aggressive Fuel Sub Phase In | SDG&E | Com | FoodServ | Com - College | Energy Efficiency | NEW | Total Adoptions | 6.931 | 7.3453 | 7.5324 | 7.9324 | 8.0519 | 8.5488 | 8.9343 | 9.2247 | 9.5268 | 9.868 | 10.1196 | 10.9929 | 11.2996
Scenario 6: Aggressive Fuel Sub Phase In | SDG&E | Com | FoodServ | Com - College | Energy Efficiency | ROB | New Adoptions | 14.1812 | 14.9109 | 15.5582 | 16.1421 | 17.0695 | 17.559 | 18.0028 | 18.4055 | 18.7718 | 19.1008 | 19.3985 | 19.6786 | 19.9371
Scenario 6: Aggressive Fuel Sub Phase In | SDG&E | Com | FoodServ | Com - College | Energy Efficiency | ROB | Total Adoptions | 33.3341 | 34.763 | 36.115 | 37.421 | 39.4326 | 40.6821 | 41.8986 | 43.0812 | 44.2336 | 45.3517 | 46.4381 | 47.5315 | 48.6034
Scenario 6: Aggressive Fuel Sub Phase In | SDG&E | Com | FoodServ | Com - College | Fuel Substitution | ROB | New Adoptions | 0.36257 | 0.41656 | 0.47145 | 0.52765 | 0.58512 | 0.64486 | 0.70705 | 0.77163 | 0.83864 | 0.90886 | 0.98167 | 1.0573 | 1.1352
Scenario 6: Aggressive Fuel Sub Phase In | SDG&E | Com | FoodServ | Com - College | Fuel Substitution | ROB | Total Adoptions | 0.42337 | 0.49233 | 0.56399 | 0.63872 | 0.71645 | 0.79819 | 0.88411 | 0.97424 | 1.0686 | 1.1681 | 1.2722 | 1.381 | 1.4941
Scenario 6: Aggressive Fuel Sub Phase In | SDG&E | Com | FoodServ | Com - Grocery | Energy Efficiency | NEW | New Adoptions | 42.686 | 46.8471 | 48.9687 | 51.4541 | 53.1567 | 56.7256 | 59.3624 | 61.7889 | 63.6569 | 65.8903 | 67.8447 | 69.861 | 72.0914
Scenario 6: Aggressive Fuel Sub Phase In | SDG&E | Com | FoodServ | Com - Grocery | Energy Efficiency | NEW | Total Adoptions | 42.686 | 46.8471 | 48.9687 | 51.4541 | 53.1567 | 56.7256 | 59.3624 | 61.7889 | 63.6569 | 65.8903 | 67.8447 | 69.861 | 72.0914
Scenario 6: Aggressive Fuel Sub Phase In | SDG&E | Com | FoodServ | Com - Grocery | Energy Efficiency | ROB | New Adoptions | 100.6373 | 105.6571 | 110.2653 | 114.5409 | 121.3494 | 125.1594 | 128.6531 | 131.8556 | 134.7644 | 137.3394 | 139.718 | 141.9153 | 143.9477
Scenario 6: Aggressive Fuel Sub Phase In | SDG&E | Com | FoodServ | Com - Grocery | Energy Efficiency | ROB | Total Adoptions | 219.3583 | 228.7255 | 237.8349 | 246.796 | 260.9559 | 269.9116 | 278.6805 | 287.2626 | 295.6176 | 303.6701 | 311.5823 | 319.3631 | 327.031
Scenario 6: Aggressive Fuel Sub Phase In | SDG&E | Com | FoodServ | Com - Grocery | Fuel Substitution | ROB | New Adoptions | 3.4109 | 3.8667 | 4.3157 | 4.7618 | 5.2055 | 5.6473 | 6.098 | 6.5585 | 7.0304 | 7.5247 | 8.0277 | 8.5383 | 9.0551
Scenario 6: Aggressive Fuel Sub Phase In | SDG&E | Com | FoodServ | Com - Grocery | Fuel Substitution | ROB | Total Adoptions | 3.9543 | 4.5416 | 5.1346 | 5.7363 | 6.3462 | 6.9641 | 7.6006 | 8.2562 | 8.9329 | 9.6423 | 10.3707 | 11.1172 | 11.8801
Scenario 6: Aggressive Fuel Sub Phase In | SDG&E | Com | FoodServ | Com - Health | Energy Efficiency | NEW | New Adoptions | 22.1175 | 22.9312 | 23.2117 | 24.2152 | 24.2312 | 24.1175 | 21.3096 | 21.4221 | 22.3988 | 24.7525 | 28.029 | 25.5145 | 24.2437
Scenario 6: Aggressive Fuel Sub Phase In | SDG&E | Com | FoodServ | Com - Health | Energy Efficiency | NEW | Total Adoptions | 22.1175 | 22.9312 | 23.2117 | 24.2152 | 24.2312 | 24.1175 | 21.3096 | 21.4221 | 22.3988 | 24.7525 | 28.029 | 25.5145 | 24.2437
Scenario 6: Aggressive Fuel Sub Phase In | SDG&E | Com | FoodServ | Com - Health | Energy Efficiency | ROB | New Adoptions | 34.6319 | 36.6242 | 38.4498 | 40.1651 | 42.3519 | 43.8303 | 45.1356 | 46.3302 | 47.4368 | 48.4548 | 49.4262 | 50.2859 | 51.0516
Scenario 6: Aggressive Fuel Sub Phase In | SDG&E | Com | FoodServ | Com - Health | Energy Efficiency | ROB | Total Adoptions | 77.8425 | 81.7777 | 85.5716 | 89.3259 | 94.1044 | 97.67 | 100.9491 | 104.1249 | 107.2523 | 110.3684 | 113.5546 | 116.5089 | 119.2968
Scenario 6: Aggressive Fuel Sub Phase In | SDG&E | Com | FoodServ | Com - Health | Fuel Substitution | ROB | New Adoptions | 1.0526 | 1.2057 | 1.3606 | 1.517 | 1.6755 | 1.8385 | 2.0054 | 2.1758 | 2.35 | 2.5326 | 2.7227 | 2.9151 | 3.1095
Scenario 6: Aggressive Fuel Sub Phase In | SDG&E | Com | FoodServ | Com - Health | Fuel Substitution | ROB | Total Adoptions | 1.222 | 1.4172 | 1.6191 | 1.8271 | 2.0417 | 2.2653 | 2.4974 | 2.7375 | 2.9856 | 3.2464 | 3.5192 | 3.7993 | 4.086
Scenario 6: Aggressive Fuel Sub Phase In | SDG&E | Com | FoodServ | Com - Lodging | Energy Efficiency | NEW | New Adoptions | 25.5246 | 25.5652 | 25.1824 | 25.6966 | 24.9732 | 25.2548 | 25.0638 | 24.8891 | 25.0326 | 25.0337 | 24.702 | 24.4124 | 24.3959
Scenario 6: Aggressive Fuel Sub Phase In | SDG&E | Com | FoodServ | Com - Lodging | Energy Efficiency | NEW | Total Adoptions | 25.5246 | 25.5652 | 25.1824 | 25.6966 | 24.9732 | 25.2548 | 25.0638 | 24.8891 | 25.0326 | 25.0337 | 24.702 | 24.4124 | 24.3959
Scenario 6: Aggressive Fuel Sub Phase In | SDG&E | Com | FoodServ | Com - Lodging | Energy Efficiency | ROB | New Adoptions | 59.5267 | 62.5566 | 65.3147 | 67.858 | 70.4956 | 72.6291 | 74.557 | 76.2987 | 77.8769 | 79.3082 | 80.5367 | 81.6326 | 82.6115
Scenario 6: Aggressive Fuel Sub Phase In | SDG&E | Com | FoodServ | Com - Lodging | Energy Efficiency | ROB | Total Adoptions | 134.5905 | 140.1804 | 145.5215 | 150.7175 | 156.2977 | 161.1456 | 165.7923 | 170.2517 | 174.5547 | 178.7088 | 182.6062 | 186.3355 | 189.9205
Scenario 6: Aggressive Fuel Sub Phase In | SDG&E | Com | FoodServ | Com - Lodging | Fuel Substitution | ROB | New Adoptions | 1.3022 | 1.4792 | 1.6541 | 1.8277 | 2.0002 | 2.1714 | 2.3446 | 2.5189 | 2.6944 | 2.8701 | 3.0523 | 3.2349 | 3.4173
Scenario 6: Aggressive Fuel Sub Phase In | SDG&E | Com | FoodServ | Com - Lodging | Fuel Substitution | ROB | Total Adoptions | 1.5057 | 1.7336 | 1.9646 | 2.1991 | 2.4368 | 2.6774 | 2.9238 | 3.1752 | 3.4312 | 3.691 | 3.9609 | 4.2349 | 4.512
Scenario 6: Aggressive Fuel Sub Phase In | SDG&E | Com | FoodServ | Com - Office (Large) | Energy Efficiency | NEW | New Adoptions | 2.1594 | 2.1652 | 2.1641 | 2.164 | 2.1443 | 2.1609 | 2.1877 | 2.1926 | 2.1579 | 2.1382 | 2.1122 | 2.0907 | 2.0722
Scenario 6: Aggressive Fuel Sub Phase In | SDG&E | Com | FoodServ | Com - Office (Large) | Energy Efficiency | NEW | Total Adoptions | 2.1594 | 2.1652 | 2.1641 | 2.164 | 2.1443 | 2.1609 | 2.1877 | 2.1926 | 2.1579 | 2.1382 | 2.1122 | 2.0907 | 2.0722
Scenario 6: Aggressive Fuel Sub Phase In | SDG&E | Com | FoodServ | Com - Office (Large) | Energy Efficiency | ROB | New Adoptions | 3.2267 | 3.3605 | 3.481 | 3.5895 | 3.6862 | 3.7739 | 3.8539 | 3.9265 | 3.9911 | 4.049 | 4.1008 | 4.1474 | 4.1895
Scenario 6: Aggressive Fuel Sub Phase In | SDG&E | Com | FoodServ | Com - Office (Large) | Energy Efficiency | ROB | Total Adoptions | 7.9883 | 8.2399 | 8.4836 | 8.7202 | 8.9481 | 9.1717 | 9.3924 | 9.6084 | 9.8162 | 10.0176 | 10.2122 | 10.4009 | 10.5844
Scenario 6: Aggressive Fuel Sub Phase In | SDG&E | Com | FoodServ | Com - Office (Small) | Energy Efficiency | NEW | New Adoptions | 0.47651 | 0.48761 | 0.49788 | 0.50763 | 0.51593 | 0.52507 | 0.53396 | 0.54128 | 0.54807 | 0.55376 | 0.55916 | 0.56433 | 0.5693
Scenario 6: Aggressive Fuel Sub Phase In | SDG&E | Com | FoodServ | Com - Office (Small) | Energy Efficiency | NEW | Total Adoptions | 0.47651 | 0.48761 | 0.49788 | 0.50763 | 0.51593 | 0.52507 | 0.53396 | 0.54128 | 0.54807 | 0.55376 | 0.55916 | 0.56433 | 0.5693
Scenario 6: Aggressive Fuel Sub Phase In | SDG&E | Com | FoodServ | Com - Office (Small) | Energy Efficiency | ROB | New Adoptions | 1.437 | 1.4965 | 1.5498 | 1.5975 | 1.6399 | 1.6776 | 1.7111 | 1.7407 | 1.7668 | 1.7899 | 1.8101 | 1.8279 | 1.8436
Scenario 6: Aggressive Fuel Sub Phase In | SDG&E | Com | FoodServ | Com - Office (Small) | Energy Efficiency | ROB | Total Adoptions | 3.6937 | 3.7993 | 3.9007 | 3.9982 | 4.0919 | 4.1822 | 4.2692 | 4.3529 | 4.4337 | 4.5114 | 4.5864 | 4.6587 | 4.7285
Scenario 6: Aggressive Fuel Sub Phase In | SDG&E | Com | FoodServ | Com - Other | Energy Efficiency | NEW | New Adoptions | 43.8916 | 48.7438 | 51.3924 | 54.1011 | 56.1455 | 59.6206 | 62.3316 | 64.8495 | 67.2208 | 69.6855 | 71.9402 | 74.2691 | 76.7553
Scenario 6: Aggressive Fuel Sub Phase In | SDG&E | Com | FoodServ | Com - Other | Energy Efficiency | NEW | Total Adoptions | 43.8916 | 48.7438 | 51.3924 | 54.1011 | 56.1455 | 59.6206 | 62.3316 | 64.8495 | 67.2208 | 69.6855 | 71.9402 | 74.2691 | 76.7553
Scenario 6: Aggressive Fuel Sub Phase In | SDG&E | Com | FoodServ | Com - Other | Energy Efficiency | ROB | New Adoptions | 94.38 | 100.4584 | 106.124 | 111.4277 | 118.4291 | 123.2148 | 127.7506 | 132.0624 | 136.1654 | 140.0533 | 143.7768 | 147.3526 | 150.7972
Scenario 6: Aggressive Fuel Sub Phase In | SDG&E | Com | FoodServ | Com - Other | Energy Efficiency | ROB | Total Adoptions | 206.6874 | 217.5841 | 228.2045 | 238.619 | 252.6638 | 262.9626 | 273.175 | 283.3139 | 293.3787 | 303.345 | 313.2613 | 323.1411 | 333.0025
Scenario 6: Aggressive Fuel Sub Phase In | SDG&E | Com | FoodServ | Com - Other | Fuel Substitution | ROB | New Adoptions | 2.6644 | 3.0516 | 3.438 | 3.8281 | 4.2225 | 4.6225 | 5.0299 | 5.4444 | 5.8662 | 6.2993 | 6.7384 | 7.1828 | 7.6311
Scenario 6: Aggressive Fuel Sub Phase In | SDG&E | Com | FoodServ | Com - Other | Fuel Substitution | ROB | Total Adoptions | 3.0739 | 3.571 | 4.0796 | 4.6037 | 5.1433 | 5.6994 | 6.2734 | 6.8648 | 7.4736 | 8.104 | 8.7505 | 9.412 | 10.0871
Scenario 6: Aggressive Fuel Sub Phase In | SDG&E | Com | FoodServ | Com - Restaurant | Energy Efficiency | NEW | New Adoptions | 65.2538 | 62.0164 | 58.5796 | 53.6928 | 127.3093 | 134.4741 | 141.2573 | 147.8151 | 153.3937 | 158.9992 | 164.7282 | 170.3893 | 175.8122
Scenario 6: Aggressive Fuel Sub Phase In | SDG&E | Com | FoodServ | Com - Restaurant | Energy Efficiency | NEW | Total Adoptions | 65.2538 | 62.0164 | 58.5796 | 53.6928 | 127.3093 | 134.4741 | 141.2573 | 147.8151 | 153.3937 | 158.9992 | 164.7282 | 170.3893 | 175.8122
Scenario 6: Aggressive Fuel Sub Phase In | SDG&E | Com | FoodServ | Com - Restaurant | Energy Efficiency | ROB | New Adoptions | 284.5085 | 297.9074 | 309.8483 | 320.4192 | 335.5813 | 346.3561 | 356.4411 | 365.8156 | 374.4126 | 382.2132 | 389.2873 | 395.9024 | 402.085
Scenario 6: Aggressive Fuel Sub Phase In | SDG&E | Com | FoodServ | Com - Restaurant | Energy Efficiency | ROB | Total Adoptions | 610.8964 | 633.4521 | 654.489 | 674.0378 | 704.9599 | 728.7963 | 752.394 | 775.6482 | 798.3379 | 820.4017 | 841.8697 | 863.0729 | 884.0082
Scenario 6: Aggressive Fuel Sub Phase In | SDG&E | Com | FoodServ | Com - Restaurant | Fuel Substitution | ROB | New Adoptions | 9.7904 | 11.0729 | 12.3157 | 13.5308 | 14.7193 | 15.8954 | 17.0633 | 18.2322 | 19.4173 | 20.6298 | 21.8697 | 23.1124 | 24.3538
Scenario 6: Aggressive Fuel Sub Phase In | SDG&E | Com | FoodServ | Com - Restaurant | Fuel Substitution | ROB | Total Adoptions | 11.3116 | 12.9805 | 14.6458 | 16.3157 | 17.9817 | 19.6601 | 21.3531 | 23.0687 | 24.8214 | 26.6228 | 28.4735 | 30.3485 | 32.2428
Scenario 6: Aggressive Fuel Sub Phase In | SDG&E | Com | FoodServ | Com - Retail | Energy Efficiency | NEW | New Adoptions | 0.95237 | 0.90251 | 0.85787 | 0.79722 | 0.70149 | 0.65168 | 0.58622 | 0.52359 | 0.47265 | 0.44186 | 0.41432 | 0.40777 | 0.4125
Scenario 6: Aggressive Fuel Sub Phase In | SDG&E | Com | FoodServ | Com - Retail | Energy Efficiency | NEW | Total Adoptions | 0.95237 | 0.90251 | 0.85787 | 0.79722 | 0.70149 | 0.65168 | 0.58622 | 0.52359 | 0.47265 | 0.44186 | 0.41432 | 0.40777 | 0.4125
Scenario 6: Aggressive Fuel Sub Phase In | SDG&E | Com | FoodServ | Com - Retail | Energy Efficiency | ROB | New Adoptions | 2.7726 | 2.8749 | 2.9632 | 3.038 | 3.0996 | 3.15 | 3.1899 | 3.2203 | 3.2424 | 3.2574 | 3.2662 | 3.2698 | 3.2691
Scenario 6: Aggressive Fuel Sub Phase In | SDG&E | Com | FoodServ | Com - Retail | Energy Efficiency | ROB | Total Adoptions | 7.1456 | 7.3162 | 7.4727 | 7.6147 | 7.741 | 7.8547 | 7.9556 | 8.0444 | 8.1223 | 8.1907 | 8.2505 | 8.303 | 8.3493
Scenario 6: Aggressive Fuel Sub Phase In | SDG&E | Com | FoodServ | Com - School | Energy Efficiency | NEW | New Adoptions | 28.1095 | 30.9899 | 31.8921 | 32.7539 | 33.714 | 34.6811 | 35.4212 | 36.1885 | 37.0131 | 37.782 | 38.5656 | 39.3198 | 40.0136
Scenario 6: Aggressive Fuel Sub Phase In | SDG&E | Com | FoodServ | Com - School | Energy Efficiency | NEW | Total Adoptions | 28.1095 | 30.9899 | 31.8921 | 32.7539 | 33.714 | 34.6811 | 35.4212 | 36.1885 | 37.0131 | 37.782 | 38.5656 | 39.3198 | 40.0136
Scenario 6: Aggressive Fuel Sub Phase In | SDG&E | Com | FoodServ | Com - School | Energy Efficiency | ROB | New Adoptions | 37.1339 | 39.1028 | 40.8918 | 42.525 | 44.3522 | 45.7374 | 47.0315 | 48.2354 | 49.3697 | 50.4429 | 51.462 | 52.4292 | 53.3324
Scenario 6: Aggressive Fuel Sub Phase In | SDG&E | Com | FoodServ | Com - School | Energy Efficiency | ROB | Total Adoptions | 85.2622 | 89.0487 | 92.7074 | 96.2614 | 100.3535 | 103.7582 | 107.1173 | 110.4242 | 113.7013 | 116.9516 | 120.1799 | 123.3806 | 126.5172
Scenario 6: Aggressive Fuel Sub Phase In | SDG&E | Com | FoodServ | Com - School | Fuel Substitution | ROB | New Adoptions | 0.55811 | 0.63862 | 0.72011 | 0.80397 | 0.89072 | 0.98081 | 1.075 | 1.1744 | 1.2784 | 1.3871 | 1.5 | 1.617 | 1.7376
Scenario 6: Aggressive Fuel Sub Phase In | SDG&E | Com | FoodServ | Com - School | Fuel Substitution | ROB | Total Adoptions | 0.64805 | 0.75003 | 0.85542 | 0.96556 | 1.0809 | 1.202 | 1.3297 | 1.4651 | 1.6079 | 1.7582 | 1.9156 | 2.08 | 2.2512
Scenario 6: Aggressive Fuel Sub Phase In | SDG&E | Com | HVAC | Com - College | Energy Efficiency | NEW | New Adoptions | 899.4282 | 964.4244 | 1818.3793 | 1998.5161 | 2112.2191 | 2296.3429 | 1415.9671 | 351.3477 | 371.9176 | 394.0883 | 412.6501 | 456.9149 | 477.9413
Scenario 6: Aggressive Fuel Sub Phase In | SDG&E | Com | HVAC | Com - College | Energy Efficiency | NEW | Total Adoptions | 899.4282 | 964.4244 | 1818.3793 | 1998.5161 | 2112.2191 | 2296.3429 | 1415.9671 | 351.3477 | 371.9176 | 394.0883 | 412.6501 | 456.9149 | 477.9413
Scenario 6: Aggressive Fuel Sub Phase In | SDG&E | Com | HVAC | Com - College | Energy Efficiency | RET | New Adoptions | 17.9158 | 19.4693 | 20.9901 | 0 | 0 | 0 | 25.9585 | 26.9213 | 0 | 0 | 0 | 0 | 0
Scenario 6: Aggressive Fuel Sub Phase In | SDG&E | Com | HVAC | Com - College | Energy Efficiency | RET | Total Adoptions | 20.7025 | 22.1568 | 23.5916 | 0 | 0 | 0 | 28.3235 | 29.2483 | 0 | 0 | 0 | 0 | 0
Scenario 6: Aggressive Fuel Sub Phase In | SDG&E | Com | HVAC | Com - College | Energy Efficiency | ROB | New Adoptions | 1641.2175 | 3616.6688 | 3957.6669 | 4300.3994 | 4642.1336 | 2511.2461 | 2.8908 | 3.0205 | 3.1431 | 3.2586 | 3.3668 | 3.4695 | 3.5651
Scenario 6: Aggressive Fuel Sub Phase In | SDG&E | Com | HVAC | Com - College | Energy Efficiency | ROB | Total Adoptions | 2627.2176 | 5749.5383 | 6267.7186 | 6804.0617 | 7354.4509 | 3986.4784 | 5.274 | 5.536 | 5.7964 | 6.0549 | 6.3105 | 6.5679 | 6.8222
Scenario 6: Aggressive Fuel Sub Phase In | SDG&E | Com | HVAC | Com - College | Fuel Substitution | ROB | New Adoptions | 0.0049676 | 0.0054718 | 0.0059928 | 0.0076246 | 0 | 0 | 0 | 0 | 0 | 0 | 0 | 0 | 0
Scenario 6: Aggressive Fuel Sub Phase In | SDG&E | Com | HVAC | Com - College | Fuel Substitution | ROB | Total Adoptions | 0.005292 | 0.0058527 | 0.0064345 | 0.008243 | 0 | 0 | 0 | 0 | 0 | 0 | 0 | 0 | 0
Scenario 6: Aggressive Fuel Sub Phase In | SDG&E | Com | HVAC | Com - Grocery | Energy Efficiency | NEW | New Adoptions | 27.9298 | 30.7696 | 33.592 | 36.8257 | 39.6559 | 43.3078 | 47.1598 | 51.046 | 54.6535 | 27.5716 | 29.1961 | 30.8961 | 32.7401
Scenario 6: Aggressive Fuel Sub Phase In | SDG&E | Com | HVAC | Com - Grocery | Energy Efficiency | NEW | Total Adoptions | 27.9298 | 30.7696 | 33.592 | 36.8257 | 39.6559 | 43.3078 | 47.1598 | 51.046 | 54.6535 | 27.5716 | 29.1961 | 30.8961 | 32.7401
Scenario 6: Aggressive Fuel Sub Phase In | SDG&E | Com | HVAC | Com - Grocery | Energy Efficiency | ROB | New Adoptions | 59.3555 | 66.2979 | 73.5368 | 81.0904 | 88.9564 | 97.1655 | 105.7274 | 114.6474 | 20.2856 | 21.8328 | 23.4082 | 25.0041 | 0.93515
Scenario 6: Aggressive Fuel Sub Phase In | SDG&E | Com | HVAC | Com - Grocery | Energy Efficiency | ROB | Total Adoptions | 73.2522 | 81.3853 | 89.966 | 99.0208 | 108.5454 | 118.5846 | 129.1552 | 140.2674 | 25.2926 | 27.2767 | 29.3198 | 31.4142 | 1.7846
Scenario 6: Aggressive Fuel Sub Phase In | SDG&E | Com | HVAC | Com - Grocery | Fuel Substitution | ROB | New Adoptions | 0.17069 | 0.18707 | 0.20389 | 0.2214 | 0 | 0 | 0 | 0 | 0 | 0 | 0 | 0 | 0
Scenario 6: Aggressive Fuel Sub Phase In | SDG&E | Com | HVAC | Com - Grocery | Fuel Substitution | ROB | Total Adoptions | 0.2107 | 0.23354 | 0.25727 | 0.28216 | 0 | 0 | 0 | 0 | 0 | 0 | 0 | 0 | 0
Scenario 6: Aggressive Fuel Sub Phase In | SDG&E | Com | HVAC | Com - Health | Energy Efficiency | NEW | New Adoptions | 1410.3236 | 1489.638 | 1571.5605 | 1705.8296 | 3468.1256 | 3554.1836 | 1673.497 | 78.7979 | 84.3558 | 92.2039 | 106.7262 | 99.2903 | 96.4079
Scenario 6: Aggressive Fuel Sub Phase In | SDG&E | Com | HVAC | Com - Health | Energy Efficiency | NEW | Total Adoptions | 1410.3236 | 1489.638 | 1571.5605 | 1705.8296 | 3468.1256 | 3554.1836 | 1673.497 | 78.7979 | 84.3558 | 92.2039 | 106.7262 | 99.2903 | 96.4079
Scenario 6: Aggressive Fuel Sub Phase In | SDG&E | Com | HVAC | Com - Health | Energy Efficiency | RET | New Adoptions | 18.5346 | 59.6573 | 63.8412 | 68.0167 | 80.8872 | 85.4182 | 89.853 | 94.1575 | 26.9626 | 33.3196 | 34.4288 | 35.3205 | 100.0973
Scenario 6: Aggressive Fuel Sub Phase In | SDG&E | Com | HVAC | Com - Health | Energy Efficiency | RET | Total Adoptions | 21.9183 | 89.3907 | 91.8761 | 94.4849 | 110.0659 | 113.0313 | 116.0246 | 119.0027 | 29.2439 | 35.9974 | 37.0812 | 37.953 | 117.056
Scenario 6: Aggressive Fuel Sub Phase In | SDG&E | Com | HVAC | Com - Health | Energy Efficiency | ROB | New Adoptions | 2435.9695 | 2693.7457 | 2956.9129 | 6374.7792 | 6923.0988 | 3811.3728 | 117.9001 | 127.6319 | 127.1432 | 136.6149 | 146.605 | 156.7284 | 167.0565
Scenario 6: Aggressive Fuel Sub Phase In | SDG&E | Com | HVAC | Com - Health | Energy Efficiency | ROB | Total Adoptions | 3867.1395 | 4256.4382 | 4662.4551 | 10080.2146 | 10965.7155 | 6029.5313 | 144.5851 | 156.7005 | 157.2803 | 169.3503 | 182.198 | 195.264 | 208.6598
Scenario 6: Aggressive Fuel Sub Phase In | SDG&E | Com | HVAC | Com - Health | Fuel Substitution | ROB | New Adoptions | 0.042417 | 0.04687 | 0.051494 | 0.056308 | 0 | 0 | 0 | 0 | 0 | 0 | 0 | 0 | 0
Scenario 6: Aggressive Fuel Sub Phase In | SDG&E | Com | HVAC | Com - Health | Fuel Substitution | ROB | Total Adoptions | 0.049637 | 0.055344 | 0.061326 | 0.067608 | 0 | 0 | 0 | 0 | 0 | 0 | 0 | 0 | 0
Scenario 6: Aggressive Fuel Sub Phase In | SDG&E | Com | HVAC | Com - Lodging | Energy Efficiency | NEW | New Adoptions | 1180.5224 | 1214.4007 | 1250.8497 | 1332.0855 | 1348.5133 | 1412.9847 | 758.9819 | 53.2792 | 55.7828 | 35.8391 | 36.559 | 37.3254 | 38.508
Scenario 6: Aggressive Fuel Sub Phase In | SDG&E | Com | HVAC | Com - Lodging | Energy Efficiency | NEW | Total Adoptions | 1180.5224 | 1214.4007 | 1250.8497 | 1332.0855 | 1348.5133 | 1412.9847 | 758.9819 | 53.2792 | 55.7828 | 35.8391 | 36.559 | 37.3254 | 38.508
Scenario 6: Aggressive Fuel Sub Phase In | SDG&E | Com | HVAC | Com - Lodging | Energy Efficiency | RET | New Adoptions | 46.7642 | 49.3596 | 51.8751 | 54.2972 | 56.6128 | 58.8076 | 60.8678 | 62.7829 | 0 | 0 | 0 | 0 | 0
Scenario 6: Aggressive Fuel Sub Phase In | SDG&E | Com | HVAC | Com - Lodging | Energy Efficiency | RET | Total Adoptions | 58.7044 | 60.7232 | 62.7116 | 64.6527 | 66.5295 | 68.3246 | 70.0209 | 71.6047 | 0 | 0 | 0 | 0 | 0
Scenario 6: Aggressive Fuel Sub Phase In | SDG&E | Com | HVAC | Com - Lodging | Energy Efficiency | ROB | New Adoptions | 2620.218 | 2879.4914 | 3140.7877 | 3403.5326 | 3665.3953 | 2044.0147 | 143.7495 | 156.1967 | 76.568 | 81.8987 | 87.3506 | 92.9187 | 98.6073
Scenario 6: Aggressive Fuel Sub Phase In | SDG&E | Com | HVAC | Com - Lodging | Energy Efficiency | ROB | Total Adoptions | 4136.3913 | 4520.3327 | 4915.702 | 5323.5997 | 5739.9312 | 3184.9607 | 172.1984 | 187.713 | 93.7876 | 100.4833 | 107.3766 | 114.4626 | 121.7511
Scenario 6: Aggressive Fuel Sub Phase In | SDG&E | Com | HVAC | Com - Lodging | Fuel Substitution | ROB | New Adoptions | 0.12403 | 0.13618 | 0.14756 | 0.16057 | 0.025874 | 0 | 0 | 0 | 0 | 0 | 0 | 0 | 0
Scenario 6: Aggressive Fuel Sub Phase In | SDG&E | Com | HVAC | Com - Lodging | Fuel Substitution | ROB | Total Adoptions | 0.15226 | 0.16905 | 0.18529 | 0.20362 | 0.032266 | 0 | 0 | 0 | 0 | 0 | 0 | 0 | 0
Scenario 6: Aggressive Fuel Sub Phase In | SDG&E | Com | HVAC | Com - Office (Large) | Energy Efficiency | NEW | New Adoptions | 12338.2334 | 13131.21 | 13893.6457 | 14675.0093 | 15325.9814 | 16246.0792 | 8685.2954 | 0.60761 | 0.61308 | 0.62183 | 0.62784 | 0.63427 | 0.64072
Scenario 6: Aggressive Fuel Sub Phase In | SDG&E | Com | HVAC | Com - Office (Large) | Energy Efficiency | NEW | Total Adoptions | 12338.2334 | 13131.21 | 13893.6457 | 14675.0093 | 15325.9814 | 16246.0792 | 8685.2954 | 0.60761 | 0.61308 | 0.62183 | 0.62784 | 0.63427 | 0.64072
Scenario 6: Aggressive Fuel Sub Phase In | SDG&E | Com | HVAC | Com - Office (Large) | Energy Efficiency | RET | New Adoptions | 0 | 0 | 0 | 0 | 0 | 0 | 0 | 0 | 0 | 0 | 0 | 0 | 0
Scenario 6: Aggressive Fuel Sub Phase In | SDG&E | Com | HVAC | Com - Office (Large) | Energy Efficiency | RET | Total Adoptions | 0 | 0 | 0 | 0 | 0 | 0 | 0 | 0 | 0 | 0 | 0 | 0 | 0
Scenario 6: Aggressive Fuel Sub Phase In | SDG&E | Com | HVAC | Com - Office (Large) | Energy Efficiency | ROB | New Adoptions | 15153.6351 | 16584.6751 | 18031.1316 | 19487.5685 | 20946.6976 | 11277.0961 | 0.99393 | 1.0366 | 1.0767 | 1.1144 | 1.1496 | 1.1824 | 1.2126
Scenario 6: Aggressive Fuel Sub Phase In | SDG&E | Com | HVAC | Com - Office (Large) | Energy Efficiency | ROB | Total Adoptions | 24243.9175 | 26473.371 | 28789.7863 | 31190.3501 | 33665.5833 | 18221.8114 | 1.7913 | 1.8781 | 1.9639 | 2.0485 | 2.1318 | 2.2137 | 2.2941
Scenario 6: Aggressive Fuel Sub Phase In | SDG&E | Com | HVAC | Com - Office (Small) | Energy Efficiency | NEW | New Adoptions | 3697.9592 | 4007.4424 | 4321.7125 | 4643.0004 | 557.7103 | 592.1418 | 626.6478 | 659.481 | 691.6153 | 722.1695 | 751.983 | 781.0611 | 809.3416
Scenario 6: Aggressive Fuel Sub Phase In | SDG&E | Com | HVAC | Com - Office (Small) | Energy Efficiency | NEW | Total Adoptions | 3697.9592 | 4007.4424 | 4321.7125 | 4643.0004 | 557.7103 | 592.1418 | 626.6478 | 659.481 | 691.6153 | 722.1695 | 751.983 | 781.0611 | 809.3416
Scenario 6: Aggressive Fuel Sub Phase In | SDG&E | Com | HVAC | Com - Office (Small) | Energy Efficiency | ROB | New Adoptions | 8415.3622 | 9206.4434 | 10000.2908 | 2.3981 | 2.5326 | 2.6603 | 2.7806 | 2.8935 | 2.9989 | 3.0965 | 3.1866 | 3.2692 | 3.3444
Scenario 6: Aggressive Fuel Sub Phase In | SDG&E | Com | HVAC | Com - Office (Small) | Energy Efficiency | ROB | Total Adoptions | 13471.1232 | 14643.2656 | 15851.3495 | 4.3792 | 4.6114 | 4.8417 | 5.0692 | 5.2935 | 5.5141 | 5.7305 | 5.9423 | 6.1492 | 6.3509
Scenario 6: Aggressive Fuel Sub Phase In | SDG&E | Com | HVAC | Com - Other | Energy Efficiency | NEW | New Adoptions | 1671.0053 | 1835.4821 | 2009.2931 | 2189.5829 | 2347.0063 | 2535.6404 | 2725.7989 | 2909.7892 | 3088.491 | 3235.6997 | 3406.5947 | 3617.8012 | 3800.8894
Scenario 6: Aggressive Fuel Sub Phase In | SDG&E | Com | HVAC | Com - Other | Energy Efficiency | NEW | Total Adoptions | 1671.0053 | 1835.4821 | 2009.2931 | 2189.5829 | 2347.0063 | 2535.6404 | 2725.7989 | 2909.7892 | 3088.491 | 3235.6997 | 3406.5947 | 3617.8012 | 3800.8894
Scenario 6: Aggressive Fuel Sub Phase In | SDG&E | Com | HVAC | Com - Other | Energy Efficiency | ROB | New Adoptions | 59.0947 | 70.6018 | 78.601 | 86.9754 | 95.7207 | 104.8636 | 114.4055 | 124.3577 | 20.0984 | 21.6601 | 143.6896 | 154.256 | 165.2125
Scenario 6: Aggressive Fuel Sub Phase In | SDG&E | Com | HVAC | Com - Other | Energy Efficiency | ROB | Total Adoptions | 73.1447 | 86.1563 | 95.4998 | 105.3835 | 115.8017 | 126.7919 | 138.3607 | 150.523 | 24.7446 | 26.7035 | 175.6311 | 188.9439 | 202.8502
Scenario 6: Aggressive Fuel Sub Phase In | SDG&E | Com | HVAC | Com - Other | Fuel Substitution | ROB | New Adoptions | 0.49711 | 0.54768 | 0.59998 | 0.66088 | 0 | 0 | 0 | 0 | 0 | 0 | 0 | 0 | 0
Scenario 6: Aggressive Fuel Sub Phase In | SDG&E | Com | HVAC | Com - Other | Fuel Substitution | ROB | Total Adoptions | 0.61618 | 0.68689 | 0.76092 | 0.84608 | 0 | 0 | 0 | 0 | 0 | 0 | 0 | 0 | 0
Scenario 6: Aggressive Fuel Sub Phase In | SDG&E | Com | HVAC | Com - Restaurant | Energy Efficiency | NEW | New Adoptions | 81.2242 | 75.0362 | 70.02 | 61.7538 | 237.1642 | 255.4764 | 275.9336 | 296.7352 | 316.1658 | 336.0896 | 356.6315 | 377.2624 | 397.5059
Scenario 6: Aggressive Fuel Sub Phase In | SDG&E | Com | HVAC | Com - Restaurant | Energy Efficiency | NEW | Total Adoptions | 81.2242 | 75.0362 | 70.02 | 61.7538 | 237.1642 | 255.4764 | 275.9336 | 296.7352 | 316.1658 | 336.0896 | 356.6315 | 377.2624 | 397.5059
Scenario 6: Aggressive Fuel Sub Phase In | SDG&E | Com | HVAC | Com - Restaurant | Energy Efficiency | ROB | New Adoptions | 6.2596 | 6.9299 | 7.6319 | 8.367 | 9.1777 | 10.0433 | 10.9668 | 11.9505 | 12.9955 | 14.1036 | 15.2754 | 16.5108 | 17.8087
Scenario 6: Aggressive Fuel Sub Phase In | SDG&E | Com | HVAC | Com - Restaurant | Energy Efficiency | ROB | Total Adoptions | 8.2825 | 9.2619 | 10.2985 | 11.3938 | 12.6459 | 13.9931 | 15.4422 | 16.9988 | 18.667 | 20.4523 | 22.3597 | 24.3929 | 26.5551
Scenario 6: Aggressive Fuel Sub Phase In | SDG&E | Com | HVAC | Com - Restaurant | Fuel Substitution | ROB | New Adoptions | 0.00078771 | 0.00086458 | 0.0058991 | 0.0064164 | 0 | 0 | 0 | 0 | 0 | 0 | 0 | 0 | 0
Scenario 6: Aggressive Fuel Sub Phase In | SDG&E | Com | HVAC | Com - Restaurant | Fuel Substitution | ROB | Total Adoptions | 0.00083894 | 0.00092451 | 0.0063299 | 0.0069099 | 0 | 0 | 0 | 0 | 0 | 0 | 0 | 0 | 0
Scenario 6: Aggressive Fuel Sub Phase In | SDG&E | Com | HVAC | Com - Retail | Energy Efficiency | NEW | New Adoptions | 1143.3381 | 1134.651 | 1127.6328 | 1096.0147 | 1011.5547 | 982.4176 | 522.4271 | 81.2558 | 54.3787 | 30.3551 | 14.3603 | 5.8293 | 1.0414
Scenario 6: Aggressive Fuel Sub Phase In | SDG&E | Com | HVAC | Com - Retail | Energy Efficiency | NEW | Total Adoptions | 1143.3381 | 1134.651 | 1127.6328 | 1096.0147 | 1011.5547 | 982.4176 | 522.4271 | 81.2558 | 54.3787 | 30.3551 | 14.3603 | 5.8293 | 1.0414
Scenario 6: Aggressive Fuel Sub Phase In | SDG&E | Com | HVAC | Com - Retail | Energy Efficiency | RET | New Adoptions | 67.6563 | 71.1185 | 74.5158 | 77.848 | 81.1115 | 84.3001 | 87.4065 | 90.4236 | 0 | 0 | 0 | 0 | 0
Scenario 6: Aggressive Fuel Sub Phase In | SDG&E | Com | HVAC | Com - Retail | Energy Efficiency | RET | Total Adoptions | 91.4326 | 93.5236 | 96.3092 | 99.5323 | 103.0185 | 106.6472 | 110.3347 | 114.022 | 0 | 0 | 0 | 0 | 0
Scenario 6: Aggressive Fuel Sub Phase In | SDG&E | Com | HVAC | Com - Retail | Energy Efficiency | ROB | New Adoptions | 3852.8177 | 4206.2689 | 4557.4079 | 4903.8149 | 5243.2095 | 2923.5224 | 251.8721 | 271.1561 | 0.3324 | 0.33937 | 0.3453 | 0.35023 | 0.35419
Scenario 6: Aggressive Fuel Sub Phase In | SDG&E | Com | HVAC | Com - Retail | Energy Efficiency | ROB | Total Adoptions | 6059.2741 | 6565.9014 | 7080.8753 | 7601.4389 | 8124.1507 | 4489.8874 | 295.4231 | 318.8902 | 0.60137 | 0.61728 | 0.63221 | 0.64616 | 0.65912
Scenario 6: Aggressive Fuel Sub Phase In | SDG&E | Com | HVAC | Com - Retail | Fuel Substitution | ROB | New Adoptions | 0.027493 | 0.030182 | 0.032947 | 0.035789 | 0 | 0 | 0 | 0 | 0 | 0 | 0 | 0 | 0
Scenario 6: Aggressive Fuel Sub Phase In | SDG&E | Com | HVAC | Com - Retail | Fuel Substitution | ROB | Total Adoptions | 0.029607 | 0.03265 | 0.035793 | 0.03904 | 0 | 0 | 0 | 0 | 0 | 0 | 0 | 0 | 0
Scenario 6: Aggressive Fuel Sub Phase In | SDG&E | Com | HVAC | Com - School | Energy Efficiency | NEW | New Adoptions | 4142.4592 | 4471.642 | 4805.8357 | 5144.7596 | 5509.5603 | 5854.1001 | 6211.9007 | 1438.5723 | 1506.2032 | 1571.1773 | 1636.1655 | 1699.2026 | 1758.7325
Scenario 6: Aggressive Fuel Sub Phase In | SDG&E | Com | HVAC | Com - School | Energy Efficiency | NEW | Total Adoptions | 4142.4592 | 4471.642 | 4805.8357 | 5144.7596 | 5509.5603 | 5854.1001 | 6211.9007 | 1438.5723 | 1506.2032 | 1571.1773 | 1636.1655 | 1699.2026 | 1758.7325
Scenario 6: Aggressive Fuel Sub Phase In | SDG&E | Com | HVAC | Com - School | Energy Efficiency | RET | New Adoptions | 33.8052 | 30.6052 | 26.5466 | 21.823 | 16.6645 | 11.3111 | 5.9925 | 0.91072 | 0 | 0 | 0 | 0 | 0
Scenario 6: Aggressive Fuel Sub Phase In | SDG&E | Com | HVAC | Com - School | Energy Efficiency | RET | Total Adoptions | 39.0116 | 35.6005 | 31.3268 | 26.3816 | 20.9932 | 15.4015 | 9.8368 | 4.5028 | 0 | 0 | 0 | 0 | 0
Scenario 6: Aggressive Fuel Sub Phase In | SDG&E | Com | HVAC | Com - School | Energy Efficiency | ROB | New Adoptions | 4314.1207 | 4734.397 | 5161.4585 | 5593.5529 | 6029.6755 | 6492.8486 | 1.7086 | 1.7871 | 1.8623 | 1.934 | 2.0022 | 2.0668 | 2.1277
Scenario 6: Aggressive Fuel Sub Phase In | SDG&E | Com | HVAC | Com - School | Energy Efficiency | ROB | Total Adoptions | 6895.9667 | 7546.8995 | 8227.0552 | 8935.5511 | 9672.7954 | 10466.2142 | 3.0849 | 3.2423 | 3.3998 | 3.5571 | 3.7141 | 3.8703 | 4.0255
Scenario 6: Aggressive Fuel Sub Phase In | SDG&E | Com | HVAC | Com - School | Fuel Substitution | ROB | New Adoptions | 0.0088699 | 0.0095925 | 0.010311 | 0.011028 | 0 | 0 | 0 | 0 | 0 | 0 | 0 | 0 | 0
Scenario 6: Aggressive Fuel Sub Phase In | SDG&E | Com | HVAC | Com - School | Fuel Substitution | ROB | Total Adoptions | 0.0094652 | 0.010279 | 0.011093 | 0.011909 | 0 | 0 | 0 | 0 | 0 | 0 | 0 | 0 | 0
Scenario 6: Aggressive Fuel Sub Phase In | SDG&E | Com | HVAC | Com - Warehouse | Energy Efficiency | NEW | New Adoptions | 0.03821 | 0.041419 | 0.044718 | 0.048775 | 0.051868 | 0.055795 | 0.059278 | 0.062815 | 0.066352 | 0.070018 | 0.073243 | 0.076486 | 0.080135
Scenario 6: Aggressive Fuel Sub Phase In | SDG&E | Com | HVAC | Com - Warehouse | Energy Efficiency | NEW | Total Adoptions | 0.03821 | 0.041419 | 0.044718 | 0.048775 | 0.051868 | 0.055795 | 0.059278 | 0.062815 | 0.066352 | 0.070018 | 0.073243 | 0.076486 | 0.080135
Scenario 6: Aggressive Fuel Sub Phase In | SDG&E | Com | HVAC | Com - Warehouse | Energy Efficiency | ROB | New Adoptions | 0.13197 | 0.1429 | 0.15354 | 0.16387 | 0.17381 | 0.18337 | 0.19252 | 0.20123 | 0.20951 | 0.21734 | 0.22471 | 0.23162 | 0
Scenario 6: Aggressive Fuel Sub Phase In | SDG&E | Com | HVAC | Com - Warehouse | Energy Efficiency | ROB | Total Adoptions | 0.25039 | 0.26727 | 0.28425 | 0.30133 | 0.31842 | 0.33555 | 0.35265 | 0.36969 | 0.38665 | 0.4035 | 0.4202 | 0.43671 | 0
Scenario 6: Aggressive Fuel Sub Phase In | SDG&E | Com | HVAC | Com - Warehouse | Fuel Substitution | ROB | New Adoptions | 0.050787 | 0.056002 | 0.061951 | 0.067685 | 0 | 0 | 0 | 0 | 0 | 0 | 0 | 0 | 0
Scenario 6: Aggressive Fuel Sub Phase In | SDG&E | Com | HVAC | Com - Warehouse | Fuel Substitution | ROB | Total Adoptions | 0.062535 | 0.069765 | 0.078013 | 0.086112 | 0 | 0 | 0 | 0 | 0 | 0 | 0 | 0 | 0
Scenario 6: Aggressive Fuel Sub Phase In | SDG&E | Com | Lighting | Com - College | Energy Efficiency | NEW | New Adoptions | 0 | 0 | 197.0982 | 201.7348 | 199.2238 | 202.9628 | 206.637 | 208.0409 | 209.7272 | 0 | 0 | 0 | 0
Scenario 6: Aggressive Fuel Sub Phase In | SDG&E | Com | Lighting | Com - College | Energy Efficiency | NEW | Total Adoptions | 0 | 0 | 197.0982 | 201.7348 | 199.2238 | 202.9628 | 206.637 | 208.0409 | 209.7272 | 0 | 0 | 0 | 0
Scenario 6: Aggressive Fuel Sub Phase In | SDG&E | Com | Lighting | Com - College | Energy Efficiency | ROB | New Adoptions | 0 | 441.8795 | 448.2063 | 453.9537 | 458.865 | 463.2952 | 467.4341 | 471.3754 | 0 | 0 | 0 | 0 | 0
Scenario 6: Aggressive Fuel Sub Phase In | SDG&E | Com | Lighting | Com - College | Energy Efficiency | ROB | Total Adoptions | 0 | 734.4103 | 757.7005 | 780.166 | 801.2126 | 821.4524 | 841.0898 | 860.1569 | 0 | 0 | 0 | 0 | 0
Scenario 6: Aggressive Fuel Sub Phase In | SDG&E | Com | Lighting | Com - Grocery | Energy Efficiency | NEW | New Adoptions | 198.9879 | 201.6109 | 203.2366 | 206.435 | 206.5894 | 210.2348 | 213.856 | 216.727 | 217.7232 | 220.0728 | 113.7925 | 114.9746 | 116.4997
Scenario 6: Aggressive Fuel Sub Phase In | SDG&E | Com | Lighting | Com - Grocery | Energy Efficiency | NEW | Total Adoptions | 198.9879 | 201.6109 | 203.2366 | 206.435 | 206.5894 | 210.2348 | 213.856 | 216.727 | 217.7232 | 220.0728 | 113.7925 | 114.9746 | 116.4997
Scenario 6: Aggressive Fuel Sub Phase In | SDG&E | Com | Lighting | Com - Grocery | Energy Efficiency | ROB | New Adoptions | 480.09 | 471.8253 | 464.9272 | 459.2114 | 454.4592 | 450.6416 | 447.6452 | 445.3748 | 443.71 | 223.5221 | 225.9884 | 228.2676 | 230.3875
Scenario 6: Aggressive Fuel Sub Phase In | SDG&E | Com | Lighting | Com - Grocery | Energy Efficiency | ROB | Total Adoptions | 894.7385 | 898.5902 | 903.1447 | 908.3728 | 914.0159 | 920.2626 | 927.0533 | 934.3164 | 941.9002 | 414.7875 | 423.8886 | 432.7162 | 441.3093
Scenario 6: Aggressive Fuel Sub Phase In | SDG&E | Com | Lighting | Com - Health | Energy Efficiency | NEW | New Adoptions | 628.4358 | 610.5489 | 595.2017 | 599.3998 | 580.1938 | 554.6437 | 475.7457 | 465.0426 | 473.5515 | 510.4029 | 564.4838 | 502.5075 | 467.5166
Scenario 6: Aggressive Fuel Sub Phase In | SDG&E | Com | Lighting | Com - Health | Energy Efficiency | NEW | Total Adoptions | 628.4358 | 610.5489 | 595.2017 | 599.3998 | 580.1938 | 554.6437 | 475.7457 | 465.0426 | 473.5515 | 510.4029 | 564.4838 | 502.5075 | 467.5166
Scenario 6: Aggressive Fuel Sub Phase In | SDG&E | Com | Lighting | Com - Health | Energy Efficiency | ROB | New Adoptions | 1177.4592 | 1165.0346 | 1155.1864 | 1147.9005 | 1142.2684 | 1137.8509 | 1132.9909 | 1129.2952 | 1127.1157 | 1127.0666 | 1129.5248 | 1131.3001 | 1133.0139
Scenario 6: Aggressive Fuel Sub Phase In | SDG&E | Com | Lighting | Com - Health | Energy Efficiency | ROB | Total Adoptions | 2199.0759 | 2227.222 | 2255.5352 | 2285.0313 | 2314.0118 | 2341.942 | 2365.0624 | 2387.9783 | 2411.949 | 2438.8518 | 2469.8635 | 2497.0503 | 2522.224
Scenario 6: Aggressive Fuel Sub Phase In | SDG&E | Com | Lighting | Com - Office (Large) | Energy Efficiency | NEW | New Adoptions | 1446.6101 | 1413.2715 | 1379.0178 | 1348.7626 | 1309.2288 | 1294.4325 | 1287.4045 | 1269.0925 | 1229.9144 | 1201.2817 | 1170.9121 | 1144.6812 | 1121.5585
Scenario 6: Aggressive Fuel Sub Phase In | SDG&E | Com | Lighting | Com - Office (Large) | Energy Efficiency | NEW | Total Adoptions | 1446.6101 | 1413.2715 | 1379.0178 | 1348.7626 | 1309.2288 | 1294.4325 | 1287.4045 | 1269.0925 | 1229.9144 | 1201.2817 | 1170.9121 | 1144.6812 | 1121.5585
Scenario 6: Aggressive Fuel Sub Phase In | SDG&E | Com | Lighting | Com - Office (Large) | Energy Efficiency | ROB | New Adoptions | 1576.0478 | 1582.7471 | 1589.8241 | 1597.182 | 1604.4882 | 1612.3717 | 1620.9863 | 1629.9975 | 1638.7858 | 1647.6218 | 1656.4503 | 1665.3649 | 1674.4351
Scenario 6: Aggressive Fuel Sub Phase In | SDG&E | Com | Lighting | Com - Office (Large) | Energy Efficiency | ROB | Total Adoptions | 2767.6586 | 2844.8794 | 2918.6603 | 2989.289 | 3056.3026 | 3121.5293 | 3185.595 | 3247.889 | 3307.1188 | 3364.1098 | 3418.8803 | 3471.7991 | 3523.1617
Scenario 6: Aggressive Fuel Sub Phase In | SDG&E | Com | Lighting | Com - Refrig. Warehouse | Energy Efficiency | NEW | New Adoptions | 0.22074 | 0.24368 | 0.26552 | 0.26844 | 0.2814 | 0.29661 | 0.31732 | 0.33674 | 0.36072 | 0.37991 | 0.40362 | 0.42843 | 0.45102
Scenario 6: Aggressive Fuel Sub Phase In | SDG&E | Com | Lighting | Com - Refrig. Warehouse | Energy Efficiency | NEW | Total Adoptions | 0.22074 | 0.24368 | 0.26552 | 0.26844 | 0.2814 | 0.29661 | 0.31732 | 0.33674 | 0.36072 | 0.37991 | 0.40362 | 0.42843 | 0.45102
Scenario 6: Aggressive Fuel Sub Phase In | SDG&E | Com | Lighting | Com - Refrig. Warehouse | Energy Efficiency | ROB | New Adoptions | 1.5619 | 1.5247 | 1.4922 | 1.4632 | 1.4376 | 1.415 | 1.3952 | 1.3781 | 1.3634 | 1.3508 | 1.3405 | 1.3321 | 1.3257
Scenario 6: Aggressive Fuel Sub Phase In | SDG&E | Com | Lighting | Com - Refrig. Warehouse | Energy Efficiency | ROB | Total Adoptions | 2.8589 | 2.8524 | 2.849 | 2.847 | 2.8469 | 2.8488 | 2.8528 | 2.8589 | 2.8673 | 2.8775 | 2.8899 | 2.9046 | 2.9213
Scenario 6: Aggressive Fuel Sub Phase In | SDG&E | Com | Lighting | Com - Restaurant | Energy Efficiency | NEW | New Adoptions | 101.8996 | 90.7658 | 82.5546 | 73.0141 | 168.2252 | 170.8671 | 174.3352 | 177.4749 | 179.4397 | 181.474 | 183.6868 | 185.8659 | 187.8396
Scenario 6: Aggressive Fuel Sub Phase In | SDG&E | Com | Lighting | Com - Restaurant | Energy Efficiency | NEW | Total Adoptions | 101.8996 | 90.7658 | 82.5546 | 73.0141 | 168.2252 | 170.8671 | 174.3352 | 177.4749 | 179.4397 | 181.474 | 183.6868 | 185.8659 | 187.8396
Scenario 6: Aggressive Fuel Sub Phase In | SDG&E | Com | Lighting | Com - Restaurant | Energy Efficiency | ROB | New Adoptions | 463.167 | 452.0861 | 442.0636 | 432.8518 | 427.0027 | 422.0469 | 417.8974 | 414.4718 | 411.6709 | 409.4355 | 407.7273 | 406.4982 | 405.7032
Scenario 6: Aggressive Fuel Sub Phase In | SDG&E | Com | Lighting | Com - Restaurant | Energy Efficiency | ROB | Total Adoptions | 860.8884 | 857.6708 | 854.4431 | 850.9912 | 854.3948 | 858.311 | 862.7435 | 867.6507 | 872.9298 | 878.5628 | 884.5581 | 890.8958 | 897.5491
Scenario 6: Aggressive Fuel Sub Phase In | SDG&E | Com | Lighting | Com - Retail | Energy Efficiency | NEW | New Adoptions | 654.7105 | 594.2022 | 542.2719 | 484.893 | 411.3986 | 369.2126 | 321.4246 | 278.3101 | 243.9409 | 221.7637 | 202.496 | 194.3372 | 191.9344
Scenario 6: Aggressive Fuel Sub Phase In | SDG&E | Com | Lighting | Com - Retail | Energy Efficiency | NEW | Total Adoptions | 654.7105 | 594.2022 | 542.2719 | 484.893 | 411.3986 | 369.2126 | 321.4246 | 278.3101 | 243.9409 | 221.7637 | 202.496 | 194.3372 | 191.9344
Scenario 6: Aggressive Fuel Sub Phase In | SDG&E | Com | Lighting | Com - Retail | Energy Efficiency | ROB | New Adoptions | 3053.08 | 2979.5323 | 2913.1111 | 2852.2319 | 2795.596 | 2743.2308 | 2694.271 | 2648.3544 | 2605.259 | 2564.9011 | 2527.0804 | 2491.7779 | 2458.8851
Scenario 6: Aggressive Fuel Sub Phase In | SDG&E | Com | Lighting | Com - Retail | Energy Efficiency | ROB | Total Adoptions | 5631.2501 | 5611.6448 | 5592.1251 | 5571.4649 | 5548.2616 | 5524.3536 | 5499.0107 | 5472.4367 | 5445.083 | 5417.6334 | 5390.2666 | 5363.6217 | 5338.0036
Scenario 6: Aggressive Fuel Sub Phase In | SDG&E | Com | Lighting | Com - Warehouse | Energy Efficiency | NEW | New Adoptions | 27.2059 | 27.6939 | 28.2048 | 29.1369 | 29.4532 | 30.2189 | 30.7176 | 31.2339 | 31.7448 | 0 | 0 | 0 | 0
Scenario 6: Aggressive Fuel Sub Phase In | SDG&E | Com | Lighting | Com - Warehouse | Energy Efficiency | NEW | Total Adoptions | 27.2059 | 27.6939 | 28.2048 | 29.1369 | 29.4532 | 30.2189 | 30.7176 | 31.2339 | 31.7448 | 0 | 0 | 0 | 0
Scenario 6: Aggressive Fuel Sub Phase In | SDG&E | Com | Lighting | Com - Warehouse | Energy Efficiency | ROB | New Adoptions | 75.2747 | 75.6975 | 76.152 | 76.6417 | 77.147 | 77.6782 | 78.2257 | 78.7897 | 0 | 0 | 0 | 0 | 0
Scenario 6: Aggressive Fuel Sub Phase In | SDG&E | Com | Lighting | Com - Warehouse | Energy Efficiency | ROB | Total Adoptions | 118.1825 | 121.4102 | 124.5951 | 127.7637 | 130.8777 | 133.971 | 137.0274 | 140.0525 | 0 | 0 | 0 | 0 | 0
Scenario 6: Aggressive Fuel Sub Phase In | SDG&E | Com | WaterHeat | Com - College | Energy Efficiency | NEW | New Adoptions | 841.6749 | 851.8779 | 863.5899 | 876.3632 | 880.3522 | 912.5923 | 465.1859 | 14.019 | 14.9294 | 15.9241 | 16.7949 | 18.7434 | 19.7743
Scenario 6: Aggressive Fuel Sub Phase In | SDG&E | Com | WaterHeat | Com - College | Energy Efficiency | NEW | Total Adoptions | 841.6749 | 851.8779 | 863.5899 | 876.3632 | 880.3522 | 912.5923 | 465.1859 | 14.019 | 14.9294 | 15.9241 | 16.7949 | 18.7434 | 19.7743
Scenario 6: Aggressive Fuel Sub Phase In | SDG&E | Com | WaterHeat | Com - College | Energy Efficiency | RET | New Adoptions | 415.269 | 416.2452 | 416.7642 | 416.9331 | 416.8055 | 416.4217 | 415.7992 | 414.9548 | 0 | 0 | 412.4299 | 411.4173 | 410.2019
Scenario 6: Aggressive Fuel Sub Phase In | SDG&E | Com | WaterHeat | Com - College | Energy Efficiency | RET | Total Adoptions | 470.537 | 469.1867 | 467.6984 | 466.1317 | 464.4997 | 462.808 | 461.0448 | 459.2013 | 0 | 0 | 450.9964 | 449.8779 | 448.5562
Scenario 6: Aggressive Fuel Sub Phase In | SDG&E | Com | WaterHeat | Com - College | Energy Efficiency | ROB | New Adoptions | 1409.6521 | 1457.9812 | 1442.3493 | 1483.5375 | 1522.8706 | 768.9872 | 51.7681 | 54.3714 | 56.9703 | 59.5662 | 62.1567 | 64.7757 | 67.3945
Scenario 6: Aggressive Fuel Sub Phase In | SDG&E | Com | WaterHeat | Com - College | Energy Efficiency | ROB | Total Adoptions | 3058.9801 | 3161.3658 | 3189.2447 | 3286.9199 | 3383.6469 | 1735.8845 | 81.8837 | 87.2416 | 92.7078 | 98.2878 | 103.9736 | 109.853 | 115.8536
Scenario 6: Aggressive Fuel Sub Phase In | SDG&E | Com | WaterHeat | Com - College | Fuel Substitution | ROB | New Adoptions | 2155.3374 | 2368.4661 | 3462.8501 | 3900.5606 | 4318.2009 | 4968.215 | 4381.0129 | 4907.1204 | 3975.776 | 4296.05 | 4512.2009 | 4656.2962 | 4749.7681
Scenario 6: Aggressive Fuel Sub Phase In | SDG&E | Com | WaterHeat | Com - College | Fuel Substitution | ROB | Total Adoptions | 2437.3535 | 2702.7279 | 3906.3641 | 4438.2057 | 4958.2191 | 5649.9217 | 4950.5079 | 5592.6201 | 4647.8396 | 5078.2563 | 5404.9954 | 5656.3194 | 5851.567
Scenario 6: Aggressive Fuel Sub Phase In | SDG&E | Com | WaterHeat | Com - Grocery | Energy Efficiency | NEW | New Adoptions | 132.0986 | 138.3031 | 143.8261 | 150.4956 | 154.9688 | 162.0981 | 106.531 | 46.6458 | 49.201 | 52.106 | 54.8608 | 57.735 | 60.8627
Scenario 6: Aggressive Fuel Sub Phase In | SDG&E | Com | WaterHeat | Com - Grocery | Energy Efficiency | NEW | Total Adoptions | 132.0986 | 138.3031 | 143.8261 | 150.4956 | 154.9688 | 162.0981 | 106.531 | 46.6458 | 49.201 | 52.106 | 54.8608 | 57.735 | 60.8627
Scenario 6: Aggressive Fuel Sub Phase In | SDG&E | Com | WaterHeat | Com - Grocery | Energy Efficiency | RET | New Adoptions | 311.5249 | 309.7864 | 307.7608 | 305.5444 | 303.1842 | 300.7147 | 298.15 | 295.503 | 0 | 0 | 284.5283 | 281.6662 | 278.7316
Scenario 6: Aggressive Fuel Sub Phase In | SDG&E | Com | WaterHeat | Com - Grocery | Energy Efficiency | RET | Total Adoptions | 350.7309 | 347.8876 | 344.8571 | 341.7224 | 338.5197 | 335.2736 | 331.9902 | 328.6748 | 0 | 0 | 315.0547 | 311.7454 | 308.3798
Scenario 6: Aggressive Fuel Sub Phase In | SDG&E | Com | WaterHeat | Com - Grocery | Energy Efficiency | ROB | New Adoptions | 274.1021 | 285.476 | 296.5602 | 307.428 | 318.0627 | 239.8351 | 157.7643 | 164.4127 | 171.0476 | 177.68 | 184.3071 | 190.9296 | 197.5537
Scenario 6: Aggressive Fuel Sub Phase In | SDG&E | Com | WaterHeat | Com - Grocery | Energy Efficiency | ROB | Total Adoptions | 562.0056 | 584.6581 | 607.4954 | 630.6344 | 653.9655 | 474.5001 | 285.178 | 299.3433 | 313.7776 | 328.5117 | 343.5341 | 358.8532 | 374.4913
Scenario 6: Aggressive Fuel Sub Phase In | SDG&E | Com | WaterHeat | Com - Grocery | Fuel Substitution | ROB | New Adoptions | 45.2858 | 48.6255 | 51.8876 | 55.1803 | 58.498 | 61.8779 | 0 | 0 | 0 | 0 | 0 | 0 | 0
Scenario 6: Aggressive Fuel Sub Phase In | SDG&E | Com | WaterHeat | Com - Grocery | Fuel Substitution | ROB | Total Adoptions | 60.0529 | 65.4659 | 70.8843 | 76.4162 | 82.0548 | 87.839 | 0 | 0 | 0 | 0 | 0 | 0 | 0
Scenario 6: Aggressive Fuel Sub Phase In | SDG&E | Com | WaterHeat | Com - Health | Energy Efficiency | NEW | New Adoptions | 1818.1982 | 1810.5454 | 1806.5457 | 1831.2664 | 1809.3747 | 1764.1454 | 773.1127 | 31.8964 | 34.317 | 38.974 | 45.3066 | 42.2982 | 41.1856
Scenario 6: Aggressive Fuel Sub Phase In | SDG&E | Com | WaterHeat | Com - Health | Energy Efficiency | NEW | Total Adoptions | 1818.1982 | 1810.5454 | 1806.5457 | 1831.2664 | 1809.3747 | 1764.1454 | 773.1127 | 31.8964 | 34.317 | 38.974 | 45.3066 | 42.2982 | 41.1856
Scenario 6: Aggressive Fuel Sub Phase In | SDG&E | Com | WaterHeat | Com - Health | Energy Efficiency | RET | New Adoptions | 534.4265 | 537.5857 | 540.1896 | 542.385 | 544.2434 | 545.8178 | 547.1287 | 548.1955 | 0 | 0 | 546.7325 | 547.3355 | 547.7148
Scenario 6: Aggressive Fuel Sub Phase In | SDG&E | Com | WaterHeat | Com - Health | Energy Efficiency | RET | Total Adoptions | 605.5997 | 605.766 | 605.8103 | 605.8163 | 605.8012 | 605.7717 | 605.7089 | 605.5981 | 0 | 0 | 596.704 | 597.2875 | 597.6524
Scenario 6: Aggressive Fuel Sub Phase In | SDG&E | Com | WaterHeat | Com - Health | Energy Efficiency | ROB | New Adoptions | 2237.8804 | 2322.206 | 2344.931 | 2420.0381 | 2491.9389 | 1303.5884 | 122.181 | 128.4732 | 134.771 | 141.148 | 147.6681 | 154.0266 | 160.2645
Scenario 6: Aggressive Fuel Sub Phase In | SDG&E | Com | WaterHeat | Com - Health | Energy Efficiency | ROB | Total Adoptions | 4873.8337 | 5067.4118 | 5189.914 | 5378.689 | 5565.282 | 2925.2274 | 196.8819 | 209.6629 | 222.7499 | 236.3294 | 250.5529 | 264.6485 | 278.7513
Scenario 6: Aggressive Fuel Sub Phase In | SDG&E | Com | WaterHeat | Com - Health | Fuel Substitution | ROB | New Adoptions | 2050.4395 | 2259.2718 | 3292.218 | 3722.5901 | 4137.6737 | 5537.0072 | 5785.9809 | 6505.7331 | 3796.0156 | 4119.196 | 4345.8741 | 4496.213 | 4595.0929
Scenario 6: Aggressive Fuel Sub Phase In | SDG&E | Com | WaterHeat | Com - Health | Fuel Substitution | ROB | Total Adoptions | 2334.3139 | 2594.8099 | 3732.804 | 4254.9445 | 4770.3482 | 6350.88 | 6567.7121 | 7454.0637 | 4430.2037 | 4860.3703 | 5195.2897 | 5451.2837 | 5650.9607
Scenario 6: Aggressive Fuel Sub Phase In | SDG&E | Com | WaterHeat | Com - Lodging | Energy Efficiency | NEW | New Adoptions | 10120.9381 | 9786.1731 | 9506.9482 | 9542.2639 | 9164.6665 | 9135.7909 | 4474.0336 | 8.6747 | 8.9603 | 9.1935 | 9.2989 | 9.4124 | 9.6269
Scenario 6: Aggressive Fuel Sub Phase In | SDG&E | Com | WaterHeat | Com - Lodging | Energy Efficiency | NEW | Total Adoptions | 10120.9381 | 9786.1731 | 9506.9482 | 9542.2639 | 9164.6665 | 9135.7909 | 4474.0336 | 8.6747 | 8.9603 | 9.1935 | 9.2989 | 9.4124 | 9.6269
Scenario 6: Aggressive Fuel Sub Phase In | SDG&E | Com | WaterHeat | Com - Lodging | Energy Efficiency | RET | New Adoptions | 806.1245 | 801.5309 | 798.0451 | 794.2502 | 789.8791 | 785.0186 | 779.7029 | 773.967 | 0 | 0 | 540.9807 | 536.246 | 531.2411
Scenario 6: Aggressive Fuel Sub Phase In | SDG&E | Com | WaterHeat | Com - Lodging | Energy Efficiency | RET | Total Adoptions | 1048.7543 | 1017.1239 | 992.1276 | 971.0349 | 952.6033 | 936.1946 | 921.2981 | 907.5359 | 0 | 0 | 594.6518 | 589.4698 | 584.0167
Scenario 6: Aggressive Fuel Sub Phase In | SDG&E | Com | WaterHeat | Com - Lodging | Energy Efficiency | ROB | New Adoptions | 15084.3521 | 15503.0316 | 15793.3689 | 16152.8879 | 16483.9718 | 8359.912 | 39.7527 | 41.4494 | 43.1215 | 44.7664 | 46.3793 | 47.9591 | 49.508
Scenario 6: Aggressive Fuel Sub Phase In | SDG&E | Com | WaterHeat | Com - Lodging | Energy Efficiency | ROB | Total Adoptions | 33766.1406 | 34774.2108 | 35633.8923 | 36589.8655 | 37512.066 | 19175.5155 | 68.698 | 72.2341 | 75.8001 | 79.3898 | 82.9907 | 86.6016 | 90.2296
Scenario 6: Aggressive Fuel Sub Phase In | SDG&E | Com | WaterHeat | Com - Lodging | Fuel Substitution | ROB | New Adoptions | 4133.4847 | 4514.3701 | 6260.9141 | 6990.295 | 7686.0908 | 9197.6134 | 9449.1938 | 10565.2506 | 6111.1715 | 6587.3758 | 6900.2815 | 7099.1498 | 7221.8256
Scenario 6: Aggressive Fuel Sub Phase In | SDG&E | Com | WaterHeat | Com - Lodging | Fuel Substitution | ROB | Total Adoptions | 4824.8313 | 5321.594 | 7274.592 | 8186.8934 | 9079.4503 | 10594.3785 | 10745.4573 | 12127.5842 | 7148.6566 | 7792.2568 | 8272.37 | 8632.3984 | 8907.1108
Scenario 6: Aggressive Fuel Sub Phase In | SDG&E | Com | WaterHeat | Com - Office (Large) | Energy Efficiency | NEW | New Adoptions | 4029.0384 | 4045.3356 | 4050.3399 | 3958.4263 | 3929.9684 | 3970.6066 | 2069.9198 | 231.6829 | 237.6538 | 244.9773 | 251.3436 | 258.015 | 264.8721
Scenario 6: Aggressive Fuel Sub Phase In | SDG&E | Com | WaterHeat | Com - Office (Large) | Energy Efficiency | NEW | Total Adoptions | 4029.0384 | 4045.3356 | 4050.3399 | 3958.4263 | 3929.9684 | 3970.6066 | 2069.9198 | 231.6829 | 237.6538 | 244.9773 | 251.3436 | 258.015 | 264.8721
Scenario 6: Aggressive Fuel Sub Phase In | SDG&E | Com | WaterHeat | Com - Office (Large) | Energy Efficiency | RET | New Adoptions | 863.6083 | 822.8336 | 782.5411 | 742.9595 | 704.1791 | 666.2502 | 629.176 | 592.9573 | 0 | 0 | 489.3064 | 456.39 | 424.2751
Scenario 6: Aggressive Fuel Sub Phase In | SDG&E | Com | WaterHeat | Com - Office (Large) | Energy Efficiency | RET | Total Adoptions | 1003.9307 | 956.5107 | 909.9425 | 864.4129 | 819.9772 | 776.6554 | 734.4255 | 693.2659 | 0 | 0 | 573.0645 | 536.3055 | 500.432
Scenario 6: Aggressive Fuel Sub Phase In | SDG&E | Com | WaterHeat | Com - Office (Large) | Energy Efficiency | ROB | New Adoptions | 3605.454 | 3724.5909 | 3694.1954 | 3795.748 | 3892.9264 | 2136.0692 | 476.7959 | 500.4549 | 523.9512 | 547.3112 | 570.52 | 593.5739 | 616.4723
Scenario 6: Aggressive Fuel Sub Phase In | SDG&E | Com | WaterHeat | Com - Office (Large) | Energy Efficiency | ROB | Total Adoptions | 7599.9314 | 7857.6891 | 7940.1842 | 8185.428 | 8428.6282 | 4592.3866 | 764.0272 | 814.6262 | 865.8174 | 917.7036 | 970.2446 | 1023.4671 | 1077.3972
Scenario 6: Aggressive Fuel Sub Phase In | SDG&E | Com | WaterHeat | Com - Office (Large) | Fuel Substitution | ROB | New Adoptions | 4567.3774 | 4983.2396 | 7489.293 | 8366.9538 | 9188.0223 | 10920.4588 | 11988.9332 | 13350.1822 | 8941.9371 | 9610.0994 | 10028.1643 | 10268.1687 | 10387.1878
Scenario 6: Aggressive Fuel Sub Phase In | SDG&E | Com | WaterHeat | Com - Office (Large) | Fuel Substitution | ROB | Total Adoptions | 5088.8262 | 5596.2713 | 8322.6359 | 9381.4483 | 10396.3527 | 12246.3773 | 13467.7654 | 15129.1716 | 10386.9081 | 11288.7027 | 11938.1085 | 12397.9638 | 12720.4757
Scenario 6: Aggressive Fuel Sub Phase In | SDG&E | Com | WaterHeat | Com - Office (Small) | Energy Efficiency | NEW | New Adoptions | 53.1644 | 57.5913 | 61.9927 | 42.9081 | 45.8977 | 49.0162 | 52.1698 | 55.2246 | 58.2718 | 61.2466 | 64.2278 | 67.2245 | 70.2387
Scenario 6: Aggressive Fuel Sub Phase In | SDG&E | Com | WaterHeat | Com - Office (Small) | Energy Efficiency | NEW | Total Adoptions | 53.1644 | 57.5913 | 61.9927 | 42.9081 | 45.8977 | 49.0162 | 52.1698 | 55.2246 | 58.2718 | 61.2466 | 64.2278 | 67.2245 | 70.2387
Scenario 6: Aggressive Fuel Sub Phase In | SDG&E | Com | WaterHeat | Com - Office (Small) | Energy Efficiency | RET | New Adoptions | 704.1149 | 699.6463 | 701.3936 | 695.5072 | 689.1427 | 682.3657 | 675.2026 | 667.6779 | 0 | 0 | 637.7828 | 629.1638 | 620.2126
Scenario 6: Aggressive Fuel Sub Phase In | SDG&E | Com | WaterHeat | Com - Office (Small) | Energy Efficiency | RET | Total Adoptions | 777.4995 | 772.1418 | 776.9388 | 769.8125 | 762.288 | 754.4169 | 746.2138 | 737.6929 | 0 | 0 | 703.2555 | 693.8841 | 684.175
Scenario 6: Aggressive Fuel Sub Phase In | SDG&E | Com | WaterHeat | Com - Office (Small) | Energy Efficiency | ROB | New Adoptions | 213.8179 | 227.8467 | 176.6607 | 187.0793 | 197.3807 | 207.5714 | 217.6419 | 227.5964 | 237.4352 | 247.1528 | 256.7607 | 266.2562 | 275.6393
Scenario 6: Aggressive Fuel Sub Phase In | SDG&E | Com | WaterHeat | Com - Office (Small) | Energy Efficiency | ROB | Total Adoptions | 284.1547 | 307.5022 | 253.9983 | 274.0071 | 294.2676 | 314.7848 | 335.5431 | 356.5371 | 377.763 | 399.2086 | 420.8858 | 442.792 | 464.9287
Scenario 6: Aggressive Fuel Sub Phase In | SDG&E | Com | WaterHeat | Com - Office (Small) | Fuel Substitution | ROB | New Adoptions | 1127.1779 | 1232.2044 | 2264.8849 | 2598.1341 | 2907.8564 | 3163.4345 | 3347.5781 | 3728.8554 | 4072.9711 | 4375.2617 | 4569.7971 | 4689.1853 | 4758.2527
Scenario 6: Aggressive Fuel Sub Phase In | SDG&E | Com | WaterHeat | Com - Office (Small) | Fuel Substitution | ROB | Total Adoptions | 1269.0735 | 1399.717 | 2517.1379 | 2916.1712 | 3298.2602 | 3631.3502 | 3844.7476 | 4320.6306 | 4767.7981 | 5179.1 | 5481.9038 | 5705.034 | 5871.3442
Scenario 6: Aggressive Fuel Sub Phase In | SDG&E | Com | WaterHeat | Com - Other | Energy Efficiency | NEW | New Adoptions | 1550.8727 | 1622.5101 | 1695.2265 | 1692.6829 | 1741.3099 | 1811.067 | 979.6097 | 185.4491 | 197.0112 | 209.1035 | 220.8147 | 233.0014 | 245.9496
Scenario 6: Aggressive Fuel Sub Phase In | SDG&E | Com | WaterHeat | Com - Other | Energy Efficiency | NEW | Total Adoptions | 1550.8727 | 1622.5101 | 1695.2265 | 1692.6829 | 1741.3099 | 1811.067 | 979.6097 | 185.4491 | 197.0112 | 209.1035 | 220.8147 | 233.0014 | 245.9496
Scenario 6: Aggressive Fuel Sub Phase In | SDG&E | Com | WaterHeat | Com - Other | Energy Efficiency | RET | New Adoptions | 1455.0409 | 1454.2983 | 1452.0856 | 1448.7651 | 1444.5118 | 1439.4543 | 1433.6426 | 1427.1228 | 0 | 0 | 1351.8515 | 1343.7014 | 1334.9381
Scenario 6: Aggressive Fuel Sub Phase In | SDG&E | Com | WaterHeat | Com - Other | Energy Efficiency | RET | Total Adoptions | 1639.1783 | 1632.335 | 1624.7915 | 1616.7958 | 1608.4258 | 1599.7268 | 1590.6773 | 1581.2622 | 0 | 0 | 1484.2273 | 1475.148 | 1465.4676
Scenario 6: Aggressive Fuel Sub Phase In | SDG&E | Com | WaterHeat | Com - Other | Energy Efficiency | ROB | New Adoptions | 2540.4523 | 2645.1493 | 2579.3378 | 2670.1857 | 2759.0693 | 1596.49 | 571.7693 | 599.2315 | 626.7908 | 654.452 | 682.2092 | 710.0595 | 738.0133
Scenario 6: Aggressive Fuel Sub Phase In | SDG&E | Com | WaterHeat | Com - Other | Energy Efficiency | ROB | Total Adoptions | 5191.2082 | 5397.3809 | 5405.437 | 5604.4399 | 5804.9885 | 3351.5576 | 986.7841 | 1044.1561 | 1102.8857 | 1163.0077 | 1224.5026 | 1287.4007 | 1351.7637
Scenario 6: Aggressive Fuel Sub Phase In | SDG&E | Com | WaterHeat | Com - Other | Fuel Substitution | ROB | New Adoptions | 5995.8253 | 6582.7696 | 9567.243 | 10760.228 | 11903.5124 | 15882.9897 | 16658.9655 | 18646.3429 | 10888.7285 | 11779.5523 | 12379.9691 | 12772.5464 | 13022.3147
Scenario 6: Aggressive Fuel Sub Phase In | SDG&E | Com | WaterHeat | Com - Other | Fuel Substitution | ROB | Total Adoptions | 6809.589 | 7543.3882 | 10830.1455 | 12283.4912 | 13709.2905 | 18203.8656 | 18925.9883 | 21383.1994 | 12709.27 | 13900.9104 | 14803.5866 | 15488.9762 | 16016.0039
Scenario 6: Aggressive Fuel Sub Phase In | SDG&E | Com | WaterHeat | Com - Refrig. Warehouse | Energy Efficiency | NEW | New Adoptions | 0.66095 | 0.78344 | 0.91225 | 0.88419 | 0.98303 | 1.0955 | 1.2356 | 1.0921 | 1.2376 | 1.375 | 1.5371 | 1.7127 | 1.8886
Scenario 6: Aggressive Fuel Sub Phase In | SDG&E | Com | WaterHeat | Com - Refrig. Warehouse | Energy Efficiency | NEW | Total Adoptions | 0.66095 | 0.78344 | 0.91225 | 0.88419 | 0.98303 | 1.0955 | 1.2356 | 1.0921 | 1.2376 | 1.375 | 1.5371 | 1.7127 | 1.8886
Scenario 6: Aggressive Fuel Sub Phase In | SDG&E | Com | WaterHeat | Com - Refrig. Warehouse | Energy Efficiency | RET | New Adoptions | 0 | 0 | 0 | 0 | 0 | 0 | 0 | 13.13 | 0 | 0 | 13.0542 | 13.0186 | 12.9777
Scenario 6: Aggressive Fuel Sub Phase In | SDG&E | Com | WaterHeat | Com - Refrig. Warehouse | Energy Efficiency | RET | Total Adoptions | 0 | 0 | 0 | 0 | 0 | 0 | 0 | 14.3998 | 0 | 0 | 14.3039 | 14.2623 | 14.2156
Scenario 6: Aggressive Fuel Sub Phase In | SDG&E | Com | WaterHeat | Com - Refrig. Warehouse | Energy Efficiency | ROB | New Adoptions | 6.3635 | 6.7414 | 6.5553 | 6.8935 | 7.2264 | 7.5548 | 7.0807 | 7.391 | 7.6998 | 8.007 | 8.3136 | 8.6202 | 8.9267
Scenario 6: Aggressive Fuel Sub Phase In | SDG&E | Com | WaterHeat | Com - Refrig. Warehouse | Energy Efficiency | ROB | Total Adoptions | 9.1981 | 9.8669 | 9.8871 | 10.5385 | 11.1972 | 11.8642 | 10.713 | 11.3662 | 12.0319 | 12.7096 | 13.4015 | 14.1089 | 14.8318
Scenario 6: Aggressive Fuel Sub Phase In | SDG&E | Com | WaterHeat | Com - Refrig. Warehouse | Fuel Substitution | ROB | New Adoptions | 12.5382 | 13.6188 | 22.4542 | 25.5785 | 28.5288 | 31.0252 | 28.6574 | 32.0509 | 34.8153 | 37.4298 | 39.1927 | 40.3248 | 41.0346
Scenario 6: Aggressive Fuel Sub Phase In | SDG&E | Com | WaterHeat | Com - Refrig. Warehouse | Fuel Substitution | ROB | Total Adoptions | 14.7251 | 16.1595 | 25.8609 | 29.6898 | 33.4114 | 36.7323 | 32.9942 | 37.2133 | 40.8662 | 44.4256 | 47.133 | 49.1769 | 50.7492
Scenario 6: Aggressive Fuel Sub Phase In | SDG&E | Com | WaterHeat | Com - Restaurant | Energy Efficiency | NEW | New Adoptions | 127.2633 | 118.053 | 111.7491 | 100.032 | 209.2954 | 216.5082 | 224.8365 | 29.2528 | 30.1349 | 31.0418 | 31.993 | 32.9521 | 33.8874
Scenario 6: Aggressive Fuel Sub Phase In | SDG&E | Com | WaterHeat | Com - Restaurant | Energy Efficiency | NEW | Total Adoptions | 127.2633 | 118.053 | 111.7491 | 100.032 | 209.2954 | 216.5082 | 224.8365 | 29.2528 | 30.1349 | 31.0418 | 31.993 | 32.9521 | 33.8874
Scenario 6: Aggressive Fuel Sub Phase In | SDG&E | Com | WaterHeat | Com - Restaurant | Energy Efficiency | RET | New Adoptions | 0 | 0 | 0 | 0 | 0 | 0 | 0 | 209.7828 | 0 | 0 | 204.1025 | 201.9928 | 199.7729
Scenario 6: Aggressive Fuel Sub Phase In | SDG&E | Com | WaterHeat | Com - Restaurant | Energy Efficiency | RET | Total Adoptions | 0 | 0 | 0 | 0 | 0 | 0 | 0 | 230.6804 | 0 | 0 | 224.4591 | 222.1682 | 219.7651
Scenario 6: Aggressive Fuel Sub Phase In | SDG&E | Com | WaterHeat | Com - Restaurant | Energy Efficiency | ROB | New Adoptions | 439.5826 | 449.3452 | 425.9444 | 432.483 | 440.9137 | 449.0204 | 133.1095 | 135.4093 | 137.6965 | 139.9784 | 142.2626 | 144.5521 | 146.8474
Scenario 6: Aggressive Fuel Sub Phase In | SDG&E | Com | WaterHeat | Com - Restaurant | Energy Efficiency | ROB | Total Adoptions | 1015.1704 | 1034.0691 | 1014.0482 | 1029.3155 | 1051.3209 | 1073.4901 | 348.7796 | 354.4606 | 360.25 | 366.1528 | 372.1768 | 378.3223 | 384.5848
Scenario 6: Aggressive Fuel Sub Phase In | SDG&E | Com | WaterHeat | Com - Restaurant | Fuel Substitution | ROB | New Adoptions | 568.1813 | 619.2164 | 1129.1913 | 1294.5891 | 1449.3886 | 1577.2965 | 1679.1052 | 1872.7208 | 2049.6227 | 2206.7581 | 2310.2899 | 2375.8812 | 2415.4926
Scenario 6: Aggressive Fuel Sub Phase In | SDG&E | Com | WaterHeat | Com - Restaurant | Fuel Substitution | ROB | Total Adoptions | 637.712 | 701.4504 | 1254.143 | 1452.2767 | 1642.6793 | 1808.8749 | 1932.8375 | 2173.9929 | 2402.831 | 2615.0686 | 2773.5495 | 2892.05 | 2981.4999
Scenario 6: Aggressive Fuel Sub Phase In | SDG&E | Com | WaterHeat | Com - Retail | Energy Efficiency | NEW | New Adoptions | 72.3662 | 68.5612 | 64.5425 | 46.591 | 38.2515 | 33.1279 | 19.7938 | 14.4466 | 9.7279 | 6.2863 | 3.0027 | 1.2314 | 0.22238
Scenario 6: Aggressive Fuel Sub Phase In | SDG&E | Com | WaterHeat | Com - Retail | Energy Efficiency | NEW | Total Adoptions | 72.3662 | 68.5612 | 64.5425 | 46.591 | 38.2515 | 33.1279 | 19.7938 | 14.4466 | 9.7279 | 6.2863 | 3.0027 | 1.2314 | 0.22238
Scenario 6: Aggressive Fuel Sub Phase In | SDG&E | Com | WaterHeat | Com - Retail | Energy Efficiency | RET | New Adoptions | 1309.4915 | 1305.6278 | 1300.3949 | 1294.1816 | 1287.1788 | 1279.5246 | 1271.2737 | 1262.4763 | 0 | 0 | 1227.0894 | 1216.3633 | 1205.1112
Scenario 6: Aggressive Fuel Sub Phase In | SDG&E | Com | WaterHeat | Com - Retail | Energy Efficiency | RET | Total Adoptions | 1454.1698 | 1447.6292 | 1439.9709 | 1431.5449 | 1422.5096 | 1412.9755 | 1402.9737 | 1392.5339 | 0 | 0 | 1350.5588 | 1338.6608 | 1326.2503
Scenario 6: Aggressive Fuel Sub Phase In | SDG&E | Com | WaterHeat | Com - Retail | Energy Efficiency | ROB | New Adoptions | 627.6567 | 664.6169 | 593.8211 | 623.5056 | 651.8134 | 560.2225 | 582.3456 | 603.3764 | 623.3386 | 642.275 | 660.2311 | 677.2647 | 693.42
Scenario 6: Aggressive Fuel Sub Phase In | SDG&E | Com | WaterHeat | Com - Retail | Energy Efficiency | ROB | Total Adoptions | 821.1292 | 881.195 | 815.3565 | 868.6235 | 920.7513 | 832.841 | 878.7371 | 923.6869 | 967.7035 | 1010.8522 | 1053.1556 | 1094.7139 | 1135.582
Scenario 6: Aggressive Fuel Sub Phase In | SDG&E | Com | WaterHeat | Com - Retail | Fuel Substitution | ROB | New Adoptions | 2047.7482 | 2233.7005 | 3813.864 | 4370.3498 | 4885.8577 | 9311.9918 | 10270.1221 | 11374.1846 | 6451.1338 | 6843.6679 | 7103.77 | 7254.7584 | 7337.0974
Scenario 6: Aggressive Fuel Sub Phase In | SDG&E | Com | WaterHeat | Com - Retail | Fuel Substitution | ROB | Total Adoptions | 2277.7668 | 2507.1246 | 4208.4836 | 4871.137 | 5504.1924 | 10549.5046 | 11744.0126 | 13131.0658 | 7597.9481 | 8158.9117 | 8585.3175 | 8894.4849 | 9124.6053
Scenario 6: Aggressive Fuel Sub Phase In | SDG&E | Com | WaterHeat | Com - School | Energy Efficiency | NEW | New Adoptions | 1296.7038 | 1323.0814 | 1348.0643 | 1296.7976 | 1321.1006 | 1338.9402 | 1355.7943 | 65.0262 | 68.3122 | 71.5438 | 74.8506 | 78.1516 | 81.3817
Scenario 6: Aggressive Fuel Sub Phase In | SDG&E | Com | WaterHeat | Com - School | Energy Efficiency | NEW | Total Adoptions | 1296.7038 | 1323.0814 | 1348.0643 | 1296.7976 | 1321.1006 | 1338.9402 | 1355.7943 | 65.0262 | 68.3122 | 71.5438 | 74.8506 | 78.1516 | 81.3817
Scenario 6: Aggressive Fuel Sub Phase In | SDG&E | Com | WaterHeat | Com - School | Energy Efficiency | RET | New Adoptions | 454.7641 | 440.1551 | 425.3779 | 410.5716 | 395.8013 | 381.1105 | 366.5159 | 352.0312 | 0 | 0 | 309.2754 | 295.2658 | 281.3791
Scenario 6: Aggressive Fuel Sub Phase In | SDG&E | Com | WaterHeat | Com - School | Energy Efficiency | RET | Total Adoptions | 523.8783 | 506.0862 | 488.3701 | 470.8354 | 453.5191 | 436.4408 | 419.5964 | 402.9824 | 0 | 0 | 352.205 | 336.733 | 321.4019
Scenario 6: Aggressive Fuel Sub Phase In | SDG&E | Com | WaterHeat | Com - School | Energy Efficiency | ROB | New Adoptions | 1273.4293 | 1317.9296 | 1248.6499 | 1283.7663 | 1317.845 | 1350.9748 | 142.8753 | 149.5476 | 156.2369 | 162.9402 | 169.6679 | 176.4178 | 183.1867
Scenario 6: Aggressive Fuel Sub Phase In | SDG&E | Com | WaterHeat | Com - School | Energy Efficiency | ROB | Total Adoptions | 2718.2473 | 2812.725 | 2772.7618 | 2859.8252 | 2947.6286 | 3036.078 | 252.4785 | 266.7892 | 281.4239 | 296.3794 | 311.6755 | 327.3147 | 343.2956
Scenario 6: Aggressive Fuel Sub Phase In | SDG&E | Com | WaterHeat | Com - School | Fuel Substitution | ROB | New Adoptions | 1887.8492 | 2064.9633 | 3877.908 | 4429.0721 | 4937.4596 | 9883.3282 | 9502.3673 | 10596.1698 | 7105.4182 | 7655.5149 | 8013.5685 | 8232.8364 | 8355.168
Scenario 6: Aggressive Fuel Sub Phase In | SDG&E | Com | WaterHeat | Com - School | Fuel Substitution | ROB | Total Adoptions | 2122.6286 | 2341.2446 | 4295.3789 | 4956.6791 | 5584.8085 | 11160.693 | 10682.3763 | 12017.9212 | 8260.1761 | 8999.1543 | 9545.2452 | 9944.4776 | 10234.6711
Scenario 6: Aggressive Fuel Sub Phase In | SDG&E | Com | WaterHeat | Com - Warehouse | Energy Efficiency | NEW | New Adoptions | 151.2925 | 164.0307 | 177.2353 | 180.6455 | 192.4355 | 207.5267 | 170.3008 | 146.1728 | 157.1516 | 168.7432 | 179.5869 | 190.7985 | 203.3921
Scenario 6: Aggressive Fuel Sub Phase In | SDG&E | Com | WaterHeat | Com - Warehouse | Energy Efficiency | NEW | Total Adoptions | 151.2925 | 164.0307 | 177.2353 | 180.6455 | 192.4355 | 207.5267 | 170.3008 | 146.1728 | 157.1516 | 168.7432 | 179.5869 | 190.7985 | 203.3921
Scenario 6: Aggressive Fuel Sub Phase In | SDG&E | Com | WaterHeat | Com - Warehouse | Energy Efficiency | RET | New Adoptions | 1038.5908 | 1043.3113 | 1047.1087 | 1050.2265 | 1052.7823 | 1054.8621 | 1056.4971 | 1057.7172 | 0 | 0 | 1029.8804 | 1029.6171 | 1028.9525
Scenario 6: Aggressive Fuel Sub Phase In | SDG&E | Com | WaterHeat | Com - Warehouse | Energy Efficiency | RET | Total Adoptions | 1162.2031 | 1163.4874 | 1164.3335 | 1164.9143 | 1165.2872 | 1165.4872 | 1165.5009 | 1165.3202 | 0 | 0 | 1126.3504 | 1125.8263 | 1124.9191
Scenario 6: Aggressive Fuel Sub Phase In | SDG&E | Com | WaterHeat | Com - Warehouse | Energy Efficiency | ROB | New Adoptions | 598.3561 | 636.0912 | 634.0558 | 669.2586 | 704.263 | 630.7543 | 598.215 | 628.0588 | 657.8872 | 687.7065 | 717.5136 | 747.3026 | 777.1059
Scenario 6: Aggressive Fuel Sub Phase In | SDG&E | Com | WaterHeat | Com - Warehouse | Energy Efficiency | ROB | Total Adoptions | 907.4306 | 973.6813 | 994.3324 | 1060.6758 | 1128.188 | 999.3168 | 916.3242 | 977.8209 | 1040.5893 | 1104.6649 | 1170.0169 | 1236.6638 | 1304.7145
Scenario 6: Aggressive Fuel Sub Phase In | SDG&E | Com | WaterHeat | Com - Warehouse | Fuel Substitution | ROB | New Adoptions | 921.3798 | 1005.5171 | 1645.7168 | 1873.8237 | 2090.53 | 3883.9503 | 3899.444 | 4361.3 | 2527.3158 | 2729.0866 | 2864.4336 | 2953.0925 | 3010.3695
Scenario 6: Aggressive Fuel Sub Phase In | SDG&E | Com | WaterHeat | Com - Warehouse | Fuel Substitution | ROB | Total Adoptions | 1087.4226 | 1198.9651 | 1902.7128 | 2183.8583 | 2458.5695 | 4504.1171 | 4439.9597 | 5012.2937 | 2958.2602 | 3229.8399 | 3435.2397 | 3591.7948 | 3713.5076
Scenario 6: Aggressive Fuel Sub Phase In | SDG&E | Com | WholeBlg | Com - Restaurant | Energy Efficiency | NEW | New Adoptions | 77.4682 | 91.1805 | 106.4219 | 0 | 0 | 0 | 0 | 0 | 0 | 0 | 0 | 0 | 0
Scenario 6: Aggressive Fuel Sub Phase In | SDG&E | Com | WholeBlg | Com - Restaurant | Energy Efficiency | NEW | Total Adoptions | 77.4682 | 91.1805 | 106.4219 | 0 | 0 | 0 | 0 | 0 | 0 | 0 | 0 | 0 | 0
Scenario 6: Aggressive Fuel Sub Phase In | SDG&E | Com | WholeBlg | Com - Retail | Energy Efficiency | NEW | New Adoptions | 446.7647 | 536.1053 | 631.3196 | 727.2284 | 806.0973 | 890.467 | 965.107 | 1025.9047 | 1074.3172 | 1115.5072 | 1146.3978 | 1174.7922 | 1202.913
Scenario 6: Aggressive Fuel Sub Phase In | SDG&E | Com | WholeBlg | Com - Retail | Energy Efficiency | NEW | Total Adoptions | 446.7647 | 536.1053 | 631.3196 | 727.2284 | 806.0973 | 890.467 | 965.107 | 1025.9047 | 1074.3172 | 1115.5072 | 1146.3978 | 1174.7922 | 1202.913
Scenario 6: Aggressive Fuel Sub Phase In | SDG&E | Com | WholeBlg | Com - Warehouse | Energy Efficiency | NEW | New Adoptions | 0 | 0 | 0 | 0 | 0 | 0 | 0 | 0 | 0 | 0 | 0 | 0 | 0
Scenario 6: Aggressive Fuel Sub Phase In | SDG&E | Com | WholeBlg | Com - Warehouse | Energy Efficiency | NEW | Total Adoptions | 0 | 0 | 0 | 0 | 0 | 0 | 0 | 0 | 0 | 0 | 0 | 0 | 0
Scenario 6: Aggressive Fuel Sub Phase In | SDG&E | Res | AppPlug | Res - Multi Family | Energy Efficiency | NEW | New Adoptions | 0.57031 | 0.56352 | 0.55144 | 0.5496 | 10.5176 | 10.1434 | 9.7363 | 9.2326 | 8.6821 | 8.1433 | 7.6546 | 7.2718 | 6.9295
Scenario 6: Aggressive Fuel Sub Phase In | SDG&E | Res | AppPlug | Res - Multi Family | Energy Efficiency | NEW | Total Adoptions | 0.57031 | 0.56352 | 0.55144 | 0.5496 | 10.5176 | 10.1434 | 9.7363 | 9.2326 | 8.6821 | 8.1433 | 7.6546 | 7.2718 | 6.9295
Scenario 6: Aggressive Fuel Sub Phase In | SDG&E | Res | AppPlug | Res - Multi Family | Energy Efficiency | ROB | New Adoptions | 0.14347 | 0.1646 | 0.18792 | 4.5121 | 5.1009 | 5.7423 | 6.4377 | 7.1876 | 7.9918 | 8.8507 | 9.7645 | 10.7342 | 11.7593
Scenario 6: Aggressive Fuel Sub Phase In | SDG&E | Res | AppPlug | Res - Multi Family | Energy Efficiency | ROB | Total Adoptions | 4.0156 | 4.0916 | 4.1636 | 86.7391 | 88.0371 | 89.2614 | 90.4128 | 91.4861 | 92.4802 | 93.399 | 94.2495 | 95.0437 | 95.7874
Scenario 6: Aggressive Fuel Sub Phase In | SDG&E | Res | AppPlug | Res - Multi Family | Fuel Substitution | ROB | New Adoptions | 0.0024835 | 0.0026874 | 0.0028909 | 0.0030949 | 0.0032968 | 0.0034978 | 0 | 0 | 0 | 0 | 0 | 0 | 0
Scenario 6: Aggressive Fuel Sub Phase In | SDG&E | Res | AppPlug | Res - Multi Family | Fuel Substitution | ROB | Total Adoptions | 0.0030373 | 0.0033284 | 0.0036241 | 0.003925 | 0.0042282 | 0.0045346 | 0 | 0 | 0 | 0 | 0 | 0 | 0
Scenario 6: Aggressive Fuel Sub Phase In | SDG&E | Res | AppPlug | Res - Single Family | Energy Efficiency | NEW | New Adoptions | 0 | 6.4179e-05 | 7.3997e-05 | 7.8836e-05 | 7.558e-05 | 7.5699e-05 | 0.43822 | 0.4074 | 0.37803 | 0.35116 | 0.32715 | 0.3077 | 0.29025
Scenario 6: Aggressive Fuel Sub Phase In | SDG&E | Res | AppPlug | Res - Single Family | Energy Efficiency | NEW | Total Adoptions | 0 | 6.4179e-05 | 7.3997e-05 | 7.8836e-05 | 7.558e-05 | 7.5699e-05 | 0.43822 | 0.4074 | 0.37803 | 0.35116 | 0.32715 | 0.3077 | 0.29025
Scenario 6: Aggressive Fuel Sub Phase In | SDG&E | Res | AppPlug | Res - Single Family | Energy Efficiency | ROB | New Adoptions | 0.00014388 | 0.00015977 | 0.00017645 | 0.0001936 | 0.00021074 | 0.34317 | 0.38345 | 0.42698 | 0.47366 | 0.52358 | 0.57697 | 0.63392 | 0.69453
Scenario 6: Aggressive Fuel Sub Phase In | SDG&E | Res | AppPlug | Res - Single Family | Energy Efficiency | ROB | Total Adoptions | 0.00016658 | 0.00018728 | 0.00020935 | 0.00023226 | 0.00025515 | 6.3582 | 6.4252 | 6.4859 | 6.5408 | 6.5907 | 6.6371 | 6.6805 | 6.7213
Scenario 6: Aggressive Fuel Sub Phase In | SDG&E | Res | AppPlug | Res - Single Family | Fuel Substitution | ROB | New Adoptions | 0.0040728 | 0.004381 | 0.0046888 | 0.0049959 | 0.0053008 | 0.0056044 | 0 | 0 | 0 | 0 | 0 | 0 | 0
Scenario 6: Aggressive Fuel Sub Phase In | SDG&E | Res | AppPlug | Res - Single Family | Fuel Substitution | ROB | Total Adoptions | 0.0048995 | 0.0053292 | 0.0057632 | 0.0062008 | 0.0066406 | 0.0070831 | 0 | 0 | 0 | 0 | 0 | 0 | 0
Scenario 6: Aggressive Fuel Sub Phase In | SDG&E | Res | BldgEnv | Res - Multi Family | Energy Efficiency | RET | New Adoptions | 0 | 0 | 0 | 739.8042 | 755.7708 | 4054.1675 | 4132.6869 | 4208.6276 | 4282.0278 | 4352.9092 | 4421.2846 | 4487.1622 | 4550.5476
Scenario 6: Aggressive Fuel Sub Phase In | SDG&E | Res | BldgEnv | Res - Multi Family | Energy Efficiency | RET | Total Adoptions | 0 | 0 | 0 | 3552.8759 | 3475.4934 | 17877.117 | 17497.1674 | 17129.9635 | 16775.0314 | 16431.8976 | 16100.0963 | 15779.1731 | 15468.6862
Scenario 6: Aggressive Fuel Sub Phase In | SDG&E | Res | BldgEnv | Res - Single Family | Energy Efficiency | NEW | New Adoptions | 97489.6119 | 121926.4137 | 137080.7659 | 141981.3734 | 131802.1731 | 127500.0165 | 121790.0678 | 115210.2274 | 108609.2622 | 0 | 0 | 0 | 0
Scenario 6: Aggressive Fuel Sub Phase In | SDG&E | Res | BldgEnv | Res - Single Family | Energy Efficiency | NEW | Total Adoptions | 97489.6119 | 121926.4137 | 137080.7659 | 141981.3734 | 131802.1731 | 127500.0165 | 121790.0678 | 115210.2274 | 108609.2622 | 0 | 0 | 0 | 0
Scenario 6: Aggressive Fuel Sub Phase In | SDG&E | Res | BldgEnv | Res - Single Family | Energy Efficiency | RET | New Adoptions | 85513.5881 | 86708.9376 | 87447.0792 | 87914.169 | 88230.9403 | 88470.404 | 88674.7488 | 88868.3144 | 15776.1966 | 6249.5676 | 6334.9292 | 6419.4623 | 6503.1676
Scenario 6: Aggressive Fuel Sub Phase In | SDG&E | Res | BldgEnv | Res - Single Family | Energy Efficiency | RET | Total Adoptions | 339403.6264 | 332176.6419 | 324773.9597 | 317372.1855 | 310082.8874 | 302970.2583 | 296067.9867 | 289392.2098 | 43709.2549 | 33254.9959 | 32443.696 | 31661.5032 | 30907.42
Scenario 6: Aggressive Fuel Sub Phase In | SDG&E | Res | HVAC | Res - Multi Family | Energy Efficiency | NEW | New Adoptions | 0 | 0 | 0 | 0 | 0 | 173.5369 | 166.6223 | 157.9154 | 148.3131 | 138.8742 | 130.293 | 123.5308 | 117.4864
Scenario 6: Aggressive Fuel Sub Phase In | SDG&E | Res | HVAC | Res - Multi Family | Energy Efficiency | NEW | Total Adoptions | 0 | 0 | 0 | 0 | 0 | 173.5369 | 166.6223 | 157.9154 | 148.3131 | 138.8742 | 130.293 | 123.5308 | 117.4864
Scenario 6: Aggressive Fuel Sub Phase In | SDG&E | Res | HVAC | Res - Multi Family | Energy Efficiency | RET | New Adoptions | 0 | 0 | 0 | 0 | 0 | 0 | 0 | 0 | 0 | 0 | 0 | 0 | 0
Scenario 6: Aggressive Fuel Sub Phase In | SDG&E | Res | HVAC | Res - Multi Family | Energy Efficiency | RET | Total Adoptions | 307166.9854 | 245733.5883 | 196586.8706 | 157269.4965 | 125815.5972 | 100652.4778 | 80521.9822 | 64417.5858 | 51534.0686 | 41227.2549 | 32981.8039 | 26385.4431 | 21108.3545
Scenario 6: Aggressive Fuel Sub Phase In | SDG&E | Res | HVAC | Res - Multi Family | Energy Efficiency | ROB | New Adoptions | 0 | 0 | 0 | 0 | 0 | 0 | 0 | 0 | 0 | 0 | 0 | 0 | 0
Scenario 6: Aggressive Fuel Sub Phase In | SDG&E | Res | HVAC | Res - Multi Family | Energy Efficiency | ROB | Total Adoptions | 0 | 0 | 0 | 0 | 0 | 0 | 0 | 0 | 0 | 0 | 0 | 0 | 0
Scenario 6: Aggressive Fuel Sub Phase In | SDG&E | Res | HVAC | Res - Multi Family | Fuel Substitution | ROB | New Adoptions | 22.6529 | 22.8004 | 25.2871 | 25.1812 | 0 | 0 | 0 | 0 | 0 | 0 | 0 | 0 | 0
Scenario 6: Aggressive Fuel Sub Phase In | SDG&E | Res | HVAC | Res - Multi Family | Fuel Substitution | ROB | Total Adoptions | 24.3254 | 24.7141 | 27.7014 | 27.8401 | 0 | 0 | 0 | 0 | 0 | 0 | 0 | 0 | 0
Scenario 6: Aggressive Fuel Sub Phase In | SDG&E | Res | HVAC | Res - Single Family | Energy Efficiency | NEW | New Adoptions | 2990.6545 | 3672.6708 | 4017.2033 | 4054.4167 | 1980.7713 | 1573.6084 | 891.1807 | 828.5462 | 768.0932 | 259.0889 | 240.7313 | 225.8217 | 212.4633
Scenario 6: Aggressive Fuel Sub Phase In | SDG&E | Res | HVAC | Res - Single Family | Energy Efficiency | NEW | Total Adoptions | 2990.6545 | 3672.6708 | 4017.2033 | 4054.4167 | 1980.7713 | 1573.6084 | 891.1807 | 828.5462 | 768.0932 | 259.0889 | 240.7313 | 225.8217 | 212.4633
Scenario 6: Aggressive Fuel Sub Phase In | SDG&E | Res | HVAC | Res - Single Family | Energy Efficiency | RET | New Adoptions | 68778.7669 | 0 | 0 | 0 | 0 | 0 | 0 | 0 | 0 | 0 | 0 | 0 | 0
Scenario 6: Aggressive Fuel Sub Phase In | SDG&E | Res | HVAC | Res - Single Family | Energy Efficiency | RET | Total Adoptions | 1384698.1488 | 1052735.5056 | 842188.4045 | 673750.7236 | 539000.5789 | 431200.4631 | 344960.3705 | 275968.2964 | 220774.6371 | 176619.7097 | 141295.7677 | 113036.6142 | 90429.2914
Scenario 6: Aggressive Fuel Sub Phase In | SDG&E | Res | HVAC | Res - Single Family | Energy Efficiency | ROB | New Adoptions | 7982.1282 | 8143.2622 | 8256.5497 | 8317.68 | 5028.0956 | 3357.2862 | 3344.6395 | 3323.1894 | 0 | 0 | 0 | 0 | 0
Scenario 6: Aggressive Fuel Sub Phase In | SDG&E | Res | HVAC | Res - Single Family | Energy Efficiency | ROB | Total Adoptions | 9411.7367 | 9789.6886 | 10134.2718 | 10432.0397 | 6252.5294 | 3916.0216 | 3963.5464 | 4002.0082 | 0 | 0 | 0 | 0 | 0
Scenario 6: Aggressive Fuel Sub Phase In | SDG&E | Res | HVAC | Res - Single Family | Fuel Substitution | ROB | New Adoptions | 738.0137 | 743.3995 | 743.2972 | 741.3496 | 162.0801 | 7.096 | 7.5954 | 7.7542 | 0 | 0 | 0 | 0 | 0
Scenario 6: Aggressive Fuel Sub Phase In | SDG&E | Res | HVAC | Res - Single Family | Fuel Substitution | ROB | Total Adoptions | 805.8619 | 819.7382 | 827.7942 | 833.9628 | 177.9957 | 8.2137 | 8.808 | 9.0774 | 0 | 0 | 0 | 0 | 0
Scenario 6: Aggressive Fuel Sub Phase In | SDG&E | Res | WaterHeat | Res - Multi Family | Energy Efficiency | NEW | New Adoptions | 5427.6578 | 5509.0168 | 5432.2602 | 4714.6864 | 4426.4577 | 4267.7302 | 4091.0288 | 3871.9289 | 3632.9744 | 3399.5431 | 3188.0342 | 3021.6675 | 2873.0612
Scenario 6: Aggressive Fuel Sub Phase In | SDG&E | Res | WaterHeat | Res - Multi Family | Energy Efficiency | NEW | Total Adoptions | 5427.6578 | 5509.0168 | 5432.2602 | 4714.6864 | 4426.4577 | 4267.7302 | 4091.0288 | 3871.9289 | 3632.9744 | 3399.5431 | 3188.0342 | 3021.6675 | 2873.0612
Scenario 6: Aggressive Fuel Sub Phase In | SDG&E | Res | WaterHeat | Res - Multi Family | Energy Efficiency | RET | New Adoptions | 7053.3335 | 6302.1011 | 5511.2802 | 4723.3883 | 3970.647 | 3275.2536 | 2650.4376 | 2109.1149 | 1660.0839 | 1276.1495 | 953.0298 | 684.5893 | 463.9261
Scenario 6: Aggressive Fuel Sub Phase In | SDG&E | Res | WaterHeat | Res - Multi Family | Energy Efficiency | RET | Total Adoptions | 8217.2874 | 7407.7516 | 6555.9838 | 5705.11 | 4888.1731 | 4128.2614 | 3439.4697 | 2835.6389 | 2326.5313 | 1885.2636 | 1507.8055 | 1188.1985 | 919.641
Scenario 6: Aggressive Fuel Sub Phase In | SDG&E | Res | WaterHeat | Res - Multi Family | Energy Efficiency | ROB | New Adoptions | 2521.4296 | 2442.8644 | 1256.5553 | 1170.3183 | 1090.2227 | 1017.3058 | 951.736 | 893.2083 | 841.1961 | 795.0937 | 754.2909 | 718.2238 | 686.3534
Scenario 6: Aggressive Fuel Sub Phase In | SDG&E | Res | WaterHeat | Res - Multi Family | Energy Efficiency | ROB | Total Adoptions | 3663.532 | 3675.3645 | 2248.1532 | 2220.4007 | 2191.6534 | 2164.1004 | 2138.5525 | 2115.2253 | 2094.1261 | 2075.1936 | 2058.3425 | 2043.5422 | 2030.6344
Scenario 6: Aggressive Fuel Sub Phase In | SDG&E | Res | WaterHeat | Res - Multi Family | Fuel Substitution | ROB | New Adoptions | 2.9854 | 3.0193 | 3.2205 | 3.4636 | 3.7122 | 3.8762 | 2.6549 | 2.7178 | 2.7734 | 2.8001 | 2.8016 | 2.7876 | 2.7642
Scenario 6: Aggressive Fuel Sub Phase In | SDG&E | Res | WaterHeat | Res - Multi Family | Fuel Substitution | ROB | Total Adoptions | 3.5957 | 3.7174 | 4.0146 | 4.3594 | 4.7166 | 4.9915 | 3.1676 | 3.2915 | 3.4082 | 3.4945 | 3.5535 | 3.5943 | 3.6231
Scenario 6: Aggressive Fuel Sub Phase In | SDG&E | Res | WaterHeat | Res - Single Family | Energy Efficiency | NEW | New Adoptions | 10736.8197 | 12996.8952 | 14055.6028 | 11648.816 | 10501.6868 | 9912.1128 | 7351.833 | 6818.286 | 6309.265 | 5844.2362 | 5429.5896 | 5092.6713 | 4790.521
Scenario 6: Aggressive Fuel Sub Phase In | SDG&E | Res | WaterHeat | Res - Single Family | Energy Efficiency | NEW | Total Adoptions | 10736.8197 | 12996.8952 | 14055.6028 | 11648.816 | 10501.6868 | 9912.1128 | 7351.833 | 6818.286 | 6309.265 | 5844.2362 | 5429.5896 | 5092.6713 | 4790.521
Scenario 6: Aggressive Fuel Sub Phase In | SDG&E | Res | WaterHeat | Res - Single Family | Energy Efficiency | RET | New Adoptions | 27969.2979 | 25300.3906 | 22358.3271 | 19338.5029 | 16404.3444 | 13675.3744 | 11225.4259 | 9088.2374 | 7266.7823 | 5743.3254 | 4488.2196 | 3466.5885 | 2642.968
Scenario 6: Aggressive Fuel Sub Phase In | SDG&E | Res | WaterHeat | Res - Single Family | Energy Efficiency | RET | Total Adoptions | 31142.6643 | 28409.4243 | 25380.0407 | 22251.4301 | 19190.0224 | 16319.2383 | 13717.1577 | 11421.6783 | 9439.547 | 7756.2469 | 6344.7311 | 5172.1148 | 4204.3713
Scenario 6: Aggressive Fuel Sub Phase In | SDG&E | Res | WaterHeat | Res - Single Family | Energy Efficiency | ROB | New Adoptions | 12317.6228 | 12422.5903 | 7168.3106 | 7149.8024 | 7110.5885 | 652.6314 | 607.4091 | 566.8449 | 530.646 | 498.4418 | 469.8404 | 444.4645 | 421.9564
Scenario 6: Aggressive Fuel Sub Phase In | SDG&E | Res | WaterHeat | Res - Single Family | Energy Efficiency | ROB | Total Adoptions | 15341.3315 | 15700.3381 | 9450.5549 | 9598.0395 | 9714.3635 | 1341.6487 | 1321.0586 | 1301.9888 | 1284.5457 | 1268.7294 | 1254.4787 | 1241.7255 | 1230.3518
Scenario 6: Aggressive Fuel Sub Phase In | SDG&E | Res | WaterHeat | Res - Single Family | Fuel Substitution | ROB | New Adoptions | 8.1714 | 8.2842 | 9.3058 | 10.5115 | 11.4987 | 12.3479 | 12.8345 | 13.0725 | 13.2504 | 13.3506 | 13.3422 | 13.2682 | 13.1564
Scenario 6: Aggressive Fuel Sub Phase In | SDG&E | Res | WaterHeat | Res - Single Family | Fuel Substitution | ROB | Total Adoptions | 9.3974 | 9.663 | 10.8896 | 12.3332 | 13.5871 | 14.7297 | 15.5132 | 16.0434 | 16.5104 | 16.8938 | 17.1582 | 17.3456 | 17.4836

## Technical TSB (hidden)
Scenario | Utility | Sector | End Use | Building Type | Measure Type | 2025 | 2026 | 2027 | 2028 | 2029 | 2030 | 2031 | 2032 | 2033 | 2034 | 2035 | 2036 | 2037
Scenario 4: Reference ZEAS Phase In | PG&E | Com | AppPlug | Com - College | Energy Efficiency | 598286.6359 | 625761.9735 | 609820.8881 | 637948.9079 | 667543.9457 | 698715.5266 | 731582.6724 | 766273.8102 | 802884.456 | 841538.6925 | 882380.8402 | 925586.9373 | 971337.3018
Scenario 4: Reference ZEAS Phase In | PG&E | Com | AppPlug | Com - Health | Energy Efficiency | 144799269.8777 | 151717291.0518 | 159227383.9744 | 166798051.3132 | 174914749.9671 | 173706976.9596 | 202601751.3315 | 197278705.5895 | 207046296.8214 | 217266951.8182 | 227961559.5713 | 239668045.1677 | 252080212.7608
Scenario 4: Reference ZEAS Phase In | PG&E | Com | AppPlug | Com - Lodging | Energy Efficiency | 112627874.0957 | 117560788.2805 | 122727893.9831 | 128070699.7633 | 133775616.1103 | 139688235.75 | 145912317.461 | 152452551.5941 | 159331039.7868 | 166605186.8793 | 174257260.1319 | 156001111.0206 | 224187834.4133
Scenario 4: Reference ZEAS Phase In | PG&E | Com | AppPlug | Com - Other | Energy Efficiency | 1357696.3491 | 1418534.5151 | 1482049.8647 | 1548445.1411 | 1617692.4745 | 1691415.6935 | 1769180.8126 | 1850677.8113 | 1935730.3034 | 2025901.3548 | 2121042.9932 | 2221436.3381 | 2327776.5337
Scenario 4: Reference ZEAS Phase In | PG&E | Com | BldgEnv | Com - College | Energy Efficiency | 966080.6254 | 1004279.6128 | 1042707.9018 | 1082566.4513 | 1127514.9065 | 1180160.6409 | 1234527.6246 | 1291178.2802 | 1350621.66 | 1413373.9092 | 1479428.801 | 1546641.9075 | 1617858.643
Scenario 4: Reference ZEAS Phase In | PG&E | Com | BldgEnv | Com - Grocery | Energy Efficiency | 1117969.2783 | 1157532.0037 | 1197272.4388 | 1238106.9622 | 1284382.1333 | 1339062.46 | 1395176.9845 | 1453434.0008 | 1514224.3829 | 1578228.2164 | 1645398.8405 | 1713348.0093 | 1785110.9943
Scenario 4: Reference ZEAS Phase In | PG&E | Com | BldgEnv | Com - Health | Energy Efficiency | 2977997.2357 | 3109824.1978 | 3246432.8144 | 3388386.7152 | 3543555.6268 | 3716210.423 | 3896720.5303 | 4086342.5215 | 4286013.6214 | 4497042.1431 | 4719790.7779 | 4951938.201 | 5198105.9332
Scenario 4: Reference ZEAS Phase In | PG&E | Com | BldgEnv | Com - Lodging | Energy Efficiency | 3954949.5189 | 4113918.291 | 4277865.6465 | 4448612.3647 | 4633490.2477 | 4836661.7266 | 5048456.6163 | 5270341.7847 | 5503347.1958 | 5749101.866 | 6007842.0708 | 6275329.3335 | 6559185.9445
Scenario 4: Reference ZEAS Phase In | PG&E | Com | BldgEnv | Com - Office (Large) | Energy Efficiency | 2495262.2441 | 2523703.3784 | 2550140.1263 | 2576116.3863 | 2610839.6084 | 2659030.9186 | 2706618.1889 | 2754378.7139 | 2802989.0085 | 2853984.6047 | 2906642.8743 | 2956776.0473 | 3009522.8082
Scenario 4: Reference ZEAS Phase In | PG&E | Com | BldgEnv | Com - Office (Small) | Energy Efficiency | 887361.7015 | 917631.8584 | 947975.3475 | 792016.765 | 875429.4665 | 859202.6971 | 894120.2238 | 930317.7987 | 968051.9784 | 1007748.8316 | 1049367.1871 | 1091389.0545 | 1135731.0531
Scenario 4: Reference ZEAS Phase In | PG&E | Com | BldgEnv | Com - Other | Energy Efficiency | 1341138.5325 | 1391641.3831 | 1442562.9182 | 1494995.7791 | 1554262.5013 | 1624034.1996 | 1695875.0861 | 1770589.0276 | 1848671.5439 | 1931063.0582 | 2017690.2366 | 2105624.3524 | 2198634.4591
Scenario 4: Reference ZEAS Phase In | PG&E | Com | BldgEnv | Com - Refrig. Warehouse | Energy Efficiency | 357702.0826 | 371786.8739 | 386030.7561 | 400739.4852 | 417332.466 | 436766.5947 | 456810.8619 | 477709.8475 | 499600.6133 | 522718.1137 | 547052.6479 | 571836.7004 | 598078.7996
Scenario 4: Reference ZEAS Phase In | PG&E | Com | BldgEnv | Com - Restaurant | Energy Efficiency | 549917.6247 | 569505.1686 | 589196.2529 | 609434.3582 | 632377.345 | 659444.6422 | 687247.4324 | 716112.9548 | 746256.3105 | 777999.7016 | 811314.502 | 743940.5382 | 799613.0694
Scenario 4: Reference ZEAS Phase In | PG&E | Com | BldgEnv | Com - Retail | Energy Efficiency | 3959388.6765 | 4102643.2929 | 4246722.8606 | 3979246.0722 | 4209217.8214 | 4318504.0497 | 4502936.3519 | 4694563.5483 | 4894701.41 | 5105531.4229 | 5326936.0102 | 5551202.256 | 5788166.218
Scenario 4: Reference ZEAS Phase In | PG&E | Com | BldgEnv | Com - School | Energy Efficiency | 951808.3101 | 970475.9867 | 988494.3916 | 1006614.055 | 1028267.7697 | 1055654.2411 | 1083068.9738 | 1111074.1736 | 1139911.5106 | 1170011.2884 | 1201249.5654 | 1231893.1992 | 1263988.708
Scenario 4: Reference ZEAS Phase In | PG&E | Com | BldgEnv | Com - Warehouse | Energy Efficiency | 10147101.1928 | 10598373.3117 | 11066415.3902 | 11556429.878 | 12086468.0772 | 12669463.6088 | 13279254.3736 | 13920976.6986 | 14596700.3681 | 15311853.2586 | 16067237.3779 | 16855584.0466 | 17691192.477
Scenario 4: Reference ZEAS Phase In | PG&E | Com | ComRefrig | Com - College | Energy Efficiency | 111787.7689 | 115358.1915 | 117620.0005 | 118141.2168 | 119697.2179 | 124244.509 | 125735.3842 | 125581.9261 | 124021.2587 | 121531.74 | 121425.9071 | 119134.6617 | 117565.1679
Scenario 4: Reference ZEAS Phase In | PG&E | Com | ComRefrig | Com - Grocery | Energy Efficiency | 69106476.4691 | 71091145.8341 | 72625212.4076 | 73299105.5372 | 74220045.3406 | 77079603.2153 | 78990040.0556 | 80634249.0609 | 82008702.8331 | 83239577.9287 | 85420867.6291 | 86880064.916 | 88254226.808
Scenario 4: Reference ZEAS Phase In | PG&E | Com | ComRefrig | Com - Health | Energy Efficiency | 301806.9586 | 310193.4943 | 315673.844 | 318812.424 | 327095.8883 | 338791.6276 | 338267.3973 | 330753.0391 | 316956.3098 | 298307.8289 | 287117.7375 | 268772.1315 | 254909.153
Scenario 4: Reference ZEAS Phase In | PG&E | Com | ComRefrig | Com - Refrig. Warehouse | Energy Efficiency | 587526.1597 | 609299.9642 | 617787.8259 | 599626.3249 | 584658.0836 | 611112.8743 | 627076.9619 | 638699.1028 | 645921.1979 | 654676.8913 | 676211.5208 | 684775.4753 | 692807.8438
Scenario 4: Reference ZEAS Phase In | PG&E | Com | ComRefrig | Com - Restaurant | Energy Efficiency | 2628368.3523 | 2703473.5934 | 2759300.4564 | 2777911.4671 | 2807096.7656 | 2916619.3222 | 2989846.5802 | 3053217.2533 | 3106318.4731 | 3155118.8924 | 3240525.6189 | 2899373.5738 | 3077393.2785
Scenario 4: Reference ZEAS Phase In | PG&E | Com | ComRefrig | Com - Retail | Energy Efficiency | 39582322.0353 | 40604934.7657 | 41427572.0124 | 37858540.3513 | 39632655.738 | 40118200.2639 | 41214665.9774 | 42250771.9977 | 43186990.0379 | 44079197.0581 | 45402718.0916 | 46393611.773 | 47363350.6679
Scenario 4: Reference ZEAS Phase In | PG&E | Com | ComRefrig | Com - School | Energy Efficiency | 84360.57 | 85836.4246 | 86225.5456 | 84640.1681 | 83292.601 | 85147.9228 | 85724.1963 | 85750.4452 | 85319.7705 | 84772.2344 | 85483.2206 | 85114.4448 | 84613.0308
Scenario 4: Reference ZEAS Phase In | PG&E | Com | FoodServ | Com - College | Energy Efficiency | 2724723.1327 | 2847831.4502 | 2933745.8886 | 3073107.5305 | 3163244.8373 | 3315588.4595 | 3461612.7936 | 3605041.502 | 3751372.0307 | 3900691.9475 | 4076639.0416 | 4243474.6996 | 4421101.0725
Scenario 4: Reference ZEAS Phase In | PG&E | Com | FoodServ | Com - College | Fuel Substitution | 9762559.5539 | 10294130.7012 | 10883777.3448 | 11522924.9973 | 12160966.7226 | 12796265.443 | 13550020.6461 | 14393770.1075 | 15325916.4784 | 16334897.465 | 17349879.6843 | 18477697.8424 | 19690485.3221
Scenario 4: Reference ZEAS Phase In | PG&E | Com | FoodServ | Com - Grocery | Energy Efficiency | 13150886.8001 | 13684714.9391 | 14204272.0726 | 14696846.3274 | 15252988.0711 | 15938879.1839 | 16576450.5071 | 17208351.8312 | 17822123.6515 | 18453175.6046 | 19195159.5698 | 19915708.423 | 20667755.526
Scenario 4: Reference ZEAS Phase In | PG&E | Com | FoodServ | Com - Grocery | Fuel Substitution | 92820171.1536 | 97478008.9159 | 102644181.219 | 108231805.7233 | 113762369.5659 | 119221050.2113 | 125732460.3379 | 133020672.0069 | 141061250.7965 | 149738782.1761 | 158398799.5671 | 168012010.7983 | 178314204.3642
Scenario 4: Reference ZEAS Phase In | PG&E | Com | FoodServ | Com - Health | Energy Efficiency | 5168728.1587 | 5408626.7873 | 5657801.796 | 5851227.1295 | 6094351.0498 | 6376356.7348 | 6719619.4592 | 6974020.9788 | 7253444.2857 | 7530605.3326 | 7857483.0826 | 8198309.9373 | 8555540.8401
Scenario 4: Reference ZEAS Phase In | PG&E | Com | FoodServ | Com - Health | Fuel Substitution | 28171453.4615 | 29746771.3602 | 31491439.0985 | 33382722.9458 | 35280575.4621 | 37180669.2258 | 39422053.5953 | 41927002.7019 | 44692615.2805 | 47687994.4254 | 50715233.9481 | 54075990.3356 | 57693602.0824
Scenario 4: Reference ZEAS Phase In | PG&E | Com | FoodServ | Com - Lodging | Energy Efficiency | 5543331.1615 | 5759148.3369 | 5960739.6673 | 6141423.0508 | 6368486.1684 | 6648154.3021 | 6892786.2871 | 7124335.5673 | 7340657.5426 | 7559982.604 | 7832534.8791 | 8049329.2223 | 8349103.9976
Scenario 4: Reference ZEAS Phase In | PG&E | Com | FoodServ | Com - Lodging | Fuel Substitution | 25407158.8342 | 26708097.969 | 28151233.8391 | 29712996.3729 | 31261681.7063 | 32793138.815 | 34618158.361 | 36661205.2622 | 38916106.1781 | 41351441.6597 | 43786105.2861 | 46489652.7152 | 49389365.4403
Scenario 4: Reference ZEAS Phase In | PG&E | Com | FoodServ | Com - Office (Large) | Energy Efficiency | 47525.7356 | 47890.1235 | 48062.9503 | 48084.6152 | 48491.7377 | 49318.776 | 49617.5786 | 49648.2669 | 49452.9599 | 49117.5002 | 49101.5962 | 48736.9073 | 48300.8338
Scenario 4: Reference ZEAS Phase In | PG&E | Com | FoodServ | Com - Office (Small) | Energy Efficiency | 19169.9166 | 19745.6907 | 20247.5627 | 16486.8384 | 21766.8632 | 18064.1575 | 18565.729 | 18986.9861 | 19336.253 | 19625.8782 | 20052.0095 | 20340.2693 | 20599.1903
Scenario 4: Reference ZEAS Phase In | PG&E | Com | FoodServ | Com - Other | Energy Efficiency | 27211987.9798 | 28340442.464 | 29461989.6494 | 30573195.5878 | 31811179.1611 | 33245465.3605 | 34611543.6944 | 35965775.6736 | 37303705.9517 | 38691214.5369 | 40276545.7053 | 41846324.3154 | 43482702.2793
Scenario 4: Reference ZEAS Phase In | PG&E | Com | FoodServ | Com - Other | Fuel Substitution | 95122973.1274 | 100218379.3862 | 105904305.3058 | 112079837.3469 | 118182613.4476 | 124192472.5027 | 131436632.3272 | 139593716.0248 | 148638271.8467 | 158436011.6412 | 168208000.2577 | 179111831.882 | 190834841.5378
Scenario 4: Reference ZEAS Phase In | PG&E | Com | FoodServ | Com - Restaurant | Energy Efficiency | 38492618.5361 | 40007551.0656 | 41498654.1127 | 42929300.8212 | 44559893.9399 | 46495647.8047 | 48318140.6215 | 50115583.9254 | 51889125.0784 | 53712600.2852 | 55832733.4377 | 48757414.9475 | 82975497.2928
Scenario 4: Reference ZEAS Phase In | PG&E | Com | FoodServ | Com - Restaurant | Fuel Substitution | 260012453.5 | 273246752.6452 | 287963278.6078 | 303902822.9462 | 319645901.7 | 335146089.9106 | 353735577.3113 | 374595768.1765 | 397653380.7612 | 422564762.1972 | 447385475.9142 | 419205400.6135 | 445338753.5448
Scenario 4: Reference ZEAS Phase In | PG&E | Com | FoodServ | Com - Retail | Energy Efficiency | 349684.1464 | 367686.715 | 379792.143 | 305180.8867 | 740895.8593 | 375682.7117 | 392774.2263 | 408465.7014 | 420415.685 | 431908.6356 | 453176.0954 | 468898.5786 | 485167.3969
Scenario 4: Reference ZEAS Phase In | PG&E | Com | FoodServ | Com - School | Energy Efficiency | 7901608.5302 | 8088412.8239 | 8255108.7711 | 8398280.9281 | 8571654.205 | 8806742.3295 | 8999973.6574 | 9181183.5286 | 9347687.8059 | 9514290.2 | 9731337.8132 | 9930694.1945 | 10130653.6398
Scenario 4: Reference ZEAS Phase In | PG&E | Com | FoodServ | Com - School | Fuel Substitution | 13237431.9967 | 13687387.0455 | 14190091.4866 | 14731148.2048 | 15245242.577 | 15731283.6928 | 16334152.9097 | 17013336.9039 | 17761849.3731 | 18561897.5193 | 19331790.5829 | 20187373.2808 | 21093309.2958
Scenario 4: Reference ZEAS Phase In | PG&E | Com | HVAC | Com - College | Energy Efficiency | 17226126.8043 | 17697305.87 | 17818699.0172 | 18515657.6804 | 18175124.2179 | 18880636.668 | 16093618.4875 | 16571046.5098 | 17054294.009 | 17542625.9993 | 18136763.3923 | 18624673.3332 | 19133617.8982
Scenario 4: Reference ZEAS Phase In | PG&E | Com | HVAC | Com - College | Fuel Substitution | 4506047.5262 | 4767502.0234 | 5050367.9466 | 5356201.1108 | 78628.543 | 89450.2499 | 95447.5713 | 99542.5259 | 102594.7305 | 104921.9969 | 111056.3007 | 113103.4557 | 114718.6455
Scenario 4: Reference ZEAS Phase In | PG&E | Com | HVAC | Com - Grocery | Energy Efficiency | 31339120.4257 | 32096042.8946 | 32749063.0841 | 33314626.4345 | 33834951.5724 | 34946736.9012 | 35942232.7368 | 36909018.3827 | 37870835.8095 | 38861280.8687 | 40015852.9201 | 41057561.731 | 42139702.814
Scenario 4: Reference ZEAS Phase In | PG&E | Com | HVAC | Com - Grocery | Fuel Substitution | 31413844.9794 | 33088435.6026 | 34921746.2709 | 36905156.2662 | 877629.2861 | 912583.0407 | 934690.2579 | 951765.9597 | 966116.2375 | 978601.7646 | 1000981.6464 | 1012779.0871 | 1023511.8697
Scenario 4: Reference ZEAS Phase In | PG&E | Com | HVAC | Com - Health | Energy Efficiency | 46723284.6178 | 48188551.8991 | 49596928.2827 | 50819687.3105 | 51460778.3048 | 53424406.2565 | 51958692.2125 | 53746600.8143 | 55546695.5819 | 57380420.4831 | 59471792.0206 | 61472423.6114 | 63560118.9134
Scenario 4: Reference ZEAS Phase In | PG&E | Com | HVAC | Com - Health | Fuel Substitution | 10688313.0799 | 11308166.8476 | 11980426.4899 | 12704760.2554 | 667181.7395 | 702150.9206 | 725386.4022 | 744070.512 | 760324.4676 | 774931.0099 | 799218.6382 | 813459.7228 | 826778.1048
Scenario 4: Reference ZEAS Phase In | PG&E | Com | HVAC | Com - Lodging | Energy Efficiency | 28902669.8175 | 29620195.2295 | 30245811.9904 | 30793364.0519 | 31198801.3975 | 32295232.1034 | 32126099.0027 | 33066636.8948 | 34008219.4734 | 34987646.8169 | 36121082.165 | 37138973.2857 | 38195584.1636
Scenario 4: Reference ZEAS Phase In | PG&E | Com | HVAC | Com - Lodging | Fuel Substitution | 9993913.772 | 10525475.8879 | 11104036.3998 | 11727818.9367 | 352824.2305 | 368683.9914 | 378656.0657 | 386323.2003 | 392741.9412 | 398305.831 | 408443.8578 | 413885.0417 | 418655.6634
Scenario 4: Reference ZEAS Phase In | PG&E | Com | HVAC | Com - Office (Large) | Energy Efficiency | 56013431.1648 | 55764996.1722 | 55270894.7456 | 54524371.5752 | 53943083.5042 | 54436148.9992 | 42914877.6326 | 42765238.5808 | 42532718.2377 | 42302864.8979 | 42319654.488 | 42011910.518 | 41703741.2367
Scenario 4: Reference ZEAS Phase In | PG&E | Com | HVAC | Com - Office (Large) | Fuel Substitution | 979866.7193 | 1037209.2343 | 1094597.955 | 1152583.4305 | -117304.6555 | -97824.1353 | -88116.7645 | -82274.6136 | -78528.1742 | -76188.0809 | -67791.9809 | -66301.5648 | -65557.3186
Scenario 4: Reference ZEAS Phase In | PG&E | Com | HVAC | Com - Office (Small) | Energy Efficiency | 28940842.0955 | 29622206.6365 | 30216580.4119 | 24757782.3647 | 33389794.7911 | 26652908.6318 | 18210521.3078 | 18570760.4527 | 18914653.525 | 19258573.2037 | 19705421.5963 | 20040926.0641 | 20381888.9759
Scenario 4: Reference ZEAS Phase In | PG&E | Com | HVAC | Com - Office (Small) | Fuel Substitution | 2780745.7765 | 2939013.5462 | 3110345.5901 | 2677977.1112 | -52809.3572 | -45417.2278 | -42051.8201 | -40285.9317 | -39402.9738 | -39135.0231 | -35863.8113 | -35890.5648 | -36283.5692
Scenario 4: Reference ZEAS Phase In | PG&E | Com | HVAC | Com - Other | Energy Efficiency | 128440699.3258 | 132468807.3076 | 136275858.8948 | 139904919.119 | 141601145.2523 | 147390927.3859 | 153107522.8312 | 158807165.6846 | 164568162.2743 | 170615187.2734 | 177446535.8876 | 183968466.1159 | 190803284.9089
Scenario 4: Reference ZEAS Phase In | PG&E | Com | HVAC | Com - Other | Fuel Substitution | 60122028.7611 | 63433702.704 | 67037125.1224 | 70923397.9631 | 1478073.5695 | 1578992.4536 | 1638972.7171 | 1682873.0134 | 1718016.8513 | 1747123.8116 | 1808227.2766 | 1835087.2658 | 1858428.0993
Scenario 4: Reference ZEAS Phase In | PG&E | Com | HVAC | Com - Refrig. Warehouse | Energy Efficiency | 7924.2818 | 8306.504 | 8710.4538 | 9137.7374 | 31.0072 | 32.4904 | 34.0446 | 35.6889 | 37.4103 | 39.2365 | 41.1632 | 43.2067 | 45.3748
Scenario 4: Reference ZEAS Phase In | PG&E | Com | HVAC | Com - Restaurant | Energy Efficiency | 64521450.2353 | 67213611.6606 | 70025424.9377 | 72953791.917 | 73388165.2991 | 76652909.6929 | 80077974.1054 | 83663511.9784 | 87431332.5976 | 91402729.9864 | 95635650.4479 | 88543411.7456 | 108983619.0773
Scenario 4: Reference ZEAS Phase In | PG&E | Com | HVAC | Com - Restaurant | Fuel Substitution | 2771060.6627 | 2920864.5148 | 3082721.1562 | 3256382.1679 | 178151.1358 | 188913.8917 | 195237.1539 | 199813.352 | 203436.722 | 206403.4147 | 212773.1923 | 190178.5537 | 192227.0824
Scenario 4: Reference ZEAS Phase In | PG&E | Com | HVAC | Com - Retail | Energy Efficiency | 66137050.6626 | 67658329.4344 | 68930963.3052 | 62493910.6382 | 73748730.8683 | 65998455.6856 | 63740689.3713 | 65367970.0897 | 66965676.6044 | 68594848.1871 | 70565514.6508 | 72243609.8947 | 73975913.9657
Scenario 4: Reference ZEAS Phase In | PG&E | Com | HVAC | Com - Retail | Fuel Substitution | 8770534.2595 | 9247202.3454 | 9761681.4479 | 9355373.3306 | 584054.6752 | 617610.8198 | 637666.3884 | 652416.3252 | 664277.3019 | 674149.5484 | 694436.0709 | 703536.9355 | 711484.2372
Scenario 4: Reference ZEAS Phase In | PG&E | Com | HVAC | Com - School | Energy Efficiency | 39996625.3497 | 40494692.6886 | 40884267.9403 | 41184663.4048 | 38954001.2119 | 39768384.0558 | 34450557.4631 | 34954441.7827 | 35446097.824 | 35954179.7611 | 36600947.0237 | 37125661.4088 | 37661717.2587
Scenario 4: Reference ZEAS Phase In | PG&E | Com | HVAC | Com - School | Fuel Substitution | 7148153.0789 | 7425981.2025 | 7727159.8933 | 8049105.349 | -211647.71 | -201347.8037 | -195987.6486 | -192583.805 | -190247.0712 | -188635.6437 | -183172.9909 | -181970.284 | -181168.5774
Scenario 4: Reference ZEAS Phase In | PG&E | Com | HVAC | Com - Warehouse | Energy Efficiency | 4990369.4041 | 5130079.5539 | 5253894.9081 | 5365237.4187 | 5472158.2269 | 5682657.8355 | 5875102.4111 | 6064327.0011 | 6252411.9782 | 6447804.0866 | 6673480.3454 | 6879232.1746 | 7093195.4272
Scenario 4: Reference ZEAS Phase In | PG&E | Com | HVAC | Com - Warehouse | Fuel Substitution | 4799743.9272 | 5082781.7465 | 5392427.7572 | 5727913.9846 | 50376.321 | 56048.0666 | 59297.9801 | 61595.4709 | 63372.5392 | 64788.559 | 68140.4934 | 69427.2956 | 70499.8462
Scenario 4: Reference ZEAS Phase In | PG&E | Com | Lighting | Com - College | Energy Efficiency | 8032518.6757 | 8243962.7483 | 8394968.6104 | 8509402.2077 | 8710043.495 | 9001126.0791 | 9111487.1775 | 9120039.8737 | 9040818.33 | 8903721.8556 | 8885930.2612 | 8744810.4856 | 8552153.2224
Scenario 4: Reference ZEAS Phase In | PG&E | Com | Lighting | Com - Grocery | Energy Efficiency | 13590593.752 | 13881011.6168 | 14130210.4544 | 14313081.9091 | 14667429.0711 | 15216387.4637 | 15504975.0569 | 15669130.4635 | 15733467.883 | 15706572.2911 | 15863038.8502 | 15775882.8275 | 15604023.3773
Scenario 4: Reference ZEAS Phase In | PG&E | Com | Lighting | Com - Health | Energy Efficiency | 16047173.7721 | 16576577.5112 | 17015055.4785 | 17383386.7508 | 17927566.8425 | 18669376.7401 | 19124478.6566 | 19442133.8676 | 19639718.7947 | 19729648.3366 | 20016373.8881 | 20091197.4104 | 20090765.3754
Scenario 4: Reference ZEAS Phase In | PG&E | Com | Lighting | Com - Lodging | Energy Efficiency | 9851344.2128 | 10085141.7235 | 10285881.6823 | 10442165.7518 | 10720155.6584 | 11138084.9626 | 11376760.3738 | 11530190.0448 | 11613839.6309 | 11633914.4394 | 11780814.8962 | 11761999.8631 | 11687408.7584
Scenario 4: Reference ZEAS Phase In | PG&E | Com | Lighting | Com - Office (Large) | Energy Efficiency | 27329558.9776 | 27515102.4936 | 27583479.1664 | 27581655.8206 | 27743019.5755 | 28056117.1144 | 28049097.7354 | 27882179.2233 | 27593024.96 | 27243928.4202 | 27114138.2716 | 26825329.0595 | 26493839.2771
Scenario 4: Reference ZEAS Phase In | PG&E | Com | Lighting | Com - Office (Small) | Energy Efficiency | 8276662.1743 | 8516885.2397 | 8724385.524 | 7218020.622 | 7805905.6088 | 7701099.2816 | 7864843.3508 | 7984952.1869 | 8069632.0422 | 8134383.1179 | 8267737.7236 | 8350830.5331 | 8418750.1531
Scenario 4: Reference ZEAS Phase In | PG&E | Com | Lighting | Com - Other | Energy Efficiency | 5724677.5702 | 5886550.4766 | 6015406.3365 | 6124720.302 | 6286105.1148 | 6501690.758 | 6614753.5425 | 6672373.666 | 6682739.8223 | 6663952.7662 | 6718245.4927 | 6706597.9287 | 6669973.5463
Scenario 4: Reference ZEAS Phase In | PG&E | Com | Lighting | Com - Refrig. Warehouse | Energy Efficiency | 2136691.279 | 2211465.9141 | 2278514.5699 | 2341165.3534 | 2423611.6906 | 2528978.0984 | 2609948.5528 | 2679922.3944 | 2740292.9595 | 2792456.4824 | 2865301.0975 | 2920182.4998 | 2971359.2441
Scenario 4: Reference ZEAS Phase In | PG&E | Com | Lighting | Com - Restaurant | Energy Efficiency | 6702961.7668 | 6894946.3407 | 7055549.2678 | 7198698.7309 | 7395888.7606 | 7648989.6448 | 7802810.5065 | 7904415.2521 | 7962405.2157 | 7994951.6227 | 8102732.2862 | 7180238.558 | 7352264.2859
Scenario 4: Reference ZEAS Phase In | PG&E | Com | Lighting | Com - Retail | Energy Efficiency | 62296764.4547 | 64212981.182 | 65868395.2627 | 60999057.1543 | 63926389.1356 | 65267353.3892 | 66849235.4663 | 68057427.6307 | 68952663.1134 | 69612999.2817 | 70872601.5861 | 71664487.3224 | 72318214.0189
Scenario 4: Reference ZEAS Phase In | PG&E | Com | Lighting | Com - School | Energy Efficiency | 9644075.1686 | 9709919.0512 | 9702145.5352 | 9651542.2234 | 9694814.5549 | 9832861.368 | 9773776.1361 | 9609678.0709 | 9359232.6788 | 9058810.0444 | 8882648.4686 | 8593840.2254 | 8265610.6016
Scenario 4: Reference ZEAS Phase In | PG&E | Com | Lighting | Com - Warehouse | Energy Efficiency | 5328508.9043 | 5501133.2766 | 5648313.9018 | 5783330.752 | 5967371.1423 | 6205159.3866 | 6361146.9931 | 6472268.5173 | 6544166.8572 | 6593918.3384 | 6708050.4475 | 6767762.8276 | 6810077.0617
Scenario 4: Reference ZEAS Phase In | PG&E | Com | WaterHeat | Com - College | Energy Efficiency | 39967590.0327 | 41809445.7567 | 40662243.0015 | 43219692.7618 | 44606131.9306 | 46706970.4236 | 40919453.5268 | 42792138.3079 | 44754277.1418 | 46818430.8453 | 49028643.3205 | 51345760.3969 | 53790825.2406
Scenario 4: Reference ZEAS Phase In | PG&E | Com | WaterHeat | Com - College | Fuel Substitution | 56539650.5075 | 59528776.4334 | 56793675.7282 | 50460937.8556 | 42924405.0508 | 44893216.4996 | 31311928.3347 | 32048204.4903 | 32688894.002 | 33273286.3308 | 34148651.8473 | 34879203.3047 | 35562337.8311
Scenario 4: Reference ZEAS Phase In | PG&E | Com | WaterHeat | Com - Grocery | Energy Efficiency | 27661578.9184 | 28775324.4379 | 29909754.6269 | 31073164.067 | 32331630.3793 | 33676729.0562 | 33422232.3887 | 34653793.8768 | 35908343.7072 | 37204681.8671 | 38646876.2728 | 40112480.3459 | 41635346.9641
Scenario 4: Reference ZEAS Phase In | PG&E | Com | WaterHeat | Com - Grocery | Fuel Substitution | 2988068.5977 | 3131532.1761 | 3287348.5939 | 3455879.8586 | 3626720.4557 | 3803182.0253 | 0 | 0 | 0 | 0 | 0 | 0 | 0
Scenario 4: Reference ZEAS Phase In | PG&E | Com | WaterHeat | Com - Health | Energy Efficiency | 121847414.6468 | 127618632.7831 | 133238893.0103 | 139498133.2353 | 146190502.9999 | 149625507.7616 | 135103202.2221 | 141363018.2697 | 147901421.1646 | 154764607.5676 | 162168381.4093 | 169919252.5592 | 178086617.5645
Scenario 4: Reference ZEAS Phase In | PG&E | Com | WaterHeat | Com - Health | Fuel Substitution | 135647310.2557 | 142965501.8139 | 138812155.2109 | 126874894.5106 | 112376411.861 | 117742621.1816 | 72232468.6338 | 74043651.7388 | 75643994.7657 | 77121784.1821 | 79267580.7038 | 81090223.0776 | 82810713.6456
Scenario 4: Reference ZEAS Phase In | PG&E | Com | WaterHeat | Com - Lodging | Energy Efficiency | 137138036.5738 | 143275792.5941 | 149115618.6912 | 155821206.7478 | 162944405.15 | 170429342.1984 | 46340989.7014 | 48323681.3003 | 50394363.7028 | 52569682.6432 | 54892483.978 | 52180060.5818 | 54504231.5014
Scenario 4: Reference ZEAS Phase In | PG&E | Com | WaterHeat | Com - Lodging | Fuel Substitution | 133539279.0076 | 140075408.2636 | 135995789.7537 | 124750730.2524 | 111238963.9335 | 116033236.3104 | 66496168.1357 | 67835716.7297 | 68969406.4799 | 69979934.7757 | 71580518.3415 | 72857936.7873 | 74046933.6621
Scenario 4: Reference ZEAS Phase In | PG&E | Com | WaterHeat | Com - Office (Large) | Energy Efficiency | 54331153.1886 | 55292679.4526 | 55959404.4996 | 56933792.6609 | 57973063.1556 | 59062040.1165 | 48570993.8173 | 49376739.3162 | 50192295.0473 | 51033558.0819 | 51953094.3004 | 52886407.2951 | 53852396.5452
Scenario 4: Reference ZEAS Phase In | PG&E | Com | WaterHeat | Com - Office (Large) | Fuel Substitution | 22106837.2114 | 22641553.4266 | 20710522.1502 | 17373010.8449 | 13718939.7604 | 13932371.6556 | 11873940.083 | 11822685.7005 | 11730979.161 | 11615766.4767 | 11597312.3794 | 11523224.1322 | 11429270.1649
Scenario 4: Reference ZEAS Phase In | PG&E | Com | WaterHeat | Com - Office (Small) | Energy Efficiency | 21419417.8544 | 22276966.915 | 23112334.7908 | 20426809.0086 | 21704098.0896 | 22162831.3089 | 23056229.4721 | 23983003.2209 | 24948905.7466 | 25960057.1033 | 27039350.3775 | 28165698.1317 | 29348696.3736
Scenario 4: Reference ZEAS Phase In | PG&E | Com | WaterHeat | Com - Office (Small) | Fuel Substitution | 8412118.1705 | 8811121.991 | 8214857.6277 | 5701262.7142 | 4568841.9257 | 4745271.982 | 4131660.3876 | 4206725.876 | 4268288.7518 | 4321701.7 | 4412325.4681 | 4483096.4865 | 4546875.1438
Scenario 4: Reference ZEAS Phase In | PG&E | Com | WaterHeat | Com - Other | Energy Efficiency | 270450313.4005 | 281919289.0216 | 292096411.2024 | 303954114.8952 | 316857919.6983 | 330705259.8529 | 326533344.8064 | 338848438.6364 | 351333957.3099 | 364207172.5657 | 378700290.2538 | 393336885.4935 | 408509584.381
Scenario 4: Reference ZEAS Phase In | PG&E | Com | WaterHeat | Com - Other | Fuel Substitution | 574051527.9642 | 603251018.2331 | 580143510.0769 | 523055444.0487 | 454871492.2334 | 475032915.9751 | 303595679.7064 | 310146469.9576 | 315757644.2451 | 320809834.5412 | 328619520.5465 | 335021114.0598 | 340948164.5384
Scenario 4: Reference ZEAS Phase In | PG&E | Com | WaterHeat | Com - Refrig. Warehouse | Energy Efficiency | 4816303.112 | 5031066.6589 | 5246538.4335 | 5475683.8599 | 5721794.3135 | 5983782.5627 | 6082216.253 | 6342181.2322 | 6611144.7356 | 6891933.6906 | 7198147.6687 | 7514929.728 | 7847050.9663
Scenario 4: Reference ZEAS Phase In | PG&E | Com | WaterHeat | Com - Refrig. Warehouse | Fuel Substitution | 1463500.8482 | 1539370.6644 | 1499148.2858 | 1380694.8231 | 1237067.6484 | 1294342.2625 | 728547.588 | 745408.1639 | 760087.1798 | 773481.1252 | 793501.5908 | 810219.4986 | 825854.6511
Scenario 4: Reference ZEAS Phase In | PG&E | Com | WaterHeat | Com - Restaurant | Energy Efficiency | 54799059.9853 | 57019071.4539 | 58397410.5559 | 60667396.065 | 63136248.789 | 65776048.9129 | 65435552.8678 | 67811683.4108 | 70224349.2328 | 72709887.1677 | 75499867.0366 | 69935283.9613 | 75830458.8617
Scenario 4: Reference ZEAS Phase In | PG&E | Com | WaterHeat | Com - Restaurant | Fuel Substitution | 271516330.0476 | 284696092.4022 | 265374349.9888 | 225934462.7782 | 180146234.0475 | 187254808.4399 | 171741157.476 | 175120310.6106 | 177950177.1146 | 180450285.2788 | 184503989.4591 | 165701958.9874 | 168312491.6235
Scenario 4: Reference ZEAS Phase In | PG&E | Com | WaterHeat | Com - Retail | Energy Efficiency | 60249256.2489 | 62785275.6918 | 65354239.9827 | 62684036.4146 | 66069202.3468 | 68237605.3746 | 71122701.8015 | 74118120.9681 | 77242839.7279 | 80517959.9548 | 84022129.2228 | 87682295.5896 | 91531425.6282
Scenario 4: Reference ZEAS Phase In | PG&E | Com | WaterHeat | Com - Retail | Fuel Substitution | 14469149.2574 | 15185151.7038 | 14100676.4791 | 10778392.3971 | 8434851.2173 | 8764308.5094 | 8785458.9525 | 8962806.9537 | 9112207.0704 | 9244862.7125 | 9457274.2029 | 9628152.1358 | 9784740.467
Scenario 4: Reference ZEAS Phase In | PG&E | Com | WaterHeat | Com - School | Energy Efficiency | 120009691.0017 | 123119320.866 | 125459566.4356 | 128699509.5349 | 132086743.6113 | 135625567.7367 | 132029912.3772 | 135521353.8655 | 139133733.0393 | 142887139.3644 | 146852824.353 | 150961913.228 | 155241454.7017
Scenario 4: Reference ZEAS Phase In | PG&E | Com | WaterHeat | Com - School | Fuel Substitution | 77014584.4741 | 79542750.2875 | 72715215.3494 | 60744969.1772 | 47426990.5173 | 48591920.7468 | 41419452.5479 | 41583654.7219 | 41601482.8524 | 41531078.9266 | 41811976.2798 | 41888582.2857 | 41889378.1482
Scenario 4: Reference ZEAS Phase In | PG&E | Com | WaterHeat | Com - Warehouse | Energy Efficiency | 34624346.8276 | 36250269.3575 | 37943589.1866 | 39727390.3554 | 41613118.5755 | 43605149.3688 | 44921391.8837 | 47080067.6928 | 49353836.8658 | 51754890.9037 | 54304616.2604 | 56997509.4839 | 59848376.7994
Scenario 4: Reference ZEAS Phase In | PG&E | Com | WaterHeat | Com - Warehouse | Fuel Substitution | 1117215.4928 | 1177739.5508 | 1147051.9242 | 1058157.3102 | 949511.1384 | 996044.4972 | 519620.5985 | 532392.6323 | 543603.4707 | 553901.4033 | 569063.5404 | 581844.2536 | 593860.4885
Scenario 4: Reference ZEAS Phase In | PG&E | Com | WholeBlg | Com - College | Energy Efficiency | 3043002.0231 | 3122197.9901 | 3142085.5542 | 3200765.1755 | 3246467.7358 | 3317162.0775 | 3453013.9865 | 3540570.3831 | 3731026.9401 | 3905380.7139 | 4059268.2074 | 4121129.8251 | 4259557.4289
Scenario 4: Reference ZEAS Phase In | PG&E | Com | WholeBlg | Com - Health | Energy Efficiency | 3356309.4463 | 3478306.9974 | 3845978.7711 | 3925904.1189 | 4151743.5935 | 4412960.1356 | 4669124.8875 | 4926801.1367 | 5137706.3247 | 5265347.6927 | 5305303.831 | 5620036.4892 | 5970023.0009
Scenario 4: Reference ZEAS Phase In | PG&E | Com | WholeBlg | Com - Lodging | Energy Efficiency | 1106828.9963 | 1124238.1825 | 1139259.5723 | 1143044.9785 | 1176499.2609 | 1216017.0032 | 1253838.4151 | 1289027.9636 | 1318668.9189 | 1358041.0222 | 1395097.2045 | 1422718.55 | 1451264.8777
Scenario 4: Reference ZEAS Phase In | PG&E | Com | WholeBlg | Com - Office (Large) | Energy Efficiency | 37177092.4752 | 37010891.5508 | 37078685.6741 | 36770100.2672 | 37002792.9121 | 37738501.9465 | 38611807.0327 | 39070301.0434 | 39179663.141 | 39719199.7023 | 40176099.3278 | 40392450.347 | 40720170.6562
Scenario 4: Reference ZEAS Phase In | PG&E | Com | WholeBlg | Com - Office (Small) | Energy Efficiency | 7082226.9386 | 7245346.7267 | 7417237.7187 | 0 | 83820806.4678 | 7319922.6308 | 7621138.4077 | 7915866.3806 | 8186261.1551 | 8487147.0636 | 8804218.0232 | 9074792.8719 | 9368563.1901
Scenario 4: Reference ZEAS Phase In | PG&E | Com | WholeBlg | Com - Other | Energy Efficiency | 2784541.5832 | 2813532.8449 | 2837222.8064 | 2828092.7103 | 2819345.9817 | 2934422.3286 | 3046068.0721 | 3125046.2709 | 3146208.3597 | 3200143.7861 | 3256056.4148 | 3260028.3847 | 3271712.9633
Scenario 4: Reference ZEAS Phase In | PG&E | Com | WholeBlg | Com - Restaurant | Energy Efficiency | 1503815.6529 | 1488257.0606 | 1482896.1763 | 1467153.0583 | 1463200.9043 | 1495936.3963 | 1531682.8582 | 1557664.4415 | 1575965.6532 | 1600040.5651 | 1620454.0136 | 0 | 17335300.8432
Scenario 4: Reference ZEAS Phase In | PG&E | Com | WholeBlg | Com - Retail | Energy Efficiency | 12205218.4217 | 12702901.8093 | 13277916.9511 | 0 | 130632409.5836 | 14319362.8917 | 15179544.3062 | 16056757.2689 | 16799501.1195 | 17622619.216 | 18520498.4867 | 19312595.4949 | 20200837.0143
Scenario 4: Reference ZEAS Phase In | PG&E | Com | WholeBlg | Com - School | Energy Efficiency | 14263038.2796 | 14615992.4231 | 14959849.0156 | 15261308.9232 | 15510161.6896 | 16023019.2175 | 16490301.8801 | 17039232.8114 | 17601991.611 | 18241110.073 | 18928278.6349 | 19684894.054 | 20417526.723
Scenario 4: Reference ZEAS Phase In | PG&E | Com | WholeBlg | Com - Warehouse | Energy Efficiency | 3173249.4475 | 3101371.8364 | 3025170.4706 | 2946781.1773 | 2900101.0558 | 2960470.8077 | 2971013.5506 | 2983929.6573 | 2946725.5573 | 2927222.0948 | 2886759.5969 | 2785014.6806 | 2682823.7109
Scenario 4: Reference ZEAS Phase In | PG&E | Res | AppPlug | Res - Multi Family | Energy Efficiency | 66616619.2026 | 69858425.6362 | 73055653.5753 | 75570281.8996 | 78248325.109 | 82677891.8879 | 86231480.8304 | 89591328.3016 | 92927568.4329 | 95340622.0409 | 99255124.7427 | 103103692.633 | 107052678.8675
Scenario 4: Reference ZEAS Phase In | PG&E | Res | AppPlug | Res - Multi Family | Fuel Substitution | 92679170.9452 | 98636649.4462 | 105370337.7315 | 112882223.9163 | 120559855.6065 | 128153314.5038 | 50678861.972 | 55238733.186 | 60343445.6202 | 65969796.7452 | 71480605.6788 | 77706132.9113 | 84490999.3864
Scenario 4: Reference ZEAS Phase In | PG&E | Res | AppPlug | Res - Single Family | Energy Efficiency | 231892808.0269 | 243700491.5367 | 255034534.7357 | 263298689.353 | 272104697.8148 | 288310329.229 | 300257215.0495 | 311403734.3456 | 322282430.6667 | 328947545.1173 | 341945264.8852 | 354386363.0085 | 366990055.5268
Scenario 4: Reference ZEAS Phase In | PG&E | Res | AppPlug | Res - Single Family | Fuel Substitution | 755852290.5403 | 806255172.53 | 863157265.2905 | 926827911.5301 | 992235637.0955 | 1057467350.6201 | 221245583.1456 | 247497314.8532 | 277420098.8603 | 310819123.4935 | 342824762.6437 | 379638687.1288 | 420094050.4789
Scenario 4: Reference ZEAS Phase In | PG&E | Res | BldgEnv | Res - Multi Family | Energy Efficiency | 90457342.9473 | 94335098.2203 | 98246293.6406 | 102353270.9156 | 106680338.7637 | 111855351.921 | 117320649.1627 | 123082694.9836 | 129165636.4735 | 135613706.5321 | 142385573.0232 | 149553484.2299 | 157215432.5629
Scenario 4: Reference ZEAS Phase In | PG&E | Res | BldgEnv | Res - Single Family | Energy Efficiency | 1049654629.0404 | 1096218327.4273 | 1142667560.9271 | 1190402880.8686 | 1241129035.5354 | 1302759979.2564 | 1366475957.6262 | 1433373678.3085 | 1504031495.2763 | 1578871596.3332 | 1658967936.4122 | 1743337655.2651 | 1833017420.3962
Scenario 4: Reference ZEAS Phase In | PG&E | Res | HVAC | Res - Multi Family | Energy Efficiency | 94321275.9559 | 97626484.1841 | 100005493.9018 | 100704658.7028 | 101235806.4827 | 105339597.2612 | 108060388.2129 | 110297594.6807 | 112262216.4917 | 113896066.9297 | 117020461.7003 | 119849549.6064 | 122579220.7227
Scenario 4: Reference ZEAS Phase In | PG&E | Res | HVAC | Res - Multi Family | Fuel Substitution | 112789207.5131 | 124732669.7528 | 138658834.7567 | 154485736.2621 | 167233158.7057 | 171580473.2054 | 174563969.5855 | 177139418.4669 | 179498174.8116 | 181700835.5404 | 184990741.9886 | 187829184.9314 | 190549959.3093
Scenario 4: Reference ZEAS Phase In | PG&E | Res | HVAC | Res - Single Family | Energy Efficiency | 560247031.8713 | 560942669.7712 | 567430701.0717 | 561807318.2494 | 550699257.7185 | 571903805.018 | 584991207.0153 | 595011071.9639 | 603574711.5903 | 610348937.4045 | 625901716.9783 | 639018930.6308 | 651485181.2292
Scenario 4: Reference ZEAS Phase In | PG&E | Res | HVAC | Res - Single Family | Fuel Substitution | 2408775679.4276 | 2651842657.9799 | 2956757465.9758 | 3304717032.425 | 1785008755.4786 | 1834425662.0083 | 1868353865.196 | 1897656125.3698 | 1924503847.1567 | 1949581451.4908 | 1987132551.8635 | 2019543012.5513 | 2050628775.3269
Scenario 4: Reference ZEAS Phase In | PG&E | Res | WaterHeat | Res - Multi Family | Energy Efficiency | 149234361.0235 | 155953666.415 | 159970539.6946 | 166100227.9727 | 172810352.5803 | 180536941.9121 | 187869159.6762 | 195219207.3569 | 202698820.2039 | 210395038.9656 | 219159886.5412 | 227999666.5772 | 237174785.3406
Scenario 4: Reference ZEAS Phase In | PG&E | Res | WaterHeat | Res - Multi Family | Fuel Substitution | 14314143738.6992 | 15442123456.662 | 16648894545.4066 | 17896701423.6708 | 19128980630.5458 | 20523579662.2234 | 287271437.2991 | 294374912.8605 | 300892065.6043 | 306971499.9477 | 315436288.438 | 322701404.7073 | 329629781.5147
Scenario 4: Reference ZEAS Phase In | PG&E | Res | WaterHeat | Res - Single Family | Energy Efficiency | 620444384.6124 | 652651279.2751 | 661710931.7956 | 689518326.6624 | 719479164.8452 | 753209563.0436 | 786140136.3354 | 819678518.2377 | 854317770.8895 | 890392878.0273 | 930651977.2271 | 971879412.9485 | 1015003584.1634
Scenario 4: Reference ZEAS Phase In | PG&E | Res | WaterHeat | Res - Single Family | Fuel Substitution | 6289385310.6982 | 6684551065.8207 | 5928891723.7126 | 4233237691.2676 | 2236429004.4444 | 2325244738.1939 | 2394972283.767 | 2456986742.312 | 2514248999.7546 | 2567983903.3767 | 2641789691.903 | 2705717724.1798 | 2766967391.7002
Scenario 4: Reference ZEAS Phase In | PG&E | Res | WholeBlg | Res - Multi Family | Energy Efficiency | 17862837.8718 | 27093897.3582 | 30601650.2952 | 32214704.8339 | 32808072.6113 | 32841563.6235 | 32382492.5169 | 31634964.3227 | 30667916.8143 | 29597653.3163 | 28986798.468 | 28643825.6711 | 28280825.7503
Scenario 4: Reference ZEAS Phase In | PG&E | Res | WholeBlg | Res - Single Family | Energy Efficiency | 59634696.9189 | 96349250.289 | 108666315.198 | 113391340.1027 | 114421359.9415 | 113042964.4151 | 109457460.8823 | 104749335.2703 | 99913558.8472 | 95606148.0053 | 92698761.1888 | 90227538.9653 | 87672408.7891
Scenario 4: Reference ZEAS Phase In | SCE | Com | BldgEnv | Com - College | Energy Efficiency | 36090.4314 | 38197.0071 | 40104.3526 | 41982.2631 | 44894.0963 | 48394.8409 | 50711.7506 | 51512.8059 | 52241.6407 | 52878.5452 | 53295.401 | 52921.935 | 52546.1406
Scenario 4: Reference ZEAS Phase In | SCE | Com | BldgEnv | Com - Grocery | Energy Efficiency | 76089.7458 | 80208.6766 | 83868.8645 | 87437.2423 | 93128.7748 | 99980.1393 | 104338.5582 | 105561.6669 | 106625.5985 | 107493.249 | 107906.4176 | 106707.6639 | 105525.3228
Scenario 4: Reference ZEAS Phase In | SCE | Com | BldgEnv | Com - Health | Energy Efficiency | 77611.015 | 82279.8495 | 86532.9047 | 90724.9354 | 97180.9071 | 104922.9961 | 110127.0202 | 112050.4666 | 113823.398 | 115397.6615 | 116493.2477 | 115862.2554 | 115241.6819
Scenario 4: Reference ZEAS Phase In | SCE | Com | BldgEnv | Com - Lodging | Energy Efficiency | 102154.1214 | 107780.1134 | 112805.0848 | 117710.2573 | 125484.0327 | 134836.681 | 140846.069 | 142630.2341 | 144201.2426 | 145510.0948 | 146206.0424 | 144719.2865 | 143251.538
Scenario 4: Reference ZEAS Phase In | SCE | Com | BldgEnv | Com - Office (Large) | Energy Efficiency | 134224.1031 | 138174.8886 | 141102.0025 | 143670.5134 | 149446.1377 | 156690.4037 | 159709.1206 | 157831.4369 | 155714.6764 | 153331.6747 | 150351.6375 | 145236.4287 | 140304.4209
Scenario 4: Reference ZEAS Phase In | SCE | Com | BldgEnv | Com - Office (Small) | Energy Efficiency | 66766.008 | 70288.7772 | 73402.9924 | 76427.2901 | 65245.2038 | 72818.6439 | 73150.9245 | 73913.2407 | 74562.8405 | 75074.2387 | 75267.053 | 74337.1039 | 73420.821
Scenario 4: Reference ZEAS Phase In | SCE | Com | BldgEnv | Com - Other | Energy Efficiency | 131153.4157 | 138562.8274 | 145214.7992 | 151732.3951 | 161966.2605 | 174268.8667 | 182276.6739 | 184823.2068 | 187099.4793 | 189045.6731 | 190197.4253 | 188506.8547 | 186837.8016
Scenario 4: Reference ZEAS Phase In | SCE | Com | BldgEnv | Com - Refrig. Warehouse | Energy Efficiency | 13030.1281 | 13475.8089 | 14144.5334 | 14801.7067 | 15824.8534 | 17054.2203 | 17866.4074 | 18144.8813 | 18398.262 | 18619.5403 | 18762.8655 | 18626.0817 | 18490.6709
Scenario 4: Reference ZEAS Phase In | SCE | Com | BldgEnv | Com - Restaurant | Energy Efficiency | 30926.3056 | 32610.5229 | 34110.9721 | 35575.0486 | 37902.4101 | 40699.9612 | 42485.4498 | 42997.5206 | 43445.4461 | 43813.8456 | 43997.7312 | 43525.121 | 43059.3816
Scenario 4: Reference ZEAS Phase In | SCE | Com | BldgEnv | Com - Retail | Energy Efficiency | 245561.2767 | 259054.8467 | 271087.2391 | 282840.4522 | 301482.9766 | 323911.9464 | 338294.8023 | 342524.7614 | 346243.9939 | 349333.576 | 350948.8753 | 347320.4404 | 343740.205
Scenario 4: Reference ZEAS Phase In | SCE | Com | BldgEnv | Com - School | Energy Efficiency | 43682.1057 | 45336.8957 | 46678.7535 | 47917.0878 | 50246.2784 | 53110.0593 | 54572.1887 | 54366.3191 | 54075.0668 | 53683.8075 | 53067.688 | 51681.3353 | 50331.0157
Scenario 4: Reference ZEAS Phase In | SCE | Com | BldgEnv | Com - Warehouse | Energy Efficiency | 395359.5825 | 418909.3919 | 440284.0193 | 461382.2182 | 493954.6828 | 533031.176 | 559130.1189 | 568576.8875 | 577240.8895 | 584916.6796 | 590164.4227 | 586584.5375 | 583046.941
Scenario 4: Reference ZEAS Phase In | SCE | Com | ComRefrig | Com - College | Energy Efficiency | 202474.9907 | 213154.5801 | 223503.119 | 233421.7253 | 245313.537 | 258298.0297 | 267227.8187 | 272125.5762 | 276397.9477 | 279729.9739 | 285068.9846 | 289032.7104 | 292483.9773
Scenario 4: Reference ZEAS Phase In | SCE | Com | ComRefrig | Com - Grocery | Energy Efficiency | 85920674.1765 | 89504670.528 | 92986316.5896 | 96151086.7947 | 100359901.884 | 105848531.5695 | 109395084.0651 | 110841318.0872 | 112118323.0076 | 113100065.3399 | 114939348.8779 | 115748701.8509 | 116437668.0725
Scenario 4: Reference ZEAS Phase In | SCE | Com | ComRefrig | Com - Health | Energy Efficiency | 1085616.6607 | 1146537.2701 | 1207304.9669 | 1268220.7976 | 1339276.9815 | 1408946.1493 | 1457742.8668 | 1488072.4123 | 1514662.681 | 1534900.3241 | 1565273.9993 | 1590142.3618 | 1613681.6982
Scenario 4: Reference ZEAS Phase In | SCE | Com | ComRefrig | Com - Refrig. Warehouse | Energy Efficiency | 362649.6673 | 373199.9219 | 384731.4922 | 389385.8789 | 403174.4259 | 432131.1954 | 451581.6941 | 456777.0852 | 461467.1187 | 467096.9607 | 476876.7504 | 479509.4443 | 482039.0902
Scenario 4: Reference ZEAS Phase In | SCE | Com | ComRefrig | Com - Restaurant | Energy Efficiency | 3835610.6321 | 3994711.7654 | 4148269.8961 | 4285828.9721 | 4474316.7288 | 4727069.8128 | 4890131.5576 | 4955038.9945 | 5012634.7963 | 5058626.406 | 5142784.6658 | 5178222.8638 | 5208529.1164
Scenario 4: Reference ZEAS Phase In | SCE | Com | ComRefrig | Com - Retail | Energy Efficiency | 44615740.3028 | 46318115.5246 | 48121891.3883 | 49951605.266 | 52397434.2091 | 55555897.9419 | 57540944.8784 | 58395279.1593 | 59162940.5416 | 59774701.3721 | 60797510.3568 | 61218860.0419 | 61566142.6049
Scenario 4: Reference ZEAS Phase In | SCE | Com | ComRefrig | Com - School | Energy Efficiency | 84706.3299 | 87127.1551 | 88915.561 | 89763.1336 | 91704.1634 | 95227.5422 | 96989.2138 | 96570.3892 | 96008.7477 | 95312.8554 | 95395.0839 | 94540.0318 | 93616.6527
Scenario 4: Reference ZEAS Phase In | SCE | Com | FoodServ | Com - College | Energy Efficiency | 800752.5916 | 844358.8808 | 881717.9882 | 909871.5021 | 957287.0108 | 1029533.9146 | 1078785.7012 | 1098329.7773 | 1114267.0114 | 1127633.7683 | 1153400.4909 | 1168595.8799 | 1179759.1605
Scenario 4: Reference ZEAS Phase In | SCE | Com | FoodServ | Com - Grocery | Energy Efficiency | 6950825.2577 | 7294414.891 | 7596340.0674 | 7856981.5561 | 8236154.8207 | 8709382.1455 | 9015849.8227 | 9142737.0608 | 9242214.9234 | 9315156.891 | 9463503.255 | 9529743.4631 | 9588301.441
Scenario 4: Reference ZEAS Phase In | SCE | Com | FoodServ | Com - Health | Energy Efficiency | 2133634.372 | 2255388.3916 | 2357284.8334 | 2426340.7529 | 2558476.9217 | 2758708.9638 | 2898152.1736 | 2953228.9122 | 2998870.3308 | 3036804.854 | 3108739.372 | 3147987.8479 | 3186471.6726
Scenario 4: Reference ZEAS Phase In | SCE | Com | FoodServ | Com - Lodging | Energy Efficiency | 3350022.7751 | 3518455.1149 | 3672197.7067 | 3809157.9918 | 3997274.7154 | 4220661.0472 | 4367851.789 | 4433733.4953 | 4486448.044 | 4525253.6977 | 4597113.9092 | 4632806.7363 | 4664685.0316
Scenario 4: Reference ZEAS Phase In | SCE | Com | FoodServ | Com - Office (Large) | Energy Efficiency | 55020.3345 | 56611.3661 | 58004.5246 | 59274.8859 | 60990.4924 | 62686.2687 | 63256.7594 | 62875.1679 | 62317.7942 | 61451.6703 | 60834.3732 | 59781.2717 | 58700.4772
Scenario 4: Reference ZEAS Phase In | SCE | Com | FoodServ | Com - Office (Small) | Energy Efficiency | 20819.6134 | 21900.0936 | 22941.8379 | 23964.6086 | 19875.5616 | 26992.4877 | 22017.6794 | 22363.9684 | 22659.2754 | 22843.8343 | 23114.0153 | 23219.4242 | 23303.4319
Scenario 4: Reference ZEAS Phase In | SCE | Com | FoodServ | Com - Other | Energy Efficiency | 14984330.9157 | 15737531.3119 | 16444422.0583 | 17110015.2941 | 17949304.1761 | 18873343.6382 | 19491926.3873 | 19797525.6652 | 20051264.9978 | 20249136.5412 | 20578466.8317 | 20775147.6172 | 20957763.8372
Scenario 4: Reference ZEAS Phase In | SCE | Com | FoodServ | Com - Restaurant | Energy Efficiency | 25161442.913 | 26409705.7123 | 27542059.3771 | 28554204.7757 | 29940552.494 | 31575316.5618 | 32638384.7094 | 33106125.8145 | 33485515.4836 | 33767347.0036 | 34297885.0339 | 34558905.4075 | 34794865.2846
Scenario 4: Reference ZEAS Phase In | SCE | Com | FoodServ | Com - Retail | Energy Efficiency | 285895.0463 | 303768.1186 | 312776.2528 | 310123.8743 | 327691.5796 | 373368.4741 | 403657.2996 | 411134.0417 | 416422.2976 | 422099.1273 | 437163.9079 | 440179.7112 | 442748.7485
Scenario 4: Reference ZEAS Phase In | SCE | Com | FoodServ | Com - School | Energy Efficiency | 3468648.1794 | 3581962.3466 | 3676214.8665 | 3750360.5605 | 3867266.8381 | 4013835.939 | 4082805.1611 | 4075941.4115 | 4058299.1646 | 4029442.0075 | 4028553.6623 | 3997840.1802 | 3962636.0842
Scenario 4: Reference ZEAS Phase In | SCE | Com | HVAC | Com - College | Energy Efficiency | 8429663.3259 | 8741254.3134 | 9105784.8985 | 9432261.1199 | 9867759.2321 | 10414682.5528 | 10800788.2676 | 10962346.8612 | 11118030.2566 | 11255729.5049 | 11433084.954 | 11498724.7729 | 11551205.0131
Scenario 4: Reference ZEAS Phase In | SCE | Com | HVAC | Com - Grocery | Energy Efficiency | 41912621.2644 | 43331752.6178 | 44618870.4397 | 45754881.3566 | 47223509.5935 | 48975830.4984 | 50020418.6846 | 50369515.9692 | 50700456.2244 | 50984544.9999 | 51400045.7025 | 51490639.8566 | 51597472.9747
Scenario 4: Reference ZEAS Phase In | SCE | Com | HVAC | Com - Health | Energy Efficiency | 37489888.0809 | 38963486.4397 | 40454601.6589 | 41772093.7512 | 43482196.7871 | 45546853.5488 | 46971205.0208 | 47614040.6467 | 48244521.5558 | 48810539.373 | 49523203.415 | 49882009.558 | 50257680.148
Scenario 4: Reference ZEAS Phase In | SCE | Com | HVAC | Com - Lodging | Energy Efficiency | 22497162.6084 | 23271837.9756 | 24070400.4963 | 24778940.0401 | 25723809.832 | 26854447.3611 | 27583168.3152 | 27853312.7023 | 28107450.8124 | 28330101.7009 | 28627823.5998 | 28692888.3569 | 28759286.2355
Scenario 4: Reference ZEAS Phase In | SCE | Com | HVAC | Com - Office (Large) | Energy Efficiency | 60978135.7194 | 61531557.9344 | 62109968.3534 | 62386690.3386 | 63235696.1441 | 64556186.941 | 64819716.8007 | 63918605.2294 | 62975768.01 | 61958898.2729 | 61153621.1213 | 59815582.4821 | 58515430.3078
Scenario 4: Reference ZEAS Phase In | SCE | Com | HVAC | Com - Office (Small) | Energy Efficiency | 24085923.7007 | 24812179.5155 | 25509567.9612 | 26113215.5231 | 21180408.2857 | 29325801.5963 | 23054153.2823 | 23205565.7784 | 23349973.58 | 23471485.145 | 23655329.7076 | 23660981.7574 | 23669739.3213
Scenario 4: Reference ZEAS Phase In | SCE | Com | HVAC | Com - Other | Energy Efficiency | 78351544.5588 | 81372927.8791 | 84618025.5742 | 87511495.3983 | 91331081.0952 | 95895833.3997 | 98934471.1455 | 100123699.2687 | 101237338.1533 | 102230227.921 | 103559413.6073 | 103975519.1564 | 104394944.5636
Scenario 4: Reference ZEAS Phase In | SCE | Com | HVAC | Com - Restaurant | Energy Efficiency | 3423057.4846 | 3573952.7583 | 3779327.3852 | 3951056.1508 | 4196527.8309 | 4516903.8381 | 4744321.3664 | 4822824.6596 | 4895734.6257 | 4950970.1869 | 5041145.2542 | 5052159.2895 | 5059484.8302
Scenario 4: Reference ZEAS Phase In | SCE | Com | HVAC | Com - Retail | Energy Efficiency | 91175244.2163 | 94259104.1981 | 97194189.6436 | 99779200.8587 | 103176246.1585 | 107324107.266 | 109930626.6037 | 110872806.2434 | 111772815.7575 | 112559601.4418 | 113665799.0973 | 113943506.9363 | 114244291.5319
Scenario 4: Reference ZEAS Phase In | SCE | Com | HVAC | Com - School | Energy Efficiency | 26635598.9875 | 27089429.5159 | 27558027.9373 | 27900177.4572 | 28479642.6969 | 29263997.9258 | 29583034.3568 | 29392545.1053 | 29191671.6213 | 28960331.8874 | 28803632.1039 | 28411250.7612 | 28018949.5439
Scenario 4: Reference ZEAS Phase In | SCE | Com | HVAC | Com - Warehouse | Energy Efficiency | 9029984.3513 | 9391638.4931 | 9744834.2661 | 10066849.6762 | 10477416.4195 | 10959784.429 | 11280613.8181 | 11428964.3808 | 11572354.6773 | 11705005.3352 | 11871206.408 | 11952890.7707 | 12038374.6438
Scenario 4: Reference ZEAS Phase In | SCE | Com | Lighting | Com - College | Energy Efficiency | 16849565.2509 | 17719123.578 | 18568322.8201 | 19417973.5606 | 20406760.5015 | 21394255.2653 | 22063223.3667 | 22442058.1471 | 22768158.8252 | 23017395.6726 | 23394350.8145 | 23658586.8184 | 23903789.5698
Scenario 4: Reference ZEAS Phase In | SCE | Com | Lighting | Com - Grocery | Energy Efficiency | 34306826.6276 | 36071910.7164 | 37873654.1907 | 39644890.1872 | 41764156.7717 | 43906656.471 | 45335403.6231 | 46114142.4628 | 46815872.083 | 47309647.8963 | 48016989.1216 | 48338319.7615 | 48563083.7939
Scenario 4: Reference ZEAS Phase In | SCE | Com | Lighting | Com - Health | Energy Efficiency | 22220324.9201 | 23485888.1525 | 24727210.4408 | 25956737.9932 | 27404117.416 | 28878977.3088 | 29915243.8151 | 30552623.7577 | 31136360.7726 | 31588189.7624 | 32180684.1825 | 32583994.0564 | 32961166.1469
Scenario 4: Reference ZEAS Phase In | SCE | Com | Lighting | Com - Lodging | Energy Efficiency | 17277457.5219 | 18193041.8592 | 19123472.978 | 20040865.4956 | 21140095.454 | 22259276.1074 | 23015202.8852 | 23435775.5948 | 23814631.5901 | 24084695.1995 | 24459385.181 | 24636705.4242 | 24768244.5428
Scenario 4: Reference ZEAS Phase In | SCE | Com | Lighting | Com - Office (Large) | Energy Efficiency | 46413067.2538 | 47481279.543 | 48401886.5555 | 49238829.1938 | 50341972.62 | 51343791.0849 | 51509192.1462 | 50969993.4285 | 50303991.3952 | 49471281.7796 | 48914307.0614 | 48117404.3552 | 47294138.3275
Scenario 4: Reference ZEAS Phase In | SCE | Com | Lighting | Com - Office (Small) | Energy Efficiency | 13914941.3561 | 14555820.639 | 15172328.5919 | 15782118.2886 | 13259852.9135 | 14131248.438 | 14208549.2142 | 14376060.012 | 14507806.8551 | 14589153.9742 | 14749672.5548 | 14836260.9726 | 14910762.7645
Scenario 4: Reference ZEAS Phase In | SCE | Com | Lighting | Com - Other | Energy Efficiency | 16353776.642 | 17166835.86 | 17956596.5772 | 18743443.637 | 19661927.6153 | 20574551.2922 | 21178552.495 | 21503218.4083 | 21776364.5473 | 21975728.3027 | 22295934.313 | 22506192.208 | 22699271.5762
Scenario 4: Reference ZEAS Phase In | SCE | Com | Lighting | Com - Refrig. Warehouse | Energy Efficiency | 1639637.3951 | 1720476.7455 | 1809052.3817 | 1896851.9904 | 2001420.0159 | 2108549.9212 | 2182498.795 | 2225739.8825 | 2264272.068 | 2292342.5522 | 2330086.0566 | 2353144.8882 | 2374211.7507
Scenario 4: Reference ZEAS Phase In | SCE | Com | Lighting | Com - Restaurant | Energy Efficiency | 8340768.3286 | 8736827.1967 | 9119549.2998 | 9497623.8513 | 9937570.9641 | 10369477.6355 | 10646617.9086 | 10788459.3886 | 10906998.1081 | 10989428.7813 | 11132459.6703 | 11222168.8409 | 11302584.4701
Scenario 4: Reference ZEAS Phase In | SCE | Com | Lighting | Com - Retail | Energy Efficiency | 84485917.3594 | 88657516.4545 | 92690722.3049 | 96660523.482 | 101351948.7783 | 106016075.4845 | 109065435.9588 | 110680484.5626 | 112055282.8045 | 112976544.3373 | 114471431.9348 | 115390294.6802 | 116211142.3116
Scenario 4: Reference ZEAS Phase In | SCE | Com | Lighting | Com - School | Energy Efficiency | 22815175.2276 | 23531280.2925 | 24184134.4287 | 24804059.3423 | 25567661.8567 | 26291212.3524 | 26592220.1384 | 26527698.0506 | 26393765.2001 | 26167608.2636 | 26082185.1421 | 25864790.8067 | 25627382.1048
Scenario 4: Reference ZEAS Phase In | SCE | Com | Lighting | Com - Warehouse | Energy Efficiency | 20976198.2205 | 22083961.2447 | 23167728.4822 | 24255598.2052 | 25523614.4946 | 26793345.2843 | 27664516.2339 | 28169881.3661 | 28607734.193 | 28948981.0329 | 29451060.476 | 29808161.5715 | 30144570.6177
Scenario 4: Reference ZEAS Phase In | SCE | Com | WaterHeat | Com - College | Energy Efficiency | 1984540.9368 | 2092488.531 | 2200092.3862 | 2307979.1241 | 2433203.4062 | 2557915.8388 | 2640782.2384 | 2687920.1942 | 2729349.8559 | 2762810.7349 | 2816238.684 | 2859906.0144 | 2897955.5368
Scenario 4: Reference ZEAS Phase In | SCE | Com | WaterHeat | Com - Grocery | Energy Efficiency | 9425561.9708 | 9893280.4786 | 10353689.4735 | 10809916.0258 | 11335916.5989 | 11841220.4213 | 12160064.4758 | 12326992.6239 | 12470361.6277 | 12576746.7918 | 12765347.7539 | 12898501.9482 | 13017404.376
Scenario 4: Reference ZEAS Phase In | SCE | Com | WaterHeat | Com - Health | Energy Efficiency | 14094502.165 | 14873807.8548 | 15656612.9122 | 16429991.8236 | 17320423.51 | 18186782.4086 | 18782631.567 | 19140012.5145 | 19465261.3398 | 19731362.7103 | 20126379.0931 | 20452811.7081 | 20763386.8569
Scenario 4: Reference ZEAS Phase In | SCE | Com | WaterHeat | Com - Lodging | Energy Efficiency | 2315123.7209 | 2431360.8105 | 2544490.8391 | 2657161.1919 | 2794545.0913 | 2930534.7285 | 3016800.7277 | 3062019.7548 | 3099472.4202 | 3128366.0978 | 3180453.1684 | 3217940.6161 | 3252031.6762
Scenario 4: Reference ZEAS Phase In | SCE | Com | WaterHeat | Com - Office (Large) | Energy Efficiency | 5102911.4261 | 5237140.1333 | 5358697.8809 | 5470047.8963 | 5611105.0498 | 5733716.0784 | 5756249.0091 | 5702484.7135 | 5635325.1686 | 5551349.92 | 5505979.3778 | 5435137.8865 | 5359460.7939
Scenario 4: Reference ZEAS Phase In | SCE | Com | WaterHeat | Com - Office (Small) | Energy Efficiency | 1745360.3827 | 1831712.0648 | 1916589.3644 | 2000190.1634 | 1654415.6068 | 2231293.6659 | 1813207.9045 | 1835642.1487 | 1854411.0885 | 1867585.9226 | 1893322.8384 | 1910573.5564 | 1925605.5893
Scenario 4: Reference ZEAS Phase In | SCE | Com | WaterHeat | Com - Other | Energy Efficiency | 113192522.1332 | 119126916.3607 | 125033016.0367 | 130889241.1586 | 137566724.8365 | 144015731.1612 | 148254765.7999 | 150614495.2637 | 152693546.2697 | 154354976.1956 | 157022626.7446 | 159022352.2183 | 160858211.4299
Scenario 4: Reference ZEAS Phase In | SCE | Com | WaterHeat | Com - Refrig. Warehouse | Energy Efficiency | 632832.3306 | 565527.4441 | 593773.7833 | 621675.6887 | 653900.4169 | 685377.5712 | 706477.3625 | 718721.4555 | 729836.5053 | 738930.6867 | 752815.0319 | 763702.9572 | 773767.8572
Scenario 4: Reference ZEAS Phase In | SCE | Com | WaterHeat | Com - Restaurant | Energy Efficiency | 24992745.1694 | 26272755.1465 | 27542171.3435 | 28799532.2934 | 30240816.7175 | 31616800.0374 | 32488762.7196 | 32948635.3051 | 33347769.9515 | 33646415.3429 | 34166876.7942 | 34537130.3056 | 34869647.204
Scenario 4: Reference ZEAS Phase In | SCE | Com | WaterHeat | Com - Retail | Energy Efficiency | 7072419.505 | 7436128.8897 | 7794191.9738 | 8149672.388 | 8561174.7668 | 8958174.1016 | 9210764.0294 | 9345040.4694 | 9460620.2271 | 9548307.9015 | 9700464.8563 | 9809574.1192 | 9907917.6702
Scenario 4: Reference ZEAS Phase In | SCE | Com | WaterHeat | Com - School | Energy Efficiency | 4526221.9202 | 4687796.0318 | 4841160.0505 | 4985926.7073 | 5157291.8658 | 5314171.1096 | 5377890.0759 | 5369001.4126 | 5349387.8009 | 5313648.6032 | 5312879.9628 | 5288667.9549 | 5256798.0082
Scenario 4: Reference ZEAS Phase In | SCE | Com | WaterHeat | Com - Warehouse | Energy Efficiency | 1616936.8924 | 1707435.5252 | 1795671.3763 | 1884726.3183 | 1993205.2337 | 2101633.2249 | 2173744.3609 | 2216034.0303 | 2252543.6783 | 2283176.6967 | 2331573.8628 | 2369078.3151 | 2404470.1217
Scenario 4: Reference ZEAS Phase In | SCE | Com | WholeBlg | Com - College | Energy Efficiency | 2197321.643 | 2271408.2456 | 2424844.054 | 2603909.3002 | 2707975.59 | 2944764.7382 | 3141507.2492 | 3229176.3311 | 3305740.3556 | 3351397.8019 | 3415969.4029 | 3648340.7976 | 3690381.2697
Scenario 4: Reference ZEAS Phase In | SCE | Com | WholeBlg | Com - Health | Energy Efficiency | 1078953.9004 | 1128708.8258 | 1194925.6286 | 1217677.6567 | 1279927.4849 | 1335067.7161 | 1399256.6577 | 1414829.948 | 1429400.9277 | 1416963.2838 | 1397362.8727 | 1429598.4808 | 1481157.1286
Scenario 4: Reference ZEAS Phase In | SCE | Com | WholeBlg | Com - Lodging | Energy Efficiency | 1411424.6425 | 1470110.2665 | 1532358.7129 | 1584670.6395 | 1667477.581 | 1759139.1884 | 1830163.609 | 1875538.328 | 1911453.9575 | 1942669.2548 | 1976173.0948 | 1994567.2128 | 2014931.6549
Scenario 4: Reference ZEAS Phase In | SCE | Com | WholeBlg | Com - Office (Large) | Energy Efficiency | 40554178.7234 | 41033651.907 | 41300384.5992 | 41722145.7402 | 42918065.4359 | 44333646.0123 | 44952355.0015 | 45064713.6456 | 44796318.4085 | 44420362.5404 | 44263296.2906 | 43638154.8469 | 43222650.444
Scenario 4: Reference ZEAS Phase In | SCE | Com | WholeBlg | Com - Office (Small) | Energy Efficiency | 7319975.4829 | 7586317.2062 | 7834802.199 | 8083134.6075 | 0 | 100731362.6826 | 8204130.7408 | 8356687.2651 | 8501881.4622 | 8633621.3944 | 8770057.3151 | 8838646.6806 | 8923394.8259
Scenario 4: Reference ZEAS Phase In | SCE | Com | WholeBlg | Com - Other | Energy Efficiency | 8914664.0029 | 9423229.481 | 9934966.6766 | 10435180.0414 | 11037335.4559 | 11710842.7118 | 12335716.4442 | 12722582.243 | 13025929.7923 | 13420036.1464 | 13816896.3464 | 14098051.2713 | 14431755.2365
Scenario 4: Reference ZEAS Phase In | SCE | Com | WholeBlg | Com - Restaurant | Energy Efficiency | 7487305.799 | 7937747.0925 | 8396867.5812 | 8892854.0161 | 9524772.1275 | 10087098.3481 | 10493625.0815 | 10811530.2865 | 11119950.804 | 11403614.2643 | 11697668.5369 | 11885163.5985 | 12106709.4572
Scenario 4: Reference ZEAS Phase In | SCE | Com | WholeBlg | Com - Retail | Energy Efficiency | 23949592.0209 | 25169981.0948 | 26123098.7723 | 27287845.115 | 28948931.0722 | 30642967.1573 | 31874455.2667 | 32881955.8218 | 33753999.1287 | 34566044.3765 | 35433801.4285 | 35959639.263 | 36578023.0413
Scenario 4: Reference ZEAS Phase In | SCE | Com | WholeBlg | Com - School | Energy Efficiency | 7693513.7263 | 7864562.8281 | 8045350.2106 | 8203264.0293 | 8390088.023 | 8660313.0104 | 8776358.5127 | 8812194.072 | 8869726.8966 | 8943816.7184 | 8983072.321 | 9013696.9486 | 9006140.3294
Scenario 4: Reference ZEAS Phase In | SCE | Com | WholeBlg | Com - Warehouse | Energy Efficiency | 5714757.1779 | 6192978.6038 | 6600018.0921 | 7135901.0275 | 7904647.3511 | 8617356.8562 | 9176716.2242 | 9665506.5908 | 10073324.5494 | 10484478.4661 | 10906329.8414 | 11190158.4851 | 11545667.3226
Scenario 4: Reference ZEAS Phase In | SCE | Res | AppPlug | Res - Multi Family | Energy Efficiency | 19570019.6877 | 20730309.7289 | 21899669.5588 | 22550138.0034 | 23399495.7725 | 25404697.7065 | 26714284.1507 | 27368318.7103 | 28139562.2141 | 28051366.6944 | 28864730.2178 | 29564988.6414 | 30240652.053
Scenario 4: Reference ZEAS Phase In | SCE | Res | AppPlug | Res - Single Family | Energy Efficiency | 89523071.7719 | 95425778.9792 | 101228244.357 | 104350513.1832 | 108416824.0847 | 118464333.9166 | 125043094.8856 | 128334048.9308 | 132305072.9557 | 131784047.6261 | 135933858.2485 | 139543466.3471 | 143045501.8004
Scenario 4: Reference ZEAS Phase In | SCE | Res | BldgEnv | Res - Multi Family | Energy Efficiency | 20713881.9809 | 21863518.664 | 22778492.1743 | 23477239.2925 | 24386989.1607 | 26065111.6646 | 27080466.0458 | 27591082.3467 | 28067117.7821 | 28466384.5044 | 29063701.5904 | 29455594.2622 | 29816307.6098
Scenario 4: Reference ZEAS Phase In | SCE | Res | BldgEnv | Res - Single Family | Energy Efficiency | 250294473.3062 | 264598468.9465 | 276194232.6731 | 285337126.5045 | 297092433.865 | 317540170.7988 | 330195928.3841 | 336971639.0872 | 343350830.6157 | 348758652.7244 | 356610933.4573 | 362072195.3218 | 367169709.9652
Scenario 4: Reference ZEAS Phase In | SCE | Res | HVAC | Res - Multi Family | Energy Efficiency | 64877261.2792 | 67910042.8361 | 70343004.7926 | 71137227.8544 | 72922958.3411 | 77956182.4815 | 81178849.0987 | 82578159.0089 | 83781697.0172 | 84732282.3954 | 86761234.6592 | 88111193.8132 | 89419464.3725
Scenario 4: Reference ZEAS Phase In | SCE | Res | HVAC | Res - Single Family | Energy Efficiency | 650776569.5011 | 680249037.434 | 704390811.0319 | 714098696.4354 | 732579976.1937 | 782288502.7371 | 814059834.3063 | 827854975.9999 | 840166693.9613 | 849934433.7783 | 869024442.7072 | 880870021.2222 | 892380916.3572
Scenario 4: Reference ZEAS Phase In | SCE | Res | WaterHeat | Res - Multi Family | Energy Efficiency | 43851469.2758 | 45610646.9806 | 47251136.3446 | 48699372.9547 | 50470083.5114 | 52691285.3246 | 54254153.217 | 55296312.6953 | 56294082.1539 | 57142409.1984 | 58366771.9582 | 59332824.9844 | 60238266.2469
Scenario 4: Reference ZEAS Phase In | SCE | Res | WaterHeat | Res - Single Family | Energy Efficiency | 76736612.7742 | 80083305.3274 | 83110839.0025 | 85800325.8844 | 89048966.2354 | 93077544.0029 | 95938513.3106 | 97890274.7488 | 99781543.7701 | 101418625.627 | 103725241.3662 | 105574233.0624 | 107318892.4096
Scenario 4: Reference ZEAS Phase In | SCE | Res | WholeBlg | Res - Multi Family | Energy Efficiency | 0 | 12095501.7794 | 12989019.4388 | 13450485.0381 | 14005429.3468 | 14069411.8616 | 13900057.4099 | 13549129.4421 | 13144893.6395 | 12664117.2301 | 12347290.8795 | 12096317.4752 | 11816203.5214
Scenario 4: Reference ZEAS Phase In | SCE | Res | WholeBlg | Res - Single Family | Energy Efficiency | 27644850.6142 | 43151171.1468 | 49162699.8179 | 52070586.893 | 55573262.9895 | 56188374.3187 | 54712623.0666 | 52386557.215 | 50139548.1407 | 47927732.7056 | 46387804.2541 | 44984629.8344 | 43547778.2699
Scenario 4: Reference ZEAS Phase In | SCG | Com | AppPlug | Com - College | Energy Efficiency | 605390.6336 | 633909.1555 | 663738.6993 | 695097.5691 | 728105.1125 | 762884.6141 | 799570.1068 | 838306.2377 | 879200.795 | 922393.6179 | 968047.172 | 1016359.6376 | 1067534.16
Scenario 4: Reference ZEAS Phase In | SCG | Com | AppPlug | Com - Health | Energy Efficiency | 152584188.7388 | 160137378.6312 | 168105453.4661 | 176331475.5141 | 185120266.3436 | 194341831.6339 | 204218449.5313 | 214520653.1783 | 225404897.6719 | 236781880.1186 | 248782728.3769 | 261866085.1335 | 275811126.3073
Scenario 4: Reference ZEAS Phase In | SCG | Com | AppPlug | Com - Lodging | Energy Efficiency | 112113896.6371 | 117097429.9787 | 122325056.0478 | 127772527.4177 | 133546968.0222 | 139634985.5294 | 146043819.2018 | 152787050.2038 | 159844907.5565 | 167259213.5865 | 175099841.4629 | 183366681.117 | 192102794.6981
Scenario 4: Reference ZEAS Phase In | SCG | Com | AppPlug | Com - Other | Energy Efficiency | 1380307.3906 | 1444653.6626 | 1511666.891 | 1581912.0014 | 1578401.2486 | 1814824.8748 | 1815727.5471 | 1902077.2574 | 1992492.4073 | 2088439.4684 | 2189809.543 | 2296592.9155 | 2409989.1175
Scenario 4: Reference ZEAS Phase In | SCG | Com | BldgEnv | Com - College | Energy Efficiency | 1514009.6215 | 1585696.5927 | 1661040.2714 | 1740422.1782 | 1824012.7959 | 1912288.8526 | 2005476.811 | 2103862.3854 | 2207863.4329 | 2317818.7277 | 2434177.6303 | 2557569.8552 | 2688036.9392
Scenario 4: Reference ZEAS Phase In | SCG | Com | BldgEnv | Com - Grocery | Energy Efficiency | 1840843.94 | 1920322.0909 | 2003406.0185 | 2090648.4532 | 2182334.8922 | 2278724.3263 | 2380098.9784 | 2486912.4569 | 2599410.6872 | 2717968.595 | 2843014.3618 | 2974909.8522 | 3114161.5334
Scenario 4: Reference ZEAS Phase In | SCG | Com | BldgEnv | Com - Health | Energy Efficiency | 1701076.1684 | 1784728.7307 | 1872768.2351 | 1965412.5817 | 2063377.1081 | 2166783.7092 | 2276283.1854 | 2391961.2907 | 2514411.5373 | 2643926.2675 | 2781087.4057 | 2926978.1886 | 3081813.0916
Scenario 4: Reference ZEAS Phase In | SCG | Com | BldgEnv | Com - Lodging | Energy Efficiency | 955411.5051 | 997582.6283 | 1041752.1646 | 1088120.3397 | 1136912.6121 | 1188253.0151 | 1242310.7152 | 1299277.9344 | 1359311.4756 | 1422628.0162 | 1489459.5562 | 1560013.7942 | 1634551.8349
Scenario 4: Reference ZEAS Phase In | SCG | Com | BldgEnv | Com - Office (Large) | Energy Efficiency | 2530840.8681 | 2578765.7285 | 2627824.5952 | 2678609.8573 | 2731362.0351 | 2786057.654 | 2842644.7914 | 2901456.7652 | 2962326.7849 | 3025546.7601 | 3091424.6746 | 3159838.0895 | 3231133.4234
Scenario 4: Reference ZEAS Phase In | SCG | Com | BldgEnv | Com - Office (Small) | Energy Efficiency | 1076624.5728 | 1121664.0078 | 1168712.2542 | 1218044.2383 | 1085633.7768 | 1173787.0584 | 1185197.8633 | 1236781.2318 | 1291070.3399 | 1348235.1329 | 1408457.6654 | 1471923.2916 | 1538859.7651
Scenario 4: Reference ZEAS Phase In | SCG | Com | BldgEnv | Com - Other | Energy Efficiency | 4906449.0828 | 5129754.8362 | 5363849.4716 | 5609999.388 | 5851889.0124 | 6160110.0164 | 6429691.6482 | 6733170.1118 | 7053362.8228 | 7391642.9654 | 7749043.8604 | 8126749.1289 | 8526299.7189
Scenario 4: Reference ZEAS Phase In | SCG | Com | BldgEnv | Com - Refrig. Warehouse | Energy Efficiency | 309377.1895 | 317818.3492 | 295178.8038 | 316064.2151 | 324767.2218 | 340402.2288 | 356912.6765 | 374351.1665 | 392792.9814 | 412295.0109 | 432920.7118 | 454762.395 | 477889.0919
Scenario 4: Reference ZEAS Phase In | SCG | Com | BldgEnv | Com - Restaurant | Energy Efficiency | 1123021.8195 | 1171948.5495 | 1223155.262 | 1276938.8116 | 1333499.8749 | 1392891.8611 | 1455359.2002 | 1521206.9674 | 1590596.8029 | 1663738.6814 | 1740907.2966 | 1822320.1496 | 1908312.818
Scenario 4: Reference ZEAS Phase In | SCG | Com | BldgEnv | Com - Retail | Energy Efficiency | 11330423.3232 | 11828806.366 | 12350203.0537 | 12898033.0907 | 13400537.4194 | 14096116.7841 | 14682815.7119 | 15353581.5191 | 16060486.936 | 16806086.7386 | 17592938.1329 | 18423451.2273 | 19300866.0747
Scenario 4: Reference ZEAS Phase In | SCG | Com | BldgEnv | Com - School | Energy Efficiency | 711779.1735 | 731157.2104 | 751176.5481 | 771932.203 | 793410.078 | 815811.239 | 839064.1934 | 863295.5224 | 888578.5901 | 914973.1241 | 942479.1914 | 971236.7816 | 1001224.364
Scenario 4: Reference ZEAS Phase In | SCG | Com | BldgEnv | Com - Warehouse | Energy Efficiency | 5410806.0632 | 5673240.4265 | 5948940.7864 | 6239749.5769 | 6546792.0475 | 6870883.1662 | 7213232.821 | 7575370.3744 | 7958417.7704 | 8363929.6267 | 8793374.4377 | 9248266.007 | 9730627.2435
Scenario 4: Reference ZEAS Phase In | SCG | Com | ComRefrig | Com - Grocery | Energy Efficiency | 16716240.5847 | 17433229.8724 | 18180882.9904 | 18964199.8014 | 19786260.8612 | 20649641.5274 | 21557532.1753 | 22512829.2979 | 23517894.7568 | 24576405.6985 | 25691960.6857 | 26868736.6098 | 28110982.9771
Scenario 4: Reference ZEAS Phase In | SCG | Com | ComRefrig | Com - Restaurant | Energy Efficiency | 856147.0559 | 893117.9048 | 931680.6927 | 972093.0335 | 1014514.4184 | 1059078.6047 | 1105951.0503 | 1155282.3155 | 1207195.6846 | 1261882.1119 | 1319528.7277 | 1380352.5811 | 1444574.6934
Scenario 4: Reference ZEAS Phase In | SCG | Com | ComRefrig | Com - Retail | Energy Efficiency | 17912731.4873 | 18695631.1297 | 19512652.7941 | 20369245.3082 | 21217964.4674 | 22161113.3564 | 23153527.8298 | 24198434.9699 | 25298496.6529 | 26457798.8547 | 27680355.4503 | 28970816.2153 | 30333923.579
Scenario 4: Reference ZEAS Phase In | SCG | Com | FoodServ | Com - College | Energy Efficiency | 943344.8501 | 989314.3263 | 1040023.8201 | 1094393.8209 | 1148992.534 | 1209987.473 | 1274456.5025 | 1340216.8993 | 1409643.8305 | 1481805.7444 | 1559107.054 | 1647587.2455 | 1734628.2117
Scenario 4: Reference ZEAS Phase In | SCG | Com | FoodServ | Com - Grocery | Energy Efficiency | 7463895.895 | 7817816.5095 | 8180348.5945 | 8570690.3513 | 8988338.9124 | 9431780.8519 | 9892815.0273 | 10389687.2586 | 10906070.3549 | 11444733.5912 | 12020320.3484 | 12622748.9331 | 13262594.9655
Scenario 4: Reference ZEAS Phase In | SCG | Com | FoodServ | Com - Health | Energy Efficiency | 2369055.2195 | 2494640.0836 | 2631113.008 | 2762122.4533 | 2909945.6373 | 3062019.8246 | 3233777.5256 | 3404334.0102 | 3584364.0638 | 3764277.4894 | 3951654.9941 | 4179722.0005 | 4427188.395
Scenario 4: Reference ZEAS Phase In | SCG | Com | FoodServ | Com - Lodging | Energy Efficiency | 2038641.0638 | 2134556.8625 | 2237245.7927 | 2343013.5739 | 2458161.2799 | 2580786.23 | 2710309.6254 | 2846501.2284 | 2987302.2857 | 3134513.8542 | 3291603.9662 | 3456956.3319 | 3631868.0583
Scenario 4: Reference ZEAS Phase In | SCG | Com | FoodServ | Com - Other | Energy Efficiency | 23491581.582 | 24620458.7964 | 25811964.8022 | 27066748.8542 | 26632194.2508 | 31643906.3194 | 31280973.1476 | 32846149.0915 | 34486298.2294 | 36233653.1256 | 38087268.9363 | 40043960.191 | 42125145.1371
Scenario 4: Reference ZEAS Phase In | SCG | Com | FoodServ | Com - Restaurant | Energy Efficiency | 42306842.9079 | 44329448.8326 | 46466595.5503 | 48737179.2371 | 51163093.8924 | 53659442.9295 | 56265541.1112 | 59051460.4098 | 61987821.4314 | 65068915.4138 | 68343931.7183 | 71787972.4398 | 75450738.0918
Scenario 4: Reference ZEAS Phase In | SCG | Com | FoodServ | Com - Retail | Energy Efficiency | 150353.3541 | 157640.3146 | 165000.7377 | 172939.4038 | 146016.2268 | 231946.2312 | 199369.0834 | 209417.2589 | 219789.497 | 230677.3445 | 242299.154 | 254439.001 | 267384.1318
Scenario 4: Reference ZEAS Phase In | SCG | Com | FoodServ | Com - School | Energy Efficiency | 3604212.1986 | 3709937.0836 | 3821855.0936 | 3937964.0063 | 4052991.0044 | 4179527.9914 | 4307487.9079 | 4441792.8005 | 4584392.9299 | 4735750.6632 | 4892273.8881 | 5060169.5791 | 5232531.115
Scenario 4: Reference ZEAS Phase In | SCG | Com | HVAC | Com - College | Energy Efficiency | 5650171.1813 | 5923518.0746 | 6214459.6335 | 6522601.6404 | 6582340.7644 | 6913107.4768 | 3903461.6045 | 4096088.6965 | 4299442.277 | 4513033.2605 | 4739948.9846 | 4987262.3672 | 5241908.8627
Scenario 4: Reference ZEAS Phase In | SCG | Com | HVAC | Com - Grocery | Energy Efficiency | 7961871.3758 | 8312723.5721 | 8676447.6484 | 9060850.3842 | 9343425.5637 | 9765398.0583 | 10207276.4786 | 10675704.102 | 11166569.2238 | 11681953.9941 | 12227585.9456 | 12801550.6549 | 13408517.5018
Scenario 4: Reference ZEAS Phase In | SCG | Com | HVAC | Com - Health | Energy Efficiency | 20241272.6844 | 21255707.253 | 22331216.7697 | 23437238.8211 | 24148985.522 | 25370082.23 | 22978187.4251 | 24146481.4942 | 25381205.7082 | 26666431.9388 | 28021025.8967 | 29516491.2873 | 31113584.7003
Scenario 4: Reference ZEAS Phase In | SCG | Com | HVAC | Com - Lodging | Energy Efficiency | 10396868.5747 | 10863158.7037 | 11354080.4895 | 11866147.1428 | 12234799.013 | 12800983.8157 | 12183601.2586 | 12752300.2385 | 13347282.1988 | 13972660.6796 | 14634913.5449 | 15333173.6331 | 16070971.94
Scenario 4: Reference ZEAS Phase In | SCG | Com | HVAC | Com - Office (Large) | Energy Efficiency | 17919368.5925 | 18291044.446 | 18671054.9783 | 19070414.287 | 19365776.6097 | 19806880.216 | 6670553.0874 | 6821092.3095 | 6971597.3842 | 7126758.8474 | 7292335.7105 | 7462087.4325 | 7641275.9617
Scenario 4: Reference ZEAS Phase In | SCG | Com | HVAC | Com - Office (Small) | Energy Efficiency | 9695981.039 | 10119427.1361 | 10563473.7377 | 11030930.369 | 9538948.0032 | 12712358.2485 | 1953126.3856 | 2039022.7414 | 2129299.4836 | 2224201.1726 | 2324366.1756 | 2429823.8388 | 2541214.8121
Scenario 4: Reference ZEAS Phase In | SCG | Com | HVAC | Com - Other | Energy Efficiency | 41088158.273 | 43002405.4717 | 45011781.9085 | 47122940.866 | 45527128.4707 | 52106442.493 | 52285461.9055 | 54800688.1484 | 57437629.1101 | 60237849.647 | 63202561.2594 | 66330691.3068 | 69651078.7154
Scenario 4: Reference ZEAS Phase In | SCG | Com | HVAC | Com - Refrig. Warehouse | Energy Efficiency | 2673.5949 | 2458.7266 | 2255.6356 | 2753.8541 | 7.9582 | 8.3437 | 8.7543 | 9.1857 | 9.6462 | 10.1328 | 10.646 | 11.1946 | 11.7739
Scenario 4: Reference ZEAS Phase In | SCG | Com | HVAC | Com - Restaurant | Energy Efficiency | 106939089.6639 | 111766810.0237 | 116843685.3822 | 122196393.8832 | 125710832.4915 | 131538544.5836 | 137670733.167 | 144156579.955 | 150999279.1516 | 158214720.1641 | 165844885.2708 | 173899251.167 | 182420862.5301
Scenario 4: Reference ZEAS Phase In | SCG | Com | HVAC | Com - Retail | Energy Efficiency | 11332277.1188 | 11846527.1574 | 12382267.3995 | 12948570.8024 | 12323816.899 | 13988055.9153 | 9572286.446 | 10018866.0256 | 10486880.8177 | 10979884.5562 | 11501784.018 | 12051328.473 | 12633162.0303
Scenario 4: Reference ZEAS Phase In | SCG | Com | HVAC | Com - School | Energy Efficiency | 15547192.3269 | 15991685.0216 | 16457038.6028 | 16939604.8375 | 16169061.0201 | 16653928.1999 | 11570436.2481 | 11912622.0698 | 12274180.4346 | 12656397.617 | 13052059.2818 | 13474186.8604 | 13908789.3844
Scenario 4: Reference ZEAS Phase In | SCG | Com | HVAC | Com - Warehouse | Energy Efficiency | 851724.58 | 893926.5349 | 937921.8432 | 984749.8778 | 1001024.0643 | 1051831.5147 | 1105269.6322 | 1161946.481 | 1221554.2899 | 1284667.3893 | 1351613.2237 | 1422270.3407 | 1497513.6981
Scenario 4: Reference ZEAS Phase In | SCG | Com | WaterHeat | Com - College | Energy Efficiency | 47079014.0591 | 49314951.2793 | 51395979.6355 | 53852281.7693 | 56438723.0576 | 59169619.6757 | 54067095.0353 | 56697328.6309 | 59475404.5527 | 62411976.2094 | 65517622.9897 | 68804583.4771 | 72285735.5503
Scenario 4: Reference ZEAS Phase In | SCG | Com | WaterHeat | Com - Grocery | Energy Efficiency | 22444796.2938 | 23411518.5472 | 24419978.1089 | 25477356.4291 | 26587445.9318 | 27753851.8028 | 27108132.9515 | 28309957.7644 | 29574713.8054 | 30906742.5269 | 32310478.7375 | 33791172.2697 | 35354263.7722
Scenario 4: Reference ZEAS Phase In | SCG | Com | WaterHeat | Com - Health | Energy Efficiency | 136832710.3983 | 143590149.0213 | 149929160.846 | 157353141.1455 | 165196993.9419 | 173480243.0204 | 158667476.0868 | 166672388.4885 | 175140339.1938 | 184105359.1437 | 193600957.1193 | 203665404.611 | 214339290.1785
Scenario 4: Reference ZEAS Phase In | SCG | Com | WaterHeat | Com - Lodging | Energy Efficiency | 134302962.5536 | 140453004.0407 | 145917052.0825 | 152661041.8285 | 159790422.6891 | 167315547.3105 | 43216298.5994 | 45176293.0112 | 47240830.7091 | 49417180.5167 | 51712619.1518 | 54135776.0692 | 56695638.2915
Scenario 4: Reference ZEAS Phase In | SCG | Com | WaterHeat | Com - Office (Large) | Energy Efficiency | 58823772.3094 | 59957608.2825 | 60527424.9544 | 61704866.9917 | 62926599.9799 | 64193145.6566 | 51277351.988 | 52301812.0466 | 53363869.757 | 54466123.8829 | 55611123.66 | 56802495.327 | 58043489.6674
Scenario 4: Reference ZEAS Phase In | SCG | Com | WaterHeat | Com - Office (Small) | Energy Efficiency | 14750222.1428 | 15364612.1314 | 15922699.7162 | 16587499.3551 | 14826319.6642 | 15453309.9037 | 16111833.3387 | 16804069.8569 | 17531663.4658 | 18297001.4593 | 19102600.1519 | 19951504.4974 | 20846802.3014
Scenario 4: Reference ZEAS Phase In | SCG | Com | WaterHeat | Com - Other | Energy Efficiency | 218023216.669 | 228059542.6502 | 233884738.0791 | 244579070.2695 | 255500019.0904 | 268023887.0474 | 258742962.1926 | 270835579.2901 | 283587951.8567 | 297047100.1205 | 311259370.4296 | 326278626.9746 | 342161420.914
Scenario 4: Reference ZEAS Phase In | SCG | Com | WaterHeat | Com - Refrig. Warehouse | Energy Efficiency | 2021391.2984 | 2068699.0056 | 1919999.8371 | 2021961.6731 | 2107260.7152 | 2207847.4892 | 2231169.2837 | 2338943.7978 | 2452708.439 | 2572881.3847 | 2699907.9104 | 2834319.1352 | 2976661.8945
Scenario 4: Reference ZEAS Phase In | SCG | Com | WaterHeat | Com - Restaurant | Energy Efficiency | 60196130.7059 | 62935406.9891 | 61024704.3453 | 63690383.7013 | 66490579.9693 | 69433316.3778 | 68154866.4847 | 71203575.572 | 74413745.4179 | 77796790.5566 | 81363747.7224 | 85127275.2241 | 89100805.9599
Scenario 4: Reference ZEAS Phase In | SCG | Com | WaterHeat | Com - Retail | Energy Efficiency | 63766954.4248 | 66558359.9609 | 69293987.8886 | 72335699.743 | 75348884.4489 | 78697367.4922 | 82220273.3933 | 85929665.279 | 89835407.5538 | 93951024.8521 | 98290618.616 | 102870999.675 | 107709400.1371
Scenario 4: Reference ZEAS Phase In | SCG | Com | WaterHeat | Com - School | Energy Efficiency | 74915379.0436 | 76965122.6402 | 77803295.43 | 79937610.6962 | 82149599.5419 | 84450608.8497 | 80384811.8433 | 82670078.6244 | 85048842.6322 | 87527568.0414 | 90111751.8057 | 92808345.4321 | 95624276.9679
Scenario 4: Reference ZEAS Phase In | SCG | Com | WaterHeat | Com - Warehouse | Energy Efficiency | 55403096.1243 | 58077696.1168 | 60870801.539 | 63819532.8915 | 66927592.0013 | 70206072.4563 | 72251513.6422 | 75835190.4347 | 79622009.8636 | 83626272.3443 | 87863284.3515 | 92351259.5489 | 97108994.0163
Scenario 4: Reference ZEAS Phase In | SCG | Com | WholeBlg | Com - College | Energy Efficiency | 1195962.5487 | 1263203.6573 | 1368399.8616 | 1492374.4544 | 1582749.8793 | 1726810.5474 | 1879323.0344 | 2005440.0231 | 2136874.3924 | 2256748.7422 | 2396993.0968 | 2642225.9718 | 2803621.3878
Scenario 4: Reference ZEAS Phase In | SCG | Com | WholeBlg | Com - Health | Energy Efficiency | 4097726.7329 | 4407704.369 | 4792373.3909 | 5019737.1223 | 5388005.5092 | 5719578.7561 | 6219026.9236 | 6592845.3777 | 6980112.4396 | 7240911.0527 | 7471248.4662 | 8119050.1093 | 8881613.3833
Scenario 4: Reference ZEAS Phase In | SCG | Com | WholeBlg | Com - Office (Large) | Energy Efficiency | 7092659.5634 | 7310548.3258 | 7515582.4381 | 7765376.7594 | 8088533.3435 | 8449606.8117 | 8789615.5946 | 9158071.9259 | 9474141.4054 | 9788229.7604 | 10164751.3174 | 10527430.1479 | 10934134.1427
Scenario 4: Reference ZEAS Phase In | SCG | Com | WholeBlg | Com - Office (Small) | Energy Efficiency | 1832675.2951 | 1935393.1806 | 2040972.9216 | 2156667.7032 | 0 | 22615631.9551 | 2357977.383 | 2496464.1614 | 2640764.9724 | 2789781.3215 | 2951656.6837 | 3120085.7015 | 3302000.2689
Scenario 4: Reference ZEAS Phase In | SCG | Com | WholeBlg | Com - Retail | Energy Efficiency | 7764782.5035 | 8309682.4998 | 8820396.1601 | 9422206.7271 | 0 | 22911361.9679 | 11578027.4052 | 12428113.9745 | 13264169.9039 | 14134211.7166 | 15097394.7634 | 16081390.4335 | 17155843.6204
Scenario 4: Reference ZEAS Phase In | SCG | Com | WholeBlg | Com - School | Energy Efficiency | 10448415.6515 | 10870442.6417 | 11370859.4485 | 11885871.5409 | 12272118.8587 | 12850740.5497 | 13353261.1848 | 13900606.7496 | 14537734.0459 | 15269828.9546 | 15997037.3377 | 16873337.9871 | 17710870.0315
Scenario 4: Reference ZEAS Phase In | SCG | Res | AppPlug | Res - Multi Family | Energy Efficiency | 36493351.249 | 38327221.8158 | 40276508.7152 | 33567344.37 | 35278606.3718 | 37084354.5379 | 38997646.1192 | 41024394.7982 | 43172267.407 | 45450265.0916 | 47868931.1193 | 50440178.3316 | 53172664.0667
Scenario 4: Reference ZEAS Phase In | SCG | Res | AppPlug | Res - Single Family | Energy Efficiency | 126863756.3277 | 133657865.9374 | 140745715.7802 | 81050033.9192 | 85325688.0159 | 89820577.8494 | 94383965.7985 | 99416638.6616 | 104763431.8646 | 110448636.8901 | 116495462.8282 | 122929708.4689 | 129776773.1452
Scenario 4: Reference ZEAS Phase In | SCG | Res | BldgEnv | Res - Multi Family | Energy Efficiency | 136842115.1389 | 143704429.7143 | 150949721.3439 | 158593512.6151 | 166675414.7873 | 175221663.388 | 184272714.312 | 193863848.6227 | 204032152.7511 | 214818859.2177 | 226266981.7271 | 238425198.1901 | 251341516.3155
Scenario 4: Reference ZEAS Phase In | SCG | Res | BldgEnv | Res - Single Family | Energy Efficiency | 1061964459.5978 | 1117039079.5623 | 1174938053.5949 | 1235944011.237 | 1300510642.0468 | 1368765028.9998 | 1441031340.0498 | 1517667258.581 | 1599017012.1449 | 1685425508.793 | 1777234979.0183 | 1874831683.4485 | 1978623686.7182
Scenario 4: Reference ZEAS Phase In | SCG | Res | HVAC | Res - Multi Family | Energy Efficiency | 3332412.7265 | 3497594.5844 | 3677444.5228 | 3861577.184 | 3119332.9154 | 3271910.5685 | 3418651.8886 | 3588297.9319 | 3767497.5062 | 3957071.5408 | 4158306.1995 | 4372685.7926 | 4600417.0518
Scenario 4: Reference ZEAS Phase In | SCG | Res | HVAC | Res - Single Family | Energy Efficiency | 31345721.1639 | 33292080.8295 | 35221821.4355 | 19637536.2416 | 16524828.6207 | 17359687.6783 | 18233044.7673 | 19154901.4003 | 20133063.9508 | 21172323.4802 | 22277183.1738 | 23453021.2198 | 24704096.0282
Scenario 4: Reference ZEAS Phase In | SCG | Res | WaterHeat | Res - Multi Family | Energy Efficiency | 72942917.1351 | 76525751.1059 | 77337467.9988 | 81238496.8237 | 85354521.0024 | 89689708.0894 | 94281988.4889 | 99144071.7254 | 104294712.1425 | 109755934.3864 | 115552758.9744 | 121715575.2827 | 128264279.9001
Scenario 4: Reference ZEAS Phase In | SCG | Res | WaterHeat | Res - Single Family | Energy Efficiency | 312133240.1434 | 331691685.0785 | 326986851.6184 | 344029765.4749 | 362043862.731 | 380958585.694 | 400911911.6536 | 422047236.3751 | 444494600.5336 | 468356746.1553 | 493728587.1863 | 520721008.8259 | 549441046.7241
Scenario 4: Reference ZEAS Phase In | SCG | Res | WholeBlg | Res - Multi Family | Energy Efficiency | 26047798.1855 | -1978510.5421 | -1814990.4485 | -1575107.5526 | -1314626.3268 | -1030112.1861 | -749244.6791 | -468885.8842 | -193150.4211 | 74890.1209 | 335194.9537 | 592594.9613 | 846682.5968
Scenario 4: Reference ZEAS Phase In | SCG | Res | WholeBlg | Res - Single Family | Energy Efficiency | 9892912.5689 | -385635.212 | 103425.0938 | 664102.8127 | 1263937.1343 | 1841301.6641 | 2368735.9978 | 2847837.0732 | 3298788.1544 | 3733450.6001 | 4159014.1063 | 4581727.1243 | 4992974.5029
Scenario 4: Reference ZEAS Phase In | SDG&E | Com | AppPlug | Com - College | Energy Efficiency | 145290.6481 | 151998.0261 | 159011.8921 | 166383.0303 | 174139.2495 | 182309.2763 | 190924.3412 | 200018.1468 | 209615.844 | 219750.0325 | 230458.5692 | 241787.6159 | 253784.4993
Scenario 4: Reference ZEAS Phase In | SDG&E | Com | AppPlug | Com - Health | Energy Efficiency | 38524654.275 | 40330097.5292 | 42226374.2246 | 44278313.6352 | 46368946.1382 | 48550969.0818 | 50666765.4653 | 53138554.7184 | 55823436.5204 | 58779793.5743 | 61990441.3036 | 64879216.6262 | 68057296.8559
Scenario 4: Reference ZEAS Phase In | SDG&E | Com | AppPlug | Com - Lodging | Energy Efficiency | 38019049.2314 | 39571748.434 | 41200720.8597 | 42970610.642 | 44747404.8665 | 46680030.6663 | 48688024.406 | 50805690.0243 | 53060679.1928 | 55426810.8643 | 57896260.7426 | 60507158.1308 | 63289629.7838
Scenario 4: Reference ZEAS Phase In | SDG&E | Com | AppPlug | Com - Other | Energy Efficiency | 223692.8209 | 233898.6784 | 244518.068 | 255681.1289 | 267232.582 | 279572.611 | 292557.7442 | 306202.0942 | 320555.6875 | 335740.5873 | 351696.3074 | 368579.5728 | 386512.8812
Scenario 4: Reference ZEAS Phase In | SDG&E | Com | BldgEnv | Com - College | Energy Efficiency | 263544.2676 | 275192.1589 | 287312.0289 | 300035.7799 | 313621.9156 | 328409.0124 | 343983.6339 | 360319.0791 | 377561.1579 | 395769.0605 | 414960.6311 | 435150.7932 | 456451.6379
Scenario 4: Reference ZEAS Phase In | SDG&E | Com | BldgEnv | Com - Grocery | Energy Efficiency | 137599.793 | 143085.9087 | 148756.1182 | 154679.6512 | 161009.477 | 167934.867 | 175202.4204 | 182790.5435 | 190757.9351 | 199150.1538 | 207961.4955 | 217138.7854 | 226839.4427
Scenario 4: Reference ZEAS Phase In | SDG&E | Com | BldgEnv | Com - Health | Energy Efficiency | 268410.6575 | 280677.9734 | 293465.1535 | 306953.2136 | 321315.3215 | 336903.6391 | 353092.332 | 370417.4736 | 388822.5283 | 408434.3516 | 429257.0573 | 450407.3824 | 472994.1671
Scenario 4: Reference ZEAS Phase In | SDG&E | Com | BldgEnv | Com - Lodging | Energy Efficiency | 286111.3141 | 296635.5599 | 307332.4092 | 318417.0687 | 330663.885 | 344883.3167 | 359739.0233 | 375079.9285 | 391197.0701 | 408102.2098 | 425761.0342 | 443772.185 | 462838.3595
Scenario 4: Reference ZEAS Phase In | SDG&E | Com | BldgEnv | Com - Office (Large) | Energy Efficiency | 221496.4521 | 224389.659 | 227189.0898 | 230020.4384 | 233349.8414 | 237624.196 | 242035.6195 | 246432.8708 | 250923.4468 | 255594.4956 | 260383.1434 | 265089.5285 | 270043.5176
Scenario 4: Reference ZEAS Phase In | SDG&E | Com | BldgEnv | Com - Office (Small) | Energy Efficiency | 132332.5761 | 137067.8232 | 141891.5444 | 146878.4097 | 152357.8863 | 158606.4801 | 165136.9377 | 171886.4199 | 178963.4181 | 186381.6996 | 194135.6242 | 202071.3269 | 210451.2501
Scenario 4: Reference ZEAS Phase In | SDG&E | Com | BldgEnv | Com - Other | Energy Efficiency | 176968.8222 | 183949.148 | 191096.252 | 198512.5962 | 206639.3187 | 215875.5047 | 225558.0932 | 235605.7062 | 246169.8359 | 257279.7527 | 268926.346 | 280905.3816 | 293587.9407
Scenario 4: Reference ZEAS Phase In | SDG&E | Com | BldgEnv | Com - Refrig. Warehouse | Energy Efficiency | 5368.8822 | 5589.7578 | 5816.3705 | 6051.4422 | 6309.4739 | 6602.0314 | 6909.3497 | 7228.8957 | 7565.5428 | 7919.8786 | 8292.1497 | 8675.8842 | 9082.4579
Scenario 4: Reference ZEAS Phase In | SDG&E | Com | BldgEnv | Com - Restaurant | Energy Efficiency | 59426.2811 | 61648.3383 | 63920.8439 | 66274.1051 | 68858.3921 | 71796.4719 | 74872.9022 | 78058.7093 | 81401.3053 | 84910.4611 | 88584.0957 | 92352.1461 | 96334.7384
Scenario 4: Reference ZEAS Phase In | SDG&E | Com | BldgEnv | Com - Retail | Energy Efficiency | 625069.6912 | 650303.1095 | 676405.8315 | 703634.0249 | 732840.7099 | 764841.2763 | 798430.6251 | 833510.3457 | 870412.0742 | 909251.4309 | 950061.4038 | 992538.2077 | 1037440.8602
Scenario 4: Reference ZEAS Phase In | SDG&E | Com | BldgEnv | Com - School | Energy Efficiency | 119540.534 | 122086.4134 | 124616.0569 | 127192.6493 | 130098.2481 | 133539.6535 | 137093.1801 | 140704.1872 | 144455.2971 | 148346.8569 | 152367.287 | 156388.4263 | 160606.4979
Scenario 4: Reference ZEAS Phase In | SDG&E | Com | BldgEnv | Com - Warehouse | Energy Efficiency | 341077.0866 | 355311.0464 | 369893.032 | 385051.3309 | 401743.0384 | 420847.2262 | 440905.5225 | 461750.4826 | 483714.2998 | 506855.8097 | 531153.6072 | 556146.2116 | 582666.8331
Scenario 4: Reference ZEAS Phase In | SDG&E | Com | ComRefrig | Com - College | Energy Efficiency | 34227.1169 | 35153.7366 | 35782.4553 | 36031.904 | 36529.7337 | 37705.001 | 38091.6327 | 37855.4515 | 37340.9565 | 36444.2746 | 36082.0057 | 35142.5027 | 33970.8547
Scenario 4: Reference ZEAS Phase In | SDG&E | Com | ComRefrig | Com - Grocery | Energy Efficiency | 24797977.1772 | 25426794.1938 | 25924569.8083 | 26198506.9123 | 26561729.4439 | 27481058.2349 | 28132646.3527 | 28605262.6605 | 29031768.239 | 29369602.8286 | 29973917.7195 | 30295503.019 | 30589307.3699
Scenario 4: Reference ZEAS Phase In | SDG&E | Com | ComRefrig | Com - Health | Energy Efficiency | 124844.6496 | 127933.9458 | 129968.1634 | 131289.4132 | 134013.328 | 137977.6547 | 137541.4945 | 134454.484 | 129816.8968 | 123004.4604 | 118414.0173 | 110838.5446 | 102112.8466
Scenario 4: Reference ZEAS Phase In | SDG&E | Com | ComRefrig | Com - Refrig. Warehouse | Energy Efficiency | 18763.2739 | 19262.4575 | 19453.1226 | 19032.5824 | 18698.4651 | 19354.2525 | 19799.0461 | 19985.3277 | 20124.4297 | 20292.8831 | 20743.1348 | 20746.3359 | 20735.7255
Scenario 4: Reference ZEAS Phase In | SDG&E | Com | ComRefrig | Com - Restaurant | Energy Efficiency | 1018571.5077 | 1044000.462 | 1063743.1419 | 1073429.6497 | 1087176.2428 | 1125221.3752 | 1152423.2749 | 1172376.0528 | 1190541.6087 | 1205432.7312 | 1231233.8881 | 1244911.4363 | 1257515.5743
Scenario 4: Reference ZEAS Phase In | SDG&E | Com | ComRefrig | Com - Retail | Energy Efficiency | 13310236.1336 | 13622611.9949 | 13880214.0515 | 14049806.5282 | 14286277.0939 | 14822665.0122 | 15226725.585 | 15568948.2527 | 15895933.2409 | 16186219.893 | 16597903.2839 | 16868143.8109 | 17129613.5817
Scenario 4: Reference ZEAS Phase In | SDG&E | Com | ComRefrig | Com - School | Energy Efficiency | 21987.8547 | 22244.2493 | 22295.2764 | 21983.0536 | 21731.5694 | 22077.2376 | 22171.8281 | 22037.3698 | 21852.5239 | 21606.1193 | 21614.0461 | 21338.9172 | 21039.907
Scenario 4: Reference ZEAS Phase In | SDG&E | Com | FoodServ | Com - College | Energy Efficiency | 780639.5755 | 814142.0633 | 845780.946 | 874144.8921 | 904644.5944 | 948447.213 | 990177.3087 | 1029530.1723 | 1069668.0117 | 1111329.0874 | 1159113.9345 | 1208686.0329 | 1256670.874
Scenario 4: Reference ZEAS Phase In | SDG&E | Com | FoodServ | Com - College | Fuel Substitution | 3149900.3957 | 3327727.8699 | 3523965.1164 | 3737403.5639 | 3953261.2783 | 4168047.2027 | 4418671.5154 | 4702121.0455 | 5010688.1075 | 5348137.6492 | 5691987.4531 | 6071372.0524 | 6476772.3373
Scenario 4: Reference ZEAS Phase In | SDG&E | Com | FoodServ | Com - Grocery | Energy Efficiency | 4598962.3001 | 4778701.2741 | 4948937.1583 | 5106674.5196 | 5279744.6705 | 5507993.86 | 5722177.0738 | 5924434.9947 | 6124977.0857 | 6331333.017 | 6567871.3743 | 6794359.5852 | 7033050.4528
Scenario 4: Reference ZEAS Phase In | SDG&E | Com | FoodServ | Com - Grocery | Fuel Substitution | 35986478.6322 | 37864157.9042 | 39934622.1573 | 42181809.4868 | 44437404.628 | 46662134.0446 | 49267590.985 | 52215605.5287 | 55416693.7548 | 58909091.8811 | 62442596.0188 | 66334701.8112 | 70477354.1831
Scenario 4: Reference ZEAS Phase In | SDG&E | Com | FoodServ | Com - Health | Energy Efficiency | 1804461.6095 | 1881182.2884 | 1952417.9161 | 2015691.5027 | 2081208.8656 | 2175743.9231 | 2245242.2852 | 2331226.3033 | 2425153.2315 | 2533151.0917 | 2666557.0225 | 2744392.2829 | 2836724.6722
Scenario 4: Reference ZEAS Phase In | SDG&E | Com | FoodServ | Com - Health | Fuel Substitution | 11085897.5676 | 11727416.9542 | 12434602.5769 | 13203778.4802 | 13985027.3242 | 14766587.6077 | 15674591.52 | 16699465.4144 | 17815484.1432 | 19036133.1695 | 20284755.8339 | 21661946.0635 | 23135647.3684
Scenario 4: Reference ZEAS Phase In | SDG&E | Com | FoodServ | Com - Lodging | Energy Efficiency | 2430964.9974 | 2509614.2731 | 2581063.0759 | 2645793.3527 | 2716362.4245 | 2823548.1311 | 2913518.0233 | 2991528.3452 | 3068956.9201 | 3142419.6156 | 3232804.0018 | 3310669.9199 | 3392583.3611
Scenario 4: Reference ZEAS Phase In | SDG&E | Com | FoodServ | Com - Lodging | Fuel Substitution | 12526098.9806 | 13192580.7969 | 13927703.1801 | 14726019.5897 | 15528657.1897 | 16321828.7601 | 17250149.0625 | 18300562.2341 | 19441894.3981 | 20687866.2159 | 21950495.1779 | 23341923.2758 | 24824308.3062
Scenario 4: Reference ZEAS Phase In | SDG&E | Com | FoodServ | Com - Office (Large) | Energy Efficiency | 15253.6359 | 15309.7021 | 15291.7137 | 15218.3084 | 15248.1803 | 15454.6151 | 15497.4071 | 15409.345 | 15262.9919 | 15030.3098 | 14868.0858 | 14581.5702 | 14284.0163
Scenario 4: Reference ZEAS Phase In | SDG&E | Com | FoodServ | Com - Office (Small) | Energy Efficiency | 9302.9002 | 9544.8478 | 9746.2432 | 9914.8142 | 10157.9335 | 10519.1328 | 10774.3989 | 10946.7158 | 11087.8435 | 11161.3407 | 11287.2411 | 11315.2095 | 11328.9199
Scenario 4: Reference ZEAS Phase In | SDG&E | Com | FoodServ | Com - Other | Energy Efficiency | 7380956.4159 | 7678761.7042 | 7972448.03 | 8259817.6332 | 8574032.1666 | 8948818.4799 | 9305070.8033 | 9648994.1728 | 9998404.6664 | 10353765.8588 | 10754129.1739 | 11148636.1163 | 11562956.2327
Scenario 4: Reference ZEAS Phase In | SDG&E | Com | FoodServ | Com - Other | Fuel Substitution | 28092520.2357 | 29658910.445 | 31395526.6142 | 33288416.7677 | 35187842.4331 | 37058108.2188 | 39267199.3555 | 41782377.3806 | 44524417.9436 | 47528538.1308 | 50569424.4909 | 53934108.2914 | 57525613.1444
Scenario 4: Reference ZEAS Phase In | SDG&E | Com | FoodServ | Com - Restaurant | Energy Efficiency | 14828221.7811 | 15397053.8196 | 15957461.1211 | 16480486.9565 | 17070282.8368 | 17795684.9019 | 18482127.6938 | 19136243.2603 | 19791717.9082 | 20455978.8397 | 21220677.3527 | 21956284.5866 | 22723093.5164
Scenario 4: Reference ZEAS Phase In | SDG&E | Com | FoodServ | Com - Restaurant | Fuel Substitution | 110726866.7813 | 116592626.9263 | 123074827.7998 | 130120584.4806 | 137182691.3669 | 144132604.2908 | 152306878.0844 | 161581332.6274 | 171664797.4233 | 182681107.3831 | 193815704.6217 | 206100579.1001 | 219183402.4146
Scenario 4: Reference ZEAS Phase In | SDG&E | Com | FoodServ | Com - Retail | Energy Efficiency | 84945.6525 | 89266.3998 | 91520.3477 | 89175.5573 | 87622.4096 | 93312.5661 | 97608.1368 | 100260.7281 | 102454.2231 | 104802.728 | 109476.7857 | 111355.067 | 113241.2051
Scenario 4: Reference ZEAS Phase In | SDG&E | Com | FoodServ | Com - School | Energy Efficiency | 2151961.2264 | 2198699.3138 | 2239437.8895 | 2271813.9142 | 2312969.9567 | 2372392.6722 | 2421657.3662 | 2463545.6726 | 2504386.8357 | 2543429.01 | 2594109.425 | 2637521.5124 | 2682260.7466
Scenario 4: Reference ZEAS Phase In | SDG&E | Com | FoodServ | Com - School | Fuel Substitution | 4012785.6907 | 4156985.8286 | 4316488.1401 | 4488800.6028 | 4655829.9379 | 4813695.9706 | 5003919.9197 | 5221133.1062 | 5455264.096 | 5709031.9114 | 5957801.4181 | 6231054.9129 | 6517618.9121
Scenario 4: Reference ZEAS Phase In | SDG&E | Com | HVAC | Com - College | Energy Efficiency | 4736096.0572 | 4814496.02 | 4876349.5887 | 4917334.9105 | 4924128.0994 | 5083408.3561 | 4481019.4757 | 4565327.2276 | 4649296.0697 | 4728432.2522 | 4826285.2871 | 4883463.6721 | 4936085.2732
Scenario 4: Reference ZEAS Phase In | SDG&E | Com | HVAC | Com - College | Fuel Substitution | 424889.5312 | 452044.5927 | 480998.0714 | 511868.7942 | -18476.6359 | -17624.8927 | -18144.905 | -19726.0516 | -21450.5259 | -23474.5434 | -24923.8902 | -27892.177 | -30852.491
Scenario 4: Reference ZEAS Phase In | SDG&E | Com | HVAC | Com - Grocery | Energy Efficiency | 10398849.9023 | 10533095.1877 | 10609231.8912 | 10631606.7977 | 10677803.3772 | 10920089.6665 | 11105474.5382 | 11236257.389 | 11364246.4387 | 11487431.8529 | 11646297.1661 | 11731040.5905 | 11826414.6467
Scenario 4: Reference ZEAS Phase In | SDG&E | Com | HVAC | Com - Grocery | Fuel Substitution | 8238905.1384 | 8706403.6484 | 9218177.9501 | 9774127.7812 | 198122.6121 | 203920.3945 | 205279.8575 | 203257.8307 | 200846.0781 | 197550.205 | 196169.0854 | 190032.6554 | 184028.3661
Scenario 4: Reference ZEAS Phase In | SDG&E | Com | HVAC | Com - Health | Energy Efficiency | 17705422.3346 | 18111369.5302 | 18462628.1595 | 18761693.4873 | 19016670.9865 | 19654958.6865 | 19092338.5417 | 19574285.1324 | 20090541.144 | 20640669.4661 | 21293504.0959 | 21685782.9784 | 22134259.2227
Scenario 4: Reference ZEAS Phase In | SDG&E | Com | HVAC | Com - Health | Fuel Substitution | 1439278.6617 | 1523087.3215 | 1612099.8861 | 1706719.0276 | 143815.1784 | 149553.3199 | 151266.1865 | 149861.4035 | 148068.5883 | 145418.5334 | 144530.7914 | 139122.3424 | 133768.1768
Scenario 4: Reference ZEAS Phase In | SDG&E | Com | HVAC | Com - Lodging | Energy Efficiency | 12962432.2663 | 13176766.7885 | 13351448.9909 | 13489924.3752 | 13632257.1474 | 14039230.3314 | 13883747.6983 | 14178381.2701 | 14483466.4465 | 14784921.6091 | 15129003.3033 | 15385806.815 | 15662225.3879
Scenario 4: Reference ZEAS Phase In | SDG&E | Com | HVAC | Com - Lodging | Fuel Substitution | 1908454.4698 | 2014366.5346 | 2128795.8626 | 2251921.25 | 78169.6763 | 81055.8411 | 81556.3281 | 80233.4432 | 78694.5787 | 76672.3557 | 75676.8462 | 72105.4991 | 68595.3362
Scenario 4: Reference ZEAS Phase In | SDG&E | Com | HVAC | Com - Office (Large) | Energy Efficiency | 18539870.0752 | 18280679.9069 | 17939135.998 | 17496449.4262 | 17149713.7929 | 17191061.7259 | 14855361.6092 | 14663749.3479 | 14453021.3323 | 14224483.5686 | 14057603.7008 | 13733924.2045 | 13419355.721
Scenario 4: Reference ZEAS Phase In | SDG&E | Com | HVAC | Com - Office (Large) | Fuel Substitution | -132338.3292 | -128381.4867 | -126415.26 | -126056.8529 | -94229.6291 | -90383.8794 | -89818.4743 | -91582.7405 | -93503.97 | -95891.9191 | -96915.9974 | -100842.449 | -104477.4274
Scenario 4: Reference ZEAS Phase In | SDG&E | Com | HVAC | Com - Office (Small) | Energy Efficiency | 14004076.3448 | 14194632.5803 | 14329560.3907 | 14402746.5684 | 14501894.7803 | 14864947.4864 | 11266684.0643 | 11343609.3521 | 11416699.0613 | 11474825.5727 | 11575677.4565 | 11566726.0769 | 11560871.4567
Scenario 4: Reference ZEAS Phase In | SDG&E | Com | HVAC | Com - Office (Small) | Fuel Substitution | 346437.1954 | 372039.1045 | 398598.8697 | 426295.3069 | -95292.7753 | -94053.6978 | -95426.9993 | -98788.2286 | -102391.7217 | -106523.7033 | -109560.1532 | -115366.5918 | -121107.1139
Scenario 4: Reference ZEAS Phase In | SDG&E | Com | HVAC | Com - Other | Energy Efficiency | 19194043.7569 | 19702104.9884 | 20169275.4194 | 20585009.6434 | 20809476.5487 | 21557594.6653 | 22275520.1327 | 22941060.7736 | 23628542.4711 | 24332607.2379 | 25113899.8045 | 25819000.4449 | 26568281.3951
Scenario 4: Reference ZEAS Phase In | SDG&E | Com | HVAC | Com - Other | Fuel Substitution | 5662513.2199 | 6002106.2744 | 6369276.7251 | 6764743.0163 | 17214.9172 | 25409.6108 | 23918.308 | 14984.2023 | 5107.3569 | -6803.8473 | -14607.8986 | -32979.8503 | -51193.9547
Scenario 4: Reference ZEAS Phase In | SDG&E | Com | HVAC | Com - Refrig. Warehouse | Energy Efficiency | 123.9899 | 130.0565 | 136.4571 | 143.1555 | 0.043582 | 0.045684 | 0.047922 | 0.050283 | 0.052797 | 0.055441 | 0.05826 | 0.061252 | 0.064417
Scenario 4: Reference ZEAS Phase In | SDG&E | Com | HVAC | Com - Restaurant | Energy Efficiency | 18355948.6457 | 19129533.1176 | 19942878.5946 | 20788129.0865 | 21292841.8731 | 22250756.4729 | 23259032.0144 | 24309885.5544 | 25414075.0868 | 26575637.0424 | 27810683.6915 | 29098033.9911 | 30457170.2484
Scenario 4: Reference ZEAS Phase In | SDG&E | Com | HVAC | Com - Restaurant | Fuel Substitution | 201774.2966 | 214326.0045 | 227140.5338 | 240329.7551 | 23932.8707 | 25595.1511 | 25558.8759 | 24225.9127 | 22737.2819 | 20903.9875 | 19794.8023 | 16861.6863 | 13971.0204
Scenario 4: Reference ZEAS Phase In | SDG&E | Com | HVAC | Com - Retail | Energy Efficiency | 22858118.535 | 23104884.1413 | 23232075.1997 | 23226286.7928 | 23210739.277 | 23746357.007 | 23287665.8197 | 23535401.8629 | 23777402.0559 | 23995241.6214 | 24299141.4291 | 24396779.3904 | 24506739.2892
Scenario 4: Reference ZEAS Phase In | SDG&E | Com | HVAC | Com - Retail | Fuel Substitution | 1077553.5717 | 1138792.3065 | 1202916.3875 | 1270271.8252 | 175784.2018 | 182302.5516 | 183384.2936 | 180312.6876 | 176749.8799 | 172087.3636 | 169763.0692 | 161576.6354 | 153531.6572
Scenario 4: Reference ZEAS Phase In | SDG&E | Com | HVAC | Com - School | Energy Efficiency | 12840204.6403 | 12871118.478 | 12860429.808 | 12803047.0074 | 12528202.0974 | 12705507.2463 | 11444075.7069 | 11494587.9184 | 11546867.2614 | 11591916.1412 | 11672079.2721 | 11673034.7367 | 11681595.5112
Scenario 4: Reference ZEAS Phase In | SDG&E | Com | HVAC | Com - School | Fuel Substitution | 662449.001 | 695182.0762 | 729954.4583 | 766746.3966 | -135791.5685 | -134062.3784 | -133675.3445 | -134265.1957 | -134938.0329 | -135827.5413 | -136152.8674 | -137746.3724 | -139245.2867
Scenario 4: Reference ZEAS Phase In | SDG&E | Com | HVAC | Com - Warehouse | Energy Efficiency | 1322626.7965 | 1346435.4121 | 1363858.2249 | 1374266.1151 | 1388049.1907 | 1430422.3874 | 1466621.2854 | 1495392.9971 | 1524353.4869 | 1552474.2881 | 1586175.1044 | 1608784.5193 | 1632909.314
Scenario 4: Reference ZEAS Phase In | SDG&E | Com | HVAC | Com - Warehouse | Fuel Substitution | 927658.5806 | 985801.2743 | 1049217.8784 | 1118020.4903 | -30831.48 | -30753.9588 | -31374.392 | -32537.8762 | -33781.2905 | -35184.1688 | -36303.3304 | -38201.7922 | -40105.3888
Scenario 4: Reference ZEAS Phase In | SDG&E | Com | Lighting | Com - College | Energy Efficiency | 3817644.6384 | 3920731.4486 | 4003883.3621 | 4071787.3937 | 4166034.119 | 4296720.221 | 4367626.9934 | 4393746.9619 | 4400343.5967 | 4378223.8137 | 4393047.1069 | 4369220.9854 | 4332423.0658
Scenario 4: Reference ZEAS Phase In | SDG&E | Com | Lighting | Com - Grocery | Energy Efficiency | 5012877.7072 | 5098045.6394 | 5168078.7692 | 5206133.3024 | 5296925.7252 | 5466662.0609 | 5548348.3454 | 5562918.0071 | 5551894.8896 | 5484383.4474 | 5459664.8847 | 5338927.2559 | 5185433.2705
Scenario 4: Reference ZEAS Phase In | SDG&E | Com | Lighting | Com - Health | Energy Efficiency | 6565516.4502 | 6775651.9831 | 6955661.8849 | 7109197.8619 | 7311429.1842 | 7584968.2408 | 7764674.4004 | 7884802.9805 | 7983509.7792 | 8033278.7857 | 8135548.9383 | 8158053.8743 | 8165333.2881
Scenario 4: Reference ZEAS Phase In | SDG&E | Com | Lighting | Com - Lodging | Energy Efficiency | 6470854.0588 | 6625185.9314 | 6764636.8729 | 6876036.5883 | 7044533.3442 | 7299192.8424 | 7469399.926 | 7575645.3995 | 7659915.23 | 7690943.773 | 7768629.0229 | 7755461.9754 | 7716787.8347
Scenario 4: Reference ZEAS Phase In | SDG&E | Com | Lighting | Com - Office (Large) | Energy Efficiency | 11487871.7991 | 11527043.9881 | 11516498.8231 | 11469854.2458 | 11479278.9468 | 11561298.1206 | 11517584.0319 | 11387257.4953 | 11224526.2038 | 11017630.9527 | 10888351.0244 | 10697260.2135 | 10496782.3207
Scenario 4: Reference ZEAS Phase In | SDG&E | Com | Lighting | Com - Office (Small) | Energy Efficiency | 5554873.9714 | 5697895.6862 | 5819050.9046 | 5923665.6852 | 6060406.8165 | 6239053.9098 | 6351764.1785 | 6417152.652 | 6464237.8775 | 6483124.0272 | 6547161.0659 | 6571790.3739 | 6587947.903
Scenario 4: Reference ZEAS Phase In | SDG&E | Com | Lighting | Com - Other | Energy Efficiency | 2326329.8845 | 2388294.391 | 2439245.9004 | 2481804.0052 | 2539778.3346 | 2618576.6413 | 2664362.2803 | 2685592.6079 | 2696351.1212 | 2691736.6494 | 2708332.9016 | 2703602.966 | 2693173.1816
Scenario 4: Reference ZEAS Phase In | SDG&E | Com | Lighting | Com - Refrig. Warehouse | Energy Efficiency | 114799.1632 | 118376.8888 | 121495.3557 | 124235.6469 | 127921.0042 | 132991.0538 | 136754.5357 | 139504.6268 | 141876.3073 | 143418.4777 | 145717.1268 | 146891.7281 | 147891.3256
Scenario 4: Reference ZEAS Phase In | SDG&E | Com | Lighting | Com - Restaurant | Energy Efficiency | 2473348.5954 | 2539975.6383 | 2596569.5248 | 2645133.6564 | 2708213.7291 | 2789922.9695 | 2840568.4428 | 2869184.1183 | 2889293.0066 | 2896013.8684 | 2923810.4018 | 2932919.6862 | 2937480.7945
Scenario 4: Reference ZEAS Phase In | SDG&E | Com | Lighting | Com - Retail | Energy Efficiency | 21408490.2771 | 22009131.8775 | 22524099.5604 | 22967237.3051 | 23554879.3618 | 24327627.498 | 24842930.873 | 25172283.0562 | 25431777.0406 | 25558643.9502 | 25852320.5571 | 25983420.7228 | 26079454.0956
Scenario 4: Reference ZEAS Phase In | SDG&E | Com | Lighting | Com - School | Energy Efficiency | 4182823.6771 | 4212986.6746 | 4219575.3572 | 4208712.9408 | 4224558.8582 | 4274900.4902 | 4264106.2364 | 4209432.0633 | 4136695.9079 | 4038747.3932 | 3976317.6881 | 3879650.9693 | 3775142.3442
Scenario 4: Reference ZEAS Phase In | SDG&E | Com | Lighting | Com - Warehouse | Energy Efficiency | 3245112.1781 | 3340602.3167 | 3421883.5883 | 3493447.7472 | 3588365.961 | 3715535.5089 | 3799241.7721 | 3848869.5084 | 3883226.0408 | 3896332.3627 | 3938907.2612 | 3951630.0681 | 3957473.4922
Scenario 4: Reference ZEAS Phase In | SDG&E | Com | WaterHeat | Com - College | Energy Efficiency | 12182066.0433 | 12741688.7357 | 13243581.3391 | 13852351.2745 | 14495997.6877 | 15179123.0368 | 13958976.4847 | 14601173.9103 | 15276229.7719 | 15985920.9108 | 16743234.1407 | 17539957.9386 | 18380568.232
Scenario 4: Reference ZEAS Phase In | SDG&E | Com | WaterHeat | Com - College | Fuel Substitution | 19373644.1725 | 20423728.1168 | 19116839.2012 | 16476977.1594 | 13338060.6626 | 13917990.1371 | 9789849.7841 | 9956752.8623 | 10102682.5724 | 10213015.2507 | 10404326.6324 | 10545398.2367 | 10671661.286
Scenario 4: Reference ZEAS Phase In | SDG&E | Com | WaterHeat | Com - Grocery | Energy Efficiency | 7510314.8354 | 7803478.1166 | 8099528.8789 | 8399892.0627 | 8724855.3471 | 9076137.4168 | 8996522.7681 | 9298009.5852 | 9605670.1338 | 9917406.9436 | 10268803.4189 | 10621501.0355 | 10987646.8146
Scenario 4: Reference ZEAS Phase In | SDG&E | Com | WaterHeat | Com - Grocery | Fuel Substitution | 1075115.8449 | 1128177.326 | 1185584.9603 | 1247800.6813 | 1311579.4766 | 1377312.0868 | 0 | 0 | 0 | 0 | 0 | 0 | 0
Scenario 4: Reference ZEAS Phase In | SDG&E | Com | WaterHeat | Com - Health | Energy Efficiency | 38769595.8946 | 40584414.6119 | 42214355.6403 | 44185839.7775 | 46276426.37 | 48497578.2506 | 44928757.8671 | 46982534.6608 | 49140314.811 | 51404779.143 | 53849539.7735 | 56376869.5854 | 59049320.9577
Scenario 4: Reference ZEAS Phase In | SDG&E | Com | WaterHeat | Com - Health | Fuel Substitution | 55813338.4966 | 58904097.2269 | 56147232.5085 | 49885703.6166 | 42317933.1824 | 44259827.9224 | 27436174.065 | 27949799.7559 | 28407344.3314 | 28768117.614 | 29354261.6488 | 29803144.3412 | 30212458.426
Scenario 4: Reference ZEAS Phase In | SDG&E | Com | WaterHeat | Com - Lodging | Energy Efficiency | 46456145.4029 | 48474028.1848 | 50344336.7239 | 52596083.1974 | 54941008.951 | 57445746.7626 | 15940549.2925 | 16612720.6608 | 17316140.8962 | 18052364.5509 | 18839433.5705 | 19662170.8999 | 20528754.1364
Scenario 4: Reference ZEAS Phase In | SDG&E | Com | WaterHeat | Com - Lodging | Fuel Substitution | 68369987.374 | 71816403.5414 | 68480203.2457 | 61114939.6771 | 52306305.9704 | 54471649.0712 | 31609534.844 | 32047101.2521 | 32416016.9978 | 32671183.2463 | 33177039.7668 | 33523481.6213 | 33821741.6628
Scenario 4: Reference ZEAS Phase In | SDG&E | Com | WaterHeat | Com - Office (Large) | Energy Efficiency | 13052551.6235 | 13279215.8253 | 13400369.9056 | 13625867.5697 | 13864503.1593 | 14120573.7956 | 11606893.5171 | 11785665.3068 | 11966888.2499 | 12151197.4118 | 12355590.0702 | 12561701.4603 | 12775557.148
Scenario 4: Reference ZEAS Phase In | SDG&E | Com | WaterHeat | Com - Office (Large) | Fuel Substitution | 8565110.7928 | 8783451.2875 | 7863261.7936 | 6372614.0319 | 4733299.8832 | 4791945.6594 | 4088009.1144 | 4044554.5808 | 3992110.5226 | 3925780.4617 | 3890506.6256 | 3835889.4278 | 3776097.4284
Scenario 4: Reference ZEAS Phase In | SDG&E | Com | WaterHeat | Com - Office (Small) | Energy Efficiency | 6325973.6731 | 6576364.4704 | 6811396.6235 | 7076123.8212 | 7357180.8117 | 7655073.77 | 7954854.8409 | 8261153.1775 | 8580056.2033 | 8911334.1956 | 9267770.856 | 9637416.708 | 10025186.6922
Scenario 4: Reference ZEAS Phase In | SDG&E | Com | WaterHeat | Com - Office (Small) | Fuel Substitution | 4917028.1712 | 5156970.6525 | 4712768.4198 | 3894908.7368 | 2943575.388 | 3047643.8911 | 2658528.3409 | 2689588.6646 | 2714556.9164 | 2729584.7637 | 2766085.6755 | 2788718.723 | 2807100.6692
Scenario 4: Reference ZEAS Phase In | SDG&E | Com | WaterHeat | Com - Other | Energy Efficiency | 58994742.8504 | 61435698.2869 | 63054653.3614 | 65499650.673 | 68154463.8078 | 71033257.8916 | 70159037.064 | 72561665.0163 | 75011034.3685 | 77477696.7668 | 80287619.2786 | 83090421.0013 | 85993991.4661
Scenario 4: Reference ZEAS Phase In | SDG&E | Com | WaterHeat | Com - Other | Fuel Substitution | 177574140.3445 | 186862771.4809 | 176218793.2621 | 154127798.0542 | 127819821.9614 | 133225159.421 | 85959964.5916 | 87264831.2774 | 88382931.5503 | 89188674.9282 | 90691128.8175 | 91754642.6286 | 92686659.4899
Scenario 4: Reference ZEAS Phase In | SDG&E | Com | WaterHeat | Com - Refrig. Warehouse | Energy Efficiency | 143768.8043 | 150082.6571 | 156466.8689 | 163092.6037 | 170224.659 | 177864.6221 | 180390.714 | 187682.2984 | 195247.6951 | 203044.8936 | 211614.9912 | 220416.8458 | 229633.3502
Scenario 4: Reference ZEAS Phase In | SDG&E | Com | WaterHeat | Com - Refrig. Warehouse | Fuel Substitution | 67539.4438 | 71135.6416 | 68079.1376 | 61049.1223 | 52572.1447 | 54917.6274 | 31361.1558 | 31888.2909 | 32349.5689 | 32699.1638 | 33302.7032 | 33748.6437 | 34148.1417
Scenario 4: Reference ZEAS Phase In | SDG&E | Com | WaterHeat | Com - Restaurant | Energy Efficiency | 17206137.6481 | 17890004.1817 | 18070987.5641 | 18741493.806 | 19471097.3133 | 20258594.8857 | 20178111.2534 | 20843610.7247 | 21521324.9333 | 22203735.1048 | 22980552.3917 | 23755257.1169 | 24556973.2233
Scenario 4: Reference ZEAS Phase In | SDG&E | Com | WaterHeat | Com - Restaurant | Fuel Substitution | 125120407.8767 | 131348219.2153 | 120177999.0527 | 99266684.0319 | 74896621.1346 | 77589992.895 | 71229698.7819 | 72171475.9497 | 72953425.6883 | 73471936.7029 | 74566787.247 | 75293034.458 | 75907223.0722
Scenario 4: Reference ZEAS Phase In | SDG&E | Com | WaterHeat | Com - Retail | Energy Efficiency | 14228825.253 | 14824002.7548 | 15414419.9273 | 16049389.5989 | 16723118.903 | 17437769.3833 | 18162397.7498 | 18906851.1943 | 19684057.4396 | 20494188.0688 | 21364218.1292 | 22269880.762 | 23222037.7186
Scenario 4: Reference ZEAS Phase In | SDG&E | Com | WaterHeat | Com - Retail | Fuel Substitution | 5737615.7454 | 6029067.9342 | 5482441.7306 | 4465892.3401 | 3278471.7666 | 3393858.6996 | 3390733.4882 | 3437289.8756 | 3476275.0791 | 3502737.3187 | 3556719.7265 | 3593162.1498 | 3624289.0146
Scenario 4: Reference ZEAS Phase In | SDG&E | Com | WaterHeat | Com - School | Energy Efficiency | 18794027.998 | 19283087.3324 | 19482568.6321 | 19979835.9741 | 20502594.2767 | 21050382.6877 | 20105667.7102 | 20618616.6576 | 21149171.9747 | 21696847.9306 | 22280408.5879 | 22881712.6251 | 23507737.3449
Scenario 4: Reference ZEAS Phase In | SDG&E | Com | WaterHeat | Com - School | Fuel Substitution | 25200707.3367 | 26059276.3995 | 23360061.8902 | 18895736.8268 | 13905683.8548 | 14202444.4542 | 12129841.5798 | 12099249.6321 | 12039680.8009 | 11935265.434 | 11925336.103 | 11853487.2365 | 11763204.0889
Scenario 4: Reference ZEAS Phase In | SDG&E | Com | WaterHeat | Com - Warehouse | Energy Efficiency | 8128700.7777 | 8511176.6356 | 8908991.573 | 9327493.5772 | 9770194.4276 | 10238633.7148 | 10530858.7816 | 11034469.1536 | 11565009.1235 | 12124375.9898 | 12719178.1301 | 13346655.0464 | 14010864.8266
Scenario 4: Reference ZEAS Phase In | SDG&E | Com | WaterHeat | Com - Warehouse | Fuel Substitution | 475719.1008 | 502150.577 | 480204.6431 | 430806.3578 | 370985.3258 | 388636.7389 | 205486.8673 | 209209.3176 | 212498.7882 | 215046.3481 | 219303.9603 | 222511.5143 | 225413.2014
Scenario 4: Reference ZEAS Phase In | SDG&E | Com | WholeBlg | Com - College | Energy Efficiency | 1115609.4475 | 1116762.027 | 1116337.2288 | 1145596.6794 | 1141624.894 | 1193988.81 | 1249925.8953 | 1292418.104 | 1339862.842 | 1396744.8319 | 1443406.4826 | 1573155.83 | 1627588.9771
Scenario 4: Reference ZEAS Phase In | SDG&E | Com | WholeBlg | Com - Health | Energy Efficiency | 1924552.2431 | 1946299.3232 | 1973289.7449 | 2066347.7357 | 2084505.6509 | 2087423.9771 | 1876744.8204 | 1922805.2789 | 2053645.2463 | 2323314.5574 | 2698168.9488 | 2519724.5422 | 2461650.0901
Scenario 4: Reference ZEAS Phase In | SDG&E | Com | WholeBlg | Com - Lodging | Energy Efficiency | 415746.8574 | 390892.701 | 366627.049 | 354844.2885 | 329932.3051 | 326772.6881 | 319310.0949 | 311365.7978 | 308073.6437 | 303745.4589 | 295486.8111 | 284761.4624 | 278337.0883
Scenario 4: Reference ZEAS Phase In | SDG&E | Com | WholeBlg | Com - Office (Large) | Energy Efficiency | 10460999.2666 | 10237537.7692 | 9937673.9797 | 9624233.3219 | 9309659.2714 | 9374804.3933 | 9500755.8905 | 9512922.0171 | 9370862.2616 | 9313273.7267 | 9230987.221 | 9091259.2093 | 8993164.5436
Scenario 4: Reference ZEAS Phase In | SDG&E | Com | WholeBlg | Com - Office (Small) | Energy Efficiency | 2613696.0523 | 2621683.2447 | 2613638.4096 | 2596626.3482 | 2591601.7919 | 2645973.9222 | 2704547.5274 | 2751823.1877 | 2802159.5449 | 2853698.0606 | 2906101.4611 | 2937430.2905 | 2976876.9244
Scenario 4: Reference ZEAS Phase In | SDG&E | Com | WholeBlg | Com - Other | Energy Efficiency | 1220212.7593 | 1207775.8417 | 1179874.5024 | 1140557.3736 | 1096124.4383 | 1103933.7353 | 1109093.0918 | 1101302.663 | 1089346.2988 | 1077932.2373 | 1058274.7148 | 1014291.3256 | 972185.055
Scenario 4: Reference ZEAS Phase In | SDG&E | Com | WholeBlg | Com - Restaurant | Energy Efficiency | 656092.1487 | 641895.7665 | 628963.4023 | 608430.4924 | 592474.8257 | 594375.5363 | 597990.1438 | 594712.9639 | 586136.1371 | 576871.4777 | 564832.1801 | 537294.2616 | 508540.2368
Scenario 4: Reference ZEAS Phase In | SDG&E | Com | WholeBlg | Com - Retail | Energy Efficiency | 4335635.4156 | 4472960.9732 | 4601145.8435 | 4711849.0193 | 4779604.6721 | 5017558.0559 | 5263179.6054 | 5486158.9991 | 5705102.7702 | 5945865.7276 | 6175767.4757 | 6379564.3471 | 6622611.851
Scenario 4: Reference ZEAS Phase In | SDG&E | Com | WholeBlg | Com - School | Energy Efficiency | 4336202.2693 | 4425096.5314 | 4505111.9286 | 4581801.7656 | 4698167.7952 | 4847769.1086 | 5004899.7381 | 5172331.0424 | 5363539.1548 | 5563902.0852 | 5780501.724 | 5987624.7144 | 6207287.4242
Scenario 4: Reference ZEAS Phase In | SDG&E | Com | WholeBlg | Com - Warehouse | Energy Efficiency | 542080.75 | 525321.0714 | 498727.1669 | 470612.163 | 435831.0417 | 429437.9459 | 416933.8813 | 397653.777 | 375676.9051 | 352008.0004 | 321298.2509 | 273332.2908 | 224487.6669
Scenario 4: Reference ZEAS Phase In | SDG&E | Res | AppPlug | Res - Multi Family | Energy Efficiency | 23910316.3947 | 25075456.3217 | 26236284.3393 | 27217947.7979 | 28278009.1132 | 29915428.5542 | 31260931.5232 | 32405837.8315 | 33620521.7671 | 34496780.4558 | 35833952.6289 | 37150544.969 | 38510478.6102
Scenario 4: Reference ZEAS Phase In | SDG&E | Res | AppPlug | Res - Multi Family | Fuel Substitution | 61192378.9347 | 65089718.1282 | 69416341.1469 | 74208342.2444 | 79161459.2019 | 84240198.2158 | 17093423.8635 | 18987349.9207 | 21089532.2605 | 23456715.3753 | 25798137.3809 | 28449859.5796 | 31326484.1886
Scenario 4: Reference ZEAS Phase In | SDG&E | Res | AppPlug | Res - Single Family | Energy Efficiency | 41269913.8198 | 43521904.6087 | 45746102.0322 | 47378295.8898 | 49115519.5617 | 52368887.1238 | 54853653.9267 | 56847555.708 | 59043834.9551 | 60234209.5213 | 62619155.1596 | 64932858.71 | 67305051.3005
Scenario 4: Reference ZEAS Phase In | SDG&E | Res | AppPlug | Res - Single Family | Fuel Substitution | 109392743.6753 | 117913213.9691 | 127721649.4807 | 138903581.2944 | 150281975.801 | 161523120.4549 | 57829507.7563 | 66013331.9484 | 75182066.6114 | 85620871.4185 | 95847826.7493 | 107560763.5316 | 120327010.586
Scenario 4: Reference ZEAS Phase In | SDG&E | Res | BldgEnv | Res - Multi Family | Energy Efficiency | 14555769.339 | 15120116.3133 | 15762348.869 | 16428515.3877 | 17143868.0931 | 18019267.6214 | 18900724.2494 | 19792098.8047 | 20724098.3966 | 21724999.6223 | 22848513.1963 | 24075045.9582 | 25450487.4161
Scenario 4: Reference ZEAS Phase In | SDG&E | Res | BldgEnv | Res - Single Family | Energy Efficiency | 96055021.856 | 100321559.7492 | 104871471.1796 | 109512046.7397 | 114537966.8116 | 120643476.1209 | 126611774.0822 | 132555419.193 | 138771039.3696 | 145326027.6014 | 152664326.9404 | 160479539.8237 | 169036607.6369
Scenario 4: Reference ZEAS Phase In | SDG&E | Res | HVAC | Res - Multi Family | Energy Efficiency | 12493148.3852 | 12937693.9759 | 13267566.454 | 13360582.4491 | 13466137.3008 | 14162779.6879 | 14613042.7825 | 14844184.4235 | 15041762.1566 | 15184259.4837 | 15514082.0908 | 15734353.7703 | 15945113.4323
Scenario 4: Reference ZEAS Phase In | SDG&E | Res | HVAC | Res - Multi Family | Fuel Substitution | 40657959.8932 | 43761042.1575 | 47243572.0373 | 51109365.7514 | 5861334.1505 | 6132067.9308 | 6260287.5237 | 6284087.8519 | 6286133.7347 | 6264999.1309 | 6298599.9482 | 6269124.945 | 6234863.2629
Scenario 4: Reference ZEAS Phase In | SDG&E | Res | HVAC | Res - Single Family | Energy Efficiency | 56223441.0322 | 58312682.6153 | 59792880.3444 | 59845279.227 | 59113174.0523 | 62399886.1586 | 64508134.5375 | 65451576.8586 | 66258771.7874 | 66708943.9821 | 68072730.0686 | 68760091.2399 | 69392011.2057
Scenario 4: Reference ZEAS Phase In | SDG&E | Res | HVAC | Res - Single Family | Fuel Substitution | 681963966.0158 | 731756606.3955 | 787383243.4508 | 848937126.6572 | 91331144.0232 | 95294155.1573 | 97363436.3956 | 98042897.6468 | 98436568.8253 | 98524398.9117 | 99352861.498 | 99339010.3809 | 99265426.0665
Scenario 4: Reference ZEAS Phase In | SDG&E | Res | WaterHeat | Res - Multi Family | Energy Efficiency | 49667400.4825 | 51705084.2626 | 52798330.9187 | 54746164.927 | 56867272.0179 | 59353706.8648 | 61616616.9599 | 63756608.5433 | 65948406.748 | 68142129.9358 | 70669913.4757 | 73148151.8584 | 75711038.7304
Scenario 4: Reference ZEAS Phase In | SDG&E | Res | WaterHeat | Res - Multi Family | Fuel Substitution | 4536866605.0973 | 4901256336.0553 | 5288100579.3345 | 5679919897.1716 | 6068588494.9425 | 6521800161.5037 | 83625518.5895 | 85259064.0225 | 86804297.7283 | 88092538.1946 | 89980240.5644 | 91410709.973 | 92731016.9796
Scenario 4: Reference ZEAS Phase In | SDG&E | Res | WaterHeat | Res - Single Family | Energy Efficiency | 91527647.5746 | 96546292.0006 | 97626568.4412 | 102093094.3229 | 106792516.2768 | 111993780.299 | 117225658.2061 | 122583607.3187 | 128214323.0476 | 134097171.6309 | 140497371.7646 | 147146744.7215 | 154165055.2408
Scenario 4: Reference ZEAS Phase In | SDG&E | Res | WaterHeat | Res - Single Family | Fuel Substitution | 1469811935.7528 | 1560978577.3123 | 1375306089.304 | 960833166.398 | 476769955.687 | 495242244.6877 | 508950775.9971 | 519482154.8479 | 529504660.0112 | 537995593.4835 | 550139261.237 | 559537969.8521 | 568290115.7582
Scenario 4: Reference ZEAS Phase In | SDG&E | Res | WholeBlg | Res - Multi Family | Energy Efficiency | 6586153.0571 | 6122863.7184 | 6348158.7039 | 6689675.8507 | 6649583.864 | 6740592.0866 | 6722054.5942 | 6597130.3357 | 6421229.1614 | 6211661.4101 | 6076832.9355 | 6002672.8624 | 5934590.3379
Scenario 4: Reference ZEAS Phase In | SDG&E | Res | WholeBlg | Res - Single Family | Energy Efficiency | 8809355.674 | 9781844.4515 | 11056029.0884 | 11587491.8921 | 11002250.6145 | 10872188.8147 | 10541618.3454 | 10113516.8093 | 9685665.6245 | 9256481.1852 | 8948564.0842 | 8726578.2136 | 8516942.9721
Scenario 5: High TRC ZEAS Phase In | PG&E | Com | AppPlug | Com - College | Energy Efficiency | 598286.6359 | 625761.9735 | 609820.8881 | 637948.9079 | 667543.9457 | 698715.5266 | 731582.6724 | 766273.8102 | 802884.456 | 841538.6925 | 882380.8402 | 925586.9373 | 971337.3018
Scenario 5: High TRC ZEAS Phase In | PG&E | Com | AppPlug | Com - Health | Energy Efficiency | 144799269.8777 | 151717291.0518 | 159227383.9744 | 166798051.3132 | 174914749.9671 | 173706976.9596 | 202601751.3315 | 197278705.5895 | 207046296.8214 | 217266951.8182 | 227961559.5713 | 239668045.1677 | 252080212.7608
Scenario 5: High TRC ZEAS Phase In | PG&E | Com | AppPlug | Com - Lodging | Energy Efficiency | 112627874.0957 | 117560788.2805 | 122727893.9831 | 128070699.7633 | 133775616.1103 | 139688235.75 | 145912317.461 | 152452551.5941 | 159331039.7868 | 166605186.8793 | 174257260.1319 | 156001111.0206 | 224187834.4133
Scenario 5: High TRC ZEAS Phase In | PG&E | Com | AppPlug | Com - Other | Energy Efficiency | 1357696.3491 | 1418534.5151 | 1482049.8647 | 1548445.1411 | 1617692.4745 | 1691415.6935 | 1769180.8126 | 1850677.8113 | 1935730.3034 | 2025901.3548 | 2121042.9932 | 2221436.3381 | 2327776.5337
Scenario 5: High TRC ZEAS Phase In | PG&E | Com | BldgEnv | Com - College | Energy Efficiency | 966080.6254 | 1004279.6128 | 1042707.9018 | 1082566.4513 | 1127514.9065 | 1180160.6409 | 1234527.6246 | 1291178.2802 | 1350621.66 | 1413373.9092 | 1479428.801 | 1546641.9075 | 1617858.643
Scenario 5: High TRC ZEAS Phase In | PG&E | Com | BldgEnv | Com - Grocery | Energy Efficiency | 1117969.2783 | 1157532.0037 | 1197272.4388 | 1238106.9622 | 1284382.1333 | 1339062.46 | 1395176.9845 | 1453434.0008 | 1514224.3829 | 1578228.2164 | 1645398.8405 | 1713348.0093 | 1785110.9943
Scenario 5: High TRC ZEAS Phase In | PG&E | Com | BldgEnv | Com - Health | Energy Efficiency | 2977997.2357 | 3109824.1978 | 3246432.8144 | 3388386.7152 | 3543555.6268 | 3716210.423 | 3896720.5303 | 4086342.5215 | 4286013.6214 | 4497042.1431 | 4719790.7779 | 4951938.201 | 5198105.9332
Scenario 5: High TRC ZEAS Phase In | PG&E | Com | BldgEnv | Com - Lodging | Energy Efficiency | 3954949.5189 | 4113918.291 | 4277865.6465 | 4448612.3647 | 4633490.2477 | 4836661.7266 | 5048456.6163 | 5270341.7847 | 5503347.1958 | 5749101.866 | 6007842.0708 | 6275329.3335 | 6559185.9445
Scenario 5: High TRC ZEAS Phase In | PG&E | Com | BldgEnv | Com - Office (Large) | Energy Efficiency | 2495262.2441 | 2523703.3784 | 2550140.1263 | 2576116.3863 | 2610839.6084 | 2659030.9186 | 2706618.1889 | 2754378.7139 | 2802989.0085 | 2853984.6047 | 2906642.8743 | 2956776.0473 | 3009522.8082
Scenario 5: High TRC ZEAS Phase In | PG&E | Com | BldgEnv | Com - Office (Small) | Energy Efficiency | 887361.7015 | 917631.8584 | 947975.3475 | 792016.765 | 875429.4665 | 859202.6971 | 894120.2238 | 930317.7987 | 968051.9784 | 1007748.8316 | 1049367.1871 | 1091389.0545 | 1135731.0531
Scenario 5: High TRC ZEAS Phase In | PG&E | Com | BldgEnv | Com - Other | Energy Efficiency | 1341138.5325 | 1391641.3831 | 1442562.9182 | 1494995.7791 | 1554262.5013 | 1624034.1996 | 1695875.0861 | 1770589.0276 | 1848671.5439 | 1931063.0582 | 2017690.2366 | 2105624.3524 | 2198634.4591
Scenario 5: High TRC ZEAS Phase In | PG&E | Com | BldgEnv | Com - Refrig. Warehouse | Energy Efficiency | 357702.0826 | 371786.8739 | 386030.7561 | 400739.4852 | 417332.466 | 436766.5947 | 456810.8619 | 477709.8475 | 499600.6133 | 522718.1137 | 547052.6479 | 571836.7004 | 598078.7996
Scenario 5: High TRC ZEAS Phase In | PG&E | Com | BldgEnv | Com - Restaurant | Energy Efficiency | 549917.6247 | 569505.1686 | 589196.2529 | 609434.3582 | 632377.345 | 659444.6422 | 687247.4324 | 716112.9548 | 746256.3105 | 777999.7016 | 811314.502 | 743940.5382 | 799613.0694
Scenario 5: High TRC ZEAS Phase In | PG&E | Com | BldgEnv | Com - Retail | Energy Efficiency | 3959388.6765 | 4102643.2929 | 4246722.8606 | 3979246.0722 | 4209217.8214 | 4318504.0497 | 4502936.3519 | 4694563.5483 | 4894701.41 | 5105531.4229 | 5326936.0102 | 5551202.256 | 5788166.218
Scenario 5: High TRC ZEAS Phase In | PG&E | Com | BldgEnv | Com - School | Energy Efficiency | 951808.3101 | 970475.9867 | 988494.3916 | 1006614.055 | 1028267.7697 | 1055654.2411 | 1083068.9738 | 1111074.1736 | 1139911.5106 | 1170011.2884 | 1201249.5654 | 1231893.1992 | 1263988.708
Scenario 5: High TRC ZEAS Phase In | PG&E | Com | BldgEnv | Com - Warehouse | Energy Efficiency | 10147101.1928 | 10598373.3117 | 11066415.3902 | 11556429.878 | 12086468.0772 | 12669463.6088 | 13279254.3736 | 13920976.6986 | 14596700.3681 | 15311853.2586 | 16067237.3779 | 16855584.0466 | 17691192.477
Scenario 5: High TRC ZEAS Phase In | PG&E | Com | ComRefrig | Com - College | Energy Efficiency | 111787.7689 | 115358.1915 | 117620.0005 | 118141.2168 | 119697.2179 | 124244.509 | 125735.3842 | 125581.9261 | 124021.2587 | 121531.74 | 121425.9071 | 119134.6617 | 117565.1679
Scenario 5: High TRC ZEAS Phase In | PG&E | Com | ComRefrig | Com - Grocery | Energy Efficiency | 69106476.4691 | 71091145.8341 | 72625212.4076 | 73299105.5372 | 74220045.3406 | 77079603.2153 | 78990040.0556 | 80634249.0609 | 82008702.8331 | 83239577.9287 | 85420867.6291 | 86880064.916 | 88254226.808
Scenario 5: High TRC ZEAS Phase In | PG&E | Com | ComRefrig | Com - Health | Energy Efficiency | 301806.9586 | 310193.4943 | 315673.844 | 318812.424 | 327095.8883 | 338791.6276 | 338267.3973 | 330753.0391 | 316956.3098 | 298307.8289 | 287117.7375 | 268772.1315 | 254909.153
Scenario 5: High TRC ZEAS Phase In | PG&E | Com | ComRefrig | Com - Refrig. Warehouse | Energy Efficiency | 587526.1597 | 609299.9642 | 617787.8259 | 599626.3249 | 584658.0836 | 611112.8743 | 627076.9619 | 638699.1028 | 645921.1979 | 654676.8913 | 676211.5208 | 684775.4753 | 692807.8438
Scenario 5: High TRC ZEAS Phase In | PG&E | Com | ComRefrig | Com - Restaurant | Energy Efficiency | 2628368.3523 | 2703473.5934 | 2759300.4564 | 2777911.4671 | 2807096.7656 | 2916619.3222 | 2989846.5802 | 3053217.2533 | 3106318.4731 | 3155118.8924 | 3240525.6189 | 2899373.5738 | 3077393.2785
Scenario 5: High TRC ZEAS Phase In | PG&E | Com | ComRefrig | Com - Retail | Energy Efficiency | 39582322.0353 | 40604934.7657 | 41427572.0124 | 37858540.3513 | 39632655.738 | 40118200.2639 | 41214665.9774 | 42250771.9977 | 43186990.0379 | 44079197.0581 | 45402718.0916 | 46393611.773 | 47363350.6679
Scenario 5: High TRC ZEAS Phase In | PG&E | Com | ComRefrig | Com - School | Energy Efficiency | 84360.57 | 85836.4246 | 86225.5456 | 84640.1681 | 83292.601 | 85147.9228 | 85724.1963 | 85750.4452 | 85319.7705 | 84772.2344 | 85483.2206 | 85114.4448 | 84613.0308
Scenario 5: High TRC ZEAS Phase In | PG&E | Com | FoodServ | Com - College | Energy Efficiency | 2724723.1327 | 2847831.4502 | 2933745.8886 | 3073107.5305 | 3163244.8373 | 3315588.4595 | 3461612.7936 | 3605041.502 | 3751372.0307 | 3900691.9475 | 4076639.0416 | 4243474.6996 | 4421101.0725
Scenario 5: High TRC ZEAS Phase In | PG&E | Com | FoodServ | Com - College | Fuel Substitution | 9762559.5539 | 10294130.7012 | 10883777.3448 | 11522924.9973 | 12160966.7226 | 12796265.443 | 13550020.6461 | 14393770.1075 | 15325916.4784 | 16334897.465 | 17349879.6843 | 18477697.8424 | 19690485.3221
Scenario 5: High TRC ZEAS Phase In | PG&E | Com | FoodServ | Com - Grocery | Energy Efficiency | 13150886.8001 | 13684714.9391 | 14204272.0726 | 14696846.3274 | 15252988.0711 | 15938879.1839 | 16576450.5071 | 17208351.8312 | 17822123.6515 | 18453175.6046 | 19195159.5698 | 19915708.423 | 20667755.526
Scenario 5: High TRC ZEAS Phase In | PG&E | Com | FoodServ | Com - Grocery | Fuel Substitution | 92820171.1536 | 97478008.9159 | 102644181.219 | 108231805.7233 | 113762369.5659 | 119221050.2113 | 125732460.3379 | 133020672.0069 | 141061250.7965 | 149738782.1761 | 158398799.5671 | 168012010.7983 | 178314204.3642
Scenario 5: High TRC ZEAS Phase In | PG&E | Com | FoodServ | Com - Health | Energy Efficiency | 5168728.1587 | 5408626.7873 | 5657801.796 | 5851227.1295 | 6094351.0498 | 6376356.7348 | 6719619.4592 | 6974020.9788 | 7253444.2857 | 7530605.3326 | 7857483.0826 | 8198309.9373 | 8555540.8401
Scenario 5: High TRC ZEAS Phase In | PG&E | Com | FoodServ | Com - Health | Fuel Substitution | 28171453.4615 | 29746771.3602 | 31491439.0985 | 33382722.9458 | 35280575.4621 | 37180669.2258 | 39422053.5953 | 41927002.7019 | 44692615.2805 | 47687994.4254 | 50715233.9481 | 54075990.3356 | 57693602.0824
Scenario 5: High TRC ZEAS Phase In | PG&E | Com | FoodServ | Com - Lodging | Energy Efficiency | 5543331.1615 | 5759148.3369 | 5960739.6673 | 6141423.0508 | 6368486.1684 | 6648154.3021 | 6892786.2871 | 7124335.5673 | 7340657.5426 | 7559982.604 | 7832534.8791 | 8049329.2223 | 8349103.9976
Scenario 5: High TRC ZEAS Phase In | PG&E | Com | FoodServ | Com - Lodging | Fuel Substitution | 25407158.8342 | 26708097.969 | 28151233.8391 | 29712996.3729 | 31261681.7063 | 32793138.815 | 34618158.361 | 36661205.2622 | 38916106.1781 | 41351441.6597 | 43786105.2861 | 46489652.7152 | 49389365.4403
Scenario 5: High TRC ZEAS Phase In | PG&E | Com | FoodServ | Com - Office (Large) | Energy Efficiency | 47525.7356 | 47890.1235 | 48062.9503 | 48084.6152 | 48491.7377 | 49318.776 | 49617.5786 | 49648.2669 | 49452.9599 | 49117.5002 | 49101.5962 | 48736.9073 | 48300.8338
Scenario 5: High TRC ZEAS Phase In | PG&E | Com | FoodServ | Com - Office (Small) | Energy Efficiency | 19169.9166 | 19745.6907 | 20247.5627 | 16486.8384 | 21766.8632 | 18064.1575 | 18565.729 | 18986.9861 | 19336.253 | 19625.8782 | 20052.0095 | 20340.2693 | 20599.1903
Scenario 5: High TRC ZEAS Phase In | PG&E | Com | FoodServ | Com - Other | Energy Efficiency | 27211987.9798 | 28340442.464 | 29461989.6494 | 30573195.5878 | 31811179.1611 | 33245465.3605 | 34611543.6944 | 35965775.6736 | 37303705.9517 | 38691214.5369 | 40276545.7053 | 41846324.3154 | 43482702.2793
Scenario 5: High TRC ZEAS Phase In | PG&E | Com | FoodServ | Com - Other | Fuel Substitution | 95122973.1274 | 100218379.3862 | 105904305.3058 | 112079837.3469 | 118182613.4476 | 124192472.5027 | 131436632.3272 | 139593716.0248 | 148638271.8467 | 158436011.6412 | 168208000.2577 | 179111831.882 | 190834841.5378
Scenario 5: High TRC ZEAS Phase In | PG&E | Com | FoodServ | Com - Restaurant | Energy Efficiency | 38492618.5361 | 40007551.0656 | 41498654.1127 | 42929300.8212 | 44559893.9399 | 46495647.8047 | 48318140.6215 | 50115583.9254 | 51889125.0784 | 53712600.2852 | 55832733.4377 | 48757414.9475 | 82975497.2928
Scenario 5: High TRC ZEAS Phase In | PG&E | Com | FoodServ | Com - Restaurant | Fuel Substitution | 260012453.5 | 273246752.6452 | 287963278.6078 | 303902822.9462 | 319645901.7 | 335146089.9106 | 353735577.3113 | 374595768.1765 | 397653380.7612 | 422564762.1972 | 447385475.9142 | 419205400.6135 | 445338753.5448
Scenario 5: High TRC ZEAS Phase In | PG&E | Com | FoodServ | Com - Retail | Energy Efficiency | 349684.1464 | 367686.715 | 379792.143 | 305180.8867 | 740895.8593 | 375682.7117 | 392774.2263 | 408465.7014 | 420415.685 | 431908.6356 | 453176.0954 | 468898.5786 | 485167.3969
Scenario 5: High TRC ZEAS Phase In | PG&E | Com | FoodServ | Com - School | Energy Efficiency | 7901608.5302 | 8088412.8239 | 8255108.7711 | 8398280.9281 | 8571654.205 | 8806742.3295 | 8999973.6574 | 9181183.5286 | 9347687.8059 | 9514290.2 | 9731337.8132 | 9930694.1945 | 10130653.6398
Scenario 5: High TRC ZEAS Phase In | PG&E | Com | FoodServ | Com - School | Fuel Substitution | 13237431.9967 | 13687387.0455 | 14190091.4866 | 14731148.2048 | 15245242.577 | 15731283.6928 | 16334152.9097 | 17013336.9039 | 17761849.3731 | 18561897.5193 | 19331790.5829 | 20187373.2808 | 21093309.2958
Scenario 5: High TRC ZEAS Phase In | PG&E | Com | HVAC | Com - College | Energy Efficiency | 17226126.8043 | 17697305.87 | 17818699.0172 | 18515657.6804 | 18175124.2179 | 18880636.668 | 16093618.4875 | 16571046.5098 | 17054294.009 | 17542625.9993 | 18136763.3923 | 18624673.3332 | 19133617.8982
Scenario 5: High TRC ZEAS Phase In | PG&E | Com | HVAC | Com - College | Fuel Substitution | 4506047.5262 | 4767502.0234 | 5050367.9466 | 5356201.1108 | 78628.543 | 89450.2499 | 95447.5713 | 99542.5259 | 102594.7305 | 104921.9969 | 111056.3007 | 113103.4557 | 114718.6455
Scenario 5: High TRC ZEAS Phase In | PG&E | Com | HVAC | Com - Grocery | Energy Efficiency | 31339120.4257 | 32096042.8946 | 32749063.0841 | 33314626.4345 | 33834951.5724 | 34946736.9012 | 35942232.7368 | 36909018.3827 | 37870835.8095 | 38861280.8687 | 40015852.9201 | 41057561.731 | 42139702.814
Scenario 5: High TRC ZEAS Phase In | PG&E | Com | HVAC | Com - Grocery | Fuel Substitution | 31413844.9794 | 33088435.6026 | 34921746.2709 | 36905156.2662 | 877629.2861 | 912583.0407 | 934690.2579 | 951765.9597 | 966116.2375 | 978601.7646 | 1000981.6464 | 1012779.0871 | 1023511.8697
Scenario 5: High TRC ZEAS Phase In | PG&E | Com | HVAC | Com - Health | Energy Efficiency | 46723284.6178 | 48188551.8991 | 49596928.2827 | 50819687.3105 | 51460778.3048 | 53424406.2565 | 51958692.2125 | 53746600.8143 | 55546695.5819 | 57380420.4831 | 59471792.0206 | 61472423.6114 | 63560118.9134
Scenario 5: High TRC ZEAS Phase In | PG&E | Com | HVAC | Com - Health | Fuel Substitution | 10688313.0799 | 11308166.8476 | 11980426.4899 | 12704760.2554 | 667181.7395 | 702150.9206 | 725386.4022 | 744070.512 | 760324.4676 | 774931.0099 | 799218.6382 | 813459.7228 | 826778.1048
Scenario 5: High TRC ZEAS Phase In | PG&E | Com | HVAC | Com - Lodging | Energy Efficiency | 28902669.8175 | 29620195.2295 | 30245811.9904 | 30793364.0519 | 31198801.3975 | 32295232.1034 | 32126099.0027 | 33066636.8948 | 34008219.4734 | 34987646.8169 | 36121082.165 | 37138973.2857 | 38195584.1636
Scenario 5: High TRC ZEAS Phase In | PG&E | Com | HVAC | Com - Lodging | Fuel Substitution | 9993913.772 | 10525475.8879 | 11104036.3998 | 11727818.9367 | 352824.2305 | 368683.9914 | 378656.0657 | 386323.2003 | 392741.9412 | 398305.831 | 408443.8578 | 413885.0417 | 418655.6634
Scenario 5: High TRC ZEAS Phase In | PG&E | Com | HVAC | Com - Office (Large) | Energy Efficiency | 56013431.1648 | 55764996.1722 | 55270894.7456 | 54524371.5752 | 53943083.5042 | 54436148.9992 | 42914877.6326 | 42765238.5808 | 42532718.2377 | 42302864.8979 | 42319654.488 | 42011910.518 | 41703741.2367
Scenario 5: High TRC ZEAS Phase In | PG&E | Com | HVAC | Com - Office (Large) | Fuel Substitution | 979866.7193 | 1037209.2343 | 1094597.955 | 1152583.4305 | -117304.6555 | -97824.1353 | -88116.7645 | -82274.6136 | -78528.1742 | -76188.0809 | -67791.9809 | -66301.5648 | -65557.3186
Scenario 5: High TRC ZEAS Phase In | PG&E | Com | HVAC | Com - Office (Small) | Energy Efficiency | 28940842.0955 | 29622206.6365 | 30216580.4119 | 24757782.3647 | 33389794.7911 | 26652908.6318 | 18210521.3078 | 18570760.4527 | 18914653.525 | 19258573.2037 | 19705421.5963 | 20040926.0641 | 20381888.9759
Scenario 5: High TRC ZEAS Phase In | PG&E | Com | HVAC | Com - Office (Small) | Fuel Substitution | 2780745.7765 | 2939013.5462 | 3110345.5901 | 2677977.1112 | -52809.3572 | -45417.2278 | -42051.8201 | -40285.9317 | -39402.9738 | -39135.0231 | -35863.8113 | -35890.5648 | -36283.5692
Scenario 5: High TRC ZEAS Phase In | PG&E | Com | HVAC | Com - Other | Energy Efficiency | 128440699.3258 | 132468807.3076 | 136275858.8948 | 139904919.119 | 141601145.2523 | 147390927.3859 | 153107522.8312 | 158807165.6846 | 164568162.2743 | 170615187.2734 | 177446535.8876 | 183968466.1159 | 190803284.9089
Scenario 5: High TRC ZEAS Phase In | PG&E | Com | HVAC | Com - Other | Fuel Substitution | 60122028.7611 | 63433702.704 | 67037125.1224 | 70923397.9631 | 1478073.5695 | 1578992.4536 | 1638972.7171 | 1682873.0134 | 1718016.8513 | 1747123.8116 | 1808227.2766 | 1835087.2658 | 1858428.0993
Scenario 5: High TRC ZEAS Phase In | PG&E | Com | HVAC | Com - Refrig. Warehouse | Energy Efficiency | 7924.2818 | 8306.504 | 8710.4538 | 9137.7374 | 31.0072 | 32.4904 | 34.0446 | 35.6889 | 37.4103 | 39.2365 | 41.1632 | 43.2067 | 45.3748
Scenario 5: High TRC ZEAS Phase In | PG&E | Com | HVAC | Com - Restaurant | Energy Efficiency | 64521450.2353 | 67213611.6606 | 70025424.9377 | 72953791.917 | 73388165.2991 | 76652909.6929 | 80077974.1054 | 83663511.9784 | 87431332.5976 | 91402729.9864 | 95635650.4479 | 88543411.7456 | 108983619.0773
Scenario 5: High TRC ZEAS Phase In | PG&E | Com | HVAC | Com - Restaurant | Fuel Substitution | 2771060.6627 | 2920864.5148 | 3082721.1562 | 3256382.1679 | 178151.1358 | 188913.8917 | 195237.1539 | 199813.352 | 203436.722 | 206403.4147 | 212773.1923 | 190178.5537 | 192227.0824
Scenario 5: High TRC ZEAS Phase In | PG&E | Com | HVAC | Com - Retail | Energy Efficiency | 66137050.6626 | 67658329.4344 | 68930963.3052 | 62493910.6382 | 73748730.8683 | 65998455.6856 | 63740689.3713 | 65367970.0897 | 66965676.6044 | 68594848.1871 | 70565514.6508 | 72243609.8947 | 73975913.9657
Scenario 5: High TRC ZEAS Phase In | PG&E | Com | HVAC | Com - Retail | Fuel Substitution | 8770534.2595 | 9247202.3454 | 9761681.4479 | 9355373.3306 | 584054.6752 | 617610.8198 | 637666.3884 | 652416.3252 | 664277.3019 | 674149.5484 | 694436.0709 | 703536.9355 | 711484.2372
Scenario 5: High TRC ZEAS Phase In | PG&E | Com | HVAC | Com - School | Energy Efficiency | 39996625.3497 | 40494692.6886 | 40884267.9403 | 41184663.4048 | 38954001.2119 | 39768384.0558 | 34450557.4631 | 34954441.7827 | 35446097.824 | 35954179.7611 | 36600947.0237 | 37125661.4088 | 37661717.2587
Scenario 5: High TRC ZEAS Phase In | PG&E | Com | HVAC | Com - School | Fuel Substitution | 7148153.0789 | 7425981.2025 | 7727159.8933 | 8049105.349 | -211647.71 | -201347.8037 | -195987.6486 | -192583.805 | -190247.0712 | -188635.6437 | -183172.9909 | -181970.284 | -181168.5774
Scenario 5: High TRC ZEAS Phase In | PG&E | Com | HVAC | Com - Warehouse | Energy Efficiency | 4990369.4041 | 5130079.5539 | 5253894.9081 | 5365237.4187 | 5472158.2269 | 5682657.8355 | 5875102.4111 | 6064327.0011 | 6252411.9782 | 6447804.0866 | 6673480.3454 | 6879232.1746 | 7093195.4272
Scenario 5: High TRC ZEAS Phase In | PG&E | Com | HVAC | Com - Warehouse | Fuel Substitution | 4799743.9272 | 5082781.7465 | 5392427.7572 | 5727913.9846 | 50376.321 | 56048.0666 | 59297.9801 | 61595.4709 | 63372.5392 | 64788.559 | 68140.4934 | 69427.2956 | 70499.8462
Scenario 5: High TRC ZEAS Phase In | PG&E | Com | Lighting | Com - College | Energy Efficiency | 8032518.6757 | 8243962.7483 | 8394968.6104 | 8509402.2077 | 8710043.495 | 9001126.0791 | 9111487.1775 | 9120039.8737 | 9040818.33 | 8903721.8556 | 8885930.2612 | 8744810.4856 | 8552153.2224
Scenario 5: High TRC ZEAS Phase In | PG&E | Com | Lighting | Com - Grocery | Energy Efficiency | 13590593.752 | 13881011.6168 | 14130210.4544 | 14313081.9091 | 14667429.0711 | 15216387.4637 | 15504975.0569 | 15669130.4635 | 15733467.883 | 15706572.2911 | 15863038.8502 | 15775882.8275 | 15604023.3773
Scenario 5: High TRC ZEAS Phase In | PG&E | Com | Lighting | Com - Health | Energy Efficiency | 16047173.7721 | 16576577.5112 | 17015055.4785 | 17383386.7508 | 17927566.8425 | 18669376.7401 | 19124478.6566 | 19442133.8676 | 19639718.7947 | 19729648.3366 | 20016373.8881 | 20091197.4104 | 20090765.3754
Scenario 5: High TRC ZEAS Phase In | PG&E | Com | Lighting | Com - Lodging | Energy Efficiency | 9851344.2128 | 10085141.7235 | 10285881.6823 | 10442165.7518 | 10720155.6584 | 11138084.9626 | 11376760.3738 | 11530190.0448 | 11613839.6309 | 11633914.4394 | 11780814.8962 | 11761999.8631 | 11687408.7584
Scenario 5: High TRC ZEAS Phase In | PG&E | Com | Lighting | Com - Office (Large) | Energy Efficiency | 27329558.9776 | 27515102.4936 | 27583479.1664 | 27581655.8206 | 27743019.5755 | 28056117.1144 | 28049097.7354 | 27882179.2233 | 27593024.96 | 27243928.4202 | 27114138.2716 | 26825329.0595 | 26493839.2771
Scenario 5: High TRC ZEAS Phase In | PG&E | Com | Lighting | Com - Office (Small) | Energy Efficiency | 8276662.1743 | 8516885.2397 | 8724385.524 | 7218020.622 | 7805905.6088 | 7701099.2816 | 7864843.3508 | 7984952.1869 | 8069632.0422 | 8134383.1179 | 8267737.7236 | 8350830.5331 | 8418750.1531
Scenario 5: High TRC ZEAS Phase In | PG&E | Com | Lighting | Com - Other | Energy Efficiency | 5724677.5702 | 5886550.4766 | 6015406.3365 | 6124720.302 | 6286105.1148 | 6501690.758 | 6614753.5425 | 6672373.666 | 6682739.8223 | 6663952.7662 | 6718245.4927 | 6706597.9287 | 6669973.5463
Scenario 5: High TRC ZEAS Phase In | PG&E | Com | Lighting | Com - Refrig. Warehouse | Energy Efficiency | 2136691.279 | 2211465.9141 | 2278514.5699 | 2341165.3534 | 2423611.6906 | 2528978.0984 | 2609948.5528 | 2679922.3944 | 2740292.9595 | 2792456.4824 | 2865301.0975 | 2920182.4998 | 2971359.2441
Scenario 5: High TRC ZEAS Phase In | PG&E | Com | Lighting | Com - Restaurant | Energy Efficiency | 6702961.7668 | 6894946.3407 | 7055549.2678 | 7198698.7309 | 7395888.7606 | 7648989.6448 | 7802810.5065 | 7904415.2521 | 7962405.2157 | 7994951.6227 | 8102732.2862 | 7180238.558 | 7352264.2859
Scenario 5: High TRC ZEAS Phase In | PG&E | Com | Lighting | Com - Retail | Energy Efficiency | 62296764.4547 | 64212981.182 | 65868395.2627 | 60999057.1543 | 63926389.1356 | 65267353.3892 | 66849235.4663 | 68057427.6307 | 68952663.1134 | 69612999.2817 | 70872601.5861 | 71664487.3224 | 72318214.0189
Scenario 5: High TRC ZEAS Phase In | PG&E | Com | Lighting | Com - School | Energy Efficiency | 9644075.1686 | 9709919.0512 | 9702145.5352 | 9651542.2234 | 9694814.5549 | 9832861.368 | 9773776.1361 | 9609678.0709 | 9359232.6788 | 9058810.0444 | 8882648.4686 | 8593840.2254 | 8265610.6016
Scenario 5: High TRC ZEAS Phase In | PG&E | Com | Lighting | Com - Warehouse | Energy Efficiency | 5328508.9043 | 5501133.2766 | 5648313.9018 | 5783330.752 | 5967371.1423 | 6205159.3866 | 6361146.9931 | 6472268.5173 | 6544166.8572 | 6593918.3384 | 6708050.4475 | 6767762.8276 | 6810077.0617
Scenario 5: High TRC ZEAS Phase In | PG&E | Com | WaterHeat | Com - College | Energy Efficiency | 39967590.0327 | 41809445.7567 | 40662243.0015 | 43219692.7618 | 44606131.9306 | 46706970.4236 | 40919453.5268 | 42792138.3079 | 44754277.1418 | 46818430.8453 | 49028643.3205 | 51345760.3969 | 53790825.2406
Scenario 5: High TRC ZEAS Phase In | PG&E | Com | WaterHeat | Com - College | Fuel Substitution | 56539650.5075 | 59528776.4334 | 56793675.7282 | 50460937.8556 | 42924405.0508 | 44893216.4996 | 31311928.3347 | 32048204.4903 | 32688894.002 | 33273286.3308 | 34148651.8473 | 34879203.3047 | 35562337.8311
Scenario 5: High TRC ZEAS Phase In | PG&E | Com | WaterHeat | Com - Grocery | Energy Efficiency | 27661578.9184 | 28775324.4379 | 29909754.6269 | 31073164.067 | 32331630.3793 | 33676729.0562 | 33422232.3887 | 34653793.8768 | 35908343.7072 | 37204681.8671 | 38646876.2728 | 40112480.3459 | 41635346.9641
Scenario 5: High TRC ZEAS Phase In | PG&E | Com | WaterHeat | Com - Grocery | Fuel Substitution | 2988068.5977 | 3131532.1761 | 3287348.5939 | 3455879.8586 | 3626720.4557 | 3803182.0253 | 0 | 0 | 0 | 0 | 0 | 0 | 0
Scenario 5: High TRC ZEAS Phase In | PG&E | Com | WaterHeat | Com - Health | Energy Efficiency | 121847414.6468 | 127618632.7831 | 133238893.0103 | 139498133.2353 | 146190502.9999 | 149625507.7616 | 135103202.2221 | 141363018.2697 | 147901421.1646 | 154764607.5676 | 162168381.4093 | 169919252.5592 | 178086617.5645
Scenario 5: High TRC ZEAS Phase In | PG&E | Com | WaterHeat | Com - Health | Fuel Substitution | 135647310.2557 | 142965501.8139 | 138812155.2109 | 126874894.5106 | 112376411.861 | 117742621.1816 | 72232468.6338 | 74043651.7388 | 75643994.7657 | 77121784.1821 | 79267580.7038 | 81090223.0776 | 82810713.6456
Scenario 5: High TRC ZEAS Phase In | PG&E | Com | WaterHeat | Com - Lodging | Energy Efficiency | 137138036.5738 | 143275792.5941 | 149115618.6912 | 155821206.7478 | 162944405.15 | 170429342.1984 | 46340989.7014 | 48323681.3003 | 50394363.7028 | 52569682.6432 | 54892483.978 | 52180060.5818 | 54504231.5014
Scenario 5: High TRC ZEAS Phase In | PG&E | Com | WaterHeat | Com - Lodging | Fuel Substitution | 133539279.0076 | 140075408.2636 | 135995789.7537 | 124750730.2524 | 111238963.9335 | 116033236.3104 | 66496168.1357 | 67835716.7297 | 68969406.4799 | 69979934.7757 | 71580518.3415 | 72857936.7873 | 74046933.6621
Scenario 5: High TRC ZEAS Phase In | PG&E | Com | WaterHeat | Com - Office (Large) | Energy Efficiency | 54331153.1886 | 55292679.4526 | 55959404.4996 | 56933792.6609 | 57973063.1556 | 59062040.1165 | 48570993.8173 | 49376739.3162 | 50192295.0473 | 51033558.0819 | 51953094.3004 | 52886407.2951 | 53852396.5452
Scenario 5: High TRC ZEAS Phase In | PG&E | Com | WaterHeat | Com - Office (Large) | Fuel Substitution | 22106837.2114 | 22641553.4266 | 20710522.1502 | 17373010.8449 | 13718939.7604 | 13932371.6556 | 11873940.083 | 11822685.7005 | 11730979.161 | 11615766.4767 | 11597312.3794 | 11523224.1322 | 11429270.1649
Scenario 5: High TRC ZEAS Phase In | PG&E | Com | WaterHeat | Com - Office (Small) | Energy Efficiency | 21419417.8544 | 22276966.915 | 23112334.7908 | 20426809.0086 | 21704098.0896 | 22162831.3089 | 23056229.4721 | 23983003.2209 | 24948905.7466 | 25960057.1033 | 27039350.3775 | 28165698.1317 | 29348696.3736
Scenario 5: High TRC ZEAS Phase In | PG&E | Com | WaterHeat | Com - Office (Small) | Fuel Substitution | 8412118.1705 | 8811121.991 | 8214857.6277 | 5701262.7142 | 4568841.9257 | 4745271.982 | 4131660.3876 | 4206725.876 | 4268288.7518 | 4321701.7 | 4412325.4681 | 4483096.4865 | 4546875.1438
Scenario 5: High TRC ZEAS Phase In | PG&E | Com | WaterHeat | Com - Other | Energy Efficiency | 270450313.4005 | 281919289.0216 | 292096411.2024 | 303954114.8952 | 316857919.6983 | 330705259.8529 | 326533344.8064 | 338848438.6364 | 351333957.3099 | 364207172.5657 | 378700290.2538 | 393336885.4935 | 408509584.381
Scenario 5: High TRC ZEAS Phase In | PG&E | Com | WaterHeat | Com - Other | Fuel Substitution | 574051527.9642 | 603251018.2331 | 580143510.0769 | 523055444.0487 | 454871492.2334 | 475032915.9751 | 303595679.7064 | 310146469.9576 | 315757644.2451 | 320809834.5412 | 328619520.5465 | 335021114.0598 | 340948164.5384
Scenario 5: High TRC ZEAS Phase In | PG&E | Com | WaterHeat | Com - Refrig. Warehouse | Energy Efficiency | 4816303.112 | 5031066.6589 | 5246538.4335 | 5475683.8599 | 5721794.3135 | 5983782.5627 | 6082216.253 | 6342181.2322 | 6611144.7356 | 6891933.6906 | 7198147.6687 | 7514929.728 | 7847050.9663
Scenario 5: High TRC ZEAS Phase In | PG&E | Com | WaterHeat | Com - Refrig. Warehouse | Fuel Substitution | 1463500.8482 | 1539370.6644 | 1499148.2858 | 1380694.8231 | 1237067.6484 | 1294342.2625 | 728547.588 | 745408.1639 | 760087.1798 | 773481.1252 | 793501.5908 | 810219.4986 | 825854.6511
Scenario 5: High TRC ZEAS Phase In | PG&E | Com | WaterHeat | Com - Restaurant | Energy Efficiency | 54799059.9853 | 57019071.4539 | 58397410.5559 | 60667396.065 | 63136248.789 | 65776048.9129 | 65435552.8678 | 67811683.4108 | 70224349.2328 | 72709887.1677 | 75499867.0366 | 69935283.9613 | 75830458.8617
Scenario 5: High TRC ZEAS Phase In | PG&E | Com | WaterHeat | Com - Restaurant | Fuel Substitution | 271516330.0476 | 284696092.4022 | 265374349.9888 | 225934462.7782 | 180146234.0475 | 187254808.4399 | 171741157.476 | 175120310.6106 | 177950177.1146 | 180450285.2788 | 184503989.4591 | 165701958.9874 | 168312491.6235
Scenario 5: High TRC ZEAS Phase In | PG&E | Com | WaterHeat | Com - Retail | Energy Efficiency | 60249256.2489 | 62785275.6918 | 65354239.9827 | 62684036.4146 | 66069202.3468 | 68237605.3746 | 71122701.8015 | 74118120.9681 | 77242839.7279 | 80517959.9548 | 84022129.2228 | 87682295.5896 | 91531425.6282
Scenario 5: High TRC ZEAS Phase In | PG&E | Com | WaterHeat | Com - Retail | Fuel Substitution | 14469149.2574 | 15185151.7038 | 14100676.4791 | 10778392.3971 | 8434851.2173 | 8764308.5094 | 8785458.9525 | 8962806.9537 | 9112207.0704 | 9244862.7125 | 9457274.2029 | 9628152.1358 | 9784740.467
Scenario 5: High TRC ZEAS Phase In | PG&E | Com | WaterHeat | Com - School | Energy Efficiency | 120009691.0017 | 123119320.866 | 125459566.4356 | 128699509.5349 | 132086743.6113 | 135625567.7367 | 132029912.3772 | 135521353.8655 | 139133733.0393 | 142887139.3644 | 146852824.353 | 150961913.228 | 155241454.7017
Scenario 5: High TRC ZEAS Phase In | PG&E | Com | WaterHeat | Com - School | Fuel Substitution | 77014584.4741 | 79542750.2875 | 72715215.3494 | 60744969.1772 | 47426990.5173 | 48591920.7468 | 41419452.5479 | 41583654.7219 | 41601482.8524 | 41531078.9266 | 41811976.2798 | 41888582.2857 | 41889378.1482
Scenario 5: High TRC ZEAS Phase In | PG&E | Com | WaterHeat | Com - Warehouse | Energy Efficiency | 34624346.8276 | 36250269.3575 | 37943589.1866 | 39727390.3554 | 41613118.5755 | 43605149.3688 | 44921391.8837 | 47080067.6928 | 49353836.8658 | 51754890.9037 | 54304616.2604 | 56997509.4839 | 59848376.7994
Scenario 5: High TRC ZEAS Phase In | PG&E | Com | WaterHeat | Com - Warehouse | Fuel Substitution | 1117215.4928 | 1177739.5508 | 1147051.9242 | 1058157.3102 | 949511.1384 | 996044.4972 | 519620.5985 | 532392.6323 | 543603.4707 | 553901.4033 | 569063.5404 | 581844.2536 | 593860.4885
Scenario 5: High TRC ZEAS Phase In | PG&E | Com | WholeBlg | Com - College | Energy Efficiency | 3043002.0231 | 3122197.9901 | 3142085.5542 | 3200765.1755 | 3246467.7358 | 3317162.0775 | 3453013.9865 | 3540570.3831 | 3731026.9401 | 3905380.7139 | 4059268.2074 | 4121129.8251 | 4259557.4289
Scenario 5: High TRC ZEAS Phase In | PG&E | Com | WholeBlg | Com - Health | Energy Efficiency | 3356309.4463 | 3478306.9974 | 3845978.7711 | 3925904.1189 | 4151743.5935 | 4412960.1356 | 4669124.8875 | 4926801.1367 | 5137706.3247 | 5265347.6927 | 5305303.831 | 5620036.4892 | 5970023.0009
Scenario 5: High TRC ZEAS Phase In | PG&E | Com | WholeBlg | Com - Lodging | Energy Efficiency | 1106828.9963 | 1124238.1825 | 1139259.5723 | 1143044.9785 | 1176499.2609 | 1216017.0032 | 1253838.4151 | 1289027.9636 | 1318668.9189 | 1358041.0222 | 1395097.2045 | 1422718.55 | 1451264.8777
Scenario 5: High TRC ZEAS Phase In | PG&E | Com | WholeBlg | Com - Office (Large) | Energy Efficiency | 37177092.4752 | 37010891.5508 | 37078685.6741 | 36770100.2672 | 37002792.9121 | 37738501.9465 | 38611807.0327 | 39070301.0434 | 39179663.141 | 39719199.7023 | 40176099.3278 | 40392450.347 | 40720170.6562
Scenario 5: High TRC ZEAS Phase In | PG&E | Com | WholeBlg | Com - Office (Small) | Energy Efficiency | 7082226.9386 | 7245346.7267 | 7417237.7187 | 0 | 83820806.4678 | 7319922.6308 | 7621138.4077 | 7915866.3806 | 8186261.1551 | 8487147.0636 | 8804218.0232 | 9074792.8719 | 9368563.1901
Scenario 5: High TRC ZEAS Phase In | PG&E | Com | WholeBlg | Com - Other | Energy Efficiency | 2784541.5832 | 2813532.8449 | 2837222.8064 | 2828092.7103 | 2819345.9817 | 2934422.3286 | 3046068.0721 | 3125046.2709 | 3146208.3597 | 3200143.7861 | 3256056.4148 | 3260028.3847 | 3271712.9633
Scenario 5: High TRC ZEAS Phase In | PG&E | Com | WholeBlg | Com - Restaurant | Energy Efficiency | 1503815.6529 | 1488257.0606 | 1482896.1763 | 1467153.0583 | 1463200.9043 | 1495936.3963 | 1531682.8582 | 1557664.4415 | 1575965.6532 | 1600040.5651 | 1620454.0136 | 0 | 17335300.8432
Scenario 5: High TRC ZEAS Phase In | PG&E | Com | WholeBlg | Com - Retail | Energy Efficiency | 12205218.4217 | 12702901.8093 | 13277916.9511 | 0 | 130632409.5836 | 14319362.8917 | 15179544.3062 | 16056757.2689 | 16799501.1195 | 17622619.216 | 18520498.4867 | 19312595.4949 | 20200837.0143
Scenario 5: High TRC ZEAS Phase In | PG&E | Com | WholeBlg | Com - School | Energy Efficiency | 14263038.2796 | 14615992.4231 | 14959849.0156 | 15261308.9232 | 15510161.6896 | 16023019.2175 | 16490301.8801 | 17039232.8114 | 17601991.611 | 18241110.073 | 18928278.6349 | 19684894.054 | 20417526.723
Scenario 5: High TRC ZEAS Phase In | PG&E | Com | WholeBlg | Com - Warehouse | Energy Efficiency | 3173249.4475 | 3101371.8364 | 3025170.4706 | 2946781.1773 | 2900101.0558 | 2960470.8077 | 2971013.5506 | 2983929.6573 | 2946725.5573 | 2927222.0948 | 2886759.5969 | 2785014.6806 | 2682823.7109
Scenario 5: High TRC ZEAS Phase In | PG&E | Res | AppPlug | Res - Multi Family | Energy Efficiency | 66616619.2026 | 69858425.6362 | 73055653.5753 | 75570281.8996 | 78248325.109 | 82677891.8879 | 86231480.8304 | 89591328.3016 | 92927568.4329 | 95340622.0409 | 99255124.7427 | 103103692.633 | 107052678.8675
Scenario 5: High TRC ZEAS Phase In | PG&E | Res | AppPlug | Res - Multi Family | Fuel Substitution | 92679170.9452 | 98636649.4462 | 105370337.7315 | 112882223.9163 | 120559855.6065 | 128153314.5038 | 50678861.972 | 55238733.186 | 60343445.6202 | 65969796.7452 | 71480605.6788 | 77706132.9113 | 84490999.3864
Scenario 5: High TRC ZEAS Phase In | PG&E | Res | AppPlug | Res - Single Family | Energy Efficiency | 231892808.0269 | 243700491.5367 | 255034534.7357 | 263298689.353 | 272104697.8148 | 288310329.229 | 300257215.0495 | 311403734.3456 | 322282430.6667 | 328947545.1173 | 341945264.8852 | 354386363.0085 | 366990055.5268
Scenario 5: High TRC ZEAS Phase In | PG&E | Res | AppPlug | Res - Single Family | Fuel Substitution | 755852290.5403 | 806255172.53 | 863157265.2905 | 926827911.5301 | 992235637.0955 | 1057467350.6201 | 221245583.1456 | 247497314.8532 | 277420098.8603 | 310819123.4935 | 342824762.6437 | 379638687.1288 | 420094050.4789
Scenario 5: High TRC ZEAS Phase In | PG&E | Res | BldgEnv | Res - Multi Family | Energy Efficiency | 90457342.9473 | 94335098.2203 | 98246293.6406 | 102353270.9156 | 106680338.7637 | 111855351.921 | 117320649.1627 | 123082694.9836 | 129165636.4735 | 135613706.5321 | 142385573.0232 | 149553484.2299 | 157215432.5629
Scenario 5: High TRC ZEAS Phase In | PG&E | Res | BldgEnv | Res - Single Family | Energy Efficiency | 1049654629.0404 | 1096218327.4273 | 1142667560.9271 | 1190402880.8686 | 1241129035.5354 | 1302759979.2564 | 1366475957.6262 | 1433373678.3085 | 1504031495.2763 | 1578871596.3332 | 1658967936.4122 | 1743337655.2651 | 1833017420.3962
Scenario 5: High TRC ZEAS Phase In | PG&E | Res | HVAC | Res - Multi Family | Energy Efficiency | 94321275.9559 | 97626484.1841 | 100005493.9018 | 100704658.7028 | 101235806.4827 | 105339597.2612 | 108060388.2129 | 110297594.6807 | 112262216.4917 | 113896066.9297 | 117020461.7003 | 119849549.6064 | 122579220.7227
Scenario 5: High TRC ZEAS Phase In | PG&E | Res | HVAC | Res - Multi Family | Fuel Substitution | 112789207.5131 | 124732669.7528 | 138658834.7567 | 154485736.2621 | 167233158.7057 | 171580473.2054 | 174563969.5855 | 177139418.4669 | 179498174.8116 | 181700835.5404 | 184990741.9886 | 187829184.9314 | 190549959.3093
Scenario 5: High TRC ZEAS Phase In | PG&E | Res | HVAC | Res - Single Family | Energy Efficiency | 560247031.8713 | 560942669.7712 | 567430701.0717 | 561807318.2494 | 550699257.7185 | 571903805.018 | 584991207.0153 | 595011071.9639 | 603574711.5903 | 610348937.4045 | 625901716.9783 | 639018930.6308 | 651485181.2292
Scenario 5: High TRC ZEAS Phase In | PG&E | Res | HVAC | Res - Single Family | Fuel Substitution | 2408775679.4276 | 2651842657.9799 | 2956757465.9758 | 3304717032.425 | 1785008755.4786 | 1834425662.0083 | 1868353865.196 | 1897656125.3698 | 1924503847.1567 | 1949581451.4908 | 1987132551.8635 | 2019543012.5513 | 2050628775.3269
Scenario 5: High TRC ZEAS Phase In | PG&E | Res | WaterHeat | Res - Multi Family | Energy Efficiency | 149234361.0235 | 155953666.415 | 159970539.6946 | 166100227.9727 | 172810352.5803 | 180536941.9121 | 187869159.6762 | 195219207.3569 | 202698820.2039 | 210395038.9656 | 219159886.5412 | 227999666.5772 | 237174785.3406
Scenario 5: High TRC ZEAS Phase In | PG&E | Res | WaterHeat | Res - Multi Family | Fuel Substitution | 14314143738.6992 | 15442123456.662 | 16648894545.4066 | 17896701423.6708 | 19128980630.5458 | 20523579662.2234 | 287271437.2991 | 294374912.8605 | 300892065.6043 | 306971499.9477 | 315436288.438 | 322701404.7073 | 329629781.5147
Scenario 5: High TRC ZEAS Phase In | PG&E | Res | WaterHeat | Res - Single Family | Energy Efficiency | 620444384.6124 | 652651279.2751 | 661710931.7956 | 689518326.6624 | 719479164.8452 | 753209563.0436 | 786140136.3354 | 819678518.2377 | 854317770.8895 | 890392878.0273 | 930651977.2271 | 971879412.9485 | 1015003584.1634
Scenario 5: High TRC ZEAS Phase In | PG&E | Res | WaterHeat | Res - Single Family | Fuel Substitution | 6289385310.6982 | 6684551065.8207 | 5928891723.7126 | 4233237691.2676 | 2236429004.4444 | 2325244738.1939 | 2394972283.767 | 2456986742.312 | 2514248999.7546 | 2567983903.3767 | 2641789691.903 | 2705717724.1798 | 2766967391.7002
Scenario 5: High TRC ZEAS Phase In | PG&E | Res | WholeBlg | Res - Multi Family | Energy Efficiency | 17862837.8718 | 27093897.3582 | 30601650.2952 | 32214704.8339 | 32808072.6113 | 32841563.6235 | 32382492.5169 | 31634964.3227 | 30667916.8143 | 29597653.3163 | 28986798.468 | 28643825.6711 | 28280825.7503
Scenario 5: High TRC ZEAS Phase In | PG&E | Res | WholeBlg | Res - Single Family | Energy Efficiency | 59634696.9189 | 96349250.289 | 108666315.198 | 113391340.1027 | 114421359.9415 | 113042964.4151 | 109457460.8823 | 104749335.2703 | 99913558.8472 | 95606148.0053 | 92698761.1888 | 90227538.9653 | 87672408.7891
Scenario 5: High TRC ZEAS Phase In | SCE | Com | BldgEnv | Com - College | Energy Efficiency | 36090.4314 | 38197.0071 | 40104.3526 | 41982.2631 | 44894.0963 | 48394.8409 | 50711.7506 | 51512.8059 | 52241.6407 | 52878.5452 | 53295.401 | 52921.935 | 52546.1406
Scenario 5: High TRC ZEAS Phase In | SCE | Com | BldgEnv | Com - Grocery | Energy Efficiency | 76089.7458 | 80208.6766 | 83868.8645 | 87437.2423 | 93128.7748 | 99980.1393 | 104338.5582 | 105561.6669 | 106625.5985 | 107493.249 | 107906.4176 | 106707.6639 | 105525.3228
Scenario 5: High TRC ZEAS Phase In | SCE | Com | BldgEnv | Com - Health | Energy Efficiency | 77611.015 | 82279.8495 | 86532.9047 | 90724.9354 | 97180.9071 | 104922.9961 | 110127.0202 | 112050.4666 | 113823.398 | 115397.6615 | 116493.2477 | 115862.2554 | 115241.6819
Scenario 5: High TRC ZEAS Phase In | SCE | Com | BldgEnv | Com - Lodging | Energy Efficiency | 102154.1214 | 107780.1134 | 112805.0848 | 117710.2573 | 125484.0327 | 134836.681 | 140846.069 | 142630.2341 | 144201.2426 | 145510.0948 | 146206.0424 | 144719.2865 | 143251.538
Scenario 5: High TRC ZEAS Phase In | SCE | Com | BldgEnv | Com - Office (Large) | Energy Efficiency | 134224.1031 | 138174.8886 | 141102.0025 | 143670.5134 | 149446.1377 | 156690.4037 | 159709.1206 | 157831.4369 | 155714.6764 | 153331.6747 | 150351.6375 | 145236.4287 | 140304.4209
Scenario 5: High TRC ZEAS Phase In | SCE | Com | BldgEnv | Com - Office (Small) | Energy Efficiency | 66766.008 | 70288.7772 | 73402.9924 | 76427.2901 | 65245.2038 | 72818.6439 | 73150.9245 | 73913.2407 | 74562.8405 | 75074.2387 | 75267.053 | 74337.1039 | 73420.821
Scenario 5: High TRC ZEAS Phase In | SCE | Com | BldgEnv | Com - Other | Energy Efficiency | 131153.4157 | 138562.8274 | 145214.7992 | 151732.3951 | 161966.2605 | 174268.8667 | 182276.6739 | 184823.2068 | 187099.4793 | 189045.6731 | 190197.4253 | 188506.8547 | 186837.8016
Scenario 5: High TRC ZEAS Phase In | SCE | Com | BldgEnv | Com - Refrig. Warehouse | Energy Efficiency | 13030.1281 | 13475.8089 | 14144.5334 | 14801.7067 | 15824.8534 | 17054.2203 | 17866.4074 | 18144.8813 | 18398.262 | 18619.5403 | 18762.8655 | 18626.0817 | 18490.6709
Scenario 5: High TRC ZEAS Phase In | SCE | Com | BldgEnv | Com - Restaurant | Energy Efficiency | 30926.3056 | 32610.5229 | 34110.9721 | 35575.0486 | 37902.4101 | 40699.9612 | 42485.4498 | 42997.5206 | 43445.4461 | 43813.8456 | 43997.7312 | 43525.121 | 43059.3816
Scenario 5: High TRC ZEAS Phase In | SCE | Com | BldgEnv | Com - Retail | Energy Efficiency | 245561.2767 | 259054.8467 | 271087.2391 | 282840.4522 | 301482.9766 | 323911.9464 | 338294.8023 | 342524.7614 | 346243.9939 | 349333.576 | 350948.8753 | 347320.4404 | 343740.205
Scenario 5: High TRC ZEAS Phase In | SCE | Com | BldgEnv | Com - School | Energy Efficiency | 43682.1057 | 45336.8957 | 46678.7535 | 47917.0878 | 50246.2784 | 53110.0593 | 54572.1887 | 54366.3191 | 54075.0668 | 53683.8075 | 53067.688 | 51681.3353 | 50331.0157
Scenario 5: High TRC ZEAS Phase In | SCE | Com | BldgEnv | Com - Warehouse | Energy Efficiency | 395359.5825 | 418909.3919 | 440284.0193 | 461382.2182 | 493954.6828 | 533031.176 | 559130.1189 | 568576.8875 | 577240.8895 | 584916.6796 | 590164.4227 | 586584.5375 | 583046.941
Scenario 5: High TRC ZEAS Phase In | SCE | Com | ComRefrig | Com - College | Energy Efficiency | 202474.9907 | 213154.5801 | 223503.119 | 233421.7253 | 245313.537 | 258298.0297 | 267227.8187 | 272125.5762 | 276397.9477 | 279729.9739 | 285068.9846 | 289032.7104 | 292483.9773
Scenario 5: High TRC ZEAS Phase In | SCE | Com | ComRefrig | Com - Grocery | Energy Efficiency | 85920674.1765 | 89504670.528 | 92986316.5896 | 96151086.7947 | 100359901.884 | 105848531.5695 | 109395084.0651 | 110841318.0872 | 112118323.0076 | 113100065.3399 | 114939348.8779 | 115748701.8509 | 116437668.0725
Scenario 5: High TRC ZEAS Phase In | SCE | Com | ComRefrig | Com - Health | Energy Efficiency | 1085616.6607 | 1146537.2701 | 1207304.9669 | 1268220.7976 | 1339276.9815 | 1408946.1493 | 1457742.8668 | 1488072.4123 | 1514662.681 | 1534900.3241 | 1565273.9993 | 1590142.3618 | 1613681.6982
Scenario 5: High TRC ZEAS Phase In | SCE | Com | ComRefrig | Com - Refrig. Warehouse | Energy Efficiency | 362649.6673 | 373199.9219 | 384731.4922 | 389385.8789 | 403174.4259 | 432131.1954 | 451581.6941 | 456777.0852 | 461467.1187 | 467096.9607 | 476876.7504 | 479509.4443 | 482039.0902
Scenario 5: High TRC ZEAS Phase In | SCE | Com | ComRefrig | Com - Restaurant | Energy Efficiency | 3835610.6321 | 3994711.7654 | 4148269.8961 | 4285828.9721 | 4474316.7288 | 4727069.8128 | 4890131.5576 | 4955038.9945 | 5012634.7963 | 5058626.406 | 5142784.6658 | 5178222.8638 | 5208529.1164
Scenario 5: High TRC ZEAS Phase In | SCE | Com | ComRefrig | Com - Retail | Energy Efficiency | 44615740.3028 | 46318115.5246 | 48121891.3883 | 49951605.266 | 52397434.2091 | 55555897.9419 | 57540944.8784 | 58395279.1593 | 59162940.5416 | 59774701.3721 | 60797510.3568 | 61218860.0419 | 61566142.6049
Scenario 5: High TRC ZEAS Phase In | SCE | Com | ComRefrig | Com - School | Energy Efficiency | 84706.3299 | 87127.1551 | 88915.561 | 89763.1336 | 91704.1634 | 95227.5422 | 96989.2138 | 96570.3892 | 96008.7477 | 95312.8554 | 95395.0839 | 94540.0318 | 93616.6527
Scenario 5: High TRC ZEAS Phase In | SCE | Com | FoodServ | Com - College | Energy Efficiency | 800752.5916 | 844358.8808 | 881717.9882 | 909871.5021 | 957287.0108 | 1029533.9146 | 1078785.7012 | 1098329.7773 | 1114267.0114 | 1127633.7683 | 1153400.4909 | 1168595.8799 | 1179759.1605
Scenario 5: High TRC ZEAS Phase In | SCE | Com | FoodServ | Com - Grocery | Energy Efficiency | 6950825.2577 | 7294414.891 | 7596340.0674 | 7856981.5561 | 8236154.8207 | 8709382.1455 | 9015849.8227 | 9142737.0608 | 9242214.9234 | 9315156.891 | 9463503.255 | 9529743.4631 | 9588301.441
Scenario 5: High TRC ZEAS Phase In | SCE | Com | FoodServ | Com - Health | Energy Efficiency | 2133634.372 | 2255388.3916 | 2357284.8334 | 2426340.7529 | 2558476.9217 | 2758708.9638 | 2898152.1736 | 2953228.9122 | 2998870.3308 | 3036804.854 | 3108739.372 | 3147987.8479 | 3186471.6726
Scenario 5: High TRC ZEAS Phase In | SCE | Com | FoodServ | Com - Lodging | Energy Efficiency | 3350022.7751 | 3518455.1149 | 3672197.7067 | 3809157.9918 | 3997274.7154 | 4220661.0472 | 4367851.789 | 4433733.4953 | 4486448.044 | 4525253.6977 | 4597113.9092 | 4632806.7363 | 4664685.0316
Scenario 5: High TRC ZEAS Phase In | SCE | Com | FoodServ | Com - Office (Large) | Energy Efficiency | 55020.3345 | 56611.3661 | 58004.5246 | 59274.8859 | 60990.4924 | 62686.2687 | 63256.7594 | 62875.1679 | 62317.7942 | 61451.6703 | 60834.3732 | 59781.2717 | 58700.4772
Scenario 5: High TRC ZEAS Phase In | SCE | Com | FoodServ | Com - Office (Small) | Energy Efficiency | 20819.6134 | 21900.0936 | 22941.8379 | 23964.6086 | 19875.5616 | 26992.4877 | 22017.6794 | 22363.9684 | 22659.2754 | 22843.8343 | 23114.0153 | 23219.4242 | 23303.4319
Scenario 5: High TRC ZEAS Phase In | SCE | Com | FoodServ | Com - Other | Energy Efficiency | 14984330.9157 | 15737531.3119 | 16444422.0583 | 17110015.2941 | 17949304.1761 | 18873343.6382 | 19491926.3873 | 19797525.6652 | 20051264.9978 | 20249136.5412 | 20578466.8317 | 20775147.6172 | 20957763.8372
Scenario 5: High TRC ZEAS Phase In | SCE | Com | FoodServ | Com - Restaurant | Energy Efficiency | 25161442.913 | 26409705.7123 | 27542059.3771 | 28554204.7757 | 29940552.494 | 31575316.5618 | 32638384.7094 | 33106125.8145 | 33485515.4836 | 33767347.0036 | 34297885.0339 | 34558905.4075 | 34794865.2846
Scenario 5: High TRC ZEAS Phase In | SCE | Com | FoodServ | Com - Retail | Energy Efficiency | 285895.0463 | 303768.1186 | 312776.2528 | 310123.8743 | 327691.5796 | 373368.4741 | 403657.2996 | 411134.0417 | 416422.2976 | 422099.1273 | 437163.9079 | 440179.7112 | 442748.7485
Scenario 5: High TRC ZEAS Phase In | SCE | Com | FoodServ | Com - School | Energy Efficiency | 3468648.1794 | 3581962.3466 | 3676214.8665 | 3750360.5605 | 3867266.8381 | 4013835.939 | 4082805.1611 | 4075941.4115 | 4058299.1646 | 4029442.0075 | 4028553.6623 | 3997840.1802 | 3962636.0842
Scenario 5: High TRC ZEAS Phase In | SCE | Com | HVAC | Com - College | Energy Efficiency | 8429663.3259 | 8741254.3134 | 9105784.8985 | 9432261.1199 | 9867759.2321 | 10414682.5528 | 10800788.2676 | 10962346.8612 | 11118030.2566 | 11255729.5049 | 11433084.954 | 11498724.7729 | 11551205.0131
Scenario 5: High TRC ZEAS Phase In | SCE | Com | HVAC | Com - Grocery | Energy Efficiency | 41912621.2644 | 43331752.6178 | 44618870.4397 | 45754881.3566 | 47223509.5935 | 48975830.4984 | 50020418.6846 | 50369515.9692 | 50700456.2244 | 50984544.9999 | 51400045.7025 | 51490639.8566 | 51597472.9747
Scenario 5: High TRC ZEAS Phase In | SCE | Com | HVAC | Com - Health | Energy Efficiency | 37489888.0809 | 38963486.4397 | 40454601.6589 | 41772093.7512 | 43482196.7871 | 45546853.5488 | 46971205.0208 | 47614040.6467 | 48244521.5558 | 48810539.373 | 49523203.415 | 49882009.558 | 50257680.148
Scenario 5: High TRC ZEAS Phase In | SCE | Com | HVAC | Com - Lodging | Energy Efficiency | 22497162.6084 | 23271837.9756 | 24070400.4963 | 24778940.0401 | 25723809.832 | 26854447.3611 | 27583168.3152 | 27853312.7023 | 28107450.8124 | 28330101.7009 | 28627823.5998 | 28692888.3569 | 28759286.2355
Scenario 5: High TRC ZEAS Phase In | SCE | Com | HVAC | Com - Office (Large) | Energy Efficiency | 60978135.7194 | 61531557.9344 | 62109968.3534 | 62386690.3386 | 63235696.1441 | 64556186.941 | 64819716.8007 | 63918605.2294 | 62975768.01 | 61958898.2729 | 61153621.1213 | 59815582.4821 | 58515430.3078
Scenario 5: High TRC ZEAS Phase In | SCE | Com | HVAC | Com - Office (Small) | Energy Efficiency | 24085923.7007 | 24812179.5155 | 25509567.9612 | 26113215.5231 | 21180408.2857 | 29325801.5963 | 23054153.2823 | 23205565.7784 | 23349973.58 | 23471485.145 | 23655329.7076 | 23660981.7574 | 23669739.3213
Scenario 5: High TRC ZEAS Phase In | SCE | Com | HVAC | Com - Other | Energy Efficiency | 78351544.5588 | 81372927.8791 | 84618025.5742 | 87511495.3983 | 91331081.0952 | 95895833.3997 | 98934471.1455 | 100123699.2687 | 101237338.1533 | 102230227.921 | 103559413.6073 | 103975519.1564 | 104394944.5636
Scenario 5: High TRC ZEAS Phase In | SCE | Com | HVAC | Com - Restaurant | Energy Efficiency | 3423057.4846 | 3573952.7583 | 3779327.3852 | 3951056.1508 | 4196527.8309 | 4516903.8381 | 4744321.3664 | 4822824.6596 | 4895734.6257 | 4950970.1869 | 5041145.2542 | 5052159.2895 | 5059484.8302
Scenario 5: High TRC ZEAS Phase In | SCE | Com | HVAC | Com - Retail | Energy Efficiency | 91175244.2163 | 94259104.1981 | 97194189.6436 | 99779200.8587 | 103176246.1585 | 107324107.266 | 109930626.6037 | 110872806.2434 | 111772815.7575 | 112559601.4418 | 113665799.0973 | 113943506.9363 | 114244291.5319
Scenario 5: High TRC ZEAS Phase In | SCE | Com | HVAC | Com - School | Energy Efficiency | 26635598.9875 | 27089429.5159 | 27558027.9373 | 27900177.4572 | 28479642.6969 | 29263997.9258 | 29583034.3568 | 29392545.1053 | 29191671.6213 | 28960331.8874 | 28803632.1039 | 28411250.7612 | 28018949.5439
Scenario 5: High TRC ZEAS Phase In | SCE | Com | HVAC | Com - Warehouse | Energy Efficiency | 9029984.3513 | 9391638.4931 | 9744834.2661 | 10066849.6762 | 10477416.4195 | 10959784.429 | 11280613.8181 | 11428964.3808 | 11572354.6773 | 11705005.3352 | 11871206.408 | 11952890.7707 | 12038374.6438
Scenario 5: High TRC ZEAS Phase In | SCE | Com | Lighting | Com - College | Energy Efficiency | 16849565.2509 | 17719123.578 | 18568322.8201 | 19417973.5606 | 20406760.5015 | 21394255.2653 | 22063223.3667 | 22442058.1471 | 22768158.8252 | 23017395.6726 | 23394350.8145 | 23658586.8184 | 23903789.5698
Scenario 5: High TRC ZEAS Phase In | SCE | Com | Lighting | Com - Grocery | Energy Efficiency | 34306826.6276 | 36071910.7164 | 37873654.1907 | 39644890.1872 | 41764156.7717 | 43906656.471 | 45335403.6231 | 46114142.4628 | 46815872.083 | 47309647.8963 | 48016989.1216 | 48338319.7615 | 48563083.7939
Scenario 5: High TRC ZEAS Phase In | SCE | Com | Lighting | Com - Health | Energy Efficiency | 22220324.9201 | 23485888.1525 | 24727210.4408 | 25956737.9932 | 27404117.416 | 28878977.3088 | 29915243.8151 | 30552623.7577 | 31136360.7726 | 31588189.7624 | 32180684.1825 | 32583994.0564 | 32961166.1469
Scenario 5: High TRC ZEAS Phase In | SCE | Com | Lighting | Com - Lodging | Energy Efficiency | 17277457.5219 | 18193041.8592 | 19123472.978 | 20040865.4956 | 21140095.454 | 22259276.1074 | 23015202.8852 | 23435775.5948 | 23814631.5901 | 24084695.1995 | 24459385.181 | 24636705.4242 | 24768244.5428
Scenario 5: High TRC ZEAS Phase In | SCE | Com | Lighting | Com - Office (Large) | Energy Efficiency | 46413067.2538 | 47481279.543 | 48401886.5555 | 49238829.1938 | 50341972.62 | 51343791.0849 | 51509192.1462 | 50969993.4285 | 50303991.3952 | 49471281.7796 | 48914307.0614 | 48117404.3552 | 47294138.3275
Scenario 5: High TRC ZEAS Phase In | SCE | Com | Lighting | Com - Office (Small) | Energy Efficiency | 13914941.3561 | 14555820.639 | 15172328.5919 | 15782118.2886 | 13259852.9135 | 14131248.438 | 14208549.2142 | 14376060.012 | 14507806.8551 | 14589153.9742 | 14749672.5548 | 14836260.9726 | 14910762.7645
Scenario 5: High TRC ZEAS Phase In | SCE | Com | Lighting | Com - Other | Energy Efficiency | 16353776.642 | 17166835.86 | 17956596.5772 | 18743443.637 | 19661927.6153 | 20574551.2922 | 21178552.495 | 21503218.4083 | 21776364.5473 | 21975728.3027 | 22295934.313 | 22506192.208 | 22699271.5762
Scenario 5: High TRC ZEAS Phase In | SCE | Com | Lighting | Com - Refrig. Warehouse | Energy Efficiency | 1639637.3951 | 1720476.7455 | 1809052.3817 | 1896851.9904 | 2001420.0159 | 2108549.9212 | 2182498.795 | 2225739.8825 | 2264272.068 | 2292342.5522 | 2330086.0566 | 2353144.8882 | 2374211.7507
Scenario 5: High TRC ZEAS Phase In | SCE | Com | Lighting | Com - Restaurant | Energy Efficiency | 8340768.3286 | 8736827.1967 | 9119549.2998 | 9497623.8513 | 9937570.9641 | 10369477.6355 | 10646617.9086 | 10788459.3886 | 10906998.1081 | 10989428.7813 | 11132459.6703 | 11222168.8409 | 11302584.4701
Scenario 5: High TRC ZEAS Phase In | SCE | Com | Lighting | Com - Retail | Energy Efficiency | 84485917.3594 | 88657516.4545 | 92690722.3049 | 96660523.482 | 101351948.7783 | 106016075.4845 | 109065435.9588 | 110680484.5626 | 112055282.8045 | 112976544.3373 | 114471431.9348 | 115390294.6802 | 116211142.3116
Scenario 5: High TRC ZEAS Phase In | SCE | Com | Lighting | Com - School | Energy Efficiency | 22815175.2276 | 23531280.2925 | 24184134.4287 | 24804059.3423 | 25567661.8567 | 26291212.3524 | 26592220.1384 | 26527698.0506 | 26393765.2001 | 26167608.2636 | 26082185.1421 | 25864790.8067 | 25627382.1048
Scenario 5: High TRC ZEAS Phase In | SCE | Com | Lighting | Com - Warehouse | Energy Efficiency | 20976198.2205 | 22083961.2447 | 23167728.4822 | 24255598.2052 | 25523614.4946 | 26793345.2843 | 27664516.2339 | 28169881.3661 | 28607734.193 | 28948981.0329 | 29451060.476 | 29808161.5715 | 30144570.6177
Scenario 5: High TRC ZEAS Phase In | SCE | Com | WaterHeat | Com - College | Energy Efficiency | 1984540.9368 | 2092488.531 | 2200092.3862 | 2307979.1241 | 2433203.4062 | 2557915.8388 | 2640782.2384 | 2687920.1942 | 2729349.8559 | 2762810.7349 | 2816238.684 | 2859906.0144 | 2897955.5368
Scenario 5: High TRC ZEAS Phase In | SCE | Com | WaterHeat | Com - Grocery | Energy Efficiency | 9425561.9708 | 9893280.4786 | 10353689.4735 | 10809916.0258 | 11335916.5989 | 11841220.4213 | 12160064.4758 | 12326992.6239 | 12470361.6277 | 12576746.7918 | 12765347.7539 | 12898501.9482 | 13017404.376
Scenario 5: High TRC ZEAS Phase In | SCE | Com | WaterHeat | Com - Health | Energy Efficiency | 14094502.165 | 14873807.8548 | 15656612.9122 | 16429991.8236 | 17320423.51 | 18186782.4086 | 18782631.567 | 19140012.5145 | 19465261.3398 | 19731362.7103 | 20126379.0931 | 20452811.7081 | 20763386.8569
Scenario 5: High TRC ZEAS Phase In | SCE | Com | WaterHeat | Com - Lodging | Energy Efficiency | 2315123.7209 | 2431360.8105 | 2544490.8391 | 2657161.1919 | 2794545.0913 | 2930534.7285 | 3016800.7277 | 3062019.7548 | 3099472.4202 | 3128366.0978 | 3180453.1684 | 3217940.6161 | 3252031.6762
Scenario 5: High TRC ZEAS Phase In | SCE | Com | WaterHeat | Com - Office (Large) | Energy Efficiency | 5102911.4261 | 5237140.1333 | 5358697.8809 | 5470047.8963 | 5611105.0498 | 5733716.0784 | 5756249.0091 | 5702484.7135 | 5635325.1686 | 5551349.92 | 5505979.3778 | 5435137.8865 | 5359460.7939
Scenario 5: High TRC ZEAS Phase In | SCE | Com | WaterHeat | Com - Office (Small) | Energy Efficiency | 1745360.3827 | 1831712.0648 | 1916589.3644 | 2000190.1634 | 1654415.6068 | 2231293.6659 | 1813207.9045 | 1835642.1487 | 1854411.0885 | 1867585.9226 | 1893322.8384 | 1910573.5564 | 1925605.5893
Scenario 5: High TRC ZEAS Phase In | SCE | Com | WaterHeat | Com - Other | Energy Efficiency | 113192522.1332 | 119126916.3607 | 125033016.0367 | 130889241.1586 | 137566724.8365 | 144015731.1612 | 148254765.7999 | 150614495.2637 | 152693546.2697 | 154354976.1956 | 157022626.7446 | 159022352.2183 | 160858211.4299
Scenario 5: High TRC ZEAS Phase In | SCE | Com | WaterHeat | Com - Refrig. Warehouse | Energy Efficiency | 632832.3306 | 565527.4441 | 593773.7833 | 621675.6887 | 653900.4169 | 685377.5712 | 706477.3625 | 718721.4555 | 729836.5053 | 738930.6867 | 752815.0319 | 763702.9572 | 773767.8572
Scenario 5: High TRC ZEAS Phase In | SCE | Com | WaterHeat | Com - Restaurant | Energy Efficiency | 24992745.1694 | 26272755.1465 | 27542171.3435 | 28799532.2934 | 30240816.7175 | 31616800.0374 | 32488762.7196 | 32948635.3051 | 33347769.9515 | 33646415.3429 | 34166876.7942 | 34537130.3056 | 34869647.204
Scenario 5: High TRC ZEAS Phase In | SCE | Com | WaterHeat | Com - Retail | Energy Efficiency | 7072419.505 | 7436128.8897 | 7794191.9738 | 8149672.388 | 8561174.7668 | 8958174.1016 | 9210764.0294 | 9345040.4694 | 9460620.2271 | 9548307.9015 | 9700464.8563 | 9809574.1192 | 9907917.6702
Scenario 5: High TRC ZEAS Phase In | SCE | Com | WaterHeat | Com - School | Energy Efficiency | 4526221.9202 | 4687796.0318 | 4841160.0505 | 4985926.7073 | 5157291.8658 | 5314171.1096 | 5377890.0759 | 5369001.4126 | 5349387.8009 | 5313648.6032 | 5312879.9628 | 5288667.9549 | 5256798.0082
Scenario 5: High TRC ZEAS Phase In | SCE | Com | WaterHeat | Com - Warehouse | Energy Efficiency | 1616936.8924 | 1707435.5252 | 1795671.3763 | 1884726.3183 | 1993205.2337 | 2101633.2249 | 2173744.3609 | 2216034.0303 | 2252543.6783 | 2283176.6967 | 2331573.8628 | 2369078.3151 | 2404470.1217
Scenario 5: High TRC ZEAS Phase In | SCE | Com | WholeBlg | Com - College | Energy Efficiency | 2197321.643 | 2271408.2456 | 2424844.054 | 2603909.3002 | 2707975.59 | 2944764.7382 | 3141507.2492 | 3229176.3311 | 3305740.3556 | 3351397.8019 | 3415969.4029 | 3648340.7976 | 3690381.2697
Scenario 5: High TRC ZEAS Phase In | SCE | Com | WholeBlg | Com - Health | Energy Efficiency | 1078953.9004 | 1128708.8258 | 1194925.6286 | 1217677.6567 | 1279927.4849 | 1335067.7161 | 1399256.6577 | 1414829.948 | 1429400.9277 | 1416963.2838 | 1397362.8727 | 1429598.4808 | 1481157.1286
Scenario 5: High TRC ZEAS Phase In | SCE | Com | WholeBlg | Com - Lodging | Energy Efficiency | 1411424.6425 | 1470110.2665 | 1532358.7129 | 1584670.6395 | 1667477.581 | 1759139.1884 | 1830163.609 | 1875538.328 | 1911453.9575 | 1942669.2548 | 1976173.0948 | 1994567.2128 | 2014931.6549
Scenario 5: High TRC ZEAS Phase In | SCE | Com | WholeBlg | Com - Office (Large) | Energy Efficiency | 40554178.7234 | 41033651.907 | 41300384.5992 | 41722145.7402 | 42918065.4359 | 44333646.0123 | 44952355.0015 | 45064713.6456 | 44796318.4085 | 44420362.5404 | 44263296.2906 | 43638154.8469 | 43222650.444
Scenario 5: High TRC ZEAS Phase In | SCE | Com | WholeBlg | Com - Office (Small) | Energy Efficiency | 7319975.4829 | 7586317.2062 | 7834802.199 | 8083134.6075 | 0 | 100731362.6826 | 8204130.7408 | 8356687.2651 | 8501881.4622 | 8633621.3944 | 8770057.3151 | 8838646.6806 | 8923394.8259
Scenario 5: High TRC ZEAS Phase In | SCE | Com | WholeBlg | Com - Other | Energy Efficiency | 8914664.0029 | 9423229.481 | 9934966.6766 | 10435180.0414 | 11037335.4559 | 11710842.7118 | 12335716.4442 | 12722582.243 | 13025929.7923 | 13420036.1464 | 13816896.3464 | 14098051.2713 | 14431755.2365
Scenario 5: High TRC ZEAS Phase In | SCE | Com | WholeBlg | Com - Restaurant | Energy Efficiency | 7487305.799 | 7937747.0925 | 8396867.5812 | 8892854.0161 | 9524772.1275 | 10087098.3481 | 10493625.0815 | 10811530.2865 | 11119950.804 | 11403614.2643 | 11697668.5369 | 11885163.5985 | 12106709.4572
Scenario 5: High TRC ZEAS Phase In | SCE | Com | WholeBlg | Com - Retail | Energy Efficiency | 23949592.0209 | 25169981.0948 | 26123098.7723 | 27287845.115 | 28948931.0722 | 30642967.1573 | 31874455.2667 | 32881955.8218 | 33753999.1287 | 34566044.3765 | 35433801.4285 | 35959639.263 | 36578023.0413
Scenario 5: High TRC ZEAS Phase In | SCE | Com | WholeBlg | Com - School | Energy Efficiency | 7693513.7263 | 7864562.8281 | 8045350.2106 | 8203264.0293 | 8390088.023 | 8660313.0104 | 8776358.5127 | 8812194.072 | 8869726.8966 | 8943816.7184 | 8983072.321 | 9013696.9486 | 9006140.3294
Scenario 5: High TRC ZEAS Phase In | SCE | Com | WholeBlg | Com - Warehouse | Energy Efficiency | 5714757.1779 | 6192978.6038 | 6600018.0921 | 7135901.0275 | 7904647.3511 | 8617356.8562 | 9176716.2242 | 9665506.5908 | 10073324.5494 | 10484478.4661 | 10906329.8414 | 11190158.4851 | 11545667.3226
Scenario 5: High TRC ZEAS Phase In | SCE | Res | AppPlug | Res - Multi Family | Energy Efficiency | 19570019.6877 | 20730309.7289 | 21899669.5588 | 22550138.0034 | 23399495.7725 | 25404697.7065 | 26714284.1507 | 27368318.7103 | 28139562.2141 | 28051366.6944 | 28864730.2178 | 29564988.6414 | 30240652.053
Scenario 5: High TRC ZEAS Phase In | SCE | Res | AppPlug | Res - Single Family | Energy Efficiency | 89523071.7719 | 95425778.9792 | 101228244.357 | 104350513.1832 | 108416824.0847 | 118464333.9166 | 125043094.8856 | 128334048.9308 | 132305072.9557 | 131784047.6261 | 135933858.2485 | 139543466.3471 | 143045501.8004
Scenario 5: High TRC ZEAS Phase In | SCE | Res | BldgEnv | Res - Multi Family | Energy Efficiency | 20713881.9809 | 21863518.664 | 22778492.1743 | 23477239.2925 | 24386989.1607 | 26065111.6646 | 27080466.0458 | 27591082.3467 | 28067117.7821 | 28466384.5044 | 29063701.5904 | 29455594.2622 | 29816307.6098
Scenario 5: High TRC ZEAS Phase In | SCE | Res | BldgEnv | Res - Single Family | Energy Efficiency | 250294473.3062 | 264598468.9465 | 276194232.6731 | 285337126.5045 | 297092433.865 | 317540170.7988 | 330195928.3841 | 336971639.0872 | 343350830.6157 | 348758652.7244 | 356610933.4573 | 362072195.3218 | 367169709.9652
Scenario 5: High TRC ZEAS Phase In | SCE | Res | HVAC | Res - Multi Family | Energy Efficiency | 64877261.2792 | 67910042.8361 | 70343004.7926 | 71137227.8544 | 72922958.3411 | 77956182.4815 | 81178849.0987 | 82578159.0089 | 83781697.0172 | 84732282.3954 | 86761234.6592 | 88111193.8132 | 89419464.3725
Scenario 5: High TRC ZEAS Phase In | SCE | Res | HVAC | Res - Single Family | Energy Efficiency | 650776569.5011 | 680249037.434 | 704390811.0319 | 714098696.4354 | 732579976.1937 | 782288502.7371 | 814059834.3063 | 827854975.9999 | 840166693.9613 | 849934433.7783 | 869024442.7072 | 880870021.2222 | 892380916.3572
Scenario 5: High TRC ZEAS Phase In | SCE | Res | WaterHeat | Res - Multi Family | Energy Efficiency | 43851469.2758 | 45610646.9806 | 47251136.3446 | 48699372.9547 | 50470083.5114 | 52691285.3246 | 54254153.217 | 55296312.6953 | 56294082.1539 | 57142409.1984 | 58366771.9582 | 59332824.9844 | 60238266.2469
Scenario 5: High TRC ZEAS Phase In | SCE | Res | WaterHeat | Res - Single Family | Energy Efficiency | 76736612.7742 | 80083305.3274 | 83110839.0025 | 85800325.8844 | 89048966.2354 | 93077544.0029 | 95938513.3106 | 97890274.7488 | 99781543.7701 | 101418625.627 | 103725241.3662 | 105574233.0624 | 107318892.4096
Scenario 5: High TRC ZEAS Phase In | SCE | Res | WholeBlg | Res - Multi Family | Energy Efficiency | 0 | 12095501.7794 | 12989019.4388 | 13450485.0381 | 14005429.3468 | 14069411.8616 | 13900057.4099 | 13549129.4421 | 13144893.6395 | 12664117.2301 | 12347290.8795 | 12096317.4752 | 11816203.5214
Scenario 5: High TRC ZEAS Phase In | SCE | Res | WholeBlg | Res - Single Family | Energy Efficiency | 27644850.6142 | 43151171.1468 | 49162699.8179 | 52070586.893 | 55573262.9895 | 56188374.3187 | 54712623.0666 | 52386557.215 | 50139548.1407 | 47927732.7056 | 46387804.2541 | 44984629.8344 | 43547778.2699
Scenario 5: High TRC ZEAS Phase In | SCG | Com | AppPlug | Com - College | Energy Efficiency | 605390.6336 | 633909.1555 | 663738.6993 | 695097.5691 | 728105.1125 | 762884.6141 | 799570.1068 | 838306.2377 | 879200.795 | 922393.6179 | 968047.172 | 1016359.6376 | 1067534.16
Scenario 5: High TRC ZEAS Phase In | SCG | Com | AppPlug | Com - Health | Energy Efficiency | 152584188.7388 | 160137378.6312 | 168105453.4661 | 176331475.5141 | 185120266.3436 | 194341831.6339 | 204218449.5313 | 214520653.1783 | 225404897.6719 | 236781880.1186 | 248782728.3769 | 261866085.1335 | 275811126.3073
Scenario 5: High TRC ZEAS Phase In | SCG | Com | AppPlug | Com - Lodging | Energy Efficiency | 112113896.6371 | 117097429.9787 | 122325056.0478 | 127772527.4177 | 133546968.0222 | 139634985.5294 | 146043819.2018 | 152787050.2038 | 159844907.5565 | 167259213.5865 | 175099841.4629 | 183366681.117 | 192102794.6981
Scenario 5: High TRC ZEAS Phase In | SCG | Com | AppPlug | Com - Other | Energy Efficiency | 1380307.3906 | 1444653.6626 | 1511666.891 | 1581912.0014 | 1578401.2486 | 1814824.8748 | 1815727.5471 | 1902077.2574 | 1992492.4073 | 2088439.4684 | 2189809.543 | 2296592.9155 | 2409989.1175
Scenario 5: High TRC ZEAS Phase In | SCG | Com | BldgEnv | Com - College | Energy Efficiency | 1514009.6215 | 1585696.5927 | 1661040.2714 | 1740422.1782 | 1824012.7959 | 1912288.8526 | 2005476.811 | 2103862.3854 | 2207863.4329 | 2317818.7277 | 2434177.6303 | 2557569.8552 | 2688036.9392
Scenario 5: High TRC ZEAS Phase In | SCG | Com | BldgEnv | Com - Grocery | Energy Efficiency | 1840843.94 | 1920322.0909 | 2003406.0185 | 2090648.4532 | 2182334.8922 | 2278724.3263 | 2380098.9784 | 2486912.4569 | 2599410.6872 | 2717968.595 | 2843014.3618 | 2974909.8522 | 3114161.5334
Scenario 5: High TRC ZEAS Phase In | SCG | Com | BldgEnv | Com - Health | Energy Efficiency | 1701076.1684 | 1784728.7307 | 1872768.2351 | 1965412.5817 | 2063377.1081 | 2166783.7092 | 2276283.1854 | 2391961.2907 | 2514411.5373 | 2643926.2675 | 2781087.4057 | 2926978.1886 | 3081813.0916
Scenario 5: High TRC ZEAS Phase In | SCG | Com | BldgEnv | Com - Lodging | Energy Efficiency | 955411.5051 | 997582.6283 | 1041752.1646 | 1088120.3397 | 1136912.6121 | 1188253.0151 | 1242310.7152 | 1299277.9344 | 1359311.4756 | 1422628.0162 | 1489459.5562 | 1560013.7942 | 1634551.8349
Scenario 5: High TRC ZEAS Phase In | SCG | Com | BldgEnv | Com - Office (Large) | Energy Efficiency | 2530840.8681 | 2578765.7285 | 2627824.5952 | 2678609.8573 | 2731362.0351 | 2786057.654 | 2842644.7914 | 2901456.7652 | 2962326.7849 | 3025546.7601 | 3091424.6746 | 3159838.0895 | 3231133.4234
Scenario 5: High TRC ZEAS Phase In | SCG | Com | BldgEnv | Com - Office (Small) | Energy Efficiency | 1076624.5728 | 1121664.0078 | 1168712.2542 | 1218044.2383 | 1085633.7768 | 1173787.0584 | 1185197.8633 | 1236781.2318 | 1291070.3399 | 1348235.1329 | 1408457.6654 | 1471923.2916 | 1538859.7651
Scenario 5: High TRC ZEAS Phase In | SCG | Com | BldgEnv | Com - Other | Energy Efficiency | 4906449.0828 | 5129754.8362 | 5363849.4716 | 5609999.388 | 5851889.0124 | 6160110.0164 | 6429691.6482 | 6733170.1118 | 7053362.8228 | 7391642.9654 | 7749043.8604 | 8126749.1289 | 8526299.7189
Scenario 5: High TRC ZEAS Phase In | SCG | Com | BldgEnv | Com - Refrig. Warehouse | Energy Efficiency | 309377.1895 | 317818.3492 | 295178.8038 | 316064.2151 | 324767.2218 | 340402.2288 | 356912.6765 | 374351.1665 | 392792.9814 | 412295.0109 | 432920.7118 | 454762.395 | 477889.0919
Scenario 5: High TRC ZEAS Phase In | SCG | Com | BldgEnv | Com - Restaurant | Energy Efficiency | 1123021.8195 | 1171948.5495 | 1223155.262 | 1276938.8116 | 1333499.8749 | 1392891.8611 | 1455359.2002 | 1521206.9674 | 1590596.8029 | 1663738.6814 | 1740907.2966 | 1822320.1496 | 1908312.818
Scenario 5: High TRC ZEAS Phase In | SCG | Com | BldgEnv | Com - Retail | Energy Efficiency | 11330423.3232 | 11828806.366 | 12350203.0537 | 12898033.0907 | 13400537.4194 | 14096116.7841 | 14682815.7119 | 15353581.5191 | 16060486.936 | 16806086.7386 | 17592938.1329 | 18423451.2273 | 19300866.0747
Scenario 5: High TRC ZEAS Phase In | SCG | Com | BldgEnv | Com - School | Energy Efficiency | 711779.1735 | 731157.2104 | 751176.5481 | 771932.203 | 793410.078 | 815811.239 | 839064.1934 | 863295.5224 | 888578.5901 | 914973.1241 | 942479.1914 | 971236.7816 | 1001224.364
Scenario 5: High TRC ZEAS Phase In | SCG | Com | BldgEnv | Com - Warehouse | Energy Efficiency | 5410806.0632 | 5673240.4265 | 5948940.7864 | 6239749.5769 | 6546792.0475 | 6870883.1662 | 7213232.821 | 7575370.3744 | 7958417.7704 | 8363929.6267 | 8793374.4377 | 9248266.007 | 9730627.2435
Scenario 5: High TRC ZEAS Phase In | SCG | Com | ComRefrig | Com - Grocery | Energy Efficiency | 16716240.5847 | 17433229.8724 | 18180882.9904 | 18964199.8014 | 19786260.8612 | 20649641.5274 | 21557532.1753 | 22512829.2979 | 23517894.7568 | 24576405.6985 | 25691960.6857 | 26868736.6098 | 28110982.9771
Scenario 5: High TRC ZEAS Phase In | SCG | Com | ComRefrig | Com - Restaurant | Energy Efficiency | 856147.0559 | 893117.9048 | 931680.6927 | 972093.0335 | 1014514.4184 | 1059078.6047 | 1105951.0503 | 1155282.3155 | 1207195.6846 | 1261882.1119 | 1319528.7277 | 1380352.5811 | 1444574.6934
Scenario 5: High TRC ZEAS Phase In | SCG | Com | ComRefrig | Com - Retail | Energy Efficiency | 17912731.4873 | 18695631.1297 | 19512652.7941 | 20369245.3082 | 21217964.4674 | 22161113.3564 | 23153527.8298 | 24198434.9699 | 25298496.6529 | 26457798.8547 | 27680355.4503 | 28970816.2153 | 30333923.579
Scenario 5: High TRC ZEAS Phase In | SCG | Com | FoodServ | Com - College | Energy Efficiency | 943344.8501 | 989314.3263 | 1040023.8201 | 1094393.8209 | 1148992.534 | 1209987.473 | 1274456.5025 | 1340216.8993 | 1409643.8305 | 1481805.7444 | 1559107.054 | 1647587.2455 | 1734628.2117
Scenario 5: High TRC ZEAS Phase In | SCG | Com | FoodServ | Com - Grocery | Energy Efficiency | 7463895.895 | 7817816.5095 | 8180348.5945 | 8570690.3513 | 8988338.9124 | 9431780.8519 | 9892815.0273 | 10389687.2586 | 10906070.3549 | 11444733.5912 | 12020320.3484 | 12622748.9331 | 13262594.9655
Scenario 5: High TRC ZEAS Phase In | SCG | Com | FoodServ | Com - Health | Energy Efficiency | 2369055.2195 | 2494640.0836 | 2631113.008 | 2762122.4533 | 2909945.6373 | 3062019.8246 | 3233777.5256 | 3404334.0102 | 3584364.0638 | 3764277.4894 | 3951654.9941 | 4179722.0005 | 4427188.395
Scenario 5: High TRC ZEAS Phase In | SCG | Com | FoodServ | Com - Lodging | Energy Efficiency | 2038641.0638 | 2134556.8625 | 2237245.7927 | 2343013.5739 | 2458161.2799 | 2580786.23 | 2710309.6254 | 2846501.2284 | 2987302.2857 | 3134513.8542 | 3291603.9662 | 3456956.3319 | 3631868.0583
Scenario 5: High TRC ZEAS Phase In | SCG | Com | FoodServ | Com - Other | Energy Efficiency | 23491581.582 | 24620458.7964 | 25811964.8022 | 27066748.8542 | 26632194.2508 | 31643906.3194 | 31280973.1476 | 32846149.0915 | 34486298.2294 | 36233653.1256 | 38087268.9363 | 40043960.191 | 42125145.1371
Scenario 5: High TRC ZEAS Phase In | SCG | Com | FoodServ | Com - Restaurant | Energy Efficiency | 42306842.9079 | 44329448.8326 | 46466595.5503 | 48737179.2371 | 51163093.8924 | 53659442.9295 | 56265541.1112 | 59051460.4098 | 61987821.4314 | 65068915.4138 | 68343931.7183 | 71787972.4398 | 75450738.0918
Scenario 5: High TRC ZEAS Phase In | SCG | Com | FoodServ | Com - Retail | Energy Efficiency | 150353.3541 | 157640.3146 | 165000.7377 | 172939.4038 | 146016.2268 | 231946.2312 | 199369.0834 | 209417.2589 | 219789.497 | 230677.3445 | 242299.154 | 254439.001 | 267384.1318
Scenario 5: High TRC ZEAS Phase In | SCG | Com | FoodServ | Com - School | Energy Efficiency | 3604212.1986 | 3709937.0836 | 3821855.0936 | 3937964.0063 | 4052991.0044 | 4179527.9914 | 4307487.9079 | 4441792.8005 | 4584392.9299 | 4735750.6632 | 4892273.8881 | 5060169.5791 | 5232531.115
Scenario 5: High TRC ZEAS Phase In | SCG | Com | HVAC | Com - College | Energy Efficiency | 5650171.1813 | 5923518.0746 | 6214459.6335 | 6522601.6404 | 6582340.7644 | 6913107.4768 | 3903461.6045 | 4096088.6965 | 4299442.277 | 4513033.2605 | 4739948.9846 | 4987262.3672 | 5241908.8627
Scenario 5: High TRC ZEAS Phase In | SCG | Com | HVAC | Com - Grocery | Energy Efficiency | 7961871.3758 | 8312723.5721 | 8676447.6484 | 9060850.3842 | 9343425.5637 | 9765398.0583 | 10207276.4786 | 10675704.102 | 11166569.2238 | 11681953.9941 | 12227585.9456 | 12801550.6549 | 13408517.5018
Scenario 5: High TRC ZEAS Phase In | SCG | Com | HVAC | Com - Health | Energy Efficiency | 20241272.6844 | 21255707.253 | 22331216.7697 | 23437238.8211 | 24148985.522 | 25370082.23 | 22978187.4251 | 24146481.4942 | 25381205.7082 | 26666431.9388 | 28021025.8967 | 29516491.2873 | 31113584.7003
Scenario 5: High TRC ZEAS Phase In | SCG | Com | HVAC | Com - Lodging | Energy Efficiency | 10396868.5747 | 10863158.7037 | 11354080.4895 | 11866147.1428 | 12234799.013 | 12800983.8157 | 12183601.2586 | 12752300.2385 | 13347282.1988 | 13972660.6796 | 14634913.5449 | 15333173.6331 | 16070971.94
Scenario 5: High TRC ZEAS Phase In | SCG | Com | HVAC | Com - Office (Large) | Energy Efficiency | 17919368.5925 | 18291044.446 | 18671054.9783 | 19070414.287 | 19365776.6097 | 19806880.216 | 6670553.0874 | 6821092.3095 | 6971597.3842 | 7126758.8474 | 7292335.7105 | 7462087.4325 | 7641275.9617
Scenario 5: High TRC ZEAS Phase In | SCG | Com | HVAC | Com - Office (Small) | Energy Efficiency | 9695981.039 | 10119427.1361 | 10563473.7377 | 11030930.369 | 9538948.0032 | 12712358.2485 | 1953126.3856 | 2039022.7414 | 2129299.4836 | 2224201.1726 | 2324366.1756 | 2429823.8388 | 2541214.8121
Scenario 5: High TRC ZEAS Phase In | SCG | Com | HVAC | Com - Other | Energy Efficiency | 41088158.273 | 43002405.4717 | 45011781.9085 | 47122940.866 | 45527128.4707 | 52106442.493 | 52285461.9055 | 54800688.1484 | 57437629.1101 | 60237849.647 | 63202561.2594 | 66330691.3068 | 69651078.7154
Scenario 5: High TRC ZEAS Phase In | SCG | Com | HVAC | Com - Refrig. Warehouse | Energy Efficiency | 2673.5949 | 2458.7266 | 2255.6356 | 2753.8541 | 7.9582 | 8.3437 | 8.7543 | 9.1857 | 9.6462 | 10.1328 | 10.646 | 11.1946 | 11.7739
Scenario 5: High TRC ZEAS Phase In | SCG | Com | HVAC | Com - Restaurant | Energy Efficiency | 106939089.6639 | 111766810.0237 | 116843685.3822 | 122196393.8832 | 125710832.4915 | 131538544.5836 | 137670733.167 | 144156579.955 | 150999279.1516 | 158214720.1641 | 165844885.2708 | 173899251.167 | 182420862.5301
Scenario 5: High TRC ZEAS Phase In | SCG | Com | HVAC | Com - Retail | Energy Efficiency | 11332277.1188 | 11846527.1574 | 12382267.3995 | 12948570.8024 | 12323816.899 | 13988055.9153 | 9572286.446 | 10018866.0256 | 10486880.8177 | 10979884.5562 | 11501784.018 | 12051328.473 | 12633162.0303
Scenario 5: High TRC ZEAS Phase In | SCG | Com | HVAC | Com - School | Energy Efficiency | 15547192.3269 | 15991685.0216 | 16457038.6028 | 16939604.8375 | 16169061.0201 | 16653928.1999 | 11570436.2481 | 11912622.0698 | 12274180.4346 | 12656397.617 | 13052059.2818 | 13474186.8604 | 13908789.3844
Scenario 5: High TRC ZEAS Phase In | SCG | Com | HVAC | Com - Warehouse | Energy Efficiency | 851724.58 | 893926.5349 | 937921.8432 | 984749.8778 | 1001024.0643 | 1051831.5147 | 1105269.6322 | 1161946.481 | 1221554.2899 | 1284667.3893 | 1351613.2237 | 1422270.3407 | 1497513.6981
Scenario 5: High TRC ZEAS Phase In | SCG | Com | WaterHeat | Com - College | Energy Efficiency | 47079014.0591 | 49314951.2793 | 51395979.6355 | 53852281.7693 | 56438723.0576 | 59169619.6757 | 54067095.0353 | 56697328.6309 | 59475404.5527 | 62411976.2094 | 65517622.9897 | 68804583.4771 | 72285735.5503
Scenario 5: High TRC ZEAS Phase In | SCG | Com | WaterHeat | Com - Grocery | Energy Efficiency | 22444796.2938 | 23411518.5472 | 24419978.1089 | 25477356.4291 | 26587445.9318 | 27753851.8028 | 27108132.9515 | 28309957.7644 | 29574713.8054 | 30906742.5269 | 32310478.7375 | 33791172.2697 | 35354263.7722
Scenario 5: High TRC ZEAS Phase In | SCG | Com | WaterHeat | Com - Health | Energy Efficiency | 136832710.3983 | 143590149.0213 | 149929160.846 | 157353141.1455 | 165196993.9419 | 173480243.0204 | 158667476.0868 | 166672388.4885 | 175140339.1938 | 184105359.1437 | 193600957.1193 | 203665404.611 | 214339290.1785
Scenario 5: High TRC ZEAS Phase In | SCG | Com | WaterHeat | Com - Lodging | Energy Efficiency | 134302962.5536 | 140453004.0407 | 145917052.0825 | 152661041.8285 | 159790422.6891 | 167315547.3105 | 43216298.5994 | 45176293.0112 | 47240830.7091 | 49417180.5167 | 51712619.1518 | 54135776.0692 | 56695638.2915
Scenario 5: High TRC ZEAS Phase In | SCG | Com | WaterHeat | Com - Office (Large) | Energy Efficiency | 58823772.3094 | 59957608.2825 | 60527424.9544 | 61704866.9917 | 62926599.9799 | 64193145.6566 | 51277351.988 | 52301812.0466 | 53363869.757 | 54466123.8829 | 55611123.66 | 56802495.327 | 58043489.6674
Scenario 5: High TRC ZEAS Phase In | SCG | Com | WaterHeat | Com - Office (Small) | Energy Efficiency | 14750222.1428 | 15364612.1314 | 15922699.7162 | 16587499.3551 | 14826319.6642 | 15453309.9037 | 16111833.3387 | 16804069.8569 | 17531663.4658 | 18297001.4593 | 19102600.1519 | 19951504.4974 | 20846802.3014
Scenario 5: High TRC ZEAS Phase In | SCG | Com | WaterHeat | Com - Other | Energy Efficiency | 218023216.669 | 228059542.6502 | 233884738.0791 | 244579070.2695 | 255500019.0904 | 268023887.0474 | 258742962.1926 | 270835579.2901 | 283587951.8567 | 297047100.1205 | 311259370.4296 | 326278626.9746 | 342161420.914
Scenario 5: High TRC ZEAS Phase In | SCG | Com | WaterHeat | Com - Refrig. Warehouse | Energy Efficiency | 2021391.2984 | 2068699.0056 | 1919999.8371 | 2021961.6731 | 2107260.7152 | 2207847.4892 | 2231169.2837 | 2338943.7978 | 2452708.439 | 2572881.3847 | 2699907.9104 | 2834319.1352 | 2976661.8945
Scenario 5: High TRC ZEAS Phase In | SCG | Com | WaterHeat | Com - Restaurant | Energy Efficiency | 60196130.7059 | 62935406.9891 | 61024704.3453 | 63690383.7013 | 66490579.9693 | 69433316.3778 | 68154866.4847 | 71203575.572 | 74413745.4179 | 77796790.5566 | 81363747.7224 | 85127275.2241 | 89100805.9599
Scenario 5: High TRC ZEAS Phase In | SCG | Com | WaterHeat | Com - Retail | Energy Efficiency | 63766954.4248 | 66558359.9609 | 69293987.8886 | 72335699.743 | 75348884.4489 | 78697367.4922 | 82220273.3933 | 85929665.279 | 89835407.5538 | 93951024.8521 | 98290618.616 | 102870999.675 | 107709400.1371
Scenario 5: High TRC ZEAS Phase In | SCG | Com | WaterHeat | Com - School | Energy Efficiency | 74915379.0436 | 76965122.6402 | 77803295.43 | 79937610.6962 | 82149599.5419 | 84450608.8497 | 80384811.8433 | 82670078.6244 | 85048842.6322 | 87527568.0414 | 90111751.8057 | 92808345.4321 | 95624276.9679
Scenario 5: High TRC ZEAS Phase In | SCG | Com | WaterHeat | Com - Warehouse | Energy Efficiency | 55403096.1243 | 58077696.1168 | 60870801.539 | 63819532.8915 | 66927592.0013 | 70206072.4563 | 72251513.6422 | 75835190.4347 | 79622009.8636 | 83626272.3443 | 87863284.3515 | 92351259.5489 | 97108994.0163
Scenario 5: High TRC ZEAS Phase In | SCG | Com | WholeBlg | Com - College | Energy Efficiency | 1195962.5487 | 1263203.6573 | 1368399.8616 | 1492374.4544 | 1582749.8793 | 1726810.5474 | 1879323.0344 | 2005440.0231 | 2136874.3924 | 2256748.7422 | 2396993.0968 | 2642225.9718 | 2803621.3878
Scenario 5: High TRC ZEAS Phase In | SCG | Com | WholeBlg | Com - Health | Energy Efficiency | 4097726.7329 | 4407704.369 | 4792373.3909 | 5019737.1223 | 5388005.5092 | 5719578.7561 | 6219026.9236 | 6592845.3777 | 6980112.4396 | 7240911.0527 | 7471248.4662 | 8119050.1093 | 8881613.3833
Scenario 5: High TRC ZEAS Phase In | SCG | Com | WholeBlg | Com - Office (Large) | Energy Efficiency | 7092659.5634 | 7310548.3258 | 7515582.4381 | 7765376.7594 | 8088533.3435 | 8449606.8117 | 8789615.5946 | 9158071.9259 | 9474141.4054 | 9788229.7604 | 10164751.3174 | 10527430.1479 | 10934134.1427
Scenario 5: High TRC ZEAS Phase In | SCG | Com | WholeBlg | Com - Office (Small) | Energy Efficiency | 1832675.2951 | 1935393.1806 | 2040972.9216 | 2156667.7032 | 0 | 22615631.9551 | 2357977.383 | 2496464.1614 | 2640764.9724 | 2789781.3215 | 2951656.6837 | 3120085.7015 | 3302000.2689
Scenario 5: High TRC ZEAS Phase In | SCG | Com | WholeBlg | Com - Retail | Energy Efficiency | 7764782.5035 | 8309682.4998 | 8820396.1601 | 9422206.7271 | 0 | 22911361.9679 | 11578027.4052 | 12428113.9745 | 13264169.9039 | 14134211.7166 | 15097394.7634 | 16081390.4335 | 17155843.6204
Scenario 5: High TRC ZEAS Phase In | SCG | Com | WholeBlg | Com - School | Energy Efficiency | 10448415.6515 | 10870442.6417 | 11370859.4485 | 11885871.5409 | 12272118.8587 | 12850740.5497 | 13353261.1848 | 13900606.7496 | 14537734.0459 | 15269828.9546 | 15997037.3377 | 16873337.9871 | 17710870.0315
Scenario 5: High TRC ZEAS Phase In | SCG | Res | AppPlug | Res - Multi Family | Energy Efficiency | 36493351.249 | 38327221.8158 | 40276508.7152 | 33567344.37 | 35278606.3718 | 37084354.5379 | 38997646.1192 | 41024394.7982 | 43172267.407 | 45450265.0916 | 47868931.1193 | 50440178.3316 | 53172664.0667
Scenario 5: High TRC ZEAS Phase In | SCG | Res | AppPlug | Res - Single Family | Energy Efficiency | 126863756.3277 | 133657865.9374 | 140745715.7802 | 81050033.9192 | 85325688.0159 | 89820577.8494 | 94383965.7985 | 99416638.6616 | 104763431.8646 | 110448636.8901 | 116495462.8282 | 122929708.4689 | 129776773.1452
Scenario 5: High TRC ZEAS Phase In | SCG | Res | BldgEnv | Res - Multi Family | Energy Efficiency | 136842115.1389 | 143704429.7143 | 150949721.3439 | 158593512.6151 | 166675414.7873 | 175221663.388 | 184272714.312 | 193863848.6227 | 204032152.7511 | 214818859.2177 | 226266981.7271 | 238425198.1901 | 251341516.3155
Scenario 5: High TRC ZEAS Phase In | SCG | Res | BldgEnv | Res - Single Family | Energy Efficiency | 1061964459.5978 | 1117039079.5623 | 1174938053.5949 | 1235944011.237 | 1300510642.0468 | 1368765028.9998 | 1441031340.0498 | 1517667258.581 | 1599017012.1449 | 1685425508.793 | 1777234979.0183 | 1874831683.4485 | 1978623686.7182
Scenario 5: High TRC ZEAS Phase In | SCG | Res | HVAC | Res - Multi Family | Energy Efficiency | 3332412.7265 | 3497594.5844 | 3677444.5228 | 3861577.184 | 3119332.9154 | 3271910.5685 | 3418651.8886 | 3588297.9319 | 3767497.5062 | 3957071.5408 | 4158306.1995 | 4372685.7926 | 4600417.0518
Scenario 5: High TRC ZEAS Phase In | SCG | Res | HVAC | Res - Single Family | Energy Efficiency | 31345721.1639 | 33292080.8295 | 35221821.4355 | 19637536.2416 | 16524828.6207 | 17359687.6783 | 18233044.7673 | 19154901.4003 | 20133063.9508 | 21172323.4802 | 22277183.1738 | 23453021.2198 | 24704096.0282
Scenario 5: High TRC ZEAS Phase In | SCG | Res | WaterHeat | Res - Multi Family | Energy Efficiency | 72942917.1351 | 76525751.1059 | 77337467.9988 | 81238496.8237 | 85354521.0024 | 89689708.0894 | 94281988.4889 | 99144071.7254 | 104294712.1425 | 109755934.3864 | 115552758.9744 | 121715575.2827 | 128264279.9001
Scenario 5: High TRC ZEAS Phase In | SCG | Res | WaterHeat | Res - Single Family | Energy Efficiency | 312133240.1434 | 331691685.0785 | 326986851.6184 | 344029765.4749 | 362043862.731 | 380958585.694 | 400911911.6536 | 422047236.3751 | 444494600.5336 | 468356746.1553 | 493728587.1863 | 520721008.8259 | 549441046.7241
Scenario 5: High TRC ZEAS Phase In | SCG | Res | WholeBlg | Res - Multi Family | Energy Efficiency | 26047798.1855 | -1978510.5421 | -1814990.4485 | -1575107.5526 | -1314626.3268 | -1030112.1861 | -749244.6791 | -468885.8842 | -193150.4211 | 74890.1209 | 335194.9537 | 592594.9613 | 846682.5968
Scenario 5: High TRC ZEAS Phase In | SCG | Res | WholeBlg | Res - Single Family | Energy Efficiency | 9892912.5689 | -385635.212 | 103425.0938 | 664102.8127 | 1263937.1343 | 1841301.6641 | 2368735.9978 | 2847837.0732 | 3298788.1544 | 3733450.6001 | 4159014.1063 | 4581727.1243 | 4992974.5029
Scenario 5: High TRC ZEAS Phase In | SDG&E | Com | AppPlug | Com - College | Energy Efficiency | 145290.6481 | 151998.0261 | 159011.8921 | 166383.0303 | 174139.2495 | 182309.2763 | 190924.3412 | 200018.1468 | 209615.844 | 219750.0325 | 230458.5692 | 241787.6159 | 253784.4993
Scenario 5: High TRC ZEAS Phase In | SDG&E | Com | AppPlug | Com - Health | Energy Efficiency | 38524654.275 | 40330097.5292 | 42226374.2246 | 44278313.6352 | 46368946.1382 | 48550969.0818 | 50666765.4653 | 53138554.7184 | 55823436.5204 | 58779793.5743 | 61990441.3036 | 64879216.6262 | 68057296.8559
Scenario 5: High TRC ZEAS Phase In | SDG&E | Com | AppPlug | Com - Lodging | Energy Efficiency | 38019049.2314 | 39571748.434 | 41200720.8597 | 42970610.642 | 44747404.8665 | 46680030.6663 | 48688024.406 | 50805690.0243 | 53060679.1928 | 55426810.8643 | 57896260.7426 | 60507158.1308 | 63289629.7838
Scenario 5: High TRC ZEAS Phase In | SDG&E | Com | AppPlug | Com - Other | Energy Efficiency | 223692.8209 | 233898.6784 | 244518.068 | 255681.1289 | 267232.582 | 279572.611 | 292557.7442 | 306202.0942 | 320555.6875 | 335740.5873 | 351696.3074 | 368579.5728 | 386512.8812
Scenario 5: High TRC ZEAS Phase In | SDG&E | Com | BldgEnv | Com - College | Energy Efficiency | 263544.2676 | 275192.1589 | 287312.0289 | 300035.7799 | 313621.9156 | 328409.0124 | 343983.6339 | 360319.0791 | 377561.1579 | 395769.0605 | 414960.6311 | 435150.7932 | 456451.6379
Scenario 5: High TRC ZEAS Phase In | SDG&E | Com | BldgEnv | Com - Grocery | Energy Efficiency | 137599.793 | 143085.9087 | 148756.1182 | 154679.6512 | 161009.477 | 167934.867 | 175202.4204 | 182790.5435 | 190757.9351 | 199150.1538 | 207961.4955 | 217138.7854 | 226839.4427
Scenario 5: High TRC ZEAS Phase In | SDG&E | Com | BldgEnv | Com - Health | Energy Efficiency | 268410.6575 | 280677.9734 | 293465.1535 | 306953.2136 | 321315.3215 | 336903.6391 | 353092.332 | 370417.4736 | 388822.5283 | 408434.3516 | 429257.0573 | 450407.3824 | 472994.1671
Scenario 5: High TRC ZEAS Phase In | SDG&E | Com | BldgEnv | Com - Lodging | Energy Efficiency | 286111.3141 | 296635.5599 | 307332.4092 | 318417.0687 | 330663.885 | 344883.3167 | 359739.0233 | 375079.9285 | 391197.0701 | 408102.2098 | 425761.0342 | 443772.185 | 462838.3595
Scenario 5: High TRC ZEAS Phase In | SDG&E | Com | BldgEnv | Com - Office (Large) | Energy Efficiency | 221496.4521 | 224389.659 | 227189.0898 | 230020.4384 | 233349.8414 | 237624.196 | 242035.6195 | 246432.8708 | 250923.4468 | 255594.4956 | 260383.1434 | 265089.5285 | 270043.5176
Scenario 5: High TRC ZEAS Phase In | SDG&E | Com | BldgEnv | Com - Office (Small) | Energy Efficiency | 132332.5761 | 137067.8232 | 141891.5444 | 146878.4097 | 152357.8863 | 158606.4801 | 165136.9377 | 171886.4199 | 178963.4181 | 186381.6996 | 194135.6242 | 202071.3269 | 210451.2501
Scenario 5: High TRC ZEAS Phase In | SDG&E | Com | BldgEnv | Com - Other | Energy Efficiency | 176968.8222 | 183949.148 | 191096.252 | 198512.5962 | 206639.3187 | 215875.5047 | 225558.0932 | 235605.7062 | 246169.8359 | 257279.7527 | 268926.346 | 280905.3816 | 293587.9407
Scenario 5: High TRC ZEAS Phase In | SDG&E | Com | BldgEnv | Com - Refrig. Warehouse | Energy Efficiency | 5368.8822 | 5589.7578 | 5816.3705 | 6051.4422 | 6309.4739 | 6602.0314 | 6909.3497 | 7228.8957 | 7565.5428 | 7919.8786 | 8292.1497 | 8675.8842 | 9082.4579
Scenario 5: High TRC ZEAS Phase In | SDG&E | Com | BldgEnv | Com - Restaurant | Energy Efficiency | 59426.2811 | 61648.3383 | 63920.8439 | 66274.1051 | 68858.3921 | 71796.4719 | 74872.9022 | 78058.7093 | 81401.3053 | 84910.4611 | 88584.0957 | 92352.1461 | 96334.7384
Scenario 5: High TRC ZEAS Phase In | SDG&E | Com | BldgEnv | Com - Retail | Energy Efficiency | 625069.6912 | 650303.1095 | 676405.8315 | 703634.0249 | 732840.7099 | 764841.2763 | 798430.6251 | 833510.3457 | 870412.0742 | 909251.4309 | 950061.4038 | 992538.2077 | 1037440.8602
Scenario 5: High TRC ZEAS Phase In | SDG&E | Com | BldgEnv | Com - School | Energy Efficiency | 119540.534 | 122086.4134 | 124616.0569 | 127192.6493 | 130098.2481 | 133539.6535 | 137093.1801 | 140704.1872 | 144455.2971 | 148346.8569 | 152367.287 | 156388.4263 | 160606.4979
Scenario 5: High TRC ZEAS Phase In | SDG&E | Com | BldgEnv | Com - Warehouse | Energy Efficiency | 341077.0866 | 355311.0464 | 369893.032 | 385051.3309 | 401743.0384 | 420847.2262 | 440905.5225 | 461750.4826 | 483714.2998 | 506855.8097 | 531153.6072 | 556146.2116 | 582666.8331
Scenario 5: High TRC ZEAS Phase In | SDG&E | Com | ComRefrig | Com - College | Energy Efficiency | 34227.1169 | 35153.7366 | 35782.4553 | 36031.904 | 36529.7337 | 37705.001 | 38091.6327 | 37855.4515 | 37340.9565 | 36444.2746 | 36082.0057 | 35142.5027 | 33970.8547
Scenario 5: High TRC ZEAS Phase In | SDG&E | Com | ComRefrig | Com - Grocery | Energy Efficiency | 24797977.1772 | 25426794.1938 | 25924569.8083 | 26198506.9123 | 26561729.4439 | 27481058.2349 | 28132646.3527 | 28605262.6605 | 29031768.239 | 29369602.8286 | 29973917.7195 | 30295503.019 | 30589307.3699
Scenario 5: High TRC ZEAS Phase In | SDG&E | Com | ComRefrig | Com - Health | Energy Efficiency | 124844.6496 | 127933.9458 | 129968.1634 | 131289.4132 | 134013.328 | 137977.6547 | 137541.4945 | 134454.484 | 129816.8968 | 123004.4604 | 118414.0173 | 110838.5446 | 102112.8466
Scenario 5: High TRC ZEAS Phase In | SDG&E | Com | ComRefrig | Com - Refrig. Warehouse | Energy Efficiency | 18763.2739 | 19262.4575 | 19453.1226 | 19032.5824 | 18698.4651 | 19354.2525 | 19799.0461 | 19985.3277 | 20124.4297 | 20292.8831 | 20743.1348 | 20746.3359 | 20735.7255
Scenario 5: High TRC ZEAS Phase In | SDG&E | Com | ComRefrig | Com - Restaurant | Energy Efficiency | 1018571.5077 | 1044000.462 | 1063743.1419 | 1073429.6497 | 1087176.2428 | 1125221.3752 | 1152423.2749 | 1172376.0528 | 1190541.6087 | 1205432.7312 | 1231233.8881 | 1244911.4363 | 1257515.5743
Scenario 5: High TRC ZEAS Phase In | SDG&E | Com | ComRefrig | Com - Retail | Energy Efficiency | 13310236.1336 | 13622611.9949 | 13880214.0515 | 14049806.5282 | 14286277.0939 | 14822665.0122 | 15226725.585 | 15568948.2527 | 15895933.2409 | 16186219.893 | 16597903.2839 | 16868143.8109 | 17129613.5817
Scenario 5: High TRC ZEAS Phase In | SDG&E | Com | ComRefrig | Com - School | Energy Efficiency | 21987.8547 | 22244.2493 | 22295.2764 | 21983.0536 | 21731.5694 | 22077.2376 | 22171.8281 | 22037.3698 | 21852.5239 | 21606.1193 | 21614.0461 | 21338.9172 | 21039.907
Scenario 5: High TRC ZEAS Phase In | SDG&E | Com | FoodServ | Com - College | Energy Efficiency | 780639.5755 | 814142.0633 | 845780.946 | 874144.8921 | 904644.5944 | 948447.213 | 990177.3087 | 1029530.1723 | 1069668.0117 | 1111329.0874 | 1159113.9345 | 1208686.0329 | 1256670.874
Scenario 5: High TRC ZEAS Phase In | SDG&E | Com | FoodServ | Com - College | Fuel Substitution | 3149900.3957 | 3327727.8699 | 3523965.1164 | 3737403.5639 | 3953261.2783 | 4168047.2027 | 4418671.5154 | 4702121.0455 | 5010688.1075 | 5348137.6492 | 5691987.4531 | 6071372.0524 | 6476772.3373
Scenario 5: High TRC ZEAS Phase In | SDG&E | Com | FoodServ | Com - Grocery | Energy Efficiency | 4598962.3001 | 4778701.2741 | 4948937.1583 | 5106674.5196 | 5279744.6705 | 5507993.86 | 5722177.0738 | 5924434.9947 | 6124977.0857 | 6331333.017 | 6567871.3743 | 6794359.5852 | 7033050.4528
Scenario 5: High TRC ZEAS Phase In | SDG&E | Com | FoodServ | Com - Grocery | Fuel Substitution | 35986478.6322 | 37864157.9042 | 39934622.1573 | 42181809.4868 | 44437404.628 | 46662134.0446 | 49267590.985 | 52215605.5287 | 55416693.7548 | 58909091.8811 | 62442596.0188 | 66334701.8112 | 70477354.1831
Scenario 5: High TRC ZEAS Phase In | SDG&E | Com | FoodServ | Com - Health | Energy Efficiency | 1804461.6095 | 1881182.2884 | 1952417.9161 | 2015691.5027 | 2081208.8656 | 2175743.9231 | 2245242.2852 | 2331226.3033 | 2425153.2315 | 2533151.0917 | 2666557.0225 | 2744392.2829 | 2836724.6722
Scenario 5: High TRC ZEAS Phase In | SDG&E | Com | FoodServ | Com - Health | Fuel Substitution | 11085897.5676 | 11727416.9542 | 12434602.5769 | 13203778.4802 | 13985027.3242 | 14766587.6077 | 15674591.52 | 16699465.4144 | 17815484.1432 | 19036133.1695 | 20284755.8339 | 21661946.0635 | 23135647.3684
Scenario 5: High TRC ZEAS Phase In | SDG&E | Com | FoodServ | Com - Lodging | Energy Efficiency | 2430964.9974 | 2509614.2731 | 2581063.0759 | 2645793.3527 | 2716362.4245 | 2823548.1311 | 2913518.0233 | 2991528.3452 | 3068956.9201 | 3142419.6156 | 3232804.0018 | 3310669.9199 | 3392583.3611
Scenario 5: High TRC ZEAS Phase In | SDG&E | Com | FoodServ | Com - Lodging | Fuel Substitution | 12526098.9806 | 13192580.7969 | 13927703.1801 | 14726019.5897 | 15528657.1897 | 16321828.7601 | 17250149.0625 | 18300562.2341 | 19441894.3981 | 20687866.2159 | 21950495.1779 | 23341923.2758 | 24824308.3062
Scenario 5: High TRC ZEAS Phase In | SDG&E | Com | FoodServ | Com - Office (Large) | Energy Efficiency | 15253.6359 | 15309.7021 | 15291.7137 | 15218.3084 | 15248.1803 | 15454.6151 | 15497.4071 | 15409.345 | 15262.9919 | 15030.3098 | 14868.0858 | 14581.5702 | 14284.0163
Scenario 5: High TRC ZEAS Phase In | SDG&E | Com | FoodServ | Com - Office (Small) | Energy Efficiency | 9302.9002 | 9544.8478 | 9746.2432 | 9914.8142 | 10157.9335 | 10519.1328 | 10774.3989 | 10946.7158 | 11087.8435 | 11161.3407 | 11287.2411 | 11315.2095 | 11328.9199
Scenario 5: High TRC ZEAS Phase In | SDG&E | Com | FoodServ | Com - Other | Energy Efficiency | 7380956.4159 | 7678761.7042 | 7972448.03 | 8259817.6332 | 8574032.1666 | 8948818.4799 | 9305070.8033 | 9648994.1728 | 9998404.6664 | 10353765.8588 | 10754129.1739 | 11148636.1163 | 11562956.2327
Scenario 5: High TRC ZEAS Phase In | SDG&E | Com | FoodServ | Com - Other | Fuel Substitution | 28092520.2357 | 29658910.445 | 31395526.6142 | 33288416.7677 | 35187842.4331 | 37058108.2188 | 39267199.3555 | 41782377.3806 | 44524417.9436 | 47528538.1308 | 50569424.4909 | 53934108.2914 | 57525613.1444
Scenario 5: High TRC ZEAS Phase In | SDG&E | Com | FoodServ | Com - Restaurant | Energy Efficiency | 14828221.7811 | 15397053.8196 | 15957461.1211 | 16480486.9565 | 17070282.8368 | 17795684.9019 | 18482127.6938 | 19136243.2603 | 19791717.9082 | 20455978.8397 | 21220677.3527 | 21956284.5866 | 22723093.5164
Scenario 5: High TRC ZEAS Phase In | SDG&E | Com | FoodServ | Com - Restaurant | Fuel Substitution | 110726866.7813 | 116592626.9263 | 123074827.7998 | 130120584.4806 | 137182691.3669 | 144132604.2908 | 152306878.0844 | 161581332.6274 | 171664797.4233 | 182681107.3831 | 193815704.6217 | 206100579.1001 | 219183402.4146
Scenario 5: High TRC ZEAS Phase In | SDG&E | Com | FoodServ | Com - Retail | Energy Efficiency | 84945.6525 | 89266.3998 | 91520.3477 | 89175.5573 | 87622.4096 | 93312.5661 | 97608.1368 | 100260.7281 | 102454.2231 | 104802.728 | 109476.7857 | 111355.067 | 113241.2051
Scenario 5: High TRC ZEAS Phase In | SDG&E | Com | FoodServ | Com - School | Energy Efficiency | 2151961.2264 | 2198699.3138 | 2239437.8895 | 2271813.9142 | 2312969.9567 | 2372392.6722 | 2421657.3662 | 2463545.6726 | 2504386.8357 | 2543429.01 | 2594109.425 | 2637521.5124 | 2682260.7466
Scenario 5: High TRC ZEAS Phase In | SDG&E | Com | FoodServ | Com - School | Fuel Substitution | 4012785.6907 | 4156985.8286 | 4316488.1401 | 4488800.6028 | 4655829.9379 | 4813695.9706 | 5003919.9197 | 5221133.1062 | 5455264.096 | 5709031.9114 | 5957801.4181 | 6231054.9129 | 6517618.9121
Scenario 5: High TRC ZEAS Phase In | SDG&E | Com | HVAC | Com - College | Energy Efficiency | 4736096.0572 | 4814496.02 | 4876349.5887 | 4917334.9105 | 4924128.0994 | 5083408.3561 | 4481019.4757 | 4565327.2276 | 4649296.0697 | 4728432.2522 | 4826285.2871 | 4883463.6721 | 4936085.2732
Scenario 5: High TRC ZEAS Phase In | SDG&E | Com | HVAC | Com - College | Fuel Substitution | 424889.5312 | 452044.5927 | 480998.0714 | 511868.7942 | -18476.6359 | -17624.8927 | -18144.905 | -19726.0516 | -21450.5259 | -23474.5434 | -24923.8902 | -27892.177 | -30852.491
Scenario 5: High TRC ZEAS Phase In | SDG&E | Com | HVAC | Com - Grocery | Energy Efficiency | 10398849.9023 | 10533095.1877 | 10609231.8912 | 10631606.7977 | 10677803.3772 | 10920089.6665 | 11105474.5382 | 11236257.389 | 11364246.4387 | 11487431.8529 | 11646297.1661 | 11731040.5905 | 11826414.6467
Scenario 5: High TRC ZEAS Phase In | SDG&E | Com | HVAC | Com - Grocery | Fuel Substitution | 8238905.1384 | 8706403.6484 | 9218177.9501 | 9774127.7812 | 198122.6121 | 203920.3945 | 205279.8575 | 203257.8307 | 200846.0781 | 197550.205 | 196169.0854 | 190032.6554 | 184028.3661
Scenario 5: High TRC ZEAS Phase In | SDG&E | Com | HVAC | Com - Health | Energy Efficiency | 17705422.3346 | 18111369.5302 | 18462628.1595 | 18761693.4873 | 19016670.9865 | 19654958.6865 | 19092338.5417 | 19574285.1324 | 20090541.144 | 20640669.4661 | 21293504.0959 | 21685782.9784 | 22134259.2227
Scenario 5: High TRC ZEAS Phase In | SDG&E | Com | HVAC | Com - Health | Fuel Substitution | 1439278.6617 | 1523087.3215 | 1612099.8861 | 1706719.0276 | 143815.1784 | 149553.3199 | 151266.1865 | 149861.4035 | 148068.5883 | 145418.5334 | 144530.7914 | 139122.3424 | 133768.1768
Scenario 5: High TRC ZEAS Phase In | SDG&E | Com | HVAC | Com - Lodging | Energy Efficiency | 12962432.2663 | 13176766.7885 | 13351448.9909 | 13489924.3752 | 13632257.1474 | 14039230.3314 | 13883747.6983 | 14178381.2701 | 14483466.4465 | 14784921.6091 | 15129003.3033 | 15385806.815 | 15662225.3879
Scenario 5: High TRC ZEAS Phase In | SDG&E | Com | HVAC | Com - Lodging | Fuel Substitution | 1908454.4698 | 2014366.5346 | 2128795.8626 | 2251921.25 | 78169.6763 | 81055.8411 | 81556.3281 | 80233.4432 | 78694.5787 | 76672.3557 | 75676.8462 | 72105.4991 | 68595.3362
Scenario 5: High TRC ZEAS Phase In | SDG&E | Com | HVAC | Com - Office (Large) | Energy Efficiency | 18539870.0752 | 18280679.9069 | 17939135.998 | 17496449.4262 | 17149713.7929 | 17191061.7259 | 14855361.6092 | 14663749.3479 | 14453021.3323 | 14224483.5686 | 14057603.7008 | 13733924.2045 | 13419355.721
Scenario 5: High TRC ZEAS Phase In | SDG&E | Com | HVAC | Com - Office (Large) | Fuel Substitution | -132338.3292 | -128381.4867 | -126415.26 | -126056.8529 | -94229.6291 | -90383.8794 | -89818.4743 | -91582.7405 | -93503.97 | -95891.9191 | -96915.9974 | -100842.449 | -104477.4274
Scenario 5: High TRC ZEAS Phase In | SDG&E | Com | HVAC | Com - Office (Small) | Energy Efficiency | 14004076.3448 | 14194632.5803 | 14329560.3907 | 14402746.5684 | 14501894.7803 | 14864947.4864 | 11266684.0643 | 11343609.3521 | 11416699.0613 | 11474825.5727 | 11575677.4565 | 11566726.0769 | 11560871.4567
Scenario 5: High TRC ZEAS Phase In | SDG&E | Com | HVAC | Com - Office (Small) | Fuel Substitution | 346437.1954 | 372039.1045 | 398598.8697 | 426295.3069 | -95292.7753 | -94053.6978 | -95426.9993 | -98788.2286 | -102391.7217 | -106523.7033 | -109560.1532 | -115366.5918 | -121107.1139
Scenario 5: High TRC ZEAS Phase In | SDG&E | Com | HVAC | Com - Other | Energy Efficiency | 19194043.7569 | 19702104.9884 | 20169275.4194 | 20585009.6434 | 20809476.5487 | 21557594.6653 | 22275520.1327 | 22941060.7736 | 23628542.4711 | 24332607.2379 | 25113899.8045 | 25819000.4449 | 26568281.3951
Scenario 5: High TRC ZEAS Phase In | SDG&E | Com | HVAC | Com - Other | Fuel Substitution | 5662513.2199 | 6002106.2744 | 6369276.7251 | 6764743.0163 | 17214.9172 | 25409.6108 | 23918.308 | 14984.2023 | 5107.3569 | -6803.8473 | -14607.8986 | -32979.8503 | -51193.9547
Scenario 5: High TRC ZEAS Phase In | SDG&E | Com | HVAC | Com - Refrig. Warehouse | Energy Efficiency | 123.9899 | 130.0565 | 136.4571 | 143.1555 | 0.043582 | 0.045684 | 0.047922 | 0.050283 | 0.052797 | 0.055441 | 0.05826 | 0.061252 | 0.064417
Scenario 5: High TRC ZEAS Phase In | SDG&E | Com | HVAC | Com - Restaurant | Energy Efficiency | 18355948.6457 | 19129533.1176 | 19942878.5946 | 20788129.0865 | 21292841.8731 | 22250756.4729 | 23259032.0144 | 24309885.5544 | 25414075.0868 | 26575637.0424 | 27810683.6915 | 29098033.9911 | 30457170.2484
Scenario 5: High TRC ZEAS Phase In | SDG&E | Com | HVAC | Com - Restaurant | Fuel Substitution | 201774.2966 | 214326.0045 | 227140.5338 | 240329.7551 | 23932.8707 | 25595.1511 | 25558.8759 | 24225.9127 | 22737.2819 | 20903.9875 | 19794.8023 | 16861.6863 | 13971.0204
Scenario 5: High TRC ZEAS Phase In | SDG&E | Com | HVAC | Com - Retail | Energy Efficiency | 22858118.535 | 23104884.1413 | 23232075.1997 | 23226286.7928 | 23210739.277 | 23746357.007 | 23287665.8197 | 23535401.8629 | 23777402.0559 | 23995241.6214 | 24299141.4291 | 24396779.3904 | 24506739.2892
Scenario 5: High TRC ZEAS Phase In | SDG&E | Com | HVAC | Com - Retail | Fuel Substitution | 1077553.5717 | 1138792.3065 | 1202916.3875 | 1270271.8252 | 175784.2018 | 182302.5516 | 183384.2936 | 180312.6876 | 176749.8799 | 172087.3636 | 169763.0692 | 161576.6354 | 153531.6572
Scenario 5: High TRC ZEAS Phase In | SDG&E | Com | HVAC | Com - School | Energy Efficiency | 12840204.6403 | 12871118.478 | 12860429.808 | 12803047.0074 | 12528202.0974 | 12705507.2463 | 11444075.7069 | 11494587.9184 | 11546867.2614 | 11591916.1412 | 11672079.2721 | 11673034.7367 | 11681595.5112
Scenario 5: High TRC ZEAS Phase In | SDG&E | Com | HVAC | Com - School | Fuel Substitution | 662449.001 | 695182.0762 | 729954.4583 | 766746.3966 | -135791.5685 | -134062.3784 | -133675.3445 | -134265.1957 | -134938.0329 | -135827.5413 | -136152.8674 | -137746.3724 | -139245.2867
Scenario 5: High TRC ZEAS Phase In | SDG&E | Com | HVAC | Com - Warehouse | Energy Efficiency | 1322626.7965 | 1346435.4121 | 1363858.2249 | 1374266.1151 | 1388049.1907 | 1430422.3874 | 1466621.2854 | 1495392.9971 | 1524353.4869 | 1552474.2881 | 1586175.1044 | 1608784.5193 | 1632909.314
Scenario 5: High TRC ZEAS Phase In | SDG&E | Com | HVAC | Com - Warehouse | Fuel Substitution | 927658.5806 | 985801.2743 | 1049217.8784 | 1118020.4903 | -30831.48 | -30753.9588 | -31374.392 | -32537.8762 | -33781.2905 | -35184.1688 | -36303.3304 | -38201.7922 | -40105.3888
Scenario 5: High TRC ZEAS Phase In | SDG&E | Com | Lighting | Com - College | Energy Efficiency | 3817644.6384 | 3920731.4486 | 4003883.3621 | 4071787.3937 | 4166034.119 | 4296720.221 | 4367626.9934 | 4393746.9619 | 4400343.5967 | 4378223.8137 | 4393047.1069 | 4369220.9854 | 4332423.0658
Scenario 5: High TRC ZEAS Phase In | SDG&E | Com | Lighting | Com - Grocery | Energy Efficiency | 5012877.7072 | 5098045.6394 | 5168078.7692 | 5206133.3024 | 5296925.7252 | 5466662.0609 | 5548348.3454 | 5562918.0071 | 5551894.8896 | 5484383.4474 | 5459664.8847 | 5338927.2559 | 5185433.2705
Scenario 5: High TRC ZEAS Phase In | SDG&E | Com | Lighting | Com - Health | Energy Efficiency | 6565516.4502 | 6775651.9831 | 6955661.8849 | 7109197.8619 | 7311429.1842 | 7584968.2408 | 7764674.4004 | 7884802.9805 | 7983509.7792 | 8033278.7857 | 8135548.9383 | 8158053.8743 | 8165333.2881
Scenario 5: High TRC ZEAS Phase In | SDG&E | Com | Lighting | Com - Lodging | Energy Efficiency | 6470854.0588 | 6625185.9314 | 6764636.8729 | 6876036.5883 | 7044533.3442 | 7299192.8424 | 7469399.926 | 7575645.3995 | 7659915.23 | 7690943.773 | 7768629.0229 | 7755461.9754 | 7716787.8347
Scenario 5: High TRC ZEAS Phase In | SDG&E | Com | Lighting | Com - Office (Large) | Energy Efficiency | 11487871.7991 | 11527043.9881 | 11516498.8231 | 11469854.2458 | 11479278.9468 | 11561298.1206 | 11517584.0319 | 11387257.4953 | 11224526.2038 | 11017630.9527 | 10888351.0244 | 10697260.2135 | 10496782.3207
Scenario 5: High TRC ZEAS Phase In | SDG&E | Com | Lighting | Com - Office (Small) | Energy Efficiency | 5554873.9714 | 5697895.6862 | 5819050.9046 | 5923665.6852 | 6060406.8165 | 6239053.9098 | 6351764.1785 | 6417152.652 | 6464237.8775 | 6483124.0272 | 6547161.0659 | 6571790.3739 | 6587947.903
Scenario 5: High TRC ZEAS Phase In | SDG&E | Com | Lighting | Com - Other | Energy Efficiency | 2326329.8845 | 2388294.391 | 2439245.9004 | 2481804.0052 | 2539778.3346 | 2618576.6413 | 2664362.2803 | 2685592.6079 | 2696351.1212 | 2691736.6494 | 2708332.9016 | 2703602.966 | 2693173.1816
Scenario 5: High TRC ZEAS Phase In | SDG&E | Com | Lighting | Com - Refrig. Warehouse | Energy Efficiency | 114799.1632 | 118376.8888 | 121495.3557 | 124235.6469 | 127921.0042 | 132991.0538 | 136754.5357 | 139504.6268 | 141876.3073 | 143418.4777 | 145717.1268 | 146891.7281 | 147891.3256
Scenario 5: High TRC ZEAS Phase In | SDG&E | Com | Lighting | Com - Restaurant | Energy Efficiency | 2473348.5954 | 2539975.6383 | 2596569.5248 | 2645133.6564 | 2708213.7291 | 2789922.9695 | 2840568.4428 | 2869184.1183 | 2889293.0066 | 2896013.8684 | 2923810.4018 | 2932919.6862 | 2937480.7945
Scenario 5: High TRC ZEAS Phase In | SDG&E | Com | Lighting | Com - Retail | Energy Efficiency | 21408490.2771 | 22009131.8775 | 22524099.5604 | 22967237.3051 | 23554879.3618 | 24327627.498 | 24842930.873 | 25172283.0562 | 25431777.0406 | 25558643.9502 | 25852320.5571 | 25983420.7228 | 26079454.0956
Scenario 5: High TRC ZEAS Phase In | SDG&E | Com | Lighting | Com - School | Energy Efficiency | 4182823.6771 | 4212986.6746 | 4219575.3572 | 4208712.9408 | 4224558.8582 | 4274900.4902 | 4264106.2364 | 4209432.0633 | 4136695.9079 | 4038747.3932 | 3976317.6881 | 3879650.9693 | 3775142.3442
Scenario 5: High TRC ZEAS Phase In | SDG&E | Com | Lighting | Com - Warehouse | Energy Efficiency | 3245112.1781 | 3340602.3167 | 3421883.5883 | 3493447.7472 | 3588365.961 | 3715535.5089 | 3799241.7721 | 3848869.5084 | 3883226.0408 | 3896332.3627 | 3938907.2612 | 3951630.0681 | 3957473.4922
Scenario 5: High TRC ZEAS Phase In | SDG&E | Com | WaterHeat | Com - College | Energy Efficiency | 12182066.0433 | 12741688.7357 | 13243581.3391 | 13852351.2745 | 14495997.6877 | 15179123.0368 | 13958976.4847 | 14601173.9103 | 15276229.7719 | 15985920.9108 | 16743234.1407 | 17539957.9386 | 18380568.232
Scenario 5: High TRC ZEAS Phase In | SDG&E | Com | WaterHeat | Com - College | Fuel Substitution | 19373644.1725 | 20423728.1168 | 19116839.2012 | 16476977.1594 | 13338060.6626 | 13917990.1371 | 9789849.7841 | 9956752.8623 | 10102682.5724 | 10213015.2507 | 10404326.6324 | 10545398.2367 | 10671661.286
Scenario 5: High TRC ZEAS Phase In | SDG&E | Com | WaterHeat | Com - Grocery | Energy Efficiency | 7510314.8354 | 7803478.1166 | 8099528.8789 | 8399892.0627 | 8724855.3471 | 9076137.4168 | 8996522.7681 | 9298009.5852 | 9605670.1338 | 9917406.9436 | 10268803.4189 | 10621501.0355 | 10987646.8146
Scenario 5: High TRC ZEAS Phase In | SDG&E | Com | WaterHeat | Com - Grocery | Fuel Substitution | 1075115.8449 | 1128177.326 | 1185584.9603 | 1247800.6813 | 1311579.4766 | 1377312.0868 | 0 | 0 | 0 | 0 | 0 | 0 | 0
Scenario 5: High TRC ZEAS Phase In | SDG&E | Com | WaterHeat | Com - Health | Energy Efficiency | 38769595.8946 | 40584414.6119 | 42214355.6403 | 44185839.7775 | 46276426.37 | 48497578.2506 | 44928757.8671 | 46982534.6608 | 49140314.811 | 51404779.143 | 53849539.7735 | 56376869.5854 | 59049320.9577
Scenario 5: High TRC ZEAS Phase In | SDG&E | Com | WaterHeat | Com - Health | Fuel Substitution | 55813338.4966 | 58904097.2269 | 56147232.5085 | 49885703.6166 | 42317933.1824 | 44259827.9224 | 27436174.065 | 27949799.7559 | 28407344.3314 | 28768117.614 | 29354261.6488 | 29803144.3412 | 30212458.426
Scenario 5: High TRC ZEAS Phase In | SDG&E | Com | WaterHeat | Com - Lodging | Energy Efficiency | 46456145.4029 | 48474028.1848 | 50344336.7239 | 52596083.1974 | 54941008.951 | 57445746.7626 | 15940549.2925 | 16612720.6608 | 17316140.8962 | 18052364.5509 | 18839433.5705 | 19662170.8999 | 20528754.1364
Scenario 5: High TRC ZEAS Phase In | SDG&E | Com | WaterHeat | Com - Lodging | Fuel Substitution | 68369987.374 | 71816403.5414 | 68480203.2457 | 61114939.6771 | 52306305.9704 | 54471649.0712 | 31609534.844 | 32047101.2521 | 32416016.9978 | 32671183.2463 | 33177039.7668 | 33523481.6213 | 33821741.6628
Scenario 5: High TRC ZEAS Phase In | SDG&E | Com | WaterHeat | Com - Office (Large) | Energy Efficiency | 13052551.6235 | 13279215.8253 | 13400369.9056 | 13625867.5697 | 13864503.1593 | 14120573.7956 | 11606893.5171 | 11785665.3068 | 11966888.2499 | 12151197.4118 | 12355590.0702 | 12561701.4603 | 12775557.148
Scenario 5: High TRC ZEAS Phase In | SDG&E | Com | WaterHeat | Com - Office (Large) | Fuel Substitution | 8565110.7928 | 8783451.2875 | 7863261.7936 | 6372614.0319 | 4733299.8832 | 4791945.6594 | 4088009.1144 | 4044554.5808 | 3992110.5226 | 3925780.4617 | 3890506.6256 | 3835889.4278 | 3776097.4284
Scenario 5: High TRC ZEAS Phase In | SDG&E | Com | WaterHeat | Com - Office (Small) | Energy Efficiency | 6325973.6731 | 6576364.4704 | 6811396.6235 | 7076123.8212 | 7357180.8117 | 7655073.77 | 7954854.8409 | 8261153.1775 | 8580056.2033 | 8911334.1956 | 9267770.856 | 9637416.708 | 10025186.6922
Scenario 5: High TRC ZEAS Phase In | SDG&E | Com | WaterHeat | Com - Office (Small) | Fuel Substitution | 4917028.1712 | 5156970.6525 | 4712768.4198 | 3894908.7368 | 2943575.388 | 3047643.8911 | 2658528.3409 | 2689588.6646 | 2714556.9164 | 2729584.7637 | 2766085.6755 | 2788718.723 | 2807100.6692
Scenario 5: High TRC ZEAS Phase In | SDG&E | Com | WaterHeat | Com - Other | Energy Efficiency | 58994742.8504 | 61435698.2869 | 63054653.3614 | 65499650.673 | 68154463.8078 | 71033257.8916 | 70159037.064 | 72561665.0163 | 75011034.3685 | 77477696.7668 | 80287619.2786 | 83090421.0013 | 85993991.4661
Scenario 5: High TRC ZEAS Phase In | SDG&E | Com | WaterHeat | Com - Other | Fuel Substitution | 177574140.3445 | 186862771.4809 | 176218793.2621 | 154127798.0542 | 127819821.9614 | 133225159.421 | 85959964.5916 | 87264831.2774 | 88382931.5503 | 89188674.9282 | 90691128.8175 | 91754642.6286 | 92686659.4899
Scenario 5: High TRC ZEAS Phase In | SDG&E | Com | WaterHeat | Com - Refrig. Warehouse | Energy Efficiency | 143768.8043 | 150082.6571 | 156466.8689 | 163092.6037 | 170224.659 | 177864.6221 | 180390.714 | 187682.2984 | 195247.6951 | 203044.8936 | 211614.9912 | 220416.8458 | 229633.3502
Scenario 5: High TRC ZEAS Phase In | SDG&E | Com | WaterHeat | Com - Refrig. Warehouse | Fuel Substitution | 67539.4438 | 71135.6416 | 68079.1376 | 61049.1223 | 52572.1447 | 54917.6274 | 31361.1558 | 31888.2909 | 32349.5689 | 32699.1638 | 33302.7032 | 33748.6437 | 34148.1417
Scenario 5: High TRC ZEAS Phase In | SDG&E | Com | WaterHeat | Com - Restaurant | Energy Efficiency | 17206137.6481 | 17890004.1817 | 18070987.5641 | 18741493.806 | 19471097.3133 | 20258594.8857 | 20178111.2534 | 20843610.7247 | 21521324.9333 | 22203735.1048 | 22980552.3917 | 23755257.1169 | 24556973.2233
Scenario 5: High TRC ZEAS Phase In | SDG&E | Com | WaterHeat | Com - Restaurant | Fuel Substitution | 125120407.8767 | 131348219.2153 | 120177999.0527 | 99266684.0319 | 74896621.1346 | 77589992.895 | 71229698.7819 | 72171475.9497 | 72953425.6883 | 73471936.7029 | 74566787.247 | 75293034.458 | 75907223.0722
Scenario 5: High TRC ZEAS Phase In | SDG&E | Com | WaterHeat | Com - Retail | Energy Efficiency | 14228825.253 | 14824002.7548 | 15414419.9273 | 16049389.5989 | 16723118.903 | 17437769.3833 | 18162397.7498 | 18906851.1943 | 19684057.4396 | 20494188.0688 | 21364218.1292 | 22269880.762 | 23222037.7186
Scenario 5: High TRC ZEAS Phase In | SDG&E | Com | WaterHeat | Com - Retail | Fuel Substitution | 5737615.7454 | 6029067.9342 | 5482441.7306 | 4465892.3401 | 3278471.7666 | 3393858.6996 | 3390733.4882 | 3437289.8756 | 3476275.0791 | 3502737.3187 | 3556719.7265 | 3593162.1498 | 3624289.0146
Scenario 5: High TRC ZEAS Phase In | SDG&E | Com | WaterHeat | Com - School | Energy Efficiency | 18794027.998 | 19283087.3324 | 19482568.6321 | 19979835.9741 | 20502594.2767 | 21050382.6877 | 20105667.7102 | 20618616.6576 | 21149171.9747 | 21696847.9306 | 22280408.5879 | 22881712.6251 | 23507737.3449
Scenario 5: High TRC ZEAS Phase In | SDG&E | Com | WaterHeat | Com - School | Fuel Substitution | 25200707.3367 | 26059276.3995 | 23360061.8902 | 18895736.8268 | 13905683.8548 | 14202444.4542 | 12129841.5798 | 12099249.6321 | 12039680.8009 | 11935265.434 | 11925336.103 | 11853487.2365 | 11763204.0889
Scenario 5: High TRC ZEAS Phase In | SDG&E | Com | WaterHeat | Com - Warehouse | Energy Efficiency | 8128700.7777 | 8511176.6356 | 8908991.573 | 9327493.5772 | 9770194.4276 | 10238633.7148 | 10530858.7816 | 11034469.1536 | 11565009.1235 | 12124375.9898 | 12719178.1301 | 13346655.0464 | 14010864.8266
Scenario 5: High TRC ZEAS Phase In | SDG&E | Com | WaterHeat | Com - Warehouse | Fuel Substitution | 475719.1008 | 502150.577 | 480204.6431 | 430806.3578 | 370985.3258 | 388636.7389 | 205486.8673 | 209209.3176 | 212498.7882 | 215046.3481 | 219303.9603 | 222511.5143 | 225413.2014
Scenario 5: High TRC ZEAS Phase In | SDG&E | Com | WholeBlg | Com - College | Energy Efficiency | 1115609.4475 | 1116762.027 | 1116337.2288 | 1145596.6794 | 1141624.894 | 1193988.81 | 1249925.8953 | 1292418.104 | 1339862.842 | 1396744.8319 | 1443406.4826 | 1573155.83 | 1627588.9771
Scenario 5: High TRC ZEAS Phase In | SDG&E | Com | WholeBlg | Com - Health | Energy Efficiency | 1924552.2431 | 1946299.3232 | 1973289.7449 | 2066347.7357 | 2084505.6509 | 2087423.9771 | 1876744.8204 | 1922805.2789 | 2053645.2463 | 2323314.5574 | 2698168.9488 | 2519724.5422 | 2461650.0901
Scenario 5: High TRC ZEAS Phase In | SDG&E | Com | WholeBlg | Com - Lodging | Energy Efficiency | 415746.8574 | 390892.701 | 366627.049 | 354844.2885 | 329932.3051 | 326772.6881 | 319310.0949 | 311365.7978 | 308073.6437 | 303745.4589 | 295486.8111 | 284761.4624 | 278337.0883
Scenario 5: High TRC ZEAS Phase In | SDG&E | Com | WholeBlg | Com - Office (Large) | Energy Efficiency | 10460999.2666 | 10237537.7692 | 9937673.9797 | 9624233.3219 | 9309659.2714 | 9374804.3933 | 9500755.8905 | 9512922.0171 | 9370862.2616 | 9313273.7267 | 9230987.221 | 9091259.2093 | 8993164.5436
Scenario 5: High TRC ZEAS Phase In | SDG&E | Com | WholeBlg | Com - Office (Small) | Energy Efficiency | 2613696.0523 | 2621683.2447 | 2613638.4096 | 2596626.3482 | 2591601.7919 | 2645973.9222 | 2704547.5274 | 2751823.1877 | 2802159.5449 | 2853698.0606 | 2906101.4611 | 2937430.2905 | 2976876.9244
Scenario 5: High TRC ZEAS Phase In | SDG&E | Com | WholeBlg | Com - Other | Energy Efficiency | 1220212.7593 | 1207775.8417 | 1179874.5024 | 1140557.3736 | 1096124.4383 | 1103933.7353 | 1109093.0918 | 1101302.663 | 1089346.2988 | 1077932.2373 | 1058274.7148 | 1014291.3256 | 972185.055
Scenario 5: High TRC ZEAS Phase In | SDG&E | Com | WholeBlg | Com - Restaurant | Energy Efficiency | 656092.1487 | 641895.7665 | 628963.4023 | 608430.4924 | 592474.8257 | 594375.5363 | 597990.1438 | 594712.9639 | 586136.1371 | 576871.4777 | 564832.1801 | 537294.2616 | 508540.2368
Scenario 5: High TRC ZEAS Phase In | SDG&E | Com | WholeBlg | Com - Retail | Energy Efficiency | 4335635.4156 | 4472960.9732 | 4601145.8435 | 4711849.0193 | 4779604.6721 | 5017558.0559 | 5263179.6054 | 5486158.9991 | 5705102.7702 | 5945865.7276 | 6175767.4757 | 6379564.3471 | 6622611.851
Scenario 5: High TRC ZEAS Phase In | SDG&E | Com | WholeBlg | Com - School | Energy Efficiency | 4336202.2693 | 4425096.5314 | 4505111.9286 | 4581801.7656 | 4698167.7952 | 4847769.1086 | 5004899.7381 | 5172331.0424 | 5363539.1548 | 5563902.0852 | 5780501.724 | 5987624.7144 | 6207287.4242
Scenario 5: High TRC ZEAS Phase In | SDG&E | Com | WholeBlg | Com - Warehouse | Energy Efficiency | 542080.75 | 525321.0714 | 498727.1669 | 470612.163 | 435831.0417 | 429437.9459 | 416933.8813 | 397653.777 | 375676.9051 | 352008.0004 | 321298.2509 | 273332.2908 | 224487.6669
Scenario 5: High TRC ZEAS Phase In | SDG&E | Res | AppPlug | Res - Multi Family | Energy Efficiency | 23910316.3947 | 25075456.3217 | 26236284.3393 | 27217947.7979 | 28278009.1132 | 29915428.5542 | 31260931.5232 | 32405837.8315 | 33620521.7671 | 34496780.4558 | 35833952.6289 | 37150544.969 | 38510478.6102
Scenario 5: High TRC ZEAS Phase In | SDG&E | Res | AppPlug | Res - Multi Family | Fuel Substitution | 61192378.9347 | 65089718.1282 | 69416341.1469 | 74208342.2444 | 79161459.2019 | 84240198.2158 | 17093423.8635 | 18987349.9207 | 21089532.2605 | 23456715.3753 | 25798137.3809 | 28449859.5796 | 31326484.1886
Scenario 5: High TRC ZEAS Phase In | SDG&E | Res | AppPlug | Res - Single Family | Energy Efficiency | 41269913.8198 | 43521904.6087 | 45746102.0322 | 47378295.8898 | 49115519.5617 | 52368887.1238 | 54853653.9267 | 56847555.708 | 59043834.9551 | 60234209.5213 | 62619155.1596 | 64932858.71 | 67305051.3005
Scenario 5: High TRC ZEAS Phase In | SDG&E | Res | AppPlug | Res - Single Family | Fuel Substitution | 109392743.6753 | 117913213.9691 | 127721649.4807 | 138903581.2944 | 150281975.801 | 161523120.4549 | 57829507.7563 | 66013331.9484 | 75182066.6114 | 85620871.4185 | 95847826.7493 | 107560763.5316 | 120327010.586
Scenario 5: High TRC ZEAS Phase In | SDG&E | Res | BldgEnv | Res - Multi Family | Energy Efficiency | 14555769.339 | 15120116.3133 | 15762348.869 | 16428515.3877 | 17143868.0931 | 18019267.6214 | 18900724.2494 | 19792098.8047 | 20724098.3966 | 21724999.6223 | 22848513.1963 | 24075045.9582 | 25450487.4161
Scenario 5: High TRC ZEAS Phase In | SDG&E | Res | BldgEnv | Res - Single Family | Energy Efficiency | 96055021.856 | 100321559.7492 | 104871471.1796 | 109512046.7397 | 114537966.8116 | 120643476.1209 | 126611774.0822 | 132555419.193 | 138771039.3696 | 145326027.6014 | 152664326.9404 | 160479539.8237 | 169036607.6369
Scenario 5: High TRC ZEAS Phase In | SDG&E | Res | HVAC | Res - Multi Family | Energy Efficiency | 12493148.3852 | 12937693.9759 | 13267566.454 | 13360582.4491 | 13466137.3008 | 14162779.6879 | 14613042.7825 | 14844184.4235 | 15041762.1566 | 15184259.4837 | 15514082.0908 | 15734353.7703 | 15945113.4323
Scenario 5: High TRC ZEAS Phase In | SDG&E | Res | HVAC | Res - Multi Family | Fuel Substitution | 40657959.8932 | 43761042.1575 | 47243572.0373 | 51109365.7514 | 5861334.1505 | 6132067.9308 | 6260287.5237 | 6284087.8519 | 6286133.7347 | 6264999.1309 | 6298599.9482 | 6269124.945 | 6234863.2629
Scenario 5: High TRC ZEAS Phase In | SDG&E | Res | HVAC | Res - Single Family | Energy Efficiency | 56223441.0322 | 58312682.6153 | 59792880.3444 | 59845279.227 | 59113174.0523 | 62399886.1586 | 64508134.5375 | 65451576.8586 | 66258771.7874 | 66708943.9821 | 68072730.0686 | 68760091.2399 | 69392011.2057
Scenario 5: High TRC ZEAS Phase In | SDG&E | Res | HVAC | Res - Single Family | Fuel Substitution | 681963966.0158 | 731756606.3955 | 787383243.4508 | 848937126.6572 | 91331144.0232 | 95294155.1573 | 97363436.3956 | 98042897.6468 | 98436568.8253 | 98524398.9117 | 99352861.498 | 99339010.3809 | 99265426.0665
Scenario 5: High TRC ZEAS Phase In | SDG&E | Res | WaterHeat | Res - Multi Family | Energy Efficiency | 49667400.4825 | 51705084.2626 | 52798330.9187 | 54746164.927 | 56867272.0179 | 59353706.8648 | 61616616.9599 | 63756608.5433 | 65948406.748 | 68142129.9358 | 70669913.4757 | 73148151.8584 | 75711038.7304
Scenario 5: High TRC ZEAS Phase In | SDG&E | Res | WaterHeat | Res - Multi Family | Fuel Substitution | 4536866605.0973 | 4901256336.0553 | 5288100579.3345 | 5679919897.1716 | 6068588494.9425 | 6521800161.5037 | 83625518.5895 | 85259064.0225 | 86804297.7283 | 88092538.1946 | 89980240.5644 | 91410709.973 | 92731016.9796
Scenario 5: High TRC ZEAS Phase In | SDG&E | Res | WaterHeat | Res - Single Family | Energy Efficiency | 91527647.5746 | 96546292.0006 | 97626568.4412 | 102093094.3229 | 106792516.2768 | 111993780.299 | 117225658.2061 | 122583607.3187 | 128214323.0476 | 134097171.6309 | 140497371.7646 | 147146744.7215 | 154165055.2408
Scenario 5: High TRC ZEAS Phase In | SDG&E | Res | WaterHeat | Res - Single Family | Fuel Substitution | 1469811935.7528 | 1560978577.3123 | 1375306089.304 | 960833166.398 | 476769955.687 | 495242244.6877 | 508950775.9971 | 519482154.8479 | 529504660.0112 | 537995593.4835 | 550139261.237 | 559537969.8521 | 568290115.7582
Scenario 5: High TRC ZEAS Phase In | SDG&E | Res | WholeBlg | Res - Multi Family | Energy Efficiency | 6586153.0571 | 6122863.7184 | 6348158.7039 | 6689675.8507 | 6649583.864 | 6740592.0866 | 6722054.5942 | 6597130.3357 | 6421229.1614 | 6211661.4101 | 6076832.9355 | 6002672.8624 | 5934590.3379
Scenario 5: High TRC ZEAS Phase In | SDG&E | Res | WholeBlg | Res - Single Family | Energy Efficiency | 8809355.674 | 9781844.4515 | 11056029.0884 | 11587491.8921 | 11002250.6145 | 10872188.8147 | 10541618.3454 | 10113516.8093 | 9685665.6245 | 9256481.1852 | 8948564.0842 | 8726578.2136 | 8516942.9721
Scenario 6: Aggressive Fuel Sub Phase In | PG&E | Com | AppPlug | Com - College | Energy Efficiency | 598286.6359 | 625761.9735 | 609820.8881 | 637948.9079 | 667543.9457 | 698715.5266 | 731582.6724 | 766273.8102 | 802884.456 | 841538.6925 | 882380.8402 | 925586.9373 | 971337.3018
Scenario 6: Aggressive Fuel Sub Phase In | PG&E | Com | AppPlug | Com - Health | Energy Efficiency | 144799269.8777 | 151717291.0518 | 159227383.9744 | 166798051.3132 | 174914749.9671 | 173706976.9596 | 202601751.3315 | 197278705.5895 | 207046296.8214 | 217266951.8182 | 227961559.5713 | 239668045.1677 | 252080212.7608
Scenario 6: Aggressive Fuel Sub Phase In | PG&E | Com | AppPlug | Com - Lodging | Energy Efficiency | 112627874.0957 | 117560788.2805 | 122727893.9831 | 128070699.7633 | 133775616.1103 | 139688235.75 | 145912317.461 | 152452551.5941 | 159331039.7868 | 166605186.8793 | 174257260.1319 | 156001111.0206 | 224187834.4133
Scenario 6: Aggressive Fuel Sub Phase In | PG&E | Com | AppPlug | Com - Other | Energy Efficiency | 1357696.3491 | 1418534.5151 | 1482049.8647 | 1548445.1411 | 1617692.4745 | 1691415.6935 | 1769180.8126 | 1850677.8113 | 1935730.3034 | 2025901.3548 | 2121042.9932 | 2221436.3381 | 2327776.5337
Scenario 6: Aggressive Fuel Sub Phase In | PG&E | Com | BldgEnv | Com - College | Energy Efficiency | 966080.6254 | 1004279.6128 | 1042707.9018 | 1082566.4513 | 1127514.9065 | 1180160.6409 | 1234527.6246 | 1291178.2802 | 1350621.66 | 1413373.9092 | 1479428.801 | 1546641.9075 | 1617858.643
Scenario 6: Aggressive Fuel Sub Phase In | PG&E | Com | BldgEnv | Com - Grocery | Energy Efficiency | 1117969.2783 | 1157532.0037 | 1197272.4388 | 1238106.9622 | 1284382.1333 | 1339062.46 | 1395176.9845 | 1453434.0008 | 1514224.3829 | 1578228.2164 | 1645398.8405 | 1713348.0093 | 1785110.9943
Scenario 6: Aggressive Fuel Sub Phase In | PG&E | Com | BldgEnv | Com - Health | Energy Efficiency | 2977997.2357 | 3109824.1978 | 3246432.8144 | 3388386.7152 | 3543555.6268 | 3716210.423 | 3896720.5303 | 4086342.5215 | 4286013.6214 | 4497042.1431 | 4719790.7779 | 4951938.201 | 5198105.9332
Scenario 6: Aggressive Fuel Sub Phase In | PG&E | Com | BldgEnv | Com - Lodging | Energy Efficiency | 3954949.5189 | 4113918.291 | 4277865.6465 | 4448612.3647 | 4633490.2477 | 4836661.7266 | 5048456.6163 | 5270341.7847 | 5503347.1958 | 5749101.866 | 6007842.0708 | 6275329.3335 | 6559185.9445
Scenario 6: Aggressive Fuel Sub Phase In | PG&E | Com | BldgEnv | Com - Office (Large) | Energy Efficiency | 2495262.2441 | 2523703.3784 | 2550140.1263 | 2576116.3863 | 2610839.6084 | 2659030.9186 | 2706618.1889 | 2754378.7139 | 2802989.0085 | 2853984.6047 | 2906642.8743 | 2956776.0473 | 3009522.8082
Scenario 6: Aggressive Fuel Sub Phase In | PG&E | Com | BldgEnv | Com - Office (Small) | Energy Efficiency | 887361.7015 | 917631.8584 | 947975.3475 | 792016.765 | 875429.4665 | 859202.6971 | 894120.2238 | 930317.7987 | 968051.9784 | 1007748.8316 | 1049367.1871 | 1091389.0545 | 1135731.0531
Scenario 6: Aggressive Fuel Sub Phase In | PG&E | Com | BldgEnv | Com - Other | Energy Efficiency | 1341138.5325 | 1391641.3831 | 1442562.9182 | 1494995.7791 | 1554262.5013 | 1624034.1996 | 1695875.0861 | 1770589.0276 | 1848671.5439 | 1931063.0582 | 2017690.2366 | 2105624.3524 | 2198634.4591
Scenario 6: Aggressive Fuel Sub Phase In | PG&E | Com | BldgEnv | Com - Refrig. Warehouse | Energy Efficiency | 357702.0826 | 371786.8739 | 386030.7561 | 400739.4852 | 417332.466 | 436766.5947 | 456810.8619 | 477709.8475 | 499600.6133 | 522718.1137 | 547052.6479 | 571836.7004 | 598078.7996
Scenario 6: Aggressive Fuel Sub Phase In | PG&E | Com | BldgEnv | Com - Restaurant | Energy Efficiency | 549917.6247 | 569505.1686 | 589196.2529 | 609434.3582 | 632377.345 | 659444.6422 | 687247.4324 | 716112.9548 | 746256.3105 | 777999.7016 | 811314.502 | 743940.5382 | 799613.0694
Scenario 6: Aggressive Fuel Sub Phase In | PG&E | Com | BldgEnv | Com - Retail | Energy Efficiency | 3959388.6765 | 4102643.2929 | 4246722.8606 | 3979246.0722 | 4209217.8214 | 4318504.0497 | 4502936.3519 | 4694563.5483 | 4894701.41 | 5105531.4229 | 5326936.0102 | 5551202.256 | 5788166.218
Scenario 6: Aggressive Fuel Sub Phase In | PG&E | Com | BldgEnv | Com - School | Energy Efficiency | 951808.3101 | 970475.9867 | 988494.3916 | 1006614.055 | 1028267.7697 | 1055654.2411 | 1083068.9738 | 1111074.1736 | 1139911.5106 | 1170011.2884 | 1201249.5654 | 1231893.1992 | 1263988.708
Scenario 6: Aggressive Fuel Sub Phase In | PG&E | Com | BldgEnv | Com - Warehouse | Energy Efficiency | 10147101.1928 | 10598373.3117 | 11066415.3902 | 11556429.878 | 12086468.0772 | 12669463.6088 | 13279254.3736 | 13920976.6986 | 14596700.3681 | 15311853.2586 | 16067237.3779 | 16855584.0466 | 17691192.477
Scenario 6: Aggressive Fuel Sub Phase In | PG&E | Com | ComRefrig | Com - College | Energy Efficiency | 111787.7689 | 115358.1915 | 117620.0005 | 118141.2168 | 119697.2179 | 124244.509 | 125735.3842 | 125581.9261 | 124021.2587 | 121531.74 | 121425.9071 | 119134.6617 | 117565.1679
Scenario 6: Aggressive Fuel Sub Phase In | PG&E | Com | ComRefrig | Com - Grocery | Energy Efficiency | 69106476.4691 | 71091145.8341 | 72625212.4076 | 73299105.5372 | 74220045.3406 | 77079603.2153 | 78990040.0556 | 80634249.0609 | 82008702.8331 | 83239577.9287 | 85420867.6291 | 86880064.916 | 88254226.808
Scenario 6: Aggressive Fuel Sub Phase In | PG&E | Com | ComRefrig | Com - Health | Energy Efficiency | 301806.9586 | 310193.4943 | 315673.844 | 318812.424 | 327095.8883 | 338791.6276 | 338267.3973 | 330753.0391 | 316956.3098 | 298307.8289 | 287117.7375 | 268772.1315 | 254909.153
Scenario 6: Aggressive Fuel Sub Phase In | PG&E | Com | ComRefrig | Com - Refrig. Warehouse | Energy Efficiency | 587526.1597 | 609299.9642 | 617787.8259 | 599626.3249 | 584658.0836 | 611112.8743 | 627076.9619 | 638699.1028 | 645921.1979 | 654676.8913 | 676211.5208 | 684775.4753 | 692807.8438
Scenario 6: Aggressive Fuel Sub Phase In | PG&E | Com | ComRefrig | Com - Restaurant | Energy Efficiency | 2628368.3523 | 2703473.5934 | 2759300.4564 | 2777911.4671 | 2807096.7656 | 2916619.3222 | 2989846.5802 | 3053217.2533 | 3106318.4731 | 3155118.8924 | 3240525.6189 | 2899373.5738 | 3077393.2785
Scenario 6: Aggressive Fuel Sub Phase In | PG&E | Com | ComRefrig | Com - Retail | Energy Efficiency | 39582322.0353 | 40604934.7657 | 41427572.0124 | 37858540.3513 | 39632655.738 | 40118200.2639 | 41214665.9774 | 42250771.9977 | 43186990.0379 | 44079197.0581 | 45402718.0916 | 46393611.773 | 47363350.6679
Scenario 6: Aggressive Fuel Sub Phase In | PG&E | Com | ComRefrig | Com - School | Energy Efficiency | 84360.57 | 85836.4246 | 86225.5456 | 84640.1681 | 83292.601 | 85147.9228 | 85724.1963 | 85750.4452 | 85319.7705 | 84772.2344 | 85483.2206 | 85114.4448 | 84613.0308
Scenario 6: Aggressive Fuel Sub Phase In | PG&E | Com | FoodServ | Com - College | Energy Efficiency | 2724723.1327 | 2847831.4502 | 2933745.8886 | 3073107.5305 | 3163244.8373 | 3315588.4595 | 3461612.7936 | 3605041.502 | 3751372.0307 | 3900691.9475 | 4076639.0416 | 4243474.6996 | 4421101.0725
Scenario 6: Aggressive Fuel Sub Phase In | PG&E | Com | FoodServ | Com - College | Fuel Substitution | 9762559.5539 | 10294130.7012 | 10883777.3448 | 11522924.9973 | 12160966.7226 | 12796265.443 | 13550020.6461 | 14393770.1075 | 15325916.4784 | 16334897.465 | 17349879.6843 | 18477697.8424 | 19690485.3221
Scenario 6: Aggressive Fuel Sub Phase In | PG&E | Com | FoodServ | Com - Grocery | Energy Efficiency | 13150886.8001 | 13684714.9391 | 14204272.0726 | 14696846.3274 | 15252988.0711 | 15938879.1839 | 16576450.5071 | 17208351.8312 | 17822123.6515 | 18453175.6046 | 19195159.5698 | 19915708.423 | 20667755.526
Scenario 6: Aggressive Fuel Sub Phase In | PG&E | Com | FoodServ | Com - Grocery | Fuel Substitution | 92820171.1536 | 97478008.9159 | 102644181.219 | 108231805.7233 | 113762369.5659 | 119221050.2113 | 125732460.3379 | 133020672.0069 | 141061250.7965 | 149738782.1761 | 158398799.5671 | 168012010.7983 | 178314204.3642
Scenario 6: Aggressive Fuel Sub Phase In | PG&E | Com | FoodServ | Com - Health | Energy Efficiency | 5168728.1587 | 5408626.7873 | 5657801.796 | 5851227.1295 | 6094351.0498 | 6376356.7348 | 6719619.4592 | 6974020.9788 | 7253444.2857 | 7530605.3326 | 7857483.0826 | 8198309.9373 | 8555540.8401
Scenario 6: Aggressive Fuel Sub Phase In | PG&E | Com | FoodServ | Com - Health | Fuel Substitution | 28171453.4615 | 29746771.3602 | 31491439.0985 | 33382722.9458 | 35280575.4621 | 37180669.2258 | 39422053.5953 | 41927002.7019 | 44692615.2805 | 47687994.4254 | 50715233.9481 | 54075990.3356 | 57693602.0824
Scenario 6: Aggressive Fuel Sub Phase In | PG&E | Com | FoodServ | Com - Lodging | Energy Efficiency | 5543331.1615 | 5759148.3369 | 5960739.6673 | 6141423.0508 | 6368486.1684 | 6648154.3021 | 6892786.2871 | 7124335.5673 | 7340657.5426 | 7559982.604 | 7832534.8791 | 8049329.2223 | 8349103.9976
Scenario 6: Aggressive Fuel Sub Phase In | PG&E | Com | FoodServ | Com - Lodging | Fuel Substitution | 25407158.8342 | 26708097.969 | 28151233.8391 | 29712996.3729 | 31261681.7063 | 32793138.815 | 34618158.361 | 36661205.2622 | 38916106.1781 | 41351441.6597 | 43786105.2861 | 46489652.7152 | 49389365.4403
Scenario 6: Aggressive Fuel Sub Phase In | PG&E | Com | FoodServ | Com - Office (Large) | Energy Efficiency | 47525.7356 | 47890.1235 | 48062.9503 | 48084.6152 | 48491.7377 | 49318.776 | 49617.5786 | 49648.2669 | 49452.9599 | 49117.5002 | 49101.5962 | 48736.9073 | 48300.8338
Scenario 6: Aggressive Fuel Sub Phase In | PG&E | Com | FoodServ | Com - Office (Small) | Energy Efficiency | 19169.9166 | 19745.6907 | 20247.5627 | 16486.8384 | 21766.8632 | 18064.1575 | 18565.729 | 18986.9861 | 19336.253 | 19625.8782 | 20052.0095 | 20340.2693 | 20599.1903
Scenario 6: Aggressive Fuel Sub Phase In | PG&E | Com | FoodServ | Com - Other | Energy Efficiency | 27211987.9798 | 28340442.464 | 29461989.6494 | 30573195.5878 | 31811179.1611 | 33245465.3605 | 34611543.6944 | 35965775.6736 | 37303705.9517 | 38691214.5369 | 40276545.7053 | 41846324.3154 | 43482702.2793
Scenario 6: Aggressive Fuel Sub Phase In | PG&E | Com | FoodServ | Com - Other | Fuel Substitution | 95122973.1274 | 100218379.3862 | 105904305.3058 | 112079837.3469 | 118182613.4476 | 124192472.5027 | 131436632.3272 | 139593716.0248 | 148638271.8467 | 158436011.6412 | 168208000.2577 | 179111831.882 | 190834841.5378
Scenario 6: Aggressive Fuel Sub Phase In | PG&E | Com | FoodServ | Com - Restaurant | Energy Efficiency | 38492618.5361 | 40007551.0656 | 41498654.1127 | 42929300.8212 | 44559893.9399 | 46495647.8047 | 48318140.6215 | 50115583.9254 | 51889125.0784 | 53712600.2852 | 55832733.4377 | 48757414.9475 | 82975497.2928
Scenario 6: Aggressive Fuel Sub Phase In | PG&E | Com | FoodServ | Com - Restaurant | Fuel Substitution | 260012453.5 | 273246752.6452 | 287963278.6078 | 303902822.9462 | 319645901.7 | 335146089.9106 | 353735577.3113 | 374595768.1765 | 397653380.7612 | 422564762.1972 | 447385475.9142 | 419205400.6135 | 445338753.5448
Scenario 6: Aggressive Fuel Sub Phase In | PG&E | Com | FoodServ | Com - Retail | Energy Efficiency | 349684.1464 | 367686.715 | 379792.143 | 305180.8867 | 740895.8593 | 375682.7117 | 392774.2263 | 408465.7014 | 420415.685 | 431908.6356 | 453176.0954 | 468898.5786 | 485167.3969
Scenario 6: Aggressive Fuel Sub Phase In | PG&E | Com | FoodServ | Com - School | Energy Efficiency | 7901608.5302 | 8088412.8239 | 8255108.7711 | 8398280.9281 | 8571654.205 | 8806742.3295 | 8999973.6574 | 9181183.5286 | 9347687.8059 | 9514290.2 | 9731337.8132 | 9930694.1945 | 10130653.6398
Scenario 6: Aggressive Fuel Sub Phase In | PG&E | Com | FoodServ | Com - School | Fuel Substitution | 13237431.9967 | 13687387.0455 | 14190091.4866 | 14731148.2048 | 15245242.577 | 15731283.6928 | 16334152.9097 | 17013336.9039 | 17761849.3731 | 18561897.5193 | 19331790.5829 | 20187373.2808 | 21093309.2958
Scenario 6: Aggressive Fuel Sub Phase In | PG&E | Com | HVAC | Com - College | Energy Efficiency | 17226126.8043 | 17697305.87 | 17818699.0172 | 18515657.6804 | 18175124.2179 | 18880636.668 | 16093618.4875 | 16571046.5098 | 17054294.009 | 17542625.9993 | 18136763.3923 | 18624673.3332 | 19133617.8982
Scenario 6: Aggressive Fuel Sub Phase In | PG&E | Com | HVAC | Com - College | Fuel Substitution | 4506047.5262 | 4767502.0234 | 5050367.9466 | 5356201.1108 | 78628.543 | 89450.2499 | 95447.5713 | 99542.5259 | 102594.7305 | 104921.9969 | 111056.3007 | 113103.4557 | 114718.6455
Scenario 6: Aggressive Fuel Sub Phase In | PG&E | Com | HVAC | Com - Grocery | Energy Efficiency | 31339120.4257 | 32096042.8946 | 32749063.0841 | 33314626.4345 | 33834951.5724 | 34946736.9012 | 35942232.7368 | 36909018.3827 | 37870835.8095 | 38861280.8687 | 40015852.9201 | 41057561.731 | 42139702.814
Scenario 6: Aggressive Fuel Sub Phase In | PG&E | Com | HVAC | Com - Grocery | Fuel Substitution | 31413844.9794 | 33088435.6026 | 34921746.2709 | 36905156.2662 | 877629.2861 | 912583.0407 | 934690.2579 | 951765.9597 | 966116.2375 | 978601.7646 | 1000981.6464 | 1012779.0871 | 1023511.8697
Scenario 6: Aggressive Fuel Sub Phase In | PG&E | Com | HVAC | Com - Health | Energy Efficiency | 46723284.6178 | 48188551.8991 | 49596928.2827 | 50819687.3105 | 51460778.3048 | 53424406.2565 | 51958692.2125 | 53746600.8143 | 55546695.5819 | 57380420.4831 | 59471792.0206 | 61472423.6114 | 63560118.9134
Scenario 6: Aggressive Fuel Sub Phase In | PG&E | Com | HVAC | Com - Health | Fuel Substitution | 10688313.0799 | 11308166.8476 | 11980426.4899 | 12704760.2554 | 667181.7395 | 702150.9206 | 725386.4022 | 744070.512 | 760324.4676 | 774931.0099 | 799218.6382 | 813459.7228 | 826778.1048
Scenario 6: Aggressive Fuel Sub Phase In | PG&E | Com | HVAC | Com - Lodging | Energy Efficiency | 28902669.8175 | 29620195.2295 | 30245811.9904 | 30793364.0519 | 31198801.3975 | 32295232.1034 | 32126099.0027 | 33066636.8948 | 34008219.4734 | 34987646.8169 | 36121082.165 | 37138973.2857 | 38195584.1636
Scenario 6: Aggressive Fuel Sub Phase In | PG&E | Com | HVAC | Com - Lodging | Fuel Substitution | 9993913.772 | 10525475.8879 | 11104036.3998 | 11727818.9367 | 352824.2305 | 368683.9914 | 378656.0657 | 386323.2003 | 392741.9412 | 398305.831 | 408443.8578 | 413885.0417 | 418655.6634
Scenario 6: Aggressive Fuel Sub Phase In | PG&E | Com | HVAC | Com - Office (Large) | Energy Efficiency | 56013431.1648 | 55764996.1722 | 55270894.7456 | 54524371.5752 | 53943083.5042 | 54436148.9992 | 42914877.6326 | 42765238.5808 | 42532718.2377 | 42302864.8979 | 42319654.488 | 42011910.518 | 41703741.2367
Scenario 6: Aggressive Fuel Sub Phase In | PG&E | Com | HVAC | Com - Office (Large) | Fuel Substitution | 979866.7193 | 1037209.2343 | 1094597.955 | 1152583.4305 | -117304.6555 | -97824.1353 | -88116.7645 | -82274.6136 | -78528.1742 | -76188.0809 | -67791.9809 | -66301.5648 | -65557.3186
Scenario 6: Aggressive Fuel Sub Phase In | PG&E | Com | HVAC | Com - Office (Small) | Energy Efficiency | 28940842.0955 | 29622206.6365 | 30216580.4119 | 24757782.3647 | 33389794.7911 | 26652908.6318 | 18210521.3078 | 18570760.4527 | 18914653.525 | 19258573.2037 | 19705421.5963 | 20040926.0641 | 20381888.9759
Scenario 6: Aggressive Fuel Sub Phase In | PG&E | Com | HVAC | Com - Office (Small) | Fuel Substitution | 2780745.7765 | 2939013.5462 | 3110345.5901 | 2677977.1112 | -52809.3572 | -45417.2278 | -42051.8201 | -40285.9317 | -39402.9738 | -39135.0231 | -35863.8113 | -35890.5648 | -36283.5692
Scenario 6: Aggressive Fuel Sub Phase In | PG&E | Com | HVAC | Com - Other | Energy Efficiency | 128440699.3258 | 132468807.3076 | 136275858.8948 | 139904919.119 | 141601145.2523 | 147390927.3859 | 153107522.8312 | 158807165.6846 | 164568162.2743 | 170615187.2734 | 177446535.8876 | 183968466.1159 | 190803284.9089
Scenario 6: Aggressive Fuel Sub Phase In | PG&E | Com | HVAC | Com - Other | Fuel Substitution | 60122028.7611 | 63433702.704 | 67037125.1224 | 70923397.9631 | 1478073.5695 | 1578992.4536 | 1638972.7171 | 1682873.0134 | 1718016.8513 | 1747123.8116 | 1808227.2766 | 1835087.2658 | 1858428.0993
Scenario 6: Aggressive Fuel Sub Phase In | PG&E | Com | HVAC | Com - Refrig. Warehouse | Energy Efficiency | 7924.2818 | 8306.504 | 8710.4538 | 9137.7374 | 31.0072 | 32.4904 | 34.0446 | 35.6889 | 37.4103 | 39.2365 | 41.1632 | 43.2067 | 45.3748
Scenario 6: Aggressive Fuel Sub Phase In | PG&E | Com | HVAC | Com - Restaurant | Energy Efficiency | 64521450.2353 | 67213611.6606 | 70025424.9377 | 72953791.917 | 73388165.2991 | 76652909.6929 | 80077974.1054 | 83663511.9784 | 87431332.5976 | 91402729.9864 | 95635650.4479 | 88543411.7456 | 108983619.0773
Scenario 6: Aggressive Fuel Sub Phase In | PG&E | Com | HVAC | Com - Restaurant | Fuel Substitution | 2771060.6627 | 2920864.5148 | 3082721.1562 | 3256382.1679 | 178151.1358 | 188913.8917 | 195237.1539 | 199813.352 | 203436.722 | 206403.4147 | 212773.1923 | 190178.5537 | 192227.0824
Scenario 6: Aggressive Fuel Sub Phase In | PG&E | Com | HVAC | Com - Retail | Energy Efficiency | 66137050.6626 | 67658329.4344 | 68930963.3052 | 62493910.6382 | 73748730.8683 | 65998455.6856 | 63740689.3713 | 65367970.0897 | 66965676.6044 | 68594848.1871 | 70565514.6508 | 72243609.8947 | 73975913.9657
Scenario 6: Aggressive Fuel Sub Phase In | PG&E | Com | HVAC | Com - Retail | Fuel Substitution | 8770534.2595 | 9247202.3454 | 9761681.4479 | 9355373.3306 | 584054.6752 | 617610.8198 | 637666.3884 | 652416.3252 | 664277.3019 | 674149.5484 | 694436.0709 | 703536.9355 | 711484.2372
Scenario 6: Aggressive Fuel Sub Phase In | PG&E | Com | HVAC | Com - School | Energy Efficiency | 39996625.3497 | 40494692.6886 | 40884267.9403 | 41184663.4048 | 38954001.2119 | 39768384.0558 | 34450557.4631 | 34954441.7827 | 35446097.824 | 35954179.7611 | 36600947.0237 | 37125661.4088 | 37661717.2587
Scenario 6: Aggressive Fuel Sub Phase In | PG&E | Com | HVAC | Com - School | Fuel Substitution | 7148153.0789 | 7425981.2025 | 7727159.8933 | 8049105.349 | -211647.71 | -201347.8037 | -195987.6486 | -192583.805 | -190247.0712 | -188635.6437 | -183172.9909 | -181970.284 | -181168.5774
Scenario 6: Aggressive Fuel Sub Phase In | PG&E | Com | HVAC | Com - Warehouse | Energy Efficiency | 4990369.4041 | 5130079.5539 | 5253894.9081 | 5365237.4187 | 5472158.2269 | 5682657.8355 | 5875102.4111 | 6064327.0011 | 6252411.9782 | 6447804.0866 | 6673480.3454 | 6879232.1746 | 7093195.4272
Scenario 6: Aggressive Fuel Sub Phase In | PG&E | Com | HVAC | Com - Warehouse | Fuel Substitution | 4799743.9272 | 5082781.7465 | 5392427.7572 | 5727913.9846 | 50376.321 | 56048.0666 | 59297.9801 | 61595.4709 | 63372.5392 | 64788.559 | 68140.4934 | 69427.2956 | 70499.8462
Scenario 6: Aggressive Fuel Sub Phase In | PG&E | Com | Lighting | Com - College | Energy Efficiency | 8032518.6757 | 8243962.7483 | 8394968.6104 | 8509402.2077 | 8710043.495 | 9001126.0791 | 9111487.1775 | 9120039.8737 | 9040818.33 | 8903721.8556 | 8885930.2612 | 8744810.4856 | 8552153.2224
Scenario 6: Aggressive Fuel Sub Phase In | PG&E | Com | Lighting | Com - Grocery | Energy Efficiency | 13590593.752 | 13881011.6168 | 14130210.4544 | 14313081.9091 | 14667429.0711 | 15216387.4637 | 15504975.0569 | 15669130.4635 | 15733467.883 | 15706572.2911 | 15863038.8502 | 15775882.8275 | 15604023.3773
Scenario 6: Aggressive Fuel Sub Phase In | PG&E | Com | Lighting | Com - Health | Energy Efficiency | 16047173.7721 | 16576577.5112 | 17015055.4785 | 17383386.7508 | 17927566.8425 | 18669376.7401 | 19124478.6566 | 19442133.8676 | 19639718.7947 | 19729648.3366 | 20016373.8881 | 20091197.4104 | 20090765.3754
Scenario 6: Aggressive Fuel Sub Phase In | PG&E | Com | Lighting | Com - Lodging | Energy Efficiency | 9851344.2128 | 10085141.7235 | 10285881.6823 | 10442165.7518 | 10720155.6584 | 11138084.9626 | 11376760.3738 | 11530190.0448 | 11613839.6309 | 11633914.4394 | 11780814.8962 | 11761999.8631 | 11687408.7584
Scenario 6: Aggressive Fuel Sub Phase In | PG&E | Com | Lighting | Com - Office (Large) | Energy Efficiency | 27329558.9776 | 27515102.4936 | 27583479.1664 | 27581655.8206 | 27743019.5755 | 28056117.1144 | 28049097.7354 | 27882179.2233 | 27593024.96 | 27243928.4202 | 27114138.2716 | 26825329.0595 | 26493839.2771
Scenario 6: Aggressive Fuel Sub Phase In | PG&E | Com | Lighting | Com - Office (Small) | Energy Efficiency | 8276662.1743 | 8516885.2397 | 8724385.524 | 7218020.622 | 7805905.6088 | 7701099.2816 | 7864843.3508 | 7984952.1869 | 8069632.0422 | 8134383.1179 | 8267737.7236 | 8350830.5331 | 8418750.1531
Scenario 6: Aggressive Fuel Sub Phase In | PG&E | Com | Lighting | Com - Other | Energy Efficiency | 5724677.5702 | 5886550.4766 | 6015406.3365 | 6124720.302 | 6286105.1148 | 6501690.758 | 6614753.5425 | 6672373.666 | 6682739.8223 | 6663952.7662 | 6718245.4927 | 6706597.9287 | 6669973.5463
Scenario 6: Aggressive Fuel Sub Phase In | PG&E | Com | Lighting | Com - Refrig. Warehouse | Energy Efficiency | 2136691.279 | 2211465.9141 | 2278514.5699 | 2341165.3534 | 2423611.6906 | 2528978.0984 | 2609948.5528 | 2679922.3944 | 2740292.9595 | 2792456.4824 | 2865301.0975 | 2920182.4998 | 2971359.2441
Scenario 6: Aggressive Fuel Sub Phase In | PG&E | Com | Lighting | Com - Restaurant | Energy Efficiency | 6702961.7668 | 6894946.3407 | 7055549.2678 | 7198698.7309 | 7395888.7606 | 7648989.6448 | 7802810.5065 | 7904415.2521 | 7962405.2157 | 7994951.6227 | 8102732.2862 | 7180238.558 | 7352264.2859
Scenario 6: Aggressive Fuel Sub Phase In | PG&E | Com | Lighting | Com - Retail | Energy Efficiency | 62296764.4547 | 64212981.182 | 65868395.2627 | 60999057.1543 | 63926389.1356 | 65267353.3892 | 66849235.4663 | 68057427.6307 | 68952663.1134 | 69612999.2817 | 70872601.5861 | 71664487.3224 | 72318214.0189
Scenario 6: Aggressive Fuel Sub Phase In | PG&E | Com | Lighting | Com - School | Energy Efficiency | 9644075.1686 | 9709919.0512 | 9702145.5352 | 9651542.2234 | 9694814.5549 | 9832861.368 | 9773776.1361 | 9609678.0709 | 9359232.6788 | 9058810.0444 | 8882648.4686 | 8593840.2254 | 8265610.6016
Scenario 6: Aggressive Fuel Sub Phase In | PG&E | Com | Lighting | Com - Warehouse | Energy Efficiency | 5328508.9043 | 5501133.2766 | 5648313.9018 | 5783330.752 | 5967371.1423 | 6205159.3866 | 6361146.9931 | 6472268.5173 | 6544166.8572 | 6593918.3384 | 6708050.4475 | 6767762.8276 | 6810077.0617
Scenario 6: Aggressive Fuel Sub Phase In | PG&E | Com | WaterHeat | Com - College | Energy Efficiency | 39967590.0327 | 41809445.7567 | 40662243.0015 | 43219692.7618 | 44606131.9306 | 46706970.4236 | 40919453.5268 | 42792138.3079 | 44754277.1418 | 46818430.8453 | 49028643.3205 | 51345760.3969 | 53790825.2406
Scenario 6: Aggressive Fuel Sub Phase In | PG&E | Com | WaterHeat | Com - College | Fuel Substitution | 56539650.5075 | 59528776.4334 | 56793675.7282 | 50460937.8556 | 42924405.0508 | 44893216.4996 | 31311928.3347 | 32048204.4903 | 32688894.002 | 33273286.3308 | 34148651.8473 | 34879203.3047 | 35562337.8311
Scenario 6: Aggressive Fuel Sub Phase In | PG&E | Com | WaterHeat | Com - Grocery | Energy Efficiency | 27661578.9184 | 28775324.4379 | 29909754.6269 | 31073164.067 | 32331630.3793 | 33676729.0562 | 33422232.3887 | 34653793.8768 | 35908343.7072 | 37204681.8671 | 38646876.2728 | 40112480.3459 | 41635346.9641
Scenario 6: Aggressive Fuel Sub Phase In | PG&E | Com | WaterHeat | Com - Grocery | Fuel Substitution | 2988068.5977 | 3131532.1761 | 3287348.5939 | 3455879.8586 | 3626720.4557 | 3803182.0253 | 0 | 0 | 0 | 0 | 0 | 0 | 0
Scenario 6: Aggressive Fuel Sub Phase In | PG&E | Com | WaterHeat | Com - Health | Energy Efficiency | 121847414.6468 | 127618632.7831 | 133238893.0103 | 139498133.2353 | 146190502.9999 | 149625507.7616 | 135103202.2221 | 141363018.2697 | 147901421.1646 | 154764607.5676 | 162168381.4093 | 169919252.5592 | 178086617.5645
Scenario 6: Aggressive Fuel Sub Phase In | PG&E | Com | WaterHeat | Com - Health | Fuel Substitution | 135647310.2557 | 142965501.8139 | 138812155.2109 | 126874894.5106 | 112376411.861 | 117742621.1816 | 72232468.6338 | 74043651.7388 | 75643994.7657 | 77121784.1821 | 79267580.7038 | 81090223.0776 | 82810713.6456
Scenario 6: Aggressive Fuel Sub Phase In | PG&E | Com | WaterHeat | Com - Lodging | Energy Efficiency | 137138036.5738 | 143275792.5941 | 149115618.6912 | 155821206.7478 | 162944405.15 | 170429342.1984 | 46340989.7014 | 48323681.3003 | 50394363.7028 | 52569682.6432 | 54892483.978 | 52180060.5818 | 54504231.5014
Scenario 6: Aggressive Fuel Sub Phase In | PG&E | Com | WaterHeat | Com - Lodging | Fuel Substitution | 133539279.0076 | 140075408.2636 | 135995789.7537 | 124750730.2524 | 111238963.9335 | 116033236.3104 | 66496168.1357 | 67835716.7297 | 68969406.4799 | 69979934.7757 | 71580518.3415 | 72857936.7873 | 74046933.6621
Scenario 6: Aggressive Fuel Sub Phase In | PG&E | Com | WaterHeat | Com - Office (Large) | Energy Efficiency | 54331153.1886 | 55292679.4526 | 55959404.4996 | 56933792.6609 | 57973063.1556 | 59062040.1165 | 48570993.8173 | 49376739.3162 | 50192295.0473 | 51033558.0819 | 51953094.3004 | 52886407.2951 | 53852396.5452
Scenario 6: Aggressive Fuel Sub Phase In | PG&E | Com | WaterHeat | Com - Office (Large) | Fuel Substitution | 22106837.2114 | 22641553.4266 | 20710522.1502 | 17373010.8449 | 13718939.7604 | 13932371.6556 | 11873940.083 | 11822685.7005 | 11730979.161 | 11615766.4767 | 11597312.3794 | 11523224.1322 | 11429270.1649
Scenario 6: Aggressive Fuel Sub Phase In | PG&E | Com | WaterHeat | Com - Office (Small) | Energy Efficiency | 21419417.8544 | 22276966.915 | 23112334.7908 | 20426809.0086 | 21704098.0896 | 22162831.3089 | 23056229.4721 | 23983003.2209 | 24948905.7466 | 25960057.1033 | 27039350.3775 | 28165698.1317 | 29348696.3736
Scenario 6: Aggressive Fuel Sub Phase In | PG&E | Com | WaterHeat | Com - Office (Small) | Fuel Substitution | 8412118.1705 | 8811121.991 | 8214857.6277 | 5701262.7142 | 4568841.9257 | 4745271.982 | 4131660.3876 | 4206725.876 | 4268288.7518 | 4321701.7 | 4412325.4681 | 4483096.4865 | 4546875.1438
Scenario 6: Aggressive Fuel Sub Phase In | PG&E | Com | WaterHeat | Com - Other | Energy Efficiency | 270450313.4005 | 281919289.0216 | 292096411.2024 | 303954114.8952 | 316857919.6983 | 330705259.8529 | 326533344.8064 | 338848438.6364 | 351333957.3099 | 364207172.5657 | 378700290.2538 | 393336885.4935 | 408509584.381
Scenario 6: Aggressive Fuel Sub Phase In | PG&E | Com | WaterHeat | Com - Other | Fuel Substitution | 574051527.9642 | 603251018.2331 | 580143510.0769 | 523055444.0487 | 454871492.2334 | 475032915.9751 | 303595679.7064 | 310146469.9576 | 315757644.2451 | 320809834.5412 | 328619520.5465 | 335021114.0598 | 340948164.5384
Scenario 6: Aggressive Fuel Sub Phase In | PG&E | Com | WaterHeat | Com - Refrig. Warehouse | Energy Efficiency | 4816303.112 | 5031066.6589 | 5246538.4335 | 5475683.8599 | 5721794.3135 | 5983782.5627 | 6082216.253 | 6342181.2322 | 6611144.7356 | 6891933.6906 | 7198147.6687 | 7514929.728 | 7847050.9663
Scenario 6: Aggressive Fuel Sub Phase In | PG&E | Com | WaterHeat | Com - Refrig. Warehouse | Fuel Substitution | 1463500.8482 | 1539370.6644 | 1499148.2858 | 1380694.8231 | 1237067.6484 | 1294342.2625 | 728547.588 | 745408.1639 | 760087.1798 | 773481.1252 | 793501.5908 | 810219.4986 | 825854.6511
Scenario 6: Aggressive Fuel Sub Phase In | PG&E | Com | WaterHeat | Com - Restaurant | Energy Efficiency | 54799059.9853 | 57019071.4539 | 58397410.5559 | 60667396.065 | 63136248.789 | 65776048.9129 | 65435552.8678 | 67811683.4108 | 70224349.2328 | 72709887.1677 | 75499867.0366 | 69935283.9613 | 75830458.8617
Scenario 6: Aggressive Fuel Sub Phase In | PG&E | Com | WaterHeat | Com - Restaurant | Fuel Substitution | 271516330.0476 | 284696092.4022 | 265374349.9888 | 225934462.7782 | 180146234.0475 | 187254808.4399 | 171741157.476 | 175120310.6106 | 177950177.1146 | 180450285.2788 | 184503989.4591 | 165701958.9874 | 168312491.6235
Scenario 6: Aggressive Fuel Sub Phase In | PG&E | Com | WaterHeat | Com - Retail | Energy Efficiency | 60249256.2489 | 62785275.6918 | 65354239.9827 | 62684036.4146 | 66069202.3468 | 68237605.3746 | 71122701.8015 | 74118120.9681 | 77242839.7279 | 80517959.9548 | 84022129.2228 | 87682295.5896 | 91531425.6282
Scenario 6: Aggressive Fuel Sub Phase In | PG&E | Com | WaterHeat | Com - Retail | Fuel Substitution | 14469149.2574 | 15185151.7038 | 14100676.4791 | 10778392.3971 | 8434851.2173 | 8764308.5094 | 8785458.9525 | 8962806.9537 | 9112207.0704 | 9244862.7125 | 9457274.2029 | 9628152.1358 | 9784740.467
Scenario 6: Aggressive Fuel Sub Phase In | PG&E | Com | WaterHeat | Com - School | Energy Efficiency | 120009691.0017 | 123119320.866 | 125459566.4356 | 128699509.5349 | 132086743.6113 | 135625567.7367 | 132029912.3772 | 135521353.8655 | 139133733.0393 | 142887139.3644 | 146852824.353 | 150961913.228 | 155241454.7017
Scenario 6: Aggressive Fuel Sub Phase In | PG&E | Com | WaterHeat | Com - School | Fuel Substitution | 77014584.4741 | 79542750.2875 | 72715215.3494 | 60744969.1772 | 47426990.5173 | 48591920.7468 | 41419452.5479 | 41583654.7219 | 41601482.8524 | 41531078.9266 | 41811976.2798 | 41888582.2857 | 41889378.1482
Scenario 6: Aggressive Fuel Sub Phase In | PG&E | Com | WaterHeat | Com - Warehouse | Energy Efficiency | 34624346.8276 | 36250269.3575 | 37943589.1866 | 39727390.3554 | 41613118.5755 | 43605149.3688 | 44921391.8837 | 47080067.6928 | 49353836.8658 | 51754890.9037 | 54304616.2604 | 56997509.4839 | 59848376.7994
Scenario 6: Aggressive Fuel Sub Phase In | PG&E | Com | WaterHeat | Com - Warehouse | Fuel Substitution | 1117215.4928 | 1177739.5508 | 1147051.9242 | 1058157.3102 | 949511.1384 | 996044.4972 | 519620.5985 | 532392.6323 | 543603.4707 | 553901.4033 | 569063.5404 | 581844.2536 | 593860.4885
Scenario 6: Aggressive Fuel Sub Phase In | PG&E | Com | WholeBlg | Com - College | Energy Efficiency | 3043002.0231 | 3122197.9901 | 3142085.5542 | 3200765.1755 | 3246467.7358 | 3317162.0775 | 3453013.9865 | 3540570.3831 | 3731026.9401 | 3905380.7139 | 4059268.2074 | 4121129.8251 | 4259557.4289
Scenario 6: Aggressive Fuel Sub Phase In | PG&E | Com | WholeBlg | Com - Health | Energy Efficiency | 3356309.4463 | 3478306.9974 | 3845978.7711 | 3925904.1189 | 4151743.5935 | 4412960.1356 | 4669124.8875 | 4926801.1367 | 5137706.3247 | 5265347.6927 | 5305303.831 | 5620036.4892 | 5970023.0009
Scenario 6: Aggressive Fuel Sub Phase In | PG&E | Com | WholeBlg | Com - Lodging | Energy Efficiency | 1106828.9963 | 1124238.1825 | 1139259.5723 | 1143044.9785 | 1176499.2609 | 1216017.0032 | 1253838.4151 | 1289027.9636 | 1318668.9189 | 1358041.0222 | 1395097.2045 | 1422718.55 | 1451264.8777
Scenario 6: Aggressive Fuel Sub Phase In | PG&E | Com | WholeBlg | Com - Office (Large) | Energy Efficiency | 37177092.4752 | 37010891.5508 | 37078685.6741 | 36770100.2672 | 37002792.9121 | 37738501.9465 | 38611807.0327 | 39070301.0434 | 39179663.141 | 39719199.7023 | 40176099.3278 | 40392450.347 | 40720170.6562
Scenario 6: Aggressive Fuel Sub Phase In | PG&E | Com | WholeBlg | Com - Office (Small) | Energy Efficiency | 7082226.9386 | 7245346.7267 | 7417237.7187 | 0 | 83820806.4678 | 7319922.6308 | 7621138.4077 | 7915866.3806 | 8186261.1551 | 8487147.0636 | 8804218.0232 | 9074792.8719 | 9368563.1901
Scenario 6: Aggressive Fuel Sub Phase In | PG&E | Com | WholeBlg | Com - Other | Energy Efficiency | 2784541.5832 | 2813532.8449 | 2837222.8064 | 2828092.7103 | 2819345.9817 | 2934422.3286 | 3046068.0721 | 3125046.2709 | 3146208.3597 | 3200143.7861 | 3256056.4148 | 3260028.3847 | 3271712.9633
Scenario 6: Aggressive Fuel Sub Phase In | PG&E | Com | WholeBlg | Com - Restaurant | Energy Efficiency | 1503815.6529 | 1488257.0606 | 1482896.1763 | 1467153.0583 | 1463200.9043 | 1495936.3963 | 1531682.8582 | 1557664.4415 | 1575965.6532 | 1600040.5651 | 1620454.0136 | 0 | 17335300.8432
Scenario 6: Aggressive Fuel Sub Phase In | PG&E | Com | WholeBlg | Com - Retail | Energy Efficiency | 12205218.4217 | 12702901.8093 | 13277916.9511 | 0 | 130632409.5836 | 14319362.8917 | 15179544.3062 | 16056757.2689 | 16799501.1195 | 17622619.216 | 18520498.4867 | 19312595.4949 | 20200837.0143
Scenario 6: Aggressive Fuel Sub Phase In | PG&E | Com | WholeBlg | Com - School | Energy Efficiency | 14263038.2796 | 14615992.4231 | 14959849.0156 | 15261308.9232 | 15510161.6896 | 16023019.2175 | 16490301.8801 | 17039232.8114 | 17601991.611 | 18241110.073 | 18928278.6349 | 19684894.054 | 20417526.723
Scenario 6: Aggressive Fuel Sub Phase In | PG&E | Com | WholeBlg | Com - Warehouse | Energy Efficiency | 3173249.4475 | 3101371.8364 | 3025170.4706 | 2946781.1773 | 2900101.0558 | 2960470.8077 | 2971013.5506 | 2983929.6573 | 2946725.5573 | 2927222.0948 | 2886759.5969 | 2785014.6806 | 2682823.7109
Scenario 6: Aggressive Fuel Sub Phase In | PG&E | Res | AppPlug | Res - Multi Family | Energy Efficiency | 66616619.2026 | 69858425.6362 | 73055653.5753 | 75570281.8996 | 78248325.109 | 82677891.8879 | 86231480.8304 | 89591328.3016 | 92927568.4329 | 95340622.0409 | 99255124.7427 | 103103692.633 | 107052678.8675
Scenario 6: Aggressive Fuel Sub Phase In | PG&E | Res | AppPlug | Res - Multi Family | Fuel Substitution | 92679170.9452 | 98636649.4462 | 105370337.7315 | 112882223.9163 | 120559855.6065 | 128153314.5038 | 50678861.972 | 55238733.186 | 60343445.6202 | 65969796.7452 | 71480605.6788 | 77706132.9113 | 84490999.3864
Scenario 6: Aggressive Fuel Sub Phase In | PG&E | Res | AppPlug | Res - Single Family | Energy Efficiency | 231892808.0269 | 243700491.5367 | 255034534.7357 | 263298689.353 | 272104697.8148 | 288310329.229 | 300257215.0495 | 311403734.3456 | 322282430.6667 | 328947545.1173 | 341945264.8852 | 354386363.0085 | 366990055.5268
Scenario 6: Aggressive Fuel Sub Phase In | PG&E | Res | AppPlug | Res - Single Family | Fuel Substitution | 755852290.5403 | 806255172.53 | 863157265.2905 | 926827911.5301 | 992235637.0955 | 1057467350.6201 | 221245583.1456 | 247497314.8532 | 277420098.8603 | 310819123.4935 | 342824762.6437 | 379638687.1288 | 420094050.4789
Scenario 6: Aggressive Fuel Sub Phase In | PG&E | Res | BldgEnv | Res - Multi Family | Energy Efficiency | 90457342.9473 | 94335098.2203 | 98246293.6406 | 102353270.9156 | 106680338.7637 | 111855351.921 | 117320649.1627 | 123082694.9836 | 129165636.4735 | 135613706.5321 | 142385573.0232 | 149553484.2299 | 157215432.5629
Scenario 6: Aggressive Fuel Sub Phase In | PG&E | Res | BldgEnv | Res - Single Family | Energy Efficiency | 1049654629.0404 | 1096218327.4273 | 1142667560.9271 | 1190402880.8686 | 1241129035.5354 | 1302759979.2564 | 1366475957.6262 | 1433373678.3085 | 1504031495.2763 | 1578871596.3332 | 1658967936.4122 | 1743337655.2651 | 1833017420.3962
Scenario 6: Aggressive Fuel Sub Phase In | PG&E | Res | HVAC | Res - Multi Family | Energy Efficiency | 94321275.9559 | 97626484.1841 | 100005493.9018 | 100704658.7028 | 101235806.4827 | 105339597.2612 | 108060388.2129 | 110297594.6807 | 112262216.4917 | 113896066.9297 | 117020461.7003 | 119849549.6064 | 122579220.7227
Scenario 6: Aggressive Fuel Sub Phase In | PG&E | Res | HVAC | Res - Multi Family | Fuel Substitution | 112789207.5131 | 124732669.7528 | 138658834.7567 | 154485736.2621 | 167233158.7057 | 171580473.2054 | 174563969.5855 | 177139418.4669 | 179498174.8116 | 181700835.5404 | 184990741.9886 | 187829184.9314 | 190549959.3093
Scenario 6: Aggressive Fuel Sub Phase In | PG&E | Res | HVAC | Res - Single Family | Energy Efficiency | 560247031.8713 | 560942669.7712 | 567430701.0717 | 561807318.2494 | 550699257.7185 | 571903805.018 | 584991207.0153 | 595011071.9639 | 603574711.5903 | 610348937.4045 | 625901716.9783 | 639018930.6308 | 651485181.2292
Scenario 6: Aggressive Fuel Sub Phase In | PG&E | Res | HVAC | Res - Single Family | Fuel Substitution | 2408775679.4276 | 2651842657.9799 | 2956757465.9758 | 3304717032.425 | 1785008755.4786 | 1834425662.0083 | 1868353865.196 | 1897656125.3698 | 1924503847.1567 | 1949581451.4908 | 1987132551.8635 | 2019543012.5513 | 2050628775.3269
Scenario 6: Aggressive Fuel Sub Phase In | PG&E | Res | WaterHeat | Res - Multi Family | Energy Efficiency | 149234361.0235 | 155953666.415 | 159970539.6946 | 166100227.9727 | 172810352.5803 | 180536941.9121 | 187869159.6762 | 195219207.3569 | 202698820.2039 | 210395038.9656 | 219159886.5412 | 227999666.5772 | 237174785.3406
Scenario 6: Aggressive Fuel Sub Phase In | PG&E | Res | WaterHeat | Res - Multi Family | Fuel Substitution | 14314143738.6992 | 15442123456.662 | 16648894545.4066 | 17896701423.6708 | 19128980630.5458 | 20523579662.2234 | 287271437.2991 | 294374912.8605 | 300892065.6043 | 306971499.9477 | 315436288.438 | 322701404.7073 | 329629781.5147
Scenario 6: Aggressive Fuel Sub Phase In | PG&E | Res | WaterHeat | Res - Single Family | Energy Efficiency | 620444384.6124 | 652651279.2751 | 661710931.7956 | 689518326.6624 | 719479164.8452 | 753209563.0436 | 786140136.3354 | 819678518.2377 | 854317770.8895 | 890392878.0273 | 930651977.2271 | 971879412.9485 | 1015003584.1634
Scenario 6: Aggressive Fuel Sub Phase In | PG&E | Res | WaterHeat | Res - Single Family | Fuel Substitution | 6289385310.6982 | 6684551065.8207 | 5928891723.7126 | 4233237691.2676 | 2236429004.4444 | 2325244738.1939 | 2394972283.767 | 2456986742.312 | 2514248999.7546 | 2567983903.3767 | 2641789691.903 | 2705717724.1798 | 2766967391.7002
Scenario 6: Aggressive Fuel Sub Phase In | PG&E | Res | WholeBlg | Res - Multi Family | Energy Efficiency | 17862837.8718 | 27093897.3582 | 30601650.2952 | 32214704.8339 | 32808072.6113 | 32841563.6235 | 32382492.5169 | 31634964.3227 | 30667916.8143 | 29597653.3163 | 28986798.468 | 28643825.6711 | 28280825.7503
Scenario 6: Aggressive Fuel Sub Phase In | PG&E | Res | WholeBlg | Res - Single Family | Energy Efficiency | 59634696.9189 | 96349250.289 | 108666315.198 | 113391340.1027 | 114421359.9415 | 113042964.4151 | 109457460.8823 | 104749335.2703 | 99913558.8472 | 95606148.0053 | 92698761.1888 | 90227538.9653 | 87672408.7891
Scenario 6: Aggressive Fuel Sub Phase In | SCE | Com | BldgEnv | Com - College | Energy Efficiency | 36090.4314 | 38197.0071 | 40104.3526 | 41982.2631 | 44894.0963 | 48394.8409 | 50711.7506 | 51512.8059 | 52241.6407 | 52878.5452 | 53295.401 | 52921.935 | 52546.1406
Scenario 6: Aggressive Fuel Sub Phase In | SCE | Com | BldgEnv | Com - Grocery | Energy Efficiency | 76089.7458 | 80208.6766 | 83868.8645 | 87437.2423 | 93128.7748 | 99980.1393 | 104338.5582 | 105561.6669 | 106625.5985 | 107493.249 | 107906.4176 | 106707.6639 | 105525.3228
Scenario 6: Aggressive Fuel Sub Phase In | SCE | Com | BldgEnv | Com - Health | Energy Efficiency | 77611.015 | 82279.8495 | 86532.9047 | 90724.9354 | 97180.9071 | 104922.9961 | 110127.0202 | 112050.4666 | 113823.398 | 115397.6615 | 116493.2477 | 115862.2554 | 115241.6819
Scenario 6: Aggressive Fuel Sub Phase In | SCE | Com | BldgEnv | Com - Lodging | Energy Efficiency | 102154.1214 | 107780.1134 | 112805.0848 | 117710.2573 | 125484.0327 | 134836.681 | 140846.069 | 142630.2341 | 144201.2426 | 145510.0948 | 146206.0424 | 144719.2865 | 143251.538
Scenario 6: Aggressive Fuel Sub Phase In | SCE | Com | BldgEnv | Com - Office (Large) | Energy Efficiency | 134224.1031 | 138174.8886 | 141102.0025 | 143670.5134 | 149446.1377 | 156690.4037 | 159709.1206 | 157831.4369 | 155714.6764 | 153331.6747 | 150351.6375 | 145236.4287 | 140304.4209
Scenario 6: Aggressive Fuel Sub Phase In | SCE | Com | BldgEnv | Com - Office (Small) | Energy Efficiency | 66766.008 | 70288.7772 | 73402.9924 | 76427.2901 | 65245.2038 | 72818.6439 | 73150.9245 | 73913.2407 | 74562.8405 | 75074.2387 | 75267.053 | 74337.1039 | 73420.821
Scenario 6: Aggressive Fuel Sub Phase In | SCE | Com | BldgEnv | Com - Other | Energy Efficiency | 131153.4157 | 138562.8274 | 145214.7992 | 151732.3951 | 161966.2605 | 174268.8667 | 182276.6739 | 184823.2068 | 187099.4793 | 189045.6731 | 190197.4253 | 188506.8547 | 186837.8016
Scenario 6: Aggressive Fuel Sub Phase In | SCE | Com | BldgEnv | Com - Refrig. Warehouse | Energy Efficiency | 13030.1281 | 13475.8089 | 14144.5334 | 14801.7067 | 15824.8534 | 17054.2203 | 17866.4074 | 18144.8813 | 18398.262 | 18619.5403 | 18762.8655 | 18626.0817 | 18490.6709
Scenario 6: Aggressive Fuel Sub Phase In | SCE | Com | BldgEnv | Com - Restaurant | Energy Efficiency | 30926.3056 | 32610.5229 | 34110.9721 | 35575.0486 | 37902.4101 | 40699.9612 | 42485.4498 | 42997.5206 | 43445.4461 | 43813.8456 | 43997.7312 | 43525.121 | 43059.3816
Scenario 6: Aggressive Fuel Sub Phase In | SCE | Com | BldgEnv | Com - Retail | Energy Efficiency | 245561.2767 | 259054.8467 | 271087.2391 | 282840.4522 | 301482.9766 | 323911.9464 | 338294.8023 | 342524.7614 | 346243.9939 | 349333.576 | 350948.8753 | 347320.4404 | 343740.205
Scenario 6: Aggressive Fuel Sub Phase In | SCE | Com | BldgEnv | Com - School | Energy Efficiency | 43682.1057 | 45336.8957 | 46678.7535 | 47917.0878 | 50246.2784 | 53110.0593 | 54572.1887 | 54366.3191 | 54075.0668 | 53683.8075 | 53067.688 | 51681.3353 | 50331.0157
Scenario 6: Aggressive Fuel Sub Phase In | SCE | Com | BldgEnv | Com - Warehouse | Energy Efficiency | 395359.5825 | 418909.3919 | 440284.0193 | 461382.2182 | 493954.6828 | 533031.176 | 559130.1189 | 568576.8875 | 577240.8895 | 584916.6796 | 590164.4227 | 586584.5375 | 583046.941
Scenario 6: Aggressive Fuel Sub Phase In | SCE | Com | ComRefrig | Com - College | Energy Efficiency | 202474.9907 | 213154.5801 | 223503.119 | 233421.7253 | 245313.537 | 258298.0297 | 267227.8187 | 272125.5762 | 276397.9477 | 279729.9739 | 285068.9846 | 289032.7104 | 292483.9773
Scenario 6: Aggressive Fuel Sub Phase In | SCE | Com | ComRefrig | Com - Grocery | Energy Efficiency | 85920674.1765 | 89504670.528 | 92986316.5896 | 96151086.7947 | 100359901.884 | 105848531.5695 | 109395084.0651 | 110841318.0872 | 112118323.0076 | 113100065.3399 | 114939348.8779 | 115748701.8509 | 116437668.0725
Scenario 6: Aggressive Fuel Sub Phase In | SCE | Com | ComRefrig | Com - Health | Energy Efficiency | 1085616.6607 | 1146537.2701 | 1207304.9669 | 1268220.7976 | 1339276.9815 | 1408946.1493 | 1457742.8668 | 1488072.4123 | 1514662.681 | 1534900.3241 | 1565273.9993 | 1590142.3618 | 1613681.6982
Scenario 6: Aggressive Fuel Sub Phase In | SCE | Com | ComRefrig | Com - Refrig. Warehouse | Energy Efficiency | 362649.6673 | 373199.9219 | 384731.4922 | 389385.8789 | 403174.4259 | 432131.1954 | 451581.6941 | 456777.0852 | 461467.1187 | 467096.9607 | 476876.7504 | 479509.4443 | 482039.0902
Scenario 6: Aggressive Fuel Sub Phase In | SCE | Com | ComRefrig | Com - Restaurant | Energy Efficiency | 3835610.6321 | 3994711.7654 | 4148269.8961 | 4285828.9721 | 4474316.7288 | 4727069.8128 | 4890131.5576 | 4955038.9945 | 5012634.7963 | 5058626.406 | 5142784.6658 | 5178222.8638 | 5208529.1164
Scenario 6: Aggressive Fuel Sub Phase In | SCE | Com | ComRefrig | Com - Retail | Energy Efficiency | 44615740.3028 | 46318115.5246 | 48121891.3883 | 49951605.266 | 52397434.2091 | 55555897.9419 | 57540944.8784 | 58395279.1593 | 59162940.5416 | 59774701.3721 | 60797510.3568 | 61218860.0419 | 61566142.6049
Scenario 6: Aggressive Fuel Sub Phase In | SCE | Com | ComRefrig | Com - School | Energy Efficiency | 84706.3299 | 87127.1551 | 88915.561 | 89763.1336 | 91704.1634 | 95227.5422 | 96989.2138 | 96570.3892 | 96008.7477 | 95312.8554 | 95395.0839 | 94540.0318 | 93616.6527
Scenario 6: Aggressive Fuel Sub Phase In | SCE | Com | FoodServ | Com - College | Energy Efficiency | 800752.5916 | 844358.8808 | 881717.9882 | 909871.5021 | 957287.0108 | 1029533.9146 | 1078785.7012 | 1098329.7773 | 1114267.0114 | 1127633.7683 | 1153400.4909 | 1168595.8799 | 1179759.1605
Scenario 6: Aggressive Fuel Sub Phase In | SCE | Com | FoodServ | Com - Grocery | Energy Efficiency | 6950825.2577 | 7294414.891 | 7596340.0674 | 7856981.5561 | 8236154.8207 | 8709382.1455 | 9015849.8227 | 9142737.0608 | 9242214.9234 | 9315156.891 | 9463503.255 | 9529743.4631 | 9588301.441
Scenario 6: Aggressive Fuel Sub Phase In | SCE | Com | FoodServ | Com - Health | Energy Efficiency | 2133634.372 | 2255388.3916 | 2357284.8334 | 2426340.7529 | 2558476.9217 | 2758708.9638 | 2898152.1736 | 2953228.9122 | 2998870.3308 | 3036804.854 | 3108739.372 | 3147987.8479 | 3186471.6726
Scenario 6: Aggressive Fuel Sub Phase In | SCE | Com | FoodServ | Com - Lodging | Energy Efficiency | 3350022.7751 | 3518455.1149 | 3672197.7067 | 3809157.9918 | 3997274.7154 | 4220661.0472 | 4367851.789 | 4433733.4953 | 4486448.044 | 4525253.6977 | 4597113.9092 | 4632806.7363 | 4664685.0316
Scenario 6: Aggressive Fuel Sub Phase In | SCE | Com | FoodServ | Com - Office (Large) | Energy Efficiency | 55020.3345 | 56611.3661 | 58004.5246 | 59274.8859 | 60990.4924 | 62686.2687 | 63256.7594 | 62875.1679 | 62317.7942 | 61451.6703 | 60834.3732 | 59781.2717 | 58700.4772
Scenario 6: Aggressive Fuel Sub Phase In | SCE | Com | FoodServ | Com - Office (Small) | Energy Efficiency | 20819.6134 | 21900.0936 | 22941.8379 | 23964.6086 | 19875.5616 | 26992.4877 | 22017.6794 | 22363.9684 | 22659.2754 | 22843.8343 | 23114.0153 | 23219.4242 | 23303.4319
Scenario 6: Aggressive Fuel Sub Phase In | SCE | Com | FoodServ | Com - Other | Energy Efficiency | 14984330.9157 | 15737531.3119 | 16444422.0583 | 17110015.2941 | 17949304.1761 | 18873343.6382 | 19491926.3873 | 19797525.6652 | 20051264.9978 | 20249136.5412 | 20578466.8317 | 20775147.6172 | 20957763.8372
Scenario 6: Aggressive Fuel Sub Phase In | SCE | Com | FoodServ | Com - Restaurant | Energy Efficiency | 25161442.913 | 26409705.7123 | 27542059.3771 | 28554204.7757 | 29940552.494 | 31575316.5618 | 32638384.7094 | 33106125.8145 | 33485515.4836 | 33767347.0036 | 34297885.0339 | 34558905.4075 | 34794865.2846
Scenario 6: Aggressive Fuel Sub Phase In | SCE | Com | FoodServ | Com - Retail | Energy Efficiency | 285895.0463 | 303768.1186 | 312776.2528 | 310123.8743 | 327691.5796 | 373368.4741 | 403657.2996 | 411134.0417 | 416422.2976 | 422099.1273 | 437163.9079 | 440179.7112 | 442748.7485
Scenario 6: Aggressive Fuel Sub Phase In | SCE | Com | FoodServ | Com - School | Energy Efficiency | 3468648.1794 | 3581962.3466 | 3676214.8665 | 3750360.5605 | 3867266.8381 | 4013835.939 | 4082805.1611 | 4075941.4115 | 4058299.1646 | 4029442.0075 | 4028553.6623 | 3997840.1802 | 3962636.0842
Scenario 6: Aggressive Fuel Sub Phase In | SCE | Com | HVAC | Com - College | Energy Efficiency | 8429663.3259 | 8741254.3134 | 9105784.8985 | 9432261.1199 | 9867759.2321 | 10414682.5528 | 10800788.2676 | 10962346.8612 | 11118030.2566 | 11255729.5049 | 11433084.954 | 11498724.7729 | 11551205.0131
Scenario 6: Aggressive Fuel Sub Phase In | SCE | Com | HVAC | Com - Grocery | Energy Efficiency | 41912621.2644 | 43331752.6178 | 44618870.4397 | 45754881.3566 | 47223509.5935 | 48975830.4984 | 50020418.6846 | 50369515.9692 | 50700456.2244 | 50984544.9999 | 51400045.7025 | 51490639.8566 | 51597472.9747
Scenario 6: Aggressive Fuel Sub Phase In | SCE | Com | HVAC | Com - Health | Energy Efficiency | 37489888.0809 | 38963486.4397 | 40454601.6589 | 41772093.7512 | 43482196.7871 | 45546853.5488 | 46971205.0208 | 47614040.6467 | 48244521.5558 | 48810539.373 | 49523203.415 | 49882009.558 | 50257680.148
Scenario 6: Aggressive Fuel Sub Phase In | SCE | Com | HVAC | Com - Lodging | Energy Efficiency | 22497162.6084 | 23271837.9756 | 24070400.4963 | 24778940.0401 | 25723809.832 | 26854447.3611 | 27583168.3152 | 27853312.7023 | 28107450.8124 | 28330101.7009 | 28627823.5998 | 28692888.3569 | 28759286.2355
Scenario 6: Aggressive Fuel Sub Phase In | SCE | Com | HVAC | Com - Office (Large) | Energy Efficiency | 60978135.7194 | 61531557.9344 | 62109968.3534 | 62386690.3386 | 63235696.1441 | 64556186.941 | 64819716.8007 | 63918605.2294 | 62975768.01 | 61958898.2729 | 61153621.1213 | 59815582.4821 | 58515430.3078
Scenario 6: Aggressive Fuel Sub Phase In | SCE | Com | HVAC | Com - Office (Small) | Energy Efficiency | 24085923.7007 | 24812179.5155 | 25509567.9612 | 26113215.5231 | 21180408.2857 | 29325801.5963 | 23054153.2823 | 23205565.7784 | 23349973.58 | 23471485.145 | 23655329.7076 | 23660981.7574 | 23669739.3213
Scenario 6: Aggressive Fuel Sub Phase In | SCE | Com | HVAC | Com - Other | Energy Efficiency | 78351544.5588 | 81372927.8791 | 84618025.5742 | 87511495.3983 | 91331081.0952 | 95895833.3997 | 98934471.1455 | 100123699.2687 | 101237338.1533 | 102230227.921 | 103559413.6073 | 103975519.1564 | 104394944.5636
Scenario 6: Aggressive Fuel Sub Phase In | SCE | Com | HVAC | Com - Restaurant | Energy Efficiency | 3423057.4846 | 3573952.7583 | 3779327.3852 | 3951056.1508 | 4196527.8309 | 4516903.8381 | 4744321.3664 | 4822824.6596 | 4895734.6257 | 4950970.1869 | 5041145.2542 | 5052159.2895 | 5059484.8302
Scenario 6: Aggressive Fuel Sub Phase In | SCE | Com | HVAC | Com - Retail | Energy Efficiency | 91175244.2163 | 94259104.1981 | 97194189.6436 | 99779200.8587 | 103176246.1585 | 107324107.266 | 109930626.6037 | 110872806.2434 | 111772815.7575 | 112559601.4418 | 113665799.0973 | 113943506.9363 | 114244291.5319
Scenario 6: Aggressive Fuel Sub Phase In | SCE | Com | HVAC | Com - School | Energy Efficiency | 26635598.9875 | 27089429.5159 | 27558027.9373 | 27900177.4572 | 28479642.6969 | 29263997.9258 | 29583034.3568 | 29392545.1053 | 29191671.6213 | 28960331.8874 | 28803632.1039 | 28411250.7612 | 28018949.5439
Scenario 6: Aggressive Fuel Sub Phase In | SCE | Com | HVAC | Com - Warehouse | Energy Efficiency | 9029984.3513 | 9391638.4931 | 9744834.2661 | 10066849.6762 | 10477416.4195 | 10959784.429 | 11280613.8181 | 11428964.3808 | 11572354.6773 | 11705005.3352 | 11871206.408 | 11952890.7707 | 12038374.6438
Scenario 6: Aggressive Fuel Sub Phase In | SCE | Com | Lighting | Com - College | Energy Efficiency | 16849565.2509 | 17719123.578 | 18568322.8201 | 19417973.5606 | 20406760.5015 | 21394255.2653 | 22063223.3667 | 22442058.1471 | 22768158.8252 | 23017395.6726 | 23394350.8145 | 23658586.8184 | 23903789.5698
Scenario 6: Aggressive Fuel Sub Phase In | SCE | Com | Lighting | Com - Grocery | Energy Efficiency | 34306826.6276 | 36071910.7164 | 37873654.1907 | 39644890.1872 | 41764156.7717 | 43906656.471 | 45335403.6231 | 46114142.4628 | 46815872.083 | 47309647.8963 | 48016989.1216 | 48338319.7615 | 48563083.7939
Scenario 6: Aggressive Fuel Sub Phase In | SCE | Com | Lighting | Com - Health | Energy Efficiency | 22220324.9201 | 23485888.1525 | 24727210.4408 | 25956737.9932 | 27404117.416 | 28878977.3088 | 29915243.8151 | 30552623.7577 | 31136360.7726 | 31588189.7624 | 32180684.1825 | 32583994.0564 | 32961166.1469
Scenario 6: Aggressive Fuel Sub Phase In | SCE | Com | Lighting | Com - Lodging | Energy Efficiency | 17277457.5219 | 18193041.8592 | 19123472.978 | 20040865.4956 | 21140095.454 | 22259276.1074 | 23015202.8852 | 23435775.5948 | 23814631.5901 | 24084695.1995 | 24459385.181 | 24636705.4242 | 24768244.5428
Scenario 6: Aggressive Fuel Sub Phase In | SCE | Com | Lighting | Com - Office (Large) | Energy Efficiency | 46413067.2538 | 47481279.543 | 48401886.5555 | 49238829.1938 | 50341972.62 | 51343791.0849 | 51509192.1462 | 50969993.4285 | 50303991.3952 | 49471281.7796 | 48914307.0614 | 48117404.3552 | 47294138.3275
Scenario 6: Aggressive Fuel Sub Phase In | SCE | Com | Lighting | Com - Office (Small) | Energy Efficiency | 13914941.3561 | 14555820.639 | 15172328.5919 | 15782118.2886 | 13259852.9135 | 14131248.438 | 14208549.2142 | 14376060.012 | 14507806.8551 | 14589153.9742 | 14749672.5548 | 14836260.9726 | 14910762.7645
Scenario 6: Aggressive Fuel Sub Phase In | SCE | Com | Lighting | Com - Other | Energy Efficiency | 16353776.642 | 17166835.86 | 17956596.5772 | 18743443.637 | 19661927.6153 | 20574551.2922 | 21178552.495 | 21503218.4083 | 21776364.5473 | 21975728.3027 | 22295934.313 | 22506192.208 | 22699271.5762
Scenario 6: Aggressive Fuel Sub Phase In | SCE | Com | Lighting | Com - Refrig. Warehouse | Energy Efficiency | 1639637.3951 | 1720476.7455 | 1809052.3817 | 1896851.9904 | 2001420.0159 | 2108549.9212 | 2182498.795 | 2225739.8825 | 2264272.068 | 2292342.5522 | 2330086.0566 | 2353144.8882 | 2374211.7507
Scenario 6: Aggressive Fuel Sub Phase In | SCE | Com | Lighting | Com - Restaurant | Energy Efficiency | 8340768.3286 | 8736827.1967 | 9119549.2998 | 9497623.8513 | 9937570.9641 | 10369477.6355 | 10646617.9086 | 10788459.3886 | 10906998.1081 | 10989428.7813 | 11132459.6703 | 11222168.8409 | 11302584.4701
Scenario 6: Aggressive Fuel Sub Phase In | SCE | Com | Lighting | Com - Retail | Energy Efficiency | 84485917.3594 | 88657516.4545 | 92690722.3049 | 96660523.482 | 101351948.7783 | 106016075.4845 | 109065435.9588 | 110680484.5626 | 112055282.8045 | 112976544.3373 | 114471431.9348 | 115390294.6802 | 116211142.3116
Scenario 6: Aggressive Fuel Sub Phase In | SCE | Com | Lighting | Com - School | Energy Efficiency | 22815175.2276 | 23531280.2925 | 24184134.4287 | 24804059.3423 | 25567661.8567 | 26291212.3524 | 26592220.1384 | 26527698.0506 | 26393765.2001 | 26167608.2636 | 26082185.1421 | 25864790.8067 | 25627382.1048
Scenario 6: Aggressive Fuel Sub Phase In | SCE | Com | Lighting | Com - Warehouse | Energy Efficiency | 20976198.2205 | 22083961.2447 | 23167728.4822 | 24255598.2052 | 25523614.4946 | 26793345.2843 | 27664516.2339 | 28169881.3661 | 28607734.193 | 28948981.0329 | 29451060.476 | 29808161.5715 | 30144570.6177
Scenario 6: Aggressive Fuel Sub Phase In | SCE | Com | WaterHeat | Com - College | Energy Efficiency | 1984540.9368 | 2092488.531 | 2200092.3862 | 2307979.1241 | 2433203.4062 | 2557915.8388 | 2640782.2384 | 2687920.1942 | 2729349.8559 | 2762810.7349 | 2816238.684 | 2859906.0144 | 2897955.5368
Scenario 6: Aggressive Fuel Sub Phase In | SCE | Com | WaterHeat | Com - Grocery | Energy Efficiency | 9425561.9708 | 9893280.4786 | 10353689.4735 | 10809916.0258 | 11335916.5989 | 11841220.4213 | 12160064.4758 | 12326992.6239 | 12470361.6277 | 12576746.7918 | 12765347.7539 | 12898501.9482 | 13017404.376
Scenario 6: Aggressive Fuel Sub Phase In | SCE | Com | WaterHeat | Com - Health | Energy Efficiency | 14094502.165 | 14873807.8548 | 15656612.9122 | 16429991.8236 | 17320423.51 | 18186782.4086 | 18782631.567 | 19140012.5145 | 19465261.3398 | 19731362.7103 | 20126379.0931 | 20452811.7081 | 20763386.8569