Scenario 6: Aggressive Fuel Sub Phase In | SCE | Com | WaterHeat | Com - Lodging | Energy Efficiency | 2315123.7209 | 2431360.8105 | 2544490.8391 | 2657161.1919 | 2794545.0913 | 2930534.7285 | 3016800.7277 | 3062019.7548 | 3099472.4202 | 3128366.0978 | 3180453.1684 | 3217940.6161 | 3252031.6762
Scenario 6: Aggressive Fuel Sub Phase In | SCE | Com | WaterHeat | Com - Office (Large) | Energy Efficiency | 5102911.4261 | 5237140.1333 | 5358697.8809 | 5470047.8963 | 5611105.0498 | 5733716.0784 | 5756249.0091 | 5702484.7135 | 5635325.1686 | 5551349.92 | 5505979.3778 | 5435137.8865 | 5359460.7939
Scenario 6: Aggressive Fuel Sub Phase In | SCE | Com | WaterHeat | Com - Office (Small) | Energy Efficiency | 1745360.3827 | 1831712.0648 | 1916589.3644 | 2000190.1634 | 1654415.6068 | 2231293.6659 | 1813207.9045 | 1835642.1487 | 1854411.0885 | 1867585.9226 | 1893322.8384 | 1910573.5564 | 1925605.5893
Scenario 6: Aggressive Fuel Sub Phase In | SCE | Com | WaterHeat | Com - Other | Energy Efficiency | 113192522.1332 | 119126916.3607 | 125033016.0367 | 130889241.1586 | 137566724.8365 | 144015731.1612 | 148254765.7999 | 150614495.2637 | 152693546.2697 | 154354976.1956 | 157022626.7446 | 159022352.2183 | 160858211.4299
Scenario 6: Aggressive Fuel Sub Phase In | SCE | Com | WaterHeat | Com - Refrig. Warehouse | Energy Efficiency | 632832.3306 | 565527.4441 | 593773.7833 | 621675.6887 | 653900.4169 | 685377.5712 | 706477.3625 | 718721.4555 | 729836.5053 | 738930.6867 | 752815.0319 | 763702.9572 | 773767.8572
Scenario 6: Aggressive Fuel Sub Phase In | SCE | Com | WaterHeat | Com - Restaurant | Energy Efficiency | 24992745.1694 | 26272755.1465 | 27542171.3435 | 28799532.2934 | 30240816.7175 | 31616800.0374 | 32488762.7196 | 32948635.3051 | 33347769.9515 | 33646415.3429 | 34166876.7942 | 34537130.3056 | 34869647.204
Scenario 6: Aggressive Fuel Sub Phase In | SCE | Com | WaterHeat | Com - Retail | Energy Efficiency | 7072419.505 | 7436128.8897 | 7794191.9738 | 8149672.388 | 8561174.7668 | 8958174.1016 | 9210764.0294 | 9345040.4694 | 9460620.2271 | 9548307.9015 | 9700464.8563 | 9809574.1192 | 9907917.6702
Scenario 6: Aggressive Fuel Sub Phase In | SCE | Com | WaterHeat | Com - School | Energy Efficiency | 4526221.9202 | 4687796.0318 | 4841160.0505 | 4985926.7073 | 5157291.8658 | 5314171.1096 | 5377890.0759 | 5369001.4126 | 5349387.8009 | 5313648.6032 | 5312879.9628 | 5288667.9549 | 5256798.0082
Scenario 6: Aggressive Fuel Sub Phase In | SCE | Com | WaterHeat | Com - Warehouse | Energy Efficiency | 1616936.8924 | 1707435.5252 | 1795671.3763 | 1884726.3183 | 1993205.2337 | 2101633.2249 | 2173744.3609 | 2216034.0303 | 2252543.6783 | 2283176.6967 | 2331573.8628 | 2369078.3151 | 2404470.1217
Scenario 6: Aggressive Fuel Sub Phase In | SCE | Com | WholeBlg | Com - College | Energy Efficiency | 2197321.643 | 2271408.2456 | 2424844.054 | 2603909.3002 | 2707975.59 | 2944764.7382 | 3141507.2492 | 3229176.3311 | 3305740.3556 | 3351397.8019 | 3415969.4029 | 3648340.7976 | 3690381.2697
Scenario 6: Aggressive Fuel Sub Phase In | SCE | Com | WholeBlg | Com - Health | Energy Efficiency | 1078953.9004 | 1128708.8258 | 1194925.6286 | 1217677.6567 | 1279927.4849 | 1335067.7161 | 1399256.6577 | 1414829.948 | 1429400.9277 | 1416963.2838 | 1397362.8727 | 1429598.4808 | 1481157.1286
Scenario 6: Aggressive Fuel Sub Phase In | SCE | Com | WholeBlg | Com - Lodging | Energy Efficiency | 1411424.6425 | 1470110.2665 | 1532358.7129 | 1584670.6395 | 1667477.581 | 1759139.1884 | 1830163.609 | 1875538.328 | 1911453.9575 | 1942669.2548 | 1976173.0948 | 1994567.2128 | 2014931.6549
Scenario 6: Aggressive Fuel Sub Phase In | SCE | Com | WholeBlg | Com - Office (Large) | Energy Efficiency | 40554178.7234 | 41033651.907 | 41300384.5992 | 41722145.7402 | 42918065.4359 | 44333646.0123 | 44952355.0015 | 45064713.6456 | 44796318.4085 | 44420362.5404 | 44263296.2906 | 43638154.8469 | 43222650.444
Scenario 6: Aggressive Fuel Sub Phase In | SCE | Com | WholeBlg | Com - Office (Small) | Energy Efficiency | 7319975.4829 | 7586317.2062 | 7834802.199 | 8083134.6075 | 0 | 100731362.6826 | 8204130.7408 | 8356687.2651 | 8501881.4622 | 8633621.3944 | 8770057.3151 | 8838646.6806 | 8923394.8259
Scenario 6: Aggressive Fuel Sub Phase In | SCE | Com | WholeBlg | Com - Other | Energy Efficiency | 8914664.0029 | 9423229.481 | 9934966.6766 | 10435180.0414 | 11037335.4559 | 11710842.7118 | 12335716.4442 | 12722582.243 | 13025929.7923 | 13420036.1464 | 13816896.3464 | 14098051.2713 | 14431755.2365
Scenario 6: Aggressive Fuel Sub Phase In | SCE | Com | WholeBlg | Com - Restaurant | Energy Efficiency | 7487305.799 | 7937747.0925 | 8396867.5812 | 8892854.0161 | 9524772.1275 | 10087098.3481 | 10493625.0815 | 10811530.2865 | 11119950.804 | 11403614.2643 | 11697668.5369 | 11885163.5985 | 12106709.4572
Scenario 6: Aggressive Fuel Sub Phase In | SCE | Com | WholeBlg | Com - Retail | Energy Efficiency | 23949592.0209 | 25169981.0948 | 26123098.7723 | 27287845.115 | 28948931.0722 | 30642967.1573 | 31874455.2667 | 32881955.8218 | 33753999.1287 | 34566044.3765 | 35433801.4285 | 35959639.263 | 36578023.0413
Scenario 6: Aggressive Fuel Sub Phase In | SCE | Com | WholeBlg | Com - School | Energy Efficiency | 7693513.7263 | 7864562.8281 | 8045350.2106 | 8203264.0293 | 8390088.023 | 8660313.0104 | 8776358.5127 | 8812194.072 | 8869726.8966 | 8943816.7184 | 8983072.321 | 9013696.9486 | 9006140.3294
Scenario 6: Aggressive Fuel Sub Phase In | SCE | Com | WholeBlg | Com - Warehouse | Energy Efficiency | 5714757.1779 | 6192978.6038 | 6600018.0921 | 7135901.0275 | 7904647.3511 | 8617356.8562 | 9176716.2242 | 9665506.5908 | 10073324.5494 | 10484478.4661 | 10906329.8414 | 11190158.4851 | 11545667.3226
Scenario 6: Aggressive Fuel Sub Phase In | SCE | Res | AppPlug | Res - Multi Family | Energy Efficiency | 19570019.6877 | 20730309.7289 | 21899669.5588 | 22550138.0034 | 23399495.7725 | 25404697.7065 | 26714284.1507 | 27368318.7103 | 28139562.2141 | 28051366.6944 | 28864730.2178 | 29564988.6414 | 30240652.053
Scenario 6: Aggressive Fuel Sub Phase In | SCE | Res | AppPlug | Res - Single Family | Energy Efficiency | 89523071.7719 | 95425778.9792 | 101228244.357 | 104350513.1832 | 108416824.0847 | 118464333.9166 | 125043094.8856 | 128334048.9308 | 132305072.9557 | 131784047.6261 | 135933858.2485 | 139543466.3471 | 143045501.8004
Scenario 6: Aggressive Fuel Sub Phase In | SCE | Res | BldgEnv | Res - Multi Family | Energy Efficiency | 20713881.9809 | 21863518.664 | 22778492.1743 | 23477239.2925 | 24386989.1607 | 26065111.6646 | 27080466.0458 | 27591082.3467 | 28067117.7821 | 28466384.5044 | 29063701.5904 | 29455594.2622 | 29816307.6098
Scenario 6: Aggressive Fuel Sub Phase In | SCE | Res | BldgEnv | Res - Single Family | Energy Efficiency | 250294473.3062 | 264598468.9465 | 276194232.6731 | 285337126.5045 | 297092433.865 | 317540170.7988 | 330195928.3841 | 336971639.0872 | 343350830.6157 | 348758652.7244 | 356610933.4573 | 362072195.3218 | 367169709.9652
Scenario 6: Aggressive Fuel Sub Phase In | SCE | Res | HVAC | Res - Multi Family | Energy Efficiency | 64877261.2792 | 67910042.8361 | 70343004.7926 | 71137227.8544 | 72922958.3411 | 77956182.4815 | 81178849.0987 | 82578159.0089 | 83781697.0172 | 84732282.3954 | 86761234.6592 | 88111193.8132 | 89419464.3725
Scenario 6: Aggressive Fuel Sub Phase In | SCE | Res | HVAC | Res - Single Family | Energy Efficiency | 650776569.5011 | 680249037.434 | 704390811.0319 | 714098696.4354 | 732579976.1937 | 782288502.7371 | 814059834.3063 | 827854975.9999 | 840166693.9613 | 849934433.7783 | 869024442.7072 | 880870021.2222 | 892380916.3572
Scenario 6: Aggressive Fuel Sub Phase In | SCE | Res | WaterHeat | Res - Multi Family | Energy Efficiency | 43851469.2758 | 45610646.9806 | 47251136.3446 | 48699372.9547 | 50470083.5114 | 52691285.3246 | 54254153.217 | 55296312.6953 | 56294082.1539 | 57142409.1984 | 58366771.9582 | 59332824.9844 | 60238266.2469
Scenario 6: Aggressive Fuel Sub Phase In | SCE | Res | WaterHeat | Res - Single Family | Energy Efficiency | 76736612.7742 | 80083305.3274 | 83110839.0025 | 85800325.8844 | 89048966.2354 | 93077544.0029 | 95938513.3106 | 97890274.7488 | 99781543.7701 | 101418625.627 | 103725241.3662 | 105574233.0624 | 107318892.4096
Scenario 6: Aggressive Fuel Sub Phase In | SCE | Res | WholeBlg | Res - Multi Family | Energy Efficiency | 0 | 12095501.7794 | 12989019.4388 | 13450485.0381 | 14005429.3468 | 14069411.8616 | 13900057.4099 | 13549129.4421 | 13144893.6395 | 12664117.2301 | 12347290.8795 | 12096317.4752 | 11816203.5214
Scenario 6: Aggressive Fuel Sub Phase In | SCE | Res | WholeBlg | Res - Single Family | Energy Efficiency | 27644850.6142 | 43151171.1468 | 49162699.8179 | 52070586.893 | 55573262.9895 | 56188374.3187 | 54712623.0666 | 52386557.215 | 50139548.1407 | 47927732.7056 | 46387804.2541 | 44984629.8344 | 43547778.2699
Scenario 6: Aggressive Fuel Sub Phase In | SCG | Com | AppPlug | Com - College | Energy Efficiency | 605390.6336 | 633909.1555 | 663738.6993 | 695097.5691 | 728105.1125 | 762884.6141 | 799570.1068 | 838306.2377 | 879200.795 | 922393.6179 | 968047.172 | 1016359.6376 | 1067534.16
Scenario 6: Aggressive Fuel Sub Phase In | SCG | Com | AppPlug | Com - Health | Energy Efficiency | 152584188.7388 | 160137378.6312 | 168105453.4661 | 176331475.5141 | 185120266.3436 | 194341831.6339 | 204218449.5313 | 214520653.1783 | 225404897.6719 | 236781880.1186 | 248782728.3769 | 261866085.1335 | 275811126.3073
Scenario 6: Aggressive Fuel Sub Phase In | SCG | Com | AppPlug | Com - Lodging | Energy Efficiency | 112113896.6371 | 117097429.9787 | 122325056.0478 | 127772527.4177 | 133546968.0222 | 139634985.5294 | 146043819.2018 | 152787050.2038 | 159844907.5565 | 167259213.5865 | 175099841.4629 | 183366681.117 | 192102794.6981
Scenario 6: Aggressive Fuel Sub Phase In | SCG | Com | AppPlug | Com - Other | Energy Efficiency | 1380307.3906 | 1444653.6626 | 1511666.891 | 1581912.0014 | 1578401.2486 | 1814824.8748 | 1815727.5471 | 1902077.2574 | 1992492.4073 | 2088439.4684 | 2189809.543 | 2296592.9155 | 2409989.1175
Scenario 6: Aggressive Fuel Sub Phase In | SCG | Com | BldgEnv | Com - College | Energy Efficiency | 1514009.6215 | 1585696.5927 | 1661040.2714 | 1740422.1782 | 1824012.7959 | 1912288.8526 | 2005476.811 | 2103862.3854 | 2207863.4329 | 2317818.7277 | 2434177.6303 | 2557569.8552 | 2688036.9392
Scenario 6: Aggressive Fuel Sub Phase In | SCG | Com | BldgEnv | Com - Grocery | Energy Efficiency | 1840843.94 | 1920322.0909 | 2003406.0185 | 2090648.4532 | 2182334.8922 | 2278724.3263 | 2380098.9784 | 2486912.4569 | 2599410.6872 | 2717968.595 | 2843014.3618 | 2974909.8522 | 3114161.5334
Scenario 6: Aggressive Fuel Sub Phase In | SCG | Com | BldgEnv | Com - Health | Energy Efficiency | 1701076.1684 | 1784728.7307 | 1872768.2351 | 1965412.5817 | 2063377.1081 | 2166783.7092 | 2276283.1854 | 2391961.2907 | 2514411.5373 | 2643926.2675 | 2781087.4057 | 2926978.1886 | 3081813.0916
Scenario 6: Aggressive Fuel Sub Phase In | SCG | Com | BldgEnv | Com - Lodging | Energy Efficiency | 955411.5051 | 997582.6283 | 1041752.1646 | 1088120.3397 | 1136912.6121 | 1188253.0151 | 1242310.7152 | 1299277.9344 | 1359311.4756 | 1422628.0162 | 1489459.5562 | 1560013.7942 | 1634551.8349
Scenario 6: Aggressive Fuel Sub Phase In | SCG | Com | BldgEnv | Com - Office (Large) | Energy Efficiency | 2530840.8681 | 2578765.7285 | 2627824.5952 | 2678609.8573 | 2731362.0351 | 2786057.654 | 2842644.7914 | 2901456.7652 | 2962326.7849 | 3025546.7601 | 3091424.6746 | 3159838.0895 | 3231133.4234
Scenario 6: Aggressive Fuel Sub Phase In | SCG | Com | BldgEnv | Com - Office (Small) | Energy Efficiency | 1076624.5728 | 1121664.0078 | 1168712.2542 | 1218044.2383 | 1085633.7768 | 1173787.0584 | 1185197.8633 | 1236781.2318 | 1291070.3399 | 1348235.1329 | 1408457.6654 | 1471923.2916 | 1538859.7651
Scenario 6: Aggressive Fuel Sub Phase In | SCG | Com | BldgEnv | Com - Other | Energy Efficiency | 4906449.0828 | 5129754.8362 | 5363849.4716 | 5609999.388 | 5851889.0124 | 6160110.0164 | 6429691.6482 | 6733170.1118 | 7053362.8228 | 7391642.9654 | 7749043.8604 | 8126749.1289 | 8526299.7189
Scenario 6: Aggressive Fuel Sub Phase In | SCG | Com | BldgEnv | Com - Refrig. Warehouse | Energy Efficiency | 309377.1895 | 317818.3492 | 295178.8038 | 316064.2151 | 324767.2218 | 340402.2288 | 356912.6765 | 374351.1665 | 392792.9814 | 412295.0109 | 432920.7118 | 454762.395 | 477889.0919
Scenario 6: Aggressive Fuel Sub Phase In | SCG | Com | BldgEnv | Com - Restaurant | Energy Efficiency | 1123021.8195 | 1171948.5495 | 1223155.262 | 1276938.8116 | 1333499.8749 | 1392891.8611 | 1455359.2002 | 1521206.9674 | 1590596.8029 | 1663738.6814 | 1740907.2966 | 1822320.1496 | 1908312.818
Scenario 6: Aggressive Fuel Sub Phase In | SCG | Com | BldgEnv | Com - Retail | Energy Efficiency | 11330423.3232 | 11828806.366 | 12350203.0537 | 12898033.0907 | 13400537.4194 | 14096116.7841 | 14682815.7119 | 15353581.5191 | 16060486.936 | 16806086.7386 | 17592938.1329 | 18423451.2273 | 19300866.0747
Scenario 6: Aggressive Fuel Sub Phase In | SCG | Com | BldgEnv | Com - School | Energy Efficiency | 711779.1735 | 731157.2104 | 751176.5481 | 771932.203 | 793410.078 | 815811.239 | 839064.1934 | 863295.5224 | 888578.5901 | 914973.1241 | 942479.1914 | 971236.7816 | 1001224.364
Scenario 6: Aggressive Fuel Sub Phase In | SCG | Com | BldgEnv | Com - Warehouse | Energy Efficiency | 5410806.0632 | 5673240.4265 | 5948940.7864 | 6239749.5769 | 6546792.0475 | 6870883.1662 | 7213232.821 | 7575370.3744 | 7958417.7704 | 8363929.6267 | 8793374.4377 | 9248266.007 | 9730627.2435
Scenario 6: Aggressive Fuel Sub Phase In | SCG | Com | ComRefrig | Com - Grocery | Energy Efficiency | 16716240.5847 | 17433229.8724 | 18180882.9904 | 18964199.8014 | 19786260.8612 | 20649641.5274 | 21557532.1753 | 22512829.2979 | 23517894.7568 | 24576405.6985 | 25691960.6857 | 26868736.6098 | 28110982.9771
Scenario 6: Aggressive Fuel Sub Phase In | SCG | Com | ComRefrig | Com - Restaurant | Energy Efficiency | 856147.0559 | 893117.9048 | 931680.6927 | 972093.0335 | 1014514.4184 | 1059078.6047 | 1105951.0503 | 1155282.3155 | 1207195.6846 | 1261882.1119 | 1319528.7277 | 1380352.5811 | 1444574.6934
Scenario 6: Aggressive Fuel Sub Phase In | SCG | Com | ComRefrig | Com - Retail | Energy Efficiency | 17912731.4873 | 18695631.1297 | 19512652.7941 | 20369245.3082 | 21217964.4674 | 22161113.3564 | 23153527.8298 | 24198434.9699 | 25298496.6529 | 26457798.8547 | 27680355.4503 | 28970816.2153 | 30333923.579
Scenario 6: Aggressive Fuel Sub Phase In | SCG | Com | FoodServ | Com - College | Energy Efficiency | 943344.8501 | 989314.3263 | 1040023.8201 | 1094393.8209 | 1148992.534 | 1209987.473 | 1274456.5025 | 1340216.8993 | 1409643.8305 | 1481805.7444 | 1559107.054 | 1647587.2455 | 1734628.2117
Scenario 6: Aggressive Fuel Sub Phase In | SCG | Com | FoodServ | Com - Grocery | Energy Efficiency | 7463895.895 | 7817816.5095 | 8180348.5945 | 8570690.3513 | 8988338.9124 | 9431780.8519 | 9892815.0273 | 10389687.2586 | 10906070.3549 | 11444733.5912 | 12020320.3484 | 12622748.9331 | 13262594.9655
Scenario 6: Aggressive Fuel Sub Phase In | SCG | Com | FoodServ | Com - Health | Energy Efficiency | 2369055.2195 | 2494640.0836 | 2631113.008 | 2762122.4533 | 2909945.6373 | 3062019.8246 | 3233777.5256 | 3404334.0102 | 3584364.0638 | 3764277.4894 | 3951654.9941 | 4179722.0005 | 4427188.395
Scenario 6: Aggressive Fuel Sub Phase In | SCG | Com | FoodServ | Com - Lodging | Energy Efficiency | 2038641.0638 | 2134556.8625 | 2237245.7927 | 2343013.5739 | 2458161.2799 | 2580786.23 | 2710309.6254 | 2846501.2284 | 2987302.2857 | 3134513.8542 | 3291603.9662 | 3456956.3319 | 3631868.0583
Scenario 6: Aggressive Fuel Sub Phase In | SCG | Com | FoodServ | Com - Other | Energy Efficiency | 23491581.582 | 24620458.7964 | 25811964.8022 | 27066748.8542 | 26632194.2508 | 31643906.3194 | 31280973.1476 | 32846149.0915 | 34486298.2294 | 36233653.1256 | 38087268.9363 | 40043960.191 | 42125145.1371
Scenario 6: Aggressive Fuel Sub Phase In | SCG | Com | FoodServ | Com - Restaurant | Energy Efficiency | 42306842.9079 | 44329448.8326 | 46466595.5503 | 48737179.2371 | 51163093.8924 | 53659442.9295 | 56265541.1112 | 59051460.4098 | 61987821.4314 | 65068915.4138 | 68343931.7183 | 71787972.4398 | 75450738.0918
Scenario 6: Aggressive Fuel Sub Phase In | SCG | Com | FoodServ | Com - Retail | Energy Efficiency | 150353.3541 | 157640.3146 | 165000.7377 | 172939.4038 | 146016.2268 | 231946.2312 | 199369.0834 | 209417.2589 | 219789.497 | 230677.3445 | 242299.154 | 254439.001 | 267384.1318
Scenario 6: Aggressive Fuel Sub Phase In | SCG | Com | FoodServ | Com - School | Energy Efficiency | 3604212.1986 | 3709937.0836 | 3821855.0936 | 3937964.0063 | 4052991.0044 | 4179527.9914 | 4307487.9079 | 4441792.8005 | 4584392.9299 | 4735750.6632 | 4892273.8881 | 5060169.5791 | 5232531.115
Scenario 6: Aggressive Fuel Sub Phase In | SCG | Com | HVAC | Com - College | Energy Efficiency | 5650171.1813 | 5923518.0746 | 6214459.6335 | 6522601.6404 | 6582340.7644 | 6913107.4768 | 3903461.6045 | 4096088.6965 | 4299442.277 | 4513033.2605 | 4739948.9846 | 4987262.3672 | 5241908.8627
Scenario 6: Aggressive Fuel Sub Phase In | SCG | Com | HVAC | Com - Grocery | Energy Efficiency | 7961871.3758 | 8312723.5721 | 8676447.6484 | 9060850.3842 | 9343425.5637 | 9765398.0583 | 10207276.4786 | 10675704.102 | 11166569.2238 | 11681953.9941 | 12227585.9456 | 12801550.6549 | 13408517.5018
Scenario 6: Aggressive Fuel Sub Phase In | SCG | Com | HVAC | Com - Health | Energy Efficiency | 20241272.6844 | 21255707.253 | 22331216.7697 | 23437238.8211 | 24148985.522 | 25370082.23 | 22978187.4251 | 24146481.4942 | 25381205.7082 | 26666431.9388 | 28021025.8967 | 29516491.2873 | 31113584.7003
Scenario 6: Aggressive Fuel Sub Phase In | SCG | Com | HVAC | Com - Lodging | Energy Efficiency | 10396868.5747 | 10863158.7037 | 11354080.4895 | 11866147.1428 | 12234799.013 | 12800983.8157 | 12183601.2586 | 12752300.2385 | 13347282.1988 | 13972660.6796 | 14634913.5449 | 15333173.6331 | 16070971.94
Scenario 6: Aggressive Fuel Sub Phase In | SCG | Com | HVAC | Com - Office (Large) | Energy Efficiency | 17919368.5925 | 18291044.446 | 18671054.9783 | 19070414.287 | 19365776.6097 | 19806880.216 | 6670553.0874 | 6821092.3095 | 6971597.3842 | 7126758.8474 | 7292335.7105 | 7462087.4325 | 7641275.9617
Scenario 6: Aggressive Fuel Sub Phase In | SCG | Com | HVAC | Com - Office (Small) | Energy Efficiency | 9695981.039 | 10119427.1361 | 10563473.7377 | 11030930.369 | 9538948.0032 | 12712358.2485 | 1953126.3856 | 2039022.7414 | 2129299.4836 | 2224201.1726 | 2324366.1756 | 2429823.8388 | 2541214.8121
Scenario 6: Aggressive Fuel Sub Phase In | SCG | Com | HVAC | Com - Other | Energy Efficiency | 41088158.273 | 43002405.4717 | 45011781.9085 | 47122940.866 | 45527128.4707 | 52106442.493 | 52285461.9055 | 54800688.1484 | 57437629.1101 | 60237849.647 | 63202561.2594 | 66330691.3068 | 69651078.7154
Scenario 6: Aggressive Fuel Sub Phase In | SCG | Com | HVAC | Com - Refrig. Warehouse | Energy Efficiency | 2673.5949 | 2458.7266 | 2255.6356 | 2753.8541 | 7.9582 | 8.3437 | 8.7543 | 9.1857 | 9.6462 | 10.1328 | 10.646 | 11.1946 | 11.7739
Scenario 6: Aggressive Fuel Sub Phase In | SCG | Com | HVAC | Com - Restaurant | Energy Efficiency | 106939089.6639 | 111766810.0237 | 116843685.3822 | 122196393.8832 | 125710832.4915 | 131538544.5836 | 137670733.167 | 144156579.955 | 150999279.1516 | 158214720.1641 | 165844885.2708 | 173899251.167 | 182420862.5301
Scenario 6: Aggressive Fuel Sub Phase In | SCG | Com | HVAC | Com - Retail | Energy Efficiency | 11332277.1188 | 11846527.1574 | 12382267.3995 | 12948570.8024 | 12323816.899 | 13988055.9153 | 9572286.446 | 10018866.0256 | 10486880.8177 | 10979884.5562 | 11501784.018 | 12051328.473 | 12633162.0303
Scenario 6: Aggressive Fuel Sub Phase In | SCG | Com | HVAC | Com - School | Energy Efficiency | 15547192.3269 | 15991685.0216 | 16457038.6028 | 16939604.8375 | 16169061.0201 | 16653928.1999 | 11570436.2481 | 11912622.0698 | 12274180.4346 | 12656397.617 | 13052059.2818 | 13474186.8604 | 13908789.3844
Scenario 6: Aggressive Fuel Sub Phase In | SCG | Com | HVAC | Com - Warehouse | Energy Efficiency | 851724.58 | 893926.5349 | 937921.8432 | 984749.8778 | 1001024.0643 | 1051831.5147 | 1105269.6322 | 1161946.481 | 1221554.2899 | 1284667.3893 | 1351613.2237 | 1422270.3407 | 1497513.6981
Scenario 6: Aggressive Fuel Sub Phase In | SCG | Com | WaterHeat | Com - College | Energy Efficiency | 47079014.0591 | 49314951.2793 | 51395979.6355 | 53852281.7693 | 56438723.0576 | 59169619.6757 | 54067095.0353 | 56697328.6309 | 59475404.5527 | 62411976.2094 | 65517622.9897 | 68804583.4771 | 72285735.5503
Scenario 6: Aggressive Fuel Sub Phase In | SCG | Com | WaterHeat | Com - Grocery | Energy Efficiency | 22444796.2938 | 23411518.5472 | 24419978.1089 | 25477356.4291 | 26587445.9318 | 27753851.8028 | 27108132.9515 | 28309957.7644 | 29574713.8054 | 30906742.5269 | 32310478.7375 | 33791172.2697 | 35354263.7722
Scenario 6: Aggressive Fuel Sub Phase In | SCG | Com | WaterHeat | Com - Health | Energy Efficiency | 136832710.3983 | 143590149.0213 | 149929160.846 | 157353141.1455 | 165196993.9419 | 173480243.0204 | 158667476.0868 | 166672388.4885 | 175140339.1938 | 184105359.1437 | 193600957.1193 | 203665404.611 | 214339290.1785
Scenario 6: Aggressive Fuel Sub Phase In | SCG | Com | WaterHeat | Com - Lodging | Energy Efficiency | 134302962.5536 | 140453004.0407 | 145917052.0825 | 152661041.8285 | 159790422.6891 | 167315547.3105 | 43216298.5994 | 45176293.0112 | 47240830.7091 | 49417180.5167 | 51712619.1518 | 54135776.0692 | 56695638.2915
Scenario 6: Aggressive Fuel Sub Phase In | SCG | Com | WaterHeat | Com - Office (Large) | Energy Efficiency | 58823772.3094 | 59957608.2825 | 60527424.9544 | 61704866.9917 | 62926599.9799 | 64193145.6566 | 51277351.988 | 52301812.0466 | 53363869.757 | 54466123.8829 | 55611123.66 | 56802495.327 | 58043489.6674
Scenario 6: Aggressive Fuel Sub Phase In | SCG | Com | WaterHeat | Com - Office (Small) | Energy Efficiency | 14750222.1428 | 15364612.1314 | 15922699.7162 | 16587499.3551 | 14826319.6642 | 15453309.9037 | 16111833.3387 | 16804069.8569 | 17531663.4658 | 18297001.4593 | 19102600.1519 | 19951504.4974 | 20846802.3014
Scenario 6: Aggressive Fuel Sub Phase In | SCG | Com | WaterHeat | Com - Other | Energy Efficiency | 218023216.669 | 228059542.6502 | 233884738.0791 | 244579070.2695 | 255500019.0904 | 268023887.0474 | 258742962.1926 | 270835579.2901 | 283587951.8567 | 297047100.1205 | 311259370.4296 | 326278626.9746 | 342161420.914
Scenario 6: Aggressive Fuel Sub Phase In | SCG | Com | WaterHeat | Com - Refrig. Warehouse | Energy Efficiency | 2021391.2984 | 2068699.0056 | 1919999.8371 | 2021961.6731 | 2107260.7152 | 2207847.4892 | 2231169.2837 | 2338943.7978 | 2452708.439 | 2572881.3847 | 2699907.9104 | 2834319.1352 | 2976661.8945
Scenario 6: Aggressive Fuel Sub Phase In | SCG | Com | WaterHeat | Com - Restaurant | Energy Efficiency | 60196130.7059 | 62935406.9891 | 61024704.3453 | 63690383.7013 | 66490579.9693 | 69433316.3778 | 68154866.4847 | 71203575.572 | 74413745.4179 | 77796790.5566 | 81363747.7224 | 85127275.2241 | 89100805.9599
Scenario 6: Aggressive Fuel Sub Phase In | SCG | Com | WaterHeat | Com - Retail | Energy Efficiency | 63766954.4248 | 66558359.9609 | 69293987.8886 | 72335699.743 | 75348884.4489 | 78697367.4922 | 82220273.3933 | 85929665.279 | 89835407.5538 | 93951024.8521 | 98290618.616 | 102870999.675 | 107709400.1371
Scenario 6: Aggressive Fuel Sub Phase In | SCG | Com | WaterHeat | Com - School | Energy Efficiency | 74915379.0436 | 76965122.6402 | 77803295.43 | 79937610.6962 | 82149599.5419 | 84450608.8497 | 80384811.8433 | 82670078.6244 | 85048842.6322 | 87527568.0414 | 90111751.8057 | 92808345.4321 | 95624276.9679
Scenario 6: Aggressive Fuel Sub Phase In | SCG | Com | WaterHeat | Com - Warehouse | Energy Efficiency | 55403096.1243 | 58077696.1168 | 60870801.539 | 63819532.8915 | 66927592.0013 | 70206072.4563 | 72251513.6422 | 75835190.4347 | 79622009.8636 | 83626272.3443 | 87863284.3515 | 92351259.5489 | 97108994.0163
Scenario 6: Aggressive Fuel Sub Phase In | SCG | Com | WholeBlg | Com - College | Energy Efficiency | 1195962.5487 | 1263203.6573 | 1368399.8616 | 1492374.4544 | 1582749.8793 | 1726810.5474 | 1879323.0344 | 2005440.0231 | 2136874.3924 | 2256748.7422 | 2396993.0968 | 2642225.9718 | 2803621.3878
Scenario 6: Aggressive Fuel Sub Phase In | SCG | Com | WholeBlg | Com - Health | Energy Efficiency | 4097726.7329 | 4407704.369 | 4792373.3909 | 5019737.1223 | 5388005.5092 | 5719578.7561 | 6219026.9236 | 6592845.3777 | 6980112.4396 | 7240911.0527 | 7471248.4662 | 8119050.1093 | 8881613.3833
Scenario 6: Aggressive Fuel Sub Phase In | SCG | Com | WholeBlg | Com - Office (Large) | Energy Efficiency | 7092659.5634 | 7310548.3258 | 7515582.4381 | 7765376.7594 | 8088533.3435 | 8449606.8117 | 8789615.5946 | 9158071.9259 | 9474141.4054 | 9788229.7604 | 10164751.3174 | 10527430.1479 | 10934134.1427
Scenario 6: Aggressive Fuel Sub Phase In | SCG | Com | WholeBlg | Com - Office (Small) | Energy Efficiency | 1832675.2951 | 1935393.1806 | 2040972.9216 | 2156667.7032 | 0 | 22615631.9551 | 2357977.383 | 2496464.1614 | 2640764.9724 | 2789781.3215 | 2951656.6837 | 3120085.7015 | 3302000.2689
Scenario 6: Aggressive Fuel Sub Phase In | SCG | Com | WholeBlg | Com - Retail | Energy Efficiency | 7764782.5035 | 8309682.4998 | 8820396.1601 | 9422206.7271 | 0 | 22911361.9679 | 11578027.4052 | 12428113.9745 | 13264169.9039 | 14134211.7166 | 15097394.7634 | 16081390.4335 | 17155843.6204
Scenario 6: Aggressive Fuel Sub Phase In | SCG | Com | WholeBlg | Com - School | Energy Efficiency | 10448415.6515 | 10870442.6417 | 11370859.4485 | 11885871.5409 | 12272118.8587 | 12850740.5497 | 13353261.1848 | 13900606.7496 | 14537734.0459 | 15269828.9546 | 15997037.3377 | 16873337.9871 | 17710870.0315
Scenario 6: Aggressive Fuel Sub Phase In | SCG | Res | AppPlug | Res - Multi Family | Energy Efficiency | 36493351.249 | 38327221.8158 | 40276508.7152 | 33567344.37 | 35278606.3718 | 37084354.5379 | 38997646.1192 | 41024394.7982 | 43172267.407 | 45450265.0916 | 47868931.1193 | 50440178.3316 | 53172664.0667
Scenario 6: Aggressive Fuel Sub Phase In | SCG | Res | AppPlug | Res - Single Family | Energy Efficiency | 126863756.3277 | 133657865.9374 | 140745715.7802 | 81050033.9192 | 85325688.0159 | 89820577.8494 | 94383965.7985 | 99416638.6616 | 104763431.8646 | 110448636.8901 | 116495462.8282 | 122929708.4689 | 129776773.1452
Scenario 6: Aggressive Fuel Sub Phase In | SCG | Res | BldgEnv | Res - Multi Family | Energy Efficiency | 136842115.1389 | 143704429.7143 | 150949721.3439 | 158593512.6151 | 166675414.7873 | 175221663.388 | 184272714.312 | 193863848.6227 | 204032152.7511 | 214818859.2177 | 226266981.7271 | 238425198.1901 | 251341516.3155
Scenario 6: Aggressive Fuel Sub Phase In | SCG | Res | BldgEnv | Res - Single Family | Energy Efficiency | 1061964459.5978 | 1117039079.5623 | 1174938053.5949 | 1235944011.237 | 1300510642.0468 | 1368765028.9998 | 1441031340.0498 | 1517667258.581 | 1599017012.1449 | 1685425508.793 | 1777234979.0183 | 1874831683.4485 | 1978623686.7182
Scenario 6: Aggressive Fuel Sub Phase In | SCG | Res | HVAC | Res - Multi Family | Energy Efficiency | 3332412.7265 | 3497594.5844 | 3677444.5228 | 3861577.184 | 3119332.9154 | 3271910.5685 | 3418651.8886 | 3588297.9319 | 3767497.5062 | 3957071.5408 | 4158306.1995 | 4372685.7926 | 4600417.0518
Scenario 6: Aggressive Fuel Sub Phase In | SCG | Res | HVAC | Res - Single Family | Energy Efficiency | 31345721.1639 | 33292080.8295 | 35221821.4355 | 19637536.2416 | 16524828.6207 | 17359687.6783 | 18233044.7673 | 19154901.4003 | 20133063.9508 | 21172323.4802 | 22277183.1738 | 23453021.2198 | 24704096.0282
Scenario 6: Aggressive Fuel Sub Phase In | SCG | Res | WaterHeat | Res - Multi Family | Energy Efficiency | 72942917.1351 | 76525751.1059 | 77337467.9988 | 81238496.8237 | 85354521.0024 | 89689708.0894 | 94281988.4889 | 99144071.7254 | 104294712.1425 | 109755934.3864 | 115552758.9744 | 121715575.2827 | 128264279.9001
Scenario 6: Aggressive Fuel Sub Phase In | SCG | Res | WaterHeat | Res - Single Family | Energy Efficiency | 312133240.1434 | 331691685.0785 | 326986851.6184 | 344029765.4749 | 362043862.731 | 380958585.694 | 400911911.6536 | 422047236.3751 | 444494600.5336 | 468356746.1553 | 493728587.1863 | 520721008.8259 | 549441046.7241
Scenario 6: Aggressive Fuel Sub Phase In | SCG | Res | WholeBlg | Res - Multi Family | Energy Efficiency | 26047798.1855 | -1978510.5421 | -1814990.4485 | -1575107.5526 | -1314626.3268 | -1030112.1861 | -749244.6791 | -468885.8842 | -193150.4211 | 74890.1209 | 335194.9537 | 592594.9613 | 846682.5968
Scenario 6: Aggressive Fuel Sub Phase In | SCG | Res | WholeBlg | Res - Single Family | Energy Efficiency | 9892912.5689 | -385635.212 | 103425.0938 | 664102.8127 | 1263937.1343 | 1841301.6641 | 2368735.9978 | 2847837.0732 | 3298788.1544 | 3733450.6001 | 4159014.1063 | 4581727.1243 | 4992974.5029
Scenario 6: Aggressive Fuel Sub Phase In | SDG&E | Com | AppPlug | Com - College | Energy Efficiency | 145290.6481 | 151998.0261 | 159011.8921 | 166383.0303 | 174139.2495 | 182309.2763 | 190924.3412 | 200018.1468 | 209615.844 | 219750.0325 | 230458.5692 | 241787.6159 | 253784.4993
Scenario 6: Aggressive Fuel Sub Phase In | SDG&E | Com | AppPlug | Com - Health | Energy Efficiency | 38524654.275 | 40330097.5292 | 42226374.2246 | 44278313.6352 | 46368946.1382 | 48550969.0818 | 50666765.4653 | 53138554.7184 | 55823436.5204 | 58779793.5743 | 61990441.3036 | 64879216.6262 | 68057296.8559
Scenario 6: Aggressive Fuel Sub Phase In | SDG&E | Com | AppPlug | Com - Lodging | Energy Efficiency | 38019049.2314 | 39571748.434 | 41200720.8597 | 42970610.642 | 44747404.8665 | 46680030.6663 | 48688024.406 | 50805690.0243 | 53060679.1928 | 55426810.8643 | 57896260.7426 | 60507158.1308 | 63289629.7838
Scenario 6: Aggressive Fuel Sub Phase In | SDG&E | Com | AppPlug | Com - Other | Energy Efficiency | 223692.8209 | 233898.6784 | 244518.068 | 255681.1289 | 267232.582 | 279572.611 | 292557.7442 | 306202.0942 | 320555.6875 | 335740.5873 | 351696.3074 | 368579.5728 | 386512.8812
Scenario 6: Aggressive Fuel Sub Phase In | SDG&E | Com | BldgEnv | Com - College | Energy Efficiency | 263544.2676 | 275192.1589 | 287312.0289 | 300035.7799 | 313621.9156 | 328409.0124 | 343983.6339 | 360319.0791 | 377561.1579 | 395769.0605 | 414960.6311 | 435150.7932 | 456451.6379
Scenario 6: Aggressive Fuel Sub Phase In | SDG&E | Com | BldgEnv | Com - Grocery | Energy Efficiency | 137599.793 | 143085.9087 | 148756.1182 | 154679.6512 | 161009.477 | 167934.867 | 175202.4204 | 182790.5435 | 190757.9351 | 199150.1538 | 207961.4955 | 217138.7854 | 226839.4427
Scenario 6: Aggressive Fuel Sub Phase In | SDG&E | Com | BldgEnv | Com - Health | Energy Efficiency | 268410.6575 | 280677.9734 | 293465.1535 | 306953.2136 | 321315.3215 | 336903.6391 | 353092.332 | 370417.4736 | 388822.5283 | 408434.3516 | 429257.0573 | 450407.3824 | 472994.1671
Scenario 6: Aggressive Fuel Sub Phase In | SDG&E | Com | BldgEnv | Com - Lodging | Energy Efficiency | 286111.3141 | 296635.5599 | 307332.4092 | 318417.0687 | 330663.885 | 344883.3167 | 359739.0233 | 375079.9285 | 391197.0701 | 408102.2098 | 425761.0342 | 443772.185 | 462838.3595
Scenario 6: Aggressive Fuel Sub Phase In | SDG&E | Com | BldgEnv | Com - Office (Large) | Energy Efficiency | 221496.4521 | 224389.659 | 227189.0898 | 230020.4384 | 233349.8414 | 237624.196 | 242035.6195 | 246432.8708 | 250923.4468 | 255594.4956 | 260383.1434 | 265089.5285 | 270043.5176
Scenario 6: Aggressive Fuel Sub Phase In | SDG&E | Com | BldgEnv | Com - Office (Small) | Energy Efficiency | 132332.5761 | 137067.8232 | 141891.5444 | 146878.4097 | 152357.8863 | 158606.4801 | 165136.9377 | 171886.4199 | 178963.4181 | 186381.6996 | 194135.6242 | 202071.3269 | 210451.2501
Scenario 6: Aggressive Fuel Sub Phase In | SDG&E | Com | BldgEnv | Com - Other | Energy Efficiency | 176968.8222 | 183949.148 | 191096.252 | 198512.5962 | 206639.3187 | 215875.5047 | 225558.0932 | 235605.7062 | 246169.8359 | 257279.7527 | 268926.346 | 280905.3816 | 293587.9407
Scenario 6: Aggressive Fuel Sub Phase In | SDG&E | Com | BldgEnv | Com - Refrig. Warehouse | Energy Efficiency | 5368.8822 | 5589.7578 | 5816.3705 | 6051.4422 | 6309.4739 | 6602.0314 | 6909.3497 | 7228.8957 | 7565.5428 | 7919.8786 | 8292.1497 | 8675.8842 | 9082.4579
Scenario 6: Aggressive Fuel Sub Phase In | SDG&E | Com | BldgEnv | Com - Restaurant | Energy Efficiency | 59426.2811 | 61648.3383 | 63920.8439 | 66274.1051 | 68858.3921 | 71796.4719 | 74872.9022 | 78058.7093 | 81401.3053 | 84910.4611 | 88584.0957 | 92352.1461 | 96334.7384
Scenario 6: Aggressive Fuel Sub Phase In | SDG&E | Com | BldgEnv | Com - Retail | Energy Efficiency | 625069.6912 | 650303.1095 | 676405.8315 | 703634.0249 | 732840.7099 | 764841.2763 | 798430.6251 | 833510.3457 | 870412.0742 | 909251.4309 | 950061.4038 | 992538.2077 | 1037440.8602
Scenario 6: Aggressive Fuel Sub Phase In | SDG&E | Com | BldgEnv | Com - School | Energy Efficiency | 119540.534 | 122086.4134 | 124616.0569 | 127192.6493 | 130098.2481 | 133539.6535 | 137093.1801 | 140704.1872 | 144455.2971 | 148346.8569 | 152367.287 | 156388.4263 | 160606.4979
Scenario 6: Aggressive Fuel Sub Phase In | SDG&E | Com | BldgEnv | Com - Warehouse | Energy Efficiency | 341077.0866 | 355311.0464 | 369893.032 | 385051.3309 | 401743.0384 | 420847.2262 | 440905.5225 | 461750.4826 | 483714.2998 | 506855.8097 | 531153.6072 | 556146.2116 | 582666.8331
Scenario 6: Aggressive Fuel Sub Phase In | SDG&E | Com | ComRefrig | Com - College | Energy Efficiency | 34227.1169 | 35153.7366 | 35782.4553 | 36031.904 | 36529.7337 | 37705.001 | 38091.6327 | 37855.4515 | 37340.9565 | 36444.2746 | 36082.0057 | 35142.5027 | 33970.8547
Scenario 6: Aggressive Fuel Sub Phase In | SDG&E | Com | ComRefrig | Com - Grocery | Energy Efficiency | 24797977.1772 | 25426794.1938 | 25924569.8083 | 26198506.9123 | 26561729.4439 | 27481058.2349 | 28132646.3527 | 28605262.6605 | 29031768.239 | 29369602.8286 | 29973917.7195 | 30295503.019 | 30589307.3699
Scenario 6: Aggressive Fuel Sub Phase In | SDG&E | Com | ComRefrig | Com - Health | Energy Efficiency | 124844.6496 | 127933.9458 | 129968.1634 | 131289.4132 | 134013.328 | 137977.6547 | 137541.4945 | 134454.484 | 129816.8968 | 123004.4604 | 118414.0173 | 110838.5446 | 102112.8466
Scenario 6: Aggressive Fuel Sub Phase In | SDG&E | Com | ComRefrig | Com - Refrig. Warehouse | Energy Efficiency | 18763.2739 | 19262.4575 | 19453.1226 | 19032.5824 | 18698.4651 | 19354.2525 | 19799.0461 | 19985.3277 | 20124.4297 | 20292.8831 | 20743.1348 | 20746.3359 | 20735.7255
Scenario 6: Aggressive Fuel Sub Phase In | SDG&E | Com | ComRefrig | Com - Restaurant | Energy Efficiency | 1018571.5077 | 1044000.462 | 1063743.1419 | 1073429.6497 | 1087176.2428 | 1125221.3752 | 1152423.2749 | 1172376.0528 | 1190541.6087 | 1205432.7312 | 1231233.8881 | 1244911.4363 | 1257515.5743
Scenario 6: Aggressive Fuel Sub Phase In | SDG&E | Com | ComRefrig | Com - Retail | Energy Efficiency | 13310236.1336 | 13622611.9949 | 13880214.0515 | 14049806.5282 | 14286277.0939 | 14822665.0122 | 15226725.585 | 15568948.2527 | 15895933.2409 | 16186219.893 | 16597903.2839 | 16868143.8109 | 17129613.5817
Scenario 6: Aggressive Fuel Sub Phase In | SDG&E | Com | ComRefrig | Com - School | Energy Efficiency | 21987.8547 | 22244.2493 | 22295.2764 | 21983.0536 | 21731.5694 | 22077.2376 | 22171.8281 | 22037.3698 | 21852.5239 | 21606.1193 | 21614.0461 | 21338.9172 | 21039.907
Scenario 6: Aggressive Fuel Sub Phase In | SDG&E | Com | FoodServ | Com - College | Energy Efficiency | 780639.5755 | 814142.0633 | 845780.946 | 874144.8921 | 904644.5944 | 948447.213 | 990177.3087 | 1029530.1723 | 1069668.0117 | 1111329.0874 | 1159113.9345 | 1208686.0329 | 1256670.874
Scenario 6: Aggressive Fuel Sub Phase In | SDG&E | Com | FoodServ | Com - College | Fuel Substitution | 3149900.3957 | 3327727.8699 | 3523965.1164 | 3737403.5639 | 3953261.2783 | 4168047.2027 | 4418671.5154 | 4702121.0455 | 5010688.1075 | 5348137.6492 | 5691987.4531 | 6071372.0524 | 6476772.3373
Scenario 6: Aggressive Fuel Sub Phase In | SDG&E | Com | FoodServ | Com - Grocery | Energy Efficiency | 4598962.3001 | 4778701.2741 | 4948937.1583 | 5106674.5196 | 5279744.6705 | 5507993.86 | 5722177.0738 | 5924434.9947 | 6124977.0857 | 6331333.017 | 6567871.3743 | 6794359.5852 | 7033050.4528
Scenario 6: Aggressive Fuel Sub Phase In | SDG&E | Com | FoodServ | Com - Grocery | Fuel Substitution | 35986478.6322 | 37864157.9042 | 39934622.1573 | 42181809.4868 | 44437404.628 | 46662134.0446 | 49267590.985 | 52215605.5287 | 55416693.7548 | 58909091.8811 | 62442596.0188 | 66334701.8112 | 70477354.1831
Scenario 6: Aggressive Fuel Sub Phase In | SDG&E | Com | FoodServ | Com - Health | Energy Efficiency | 1804461.6095 | 1881182.2884 | 1952417.9161 | 2015691.5027 | 2081208.8656 | 2175743.9231 | 2245242.2852 | 2331226.3033 | 2425153.2315 | 2533151.0917 | 2666557.0225 | 2744392.2829 | 2836724.6722
Scenario 6: Aggressive Fuel Sub Phase In | SDG&E | Com | FoodServ | Com - Health | Fuel Substitution | 11085897.5676 | 11727416.9542 | 12434602.5769 | 13203778.4802 | 13985027.3242 | 14766587.6077 | 15674591.52 | 16699465.4144 | 17815484.1432 | 19036133.1695 | 20284755.8339 | 21661946.0635 | 23135647.3684
Scenario 6: Aggressive Fuel Sub Phase In | SDG&E | Com | FoodServ | Com - Lodging | Energy Efficiency | 2430964.9974 | 2509614.2731 | 2581063.0759 | 2645793.3527 | 2716362.4245 | 2823548.1311 | 2913518.0233 | 2991528.3452 | 3068956.9201 | 3142419.6156 | 3232804.0018 | 3310669.9199 | 3392583.3611
Scenario 6: Aggressive Fuel Sub Phase In | SDG&E | Com | FoodServ | Com - Lodging | Fuel Substitution | 12526098.9806 | 13192580.7969 | 13927703.1801 | 14726019.5897 | 15528657.1897 | 16321828.7601 | 17250149.0625 | 18300562.2341 | 19441894.3981 | 20687866.2159 | 21950495.1779 | 23341923.2758 | 24824308.3062
Scenario 6: Aggressive Fuel Sub Phase In | SDG&E | Com | FoodServ | Com - Office (Large) | Energy Efficiency | 15253.6359 | 15309.7021 | 15291.7137 | 15218.3084 | 15248.1803 | 15454.6151 | 15497.4071 | 15409.345 | 15262.9919 | 15030.3098 | 14868.0858 | 14581.5702 | 14284.0163
Scenario 6: Aggressive Fuel Sub Phase In | SDG&E | Com | FoodServ | Com - Office (Small) | Energy Efficiency | 9302.9002 | 9544.8478 | 9746.2432 | 9914.8142 | 10157.9335 | 10519.1328 | 10774.3989 | 10946.7158 | 11087.8435 | 11161.3407 | 11287.2411 | 11315.2095 | 11328.9199
Scenario 6: Aggressive Fuel Sub Phase In | SDG&E | Com | FoodServ | Com - Other | Energy Efficiency | 7380956.4159 | 7678761.7042 | 7972448.03 | 8259817.6332 | 8574032.1666 | 8948818.4799 | 9305070.8033 | 9648994.1728 | 9998404.6664 | 10353765.8588 | 10754129.1739 | 11148636.1163 | 11562956.2327
Scenario 6: Aggressive Fuel Sub Phase In | SDG&E | Com | FoodServ | Com - Other | Fuel Substitution | 28092520.2357 | 29658910.445 | 31395526.6142 | 33288416.7677 | 35187842.4331 | 37058108.2188 | 39267199.3555 | 41782377.3806 | 44524417.9436 | 47528538.1308 | 50569424.4909 | 53934108.2914 | 57525613.1444
Scenario 6: Aggressive Fuel Sub Phase In | SDG&E | Com | FoodServ | Com - Restaurant | Energy Efficiency | 14828221.7811 | 15397053.8196 | 15957461.1211 | 16480486.9565 | 17070282.8368 | 17795684.9019 | 18482127.6938 | 19136243.2603 | 19791717.9082 | 20455978.8397 | 21220677.3527 | 21956284.5866 | 22723093.5164
Scenario 6: Aggressive Fuel Sub Phase In | SDG&E | Com | FoodServ | Com - Restaurant | Fuel Substitution | 110726866.7813 | 116592626.9263 | 123074827.7998 | 130120584.4806 | 137182691.3669 | 144132604.2908 | 152306878.0844 | 161581332.6274 | 171664797.4233 | 182681107.3831 | 193815704.6217 | 206100579.1001 | 219183402.4146
Scenario 6: Aggressive Fuel Sub Phase In | SDG&E | Com | FoodServ | Com - Retail | Energy Efficiency | 84945.6525 | 89266.3998 | 91520.3477 | 89175.5573 | 87622.4096 | 93312.5661 | 97608.1368 | 100260.7281 | 102454.2231 | 104802.728 | 109476.7857 | 111355.067 | 113241.2051
Scenario 6: Aggressive Fuel Sub Phase In | SDG&E | Com | FoodServ | Com - School | Energy Efficiency | 2151961.2264 | 2198699.3138 | 2239437.8895 | 2271813.9142 | 2312969.9567 | 2372392.6722 | 2421657.3662 | 2463545.6726 | 2504386.8357 | 2543429.01 | 2594109.425 | 2637521.5124 | 2682260.7466
Scenario 6: Aggressive Fuel Sub Phase In | SDG&E | Com | FoodServ | Com - School | Fuel Substitution | 4012785.6907 | 4156985.8286 | 4316488.1401 | 4488800.6028 | 4655829.9379 | 4813695.9706 | 5003919.9197 | 5221133.1062 | 5455264.096 | 5709031.9114 | 5957801.4181 | 6231054.9129 | 6517618.9121
Scenario 6: Aggressive Fuel Sub Phase In | SDG&E | Com | HVAC | Com - College | Energy Efficiency | 4736096.0572 | 4814496.02 | 4876349.5887 | 4917334.9105 | 4924128.0994 | 5083408.3561 | 4481019.4757 | 4565327.2276 | 4649296.0697 | 4728432.2522 | 4826285.2871 | 4883463.6721 | 4936085.2732
Scenario 6: Aggressive Fuel Sub Phase In | SDG&E | Com | HVAC | Com - College | Fuel Substitution | 424889.5312 | 452044.5927 | 480998.0714 | 511868.7942 | -18476.6359 | -17624.8927 | -18144.905 | -19726.0516 | -21450.5259 | -23474.5434 | -24923.8902 | -27892.177 | -30852.491
Scenario 6: Aggressive Fuel Sub Phase In | SDG&E | Com | HVAC | Com - Grocery | Energy Efficiency | 10398849.9023 | 10533095.1877 | 10609231.8912 | 10631606.7977 | 10677803.3772 | 10920089.6665 | 11105474.5382 | 11236257.389 | 11364246.4387 | 11487431.8529 | 11646297.1661 | 11731040.5905 | 11826414.6467
Scenario 6: Aggressive Fuel Sub Phase In | SDG&E | Com | HVAC | Com - Grocery | Fuel Substitution | 8238905.1384 | 8706403.6484 | 9218177.9501 | 9774127.7812 | 198122.6121 | 203920.3945 | 205279.8575 | 203257.8307 | 200846.0781 | 197550.205 | 196169.0854 | 190032.6554 | 184028.3661
Scenario 6: Aggressive Fuel Sub Phase In | SDG&E | Com | HVAC | Com - Health | Energy Efficiency | 17705422.3346 | 18111369.5302 | 18462628.1595 | 18761693.4873 | 19016670.9865 | 19654958.6865 | 19092338.5417 | 19574285.1324 | 20090541.144 | 20640669.4661 | 21293504.0959 | 21685782.9784 | 22134259.2227
Scenario 6: Aggressive Fuel Sub Phase In | SDG&E | Com | HVAC | Com - Health | Fuel Substitution | 1439278.6617 | 1523087.3215 | 1612099.8861 | 1706719.0276 | 143815.1784 | 149553.3199 | 151266.1865 | 149861.4035 | 148068.5883 | 145418.5334 | 144530.7914 | 139122.3424 | 133768.1768
Scenario 6: Aggressive Fuel Sub Phase In | SDG&E | Com | HVAC | Com - Lodging | Energy Efficiency | 12962432.2663 | 13176766.7885 | 13351448.9909 | 13489924.3752 | 13632257.1474 | 14039230.3314 | 13883747.6983 | 14178381.2701 | 14483466.4465 | 14784921.6091 | 15129003.3033 | 15385806.815 | 15662225.3879
Scenario 6: Aggressive Fuel Sub Phase In | SDG&E | Com | HVAC | Com - Lodging | Fuel Substitution | 1908454.4698 | 2014366.5346 | 2128795.8626 | 2251921.25 | 78169.6763 | 81055.8411 | 81556.3281 | 80233.4432 | 78694.5787 | 76672.3557 | 75676.8462 | 72105.4991 | 68595.3362
Scenario 6: Aggressive Fuel Sub Phase In | SDG&E | Com | HVAC | Com - Office (Large) | Energy Efficiency | 18539870.0752 | 18280679.9069 | 17939135.998 | 17496449.4262 | 17149713.7929 | 17191061.7259 | 14855361.6092 | 14663749.3479 | 14453021.3323 | 14224483.5686 | 14057603.7008 | 13733924.2045 | 13419355.721
Scenario 6: Aggressive Fuel Sub Phase In | SDG&E | Com | HVAC | Com - Office (Large) | Fuel Substitution | -132338.3292 | -128381.4867 | -126415.26 | -126056.8529 | -94229.6291 | -90383.8794 | -89818.4743 | -91582.7405 | -93503.97 | -95891.9191 | -96915.9974 | -100842.449 | -104477.4274
Scenario 6: Aggressive Fuel Sub Phase In | SDG&E | Com | HVAC | Com - Office (Small) | Energy Efficiency | 14004076.3448 | 14194632.5803 | 14329560.3907 | 14402746.5684 | 14501894.7803 | 14864947.4864 | 11266684.0643 | 11343609.3521 | 11416699.0613 | 11474825.5727 | 11575677.4565 | 11566726.0769 | 11560871.4567
Scenario 6: Aggressive Fuel Sub Phase In | SDG&E | Com | HVAC | Com - Office (Small) | Fuel Substitution | 346437.1954 | 372039.1045 | 398598.8697 | 426295.3069 | -95292.7753 | -94053.6978 | -95426.9993 | -98788.2286 | -102391.7217 | -106523.7033 | -109560.1532 | -115366.5918 | -121107.1139
Scenario 6: Aggressive Fuel Sub Phase In | SDG&E | Com | HVAC | Com - Other | Energy Efficiency | 19194043.7569 | 19702104.9884 | 20169275.4194 | 20585009.6434 | 20809476.5487 | 21557594.6653 | 22275520.1327 | 22941060.7736 | 23628542.4711 | 24332607.2379 | 25113899.8045 | 25819000.4449 | 26568281.3951
Scenario 6: Aggressive Fuel Sub Phase In | SDG&E | Com | HVAC | Com - Other | Fuel Substitution | 5662513.2199 | 6002106.2744 | 6369276.7251 | 6764743.0163 | 17214.9172 | 25409.6108 | 23918.308 | 14984.2023 | 5107.3569 | -6803.8473 | -14607.8986 | -32979.8503 | -51193.9547
Scenario 6: Aggressive Fuel Sub Phase In | SDG&E | Com | HVAC | Com - Refrig. Warehouse | Energy Efficiency | 123.9899 | 130.0565 | 136.4571 | 143.1555 | 0.043582 | 0.045684 | 0.047922 | 0.050283 | 0.052797 | 0.055441 | 0.05826 | 0.061252 | 0.064417
Scenario 6: Aggressive Fuel Sub Phase In | SDG&E | Com | HVAC | Com - Restaurant | Energy Efficiency | 18355948.6457 | 19129533.1176 | 19942878.5946 | 20788129.0865 | 21292841.8731 | 22250756.4729 | 23259032.0144 | 24309885.5544 | 25414075.0868 | 26575637.0424 | 27810683.6915 | 29098033.9911 | 30457170.2484
Scenario 6: Aggressive Fuel Sub Phase In | SDG&E | Com | HVAC | Com - Restaurant | Fuel Substitution | 201774.2966 | 214326.0045 | 227140.5338 | 240329.7551 | 23932.8707 | 25595.1511 | 25558.8759 | 24225.9127 | 22737.2819 | 20903.9875 | 19794.8023 | 16861.6863 | 13971.0204
Scenario 6: Aggressive Fuel Sub Phase In | SDG&E | Com | HVAC | Com - Retail | Energy Efficiency | 22858118.535 | 23104884.1413 | 23232075.1997 | 23226286.7928 | 23210739.277 | 23746357.007 | 23287665.8197 | 23535401.8629 | 23777402.0559 | 23995241.6214 | 24299141.4291 | 24396779.3904 | 24506739.2892
Scenario 6: Aggressive Fuel Sub Phase In | SDG&E | Com | HVAC | Com - Retail | Fuel Substitution | 1077553.5717 | 1138792.3065 | 1202916.3875 | 1270271.8252 | 175784.2018 | 182302.5516 | 183384.2936 | 180312.6876 | 176749.8799 | 172087.3636 | 169763.0692 | 161576.6354 | 153531.6572
Scenario 6: Aggressive Fuel Sub Phase In | SDG&E | Com | HVAC | Com - School | Energy Efficiency | 12840204.6403 | 12871118.478 | 12860429.808 | 12803047.0074 | 12528202.0974 | 12705507.2463 | 11444075.7069 | 11494587.9184 | 11546867.2614 | 11591916.1412 | 11672079.2721 | 11673034.7367 | 11681595.5112
Scenario 6: Aggressive Fuel Sub Phase In | SDG&E | Com | HVAC | Com - School | Fuel Substitution | 662449.001 | 695182.0762 | 729954.4583 | 766746.3966 | -135791.5685 | -134062.3784 | -133675.3445 | -134265.1957 | -134938.0329 | -135827.5413 | -136152.8674 | -137746.3724 | -139245.2867
Scenario 6: Aggressive Fuel Sub Phase In | SDG&E | Com | HVAC | Com - Warehouse | Energy Efficiency | 1322626.7965 | 1346435.4121 | 1363858.2249 | 1374266.1151 | 1388049.1907 | 1430422.3874 | 1466621.2854 | 1495392.9971 | 1524353.4869 | 1552474.2881 | 1586175.1044 | 1608784.5193 | 1632909.314
Scenario 6: Aggressive Fuel Sub Phase In | SDG&E | Com | HVAC | Com - Warehouse | Fuel Substitution | 927658.5806 | 985801.2743 | 1049217.8784 | 1118020.4903 | -30831.48 | -30753.9588 | -31374.392 | -32537.8762 | -33781.2905 | -35184.1688 | -36303.3304 | -38201.7922 | -40105.3888
Scenario 6: Aggressive Fuel Sub Phase In | SDG&E | Com | Lighting | Com - College | Energy Efficiency | 3817644.6384 | 3920731.4486 | 4003883.3621 | 4071787.3937 | 4166034.119 | 4296720.221 | 4367626.9934 | 4393746.9619 | 4400343.5967 | 4378223.8137 | 4393047.1069 | 4369220.9854 | 4332423.0658
Scenario 6: Aggressive Fuel Sub Phase In | SDG&E | Com | Lighting | Com - Grocery | Energy Efficiency | 5012877.7072 | 5098045.6394 | 5168078.7692 | 5206133.3024 | 5296925.7252 | 5466662.0609 | 5548348.3454 | 5562918.0071 | 5551894.8896 | 5484383.4474 | 5459664.8847 | 5338927.2559 | 5185433.2705
Scenario 6: Aggressive Fuel Sub Phase In | SDG&E | Com | Lighting | Com - Health | Energy Efficiency | 6565516.4502 | 6775651.9831 | 6955661.8849 | 7109197.8619 | 7311429.1842 | 7584968.2408 | 7764674.4004 | 7884802.9805 | 7983509.7792 | 8033278.7857 | 8135548.9383 | 8158053.8743 | 8165333.2881
Scenario 6: Aggressive Fuel Sub Phase In | SDG&E | Com | Lighting | Com - Lodging | Energy Efficiency | 6470854.0588 | 6625185.9314 | 6764636.8729 | 6876036.5883 | 7044533.3442 | 7299192.8424 | 7469399.926 | 7575645.3995 | 7659915.23 | 7690943.773 | 7768629.0229 | 7755461.9754 | 7716787.8347
Scenario 6: Aggressive Fuel Sub Phase In | SDG&E | Com | Lighting | Com - Office (Large) | Energy Efficiency | 11487871.7991 | 11527043.9881 | 11516498.8231 | 11469854.2458 | 11479278.9468 | 11561298.1206 | 11517584.0319 | 11387257.4953 | 11224526.2038 | 11017630.9527 | 10888351.0244 | 10697260.2135 | 10496782.3207
Scenario 6: Aggressive Fuel Sub Phase In | SDG&E | Com | Lighting | Com - Office (Small) | Energy Efficiency | 5554873.9714 | 5697895.6862 | 5819050.9046 | 5923665.6852 | 6060406.8165 | 6239053.9098 | 6351764.1785 | 6417152.652 | 6464237.8775 | 6483124.0272 | 6547161.0659 | 6571790.3739 | 6587947.903
Scenario 6: Aggressive Fuel Sub Phase In | SDG&E | Com | Lighting | Com - Other | Energy Efficiency | 2326329.8845 | 2388294.391 | 2439245.9004 | 2481804.0052 | 2539778.3346 | 2618576.6413 | 2664362.2803 | 2685592.6079 | 2696351.1212 | 2691736.6494 | 2708332.9016 | 2703602.966 | 2693173.1816
Scenario 6: Aggressive Fuel Sub Phase In | SDG&E | Com | Lighting | Com - Refrig. Warehouse | Energy Efficiency | 114799.1632 | 118376.8888 | 121495.3557 | 124235.6469 | 127921.0042 | 132991.0538 | 136754.5357 | 139504.6268 | 141876.3073 | 143418.4777 | 145717.1268 | 146891.7281 | 147891.3256
Scenario 6: Aggressive Fuel Sub Phase In | SDG&E | Com | Lighting | Com - Restaurant | Energy Efficiency | 2473348.5954 | 2539975.6383 | 2596569.5248 | 2645133.6564 | 2708213.7291 | 2789922.9695 | 2840568.4428 | 2869184.1183 | 2889293.0066 | 2896013.8684 | 2923810.4018 | 2932919.6862 | 2937480.7945
Scenario 6: Aggressive Fuel Sub Phase In | SDG&E | Com | Lighting | Com - Retail | Energy Efficiency | 21408490.2771 | 22009131.8775 | 22524099.5604 | 22967237.3051 | 23554879.3618 | 24327627.498 | 24842930.873 | 25172283.0562 | 25431777.0406 | 25558643.9502 | 25852320.5571 | 25983420.7228 | 26079454.0956
Scenario 6: Aggressive Fuel Sub Phase In | SDG&E | Com | Lighting | Com - School | Energy Efficiency | 4182823.6771 | 4212986.6746 | 4219575.3572 | 4208712.9408 | 4224558.8582 | 4274900.4902 | 4264106.2364 | 4209432.0633 | 4136695.9079 | 4038747.3932 | 3976317.6881 | 3879650.9693 | 3775142.3442
Scenario 6: Aggressive Fuel Sub Phase In | SDG&E | Com | Lighting | Com - Warehouse | Energy Efficiency | 3245112.1781 | 3340602.3167 | 3421883.5883 | 3493447.7472 | 3588365.961 | 3715535.5089 | 3799241.7721 | 3848869.5084 | 3883226.0408 | 3896332.3627 | 3938907.2612 | 3951630.0681 | 3957473.4922
Scenario 6: Aggressive Fuel Sub Phase In | SDG&E | Com | WaterHeat | Com - College | Energy Efficiency | 12182066.0433 | 12741688.7357 | 13243581.3391 | 13852351.2745 | 14495997.6877 | 15179123.0368 | 13958976.4847 | 14601173.9103 | 15276229.7719 | 15985920.9108 | 16743234.1407 | 17539957.9386 | 18380568.232
Scenario 6: Aggressive Fuel Sub Phase In | SDG&E | Com | WaterHeat | Com - College | Fuel Substitution | 19373644.1725 | 20423728.1168 | 19116839.2012 | 16476977.1594 | 13338060.6626 | 13917990.1371 | 9789849.7841 | 9956752.8623 | 10102682.5724 | 10213015.2507 | 10404326.6324 | 10545398.2367 | 10671661.286
Scenario 6: Aggressive Fuel Sub Phase In | SDG&E | Com | WaterHeat | Com - Grocery | Energy Efficiency | 7510314.8354 | 7803478.1166 | 8099528.8789 | 8399892.0627 | 8724855.3471 | 9076137.4168 | 8996522.7681 | 9298009.5852 | 9605670.1338 | 9917406.9436 | 10268803.4189 | 10621501.0355 | 10987646.8146
Scenario 6: Aggressive Fuel Sub Phase In | SDG&E | Com | WaterHeat | Com - Grocery | Fuel Substitution | 1075115.8449 | 1128177.326 | 1185584.9603 | 1247800.6813 | 1311579.4766 | 1377312.0868 | 0 | 0 | 0 | 0 | 0 | 0 | 0
Scenario 6: Aggressive Fuel Sub Phase In | SDG&E | Com | WaterHeat | Com - Health | Energy Efficiency | 38769595.8946 | 40584414.6119 | 42214355.6403 | 44185839.7775 | 46276426.37 | 48497578.2506 | 44928757.8671 | 46982534.6608 | 49140314.811 | 51404779.143 | 53849539.7735 | 56376869.5854 | 59049320.9577
Scenario 6: Aggressive Fuel Sub Phase In | SDG&E | Com | WaterHeat | Com - Health | Fuel Substitution | 55813338.4966 | 58904097.2269 | 56147232.5085 | 49885703.6166 | 42317933.1824 | 44259827.9224 | 27436174.065 | 27949799.7559 | 28407344.3314 | 28768117.614 | 29354261.6488 | 29803144.3412 | 30212458.426
Scenario 6: Aggressive Fuel Sub Phase In | SDG&E | Com | WaterHeat | Com - Lodging | Energy Efficiency | 46456145.4029 | 48474028.1848 | 50344336.7239 | 52596083.1974 | 54941008.951 | 57445746.7626 | 15940549.2925 | 16612720.6608 | 17316140.8962 | 18052364.5509 | 18839433.5705 | 19662170.8999 | 20528754.1364
Scenario 6: Aggressive Fuel Sub Phase In | SDG&E | Com | WaterHeat | Com - Lodging | Fuel Substitution | 68369987.374 | 71816403.5414 | 68480203.2457 | 61114939.6771 | 52306305.9704 | 54471649.0712 | 31609534.844 | 32047101.2521 | 32416016.9978 | 32671183.2463 | 33177039.7668 | 33523481.6213 | 33821741.6628
Scenario 6: Aggressive Fuel Sub Phase In | SDG&E | Com | WaterHeat | Com - Office (Large) | Energy Efficiency | 13052551.6235 | 13279215.8253 | 13400369.9056 | 13625867.5697 | 13864503.1593 | 14120573.7956 | 11606893.5171 | 11785665.3068 | 11966888.2499 | 12151197.4118 | 12355590.0702 | 12561701.4603 | 12775557.148
Scenario 6: Aggressive Fuel Sub Phase In | SDG&E | Com | WaterHeat | Com - Office (Large) | Fuel Substitution | 8565110.7928 | 8783451.2875 | 7863261.7936 | 6372614.0319 | 4733299.8832 | 4791945.6594 | 4088009.1144 | 4044554.5808 | 3992110.5226 | 3925780.4617 | 3890506.6256 | 3835889.4278 | 3776097.4284
Scenario 6: Aggressive Fuel Sub Phase In | SDG&E | Com | WaterHeat | Com - Office (Small) | Energy Efficiency | 6325973.6731 | 6576364.4704 | 6811396.6235 | 7076123.8212 | 7357180.8117 | 7655073.77 | 7954854.8409 | 8261153.1775 | 8580056.2033 | 8911334.1956 | 9267770.856 | 9637416.708 | 10025186.6922
Scenario 6: Aggressive Fuel Sub Phase In | SDG&E | Com | WaterHeat | Com - Office (Small) | Fuel Substitution | 4917028.1712 | 5156970.6525 | 4712768.4198 | 3894908.7368 | 2943575.388 | 3047643.8911 | 2658528.3409 | 2689588.6646 | 2714556.9164 | 2729584.7637 | 2766085.6755 | 2788718.723 | 2807100.6692
Scenario 6: Aggressive Fuel Sub Phase In | SDG&E | Com | WaterHeat | Com - Other | Energy Efficiency | 58994742.8504 | 61435698.2869 | 63054653.3614 | 65499650.673 | 68154463.8078 | 71033257.8916 | 70159037.064 | 72561665.0163 | 75011034.3685 | 77477696.7668 | 80287619.2786 | 83090421.0013 | 85993991.4661
Scenario 6: Aggressive Fuel Sub Phase In | SDG&E | Com | WaterHeat | Com - Other | Fuel Substitution | 177574140.3445 | 186862771.4809 | 176218793.2621 | 154127798.0542 | 127819821.9614 | 133225159.421 | 85959964.5916 | 87264831.2774 | 88382931.5503 | 89188674.9282 | 90691128.8175 | 91754642.6286 | 92686659.4899
Scenario 6: Aggressive Fuel Sub Phase In | SDG&E | Com | WaterHeat | Com - Refrig. Warehouse | Energy Efficiency | 143768.8043 | 150082.6571 | 156466.8689 | 163092.6037 | 170224.659 | 177864.6221 | 180390.714 | 187682.2984 | 195247.6951 | 203044.8936 | 211614.9912 | 220416.8458 | 229633.3502
Scenario 6: Aggressive Fuel Sub Phase In | SDG&E | Com | WaterHeat | Com - Refrig. Warehouse | Fuel Substitution | 67539.4438 | 71135.6416 | 68079.1376 | 61049.1223 | 52572.1447 | 54917.6274 | 31361.1558 | 31888.2909 | 32349.5689 | 32699.1638 | 33302.7032 | 33748.6437 | 34148.1417
Scenario 6: Aggressive Fuel Sub Phase In | SDG&E | Com | WaterHeat | Com - Restaurant | Energy Efficiency | 17206137.6481 | 17890004.1817 | 18070987.5641 | 18741493.806 | 19471097.3133 | 20258594.8857 | 20178111.2534 | 20843610.7247 | 21521324.9333 | 22203735.1048 | 22980552.3917 | 23755257.1169 | 24556973.2233
Scenario 6: Aggressive Fuel Sub Phase In | SDG&E | Com | WaterHeat | Com - Restaurant | Fuel Substitution | 125120407.8767 | 131348219.2153 | 120177999.0527 | 99266684.0319 | 74896621.1346 | 77589992.895 | 71229698.7819 | 72171475.9497 | 72953425.6883 | 73471936.7029 | 74566787.247 | 75293034.458 | 75907223.0722
Scenario 6: Aggressive Fuel Sub Phase In | SDG&E | Com | WaterHeat | Com - Retail | Energy Efficiency | 14228825.253 | 14824002.7548 | 15414419.9273 | 16049389.5989 | 16723118.903 | 17437769.3833 | 18162397.7498 | 18906851.1943 | 19684057.4396 | 20494188.0688 | 21364218.1292 | 22269880.762 | 23222037.7186
Scenario 6: Aggressive Fuel Sub Phase In | SDG&E | Com | WaterHeat | Com - Retail | Fuel Substitution | 5737615.7454 | 6029067.9342 | 5482441.7306 | 4465892.3401 | 3278471.7666 | 3393858.6996 | 3390733.4882 | 3437289.8756 | 3476275.0791 | 3502737.3187 | 3556719.7265 | 3593162.1498 | 3624289.0146
Scenario 6: Aggressive Fuel Sub Phase In | SDG&E | Com | WaterHeat | Com - School | Energy Efficiency | 18794027.998 | 19283087.3324 | 19482568.6321 | 19979835.9741 | 20502594.2767 | 21050382.6877 | 20105667.7102 | 20618616.6576 | 21149171.9747 | 21696847.9306 | 22280408.5879 | 22881712.6251 | 23507737.3449
Scenario 6: Aggressive Fuel Sub Phase In | SDG&E | Com | WaterHeat | Com - School | Fuel Substitution | 25200707.3367 | 26059276.3995 | 23360061.8902 | 18895736.8268 | 13905683.8548 | 14202444.4542 | 12129841.5798 | 12099249.6321 | 12039680.8009 | 11935265.434 | 11925336.103 | 11853487.2365 | 11763204.0889
Scenario 6: Aggressive Fuel Sub Phase In | SDG&E | Com | WaterHeat | Com - Warehouse | Energy Efficiency | 8128700.7777 | 8511176.6356 | 8908991.573 | 9327493.5772 | 9770194.4276 | 10238633.7148 | 10530858.7816 | 11034469.1536 | 11565009.1235 | 12124375.9898 | 12719178.1301 | 13346655.0464 | 14010864.8266
Scenario 6: Aggressive Fuel Sub Phase In | SDG&E | Com | WaterHeat | Com - Warehouse | Fuel Substitution | 475719.1008 | 502150.577 | 480204.6431 | 430806.3578 | 370985.3258 | 388636.7389 | 205486.8673 | 209209.3176 | 212498.7882 | 215046.3481 | 219303.9603 | 222511.5143 | 225413.2014
Scenario 6: Aggressive Fuel Sub Phase In | SDG&E | Com | WholeBlg | Com - College | Energy Efficiency | 1115609.4475 | 1116762.027 | 1116337.2288 | 1145596.6794 | 1141624.894 | 1193988.81 | 1249925.8953 | 1292418.104 | 1339862.842 | 1396744.8319 | 1443406.4826 | 1573155.83 | 1627588.9771
Scenario 6: Aggressive Fuel Sub Phase In | SDG&E | Com | WholeBlg | Com - Health | Energy Efficiency | 1924552.2431 | 1946299.3232 | 1973289.7449 | 2066347.7357 | 2084505.6509 | 2087423.9771 | 1876744.8204 | 1922805.2789 | 2053645.2463 | 2323314.5574 | 2698168.9488 | 2519724.5422 | 2461650.0901
Scenario 6: Aggressive Fuel Sub Phase In | SDG&E | Com | WholeBlg | Com - Lodging | Energy Efficiency | 415746.8574 | 390892.701 | 366627.049 | 354844.2885 | 329932.3051 | 326772.6881 | 319310.0949 | 311365.7978 | 308073.6437 | 303745.4589 | 295486.8111 | 284761.4624 | 278337.0883
Scenario 6: Aggressive Fuel Sub Phase In | SDG&E | Com | WholeBlg | Com - Office (Large) | Energy Efficiency | 10460999.2666 | 10237537.7692 | 9937673.9797 | 9624233.3219 | 9309659.2714 | 9374804.3933 | 9500755.8905 | 9512922.0171 | 9370862.2616 | 9313273.7267 | 9230987.221 | 9091259.2093 | 8993164.5436
Scenario 6: Aggressive Fuel Sub Phase In | SDG&E | Com | WholeBlg | Com - Office (Small) | Energy Efficiency | 2613696.0523 | 2621683.2447 | 2613638.4096 | 2596626.3482 | 2591601.7919 | 2645973.9222 | 2704547.5274 | 2751823.1877 | 2802159.5449 | 2853698.0606 | 2906101.4611 | 2937430.2905 | 2976876.9244
Scenario 6: Aggressive Fuel Sub Phase In | SDG&E | Com | WholeBlg | Com - Other | Energy Efficiency | 1220212.7593 | 1207775.8417 | 1179874.5024 | 1140557.3736 | 1096124.4383 | 1103933.7353 | 1109093.0918 | 1101302.663 | 1089346.2988 | 1077932.2373 | 1058274.7148 | 1014291.3256 | 972185.055
Scenario 6: Aggressive Fuel Sub Phase In | SDG&E | Com | WholeBlg | Com - Restaurant | Energy Efficiency | 656092.1487 | 641895.7665 | 628963.4023 | 608430.4924 | 592474.8257 | 594375.5363 | 597990.1438 | 594712.9639 | 586136.1371 | 576871.4777 | 564832.1801 | 537294.2616 | 508540.2368
Scenario 6: Aggressive Fuel Sub Phase In | SDG&E | Com | WholeBlg | Com - Retail | Energy Efficiency | 4335635.4156 | 4472960.9732 | 4601145.8435 | 4711849.0193 | 4779604.6721 | 5017558.0559 | 5263179.6054 | 5486158.9991 | 5705102.7702 | 5945865.7276 | 6175767.4757 | 6379564.3471 | 6622611.851
Scenario 6: Aggressive Fuel Sub Phase In | SDG&E | Com | WholeBlg | Com - School | Energy Efficiency | 4336202.2693 | 4425096.5314 | 4505111.9286 | 4581801.7656 | 4698167.7952 | 4847769.1086 | 5004899.7381 | 5172331.0424 | 5363539.1548 | 5563902.0852 | 5780501.724 | 5987624.7144 | 6207287.4242
Scenario 6: Aggressive Fuel Sub Phase In | SDG&E | Com | WholeBlg | Com - Warehouse | Energy Efficiency | 542080.75 | 525321.0714 | 498727.1669 | 470612.163 | 435831.0417 | 429437.9459 | 416933.8813 | 397653.777 | 375676.9051 | 352008.0004 | 321298.2509 | 273332.2908 | 224487.6669
Scenario 6: Aggressive Fuel Sub Phase In | SDG&E | Res | AppPlug | Res - Multi Family | Energy Efficiency | 23910316.3947 | 25075456.3217 | 26236284.3393 | 27217947.7979 | 28278009.1132 | 29915428.5542 | 31260931.5232 | 32405837.8315 | 33620521.7671 | 34496780.4558 | 35833952.6289 | 37150544.969 | 38510478.6102
Scenario 6: Aggressive Fuel Sub Phase In | SDG&E | Res | AppPlug | Res - Multi Family | Fuel Substitution | 61192378.9347 | 65089718.1282 | 69416341.1469 | 74208342.2444 | 79161459.2019 | 84240198.2158 | 17093423.8635 | 18987349.9207 | 21089532.2605 | 23456715.3753 | 25798137.3809 | 28449859.5796 | 31326484.1886
Scenario 6: Aggressive Fuel Sub Phase In | SDG&E | Res | AppPlug | Res - Single Family | Energy Efficiency | 41269913.8198 | 43521904.6087 | 45746102.0322 | 47378295.8898 | 49115519.5617 | 52368887.1238 | 54853653.9267 | 56847555.708 | 59043834.9551 | 60234209.5213 | 62619155.1596 | 64932858.71 | 67305051.3005
Scenario 6: Aggressive Fuel Sub Phase In | SDG&E | Res | AppPlug | Res - Single Family | Fuel Substitution | 109392743.6753 | 117913213.9691 | 127721649.4807 | 138903581.2944 | 150281975.801 | 161523120.4549 | 57829507.7563 | 66013331.9484 | 75182066.6114 | 85620871.4185 | 95847826.7493 | 107560763.5316 | 120327010.586
Scenario 6: Aggressive Fuel Sub Phase In | SDG&E | Res | BldgEnv | Res - Multi Family | Energy Efficiency | 14555769.339 | 15120116.3133 | 15762348.869 | 16428515.3877 | 17143868.0931 | 18019267.6214 | 18900724.2494 | 19792098.8047 | 20724098.3966 | 21724999.6223 | 22848513.1963 | 24075045.9582 | 25450487.4161
Scenario 6: Aggressive Fuel Sub Phase In | SDG&E | Res | BldgEnv | Res - Single Family | Energy Efficiency | 96055021.856 | 100321559.7492 | 104871471.1796 | 109512046.7397 | 114537966.8116 | 120643476.1209 | 126611774.0822 | 132555419.193 | 138771039.3696 | 145326027.6014 | 152664326.9404 | 160479539.8237 | 169036607.6369
Scenario 6: Aggressive Fuel Sub Phase In | SDG&E | Res | HVAC | Res - Multi Family | Energy Efficiency | 12493148.3852 | 12937693.9759 | 13267566.454 | 13360582.4491 | 13466137.3008 | 14162779.6879 | 14613042.7825 | 14844184.4235 | 15041762.1566 | 15184259.4837 | 15514082.0908 | 15734353.7703 | 15945113.4323
Scenario 6: Aggressive Fuel Sub Phase In | SDG&E | Res | HVAC | Res - Multi Family | Fuel Substitution | 40657959.8932 | 43761042.1575 | 47243572.0373 | 51109365.7514 | 5861334.1505 | 6132067.9308 | 6260287.5237 | 6284087.8519 | 6286133.7347 | 6264999.1309 | 6298599.9482 | 6269124.945 | 6234863.2629
Scenario 6: Aggressive Fuel Sub Phase In | SDG&E | Res | HVAC | Res - Single Family | Energy Efficiency | 56223441.0322 | 58312682.6153 | 59792880.3444 | 59845279.227 | 59113174.0523 | 62399886.1586 | 64508134.5375 | 65451576.8586 | 66258771.7874 | 66708943.9821 | 68072730.0686 | 68760091.2399 | 69392011.2057
Scenario 6: Aggressive Fuel Sub Phase In | SDG&E | Res | HVAC | Res - Single Family | Fuel Substitution | 681963966.0158 | 731756606.3955 | 787383243.4508 | 848937126.6572 | 91331144.0232 | 95294155.1573 | 97363436.3956 | 98042897.6468 | 98436568.8253 | 98524398.9117 | 99352861.498 | 99339010.3809 | 99265426.0665
Scenario 6: Aggressive Fuel Sub Phase In | SDG&E | Res | WaterHeat | Res - Multi Family | Energy Efficiency | 49667400.4825 | 51705084.2626 | 52798330.9187 | 54746164.927 | 56867272.0179 | 59353706.8648 | 61616616.9599 | 63756608.5433 | 65948406.748 | 68142129.9358 | 70669913.4757 | 73148151.8584 | 75711038.7304
Scenario 6: Aggressive Fuel Sub Phase In | SDG&E | Res | WaterHeat | Res - Multi Family | Fuel Substitution | 4536866605.0973 | 4901256336.0553 | 5288100579.3345 | 5679919897.1716 | 6068588494.9425 | 6521800161.5037 | 83625518.5895 | 85259064.0225 | 86804297.7283 | 88092538.1946 | 89980240.5644 | 91410709.973 | 92731016.9796
Scenario 6: Aggressive Fuel Sub Phase In | SDG&E | Res | WaterHeat | Res - Single Family | Energy Efficiency | 91527647.5746 | 96546292.0006 | 97626568.4412 | 102093094.3229 | 106792516.2768 | 111993780.299 | 117225658.2061 | 122583607.3187 | 128214323.0476 | 134097171.6309 | 140497371.7646 | 147146744.7215 | 154165055.2408
Scenario 6: Aggressive Fuel Sub Phase In | SDG&E | Res | WaterHeat | Res - Single Family | Fuel Substitution | 1469811935.7528 | 1560978577.3123 | 1375306089.304 | 960833166.398 | 476769955.687 | 495242244.6877 | 508950775.9971 | 519482154.8479 | 529504660.0112 | 537995593.4835 | 550139261.237 | 559537969.8521 | 568290115.7582
Scenario 6: Aggressive Fuel Sub Phase In | SDG&E | Res | WholeBlg | Res - Multi Family | Energy Efficiency | 6586153.0571 | 6122863.7184 | 6348158.7039 | 6689675.8507 | 6649583.864 | 6740592.0866 | 6722054.5942 | 6597130.3357 | 6421229.1614 | 6211661.4101 | 6076832.9355 | 6002672.8624 | 5934590.3379
Scenario 6: Aggressive Fuel Sub Phase In | SDG&E | Res | WholeBlg | Res - Single Family | Energy Efficiency | 8809355.674 | 9781844.4515 | 11056029.0884 | 11587491.8921 | 11002250.6145 | 10872188.8147 | 10541618.3454 | 10113516.8093 | 9685665.6245 | 9256481.1852 | 8948564.0842 | 8726578.2136 | 8516942.9721

## Econ TSB (hidden)
Scenario | Utility | Sector | End Use | Building Type | Measure Type | 2025 | 2026 | 2027 | 2028 | 2029 | 2030 | 2031 | 2032 | 2033 | 2034 | 2035 | 2036 | 2037
Scenario 4: Reference ZEAS Phase In | PG&E | Com | AppPlug | Com - Health | Energy Efficiency | 144799269.8777 | 151717291.0518 | 159227383.9744 | 166798051.3132 | 174914749.9671 | 173706976.9596 | 202601751.3315 | 197278705.5895 | 207046296.8214 | 217266951.8182 | 227961559.5713 | 239668045.1677 | 252080212.7608
Scenario 4: Reference ZEAS Phase In | PG&E | Com | AppPlug | Com - Lodging | Energy Efficiency | 112079286.4769 | 116988733.7878 | 122131530.4438 | 127448886.399 | 133127112.3149 | 139011735.0085 | 145206400.6553 | 151715670.9438 | 158561567.5681 | 165801389.3941 | 173417343.0759 | 155206806.7231 | 223357151.034
Scenario 4: Reference ZEAS Phase In | PG&E | Com | AppPlug | Com - Other | Energy Efficiency | 41665.3243 | 44438.689 | 47716.1829 | 50973.3196 | 53930.5918 | 58040.817 | 62585.261 | 66928.8459 | 70686.5708 | 75148.6754 | 80003.2418 | 85150.7263 | 90769.1484
Scenario 4: Reference ZEAS Phase In | PG&E | Com | BldgEnv | Com - College | Energy Efficiency | 3897.7092 | 4081.1137 | 4079.4302 | 4267.7456 | 4450.2078 | 4639.316 | 4881.3381 | 5103.6664 | 5404.481 | 5705.9523 | 6006.3644 | 6266.8231 | 6592.4492
Scenario 4: Reference ZEAS Phase In | PG&E | Com | BldgEnv | Com - Grocery | Energy Efficiency | 5103.6756 | 5375.8065 | 5686.2266 | 6011.3419 | 6325.2305 | 6719.5656 | 7124.829 | 7555.3937 | 7970.5837 | 8421.9462 | 8909.4367 | 9415.1103 | 9967.8387
Scenario 4: Reference ZEAS Phase In | PG&E | Com | BldgEnv | Com - Health | Energy Efficiency | 2977997.2357 | 3109824.1978 | 3246432.8144 | 3388386.7152 | 3543555.6268 | 3716210.423 | 3896720.5303 | 4086342.5215 | 4286013.6214 | 4497042.1431 | 4719790.7779 | 4951938.201 | 5198105.9332
Scenario 4: Reference ZEAS Phase In | PG&E | Com | BldgEnv | Com - Lodging | Energy Efficiency | 3954949.5189 | 4113918.291 | 4277865.6465 | 4448612.3647 | 4633490.2477 | 4836661.7266 | 5048456.6163 | 5270341.7847 | 5503347.1958 | 5749101.866 | 6007842.0708 | 6275329.3335 | 6559185.9445
Scenario 4: Reference ZEAS Phase In | PG&E | Com | BldgEnv | Com - Office (Large) | Energy Efficiency | 29982.4051 | 30785.1539 | 31910.615 | 32875.9443 | 1351799.5269 | 1376683.131 | 1400669.7651 | 1424214.6667 | 39186.5444 | 40606.7071 | 42013.9227 | 43505.3883 | 45135.8333
Scenario 4: Reference ZEAS Phase In | PG&E | Com | BldgEnv | Com - Office (Small) | Energy Efficiency | 6281.9827 | 6589.3545 | 6936.5223 | 2030.5771 | 57002.2406 | 7082.8484 | 7484.4505 | 7903.3637 | 8326.0955 | 8784.6764 | 9274.9933 | 9790.9412 | 10344.7927
Scenario 4: Reference ZEAS Phase In | PG&E | Com | BldgEnv | Com - Other | Energy Efficiency | 6525.7562 | 6869.4766 | 7259.2979 | 769797.5454 | 798258.4137 | 833931.1441 | 870232.3017 | 907696.0805 | 10080.0583 | 10640.0589 | 11244.144 | 11867.2023 | 12549.5198
Scenario 4: Reference ZEAS Phase In | PG&E | Com | BldgEnv | Com - Refrig. Warehouse | Energy Efficiency | 4206.4627 | 4395.4297 | 4596.6635 | 4812.7649 | 5048.0216 | 5307.9954 | 5573.279 | 5855.8141 | 6142.4302 | 6450.8117 | 6773.6097 | 7115.9201 | 7482.0896
Scenario 4: Reference ZEAS Phase In | PG&E | Com | BldgEnv | Com - Restaurant | Energy Efficiency | 2444.13 | 2544.5106 | 2668.9713 | 2798.1244 | 2935.9397 | 3084.3309 | 3251.8896 | 3423.2199 | 3599.7678 | 3792.6899 | 3995.0383 | 1871.7884 | 26316.2541
Scenario 4: Reference ZEAS Phase In | PG&E | Com | BldgEnv | Com - Retail | Energy Efficiency | 2060608.0849 | 2128535.7072 | 2195118.916 | 2045185.2128 | 2195798.2369 | 2217308.5444 | 2310370.9059 | 2406344.2246 | 23171.7954 | 24494.8348 | 25927.133 | 27415.6426 | 29036.5297
Scenario 4: Reference ZEAS Phase In | PG&E | Com | BldgEnv | Com - School | Energy Efficiency | 8724.7568 | 9044.3681 | 9383.0114 | 9716.2694 | 10014.0708 | 10401.2845 | 10782.6474 | 11216.7165 | 11669.3737 | 12167.9319 | 12702.0876 | 13309.3609 | 13914.2072
Scenario 4: Reference ZEAS Phase In | PG&E | Com | BldgEnv | Com - Warehouse | Energy Efficiency | 10147101.1928 | 10598373.3117 | 11066415.3902 | 11556429.878 | 12086468.0772 | 12669463.6088 | 13279254.3736 | 13920976.6986 | 14596700.3681 | 15311853.2586 | 16067237.3779 | 16855584.0466 | 17691192.477
Scenario 4: Reference ZEAS Phase In | PG&E | Com | ComRefrig | Com - College | Energy Efficiency | 21098.7199 | 21739.4028 | 22288.7196 | 22760.6901 | 23336.1527 | 24094.0894 | 24666.3646 | 34482.9273 | 35087.1838 | 35633.9367 | 48776.5852 | 49600.4552 | 50355.5065
Scenario 4: Reference ZEAS Phase In | PG&E | Com | ComRefrig | Com - Grocery | Energy Efficiency | 25796404.2712 | 26472244.2839 | 27031388.694 | 27492152.6715 | 28073248.1032 | 28867821.1487 | 29433961.7228 | 41007433.1079 | 41557226.54 | 42035539.1205 | 57339511.6193 | 58085052.5082 | 58738813.9082
Scenario 4: Reference ZEAS Phase In | PG&E | Com | ComRefrig | Com - Health | Energy Efficiency | 0 | 0 | 0 | 0 | 0 | 0 | 0 | 0 | 0 | 0 | 0 | 0 | 0
Scenario 4: Reference ZEAS Phase In | PG&E | Com | ComRefrig | Com - Refrig. Warehouse | Energy Efficiency | 50322.9766 | 51841.1073 | 53140.8168 | 54255.6505 | 55616.7046 | 57412.0368 | 58764.3626 | 82320.2446 | 83741.2449 | 85027.6967 | 116537.8379 | 118498.0251 | 120282.6586
Scenario 4: Reference ZEAS Phase In | PG&E | Com | ComRefrig | Com - Restaurant | Energy Efficiency | 893480.5246 | 917144.7039 | 936777.9136 | 953011.6662 | 973426.844 | 1001257.6453 | 1021178.6932 | 1421896.6453 | 1441316.4266 | 1458269.3451 | 1988347.8741 | 1767547.7825 | 1918504.4981
Scenario 4: Reference ZEAS Phase In | PG&E | Com | ComRefrig | Com - Retail | Energy Efficiency | 11328785.5495 | 11634668.5166 | 11889694.0972 | 10976851.9384 | 11217621.8115 | 11544129.9642 | 11779720.6997 | 16421925.5674 | 16655262.7423 | 16860270.83 | 23014970.5382 | 23332837.2534 | 23614274.6761
Scenario 4: Reference ZEAS Phase In | PG&E | Com | ComRefrig | Com - School | Energy Efficiency | 30790.3699 | 31113.3004 | 31284.0712 | 31330.2056 | 31502.6254 | 31898.3104 | 32025.9472 | 44206.3531 | 44116.0876 | 43943.8291 | 59288.7145 | 59155.3854 | 58915.3975
Scenario 4: Reference ZEAS Phase In | PG&E | Com | FoodServ | Com - College | Energy Efficiency | 2183544.4175 | 2280094.3183 | 2348204.7993 | 2484034.0569 | 2562320.4405 | 2679617.6068 | 2946202.3782 | 3069860.003 | 3201161.4575 | 3336377.2126 | 3490378.473 | 3637375.5971 | 3794760.74
Scenario 4: Reference ZEAS Phase In | PG&E | Com | FoodServ | Com - College | Fuel Substitution | 9762559.5539 | 10294130.7012 | 10883777.3448 | 11522924.9973 | 12160966.7226 | 12796265.443 | 13550020.6461 | 14393770.1075 | 15325916.4784 | 16334897.465 | 17349879.6843 | 18477697.8424 | 19690485.3221
Scenario 4: Reference ZEAS Phase In | PG&E | Com | FoodServ | Com - Grocery | Energy Efficiency | 10884677.6952 | 11324875.0979 | 11776382.1072 | 12241253.8034 | 12742403.4901 | 13302516.112 | 14411441.9939 | 14973792.4251 | 15535298.6508 | 16117326.3873 | 16910015.6238 | 17572948.2589 | 18267612.6882
Scenario 4: Reference ZEAS Phase In | PG&E | Com | FoodServ | Com - Grocery | Fuel Substitution | 92820171.1536 | 97478008.9159 | 102644181.219 | 108231805.7233 | 113762369.5659 | 119221050.2113 | 125732460.3379 | 133020672.0069 | 141061250.7965 | 149738782.1761 | 158398799.5671 | 168012010.7983 | 178314204.3642
Scenario 4: Reference ZEAS Phase In | PG&E | Com | FoodServ | Com - Health | Energy Efficiency | 3847840.8032 | 4021819.9445 | 4222972.1006 | 4403752.7995 | 4613171.6332 | 4806909.0718 | 5566524.3817 | 5773340.7767 | 6016573.0379 | 6259969.4877 | 6553681.05 | 6847127.6736 | 7155859.2649
Scenario 4: Reference ZEAS Phase In | PG&E | Com | FoodServ | Com - Health | Fuel Substitution | 28171453.4615 | 29746771.3602 | 31491439.0985 | 33382722.9458 | 35280575.4621 | 37180669.2258 | 39422053.5953 | 41927002.7019 | 44692615.2805 | 47687994.4254 | 50715233.9481 | 54075990.3356 | 57693602.0824
Scenario 4: Reference ZEAS Phase In | PG&E | Com | FoodServ | Com - Lodging | Energy Efficiency | 3945701.5513 | 4099963.476 | 4254185.4934 | 4407973.1791 | 4589374.2718 | 4786833.1149 | 5206308.9487 | 5390951.4311 | 5571159.3724 | 5757035.3957 | 6023456.9797 | 6199754.7242 | 6459966.788
Scenario 4: Reference ZEAS Phase In | PG&E | Com | FoodServ | Com - Lodging | Fuel Substitution | 25407158.8342 | 26708097.969 | 28151233.8391 | 29712996.3729 | 31261681.7063 | 32793138.815 | 34618158.361 | 36661205.2622 | 38916106.1781 | 41351441.6597 | 43786105.2861 | 46489652.7152 | 49389365.4403
Scenario 4: Reference ZEAS Phase In | PG&E | Com | FoodServ | Com - Office (Large) | Energy Efficiency | 47525.7356 | 47890.1235 | 48062.9503 | 48084.6152 | 48491.7377 | 49318.776 | 49617.5786 | 49648.2669 | 49452.9599 | 49117.5002 | 49101.5962 | 48736.9073 | 48300.8338
Scenario 4: Reference ZEAS Phase In | PG&E | Com | FoodServ | Com - Office (Small) | Energy Efficiency | 19169.9166 | 19745.6907 | 20247.5627 | 16486.8384 | 21766.8632 | 18064.1575 | 18565.729 | 18986.9861 | 19336.253 | 19625.8782 | 20052.0095 | 20340.2693 | 20599.1903
Scenario 4: Reference ZEAS Phase In | PG&E | Com | FoodServ | Com - Other | Energy Efficiency | 25360191.0808 | 26408650.7323 | 27472664.3431 | 28561661.8442 | 29753498.5784 | 31081034.3986 | 32909362.7302 | 34206912.3474 | 35502471.0803 | 36850295.3585 | 38393066.717 | 39909742.9347 | 41492838.0617
Scenario 4: Reference ZEAS Phase In | PG&E | Com | FoodServ | Com - Other | Fuel Substitution | 95122973.1274 | 100218379.3862 | 105904305.3058 | 112079837.3469 | 118182613.4476 | 124192472.5027 | 131436632.3272 | 139593716.0248 | 148638271.8467 | 158436011.6412 | 168208000.2577 | 179111831.882 | 190834841.5378
Scenario 4: Reference ZEAS Phase In | PG&E | Com | FoodServ | Com - Restaurant | Energy Efficiency | 34083945.0596 | 35411439.6112 | 36771387.4441 | 38164348.1448 | 39697581.4806 | 41382242.9498 | 44220584.0785 | 45880344.878 | 47550743.4743 | 49277133.9704 | 51459131.1917 | 44806748.8915 | 78718315.1259
Scenario 4: Reference ZEAS Phase In | PG&E | Com | FoodServ | Com - Restaurant | Fuel Substitution | 260012453.5 | 273246752.6452 | 287963278.6078 | 303902822.9462 | 319645901.7 | 335146089.9106 | 353735577.3113 | 374595768.1765 | 397653380.7612 | 422564762.1972 | 447385475.9142 | 419205400.6135 | 445338753.5448
Scenario 4: Reference ZEAS Phase In | PG&E | Com | FoodServ | Com - Retail | Energy Efficiency | 93224.285 | 97386.7056 | 101771.6828 | 55660.5037 | 489394.3014 | 107683.5644 | 112855.7033 | 117884.3811 | 122289.5737 | 126767.3794 | 132176.4548 | 137113.5125 | 142346.0765
Scenario 4: Reference ZEAS Phase In | PG&E | Com | FoodServ | Com - School | Energy Efficiency | 6608557.3136 | 6764463.2492 | 6915488.0882 | 7064446.9114 | 7229246.9156 | 7421523.6219 | 7786014.2228 | 7951453.9596 | 8111425.5982 | 8274073.599 | 8488808.3237 | 8677968.8864 | 8868780.2373
Scenario 4: Reference ZEAS Phase In | PG&E | Com | FoodServ | Com - School | Fuel Substitution | 13237431.9967 | 13687387.0455 | 14190091.4866 | 14731148.2048 | 15245242.577 | 15731283.6928 | 16334152.9097 | 17013336.9039 | 17761849.3731 | 18561897.5193 | 19331790.5829 | 20187373.2808 | 21093309.2958
Scenario 4: Reference ZEAS Phase In | PG&E | Com | HVAC | Com - College | Energy Efficiency | 5013553.6997 | 5186417.1457 | 5100013.5764 | 5548240.9698 | 5468223.3035 | 8787466.8855 | 5699405.0618 | 8384262.206 | 1564001.5827 | 1602047.0895 | 1646468.1756 | 1677573.8179 | 1714673.419
Scenario 4: Reference ZEAS Phase In | PG&E | Com | HVAC | Com - College | Fuel Substitution | 4491807.6323 | 4767502.0234 | 5050367.9466 | 5356201.1108 | 0 | 0 | 0 | 0 | 0 | 0 | 0 | 0 | 0
Scenario 4: Reference ZEAS Phase In | PG&E | Com | HVAC | Com - Grocery | Energy Efficiency | 21894368.4319 | 22395370.9716 | 22818340.7654 | 23179071.7831 | 23654278.6012 | 28597938.275 | 29420606.0438 | 30224155.9051 | 26294921.5935 | 26937570.5197 | 27684982.6598 | 28353124.1859 | 29059360.5964
Scenario 4: Reference ZEAS Phase In | PG&E | Com | HVAC | Com - Grocery | Fuel Substitution | 31413844.9794 | 33088435.6026 | 34921746.2709 | 36905156.2662 | 1219549.862 | 1253663.4662 | 1277128.1264 | 1296568.3575 | 1313550.6857 | 1329380.9459 | 1353301.8453 | 1368696.8998 | 1383290.5549
Scenario 4: Reference ZEAS Phase In | PG&E | Com | HVAC | Com - Health | Energy Efficiency | 40140646.3056 | 41474857.5396 | 42787346.1538 | 43972624.0069 | 45419548.3171 | 47190959.0747 | 45576272.7642 | 47235479.8612 | 48916608.7786 | 50644190.0068 | 52574217.5126 | 54473777.8956 | 56462104.8533
Scenario 4: Reference ZEAS Phase In | PG&E | Com | HVAC | Com - Health | Fuel Substitution | 10688313.0799 | 11308166.8476 | 11980426.4899 | 12704760.2554 | 553644.1986 | 572312.4894 | 586416.1324 | 598788.307 | 610274.8148 | 621188.6248 | 636041.0498 | 646979.819 | 657638.6054
Scenario 4: Reference ZEAS Phase In | PG&E | Com | HVAC | Com - Lodging | Energy Efficiency | 23066352.912 | 23722246.189 | 24325484.171 | 24884536.9974 | 25591025.6037 | 26546524.8224 | 26269755.4095 | 27121039.7961 | 16737519.8335 | 17227902.518 | 17766690.3748 | 25375435.2783 | 31539056.8019
Scenario 4: Reference ZEAS Phase In | PG&E | Com | HVAC | Com - Lodging | Fuel Substitution | 9993913.772 | 10525475.8879 | 11104036.3998 | 11727818.9367 | 259101.7205 | 266573.3584 | 271834.9684 | 276242.0832 | 280194.5921 | 283841.5766 | 289236.9981 | 292725.4968 | 296125.5026
Scenario 4: Reference ZEAS Phase In | PG&E | Com | HVAC | Com - Office (Large) | Energy Efficiency | 22512654.8703 | 22609525.0063 | 22655591.8977 | 22640051.4436 | 22757529.4856 | 23102969.5583 | 11609315.7015 | 11591727.0499 | 6418485.9782 | 6860747.9352 | 6881010.115 | 6873875.9284 | 6870559.5382
Scenario 4: Reference ZEAS Phase In | PG&E | Com | HVAC | Com - Office (Large) | Fuel Substitution | 7575.4198 | 284801.774 | 290546.8102 | 296139.4246 | 0 | 0 | 0 | 0 | 0 | 0 | 0 | 0 | 0
Scenario 4: Reference ZEAS Phase In | PG&E | Com | HVAC | Com - Office (Small) | Energy Efficiency | 11830874.4113 | 12256670.5774 | 12686608.7549 | 10724003.9859 | 15502199.0035 | 11978305.8922 | 3675163.6486 | 3746722.7563 | 3326789.3305 | 3390690.2349 | 3469161.8529 | 3545720.4947 | 3612552.9718
Scenario 4: Reference ZEAS Phase In | PG&E | Com | HVAC | Com - Office (Small) | Fuel Substitution | 1972865.6289 | 2080344.0326 | 3025216.992 | 2608094.4805 | 0 | 0 | 0 | 0 | 0 | 0 | 0 | 0 | 0
Scenario 4: Reference ZEAS Phase In | PG&E | Com | HVAC | Com - Other | Energy Efficiency | 115471935.6848 | 119221479.3247 | 122812393.8301 | 126283053.1716 | 130432644.1486 | 135922835.425 | 141420360.1344 | 146933467.3794 | 138814174.0498 | 145698346.6478 | 151747905.4045 | 157581580.7639 | 163704879.8238
Scenario 4: Reference ZEAS Phase In | PG&E | Com | HVAC | Com - Other | Fuel Substitution | 60122028.7611 | 63433702.704 | 67037125.1224 | 70923397.9631 | 0 | 0 | 0 | 0 | 0 | 0 | 0 | 0 | 0
Scenario 4: Reference ZEAS Phase In | PG&E | Com | HVAC | Com - Restaurant | Energy Efficiency | 53323943.9188 | 55642534.5868 | 58091237.1113 | 60676574.6866 | 63387619.7167 | 66244899.6378 | 69263962.6885 | 72443670.1944 | 75797163.9938 | 79340094.5902 | 83081545.2158 | 77059963.4344 | 96988667.6698
Scenario 4: Reference ZEAS Phase In | PG&E | Com | HVAC | Com - Restaurant | Fuel Substitution | 2771060.6627 | 2920864.5148 | 3082721.1562 | 3256382.1679 | 0 | 605.8983 | 617.5115 | 627.1425 | 635.7145 | 643.5718 | 655.4308 | 597.9426 | 604.4851
Scenario 4: Reference ZEAS Phase In | PG&E | Com | HVAC | Com - Retail | Energy Efficiency | 32992232.6562 | 33900518.0173 | 34718419.7304 | 31372542.468 | 40865141.3915 | 34175435.6941 | 31086545.669 | 31942539.3681 | 31963428.8123 | 32828669.7525 | 33821826.0774 | 34733164.6917 | 35682741.7776
Scenario 4: Reference ZEAS Phase In | PG&E | Com | HVAC | Com - Retail | Fuel Substitution | 8770534.2595 | 9247202.3454 | 9761681.4479 | 9355373.3306 | 526585.4899 | 542027.1859 | 552799.1483 | 561762.576 | 0 | 0 | 0 | 0 | 0
Scenario 4: Reference ZEAS Phase In | PG&E | Com | HVAC | Com - School | Energy Efficiency | 16670697.5139 | 17494353.9309 | 17240536.6609 | 17788871.883 | 18086438.8338 | 18526958.9576 | 12899919.127 | 13127159.8124 | 11719541.8224 | 11977043.795 | 12265501.4803 | 12743484.562 | 13019145.4326
Scenario 4: Reference ZEAS Phase In | PG&E | Com | HVAC | Com - School | Fuel Substitution | 7102861.2367 | 7380491.4617 | 7681705.1846 | 8030623.6533 | 0 | 0 | 0 | 0 | 0 | 0 | 0 | 0 | 0
Scenario 4: Reference ZEAS Phase In | PG&E | Com | HVAC | Com - Warehouse | Energy Efficiency | 3284876.83 | 3383738.665 | 3474895.6767 | 3560606.8182 | 3663175.706 | 3804593.6002 | 3934710.7678 | 4065138.4055 | 3612618.1807 | 3737561.6957 | 3876434.6166 | 4010711.7276 | 4205075.8175
Scenario 4: Reference ZEAS Phase In | PG&E | Com | HVAC | Com - Warehouse | Fuel Substitution | 4799743.9272 | 5082781.7465 | 5392427.7572 | 5727913.9846 | 0 | 0 | 0 | 0 | 0 | 0 | 0 | 0 | 0
Scenario 4: Reference ZEAS Phase In | PG&E | Com | Lighting | Com - College | Energy Efficiency | 0 | 0 | 0 | 0 | 0 | 0 | 0 | 0 | 0 | 0 | 0 | 0 | 0
Scenario 4: Reference ZEAS Phase In | PG&E | Com | Lighting | Com - Grocery | Energy Efficiency | 1270966.9024 | 1309775.791 | 1342042.6693 | 1368066.941 | 1401214.9374 | 1439154.4615 | 1453948.1467 | 1458507.5856 | 1455661.3353 | 1446902.5259 | 1454088.9908 | 1449338.0236 | 1438615.3293
Scenario 4: Reference ZEAS Phase In | PG&E | Com | Lighting | Com - Health | Energy Efficiency | 2796920.4724 | 2899818.8962 | 2992950.7693 | 3070634.1413 | 3166629.1326 | 3273700.8006 | 3332535.7706 | 3370156.1991 | 3392364.5491 | 3401296.7368 | 3444837.4886 | 3465841.2276 | 3474403.6933
Scenario 4: Reference ZEAS Phase In | PG&E | Com | Lighting | Com - Lodging | Energy Efficiency | 0 | 0 | 0 | 0 | 0 | 0 | 0 | 0 | 0 | 0 | 0 | 0 | 0
Scenario 4: Reference ZEAS Phase In | PG&E | Com | Lighting | Com - Office (Large) | Energy Efficiency | 4864812.1986 | 4913504.6419 | 4944345.4378 | 4955501.331 | 4987602.5315 | 5029382.1791 | 5013599.6146 | 4971607.346 | 4912841.0308 | 4846189.9604 | 4819419.8581 | 4768830.3919 | 4709219.3026
Scenario 4: Reference ZEAS Phase In | PG&E | Com | Lighting | Com - Office (Small) | Energy Efficiency | 0 | 0 | 0 | 0 | 0 | 0 | 0 | 0 | 0 | 0 | 0 | 0 | 0
Scenario 4: Reference ZEAS Phase In | PG&E | Com | Lighting | Com - Other | Energy Efficiency | 0 | 0 | 0 | 0 | 0 | 0 | 0 | 0 | 0 | 0 | 0 | 0 | 0
Scenario 4: Reference ZEAS Phase In | PG&E | Com | Lighting | Com - Refrig. Warehouse | Energy Efficiency | 34000.3581 | 35311.0148 | 36537.6645 | 37690.5071 | 39016.0123 | 40467.3335 | 41536.2262 | 42462.1496 | 43293.5609 | 44063.8336 | 45174.9684 | 46120.5133 | 47010.7727
Scenario 4: Reference ZEAS Phase In | PG&E | Com | Lighting | Com - Restaurant | Energy Efficiency | 880885.9695 | 908857.4783 | 932986.6359 | 953406.446 | 978632.72 | 1006891.402 | 1021027.7692 | 1028970.0612 | 1032655.685 | 1032938.9478 | 1043491.073 | 911932.1305 | 1060666.8457
Scenario 4: Reference ZEAS Phase In | PG&E | Com | Lighting | Com - Retail | Energy Efficiency | 8306961.2629 | 8590620.4853 | 8845303.4932 | 8126084.1506 | 9458931.4162 | 8748226.8468 | 8916877.2693 | 9042980.049 | 9139731.824 | 9214706.3981 | 9370709.3278 | 9477410.0933 | 9563225.3815
Scenario 4: Reference ZEAS Phase In | PG&E | Com | Lighting | Com - School | Energy Efficiency | 0 | 0 | 0 | 0 | 0 | 0 | 0 | 0 | 0 | 0 | 0 | 0 | 0
Scenario 4: Reference ZEAS Phase In | PG&E | Com | Lighting | Com - Warehouse | Energy Efficiency | 105550.2535 | 109556.1468 | 113220.0808 | 116564.1423 | 120493.7599 | 124836.0897 | 127667.4863 | 129900.1074 | 0 | 0 | 0 | 0 | 0
Scenario 4: Reference ZEAS Phase In | PG&E | Com | WaterHeat | Com - College | Energy Efficiency | 22982971.2356 | 24042583.2915 | 23342981.2095 | 25100513.5885 | 25709546.5792 | 26920162.2597 | 20247742.8011 | 21135398.4069 | 21883701.0914 | 22879621.4293 | 23919450.9648 | 24999410.6147 | 26134808.1062
Scenario 4: Reference ZEAS Phase In | PG&E | Com | WaterHeat | Com - College | Fuel Substitution | 56539650.5075 | 59528776.4334 | 56793675.7282 | 50460937.8556 | 42924405.0508 | 44893216.4996 | 31311928.3347 | 32048204.4903 | 32688894.002 | 33273286.3308 | 34148651.8473 | 34879203.3047 | 35562337.8311
Scenario 4: Reference ZEAS Phase In | PG&E | Com | WaterHeat | Com - Grocery | Energy Efficiency | 21209887.8399 | 22053643.7986 | 22907711.6141 | 23777934.478 | 24726465.6753 | 25744793.1844 | 25148263.6491 | 26020799.6461 | 26870943.9092 | 27798564.2767 | 28820818.8479 | 29844226.1355 | 30900520.3091
Scenario 4: Reference ZEAS Phase In | PG&E | Com | WaterHeat | Com - Grocery | Fuel Substitution | 2988068.5977 | 3131532.1761 | 3287348.5939 | 3455879.8586 | 3626720.4557 | 3803182.0253 | 0 | 0 | 0 | 0 | 0 | 0 | 0
Scenario 4: Reference ZEAS Phase In | PG&E | Com | WaterHeat | Com - Health | Energy Efficiency | 46883032.4241 | 49071262.7811 | 50933923.0463 | 53235652.3507 | 55750139.6235 | 57097920.7535 | 38031819.0023 | 39490751.477 | 40910321.8743 | 42447033.2579 | 44160204.6565 | 45882903.4703 | 47659516.2555
Scenario 4: Reference ZEAS Phase In | PG&E | Com | WaterHeat | Com - Health | Fuel Substitution | 135647310.2557 | 142965501.8139 | 138812155.2109 | 126874894.5106 | 112376411.861 | 117742621.1816 | 72232468.6338 | 74043651.7388 | 75643994.7657 | 77121784.1821 | 79267580.7038 | 81090223.0776 | 82810713.6456
Scenario 4: Reference ZEAS Phase In | PG&E | Com | WaterHeat | Com - Lodging | Energy Efficiency | 137138036.5738 | 143275792.5941 | 149115618.6912 | 155821206.7478 | 162944405.15 | 170429342.1984 | 46340989.7014 | 48323681.3003 | 22240039.3239 | 25073278.8699 | 27481546.3437 | 26228529.6846 | 27348380.6612
Scenario 4: Reference ZEAS Phase In | PG&E | Com | WaterHeat | Com - Lodging | Fuel Substitution | 133539279.0076 | 140075408.2636 | 135995789.7537 | 124750730.2524 | 111238963.9335 | 116033236.3104 | 66496168.1357 | 67835716.7297 | 68969406.4799 | 69979934.7757 | 71580518.3415 | 72857936.7873 | 74046933.6621
Scenario 4: Reference ZEAS Phase In | PG&E | Com | WaterHeat | Com - Office (Large) | Energy Efficiency | 52654861.9945 | 53586642.032 | 54224156.5729 | 55168958.6957 | 56175704.1066 | 57230014.9266 | 46704272.5567 | 47474546.4535 | 47927685.6252 | 48744285.8895 | 49617332.6033 | 50502716.5386 | 51418790.4497
Scenario 4: Reference ZEAS Phase In | PG&E | Com | WaterHeat | Com - Office (Large) | Fuel Substitution | 22106837.2114 | 22641553.4266 | 20710522.1502 | 17373010.8449 | 13718939.7604 | 13932371.6556 | 11873940.083 | 11822685.7005 | 11730979.161 | 11615766.4767 | 11597312.3794 | 11523224.1322 | 11429270.1649
Scenario 4: Reference ZEAS Phase In | PG&E | Com | WaterHeat | Com - Office (Small) | Energy Efficiency | 18506910.6072 | 19246410.0129 | 19959259.7601 | 17622573.5235 | 18784432.2897 | 19121667.8386 | 19887926.4152 | 20681329.3027 | 21474632.0622 | 22371427.6682 | 23295211.2877 | 24257923.9977 | 25268431.6096
Scenario 4: Reference ZEAS Phase In | PG&E | Com | WaterHeat | Com - Office (Small) | Fuel Substitution | 8412118.1705 | 8811121.991 | 8214857.6277 | 5701262.7142 | 4568841.9257 | 4745271.982 | 4131660.3876 | 4206725.876 | 4268288.7518 | 4321701.7 | 4412325.4681 | 4483096.4865 | 4546875.1438
Scenario 4: Reference ZEAS Phase In | PG&E | Com | WaterHeat | Com - Other | Energy Efficiency | 162202409.979 | 168894396.2843 | 174078255.2278 | 180693029.9027 | 188078913.0232 | 196116266.6008 | 185828598.3972 | 191700692.7177 | 195956404.6643 | 202175035.1123 | 209054192.843 | 215648193.8071 | 222318996.7735
Scenario 4: Reference ZEAS Phase In | PG&E | Com | WaterHeat | Com - Other | Fuel Substitution | 574051527.9642 | 603251018.2331 | 580143510.0769 | 523055444.0487 | 454871492.2334 | 475032915.9751 | 303595679.7064 | 310146469.9576 | 315757644.2451 | 320809834.5412 | 328619520.5465 | 335021114.0598 | 340948164.5384
Scenario 4: Reference ZEAS Phase In | PG&E | Com | WaterHeat | Com - Refrig. Warehouse | Energy Efficiency | 4586295.8573 | 4790476.0929 | 4995061.4842 | 5235346.6887 | 5486792.2075 | 5737563.2237 | 5824371.6826 | 6072173.266 | 6308629.3572 | 6595911.4787 | 6887725.3797 | 7189369.4072 | 7505474.9087
Scenario 4: Reference ZEAS Phase In | PG&E | Com | WaterHeat | Com - Refrig. Warehouse | Fuel Substitution | 1463500.8482 | 1539370.6644 | 1499148.2858 | 1380694.8231 | 1237067.6484 | 1294342.2625 | 728547.588 | 745408.1639 | 760087.1798 | 773481.1252 | 793501.5908 | 810219.4986 | 825854.6511
Scenario 4: Reference ZEAS Phase In | PG&E | Com | WaterHeat | Com - Restaurant | Energy Efficiency | 25955703.7631 | 26961564.8006 | 27073508.8548 | 28034754.6083 | 29122914.461 | 30297289.5411 | 28417075.4109 | 29173849.4818 | 29866786.4989 | 30573126.9049 | 31469180.8921 | 28429444.6021 | 32423680.535
Scenario 4: Reference ZEAS Phase In | PG&E | Com | WaterHeat | Com - Restaurant | Fuel Substitution | 271516330.0476 | 284696092.4022 | 265374349.9888 | 225934462.7782 | 180146234.0475 | 187254808.4399 | 171741157.476 | 175120310.6106 | 177950177.1146 | 180450285.2788 | 184503989.4591 | 165701958.9874 | 168312491.6235
Scenario 4: Reference ZEAS Phase In | PG&E | Com | WaterHeat | Com - Retail | Energy Efficiency | 52563106.3936 | 54771630.745 | 56998545.5116 | 54639459.2452 | 57676769.2631 | 59479507.6125 | 61979956.2989 | 64570523.1567 | 66735995.8649 | 69552219.9708 | 72557881.9401 | 75692767.1185 | 78987316.5398
Scenario 4: Reference ZEAS Phase In | PG&E | Com | WaterHeat | Com - Retail | Fuel Substitution | 14469149.2574 | 15185151.7038 | 14100676.4791 | 10778392.3971 | 8434851.2173 | 8764308.5094 | 8785458.9525 | 8962806.9537 | 9112207.0704 | 9244862.7125 | 9457274.2029 | 9628152.1358 | 9784740.467
Scenario 4: Reference ZEAS Phase In | PG&E | Com | WaterHeat | Com - School | Energy Efficiency | 32809276.44 | 33665301.1319 | 33687239.6162 | 34525403.4773 | 35420153.1642 | 36369099.4064 | 30083297.9684 | 30772377.2455 | 31413614.7688 | 32144930.2122 | 32936416.4892 | 33733147.496 | 34553425.0192
Scenario 4: Reference ZEAS Phase In | PG&E | Com | WaterHeat | Com - School | Fuel Substitution | 77014584.4741 | 79542750.2875 | 72715215.3494 | 60744969.1772 | 47426990.5173 | 48591920.7468 | 41419452.5479 | 41583654.7219 | 41601482.8524 | 41531078.9266 | 41811976.2798 | 41888582.2857 | 41889378.1482
Scenario 4: Reference ZEAS Phase In | PG&E | Com | WaterHeat | Com - Warehouse | Energy Efficiency | 34186394.8637 | 35791691.6249 | 37463412.469 | 39224481.5387 | 41254850.1247 | 43229651.3404 | 44527704.319 | 46667166.273 | 48182580.1317 | 50725476.152 | 53223889.5062 | 55863250.8156 | 58657465.0548
Scenario 4: Reference ZEAS Phase In | PG&E | Com | WaterHeat | Com - Warehouse | Fuel Substitution | 1117215.4928 | 1177739.5508 | 1147051.9242 | 1058157.3102 | 949511.1384 | 996044.4972 | 519620.5985 | 532392.6323 | 543603.4707 | 553901.4033 | 569063.5404 | 581844.2536 | 593860.4885
Scenario 4: Reference ZEAS Phase In | PG&E | Com | WholeBlg | Com - College | Energy Efficiency | 3043002.0231 | 3122197.9901 | 3142085.5542 | 3200765.1755 | 3246467.7358 | 3317162.0775 | 3453013.9865 | 3540570.3831 | 3731026.9401 | 3905380.7139 | 4059268.2074 | 4121129.8251 | 4259557.4289
Scenario 4: Reference ZEAS Phase In | PG&E | Com | WholeBlg | Com - Office (Large) | Energy Efficiency | 0 | 0 | 0 | 0 | 0 | 0 | 0 | 0 | 0 | 0 | 0 | 0 | 0
Scenario 4: Reference ZEAS Phase In | PG&E | Com | WholeBlg | Com - Office (Small) | Energy Efficiency | 0 | 0 | 0 | 0 | 0 | 0 | 0 | 0 | 0 | 0 | 0 | 0 | 0
Scenario 4: Reference ZEAS Phase In | PG&E | Com | WholeBlg | Com - Other | Energy Efficiency | 0 | 0 | 0 | 0 | 0 | 0 | 0 | 0 | 0 | 0 | 0 | 0 | 0
Scenario 4: Reference ZEAS Phase In | PG&E | Com | WholeBlg | Com - Restaurant | Energy Efficiency | 1503815.6529 | 1488257.0606 | 1482896.1763 | 1467153.0583 | 1463200.9043 | 1495936.3963 | 1531682.8582 | 1557664.4415 | 1575965.6532 | 1600040.5651 | 1620454.0136 | 0 | 17335300.8432
Scenario 4: Reference ZEAS Phase In | PG&E | Com | WholeBlg | Com - Retail | Energy Efficiency | 12205218.4217 | 12702901.8093 | 13277916.9511 | 0 | 130632409.5836 | 14319362.8917 | 15179544.3062 | 16056757.2689 | 16799501.1195 | 17622619.216 | 18520498.4867 | 19312595.4949 | 20200837.0143
Scenario 4: Reference ZEAS Phase In | PG&E | Com | WholeBlg | Com - Warehouse | Energy Efficiency | 3173249.4475 | 3101371.8364 | 3025170.4706 | 0 | 0 | 0 | 0 | 0 | 0 | 0 | 0 | 0 | 0
Scenario 4: Reference ZEAS Phase In | PG&E | Res | AppPlug | Res - Multi Family | Energy Efficiency | 0 | 0 | 1677657.2317 | 1750195.3534 | 1829488.4484 | 1919051.4997 | 2006686.6141 | 2095715.2309 | 2186928.3465 | 2280792.4175 | 2385354.4589 | 2492943.8986 | 2605663.5333
Scenario 4: Reference ZEAS Phase In | PG&E | Res | AppPlug | Res - Multi Family | Fuel Substitution | 61301375.8782 | 64774235.499 | 68547603.8687 | 72642834.6009 | 76936873.9868 | 81443330.7552 | 0 | 0 | 0 | 0 | 0 | 0 | 0
Scenario 4: Reference ZEAS Phase In | PG&E | Res | AppPlug | Res - Single Family | Energy Efficiency | 0 | 0 | 0 | 0 | 0 | 0 | 0 | 0 | 0 | 0 | 0 | 7590733.3395 | 7954710.1426
Scenario 4: Reference ZEAS Phase In | PG&E | Res | AppPlug | Res - Single Family | Fuel Substitution | 639103493.188 | 676817743.0064 | 717843298.2426 | 762421273.4679 | 809239292.7016 | 858451798.4954 | 0 | 0 | 0 | 0 | 0 | 0 | 0
Scenario 4: Reference ZEAS Phase In | PG&E | Res | BldgEnv | Res - Single Family | Energy Efficiency | 1821421.206 | 2247125.5832 | 2538223.3258 | 2660356.155 | 2690991.1522 | 2679075.5887 | 2641923.8702 | 2584391.4107 | 0 | 0 | 0 | 0 | 0
Scenario 4: Reference ZEAS Phase In | PG&E | Res | HVAC | Res - Multi Family | Energy Efficiency | 27349880.9962 | 28644602.9455 | 38057834.9524 | 31183477.2812 | 32547798.0967 | 33813630.1801 | 34813757.1784 | 35733995.5322 | 36620246.4965 | 37433704.1958 | 38767608.997 | 39854629.4562 | 40886819.2764
Scenario 4: Reference ZEAS Phase In | PG&E | Res | HVAC | Res - Multi Family | Fuel Substitution | 82319724.3256 | 87677355.4819 | 93602533.997 | 100085699.5179 | 91060994.631 | 93370333.857 | 95000836.5433 | 96430043.3368 | 97753600.3594 | 99001829.0182 | 100795940.3425 | 102367258.1608 | 103882593.8849
Scenario 4: Reference ZEAS Phase In | PG&E | Res | HVAC | Res - Single Family | Energy Efficiency | 317083603.315 | 326963476.8399 | 376651272.9357 | 341647065.3223 | 215432551.255 | 221269204.2915 | 225214697.7053 | 228532410.7528 | 71878924.9741 | 73567801.5696 | 76735948.1119 | 78953292.5819 | 81066840.6807
Scenario 4: Reference ZEAS Phase In | PG&E | Res | HVAC | Res - Single Family | Fuel Substitution | 1739494804.9187 | 1881489954.7674 | 2108748076.5787 | 2290183463.9325 | 844636719.3361 | 868315854.4526 | 884340021.8236 | 898068083.7296 | 96370256.8315 | 97533711.4451 | 99412851.19 | 100985492.2704 | 102480237.2787
Scenario 4: Reference ZEAS Phase In | PG&E | Res | WaterHeat | Res - Multi Family | Energy Efficiency | 95645489.3622 | 130595705.2206 | 133383995.6766 | 138255983.7198 | 143637093.5935 | 149944379.4951 | 155789291.3844 | 161573435.4391 | 167410731.2426 | 173366847.6002 | 180273207.1288 | 187143648.9917 | 194227140.667
Scenario 4: Reference ZEAS Phase In | PG&E | Res | WaterHeat | Res - Multi Family | Fuel Substitution | 14314143738.6992 | 15442123456.662 | 16648894545.4066 | 17896701423.6708 | 19128980630.5458 | 20523579662.2234 | 287271437.2991 | 294374912.8605 | 300892065.6043 | 306971499.9477 | 315436288.438 | 322701404.7073 | 329629781.5147
Scenario 4: Reference ZEAS Phase In | PG&E | Res | WaterHeat | Res - Single Family | Energy Efficiency | 561556347.6237 | 590540305.6845 | 596395154.7185 | 621021921.1615 | 647718577.5003 | 677978381.5333 | 707278311.1255 | 736996433.9779 | 761143264.937 | 792790685.7565 | 828271199.302 | 864462149.9311 | 902245859.8529
Scenario 4: Reference ZEAS Phase In | PG&E | Res | WaterHeat | Res - Single Family | Fuel Substitution | 6289385310.6982 | 6684551065.8207 | 5928891723.7126 | 4233237691.2676 | 2236429004.4444 | 2325244738.1939 | 2394972283.767 | 2456986742.312 | 2514248999.7546 | 2567983903.3767 | 2641789691.903 | 2705717724.1798 | 2766967391.7002
Scenario 4: Reference ZEAS Phase In | PG&E | Res | WholeBlg | Res - Multi Family | Energy Efficiency | 0 | 48889.7383 | 53877.5529 | 55979.9589 | 56201.9586 | 18497444.3558 | 18231213.8711 | 17802854.5525 | 17251232.0401 | 16641860.8542 | 28986798.468 | 28643825.6711 | 28280825.7503
Scenario 4: Reference ZEAS Phase In | PG&E | Res | WholeBlg | Res - Single Family | Energy Efficiency | 0 | 211069.7582 | 236919.1893 | 246549.4004 | 245186.7025 | 241666.7682 | 233536.4135 | 223118.4269 | 212546.7453 | 203012.5648 | 196254.7515 | 56210628.7584 | 54580490.9379
Scenario 4: Reference ZEAS Phase In | SCE | Com | BldgEnv | Com - College | Energy Efficiency | 6877.0267 | 7278.3894 | 7641.862 | 7999.7474 | 8554.538 | 9221.6204 | 9663.1497 | 9815.8221 | 0 | 0 | 0 | 0 | 0
Scenario 4: Reference ZEAS Phase In | SCE | Com | BldgEnv | Com - Grocery | Energy Efficiency | 42.2536 | 44.3933 | 46.0507 | 48.155 | 51.2438 | 54.3622 | 56.5786 | 58.5797 | 0 | 0 | 0 | 0 | 0
Scenario 4: Reference ZEAS Phase In | SCE | Com | BldgEnv | Com - Health | Energy Efficiency | 16614.7257 | 17614.2153 | 2088.0102 | 2187.6511 | 2342.2482 | 2526.8044 | 2652.0323 | 67.6622 | 0 | 0 | 0 | 0 | 0
Scenario 4: Reference ZEAS Phase In | SCE | Com | BldgEnv | Com - Lodging | Energy Efficiency | 22195.4623 | 23412.7893 | 24502.7009 | 25564.6663 | 27247.549 | 29270.2799 | 30572.962 | 30965.7478 | 0 | 0 | 0 | 0 | 0
Scenario 4: Reference ZEAS Phase In | SCE | Com | BldgEnv | Com - Office (Large) | Energy Efficiency | 1211.8965 | 1224.3876 | 1231.8228 | 1244.0734 | 1278.887 | 1319.9321 | 1338.0935 | 1342.1725 | 0 | 0 | 0 | 0 | 0
Scenario 4: Reference ZEAS Phase In | SCE | Com | BldgEnv | Com - Office (Small) | Energy Efficiency | 44.6734 | 46.2295 | 47.7234 | 49.223 | 0 | 612.48 | 49.8742 | 50.8294 | 0 | 0 | 0 | 0 | 0
Scenario 4: Reference ZEAS Phase In | SCE | Com | BldgEnv | Com - Other | Energy Efficiency | 25269.2262 | 26696.4994 | 27979.8689 | 29237.3125 | 31205.8132 | 33570.5835 | 35115.8579 | 35613.4777 | 0 | 0 | 0 | 0 | 0
Scenario 4: Reference ZEAS Phase In | SCE | Com | BldgEnv | Com - Refrig. Warehouse | Energy Efficiency | 13.7965 | 1.3103 | 1.3326 | 1.3288 | 1.3637 | 1.4242 | 1.4832 | 1.515 | 0 | 0 | 0 | 0 | 0
Scenario 4: Reference ZEAS Phase In | SCE | Com | BldgEnv | Com - Restaurant | Energy Efficiency | 0 | 0 | 0 | 0 | 0 | 0 | 0 | 0 | 0 | 0 | 0 | 0 | 0
Scenario 4: Reference ZEAS Phase In | SCE | Com | BldgEnv | Com - Retail | Energy Efficiency | 141.7014 | 148.6989 | 154.2641 | 161.0997 | 170.7932 | 180.6321 | 187.855 | 193.8989 | 0 | 0 | 0 | 0 | 0
Scenario 4: Reference ZEAS Phase In | SCE | Com | BldgEnv | Com - School | Energy Efficiency | 65.0615 | 66.4084 | 67.9061 | 69.2206 | 70.7503 | 72.9661 | 73.9295 | 74.272 | 0 | 0 | 0 | 0 | 0
Scenario 4: Reference ZEAS Phase In | SCE | Com | BldgEnv | Com - Warehouse | Energy Efficiency | 14901.4626 | 15791.3566 | 16598.6651 | 17397.92 | 18630.7685 | 20106.0531 | 21092.9084 | 21455.2739 | 0 | 0 | 0 | 0 | 0
Scenario 4: Reference ZEAS Phase In | SCE | Com | ComRefrig | Com - College | Energy Efficiency | 18514.118 | 19325.6048 | 20091.1423 | 20815.3907 | 21644.4263 | 22492.0066 | 188817.5453 | 192364.9787 | 195462.2787 | 197817.1285 | 201449.5733 | 204394.1096 | 206961.7026
Scenario 4: Reference ZEAS Phase In | SCE | Com | ComRefrig | Com - Grocery | Energy Efficiency | 35456905.2826 | 36861328.1327 | 38166523.164 | 39382440.0415 | 40785352.0431 | 42211075.9581 | 43107648.5797 | 43553903.3607 | 43980288.9261 | 44327573.518 | 44868641.9995 | 45215352.2329 | 45538646.4452
Scenario 4: Reference ZEAS Phase In | SCE | Com | ComRefrig | Com - Health | Energy Efficiency | 0 | 0 | 0 | 0 | 0 | 0 | 1206474.367 | 1231576.0637 | 1253583.0159 | 1270332.333 | 1295470.5529 | 1316052.4007 | 1335534.3043
Scenario 4: Reference ZEAS Phase In | SCE | Com | ComRefrig | Com - Refrig. Warehouse | Energy Efficiency | 32314.8223 | 33724.7147 | 35053.8936 | 36310.5349 | 37749.4476 | 39220.1426 | 40208.0897 | 40781.4394 | 41339.946 | 41827.523 | 42501.8147 | 42995.8784 | 43470.7753
Scenario 4: Reference ZEAS Phase In | SCE | Com | ComRefrig | Com - Restaurant | Energy Efficiency | 1464243.7522 | 1522666.2302 | 1577021.1604 | 1627716.3534 | 1686170.575 | 1745600.6623 | 1783175.1119 | 1802137.5174 | 1820288.0065 | 1835173.684 | 1858092.4733 | 1872972.9354 | 1886891.3168
Scenario 4: Reference ZEAS Phase In | SCE | Com | ComRefrig | Com - Retail | Energy Efficiency | 16394791.0092 | 17057489.3118 | 17675259.5136 | 18252606.5152 | 18917579.0514 | 19594168.3748 | 20025981.8445 | 20249095.9648 | 20463301.5753 | 20640996.3201 | 20909261.4979 | 21087289.3985 | 21254653.4737
Scenario 4: Reference ZEAS Phase In | SCE | Com | ComRefrig | Com - School | Energy Efficiency | 29918.2834 | 30627.1377 | 31226.0909 | 31727.6006 | 32354.7772 | 32973.1326 | 33157.9528 | 32988.3084 | 32801.2678 | 32554.1304 | 32447.0079 | 32197.1355 | 31930.89
Scenario 4: Reference ZEAS Phase In | SCE | Com | FoodServ | Com - College | Energy Efficiency | 23662.3186 | 206964.4019 | 217817.344 | 228980.1598 | 255949.9333 | 270074.7939 | 280065.8671 | 285477.5924 | 318648.2535 | 322236.0182 | 327725.4426 | 333923.1742 | 337457.9955
Scenario 4: Reference ZEAS Phase In | SCE | Com | FoodServ | Com - Grocery | Energy Efficiency | 115501.6299 | 1873367.4374 | 1957107.7408 | 2041772.8942 | 2288008.7151 | 2395836.4393 | 2465737.2737 | 2503762.5199 | 2801162.2028 | 2824047.3219 | 2862134.1716 | 2884255.7763 | 2904488.6796
Scenario 4: Reference ZEAS Phase In | SCE | Com | FoodServ | Com - Health | Energy Efficiency | 79735.0438 | 582289.9428 | 613319.5017 | 640789.5639 | 705741.7851 | 741608.9544 | 768464.3531 | 782583.8151 | 840256.0515 | 848242.9967 | 859994.7659 | 872492.4092 | 886021.1549
Scenario 4: Reference ZEAS Phase In | SCE | Com | FoodServ | Com - Lodging | Energy Efficiency | 64667.2564 | 1529284.2715 | 1600508.3852 | 1670631.6321 | 1805013.6154 | 1892003.7295 | 1949734.8938 | 1980569.3797 | 2022402.8032 | 2039995.7754 | 2068012.7435 | 2084465.708 | 2099330.5216
Scenario 4: Reference ZEAS Phase In | SCE | Com | FoodServ | Com - Office (Large) | Energy Efficiency | 0 | 56611.3661 | 58004.5246 | 59274.8859 | 60990.4924 | 62686.2687 | 63256.7594 | 62875.1679 | 62317.7942 | 61451.6703 | 60834.3732 | 59781.2717 | 58700.4772
Scenario 4: Reference ZEAS Phase In | SCE | Com | FoodServ | Com - Office (Small) | Energy Efficiency | 0 | 21900.0936 | 22941.8379 | 23964.6086 | 19875.5616 | 26992.4877 | 22017.6794 | 22363.9684 | 22659.2754 | 22843.8343 | 23114.0153 | 23219.4242 | 23303.4319
Scenario 4: Reference ZEAS Phase In | SCE | Com | FoodServ | Com - Other | Energy Efficiency | 111824.5032 | 7413267.7206 | 7761529.3009 | 8109631.99 | 9074073.7808 | 9509235.6304 | 9802370.0299 | 9960490.0984 | 10342403.2495 | 10442162.491 | 10598847.78 | 10700949.1004 | 10796405.0412
Scenario 4: Reference ZEAS Phase In | SCE | Com | FoodServ | Com - Restaurant | Energy Efficiency | 459738.6727 | 12019652.9087 | 12575944.2516 | 13133185.2888 | 15108774.5551 | 15818785.032 | 16281489.5225 | 16526892.3099 | 17138487.7657 | 17281659.8076 | 17516285.6969 | 17655332.7217 | 17783511.9051
Scenario 4: Reference ZEAS Phase In | SCE | Com | FoodServ | Com - Retail | Energy Efficiency | 37104.7631 | 125842.5852 | 131999.5185 | 138380.3714 | 146355.7962 | 154476.1414 | 159996.8894 | 163659.1602 | 166826.0599 | 169274.0569 | 172437.0902 | 174296.8907 | 176148.1804
Scenario 4: Reference ZEAS Phase In | SCE | Com | FoodServ | Com - School | Energy Efficiency | 99255.42 | 1317737.7392 | 1356144.0112 | 1392385.973 | 1466342.0307 | 1510971.1328 | 1530144.7598 | 1528646.6661 | 1544220.1708 | 1533923.3662 | 1530773.2412 | 1520410.8927 | 1508059.9713
Scenario 4: Reference ZEAS Phase In | SCE | Com | HVAC | Com - College | Energy Efficiency | 499745.9006 | 519600.3641 | 539119.8846 | 557706.7009 | 578569.3526 | 603484.9542 | 619886.0063 | 627490.7594 | 634790.6582 | 641111.9262 | 649384.2058 | 657011.0982 | 661834.4288
Scenario 4: Reference ZEAS Phase In | SCE | Com | HVAC | Com - Grocery | Energy Efficiency | 22413305.2873 | 28202624.9473 | 28998768.1248 | 29703874.5636 | 30604832.5754 | 31671204.0508 | 32292365.1178 | 32498684.7115 | 32687808.8786 | 32859570.9813 | 33108026.49 | 33166950.7304 | 33238803.8214
Scenario 4: Reference ZEAS Phase In | SCE | Com | HVAC | Com - Health | Energy Efficiency | 1960855.5372 | 2041864.9177 | 17478992.6436 | 18003669.3829 | 22337971.1945 | 23241564.0899 | 23846801.7791 | 24126685.4886 | 2243714.8483 | 2268534.1747 | 2299015.2925 | 2318356.4 | 2338997.2987
Scenario 4: Reference ZEAS Phase In | SCE | Com | HVAC | Com - Lodging | Energy Efficiency | 10316426.9365 | 10671899.162 | 10987775.7648 | 12135039.0323 | 12669274.9225 | 13663913.9068 | 13963406.9447 | 14071859.5144 | 927518.7881 | 933817.5026 | 942468.4795 | 945804.313 | 949425.3285
Scenario 4: Reference ZEAS Phase In | SCE | Com | HVAC | Com - Office (Large) | Energy Efficiency | 360710.0247 | 364934.2004 | 367528.8101 | 368904.4147 | 372538.6675 | 377085.0664 | 375914.5172 | 370008.9175 | 363942.3422 | 357624.3494 | 352363.8225 | 345157.6879 | 338256.0546
Scenario 4: Reference ZEAS Phase In | SCE | Com | HVAC | Com - Office (Small) | Energy Efficiency | 328184.5555 | 339802.218 | 350248.4504 | 359731.5104 | 259525.0304 | 859063.5803 | 321397.3452 | 323841.6906 | 326143.3728 | 328073.4957 | 330872.6966 | 331756.3282 | 332768.7849
Scenario 4: Reference ZEAS Phase In | SCE | Com | HVAC | Com - Other | Energy Efficiency | 2372638.9381 | 2490348.3668 | 2643372.5214 | 2766695.4461 | 3002791.8971 | 3188383.1113 | 3328739.7399 | 3398091.3418 | 1841284.2703 | 1882403.9294 | 1929451.3863 | 1963594.8946 | 2001797.1851
Scenario 4: Reference ZEAS Phase In | SCE | Com | HVAC | Com - Restaurant | Energy Efficiency | 164202.0169 | 171070.6578 | 177492.9143 | 183609.7584 | 191200.5093 | 199042.2333 | 203899.5689 | 206411.8591 | 208820.9228 | 210932.4791 | 213645.569 | 215042.2456 | 216588.2451
Scenario 4: Reference ZEAS Phase In | SCE | Com | HVAC | Com - Retail | Energy Efficiency | 33715012.4707 | 34873023.0677 | 39950928.7661 | 41286832.7597 | 42587798.0065 | 44122426.334 | 45061849.1176 | 45391913.4801 | 652844.8006 | 659372.8377 | 667873.0632 | 672197.2371 | 676932.1328
Scenario 4: Reference ZEAS Phase In | SCE | Com | HVAC | Com - School | Energy Efficiency | 164406.5518 | 168373.7507 | 171973.8691 | 174848.6628 | 178441.4795 | 183139.8885 | 1527532.8556 | 1528344.8946 | 183906.0327 | 183571.9302 | 183422.5091 | 182745.5298 | 181658.086
Scenario 4: Reference ZEAS Phase In | SCE | Com | HVAC | Com - Warehouse | Energy Efficiency | 110894.3204 | 115355.6334 | 119428.4356 | 123209.2231 | 143859.1391 | 149718.9016 | 153503.1752 | 155355.6451 | 84668.7578 | 85615.5115 | 86782.9924 | 87461.4575 | 88177.8777
Scenario 4: Reference ZEAS Phase In | SCE | Com | Lighting | Com - College | Energy Efficiency | 0 | 1384383.2985 | 1449176.2156 | 1512360.8896 | 1582132.1667 | 1649952.1779 | 1695624.5634 | 1724075.4098 | 1751417.7807 | 1774138.3267 | 1807463.3933 | 1835894.2249 | 1860837.6805
Scenario 4: Reference ZEAS Phase In | SCE | Com | Lighting | Com - Grocery | Energy Efficiency | 3266705.6923 | 3417002.7128 | 3561377.0439 | 3700583.473 | 3857450.466 | 4005530.3321 | 4098555.9347 | 4151374.287 | 4201008.9395 | 4239446.0097 | 4302574.8795 | 4349159.5459 | 4391279.5676
Scenario 4: Reference ZEAS Phase In | SCE | Com | Lighting | Com - Health | Energy Efficiency | 3431665.8354 | 3609564.5863 | 3784557.2383 | 3953109.9118 | 4143078.9992 | 4325132.608 | 4451016.8366 | 4531983.8313 | 4610477.7226 | 4676312.1806 | 4769498.8486 | 4848747.0625 | 4924619.9693
Scenario 4: Reference ZEAS Phase In | SCE | Com | Lighting | Com - Lodging | Energy Efficiency | 0 | 0 | 0 | 0 | 0 | 0 | 0 | 0 | 0 | 0 | 0 | 0 | 0
Scenario 4: Reference ZEAS Phase In | SCE | Com | Lighting | Com - Office (Large) | Energy Efficiency | 0 | 3624423.1921 | 3690094.8135 | 3745799.7888 | 3815558.2258 | 3872217.6447 | 3871734.2075 | 3832111.9755 | 3788218.8391 | 3734302.1834 | 3702937.7293 | 3656714.7864 | 3607553.5679
Scenario 4: Reference ZEAS Phase In | SCE | Com | Lighting | Com - Office (Small) | Energy Efficiency | 0 | 0 | 0 | 0 | 0 | 0 | 0 | 0 | 0 | 0 | 0 | 0 | 0
Scenario 4: Reference ZEAS Phase In | SCE | Com | Lighting | Com - Other | Energy Efficiency | 0 | 0 | 0 | 0 | 0 | 0 | 0 | 0 | 0 | 0 | 0 | 0 | 0
Scenario 4: Reference ZEAS Phase In | SCE | Com | Lighting | Com - Refrig. Warehouse | Energy Efficiency | 65435.1499 | 58256.4646 | 60929.0615 | 63500.2571 | 66403.9493 | 69197.3423 | 71074.875 | 72247.1652 | 73388.5304 | 74347.6836 | 75737.4592 | 76862.3023 | 77910.0219
Scenario 4: Reference ZEAS Phase In | SCE | Com | Lighting | Com - Restaurant | Energy Efficiency | 1542486.3481 | 1614431.7249 | 1684012.5872 | 1751144.954 | 1826638.0551 | 1897594.8797 | 1942496.8824 | 1968322.3677 | 1992745.1618 | 2011911.8833 | 2042787.8075 | 2065830.4952 | 2086837.5504
Scenario 4: Reference ZEAS Phase In | SCE | Com | Lighting | Com - Retail | Energy Efficiency | 12478722.1451 | 13063198.0478 | 13625986.9116 | 14169750.512 | 14781649.0826 | 15360739.1296 | 15729866.0243 | 15944619.2842 | 16147275.3279 | 16307951.8721 | 16563720.3747 | 16756229.3447 | 16932050.4152
Scenario 4: Reference ZEAS Phase In | SCE | Com | Lighting | Com - School | Energy Efficiency | 0 | 0 | 0 | 0 | 0 | 0 | 0 | 0 | 0 | 0 | 0 | 0 | 0
Scenario 4: Reference ZEAS Phase In | SCE | Com | Lighting | Com - Warehouse | Energy Efficiency | 747477.0414 | 785957.1122 | 823478.6149 | 860207.6157 | 901475.8965 | 941001.2583 | 967917.1105 | 985453.9491 | 0 | 0 | 0 | 0 | 0
Scenario 4: Reference ZEAS Phase In | SCE | Com | WaterHeat | Com - College | Energy Efficiency | 1951795.2368 | 2057926.1248 | 2164900.1197 | 2271729.9486 | 2391915.4462 | 2509921.3951 | 2589022.8216 | 2634642.2484 | 2675677.3878 | 2708637.6733 | 2759738.3829 | 2801877.0931 | 2838386.0556
Scenario 4: Reference ZEAS Phase In | SCE | Com | WaterHeat | Com - Grocery | Energy Efficiency | 9395342.6892 | 9861488.2095 | 10321478.4435 | 10776941.5596 | 11298497.76 | 11797827.3694 | 12113427.0224 | 12279153.4909 | 12422388.9134 | 12528533.1802 | 12715256.2205 | 12847263.3165 | 12965019.9719
Scenario 4: Reference ZEAS Phase In | SCE | Com | WaterHeat | Com - Health | Energy Efficiency | 14050297.7528 | 14827034.9692 | 15608951.3355 | 16380919.9408 | 17264417.2712 | 18121460.7128 | 18712022.0507 | 19067166.992 | 19391792.1912 | 19657099.8735 | 20048779.874 | 20372978.8454 | 20681299.298
Scenario 4: Reference ZEAS Phase In | SCE | Com | WaterHeat | Com - Lodging | Energy Efficiency | 2240234.5172 | 2352670.2643 | 2464488.5965 | 2574715.0168 | 2700984.0655 | 2822421.5954 | 2900695.0312 | 2942996.486 | 2979829.728 | 3007936.4485 | 3055282.9044 | 3089782.5729 | 3120871.897
Scenario 4: Reference ZEAS Phase In | SCE | Com | WaterHeat | Com - Office (Large) | Energy Efficiency | 5079186.6726 | 5212761.3365 | 5334572.8143 | 5445925.8109 | 5584368.7963 | 5703432.7499 | 5724458.9449 | 5670634.4488 | 5604129.2913 | 5520727.0603 | 5474904.2035 | 5404090.8652 | 5328458.2316
Scenario 4: Reference ZEAS Phase In | SCE | Com | WaterHeat | Com - Office (Small) | Energy Efficiency | 1736169.8742 | 1822055.2983 | 1906817.676 | 1990199.4256 | 1645301.1773 | 2220737.3064 | 1801876.5038 | 1824033.3612 | 1842784.4907 | 1855915.6013 | 1881213.1695 | 1898202.1162 | 1912973.3735
Scenario 4: Reference ZEAS Phase In | SCE | Com | WaterHeat | Com - Other | Energy Efficiency | 113124198.5599 | 119054875.7694 | 124959863.4543 | 130814187.4546 | 137481364.9222 | 143916521.6829 | 148147900.4029 | 150504631.3963 | 152583129.4637 | 154243756.9716 | 156906817.34 | 158903626.0824 | 160736559.1861
Scenario 4: Reference ZEAS Phase In | SCE | Com | WaterHeat | Com - Refrig. Warehouse | Energy Efficiency | 630920.9079 | 563508.7501 | 591720.5896 | 619565.7033 | 651496.7828 | 682579.398 | 703458.3453 | 715612.6724 | 726706.985 | 735773.2875 | 749521.9652 | 760321.4518 | 770297.3661
Scenario 4: Reference ZEAS Phase In | SCE | Com | WaterHeat | Com - Restaurant | Energy Efficiency | 24964809.6742 | 26243357.3385 | 27512378.0017 | 28769024.3054 | 30206187.1327 | 31576630.3587 | 32445577.5954 | 32904325.0928 | 33303323.6114 | 33601733.347 | 34120441.4777 | 34489618.3625 | 34821059.2668
Scenario 4: Reference ZEAS Phase In | SCE | Com | WaterHeat | Com - Retail | Energy Efficiency | 7032591.1141 | 7394194.6066 | 7751672.1574 | 8106110.809 | 8512508.872 | 8901694.2336 | 9150013.8765 | 9282676.332 | 9396997.0305 | 9484315.2757 | 9633927.7877 | 9741460.1902 | 9838226.2224
Scenario 4: Reference ZEAS Phase In | SCE | Com | WaterHeat | Com - School | Energy Efficiency | 4503579.7728 | 4664411.9393 | 4817748.0209 | 4962135.3881 | 5130741.5428 | 5284045.2927 | 5346085.1602 | 5336947.5073 | 5317671.1555 | 5282233.9276 | 5280766.121 | 5256321.4444 | 5224230.1821
Scenario 4: Reference ZEAS Phase In | SCE | Com | WaterHeat | Com - Warehouse | Energy Efficiency | 1560666.2944 | 1647933.0289 | 1735076.6906 | 1822378.112 | 1922091.6177 | 2018743.8401 | 2084201.7379 | 2123714.2951 | 2159492.5153 | 2189179.8155 | 2233416.1636 | 2268159.1072 | 2300766.3428
Scenario 4: Reference ZEAS Phase In | SCE | Com | WholeBlg | Com - College | Energy Efficiency | 0 | 0 | 0 | 0 | 0 | 0 | 0 | 0 | 0 | 0 | 0 | 0 | 0
Scenario 4: Reference ZEAS Phase In | SCE | Com | WholeBlg | Com - Office (Large) | Energy Efficiency | 0 | 0 | 0 | 0 | 0 | 0 | 0 | 0 | 0 | 0 | 0 | 0 | 0
Scenario 4: Reference ZEAS Phase In | SCE | Com | WholeBlg | Com - Other | Energy Efficiency | 0 | 0 | 0 | 0 | 0 | 0 | 0 | 0 | 0 | 0 | 0 | 0 | 0
Scenario 4: Reference ZEAS Phase In | SCE | Com | WholeBlg | Com - Restaurant | Energy Efficiency | 7487305.799 | 7937747.0925 | 8396867.5812 | 8892854.0161 | 9524772.1275 | 10087098.3481 | 10493625.0815 | 10811530.2865 | 11119950.804 | 11403614.2643 | 11697668.5369 | 11885163.5985 | 12106709.4572
Scenario 4: Reference ZEAS Phase In | SCE | Com | WholeBlg | Com - Retail | Energy Efficiency | 23949592.0209 | 25169981.0948 | 26123098.7723 | 27287845.115 | 28948931.0722 | 30642967.1573 | 31874455.2667 | 32881955.8218 | 33753999.1287 | 34566044.3765 | 35433801.4285 | 35959639.263 | 36578023.0413
Scenario 4: Reference ZEAS Phase In | SCE | Com | WholeBlg | Com - Warehouse | Energy Efficiency | 5714757.1779 | 6192978.6038 | 6600018.0921 | 7135901.0275 | 7904647.3511 | 8617356.8562 | 9176716.2242 | 9665506.5908 | 10073324.5494 | 10484478.4661 | 10906329.8414 | 11190158.4851 | 11545667.3226
Scenario 4: Reference ZEAS Phase In | SCE | Res | AppPlug | Res - Multi Family | Energy Efficiency | 0 | 0 | 0 | 0 | 0 | 0 | 0 | 0 | 0 | 0 | 0 | 0 | 0
Scenario 4: Reference ZEAS Phase In | SCE | Res | AppPlug | Res - Single Family | Energy Efficiency | 0 | 0 | 0 | 0 | 0 | 0 | 0 | 0 | 0 | 0 | 0 | 0 | 0
Scenario 4: Reference ZEAS Phase In | SCE | Res | BldgEnv | Res - Single Family | Energy Efficiency | 62321372.6874 | 65888454.4602 | 69118403.7087 | 72028952.1314 | 75642608.7124 | 80103702.0622 | 83097793.3927 | 85104419.8541 | 0 | 0 | 0 | 0 | 0
Scenario 4: Reference ZEAS Phase In | SCE | Res | HVAC | Res - Multi Family | Energy Efficiency | 13654588.5291 | 14945335.5975 | 15649569.1061 | 15003195.1284 | 14815342.6743 | 16931571.4187 | 18243436.4255 | 18655194.1185 | 18912491.6815 | 19061865.7897 | 19784295.2998 | 20127404.5019 | 20441264.1251
Scenario 4: Reference ZEAS Phase In | SCE | Res | HVAC | Res - Single Family | Energy Efficiency | 288962512.4743 | 302207003.5057 | 310911815.206 | 310250180.7841 | 313650423.5162 | 334355704.9201 | 347545971.0382 | 353194079.9847 | 72459820.9616 | 72585389.5641 | 75810049.4288 | 76829221.4085 | 77736478.8426
Scenario 4: Reference ZEAS Phase In | SCE | Res | WaterHeat | Res - Multi Family | Energy Efficiency | 43722662.4058 | 45472323.3477 | 47110043.0133 | 48562347.4677 | 50323271.8492 | 52521233.1328 | 54070829.2801 | 55107173.3287 | 56103639.3066 | 56950618.4986 | 58166934.8379 | 59127700.5665 | 60027910.6193
Scenario 4: Reference ZEAS Phase In | SCE | Res | WaterHeat | Res - Single Family | Energy Efficiency | 76689164.5763 | 80031962.8249 | 83058350.5161 | 85749287.0544 | 88994138.3509 | 93013841.3597 | 95869719.819 | 97819200.1662 | 90782025.6423 | 92273853.0736 | 94369675.5385 | 96052007.7131 | 97640449.683
Scenario 4: Reference ZEAS Phase In | SCE | Res | WholeBlg | Res - Multi Family | Energy Efficiency | 0 | 0 | 0 | 647299.0956 | 670334.3142 | 670561.1664 | 661064.4982 | 643589.8017 | 623680.4654 | 600506.9512 | 584491.9781 | 571793.2865 | 557937.3013
Scenario 4: Reference ZEAS Phase In | SCE | Res | WholeBlg | Res - Single Family | Energy Efficiency | 0 | 2212959.4515 | 2508134.9291 | 2644302.0804 | 2808742.8723 | 2829292.1966 | 2749730.9662 | 2629977.1809 | 2514628.1559 | 2402407.1506 | 2321697.1148 | 2248585.3491 | 2174610.6333
Scenario 4: Reference ZEAS Phase In | SCG | Com | AppPlug | Com - College | Energy Efficiency | 0 | 0 | 0 | 0 | 0 | 0 | 0 | 0 | 0 | 0 | 0 | 0 | 1067534.16
Scenario 4: Reference ZEAS Phase In | SCG | Com | AppPlug | Com - Health | Energy Efficiency | 152584188.7388 | 160137378.6312 | 168105453.4661 | 176331475.5141 | 185120266.3436 | 194341831.6339 | 204218449.5313 | 214520653.1783 | 225404897.6719 | 236781880.1186 | 248782728.3769 | 261866085.1335 | 275811126.3073
Scenario 4: Reference ZEAS Phase In | SCG | Com | AppPlug | Com - Lodging | Energy Efficiency | 111645600.4535 | 116608533.48 | 122325056.0478 | 127772527.4177 | 133546968.0222 | 139634985.5294 | 146043819.2018 | 152787050.2038 | 159844907.5565 | 167259213.5865 | 175099841.4629 | 183366681.117 | 192102794.6981
Scenario 4: Reference ZEAS Phase In | SCG | Com | AppPlug | Com - Other | Energy Efficiency | 60704.4234 | 65225.5086 | 70154.4127 | 1581912.0014 | 1578401.2486 | 1814824.8748 | 1815727.5471 | 1902077.2574 | 1992492.4073 | 2088439.4684 | 2189809.543 | 2296592.9155 | 2409989.1175
Scenario 4: Reference ZEAS Phase In | SCG | Com | BldgEnv | Com - College | Energy Efficiency | 811388.9 | 849819.13 | 890246.4504 | 932854.6237 | 977679.1067 | 1025067.9447 | 1075094.1605 | 1127873.4636 | 1183663.2412 | 1242626.7895 | 1305038.5976 | 1371325.9247 | 1441309.4108
Scenario 4: Reference ZEAS Phase In | SCG | Com | BldgEnv | Com - Grocery | Energy Efficiency | 1197278.0219 | 1249020.5109 | 1303095.78 | 1359894.4597 | 1419599.2375 | 1482373.8002 | 1548384.6355 | 1617956.9096 | 1691218.8193 | 1768416.4055 | 1849851.7889 | 1935738.8682 | 2026422.68
Scenario 4: Reference ZEAS Phase In | SCG | Com | BldgEnv | Com - Health | Energy Efficiency | 816362.0324 | 856577.4821 | 898939.2121 | 943403.8899 | 990503.4205 | 1040183.1272 | 1092884.6022 | 1148461.925 | 1207287.5912 | 1269412.3057 | 1335175.5623 | 1405381.2146 | 1479938.8432
Scenario 4: Reference ZEAS Phase In | SCG | Com | BldgEnv | Com - Lodging | Energy Efficiency | 444421.1969 | 464067.0455 | 484656.5649 | 506257.9815 | 529011.5157 | 552961.6351 | 578181.3319 | 604756.1421 | 632744.3578 | 662254.8487 | 693413.6722 | 726304.619 | 761053.6159
Scenario 4: Reference ZEAS Phase In | SCG | Com | BldgEnv | Com - Office (Large) | Energy Efficiency | 1161745.6226 | 1183903.024 | 1206551.823 | 1230067.0791 | 1254610.7972 | 1280107.0257 | 1306423.3545 | 1333802.2503 | 1362018.794 | 1391298.7232 | 1421900.7586 | 1453628.1051 | 1486744.6768
Scenario 4: Reference ZEAS Phase In | SCG | Com | BldgEnv | Com - Office (Small) | Energy Efficiency | 490493.1821 | 511039.2523 | 532500.0333 | 555007.6078 | 492738.4275 | 555538.5742 | 540304.6991 | 563857.3584 | 588644.0163 | 614740.7325 | 642238.3397 | 671214.5644 | 701779.727
Scenario 4: Reference ZEAS Phase In | SCG | Com | BldgEnv | Com - Other | Energy Efficiency | 2019191.013 | 2111335.7164 | 2207960.9322 | 5609999.388 | 5851889.0124 | 6160110.0164 | 6429691.6482 | 6733170.1118 | 2905497.6678 | 3045188.1756 | 3192810.3003 | 3348795.2617 | 3513863.1631
Scenario 4: Reference ZEAS Phase In | SCG | Com | BldgEnv | Com - Refrig. Warehouse | Energy Efficiency | 97163.9557 | 95603.3058 | 88324.0282 | 99382.3159 | 97727.5006 | 102439.7808 | 107421.7775 | 112680.8635 | 118249.6834 | 124138.4997 | 130364.3404 | 136965.7338 | 143953.0308
Scenario 4: Reference ZEAS Phase In | SCG | Com | BldgEnv | Com - Restaurant | Energy Efficiency | 441864.8542 | 461237.579 | 481525.7386 | 502853.3399 | 525310.8433 | 548849.2745 | 573588.9057 | 599697.041 | 627208.7613 | 656195.504 | 686796.2696 | 719069.4589 | 753177.0745
Scenario 4: Reference ZEAS Phase In | SCG | Com | BldgEnv | Com - Retail | Energy Efficiency | 7289337.1855 | 7610269.8619 | 7945935.5497 | 8298714.6273 | 8607664.6129 | 9088106.6633 | 9448327.9513 | 9880440.6176 | 10335747.1787 | 10815959.4581 | 11322806.9525 | 11857731.1212 | 12422915.258
Scenario 4: Reference ZEAS Phase In | SCG | Com | BldgEnv | Com - School | Energy Efficiency | 325848.7705 | 334757.6044 | 343978.5736 | 353537.749 | 363390.3713 | 373713.626 | 384403.219 | 395548.9262 | 407196.1177 | 419373.3584 | 432053.8989 | 445342.5082 | 459178.968
Scenario 4: Reference ZEAS Phase In | SCG | Com | BldgEnv | Com - Warehouse | Energy Efficiency | 2509338.0625 | 2631244.1169 | 2759256.0938 | 2894375.0878 | 3037141.6593 | 3187810.0162 | 3346924.0994 | 3515275.6772 | 3693285.7672 | 3881742.618 | 4081347.7362 | 4292729.5604 | 4516944.8738
Scenario 4: Reference ZEAS Phase In | SCG | Com | FoodServ | Com - College | Energy Efficiency | 821734.9856 | 861921.9355 | 906478.041 | 954332.2288 | 1002236.3921 | 1055993.2482 | 1120289.36 | 1178625.3254 | 1240214.5273 | 1304097.6489 | 1372661.3094 | 1451906.8048 | 1529164.7554
Scenario 4: Reference ZEAS Phase In | SCG | Com | FoodServ | Com - Grocery | Energy Efficiency | 6871539.391 | 7195525.5224 | 7528354.3439 | 7886041.9994 | 8268268.0627 | 8673893.7562 | 9341315.5992 | 9813966.3019 | 10304866.2508 | 10816703.1306 | 11364075.2757 | 11936785.3157 | 12545249.5326
Scenario 4: Reference ZEAS Phase In | SCG | Com | FoodServ | Com - Health | Energy Efficiency | 2018008.4952 | 2125598.2305 | 2242860.8196 | 2355006.3928 | 2481985.9176 | 2612525.243 | 2807227.4216 | 2956488.5478 | 3114005.3106 | 3270104.3268 | 3432310.3495 | 3633735.5843 | 3852939.3949
Scenario 4: Reference ZEAS Phase In | SCG | Com | FoodServ | Com - Lodging | Energy Efficiency | 1823488.2114 | 1909353.2191 | 2001329.345 | 2096161.4101 | 2199336.4571 | 2309215.5059 | 2491025.8368 | 2617370.5131 | 2747803.6619 | 2884092.3575 | 3029685.109 | 3182917.8163 | 3345022.1395
Scenario 4: Reference ZEAS Phase In | SCG | Com | FoodServ | Com - Other | Energy Efficiency | 23068234.6648 | 24176404.3193 | 25346209.2403 | 26578247.0523 | 26184610.2599 | 31037865.7472 | 30794634.7069 | 32337316.5517 | 33953755.9639 | 35676105.2571 | 37503371.1701 | 39432256.4355 | 41484027.5226
Scenario 4: Reference ZEAS Phase In | SCG | Com | FoodServ | Com - Restaurant | Energy Efficiency | 40366241.7679 | 42285399.9961 | 44312957.26 | 46465730.0696 | 48763385.688 | 51132393.2498 | 54618015.0515 | 57331096.0005 | 60190807.1349 | 63191192.5753 | 66381303.5825 | 69735892.7053 | 73304179.8731
Scenario 4: Reference ZEAS Phase In | SCG | Com | FoodServ | Com - Retail | Energy Efficiency | 27006.2517 | 28888.1562 | 30648.9025 | 32723.9555 | 0 | 79492.3994 | 40150.0067 | 43075.5557 | 45949.3368 | 48938.4189 | 52247.1844 | 55625.2258 | 59312.5355
Scenario 4: Reference ZEAS Phase In | SCG | Com | FoodServ | Com - School | Energy Efficiency | 3416545.468 | 3516946.5552 | 3623324.5587 | 3733719.0002 | 3843117.3772 | 3963481.31 | 4111089.0663 | 4239907.1358 | 4376798.8477 | 4522213.5687 | 4672559.6178 | 4834021.5122 | 4999657.8008
Scenario 4: Reference ZEAS Phase In | SCG | Com | HVAC | Com - College | Energy Efficiency | 2574378.8986 | 2701805.3573 | 2838583.8865 | 3023385.9072 | 3183954.9099 | 3351450.8873 | 169525.5262 | 180264.8736 | 181842.1182 | 201904.7142 | 213930.9294 | 233801.0995 | 247577.0249
Scenario 4: Reference ZEAS Phase In | SCG | Com | HVAC | Com - Grocery | Energy Efficiency | 332854.4848 | 355786.1855 | 377145.6608 | 402498.2295 | 431360.7762 | 462938.8393 | 494291.9973 | 530774.3475 | 566873.7352 | 603043.829 | 643482.3014 | 684520.2936 | 728971.1563
Scenario 4: Reference ZEAS Phase In | SCG | Com | HVAC | Com - Health | Energy Efficiency | 19852150.9455 | 20846580.8084 | 21900871.3851 | 22984662.2775 | 24148985.522 | 25370082.23 | 22978187.4251 | 24146481.4942 | 25381205.7082 | 26666431.9388 | 28021025.8967 | 29516491.2873 | 31113584.7003
Scenario 4: Reference ZEAS Phase In | SCG | Com | HVAC | Com - Lodging | Energy Efficiency | 10250740.5839 | 10710263.701 | 11194044.5347 | 11698603.6599 | 12234799.013 | 12800983.8157 | 12183601.2586 | 12752300.2385 | 875172.4953 | 924377.0863 | 978753.6275 | 1035276.4938 | 1095190.2423
Scenario 4: Reference ZEAS Phase In | SCG | Com | HVAC | Com - Office (Large) | Energy Efficiency | 11914007.1867 | 12166181.7238 | 12425687.8522 | 12697480.9884 | 12984111.2811 | 13283641.0096 | 3569.0052 | 3716.6868 | 3842.9549 | 3968.3389 | 4118.9251 | 4263.7999 | 4426.343
Scenario 4: Reference ZEAS Phase In | SCG | Com | HVAC | Com - Office (Small) | Energy Efficiency | 7894934.1356 | 8242668.2243 | 8607765.2806 | 8992403.949 | 7859362.5937 | 10547709.1696 | 84078.0457 | 88657.7256 | 93435.7152 | 98386.7583 | 103731.6273 | 109304.8711 | 115294.4352
Scenario 4: Reference ZEAS Phase In | SCG | Com | HVAC | Com - Other | Energy Efficiency | 9141689.2426 | 9605746.706 | 10097265.0839 | 10613303.9167 | 9054795.4228 | 13951369.2626 | 12357557.4025 | 13003970.809 | 3776273.4371 | 4025129.8284 | 4295236.5989 | 4575656.9834 | 4884762.8685
Scenario 4: Reference ZEAS Phase In | SCG | Com | HVAC | Com - Restaurant | Energy Efficiency | 98635064.392 | 103098874.7016 | 107794994.1348 | 112747767.3461 | 117980550.997 | 123467385.0193 | 129241034.7406 | 135349548.0028 | 141794887.2575 | 148591510.7246 | 155780053.5933 | 163368448.7994 | 171398107.2299
Scenario 4: Reference ZEAS Phase In | SCG | Com | HVAC | Com - Retail | Energy Efficiency | 3528395.7622 | 3693546.8825 | 3866211.6254 | 4049333.1706 | 4051560.5786 | 4655541.6414 | 193436.5761 | 205651.7752 | 217870.6022 | 230626.2011 | 244567.4882 | 258925.9048 | 274463.8542
Scenario 4: Reference ZEAS Phase In | SCG | Com | HVAC | Com - School | Energy Efficiency | 5551803.7509 | 5723842.9511 | 5908391.6241 | 6099952.1869 | 6285390.4004 | 6495247.9214 | 1125836.5284 | 1170557.9944 | 1222414.6697 | 1281829.5949 | 1340899.8211 | 1411800.2334 | 1479670.2055
Scenario 4: Reference ZEAS Phase In | SCG | Com | HVAC | Com - Warehouse | Energy Efficiency | 155.5322 | 170.1544 | 183.4462 | 200.7813 | 222.8595 | 245.2134 | 267.2564 | 292.0178 | 315.9374 | 341.4898 | 369.4522 | 397.2188 | 429.1192
Scenario 4: Reference ZEAS Phase In | SCG | Com | WaterHeat | Com - College | Energy Efficiency | 17784697.5536 | 18638415.0263 | 19270781.4249 | 20584319.6747 | 21582678.7273 | 22638965.039 | 15769430.4838 | 16534105.6766 | 16630825.6956 | 17448882.0233 | 18313730.4456 | 19229011.4547 | 20198841.6349
Scenario 4: Reference ZEAS Phase In | SCG | Com | WaterHeat | Com - Grocery | Energy Efficiency | 14637096.5244 | 15268497.0032 | 15926965.436 | 16617357.607 | 17342187.7274 | 18103776.0322 | 17032377.4407 | 17786313.2864 | 18578396.1817 | 19413506.8816 | 20293428.715 | 21221569.3534 | 22201418.7752
Scenario 4: Reference ZEAS Phase In | SCG | Com | WaterHeat | Com - Health | Energy Efficiency | 49162595.0066 | 143055139.0704 | 149368087.6272 | 156764637.2684 | 164579587.3149 | 172832366.2547 | 157987423.4352 | 166071080.2729 | 21786328.4942 | 22896496.4203 | 24427240.5665 | 25691389.245 | 27032229.4828
Scenario 4: Reference ZEAS Phase In | SCG | Com | WaterHeat | Com - Lodging | Energy Efficiency | 134302962.5536 | 140453004.0407 | 145917052.0825 | 152661041.8285 | 159790422.6891 | 167315547.3105 | 43216298.5994 | 45176293.0112 | 19937804.4322 | 20853395.2297 | 21818808.9558 | 22837896.1178 | 23980817.0967
Scenario 4: Reference ZEAS Phase In | SCG | Com | WaterHeat | Com - Office (Large) | Energy Efficiency | 53623195.2393 | 54659901.0642 | 55130554.4503 | 56205752.6147 | 57321828.5577 | 58479010.444 | 45449901.3927 | 46356863.2681 | 46941130.4036 | 47909421.4697 | 48915196.1713 | 49961739.9715 | 51051962.0783
Scenario 4: Reference ZEAS Phase In | SCG | Com | WaterHeat | Com - Office (Small) | Energy Efficiency | 13473726.1716 | 14034966.2288 | 14537658.8434 | 15144440.846 | 13536543.4439 | 14108770.2903 | 14709769.419 | 15341542.9 | 16005243.4406 | 16703634.3385 | 17438739.1871 | 18213359.0096 | 19030323.5514
Scenario 4: Reference ZEAS Phase In | SCG | Com | WaterHeat | Com - Other | Energy Efficiency | 83441697.0807 | 87384199.5169 | 86833675.5716 | 90829092.6129 | 94703607.1975 | 99808739.8859 | 83081886.586 | 86952743.0621 | 89613963.2205 | 93851005.4263 | 98323511.5025 | 103049639.8755 | 108048049.0265
Scenario 4: Reference ZEAS Phase In | SCG | Com | WaterHeat | Com - Refrig. Warehouse | Energy Efficiency | 1911412.3347 | 1953553.8199 | 1812841.7493 | 1909746.0312 | 1989718.9614 | 2084692.1603 | 2102092.3744 | 2203616.2161 | 2310779.2728 | 2423975.0554 | 2543625.1929 | 2670513.6422 | 2804605.6807
Scenario 4: Reference ZEAS Phase In | SCG | Com | WaterHeat | Com - Restaurant | Energy Efficiency | 15847746.9628 | 16669391.8484 | 12756256.0371 | 13321640.484 | 13916324.6086 | 14540893.788 | 10824185.4847 | 11306823.8243 | 11814741.9133 | 12349638.322 | 12913406.4861 | 13508183.7314 | 14136266.5521
Scenario 4: Reference ZEAS Phase In | SCG | Com | WaterHeat | Com - Retail | Energy Efficiency | 51393656.2157 | 53643556.5453 | 55813433.6536 | 58261477.4231 | 60686116.4336 | 63380340.616 | 66214802.1456 | 69199359.2135 | 71744060.5296 | 75027297.284 | 78488884.2691 | 82142496.1396 | 86002041.1158
Scenario 4: Reference ZEAS Phase In | SCG | Com | WaterHeat | Com - School | Energy Efficiency | 22951690.9862 | 23599365.3138 | 22995471.4977 | 23636232.9139 | 24298746.2733 | 24990207.5576 | 19265783.9234 | 19892407.1238 | 20360601.4872 | 20950065.0136 | 21564307.6128 | 22205309.204 | 22875152.8952
Scenario 4: Reference ZEAS Phase In | SCG | Com | WaterHeat | Com - Warehouse | Energy Efficiency | 54842751.0935 | 57490294.6337 | 60255012.179 | 63173839.9582 | 66250364.9712 | 69495562.7938 | 71505853.0809 | 75052385.0799 | 77923306.6624 | 81842132.2485 | 85988778.6543 | 90381061.2838 | 95037347.7384
Scenario 4: Reference ZEAS Phase In | SCG | Com | WholeBlg | Com - College | Energy Efficiency | 0 | 0 | 0 | 0 | 0 | 0 | 0 | 0 | 0 | 0 | 0 | 0 | 0
Scenario 4: Reference ZEAS Phase In | SCG | Com | WholeBlg | Com - Health | Energy Efficiency | 0 | 0 | 0 | 0 | 0 | 0 | 0 | 0 | 0 | 0 | 0 | 0 | 0
Scenario 4: Reference ZEAS Phase In | SCG | Com | WholeBlg | Com - Office (Large) | Energy Efficiency | 0 | 0 | 0 | 0 | 0 | 0 | 0 | 0 | 0 | 0 | 0 | 0 | 0
Scenario 4: Reference ZEAS Phase In | SCG | Com | WholeBlg | Com - Office (Small) | Energy Efficiency | 0 | 0 | 0 | 0 | 0 | 0 | 0 | 0 | 0 | 0 | 0 | 0 | 0
Scenario 4: Reference ZEAS Phase In | SCG | Com | WholeBlg | Com - Retail | Energy Efficiency | 0 | 0 | 0 | 0 | 0 | 0 | 0 | 0 | 0 | 0 | 0 | 16081390.4335 | 17155843.6204
Scenario 4: Reference ZEAS Phase In | SCG | Com | WholeBlg | Com - School | Energy Efficiency | 0 | 0 | 0 | 0 | 0 | 0 | 0 | 0 | 0 | 0 | 0 | 0 | 0
Scenario 4: Reference ZEAS Phase In | SCG | Res | AppPlug | Res - Multi Family | Energy Efficiency | 0 | 0 | 0 | 0 | 0 | 0 | 0 | 0 | 0 | 0 | 0 | 0 | 0
Scenario 4: Reference ZEAS Phase In | SCG | Res | AppPlug | Res - Single Family | Energy Efficiency | 0 | 0 | 0 | 0 | 0 | 0 | 0 | 0 | 0 | 0 | 0 | 0 | 0
Scenario 4: Reference ZEAS Phase In | SCG | Res | BldgEnv | Res - Multi Family | Energy Efficiency | 0 | 0 | 0 | 0 | 0 | 0 | 0 | 0 | 1427209.0201 | 1503491.6797 | 1584475.5547 | 1670493.4588 | 1761905.8378
Scenario 4: Reference ZEAS Phase In | SCG | Res | BldgEnv | Res - Single Family | Energy Efficiency | 2734113.751 | 3338687.6414 | 3768412.0195 | 3980398.5833 | 4174425.3004 | 4229715.5404 | 10709322.9693 | 10988342.374 | 0 | 0 | 0 | 0 | 0
Scenario 4: Reference ZEAS Phase In | SCG | Res | HVAC | Res - Multi Family | Energy Efficiency | 2881.6175 | 3031.1279 | 3190.9628 | 3358.9145 | 3536.6614 | 3724.4565 | 0 | 0 | 0 | 0 | 0 | 1044.3561 | 1049.013
Scenario 4: Reference ZEAS Phase In | SCG | Res | HVAC | Res - Single Family | Energy Efficiency | 45771349.4655 | 48360399.746 | 51077573.3414 | 53928187.249 | 0 | 0 | 0 | 0 | 0 | 0 | 0 | 17682.8564 | 17555.3459
Scenario 4: Reference ZEAS Phase In | SCG | Res | WaterHeat | Res - Multi Family | Energy Efficiency | 55367913.7492 | 58075134.9895 | 57971583.553 | 60907952.8057 | 64005898.562 | 67266285.2892 | 70722159.4375 | 74381023.2876 | 78257585.3486 | 82369197.8088 | 86737124.8015 | 91384898.3981 | 96324084.6745
Scenario 4: Reference ZEAS Phase In | SCG | Res | WaterHeat | Res - Single Family | Energy Efficiency | 269293504.7085 | 286668150.7337 | 279674305.1552 | 294301516.2737 | 309763465.3409 | 325980520.7033 | 343077880.0334 | 361186434.7435 | 380425259.1681 | 400885738.5857 | 422651810.393 | 445815893.8449 | 470464926.1111
Scenario 4: Reference ZEAS Phase In | SCG | Res | WholeBlg | Res - Multi Family | Energy Efficiency | 0 | 0 | 0 | 0 | 0 | 0 | 0 | 0 | 0 | 0 | 0 | 0 | 0
Scenario 4: Reference ZEAS Phase In | SCG | Res | WholeBlg | Res - Single Family | Energy Efficiency | 0 | 0 | 0 | 0 | 0 | 0 | 0 | 0 | 0 | 0 | 0 | 0 | 0
Scenario 4: Reference ZEAS Phase In | SDG&E | Com | AppPlug | Com - Health | Energy Efficiency | 13817128.88 | 14438385.0387 | 42226374.2246 | 44278313.6352 | 46368946.1382 | 48550969.0818 | 50666765.4653 | 53138554.7184 | 55823436.5204 | 58779793.5743 | 61990441.3036 | 64879216.6262 | 68057296.8559
Scenario 4: Reference ZEAS Phase In | SDG&E | Com | AppPlug | Com - Lodging | Energy Efficiency | 1636853.6139 | 1628084.7686 | 41042944.8148 | 42806064.4824 | 44575758.058 | 46500935.0675 | 48501101.9337 | 50610528.3837 | 52856844.7384 | 55213841.6969 | 57673678.681 | 60274445.2764 | 63046213.9037
Scenario 4: Reference ZEAS Phase In | SDG&E | Com | AppPlug | Com - Other | Energy Efficiency | 12153.0759 | 12973.5817 | 13854.9044 | 14810.1799 | 15643.4368 | 16727.0944 | 17871.6524 | 19038.6802 | 20244.3443 | 21566.4958 | 22917.8986 | 24393.7359 | 26033.0064
Scenario 4: Reference ZEAS Phase In | SDG&E | Com | BldgEnv | Com - College | Energy Efficiency | 107877.4308 | 112787.2715 | 117926.0849 | 123353.7498 | 129073.5233 | 135206.5112 | 141675.5725 | 148481.0973 | 155672.496 | 163278.8146 | 171303.7823 | 179857.3476 | 188830.4549
Scenario 4: Reference ZEAS Phase In | SDG&E | Com | BldgEnv | Com - Grocery | Energy Efficiency | 66622.6205 | 69402.8714 | 72296.0842 | 75336.0485 | 78532.0949 | 81953.973 | 85552.0888 | 89327.5516 | 93290.2113 | 97475.9125 | 101878.5307 | 106507.2076 | 111402.5292
Scenario 4: Reference ZEAS Phase In | SDG&E | Com | BldgEnv | Com - Health | Energy Efficiency | 157589.7404 | 165032.4077 | 172844.9023 | 181145.8906 | 189846.9395 | 199076.4931 | 208574.2877 | 218916.2647 | 229953.5444 | 241791.9624 | 254431.5975 | 267104.2491 | 280696.3047
Scenario 4: Reference ZEAS Phase In | SDG&E | Com | BldgEnv | Com - Lodging | Energy Efficiency | 84496.8347 | 87810.6775 | 91234.1972 | 94839.2878 | 98680.4017 | 102968.725 | 107451.8403 | 112127.794 | 1177.4816 | 122246.828 | 127675.8061 | 133308.9401 | 139278.6496
Scenario 4: Reference ZEAS Phase In | SDG&E | Com | BldgEnv | Com - Office (Large) | Energy Efficiency | 98697.282 | 100316.0641 | 101947.0613 | 103628.7853 | 105415.1864 | 107448.782 | 109573.3238 | 111727.5703 | 3545.1269 | 116193.1851 | 118556.4793 | 120980.4352 | 123521.2963
Scenario 4: Reference ZEAS Phase In | SDG&E | Com | BldgEnv | Com - Office (Small) | Energy Efficiency | 605.62 | 634.2687 | 664.2866 | 696.2031 | 68123.4604 | 70964.5342 | 73944.8942 | 77059.6448 | 893.9104 | 83774.8378 | 87390.2503 | 91162.9917 | 95143.6533
Scenario 4: Reference ZEAS Phase In | SDG&E | Com | BldgEnv | Com - Other | Energy Efficiency | 77973.0763 | 81314.2149 | 84789.5975 | 88428.8598 | 92302.031 | 96497.4457 | 100910.5767 | 105537.3504 | 1072.5949 | 115555.2459 | 120970.7287 | 126642.9775 | 132646.6855
Scenario 4: Reference ZEAS Phase In | SDG&E | Com | BldgEnv | Com - Refrig. Warehouse | Energy Efficiency | 4.4549 | 5.1655 | 5.9125 | 6.2805 | 6.9237 | 7.6873 | 8.667 | 3226.4019 | 10.9545 | 3544.464 | 3716.9143 | 3897.8404 | 4089.4135
Scenario 4: Reference ZEAS Phase In | SDG&E | Com | BldgEnv | Com - Restaurant | Energy Efficiency | 212.5625 | 224.7387 | 241.4403 | 259.2971 | 278.85 | 298.3393 | 320.786 | 34971.993 | 367.1023 | 38145.3895 | 39858.1079 | 41648.1525 | 43538.5838
Scenario 4: Reference ZEAS Phase In | SDG&E | Com | BldgEnv | Com - Retail | Energy Efficiency | 322213.5483 | 335859.5002 | 350099.1532 | 365023.6998 | 380776.5818 | 397581.194 | 415255.1936 | 433821.7568 | 453375.7178 | 473991.945 | 495708.9038 | 518544.5738 | 542682.7082
Scenario 4: Reference ZEAS Phase In | SDG&E | Com | BldgEnv | Com - School | Energy Efficiency | 767.9039 | 801.2421 | 836.2408 | 56866.9131 | 58333.6071 | 59922.7234 | 61572.2319 | 63278.2871 | 1107.9583 | 66909.9488 | 68838.0087 | 70822.9351 | 72898.9081
Scenario 4: Reference ZEAS Phase In | SDG&E | Com | BldgEnv | Com - Warehouse | Energy Efficiency | 148998.0532 | 155780.4698 | 162848.5059 | 170276.3411 | 178206.4022 | 186826.7659 | 195905.8271 | 205448.9406 | 1357.1572 | 226187.6474 | 237431.03 | 249223.6426 | 261736.742
Scenario 4: Reference ZEAS Phase In | SDG&E | Com | ComRefrig | Com - College | Energy Efficiency | 5986.7131 | 6146.8675 | 6279.0998 | 6384.2785 | 6513.2983 | 6691.1191 | 6816.485 | 6908.2973 | 6995.7805 | 7066.4836 | 7177.8416 | 7251.2024 | 7319.1078
Scenario 4: Reference ZEAS Phase In | SDG&E | Com | ComRefrig | Com - Grocery | Energy Efficiency | 8795592.6551 | 8994366.9421 | 9150697.9435 | 9266350.8618 | 9415382.6101 | 9633316.8954 | 9774119.7288 | 9865708.339 | 9950238.9463 | 10010154.4176 | 10126780.0593 | 10188907.4416 | 10242732.1903
Scenario 4: Reference ZEAS Phase In | SDG&E | Com | ComRefrig | Com - Refrig. Warehouse | Energy Efficiency | 1970.7614 | 2023.0933 | 2066.2168 | 2100.423 | 2142.4582 | 2200.5265 | 2241.3246 | 2271.0764 | 2299.3937 | 2322.1858 | 2358.3265 | 2381.9713 | 2403.8153
Scenario 4: Reference ZEAS Phase In | SDG&E | Com | ComRefrig | Com - Restaurant | Energy Efficiency | 333883.6726 | 341524.4968 | 347557.4989 | 352048.3947 | 357810.2568 | 366194.5228 | 371650.5985 | 375237.8499 | 378558.5516 | 380944.3291 | 385490.1613 | 387963.3691 | 390121.6994
Scenario 4: Reference ZEAS Phase In | SDG&E | Com | ComRefrig | Com - Retail | Energy Efficiency | 3596952.4699 | 3681113.9699 | 3748020.4625 | 3798354.9361 | 3862458.6991 | 3954948.1451 | 4015888.7423 | 4056685.6997 | 4094639.4852 | 4122512.7559 | 4173800.435 | 4202686.4555 | 4228187.7351
Scenario 4: Reference ZEAS Phase In | SDG&E | Com | ComRefrig | Com - School | Energy Efficiency | 8213.4077 | 8270.4371 | 8285.3655 | 8261.6307 | 8265.9847 | 8327.834 | 8320.1941 | 8269.584 | 8212.7479 | 8135.7079 | 8104.4871 | 8029.368 | 7948.2067
Scenario 4: Reference ZEAS Phase In | SDG&E | Com | FoodServ | Com - College | Energy Efficiency | 641449.9268 | 668636.9865 | 696555.4156 | 726645.2985 | 770610.774 | 806581.4574 | 842484.5105 | 878255.8394 | 915477.93 | 954187.73 | 995861.1997 | 1042646.9376 | 1088172.8816
Scenario 4: Reference ZEAS Phase In | SDG&E | Com | FoodServ | Com - College | Fuel Substitution | 3149900.3957 | 3327727.8699 | 3523965.1164 | 3737403.5639 | 3953261.2783 | 4168047.2027 | 4418671.5154 | 4702121.0455 | 5010688.1075 | 5348137.6492 | 5691987.4531 | 6071372.0524 | 6476772.3373
Scenario 4: Reference ZEAS Phase In | SDG&E | Com | FoodServ | Com - Grocery | Energy Efficiency | 3808819.4244 | 3959315.1917 | 4110294.6223 | 4267215.3308 | 4528180.8176 | 4720742.8972 | 4908580.2676 | 5094015.2554 | 5281333.126 | 5475117.6746 | 5686986.5671 | 5901825.8296 | 6128982.9397
Scenario 4: Reference ZEAS Phase In | SDG&E | Com | FoodServ | Com - Grocery | Fuel Substitution | 35986478.6322 | 37864157.9042 | 39934622.1573 | 42181809.4868 | 44437404.628 | 46662134.0446 | 49267590.985 | 52215605.5287 | 55416693.7548 | 58909091.8811 | 62442596.0188 | 66334701.8112 | 70477354.1831
Scenario 4: Reference ZEAS Phase In | SDG&E | Com | FoodServ | Com - Health | Energy Efficiency | 1397265.2179 | 1455295.7193 | 1515077.0125 | 1581888.5984 | 1667156.0973 | 1738392.8753 | 1792317.0981 | 1867023.9191 | 1950963.4117 | 2047906.08 | 2160091.9063 | 2231649.9322 | 2317059.568
Scenario 4: Reference ZEAS Phase In | SDG&E | Com | FoodServ | Com - Health | Fuel Substitution | 11085897.5676 | 11727416.9542 | 12434602.5769 | 13203778.4802 | 13985027.3242 | 14766587.6077 | 15674591.52 | 16699465.4144 | 17815484.1432 | 19036133.1695 | 20284755.8339 | 21661946.0635 | 23135647.3684
Scenario 4: Reference ZEAS Phase In | SDG&E | Com | FoodServ | Com - Lodging | Energy Efficiency | 1777378.5041 | 1835022.2495 | 1892043.1352 | 1953549.4575 | 2026632.1864 | 2105378.9533 | 2175629.849 | 2241726.4043 | 2309762.1171 | 2375930.984 | 2450037.5352 | 2521469.906 | 2597373.0266
Scenario 4: Reference ZEAS Phase In | SDG&E | Com | FoodServ | Com - Lodging | Fuel Substitution | 12526098.9806 | 13192580.7969 | 13927703.1801 | 14726019.5897 | 15528657.1897 | 16321828.7601 | 17250149.0625 | 18300562.2341 | 19441894.3981 | 20687866.2159 | 21950495.1779 | 23341923.2758 | 24824308.3062
Scenario 4: Reference ZEAS Phase In | SDG&E | Com | FoodServ | Com - Office (Large) | Energy Efficiency | 15253.6359 | 15309.7021 | 15291.7137 | 15218.3084 | 15248.1803 | 15454.6151 | 15497.4071 | 15409.345 | 15262.9919 | 15030.3098 | 14868.0858 | 14581.5702 | 14284.0163
Scenario 4: Reference ZEAS Phase In | SDG&E | Com | FoodServ | Com - Office (Small) | Energy Efficiency | 9302.9002 | 9544.8478 | 9746.2432 | 9914.8142 | 10157.9335 | 10519.1328 | 10774.3989 | 10946.7158 | 11087.8435 | 11161.3407 | 11287.2411 | 11315.2095 | 11328.9199
Scenario 4: Reference ZEAS Phase In | SDG&E | Com | FoodServ | Com - Other | Energy Efficiency | 6892045.3844 | 7170885.0746 | 7451950.9105 | 7739135.5843 | 8114602.7652 | 8466738.8335 | 8806383.6712 | 9139855.9477 | 9480862.5205 | 9828495.866 | 10213105.0664 | 10600598.7972 | 11008217.1889
Scenario 4: Reference ZEAS Phase In | SDG&E | Com | FoodServ | Com - Other | Fuel Substitution | 28092520.2357 | 29658910.445 | 31395526.6142 | 33288416.7677 | 35187842.4331 | 37058108.2188 | 39267199.3555 | 41782377.3806 | 44524417.9436 | 47528538.1308 | 50569424.4909 | 53934108.2914 | 57525613.1444
Scenario 4: Reference ZEAS Phase In | SDG&E | Com | FoodServ | Com - Restaurant | Energy Efficiency | 13259902.8592 | 13766996.1507 | 14287533.1978 | 14817883.978 | 15532495.2341 | 16180037.0906 | 16808285.4619 | 17425367.4462 | 18051144.337 | 18686786.635 | 19393687.8289 | 20102804.1475 | 20844090.4724
Scenario 4: Reference ZEAS Phase In | SDG&E | Com | FoodServ | Com - Restaurant | Fuel Substitution | 110726866.7813 | 116592626.9263 | 123074827.7998 | 130120584.4806 | 137182691.3669 | 144132604.2908 | 152306878.0844 | 161581332.6274 | 171664797.4233 | 182681107.3831 | 193815704.6217 | 206100579.1001 | 219183402.4146
Scenario 4: Reference ZEAS Phase In | SDG&E | Com | FoodServ | Com - Retail | Energy Efficiency | 27087.5536 | 28071.3707 | 28988.5704 | 29823.9342 | 30714.0299 | 32134.3689 | 33314.5142 | 34278.2018 | 35168.9799 | 35959.6282 | 36877.2867 | 37590.2873 | 38357.298
Scenario 4: Reference ZEAS Phase In | SDG&E | Com | FoodServ | Com - School | Energy Efficiency | 1831033.8697 | 1871311.8306 | 1909814.5143 | 1947568.9638 | 2000043.6568 | 2050434.5262 | 2094942.3331 | 2136043.5738 | 2177424.3085 | 2217681.2399 | 2265044.9053 | 2310159.0756 | 2356887.1837
Scenario 4: Reference ZEAS Phase In | SDG&E | Com | FoodServ | Com - School | Fuel Substitution | 4012785.6907 | 4156985.8286 | 4316488.1401 | 4488800.6028 | 4655829.9379 | 4813695.9706 | 5003919.9197 | 5221133.1062 | 5455264.096 | 5709031.9114 | 5957801.4181 | 6231054.9129 | 6517618.9121
Scenario 4: Reference ZEAS Phase In | SDG&E | Com | HVAC | Com - College | Energy Efficiency | 378822.7317 | 968676.5934 | 996471.3736 | 728596.8824 | 761701.0718 | 798884.7657 | 404081.1793 | 412888.9135 | 91047.5105 | 93416.982 | 95824.9165 | 100227.1557 | 102724.0053
Scenario 4: Reference ZEAS Phase In | SDG&E | Com | HVAC | Com - College | Fuel Substitution | 127897.8901 | 134224.9647 | 140762.9617 | 155872.3781 | 0 | 0 | 0 | 0 | 0 | 0 | 0 | 0 | 0
Scenario 4: Reference ZEAS Phase In | SDG&E | Com | HVAC | Com - Grocery | Energy Efficiency | 5806589.1318 | 5839684.7567 | 5827744.8406 | 5777351.6016 | 5755655.233 | 5843207.6255 | 5884572.4239 | 5886076.3037 | 1140568.9796 | 1151845.0159 | 1166113.8535 | 1173202.779 | 245575.4748
Scenario 4: Reference ZEAS Phase In | SDG&E | Com | HVAC | Com - Grocery | Fuel Substitution | 8238905.1384 | 8706403.6484 | 9218177.9501 | 9774127.7812 | 0 | 0 | 0 | 0 | 0 | 0 | 0 | 0 | 0
Scenario 4: Reference ZEAS Phase In | SDG&E | Com | HVAC | Com - Health | Energy Efficiency | 6643980.5037 | 11117465.8243 | 11375620.8163 | 12562899.9366 | 13740326.9881 | 14257954.5743 | 13613312.481 | 14039394.3062 | 7397910.6809 | 7684073.5233 | 7909100.8627 | 7964423.8474 | 15131975.4712
Scenario 4: Reference ZEAS Phase In | SDG&E | Com | HVAC | Com - Health | Fuel Substitution | 845563.8129 | 882970.7996 | 920855.8771 | 959547.0667 | 0 | 0 | 0 | 0 | 0 | 0 | 0 | 0 | 0
Scenario 4: Reference ZEAS Phase In | SDG&E | Com | HVAC | Com - Lodging | Energy Efficiency | 9175978.0713 | 9382385.9599 | 9570691.1929 | 9745006.5759 | 9955255.8849 | 10292998.162 | 10086125.9375 | 10356085.3049 | 3750392.787 | 3811711.0789 | 3880129.266 | 3932725.4291 | 3993641.0394
Scenario 4: Reference ZEAS Phase In | SDG&E | Com | HVAC | Com - Lodging | Fuel Substitution | 1908454.4698 | 2014366.5346 | 2128795.8626 | 2251921.25 | 0 | 0 | 0 | 0 | 0 | 0 | 0 | 0 | 0
Scenario 4: Reference ZEAS Phase In | SDG&E | Com | HVAC | Com - Office (Large) | Energy Efficiency | 2050595.7388 | 2091943.3141 | 2134578.4833 | 2179014.2132 | 2224542.9852 | 2273909.1701 | 11097.6028 | 10884.5501 | 10660.5914 | 10429.6688 | 10237.6477 | 9968.39 | 9710.1803
Scenario 4: Reference ZEAS Phase In | SDG&E | Com | HVAC | Com - Office (Small) | Energy Efficiency | 60574.1887 | 61636.7098 | 62414.5863 | 62958.5634 | 63781.1536 | 65439.2654 | 66785.1721 | 67855.0491 | 68952.5157 | 70013.1159 | 71313.4315 | 72288.2504 | 73364.4891
Scenario 4: Reference ZEAS Phase In | SDG&E | Com | HVAC | Com - Other | Energy Efficiency | 4471008.2977 | 4665907.9813 | 4779183.4168 | 4882328.6225 | 4997668.3968 | 5173906.124 | 5337684.9462 | 5490586.6785 | 1637214.9723 | 1706536.2358 | 5921568.8998 | 6091252.8777 | 6275312.0447
Scenario 4: Reference ZEAS Phase In | SDG&E | Com | HVAC | Com - Other | Fuel Substitution | 5486616.6514 | 5824178.826 | 6190496.1697 | 6603913.7495 | 0 | 0 | 0 | 0 | 0 | 0 | 0 | 0 | 0
Scenario 4: Reference ZEAS Phase In | SDG&E | Com | HVAC | Com - Restaurant | Energy Efficiency | 16097312.3578 | 16804648.9273 | 17552659.2996 | 18339940.1733 | 19169897.0773 | 20042820.1791 | 20965258.8022 | 21937757.23 | 22961243.0629 | 24042244.692 | 25184863.6556 | 26392119.5705 | 27667517.1072
Scenario 4: Reference ZEAS Phase In | SDG&E | Com | HVAC | Com - Restaurant | Fuel Substitution | 22161.1864 | 23154.3288 | 114995.5056 | 119807.7727 | 0 | 0 | 0 | 0 | 0 | 0 | 0 | 0 | 0
Scenario 4: Reference ZEAS Phase In | SDG&E | Com | HVAC | Com - Retail | Energy Efficiency | 8254731.325 | 8392036.2296 | 8486761.2829 | 8531227.187 | 8601472.059 | 8818752.8044 | 8111229.0749 | 8201364.3504 | 34560.172 | 36010.813 | 37531.8243 | 39035.6386 | 40743.24
Scenario 4: Reference ZEAS Phase In | SDG&E | Com | HVAC | Com - Retail | Fuel Substitution | 487692.3612 | 504007.4755 | 519558.1774 | 534589.8152 | 0 | 0 | 0 | 0 | 0 | 0 | 0 | 0 | 0
Scenario 4: Reference ZEAS Phase In | SDG&E | Com | HVAC | Com - School | Energy Efficiency | 682413.7785 | 686053.9384 | 688388.3039 | 686981.5418 | 694669.9523 | 2079239.5182 | 737491.0567 | 754450.792 | 428892.7448 | 448140.7199 | 469328.4372 | 491249.6633 | 514190.4525
Scenario 4: Reference ZEAS Phase In | SDG&E | Com | HVAC | Com - School | Fuel Substitution | 192744.571 | 199506.141 | 206498.616 | 213751.7682 | 0 | 0 | 0 | 0 | 0 | 0 | 0 | 0 | 0
Scenario 4: Reference ZEAS Phase In | SDG&E | Com | HVAC | Com - Warehouse | Energy Efficiency | 2150.5488 | 2182.2242 | 2199.6139 | 2204.6437 | 2221.4432 | 2272.5527 | 2306.0321 | 2326.2017 | 2345.0952 | 2360.7247 | 2384.3624 | 2388.57 | 0
Scenario 4: Reference ZEAS Phase In | SDG&E | Com | HVAC | Com - Warehouse | Fuel Substitution | 923925.3848 | 982014.1174 | 1046083.4734 | 1114880.4145 | 0 | 0 | 0 | 0 | 0 | 0 | 0 | 0 | 0
Scenario 4: Reference ZEAS Phase In | SDG&E | Com | Lighting | Com - College | Energy Efficiency | 0 | 817251.7032 | 840790.9896 | 861378.0589 | 884803.0007 | 911996.1227 | 928544.7134 | 938986.371 | 0 | 0 | 0 | 0 | 0
Scenario 4: Reference ZEAS Phase In | SDG&E | Com | Lighting | Com - Grocery | Energy Efficiency | 587679.7329 | 603028.8111 | 614927.9628 | 623219.6227 | 633914.6845 | 647273.7042 | 650099.7214 | 646789.9526 | 641629.2069 | 632437.9255 | 629366.0211 | 620788.0506 | 609747.2145
Scenario 4: Reference ZEAS Phase In | SDG&E | Com | Lighting | Com - Health | Energy Efficiency | 1623507.0299 | 1679418.792 | 1729013.1859 | 1772692.3437 | 1821928.3612 | 1877650.4812 | 1906783.8156 | 1927852.4561 | 1947500.1664 | 1960932.1643 | 1991462.1768 | 2001854.1665 | 2009738.0787
Scenario 4: Reference ZEAS Phase In | SDG&E | Com | Lighting | Com - Office (Large) | Energy Efficiency | 2264223.6268 | 2280589.4913 | 2287340.4815 | 2284796.6808 | 2288332.1581 | 2299894.8991 | 2286965.8927 | 2260119.18 | 2229374.0881 | 2192347.9123 | 2170935.0773 | 2139927.4123 | 2106304.1415
Scenario 4: Reference ZEAS Phase In | SDG&E | Com | Lighting | Com - Refrig. Warehouse | Energy Efficiency | 3908.3693 | 4048.0621 | 4175.603 | 4287.7664 | 4416.9613 | 4562.2704 | 4663.1484 | 4739.5702 | 4812.903 | 4870.8812 | 4964.0766 | 5036.4705 | 5102.2532
Scenario 4: Reference ZEAS Phase In | SDG&E | Com | Lighting | Com - Restaurant | Energy Efficiency | 594029.5335 | 612205.1686 | 628267.7509 | 641884.0381 | 657858.9493 | 676060.8523 | 686727.3362 | 693195.1879 | 698751.1225 | 701695.7092 | 709909.1466 | 714494.6304 | 717774.2453
Scenario 4: Reference ZEAS Phase In | SDG&E | Com | Lighting | Com - Retail | Energy Efficiency | 4166191.6369 | 4298942.5407 | 4417277.0649 | 4519668.0159 | 4637447.5483 | 4772305.9372 | 4856626.2817 | 4913145.0571 | 4964441.4001 | 4998858.2023 | 5069247.3753 | 5116067.9243 | 5155224.583
Scenario 4: Reference ZEAS Phase In | SDG&E | Com | Lighting | Com - Warehouse | Energy Efficiency | 120242.8913 | 124515.6342 | 128361.5815 | 131757.0678 | 135629.9501 | 140039.9567 | 142875.7902 | 144851.5056 | 0 | 0 | 0 | 0 | 0
Scenario 4: Reference ZEAS Phase In | SDG&E | Com | WaterHeat | Com - College | Energy Efficiency | 5018836.1951 | 5246968.8953 | 5402110.5182 | 5646461.5392 | 5905351.045 | 6182221.2409 | 4534242.5437 | 4725236.0658 | 857669.4553 | 867315.613 | 5331962.9915 | 5564122.9571 | 5807020.2819
Scenario 4: Reference ZEAS Phase In | SDG&E | Com | WaterHeat | Com - College | Fuel Substitution | 19373644.1725 | 20423728.1168 | 19116839.2012 | 16476977.1594 | 13338060.6626 | 13917990.1371 | 9789849.7841 | 9956752.8623 | 10102682.5724 | 10213015.2507 | 10404326.6324 | 10545398.2367 | 10671661.286
Scenario 4: Reference ZEAS Phase In | SDG&E | Com | WaterHeat | Com - Grocery | Energy Efficiency | 5777060.0279 | 5997289.7109 | 6217642.9206 | 6438932.0664 | 6680223.7549 | 6943132.8202 | 6771107.5898 | 6975624.8828 | 3085499.938 | 3109125.7634 | 7604264.6096 | 7836653.4517 | 8075852.3648
Scenario 4: Reference ZEAS Phase In | SDG&E | Com | WaterHeat | Com - Grocery | Fuel Substitution | 1075115.8449 | 1128177.326 | 1185584.9603 | 1247800.6813 | 1311579.4766 | 1377312.0868 | 0 | 0 | 0 | 0 | 0 | 0 | 0
Scenario 4: Reference ZEAS Phase In | SDG&E | Com | WaterHeat | Com - Health | Energy Efficiency | 12933752.0383 | 13507643.0746 | 13835949.1115 | 14436505.5679 | 15079858.3904 | 15772327.7507 | 10589570.5664 | 10937919.1677 | 5849859.2329 | 5932735.0405 | 12039573.2085 | 12423298.6719 | 12823052.6827
Scenario 4: Reference ZEAS Phase In | SDG&E | Com | WaterHeat | Com - Health | Fuel Substitution | 55813338.4966 | 58904097.2269 | 56147232.5085 | 49885703.6166 | 42317933.1824 | 44259827.9224 | 27436174.065 | 27949799.7559 | 28407344.3314 | 28768117.614 | 29354261.6488 | 29803144.3412 | 30212458.426
Scenario 4: Reference ZEAS Phase In | SDG&E | Com | WaterHeat | Com - Lodging | Energy Efficiency | 46422469.1747 | 48438570.3906 | 50308553.5184 | 52561006.188 | 54904116.5266 | 57405155.8375 | 15897922.214 | 16568849.7685 | 1227602.304 | 1237127.3117 | 7575748.5933 | 7879136.7091 | 8197288.554
Scenario 4: Reference ZEAS Phase In | SDG&E | Com | WaterHeat | Com - Lodging | Fuel Substitution | 68369987.374 | 71816403.5414 | 68480203.2457 | 61114939.6771 | 52306305.9704 | 54471649.0712 | 31609534.844 | 32047101.2521 | 32416016.9978 | 32671183.2463 | 33177039.7668 | 33523481.6213 | 33821741.6628
Scenario 4: Reference ZEAS Phase In | SDG&E | Com | WaterHeat | Com - Office (Large) | Energy Efficiency | 11969450.7684 | 12176789.2173 | 12278544.2278 | 12484238.0852 | 12701856.2862 | 12935803.3544 | 10399558.0047 | 10555085.1948 | 1480038.7268 | 1456011.5806 | 11038509.2802 | 11217241.3473 | 11402580.5375
Scenario 4: Reference ZEAS Phase In | SDG&E | Com | WaterHeat | Com - Office (Large) | Fuel Substitution | 8565110.7928 | 8783451.2875 | 7863261.7936 | 6372614.0319 | 4733299.8832 | 4791945.6594 | 4088009.1144 | 4044554.5808 | 3992110.5226 | 3925780.4617 | 3890506.6256 | 3835889.4278 | 3776097.4284
Scenario 4: Reference ZEAS Phase In | SDG&E | Com | WaterHeat | Com - Office (Small) | Energy Efficiency | 5826768.8419 | 6056788.2425 | 6295610.9846 | 6539499.4794 | 6798350.6577 | 7072691.8417 | 7347999.0643 | 7628704.3484 | 975719.2967 | 981178.6002 | 8516160.6739 | 8852946.2771 | 9206079.978
Scenario 4: Reference ZEAS Phase In | SDG&E | Com | WaterHeat | Com - Office (Small) | Fuel Substitution | 4917028.1712 | 5156970.6525 | 4712768.4198 | 3894908.7368 | 2943575.388 | 3047643.8911 | 2658528.3409 | 2689588.6646 | 2714556.9164 | 2729584.7637 | 2766085.6755 | 2788718.723 | 2807100.6692
Scenario 4: Reference ZEAS Phase In | SDG&E | Com | WaterHeat | Com - Other | Energy Efficiency | 36424368.1029 | 37863976.3257 | 38436245.5628 | 39782298.1869 | 41280356.3616 | 42940835.7221 | 40784271.9744 | 41835906.3564 | 27882956.5818 | 28150142.6695 | 44745384.605 | 45856822.4244 | 46972331.5049
Scenario 4: Reference ZEAS Phase In | SDG&E | Com | WaterHeat | Com - Other | Fuel Substitution | 177574140.3445 | 186862771.4809 | 176218793.2621 | 154127798.0542 | 127819821.9614 | 133225159.421 | 85959964.5916 | 87264831.2774 | 88382931.5503 | 89188674.9282 | 90691128.8175 | 91754642.6286 | 92686659.4899
Scenario 4: Reference ZEAS Phase In | SDG&E | Com | WaterHeat | Com - Refrig. Warehouse | Energy Efficiency | 38550.3328 | 40024.6645 | 41353.0432 | 42669.8699 | 44204.2123 | 45940.4668 | 42249.0602 | 177776.984 | 43633.4654 | 44128.174 | 200220.939 | 208466.8766 | 217095.1355
Scenario 4: Reference ZEAS Phase In | SDG&E | Com | WaterHeat | Com - Refrig. Warehouse | Fuel Substitution | 67539.4438 | 71135.6416 | 68079.1376 | 61049.1223 | 52572.1447 | 54917.6274 | 31361.1558 | 31888.2909 | 32349.5689 | 32699.1638 | 33302.7032 | 33748.6437 | 34148.1417
Scenario 4: Reference ZEAS Phase In | SDG&E | Com | WaterHeat | Com - Restaurant | Energy Efficiency | 7269872.173 | 7533273.4201 | 7275756.8741 | 7486760.9916 | 7733438.8068 | 8013121.229 | 7399085.426 | 9543088.9369 | 7590635.6989 | 7650897.9652 | 10095571.7752 | 10283462.6234 | 10465791.1622
Scenario 4: Reference ZEAS Phase In | SDG&E | Com | WaterHeat | Com - Restaurant | Fuel Substitution | 125120407.8767 | 131348219.2153 | 120177999.0527 | 99266684.0319 | 74896621.1346 | 77589992.895 | 71229698.7819 | 72171475.9497 | 72953425.6883 | 73471936.7029 | 74566787.247 | 75293034.458 | 75907223.0722
Scenario 4: Reference ZEAS Phase In | SDG&E | Com | WaterHeat | Com - Retail | Energy Efficiency | 11733268.0619 | 12221530.4028 | 12700291.1111 | 13218132.256 | 13768850.2241 | 14354191.9804 | 14942793.7563 | 15544067.099 | 2046192.3195 | 2062529.0294 | 17501453.6206 | 18229455.5509 | 18994029.2756
Scenario 4: Reference ZEAS Phase In | SDG&E | Com | WaterHeat | Com - Retail | Fuel Substitution | 5737615.7454 | 6029067.9342 | 5482441.7306 | 4465892.3401 | 3278471.7666 | 3393858.6996 | 3390733.4882 | 3437289.8756 | 3476275.0791 | 3502737.3187 | 3556719.7265 | 3593162.1498 | 3624289.0146
Scenario 4: Reference ZEAS Phase In | SDG&E | Com | WaterHeat | Com - School | Energy Efficiency | 6721217.0395 | 6895408.0494 | 6771280.8877 | 6933486.0996 | 7108075.3067 | 7293794.53 | 5972945.1034 | 6094693.3152 | 1458879.4357 | 1447951.317 | 6471145.4015 | 6609955.9769 | 6753000.3504
Scenario 4: Reference ZEAS Phase In | SDG&E | Com | WaterHeat | Com - School | Fuel Substitution | 25200707.3367 | 26059276.3995 | 23360061.8902 | 18895736.8268 | 13905683.8548 | 14202444.4542 | 12129841.5798 | 12099249.6321 | 12039680.8009 | 11935265.434 | 11925336.103 | 11853487.2365 | 11763204.0889
Scenario 4: Reference ZEAS Phase In | SDG&E | Com | WaterHeat | Com - Warehouse | Energy Efficiency | 7965225.8204 | 8339966.1408 | 8729687.402 | 9139672.8939 | 9573402.2908 | 10032384.1954 | 10314627.8418 | 10807694.6841 | 338858.2515 | 343018.4187 | 12310538.9036 | 12917793.272 | 13560593.0184
Scenario 4: Reference ZEAS Phase In | SDG&E | Com | WaterHeat | Com - Warehouse | Fuel Substitution | 475719.1008 | 502150.577 | 480204.6431 | 430806.3578 | 370985.3258 | 388636.7389 | 205486.8673 | 209209.3176 | 212498.7882 | 215046.3481 | 219303.9603 | 222511.5143 | 225413.2014
Scenario 4: Reference ZEAS Phase In | SDG&E | Com | WholeBlg | Com - Restaurant | Energy Efficiency | 656092.1487 | 641895.7665 | 0 | 0 | 0 | 0 | 0 | 0 | 0 | 0 | 0 | 0 | 0
Scenario 4: Reference ZEAS Phase In | SDG&E | Com | WholeBlg | Com - Retail | Energy Efficiency | 4335635.4156 | 4472960.9732 | 4601145.8435 | 4711849.0193 | 4779604.6721 | 5017558.0559 | 5263179.6054 | 5486158.9991 | 5705102.7702 | 5945865.7276 | 6175767.4757 | 6379564.3471 | 6622611.851
Scenario 4: Reference ZEAS Phase In | SDG&E | Com | WholeBlg | Com - Warehouse | Energy Efficiency | 0 | 0 | 0 | 0 | 0 | 0 | 0 | 0 | 0 | 0 | 0 | 0 | 0
Scenario 4: Reference ZEAS Phase In | SDG&E | Res | AppPlug | Res - Multi Family | Energy Efficiency | 678546.7528 | 710200.0664 | 742179.2869 | 15363115.0853 | 16062952.2123 | 16856826.6481 | 17617719.9907 | 18363747.8213 | 19129648.6836 | 19903250.135 | 20759690.247 | 21636043.0953 | 22556382.4448
Scenario 4: Reference ZEAS Phase In | SDG&E | Res | AppPlug | Res - Multi Family | Fuel Substitution | 51200799.6584 | 54225014.2014 | 57498173.9261 | 61041524.498 | 64765693.2188 | 68702811.0888 | 0 | 0 | 0 | 0 | 0 | 0 | 0
Scenario 4: Reference ZEAS Phase In | SDG&E | Res | AppPlug | Res - Single Family | Energy Efficiency | 20419.5727 | 25391.4493 | 28407.9663 | 29553.8513 | 27819.1115 | 690863.2142 | 695657.8297 | 728520.6397 | 762845.8379 | 798389.1001 | 836986.847 | 877203.6716 | 919706.6127
Scenario 4: Reference ZEAS Phase In | SDG&E | Res | AppPlug | Res - Single Family | Fuel Substitution | 80433809.0219 | 85558964.6196 | 91118375.9764 | 97149777.2851 | 103501997.7704 | 110231085.1767 | 0 | 0 | 0 | 0 | 0 | 0 | 0
Scenario 4: Reference ZEAS Phase In | SDG&E | Res | BldgEnv | Res - Multi Family | Energy Efficiency | 0 | 0 | 0 | 1102813.7342 | 1159383.4069 | 5856670.4629 | 6150356.7752 | 6454501.9067 | 6775163.0383 | 7110014.6477 | 7471297.7584 | 7851253.4107 | 8252337.5453
Scenario 4: Reference ZEAS Phase In | SDG&E | Res | BldgEnv | Res - Single Family | Energy Efficiency | 49737532.4727 | 52379067.7064 | 55095733.1942 | 57908271.6186 | 60939681.5072 | 64206564.2094 | 67434296.5168 | 70712673.8268 | 10202604.7564 | 10675975.6433 | 11200200.8661 | 11744095.8891 | 12313117.6623
Scenario 4: Reference ZEAS Phase In | SDG&E | Res | HVAC | Res - Multi Family | Energy Efficiency | 1200648.8426 | 1327867.5247 | 1382298.7781 | 1246779.0276 | 1157091.2801 | 1353979.4428 | 1468968.5161 | 1500714.5675 | 1511007.7817 | 1503236.8001 | 1572178.9263 | 1588124.6656 | 1601155.7909
Scenario 4: Reference ZEAS Phase In | SDG&E | Res | HVAC | Res - Multi Family | Fuel Substitution | 28395846.835 | 30045045.6036 | 31919643.7278 | 33717971.5324 | 0 | 0 | 0 | 0 | 0 | 0 | 0 | 0 | 0
Scenario 4: Reference ZEAS Phase In | SDG&E | Res | HVAC | Res - Single Family | Energy Efficiency | 38169954.2907 | 39663146.5865 | 40687445.951 | 40842664.2603 | 25164570.1141 | 26467960.5709 | 27218753.0438 | 27479308.5468 | 5407899.9936 | 5386886.2368 | 5643275.4352 | 5707626.0285 | 5761440.1046
Scenario 4: Reference ZEAS Phase In | SDG&E | Res | HVAC | Res - Single Family | Fuel Substitution | 551408092.7068 | 584530687.227 | 620556745.1252 | 659680458.3791 | -1120253.357 | -1140468.3912 | -1162511.1587 | -1186023.7019 | 0 | 0 | 0 | 0 | 0
Scenario 4: Reference ZEAS Phase In | SDG&E | Res | WaterHeat | Res - Multi Family | Energy Efficiency | 43205328.9388 | 44928296.8152 | 45695481.4619 | 47302573.2776 | 49059845.0461 | 51158029.7903 | 53013926.9377 | 54725162.0734 | 56465259.4147 | 58180677.2004 | 60199584.6925 | 62139968.3413 | 64131862.0667
Scenario 4: Reference ZEAS Phase In | SDG&E | Res | WaterHeat | Res - Multi Family | Fuel Substitution | 4536866605.0973 | 4901256336.0553 | 5288100579.3345 | 5679919897.1716 | 6068588494.9425 | 6521800161.5037 | 83625518.5895 | 85259064.0225 | 86804297.7283 | 88092538.1946 | 89980240.5644 | 91410709.973 | 92731016.9796
Scenario 4: Reference ZEAS Phase In | SDG&E | Res | WaterHeat | Res - Single Family | Energy Efficiency | 81201042.7243 | 85704898.9148 | 86249958.6017 | 90156085.5415 | 94257088.7881 | 98819546.1499 | 103380455.6451 | 108030671.6778 | 112914699.1775 | 118006232.7377 | 123563899.5558 | 129321352.7193 | 135391868.5522
Scenario 4: Reference ZEAS Phase In | SDG&E | Res | WaterHeat | Res - Single Family | Fuel Substitution | 1469811935.7528 | 1560978577.3123 | 1375306089.304 | 960833166.398 | 476769955.687 | 495242244.6877 | 508950775.9971 | 519482154.8479 | 529504660.0112 | 537995593.4835 | 550139261.237 | 559537969.8521 | 568290115.7582
Scenario 5: High TRC ZEAS Phase In | PG&E | Com | AppPlug | Com - Health | Energy Efficiency | 144799269.8777 | 151717291.0518 | 159227383.9744 | 166798051.3132 | 174914749.9671 | 173706976.9596 | 202601751.3315 | 197278705.5895 | 207046296.8214 | 217266951.8182 | 227961559.5713 | 239668045.1677 | 252080212.7608
Scenario 5: High TRC ZEAS Phase In | PG&E | Com | AppPlug | Com - Lodging | Energy Efficiency | 92460562.5625 | 116988733.7878 | 122131530.4438 | 127448886.399 | 133127112.3149 | 139011735.0085 | 145206400.6553 | 151715670.9438 | 158561567.5681 | 165801389.3941 | 173417343.0759 | 155206806.7231 | 223357151.034
Scenario 5: High TRC ZEAS Phase In | PG&E | Com | AppPlug | Com - Other | Energy Efficiency | 41665.3243 | 44438.689 | 47716.1829 | 50973.3196 | 53930.5918 | 58040.817 | 62585.261 | 66928.8459 | 70686.5708 | 75148.6754 | 80003.2418 | 85150.7263 | 90769.1484
Scenario 5: High TRC ZEAS Phase In | PG&E | Com | BldgEnv | Com - College | Energy Efficiency | 3897.7092 | 4081.1137 | 4079.4302 | 4267.7456 | 4450.2078 | 4639.316 | 4881.3381 | 5103.6664 | 5404.481 | 5705.9523 | 6006.3644 | 6266.8231 | 6592.4492
Scenario 5: High TRC ZEAS Phase In | PG&E | Com | BldgEnv | Com - Grocery | Energy Efficiency | 5103.6756 | 5375.8065 | 5686.2266 | 6011.3419 | 6325.2305 | 6719.5656 | 7124.829 | 7555.3937 | 7970.5837 | 8421.9462 | 8909.4367 | 9415.1103 | 9967.8387
Scenario 5: High TRC ZEAS Phase In | PG&E | Com | BldgEnv | Com - Health | Energy Efficiency | 2863612.4975 | 2990134.8409 | 3121209.1538 | 3257350.7458 | 3406302.5838 | 3716210.423 | 3896720.5303 | 4086342.5215 | 4286013.6214 | 4497042.1431 | 4719790.7779 | 4951938.201 | 5198105.9332
Scenario 5: High TRC ZEAS Phase In | PG&E | Com | BldgEnv | Com - Lodging | Energy Efficiency | 3954949.5189 | 4113918.291 | 4277865.6465 | 4448612.3647 | 4633490.2477 | 4836661.7266 | 5048456.6163 | 5270341.7847 | 5503347.1958 | 5749101.866 | 6007842.0708 | 6275329.3335 | 6559185.9445
Scenario 5: High TRC ZEAS Phase In | PG&E | Com | BldgEnv | Com - Office (Large) | Energy Efficiency | 29982.4051 | 30785.1539 | 31910.615 | 32875.9443 | 34124.7312 | 35384.2209 | 36882.3326 | 38142.6631 | 39186.5444 | 40606.7071 | 42013.9227 | 43505.3883 | 45135.8333
Scenario 5: High TRC ZEAS Phase In | PG&E | Com | BldgEnv | Com - Office (Small) | Energy Efficiency | 4045.0942 | 6589.3545 | 6936.5223 | 2030.5771 | 57002.2406 | 7082.8484 | 7484.4505 | 7903.3637 | 8326.0955 | 8784.6764 | 9274.9933 | 9790.9412 | 10344.7927
Scenario 5: High TRC ZEAS Phase In | PG&E | Com | BldgEnv | Com - Other | Energy Efficiency | 6525.7562 | 6869.4766 | 7259.2979 | 7646.9243 | 8027.4678 | 8525.3657 | 9070.5024 | 9605.7856 | 10080.0583 | 10640.0589 | 11244.144 | 11867.2023 | 12549.5198
Scenario 5: High TRC ZEAS Phase In | PG&E | Com | BldgEnv | Com - Refrig. Warehouse | Energy Efficiency | 4206.4627 | 4395.4297 | 4596.6635 | 4812.7649 | 5048.0216 | 5307.9954 | 5573.279 | 5855.8141 | 6142.4302 | 6450.8117 | 6773.6097 | 7115.9201 | 7482.0896
Scenario 5: High TRC ZEAS Phase In | PG&E | Com | BldgEnv | Com - Restaurant | Energy Efficiency | 1124.5152 | 1173.0296 | 1244.1153 | 1317.7101 | 1395.3686 | 3084.3309 | 3251.8896 | 3423.2199 | 3599.7678 | 3792.6899 | 3995.0383 | 1871.7884 | 26316.2541
Scenario 5: High TRC ZEAS Phase In | PG&E | Com | BldgEnv | Com - Retail | Energy Efficiency | 15999.1609 | 16840.6074 | 17792.1461 | 9924.8153 | 88611.7552 | 19518.4687 | 20699.1657 | 2406344.2246 | 23171.7954 | 24494.8348 | 25927.133 | 27415.6426 | 29036.5297
Scenario 5: High TRC ZEAS Phase In | PG&E | Com | BldgEnv | Com - School | Energy Efficiency | 8724.7568 | 9044.3681 | 9383.0114 | 9716.2694 | 10014.0708 | 10401.2845 | 10782.6474 | 11216.7165 | 11669.3737 | 12167.9319 | 12702.0876 | 13309.3609 | 13914.2072
Scenario 5: High TRC ZEAS Phase In | PG&E | Com | BldgEnv | Com - Warehouse | Energy Efficiency | 10147101.1928 | 10598373.3117 | 11066415.3902 | 11556429.878 | 12086468.0772 | 12669463.6088 | 13279254.3736 | 13920976.6986 | 14596700.3681 | 15311853.2586 | 16067237.3779 | 16855584.0466 | 17691192.477
Scenario 5: High TRC ZEAS Phase In | PG&E | Com | ComRefrig | Com - College | Energy Efficiency | 21098.7199 | 21739.4028 | 22288.7196 | 22760.6901 | 23336.1527 | 24094.0894 | 24666.3646 | 25166.4403 | 25625.906 | 26060.7532 | 26664.2318 | 27153.3716 | 27620.5572
Scenario 5: High TRC ZEAS Phase In | PG&E | Com | ComRefrig | Com - Grocery | Energy Efficiency | 25796404.2712 | 26472244.2839 | 27031388.694 | 27492152.6715 | 28073248.1032 | 28867821.1487 | 29433961.7228 | 29909244.8295 | 30332134.3238 | 30722092.2956 | 31306389.6792 | 31751756.6269 | 32167441.0331
Scenario 5: High TRC ZEAS Phase In | PG&E | Com | ComRefrig | Com - Refrig. Warehouse | Energy Efficiency | 50322.9766 | 51841.1073 | 53140.8168 | 54255.6505 | 55616.7046 | 57412.0368 | 58764.3626 | 59944.1929 | 61026.8565 | 62050.4849 | 63475.1501 | 64627.1296 | 65726.421
Scenario 5: High TRC ZEAS Phase In | PG&E | Com | ComRefrig | Com - Restaurant | Energy Efficiency | 893480.5246 | 917144.7039 | 936777.9136 | 953011.6662 | 973426.844 | 1001257.6453 | 1021178.6932 | 1037957.7032 | 1052927.2459 | 1066761.5836 | 1087353.4812 | 973564.9919 | 986585.8672
Scenario 5: High TRC ZEAS Phase In | PG&E | Com | ComRefrig | Com - Retail | Energy Efficiency | 11328785.5495 | 11634668.5166 | 11889694.0972 | 10976851.9384 | 11217621.8115 | 11544129.9642 | 11779720.6997 | 11979282.0788 | 12158146.8701 | 12324073.377 | 12568271.2091 | 12757024.371 | 12934129.7328
Scenario 5: High TRC ZEAS Phase In | PG&E | Com | ComRefrig | Com - School | Energy Efficiency | 30790.3699 | 31113.3004 | 31284.0712 | 31330.2056 | 31502.6254 | 31898.3104 | 32025.9472 | 32044.8541 | 32000.4003 | 31915.5856 | 32024.6656 | 31982.9827 | 31905.6287
Scenario 5: High TRC ZEAS Phase In | PG&E | Com | FoodServ | Com - College | Energy Efficiency | 2159821.1664 | 2255748.4947 | 2348204.7993 | 2484034.0569 | 2562320.4405 | 2679617.6068 | 2799292.8245 | 2919388.6595 | 3047674.6217 | 3180174.9824 | 3323924.1139 | 3467614.2791 | 3621702.9047
Scenario 5: High TRC ZEAS Phase In | PG&E | Com | FoodServ | Com - College | Fuel Substitution | 9727395.3725 | 10256789.6251 | 10883777.3448 | 11522924.9973 | 12160966.7226 | 12796265.443 | 13550020.6461 | 14393770.1075 | 15325916.4784 | 16334897.465 | 17349879.6843 | 18477697.8424 | 19690485.3221
Scenario 5: High TRC ZEAS Phase In | PG&E | Com | FoodServ | Com - Grocery | Energy Efficiency | 10739072.5763 | 11175993.08 | 11776382.1072 | 12241253.8034 | 12742403.4901 | 13302516.112 | 13846891.3522 | 14397597.7267 | 14949933.5694 | 15523934.8572 | 16160385.5542 | 16804058.9899 | 17479068.2247
Scenario 5: High TRC ZEAS Phase In | PG&E | Com | FoodServ | Com - Grocery | Fuel Substitution | 92604104.4914 | 97249494.2047 | 102644181.219 | 108231805.7233 | 113762369.5659 | 119221050.2113 | 125732460.3379 | 133020672.0069 | 141061250.7965 | 149738782.1761 | 158398799.5671 | 168012010.7983 | 178314204.3642
Scenario 5: High TRC ZEAS Phase In | PG&E | Com | FoodServ | Com - Health | Energy Efficiency | 3831838.0335 | 4005640.0003 | 4222972.1006 | 4403752.7995 | 4613171.6332 | 4806909.0718 | 5082980.5287 | 5277141.1471 | 5509757.5928 | 5743599.3712 | 5991067.1289 | 6271166.1729 | 6566842.0966
Scenario 5: High TRC ZEAS Phase In | PG&E | Com | FoodServ | Com - Health | Fuel Substitution | 28101808.2342 | 29672690.0055 | 31491439.0985 | 33382722.9458 | 35280575.4621 | 37180669.2258 | 39422053.5953 | 41927002.7019 | 44692615.2805 | 47687994.4254 | 50715233.9481 | 54075990.3356 | 57693602.0824
Scenario 5: High TRC ZEAS Phase In | PG&E | Com | FoodServ | Com - Lodging | Energy Efficiency | 3934452.5248 | 4088465.0693 | 4254185.4934 | 4407973.1791 | 4589374.2718 | 4786833.1149 | 4970509.503 | 5150094.2703 | 5326258.007 | 5508535.8483 | 5715886.4847 | 5884697.014 | 6137537.9319
Scenario 5: High TRC ZEAS Phase In | PG&E | Com | FoodServ | Com - Lodging | Fuel Substitution | 25387966.348 | 26687780.6008 | 28151233.8391 | 29712996.3729 | 31261681.7063 | 32793138.815 | 34618158.361 | 36661205.2622 | 38916106.1781 | 41351441.6597 | 43786105.2861 | 46489652.7152 | 49389365.4403
Scenario 5: High TRC ZEAS Phase In | PG&E | Com | FoodServ | Com - Office (Large) | Energy Efficiency | 47525.7356 | 47890.1235 | 48062.9503 | 48084.6152 | 48491.7377 | 49318.776 | 49617.5786 | 49648.2669 | 49452.9599 | 49117.5002 | 49101.5962 | 48736.9073 | 48300.8338
Scenario 5: High TRC ZEAS Phase In | PG&E | Com | FoodServ | Com - Office (Small) | Energy Efficiency | 19169.9166 | 19745.6907 | 20247.5627 | 16486.8384 | 21766.8632 | 18064.1575 | 18565.729 | 18986.9861 | 19336.253 | 19625.8782 | 20052.0095 | 20340.2693 | 20599.1903
Scenario 5: High TRC ZEAS Phase In | PG&E | Com | FoodServ | Com - Other | Energy Efficiency | 25410707.0605 | 26464131.4769 | 27472664.3431 | 28561661.8442 | 29753498.5784 | 31081034.3986 | 32367580.4225 | 33652818.0798 | 34938433.3322 | 36277331.452 | 37772117.0882 | 39276278.4865 | 40847259.6042
Scenario 5: High TRC ZEAS Phase In | PG&E | Com | FoodServ | Com - Other | Fuel Substitution | 94539180.6534 | 99599573.8369 | 105904305.3058 | 112079837.3469 | 118182613.4476 | 124192472.5027 | 131436632.3272 | 139593716.0248 | 148638271.8467 | 158436011.6412 | 168208000.2577 | 179111831.882 | 190834841.5378
Scenario 5: High TRC ZEAS Phase In | PG&E | Com | FoodServ | Com - Restaurant | Energy Efficiency | 34061783.6056 | 35392169.283 | 36771387.4441 | 38164348.1448 | 39697581.4806 | 41382242.9498 | 43017972.0224 | 44652884.1621 | 46303554.4339 | 48012644.9946 | 49914633.432 | 43664098.8028 | 74290714.0467
Scenario 5: High TRC ZEAS Phase In | PG&E | Com | FoodServ | Com - Restaurant | Fuel Substitution | 259388967.5765 | 272587162.3781 | 287963278.6078 | 303902822.9462 | 319645901.7 | 335146089.9106 | 353735577.3113 | 374595768.1765 | 397653380.7612 | 422564762.1972 | 447385475.9142 | 419205400.6135 | 445338753.5448
Scenario 5: High TRC ZEAS Phase In | PG&E | Com | FoodServ | Com - Retail | Energy Efficiency | 93224.285 | 97386.7056 | 101771.6828 | 55660.5037 | 489394.3014 | 107683.5644 | 112855.7033 | 117884.3811 | 122289.5737 | 126767.3794 | 132176.4548 | 137113.5125 | 142346.0765
Scenario 5: High TRC ZEAS Phase In | PG&E | Com | FoodServ | Com - School | Energy Efficiency | 6627772.2806 | 6784544.5835 | 6915488.0882 | 7064446.9114 | 7229246.9156 | 7421523.6219 | 7590597.1081 | 7755032.5963 | 7914877.251 | 8077813.0291 | 8268960.9985 | 8456782.9532 | 8646572.1791
Scenario 5: High TRC ZEAS Phase In | PG&E | Com | FoodServ | Com - School | Fuel Substitution | 13130874.5313 | 13576415.9505 | 14190091.4866 | 14731148.2048 | 15245242.577 | 15731283.6928 | 16334152.9097 | 17013336.9039 | 17761849.3731 | 18561897.5193 | 19331790.5829 | 20187373.2808 | 21093309.2958
Scenario 5: High TRC ZEAS Phase In | PG&E | Com | HVAC | Com - College | Energy Efficiency | 4067396.4857 | 4238157.9839 | 4160266.8371 | 4626045.3714 | 4546021.9395 | 4745590.5387 | 1490324.0808 | 1523717.4932 | 1564001.5827 | 1602047.0895 | 1646468.1756 | 1677573.8179 | 1714673.419
Scenario 5: High TRC ZEAS Phase In | PG&E | Com | HVAC | Com - College | Fuel Substitution | 4451302.4964 | 4728073.7213 | 5010194.9877 | 5315416.6723 | 0 | 0 | 0 | 0 | 0 | 0 | 0 | 0 | 0
Scenario 5: High TRC ZEAS Phase In | PG&E | Com | HVAC | Com - Grocery | Energy Efficiency | 21894368.4319 | 22395370.9716 | 22818340.7654 | 23179071.7831 | 23645231.8276 | 24390795.0695 | 25042949.4738 | 25672668.1575 | 26294921.5935 | 26937570.5197 | 27684982.6598 | 28353124.1859 | 29046917.1062
Scenario 5: High TRC ZEAS Phase In | PG&E | Com | HVAC | Com - Grocery | Fuel Substitution | 31413844.9794 | 33088435.6026 | 34921746.2709 | 36905156.2662 | 1219292.4888 | 1253110.5729 | 1276564.2527 | 1295994.9124 | 1313274.2458 | 1329101.2058 | 1353017.248 | 1368409.0804 | 1382999.6643
Scenario 5: High TRC ZEAS Phase In | PG&E | Com | HVAC | Com - Health | Energy Efficiency | 40140646.3056 | 41474857.5396 | 42787346.1538 | 43972624.0069 | 45419548.3171 | 47190959.0747 | 45576272.7642 | 47235479.8612 | 30485825.278 | 31404325.6989 | 43078033.4654 | 52797651.3293 | 54766375.5295
Scenario 5: High TRC ZEAS Phase In | PG&E | Com | HVAC | Com - Health | Fuel Substitution | 10688313.0799 | 11308166.8476 | 11980426.4899 | 12704760.2554 | 1624.9201 | 1638.4532 | 1678.7472 | 1714.1182 | 0 | 1778.2001 | 1820.6359 | 1851.9406 | 1882.4519
Scenario 5: High TRC ZEAS Phase In | PG&E | Com | HVAC | Com - Lodging | Energy Efficiency | 22910317.6132 | 23567597.4671 | 24049066.5873 | 24617732.1401 | 25327747.2044 | 26274815.9267 | 25991643.0494 | 26839039.7092 | 16626831.0762 | 17100921.5022 | 17637174.6086 | 18139108.8688 | 18660404.3849
Scenario 5: High TRC ZEAS Phase In | PG&E | Com | HVAC | Com - Lodging | Fuel Substitution | 9993913.772 | 10525475.8879 | 11104036.3998 | 11727818.9367 | 259101.7205 | 266573.3584 | 271834.9684 | 276242.0832 | 794.2234 | 804.5538 | 819.8062 | 750.8196 | 759.5408
Scenario 5: High TRC ZEAS Phase In | PG&E | Com | HVAC | Com - Office (Large) | Energy Efficiency | 10607143.5702 | 16624705.8068 | 16790908.5443 | 16936056.3893 | 17127752.5868 | 17968695.3866 | 6450079.1707 | 6441057.2923 | 230027.6212 | 227987.059 | 227091.5698 | 224961.5604 | 222766.2627
Scenario 5: High TRC ZEAS Phase In | PG&E | Com | HVAC | Com - Office (Large) | Fuel Substitution | 2692.1341 | 7851.8347 | 8154.3344 | 8478.2709 | 0 | 0 | 0 | 0 | 0 | 0 | 0 | 0 | 0
Scenario 5: High TRC ZEAS Phase In | PG&E | Com | HVAC | Com - Office (Small) | Energy Efficiency | 635104.0405 | 659774.2856 | 675078.4825 | 5163441.0972 | 12413109.3601 | 9443587.8812 | 619666.3247 | 635553.6663 | 649916.5443 | 665281.801 | 684774.7574 | 701364.0718 | 718558.3078
Scenario 5: High TRC ZEAS Phase In | PG&E | Com | HVAC | Com - Office (Small) | Fuel Substitution | 692635.1054 | 725931.5721 | 864656.8793 | 733979.6735 | 0 | 0 | 0 | 0 | 0 | 0 | 0 | 0 | 0
Scenario 5: High TRC ZEAS Phase In | PG&E | Com | HVAC | Com - Other | Energy Efficiency | 106344440.5721 | 109785375.6274 | 113077601.4547 | 114878835.4382 | 118663507.0905 | 125095419.2829 | 130138484.486 | 141980582.9658 | 138546807.959 | 143910331.8286 | 149926646.9115 | 155766321.8247 | 161868750.3656
Scenario 5: High TRC ZEAS Phase In | PG&E | Com | HVAC | Com - Other | Fuel Substitution | 60122028.7611 | 63433702.704 | 67037125.1224 | 70923397.9631 | 0 | 0 | 0 | 0 | 0 | 0 | 0 | 0 | 0
Scenario 5: High TRC ZEAS Phase In | PG&E | Com | HVAC | Com - Restaurant | Energy Efficiency | 53323943.9188 | 55642534.5868 | 58091237.1113 | 60666148.3392 | 63376821.6095 | 66233651.7278 | 69252253.8076 | 72431490.1809 | 75784496.276 | 79326916.2349 | 83081545.2158 | 77059963.4344 | 96988667.6698
Scenario 5: High TRC ZEAS Phase In | PG&E | Com | HVAC | Com - Restaurant | Fuel Substitution | 1919030.4437 | 2907031.7864 | 3068680.2589 | 3242181.2375 | 0 | 0 | 0 | 0 | 0 | 0 | 0 | 0 | 0
Scenario 5: High TRC ZEAS Phase In | PG&E | Com | HVAC | Com - Retail | Energy Efficiency | 32975680.0757 | 33883468.2969 | 34700904.0678 | 31272361.3305 | 40752656.0365 | 34070054.6308 | 30978924.212 | 31832912.7005 | 29924944.6015 | 30745640.4559 | 31938228.584 | 33024251.6116 | 33985351.5581
Scenario 5: High TRC ZEAS Phase In | PG&E | Com | HVAC | Com - Retail | Fuel Substitution | 8652736.3768 | 9194315.5447 | 9707971.8136 | 9306076.4223 | 1680.4548 | 1729.1993 | 1763.3118 | 1791.76 | 0 | 0 | 0 | 0 | 0
Scenario 5: High TRC ZEAS Phase In | PG&E | Com | HVAC | Com - School | Energy Efficiency | 11364964.0086 | 14646491.7791 | 17016112.7466 | 17268412.4815 | 17569577.0701 | 18005489.3933 | 12390429.3036 | 12618518.0361 | 11388103.5784 | 11630697.2418 | 11904223.8525 | 12505477.2019 | 12781532.0389
Scenario 5: High TRC ZEAS Phase In | PG&E | Com | HVAC | Com - School | Fuel Substitution | 7051088.0469 | 7328492.0536 | 7629745.8217 | 7952116.4484 | 0 | 0 | 0 | 0 | 0 | 0 | 0 | 0 | 0
Scenario 5: High TRC ZEAS Phase In | PG&E | Com | HVAC | Com - Warehouse | Energy Efficiency | 2979571.0792 | 3072142.3685 | 3157903.789 | 3239123.0644 | 3335268.0483 | 3514212.9033 | 3677596.0733 | 3802157.6966 | 3555283.5481 | 3679271.2018 | 3816919.1846 | 3950321.3735 | 4151369.2027
Scenario 5: High TRC ZEAS Phase In | PG&E | Com | HVAC | Com - Warehouse | Fuel Substitution | 4799743.9272 | 5082781.7465 | 5392427.7572 | 5727913.9846 | 0 | 0 | 0 | 0 | 0 | 0 | 0 | 0 | 0
Scenario 5: High TRC ZEAS Phase In | PG&E | Com | Lighting | Com - College | Energy Efficiency | 0 | 0 | 0 | 0 | 0 | 0 | 0 | 0 | 0 | 0 | 0 | 0 | 0
Scenario 5: High TRC ZEAS Phase In | PG&E | Com | Lighting | Com - Grocery | Energy Efficiency | 1270966.9024 | 1309775.791 | 1342042.6693 | 1368066.941 | 1401214.9374 | 1439154.4615 | 1453948.1467 | 1458507.5856 | 1455661.3353 | 1446902.5259 | 1454088.9908 | 1449338.0236 | 1438615.3293
Scenario 5: High TRC ZEAS Phase In | PG&E | Com | Lighting | Com - Health | Energy Efficiency | 2796920.4724 | 2899818.8962 | 2992950.7693 | 3070634.1413 | 3166629.1326 | 3273700.8006 | 3332535.7706 | 3370156.1991 | 3392364.5491 | 3401296.7368 | 3444837.4886 | 3465841.2276 | 3474403.6933
Scenario 5: High TRC ZEAS Phase In | PG&E | Com | Lighting | Com - Lodging | Energy Efficiency | 0 | 0 | 0 | 0 | 0 | 0 | 0 | 0 | 0 | 0 | 0 | 0 | 0
Scenario 5: High TRC ZEAS Phase In | PG&E | Com | Lighting | Com - Office (Large) | Energy Efficiency | 0 | 0 | 0 | 0 | 0 | 0 | 0 | 0 | 0 | 0 | 0 | 0 | 0
Scenario 5: High TRC ZEAS Phase In | PG&E | Com | Lighting | Com - Office (Small) | Energy Efficiency | 0 | 0 | 0 | 0 | 0 | 0 | 0 | 0 | 0 | 0 | 0 | 0 | 0
Scenario 5: High TRC ZEAS Phase In | PG&E | Com | Lighting | Com - Other | Energy Efficiency | 0 | 0 | 0 | 0 | 0 | 0 | 0 | 0 | 0 | 0 | 0 | 0 | 0
Scenario 5: High TRC ZEAS Phase In | PG&E | Com | Lighting | Com - Refrig. Warehouse | Energy Efficiency | 34000.3581 | 35311.0148 | 36537.6645 | 37690.5071 | 39016.0123 | 40467.3335 | 41536.2262 | 42462.1496 | 43293.5609 | 44063.8336 | 45174.9684 | 46120.5133 | 47010.7727
Scenario 5: High TRC ZEAS Phase In | PG&E | Com | Lighting | Com - Restaurant | Energy Efficiency | 0 | 0 | 932986.6359 | 953406.446 | 978632.72 | 1006891.402 | 1021027.7692 | 1028970.0612 | 1032655.685 | 1032938.9478 | 1043491.073 | 911932.1305 | 1060666.8457
Scenario 5: High TRC ZEAS Phase In | PG&E | Com | Lighting | Com - Retail | Energy Efficiency | 8306961.2629 | 8590620.4853 | 8845303.4932 | 8126084.1506 | 9458931.4162 | 8748226.8468 | 8916877.2693 | 9042980.049 | 9139731.824 | 9214706.3981 | 9370709.3278 | 9477410.0933 | 9563225.3815
Scenario 5: High TRC ZEAS Phase In | PG&E | Com | Lighting | Com - School | Energy Efficiency | 0 | 0 | 0 | 0 | 0 | 0 | 0 | 0 | 0 | 0 | 0 | 0 | 0
Scenario 5: High TRC ZEAS Phase In | PG&E | Com | Lighting | Com - Warehouse | Energy Efficiency | 0 | 0 | 0 | 0 | 0 | 0 | 0 | 0 | 0 | 0 | 0 | 0 | 0
Scenario 5: High TRC ZEAS Phase In | PG&E | Com | WaterHeat | Com - College | Energy Efficiency | 22982878.0687 | 24042485.8462 | 23342886.2469 | 25100414.2461 | 25640687.9101 | 26847594.4965 | 20119733.7176 | 21001320.0771 | 14872276.6434 | 22788965.9926 | 23824415.4346 | 24899743.8414 | 26134808.1062
Scenario 5: High TRC ZEAS Phase In | PG&E | Com | WaterHeat | Com - College | Fuel Substitution | 56539650.5075 | 59528776.4334 | 56793675.7282 | 50460937.8556 | 42924405.0508 | 44893216.4996 | 31311928.3347 | 32048204.4903 | 32688894.002 | 33273286.3308 | 34148651.8473 | 34879203.3047 | 35562337.8311
Scenario 5: High TRC ZEAS Phase In | PG&E | Com | WaterHeat | Com - Grocery | Energy Efficiency | 21209887.8399 | 22053643.7986 | 22907711.6141 | 23777934.478 | 24726465.6753 | 25744793.1844 | 25148263.6491 | 26020799.6461 | 20387325.2875 | 27727654.1943 | 28746783.3124 | 29766896.7245 | 30900520.3091
Scenario 5: High TRC ZEAS Phase In | PG&E | Com | WaterHeat | Com - Grocery | Fuel Substitution | 2988068.5977 | 3131532.1761 | 3287348.5939 | 3455879.8586 | 3626720.4557 | 3803182.0253 | 0 | 0 | 0 | 0 | 0 | 0 | 0
Scenario 5: High TRC ZEAS Phase In | PG&E | Com | WaterHeat | Com - Health | Energy Efficiency | 46883032.4241 | 49071262.7811 | 50933923.0463 | 53235652.3507 | 55750139.6235 | 57097920.7535 | 38031819.0023 | 39490751.477 | 32323037.117 | 42333571.2566 | 44041060.2041 | 45757742.3447 | 47659516.2555
Scenario 5: High TRC ZEAS Phase In | PG&E | Com | WaterHeat | Com - Health | Fuel Substitution | 135647310.2557 | 142965501.8139 | 138812155.2109 | 126874894.5106 | 112376411.861 | 117742621.1816 | 72232468.6338 | 74043651.7388 | 75643994.7657 | 77121784.1821 | 79267580.7038 | 81090223.0776 | 82810713.6456
Scenario 5: High TRC ZEAS Phase In | PG&E | Com | WaterHeat | Com - Lodging | Energy Efficiency | 137054133.7755 | 143187345.5063 | 149026262.2661 | 155732815.6148 | 162850665.9705 | 170326285.5978 | 46232476.7564 | 48211625.1869 | 15012798.1062 | 23056072.468 | 24033385.6164 | 22966458.5622 | 24097163.3442
Scenario 5: High TRC ZEAS Phase In | PG&E | Com | WaterHeat | Com - Lodging | Fuel Substitution | 133539279.0076 | 140075408.2636 | 135995789.7537 | 124750730.2524 | 111238963.9335 | 116033236.3104 | 66496168.1357 | 67835716.7297 | 68969406.4799 | 69979934.7757 | 71580518.3415 | 72857936.7873 | 74046933.6621
Scenario 5: High TRC ZEAS Phase In | PG&E | Com | WaterHeat | Com - Office (Large) | Energy Efficiency | 52387937.9818 | 53315057.1147 | 53947868.2387 | 54887831.1871 | 55889849.4738 | 56939010.9484 | 46407889.0893 | 47172619.7116 | 31905857.1631 | 48698008.7453 | 49570140.2157 | 50454571.7152 | 51418790.4497
Scenario 5: High TRC ZEAS Phase In | PG&E | Com | WaterHeat | Com - Office (Large) | Fuel Substitution | 22106837.2114 | 22641553.4266 | 20710522.1502 | 17373010.8449 | 13718939.7604 | 13932371.6556 | 11873940.083 | 11822685.7005 | 11730979.161 | 11615766.4767 | 11597312.3794 | 11523224.1322 | 11429270.1649
Scenario 5: High TRC ZEAS Phase In | PG&E | Com | WaterHeat | Com - Office (Small) | Energy Efficiency | 18506910.6072 | 19246410.0129 | 19959259.7601 | 17622573.5235 | 18784432.2897 | 19121667.8386 | 19887926.4152 | 20681329.3027 | 14091759.1954 | 22288559.5745 | 23208799.2245 | 24167780.657 | 25268431.6096
Scenario 5: High TRC ZEAS Phase In | PG&E | Com | WaterHeat | Com - Office (Small) | Fuel Substitution | 8412118.1705 | 8811121.991 | 8214857.6277 | 5701262.7142 | 4568841.9257 | 4745271.982 | 4131660.3876 | 4206725.876 | 4268288.7518 | 4321701.7 | 4412325.4681 | 4483096.4865 | 4546875.1438
Scenario 5: High TRC ZEAS Phase In | PG&E | Com | WaterHeat | Com - Other | Energy Efficiency | 161577326.9848 | 168241789.1378 | 173397007.8162 | 179982406.0796 | 187336783.2917 | 195340924.1627 | 185018416.2534 | 190853803.911 | 164990121.8911 | 200774132.2911 | 207588275.2787 | 214113635.7071 | 222318996.7735
Scenario 5: High TRC ZEAS Phase In | PG&E | Com | WaterHeat | Com - Other | Fuel Substitution | 574051527.9642 | 603251018.2331 | 580143510.0769 | 523055444.0487 | 454871492.2334 | 475032915.9751 | 303595679.7064 | 310146469.9576 | 315757644.2451 | 320809834.5412 | 328619520.5465 | 335021114.0598 | 340948164.5384
Scenario 5: High TRC ZEAS Phase In | PG&E | Com | WaterHeat | Com - Refrig. Warehouse | Energy Efficiency | 1057845.9091 | 1100645.7163 | 1136442.8396 | 3700996.6188 | 3868258.815 | 5695629.3626 | 5780481.367 | 6026257.3992 | 4382934.1995 | 6545479.2402 | 6834866.6358 | 7133945.4311 | 7505474.9087
Scenario 5: High TRC ZEAS Phase In | PG&E | Com | WaterHeat | Com - Refrig. Warehouse | Fuel Substitution | 1463500.8482 | 1539370.6644 | 1499148.2858 | 1380694.8231 | 1237067.6484 | 1294342.2625 | 728547.588 | 745408.1639 | 760087.1798 | 773481.1252 | 793501.5908 | 810219.4986 | 825854.6511
Scenario 5: High TRC ZEAS Phase In | PG&E | Com | WaterHeat | Com - Restaurant | Energy Efficiency | 19979529.7832 | 20734398.0227 | 20584762.7942 | 25482888.0784 | 26454507.7567 | 30262905.8246 | 28381216.1367 | 29136469.3867 | 26720908.2358 | 30532363.0255 | 31426608.4145 | 28389334.995 | 32423680.535
Scenario 5: High TRC ZEAS Phase In | PG&E | Com | WaterHeat | Com - Restaurant | Fuel Substitution | 271516330.0476 | 284696092.4022 | 265374349.9888 | 225934462.7782 | 180146234.0475 | 187254808.4399 | 171741157.476 | 175120310.6106 | 177950177.1146 | 180450285.2788 | 184503989.4591 | 165701958.9874 | 168312491.6235
Scenario 5: High TRC ZEAS Phase In | PG&E | Com | WaterHeat | Com - Retail | Energy Efficiency | 52193954.4857 | 54386782.9317 | 56597390.8645 | 54253377.6033 | 57274155.1597 | 59310400.0408 | 61803506.4234 | 64386346.093 | 44098001.782 | 69522128.507 | 72526439.6177 | 75659900.262 | 78987316.5398
Scenario 5: High TRC ZEAS Phase In | PG&E | Com | WaterHeat | Com - Retail | Fuel Substitution | 14469149.2574 | 15185151.7038 | 14100676.4791 | 10778392.3971 | 8434851.2173 | 8764308.5094 | 8785458.9525 | 8962806.9537 | 9112207.0704 | 9244862.7125 | 9457274.2029 | 9628152.1358 | 9784740.467
Scenario 5: High TRC ZEAS Phase In | PG&E | Com | WaterHeat | Com - School | Energy Efficiency | 32783565.1691 | 33638598.4372 | 33660700.4436 | 34499614.9102 | 35393208.8729 | 36339958.0807 | 30067801.2411 | 30756697.0876 | 21848715.2056 | 32095406.6254 | 32885501.7045 | 33680781.6673 | 34553425.0192
Scenario 5: High TRC ZEAS Phase In | PG&E | Com | WaterHeat | Com - School | Fuel Substitution | 77014584.4741 | 79542750.2875 | 72715215.3494 | 60744969.1772 | 47426990.5173 | 48591920.7468 | 41419452.5479 | 41583654.7219 | 41601482.8524 | 41531078.9266 | 41811976.2798 | 41888582.2857 | 41889378.1482
Scenario 5: High TRC ZEAS Phase In | PG&E | Com | WaterHeat | Com - Warehouse | Energy Efficiency | 33978026.0307 | 35573522.2139 | 37235013.6483 | 38985327.4828 | 40835783.437 | 42790635.7654 | 44067643.3126 | 46185324.1431 | 30384097.6762 | 50247006.0756 | 52721774.4097 | 55336113.1795 | 58657465.0548
Scenario 5: High TRC ZEAS Phase In | PG&E | Com | WaterHeat | Com - Warehouse | Fuel Substitution | 1117215.4928 | 1177739.5508 | 1147051.9242 | 1058157.3102 | 949511.1384 | 996044.4972 | 519620.5985 | 532392.6323 | 543603.4707 | 553901.4033 | 569063.5404 | 581844.2536 | 593860.4885
Scenario 5: High TRC ZEAS Phase In | PG&E | Com | WholeBlg | Com - College | Energy Efficiency | 0 | 0 | 0 | 0 | 0 | 0 | 0 | 0 | 0 | 3905380.7139 | 4059268.2074 | 4121129.8251 | 4259557.4289
Scenario 5: High TRC ZEAS Phase In | PG&E | Com | WholeBlg | Com - Office (Large) | Energy Efficiency | 0 | 0 | 0 | 0 | 0 | 0 | 0 | 0 | 0 | 0 | 0 | 0 | 0
Scenario 5: High TRC ZEAS Phase In | PG&E | Com | WholeBlg | Com - Other | Energy Efficiency | 0 | 0 | 0 | 0 | 0 | 0 | 0 | 0 | 0 | 0 | 0 | 0 | 0
Scenario 5: High TRC ZEAS Phase In | PG&E | Com | WholeBlg | Com - Restaurant | Energy Efficiency | 1503815.6529 | 1488257.0606 | 1482896.1763 | 1467153.0583 | 1463200.9043 | 1495936.3963 | 1531682.8582 | 1557664.4415 | 1575965.6532 | 1600040.5651 | 1620454.0136 | 0 | 17335300.8432
Scenario 5: High TRC ZEAS Phase In | PG&E | Com | WholeBlg | Com - Retail | Energy Efficiency | 12205218.4217 | 12702901.8093 | 13277916.9511 | 0 | 130632409.5836 | 14319362.8917 | 15179544.3062 | 16056757.2689 | 16799501.1195 | 17622619.216 | 18520498.4867 | 19312595.4949 | 20200837.0143
Scenario 5: High TRC ZEAS Phase In | PG&E | Com | WholeBlg | Com - Warehouse | Energy Efficiency | 0 | 0 | 0 | 0 | 0 | 0 | 0 | 0 | 0 | 0 | 0 | 0 | 0
Scenario 5: High TRC ZEAS Phase In | PG&E | Res | AppPlug | Res - Multi Family | Energy Efficiency | 0 | 0 | 0 | 0 | 0 | 0 | 2006686.6141 | 2095715.2309 | 2186928.3465 | 2280792.4175 | 2385354.4589 | 2492943.8986 | 2605663.5333
Scenario 5: High TRC ZEAS Phase In | PG&E | Res | AppPlug | Res - Multi Family | Fuel Substitution | 61301375.8782 | 64774235.499 | 68547603.8687 | 72642834.6009 | 76936873.9868 | 81443330.7552 | 0 | 0 | 0 | 0 | 0 | 0 | 0
Scenario 5: High TRC ZEAS Phase In | PG&E | Res | AppPlug | Res - Single Family | Fuel Substitution | 639103493.188 | 676817743.0064 | 717843298.2426 | 762421273.4679 | 809239292.7016 | 858451798.4954 | 0 | 0 | 0 | 0 | 0 | 0 | 0
Scenario 5: High TRC ZEAS Phase In | PG&E | Res | BldgEnv | Res - Single Family | Energy Efficiency | 1821421.206 | 2247125.5832 | 2538223.3258 | 2660356.155 | 2690991.1522 | 2679075.5887 | 2641923.8702 | 2584391.4107 | 0 | 0 | 0 | 0 | 0
Scenario 5: High TRC ZEAS Phase In | PG&E | Res | HVAC | Res - Multi Family | Energy Efficiency | 3064539.332 | 3209612.2242 | 29879192.0175 | 31137710.4461 | 32547596.2337 | 33813417.8686 | 34813757.1784 | 35733995.5322 | 36620246.4965 | 37433704.1958 | 38548319.6147 | 39635219.2946 | 40667352.5066
Scenario 5: High TRC ZEAS Phase In | PG&E | Res | HVAC | Res - Multi Family | Fuel Substitution | 81955352.0659 | 87309537.8172 | 93227202.3339 | 99713395.6122 | 14192142.344 | 14567933.481 | 14820421.3036 | 15035802.9275 | 15231331.4245 | 15412466.4753 | 15691341.3809 | 15929171.4801 | 16156056.3298
Scenario 5: High TRC ZEAS Phase In | PG&E | Res | HVAC | Res - Single Family | Energy Efficiency | 307403887.1281 | 316740505.4458 | 324368166.798 | 330488816.6757 | 204402291.9791 | 178974450.5712 | 182249507.2235 | 185021767.5447 | 6003565.3383 | 6144625.8924 | 6335353.4858 | 6521573.0175 | 6699171.3455
Scenario 5: High TRC ZEAS Phase In | PG&E | Res | HVAC | Res - Single Family | Fuel Substitution | 1523267150.3908 | 1662289189.2595 | 1844278942.2179 | 2092429484.0695 | 461317846.2735 | 471199238.3929 | 479957842.0172 | 487658802.641 | 95701273.6563 | 96858641.5853 | 98721354.137 | 100285815.9594 | 101769319.7593
Scenario 5: High TRC ZEAS Phase In | PG&E | Res | WaterHeat | Res - Multi Family | Energy Efficiency | 60403099.1064 | 63604784.8758 | 64351936.7147 | 67500875.6505 | 70806593.6339 | 74325816.92 | 78027808.7448 | 84439064.3442 | 130376212.5603 | 135608866.4287 | 141488691.5237 | 187143648.9917 | 194227140.667
Scenario 5: High TRC ZEAS Phase In | PG&E | Res | WaterHeat | Res - Multi Family | Fuel Substitution | 14314143738.6992 | 15442123456.662 | 16648894545.4066 | 17896701423.6708 | 19128980630.5458 | 20523579662.2234 | 287271437.2991 | 294374912.8605 | 300892065.6043 | 306971499.9477 | 315436288.438 | 322701404.7073 | 329629781.5147
Scenario 5: High TRC ZEAS Phase In | PG&E | Res | WaterHeat | Res - Single Family | Energy Efficiency | 229470959.951 | 590540305.6845 | 596395154.7185 | 621021921.1615 | 647718577.5003 | 677978381.5333 | 707278311.1255 | 736996433.9779 | 498437717.7899 | 646676781.7198 | 677995477.1046 | 710597565.1102 | 902245859.8529
Scenario 5: High TRC ZEAS Phase In | PG&E | Res | WaterHeat | Res - Single Family | Fuel Substitution | 6289385310.6982 | 6684551065.8207 | 5928891723.7126 | 4233237691.2676 | 2236429004.4444 | 2325244738.1939 | 2394972283.767 | 2456986742.312 | 2511997820.1486 | 2565684321.3767 | 2639422581.2348 | 2703292584.739 | 2764486843.3132
Scenario 5: High TRC ZEAS Phase In | PG&E | Res | WholeBlg | Res - Multi Family | Energy Efficiency | 0 | 0 | 0 | 0 | 0 | 0 | 55015.4001 | 53607.7109 | 51781.0833 | 49728.4719 | 48451.1106 | 47715.1668 | 47027.6251
Scenario 5: High TRC ZEAS Phase In | PG&E | Res | WholeBlg | Res - Single Family | Energy Efficiency | 0 | 0 | 0 | 0 | 0 | 241666.7682 | 233536.4135 | 223118.4269 | 212546.7453 | 203012.5648 | 196254.7515 | 190384.5897 | 184667.1071
Scenario 5: High TRC ZEAS Phase In | SCE | Com | BldgEnv | Com - College | Energy Efficiency | 6877.0267 | 7278.3894 | 7641.862 | 7999.7474 | 8554.538 | 9221.6204 | 9663.1497 | 9815.8221 | 0 | 0 | 0 | 0 | 0
Scenario 5: High TRC ZEAS Phase In | SCE | Com | BldgEnv | Com - Grocery | Energy Efficiency | 42.2536 | 44.3933 | 46.0507 | 48.155 | 51.2438 | 54.3622 | 56.5786 | 58.5797 | 0 | 0 | 0 | 0 | 0
Scenario 5: High TRC ZEAS Phase In | SCE | Com | BldgEnv | Com - Health | Energy Efficiency | 51.7729 | 54.0793 | 57.2275 | 58.3018 | 61.2417 | 63.8251 | 66.8808 | 67.6622 | 0 | 0 | 0 | 0 | 0
Scenario 5: High TRC ZEAS Phase In | SCE | Com | BldgEnv | Com - Lodging | Energy Efficiency | 22195.4623 | 23412.7893 | 24502.7009 | 25564.6663 | 27247.549 | 29270.2799 | 30572.962 | 30965.7478 | 0 | 0 | 0 | 0 | 0
Scenario 5: High TRC ZEAS Phase In | SCE | Com | BldgEnv | Com - Office (Large) | Energy Efficiency | 1211.8965 | 1224.3876 | 1231.8228 | 1244.0734 | 1278.887 | 1319.9321 | 1338.0935 | 1342.1725 | 0 | 0 | 0 | 0 | 0
Scenario 5: High TRC ZEAS Phase In | SCE | Com | BldgEnv | Com - Office (Small) | Energy Efficiency | 44.6734 | 46.2295 | 47.7234 | 5.4489 | 0 | 67.7999 | 5.5209 | 5.6267 | 0 | 0 | 0 | 0 | 0
Scenario 5: High TRC ZEAS Phase In | SCE | Com | BldgEnv | Com - Other | Energy Efficiency | 25269.2262 | 26696.4994 | 27979.8689 | 29237.3125 | 31205.8132 | 33570.5835 | 35115.8579 | 35613.4777 | 0 | 0 | 0 | 0 | 0
Scenario 5: High TRC ZEAS Phase In | SCE | Com | BldgEnv | Com - Refrig. Warehouse | Energy Efficiency | 13.7965 | 1.3103 | 1.3326 | 1.3288 | 1.3637 | 1.4242 | 1.4832 | 1.515 | 0 | 0 | 0 | 0 | 0
Scenario 5: High TRC ZEAS Phase In | SCE | Com | BldgEnv | Com - Restaurant | Energy Efficiency | 0 | 0 | 0 | 0 | 0 | 0 | 0 | 0 | 0 | 0 | 0 | 0 | 0
Scenario 5: High TRC ZEAS Phase In | SCE | Com | BldgEnv | Com - Retail | Energy Efficiency | 141.7014 | 148.6989 | 154.2641 | 161.0997 | 170.7932 | 180.6321 | 187.855 | 193.8989 | 0 | 0 | 0 | 0 | 0
Scenario 5: High TRC ZEAS Phase In | SCE | Com | BldgEnv | Com - School | Energy Efficiency | 65.0615 | 66.4084 | 67.9061 | 69.2206 | 70.7503 | 72.9661 | 73.9295 | 74.272 | 0 | 0 | 0 | 0 | 0
Scenario 5: High TRC ZEAS Phase In | SCE | Com | BldgEnv | Com - Warehouse | Energy Efficiency | 14901.4626 | 15791.3566 | 16598.6651 | 17397.92 | 18630.7685 | 20106.0531 | 21092.9084 | 21455.2739 | 0 | 0 | 0 | 0 | 0
Scenario 5: High TRC ZEAS Phase In | SCE | Com | ComRefrig | Com - College | Energy Efficiency | 0 | 0 | 14170.274 | 20815.3907 | 21644.4263 | 22492.0066 | 23063.0122 | 23396.3815 | 23721.3611 | 24005.7568 | 24397.4414 | 24685.7992 | 24963.2604
Scenario 5: High TRC ZEAS Phase In | SCE | Com | ComRefrig | Com - Grocery | Energy Efficiency | 0 | 0 | 26918832.2232 | 39382440.0415 | 40785352.0431 | 42211075.9581 | 43107648.5797 | 43553903.3607 | 43980288.9261 | 44327573.518 | 44868641.9995 | 45215352.2329 | 45538646.4452
Scenario 5: High TRC ZEAS Phase In | SCE | Com | ComRefrig | Com - Health | Energy Efficiency | 0 | 0 | 0 | 0 | 0 | 0 | 0 | 0 | 0 | 0 | 0 | 0 | 0
Scenario 5: High TRC ZEAS Phase In | SCE | Com | ComRefrig | Com - Refrig. Warehouse | Energy Efficiency | 0 | 0 | 24723.496 | 36310.5349 | 37749.4476 | 39220.1426 | 40208.0897 | 40781.4394 | 41339.946 | 41827.523 | 42501.8147 | 42995.8784 | 43470.7753
Scenario 5: High TRC ZEAS Phase In | SCE | Com | ComRefrig | Com - Restaurant | Energy Efficiency | 0 | 0 | 1112272.34 | 1627716.3534 | 1686170.575 | 1745600.6623 | 1783175.1119 | 1802137.5174 | 1820288.0065 | 1835173.684 | 1858092.4733 | 1872972.9354 | 1886891.3168
Scenario 5: High TRC ZEAS Phase In | SCE | Com | ComRefrig | Com - Retail | Energy Efficiency | 0 | 0 | 12466352.8638 | 18252606.5152 | 18917579.0514 | 19594168.3748 | 20025981.8445 | 20249095.9648 | 20463301.5753 | 20640996.3201 | 20909261.4979 | 21087289.3985 | 21254653.4737
Scenario 5: High TRC ZEAS Phase In | SCE | Com | ComRefrig | Com - School | Energy Efficiency | 0 | 0 | 22023.7484 | 31727.6006 | 32354.7772 | 32973.1326 | 33157.9528 | 32988.3084 | 32801.2678 | 32554.1304 | 32447.0079 | 32197.1355 | 31930.89
Scenario 5: High TRC ZEAS Phase In | SCE | Com | FoodServ | Com - College | Energy Efficiency | 0 | 24701.346 | 26605.9849 | 28761.3985 | 49221.7012 | 254074.5745 | 263547.0769 | 268669.1242 | 273050.4695 | 276147.3511 | 280887.2798 | 286526.9042 | 289582.2744
Scenario 5: High TRC ZEAS Phase In | SCE | Com | FoodServ | Com - Grocery | Energy Efficiency | 0 | 122730.9562 | 128507.3839 | 135312.0422 | 326610.649 | 2244681.2851 | 2310359.9066 | 2346265.5787 | 2375548.1658 | 2395474.9866 | 2428256.6672 | 2447327.4478 | 2464839.4888
Scenario 5: High TRC ZEAS Phase In | SCE | Com | FoodServ | Com - Health | Energy Efficiency | 0 | 84234.5047 | 89974.4266 | 92299.4618 | 150090.4211 | 709959.438 | 735743.7844 | 749243.2237 | 761019.9761 | 768050.5964 | 778406.7942 | 789860.253 | 802383.3541
Scenario 5: High TRC ZEAS Phase In | SCE | Com | FoodServ | Com - Lodging | Energy Efficiency | 0 | 68020.2789 | 71535.0765 | 74470.837 | 441160.0531 | 1839264.1336 | 1895463.6849 | 1925507.8604 | 1950131.1763 | 1967159.2027 | 1994211.6215 | 2010079.1224 | 2024415.3761
Scenario 5: High TRC ZEAS Phase In | SCE | Com | FoodServ | Com - Office (Large) | Energy Efficiency | 0 | 0 | 0 | 0 | 60990.4924 | 62686.2687 | 63256.7594 | 62875.1679 | 62317.7942 | 61451.6703 | 60834.3732 | 59781.2717 | 58700.4772
Scenario 5: High TRC ZEAS Phase In | SCE | Com | FoodServ | Com - Office (Small) | Energy Efficiency | 0 | 0 | 0 | 0 | 19875.5616 | 26992.4877 | 22017.6794 | 22363.9684 | 22659.2754 | 22843.8343 | 23114.0153 | 23219.4242 | 23303.4319
Scenario 5: High TRC ZEAS Phase In | SCE | Com | FoodServ | Com - Other | Energy Efficiency | 0 | 119369.5409 | 126978.5246 | 134261.7885 | 142714.3058 | 8926348.6295 | 9201731.865 | 9350332.9863 | 9472558.7963 | 9564222.2892 | 9707999.2218 | 9801749.7626 | 9889467.6691
Scenario 5: High TRC ZEAS Phase In | SCE | Com | FoodServ | Com - Restaurant | Energy Efficiency | 0 | 492203.2558 | 525332.9419 | 560076.1937 | 1802710.2972 | 14442514.6588 | 14866169.8371 | 15091687.8165 | 15278169.7688 | 15407541.2223 | 15618115.9807 | 15742959.5842 | 15858307.1711
Scenario 5: High TRC ZEAS Phase In | SCE | Com | FoodServ | Com - Retail | Energy Efficiency | 0 | 39380.0434 | 41237.0985 | 43363.1945 | 146355.7962 | 154476.1414 | 159996.8894 | 163659.1602 | 166826.0599 | 169274.0569 | 172437.0902 | 174296.8907 | 176148.1804
Scenario 5: High TRC ZEAS Phase In | SCE | Com | FoodServ | Com - School | Energy Efficiency | 0 | 102462.711 | 105756.3164 | 108551.7106 | 232108.554 | 1480344.4705 | 1499145.0118 | 1497704.4993 | 1492798.6139 | 1482919.2469 | 1479918.8362 | 1469958.1021 | 1458056.7986
Scenario 5: High TRC ZEAS Phase In | SCE | Com | HVAC | Com - College | Energy Efficiency | 499745.9006 | 519600.3641 | 539119.8846 | 557706.7009 | 578569.3526 | 603484.9542 | 619886.0063 | 627490.7594 | 634790.6582 | 641111.9262 | 649384.2058 | 657011.0982 | 661834.4288
Scenario 5: High TRC ZEAS Phase In | SCE | Com | HVAC | Com - Grocery | Energy Efficiency | 437599.6864 | 452547.8435 | 467051.6186 | 478893.3889 | 493906.6161 | 511252.912 | 26512876.1358 | 26682298.0109 | 177161.1827 | 178214.9651 | 179717.6703 | 180197.6994 | 180734.6059
Scenario 5: High TRC ZEAS Phase In | SCE | Com | HVAC | Com - Health | Energy Efficiency | 1767556.6464 | 1841003.8225 | 1909383.43 | 2186042.4555 | 2270698.2969 | 2364108.9144 | 2425536.3951 | 2455780.6845 | 2243714.8483 | 2268534.1747 | 2299015.2925 | 2318356.4 | 2338997.2987
Scenario 5: High TRC ZEAS Phase In | SCE | Com | HVAC | Com - Lodging | Energy Efficiency | 6749407.2888 | 6982584.246 | 7189988.7513 | 8879148.8085 | 10504910.8658 | 10882394.1548 | 11111938.9644 | 11193833.2155 | 897372.5188 | 903486.8678 | 911882.5755 | 915136.6943 | 918664.5801
Scenario 5: High TRC ZEAS Phase In | SCE | Com | HVAC | Com - Office (Large) | Energy Efficiency | 360710.0247 | 364934.2004 | 367528.8101 | 368904.4147 | 372538.6675 | 377085.0664 | 375914.5172 | 370008.9175 | 363942.3422 | 357624.3494 | 352363.8225 | 345157.6879 | 338256.0546
Scenario 5: High TRC ZEAS Phase In | SCE | Com | HVAC | Com - Office (Small) | Energy Efficiency | 328184.5555 | 339802.218 | 350248.4504 | 359731.5104 | 259525.0304 | 859063.5803 | 321397.3452 | 323841.6906 | 326143.3728 | 328073.4957 | 330872.6966 | 331756.3282 | 332768.7849
Scenario 5: High TRC ZEAS Phase In | SCE | Com | HVAC | Com - Other | Energy Efficiency | 2372638.9381 | 2490348.3668 | 2623936.1918 | 2746740.8698 | 2903932.3164 | 3085851.7387 | 3223941.3753 | 3292394.3259 | 1841284.2703 | 1882403.9294 | 1929451.3863 | 1963594.8946 | 2001797.1851
Scenario 5: High TRC ZEAS Phase In | SCE | Com | HVAC | Com - Restaurant | Energy Efficiency | 164202.0169 | 171070.6578 | 177492.9143 | 183609.7584 | 191200.5093 | 199042.2333 | 203899.5689 | 206411.8591 | 208820.9228 | 210932.4791 | 213645.569 | 215042.2456 | 216588.2451
Scenario 5: High TRC ZEAS Phase In | SCE | Com | HVAC | Com - Retail | Energy Efficiency | 25025846.9792 | 25886847.7339 | 26650172.4657 | 27330900.379 | 28200079.937 | 30237587.2492 | 30868359.6759 | 31096379.0523 | 652844.8006 | 659372.8377 | 667873.0632 | 672197.2371 | 676932.1328
Scenario 5: High TRC ZEAS Phase In | SCE | Com | HVAC | Com - School | Energy Efficiency | 164406.5518 | 168373.7507 | 171973.8691 | 174848.6628 | 178441.4795 | 183139.8885 | 184661.3468 | 184212.3599 | 183906.0327 | 183571.9302 | 183422.5091 | 182745.5298 | 181658.086
Scenario 5: High TRC ZEAS Phase In | SCE | Com | HVAC | Com - Warehouse | Energy Efficiency | 66827.3306 | 69580.353 | 72113.787 | 74487.7213 | 77389.0481 | 80571.5822 | 82629.2562 | 83660.8839 | 83787.9613 | 84724.866 | 85880.2018 | 86551.609 | 87260.5764
Scenario 5: High TRC ZEAS Phase In | SCE | Com | Lighting | Com - College | Energy Efficiency | 0 | 0 | 0 | 0 | 0 | 0 | 0 | 1724075.4098 | 0 | 0 | 0 | 0 | 0
Scenario 5: High TRC ZEAS Phase In | SCE | Com | Lighting | Com - Grocery | Energy Efficiency | 3266705.6923 | 3417002.7128 | 3561377.0439 | 3700583.473 | 3857450.466 | 4005530.3321 | 4098555.9347 | 4151374.287 | 4201008.9395 | 4239446.0097 | 4302574.8795 | 4349159.5459 | 4391279.5676
Scenario 5: High TRC ZEAS Phase In | SCE | Com | Lighting | Com - Health | Energy Efficiency | 3431665.8354 | 3609564.5863 | 3784557.2383 | 3953109.9118 | 4143078.9992 | 4325132.608 | 4451016.8366 | 4531983.8313 | 4610477.7226 | 4676312.1806 | 4769498.8486 | 4848747.0625 | 4924619.9693
Scenario 5: High TRC ZEAS Phase In | SCE | Com | Lighting | Com - Lodging | Energy Efficiency | 0 | 0 | 0 | 0 | 0 | 0 | 0 | 0 | 0 | 0 | 0 | 0 | 0
Scenario 5: High TRC ZEAS Phase In | SCE | Com | Lighting | Com - Office (Large) | Energy Efficiency | 0 | 0 | 0 | 0 | 0 | 0 | 0 | 3832111.9755 | 0 | 0 | 0 | 0 | 0
Scenario 5: High TRC ZEAS Phase In | SCE | Com | Lighting | Com - Office (Small) | Energy Efficiency | 0 | 0 | 0 | 0 | 0 | 0 | 0 | 0 | 0 | 0 | 0 | 0 | 0
Scenario 5: High TRC ZEAS Phase In | SCE | Com | Lighting | Com - Other | Energy Efficiency | 0 | 0 | 0 | 0 | 0 | 0 | 0 | 0 | 0 | 0 | 0 | 0 | 0
Scenario 5: High TRC ZEAS Phase In | SCE | Com | Lighting | Com - Refrig. Warehouse | Energy Efficiency | 65435.1499 | 58256.4646 | 60929.0615 | 63500.2571 | 66403.9493 | 69197.3423 | 71074.875 | 72247.1652 | 73388.5304 | 74347.6836 | 75737.4592 | 76862.3023 | 77910.0219
Scenario 5: High TRC ZEAS Phase In | SCE | Com | Lighting | Com - Restaurant | Energy Efficiency | 1542486.3481 | 1614431.7249 | 1684012.5872 | 1751144.954 | 1826638.0551 | 1897594.8797 | 1942496.8824 | 1968322.3677 | 1992745.1618 | 2011911.8833 | 2042787.8075 | 2065830.4952 | 2086837.5504
Scenario 5: High TRC ZEAS Phase In | SCE | Com | Lighting | Com - Retail | Energy Efficiency | 12478722.1451 | 13063198.0478 | 13625986.9116 | 14169750.512 | 14781649.0826 | 15360739.1296 | 15729866.0243 | 15944619.2842 | 16147275.3279 | 16307951.8721 | 16563720.3747 | 16756229.3447 | 16932050.4152
Scenario 5: High TRC ZEAS Phase In | SCE | Com | Lighting | Com - School | Energy Efficiency | 0 | 0 | 0 | 0 | 0 | 0 | 0 | 0 | 0 | 0 | 0 | 0 | 0
Scenario 5: High TRC ZEAS Phase In | SCE | Com | Lighting | Com - Warehouse | Energy Efficiency | 0 | 0 | 0 | 0 | 0 | 941001.2583 | 967917.1105 | 985453.9491 | 0 | 0 | 0 | 0 | 0
Scenario 5: High TRC ZEAS Phase In | SCE | Com | WaterHeat | Com - College | Energy Efficiency | 1951795.2368 | 2057926.1248 | 2164900.1197 | 2271729.9486 | 2391915.4462 | 2509921.3951 | 2589022.8216 | 2634642.2484 | 2675677.3878 | 2708637.6733 | 2759738.3829 | 2801877.0931 | 2838386.0556
Scenario 5: High TRC ZEAS Phase In | SCE | Com | WaterHeat | Com - Grocery | Energy Efficiency | 9395342.6892 | 9861488.2095 | 10321478.4435 | 10776941.5596 | 11298497.76 | 11797827.3694 | 12113427.0224 | 12279153.4909 | 12422388.9134 | 12528533.1802 | 12715256.2205 | 12847263.3165 | 12965019.9719
Scenario 5: High TRC ZEAS Phase In | SCE | Com | WaterHeat | Com - Health | Energy Efficiency | 14050297.7528 | 14827034.9692 | 15608951.3355 | 16380919.9408 | 17264417.2712 | 18121460.7128 | 18712022.0507 | 19067166.992 | 19391792.1912 | 19657099.8735 | 20048779.874 | 20372978.8454 | 20681299.298
Scenario 5: High TRC ZEAS Phase In | SCE | Com | WaterHeat | Com - Lodging | Energy Efficiency | 2240234.5172 | 2352670.2643 | 2464488.5965 | 2574715.0168 | 2700984.0655 | 2822421.5954 | 2900695.0312 | 2942996.486 | 2979829.728 | 3007936.4485 | 3055282.9044 | 3089782.5729 | 3120871.897
Scenario 5: High TRC ZEAS Phase In | SCE | Com | WaterHeat | Com - Office (Large) | Energy Efficiency | 5079186.6726 | 5212761.3365 | 5334572.8143 | 5445925.8109 | 5584368.7963 | 5703432.7499 | 5724458.9449 | 5670634.4488 | 5604129.2913 | 5520727.0603 | 5474904.2035 | 5404090.8652 | 5328458.2316
Scenario 5: High TRC ZEAS Phase In | SCE | Com | WaterHeat | Com - Office (Small) | Energy Efficiency | 1736169.8742 | 1822055.2983 | 1906817.676 | 1990199.4256 | 1645301.1773 | 2220737.3064 | 1801876.5038 | 1824033.3612 | 1842784.4907 | 1855915.6013 | 1881213.1695 | 1898202.1162 | 1912973.3735
Scenario 5: High TRC ZEAS Phase In | SCE | Com | WaterHeat | Com - Other | Energy Efficiency | 113124198.5599 | 119054875.7694 | 124959863.4543 | 130814187.4546 | 137481364.9222 | 143916521.6829 | 148147900.4029 | 150504631.3963 | 152583129.4637 | 154243756.9716 | 156906817.34 | 158903626.0824 | 160736559.1861
Scenario 5: High TRC ZEAS Phase In | SCE | Com | WaterHeat | Com - Refrig. Warehouse | Energy Efficiency | 630920.9079 | 563508.7501 | 591720.5896 | 619565.7033 | 651496.7828 | 682579.398 | 703458.3453 | 715612.6724 | 726706.985 | 735773.2875 | 749521.9652 | 760321.4518 | 770297.3661
Scenario 5: High TRC ZEAS Phase In | SCE | Com | WaterHeat | Com - Restaurant | Energy Efficiency | 24964809.6742 | 26243357.3385 | 27512378.0017 | 28769024.3054 | 30206187.1327 | 31576630.3587 | 32445577.5954 | 32904325.0928 | 33303323.6114 | 33601733.347 | 34120441.4777 | 34489618.3625 | 34821059.2668
Scenario 5: High TRC ZEAS Phase In | SCE | Com | WaterHeat | Com - Retail | Energy Efficiency | 7032591.1141 | 7394194.6066 | 7751672.1574 | 8106110.809 | 8511703.2509 | 8900759.2591 | 9149008.2112 | 9281643.9486 | 9396997.0305 | 9484315.2757 | 9633927.7877 | 9741460.1902 | 9838226.2224
Scenario 5: High TRC ZEAS Phase In | SCE | Com | WaterHeat | Com - School | Energy Efficiency | 4503579.7728 | 4664411.9393 | 4817748.0209 | 4962135.3881 | 5130741.5428 | 5284045.2927 | 5346085.1602 | 5336947.5073 | 5317671.1555 | 5282233.9276 | 5280766.121 | 5256321.4444 | 5224230.1821
Scenario 5: High TRC ZEAS Phase In | SCE | Com | WaterHeat | Com - Warehouse | Energy Efficiency | 1560666.2944 | 1647933.0289 | 1735076.6906 | 1822378.112 | 1922091.6177 | 2018743.8401 | 2084201.7379 | 2123714.2951 | 2159492.5153 | 2189179.8155 | 2233416.1636 | 2268159.1072 | 2300766.3428
Scenario 5: High TRC ZEAS Phase In | SCE | Com | WholeBlg | Com - Restaurant | Energy Efficiency | 7487305.799 | 7937747.0925 | 8396867.5812 | 8892854.0161 | 9524772.1275 | 10087098.3481 | 10493625.0815 | 10811530.2865 | 11119950.804 | 11403614.2643 | 11697668.5369 | 11885163.5985 | 12106709.4572
Scenario 5: High TRC ZEAS Phase In | SCE | Com | WholeBlg | Com - Retail | Energy Efficiency | 23949592.0209 | 25169981.0948 | 26123098.7723 | 27287845.115 | 28948931.0722 | 30642967.1573 | 31874455.2667 | 32881955.8218 | 33753999.1287 | 34566044.3765 | 35433801.4285 | 35959639.263 | 36578023.0413
Scenario 5: High TRC ZEAS Phase In | SCE | Com | WholeBlg | Com - Warehouse | Energy Efficiency | 0 | 0 | 0 | 0 | 0 | 0 | 9176716.2242 | 9665506.5908 | 10073324.5494 | 10484478.4661 | 10906329.8414 | 11190158.4851 | 11545667.3226
Scenario 5: High TRC ZEAS Phase In | SCE | Res | AppPlug | Res - Multi Family | Energy Efficiency | 0 | 0 | 0 | 0 | 0 | 0 | 0 | 0 | 0 | 0 | 0 | 0 | 0
Scenario 5: High TRC ZEAS Phase In | SCE | Res | AppPlug | Res - Single Family | Energy Efficiency | 0 | 0 | 0 | 0 | 0 | 0 | 0 | 0 | 0 | 0 | 0 | 0 | 0
Scenario 5: High TRC ZEAS Phase In | SCE | Res | BldgEnv | Res - Single Family | Energy Efficiency | 62321372.6874 | 65888454.4602 | 69118403.7087 | 72028952.1314 | 75642608.7124 | 80103702.0622 | 83024995.0252 | 85022482.8505 | 0 | 0 | 0 | 0 | 0
Scenario 5: High TRC ZEAS Phase In | SCE | Res | HVAC | Res - Multi Family | Energy Efficiency | 4924564.7586 | 14877931.4792 | 15578927.2319 | 14929319.4693 | 5936480.6214 | 16850879.5822 | 18243436.4255 | 18655194.1185 | 18912491.6815 | 19061865.7897 | 19784295.2998 | 20127404.5019 | 20441264.1251
Scenario 5: High TRC ZEAS Phase In | SCE | Res | HVAC | Res - Single Family | Energy Efficiency | 237979697.3572 | 302207003.5057 | 310886203.2885 | 310223354.8457 | 261986223.0678 | 334326315.4548 | 334155724.1333 | 339606713.6123 | 72459820.9616 | 72585389.5641 | 75810049.4288 | 76829221.4085 | 77736478.8426
Scenario 5: High TRC ZEAS Phase In | SCE | Res | WaterHeat | Res - Multi Family | Energy Efficiency | 841553.4021 | 2399652.7907 | 2492892.3888 | 2575996.6272 | 17869744.181 | 52521233.1328 | 54070829.2801 | 55107173.3287 | 56103639.3066 | 56950618.4986 | 58166934.8379 | 59127700.5665 | 60027910.6193
Scenario 5: High TRC ZEAS Phase In | SCE | Res | WaterHeat | Res - Single Family | Energy Efficiency | 76689164.5763 | 80031962.8249 | 83058350.5161 | 85749287.0544 | 88994138.3509 | 93013841.3597 | 95869719.819 | 97819200.1662 | 90782025.6423 | 92273853.0736 | 94368232.4451 | 96050618.9473 | 97639117.6475
Scenario 5: High TRC ZEAS Phase In | SCE | Res | WholeBlg | Res - Multi Family | Energy Efficiency | 0 | 0 | 0 | 0 | 0 | 0 | 0 | 0 | 0 | 0 | 0 | 0 | 557937.3013
Scenario 5: High TRC ZEAS Phase In | SCE | Res | WholeBlg | Res - Single Family | Energy Efficiency | 0 | 0 | 0 | 0 | 0 | 0 | 0 | 2629977.1809 | 2514628.1559 | 2402407.1506 | 2321697.1148 | 2248585.3491 | 2174610.6333
Scenario 5: High TRC ZEAS Phase In | SCG | Com | AppPlug | Com - Health | Energy Efficiency | 152584188.7388 | 160137378.6312 | 168105453.4661 | 176331475.5141 | 185120266.3436 | 194341831.6339 | 204218449.5313 | 214520653.1783 | 225404897.6719 | 236781880.1186 | 248782728.3769 | 261866085.1335 | 275811126.3073
Scenario 5: High TRC ZEAS Phase In | SCG | Com | AppPlug | Com - Lodging | Energy Efficiency | 111645600.4535 | 116608533.48 | 121814813.402 | 127239929.1406 | 132990916.2159 | 139054323.7765 | 146043819.2018 | 152787050.2038 | 159844907.5565 | 167259213.5865 | 175099841.4629 | 183366681.117 | 192102794.6981
Scenario 5: High TRC ZEAS Phase In | SCG | Com | AppPlug | Com - Other | Energy Efficiency | 60704.4234 | 65225.5086 | 70154.4127 | 75301.8023 | 3418.1579 | 168015.4112 | 93342.105 | 1902077.2574 | 1992492.4073 | 2088439.4684 | 2189809.543 | 2296592.9155 | 2409989.1175
Scenario 5: High TRC ZEAS Phase In | SCG | Com | BldgEnv | Com - College | Energy Efficiency | 811388.9 | 849819.13 | 890246.4504 | 932854.6237 | 977679.1067 | 1025067.9447 | 1075094.1605 | 1127873.4636 | 1183663.2412 | 1242626.7895 | 1305038.5976 | 1371325.9247 | 1441309.4108
Scenario 5: High TRC ZEAS Phase In | SCG | Com | BldgEnv | Com - Grocery | Energy Efficiency | 1197278.0219 | 1249020.5109 | 1303095.78 | 1359894.4597 | 1419599.2375 | 1482373.8002 | 1548384.6355 | 1617956.9096 | 1691218.8193 | 1768416.4055 | 1849851.7889 | 1935738.8682 | 2026422.68
Scenario 5: High TRC ZEAS Phase In | SCG | Com | BldgEnv | Com - Health | Energy Efficiency | 816362.0324 | 856577.4821 | 898939.2121 | 943403.8899 | 990503.4205 | 1040183.1272 | 1092884.6022 | 1148461.925 | 1207287.5912 | 1269412.3057 | 1335175.5623 | 1405381.2146 | 1479938.8432
Scenario 5: High TRC ZEAS Phase In | SCG | Com | BldgEnv | Com - Lodging | Energy Efficiency | 444421.1969 | 464067.0455 | 484656.5649 | 506257.9815 | 529011.5157 | 552961.6351 | 578181.3319 | 604756.1421 | 632744.3578 | 662254.8487 | 693413.6722 | 726304.619 | 761053.6159
Scenario 5: High TRC ZEAS Phase In | SCG | Com | BldgEnv | Com - Office (Large) | Energy Efficiency | 1161745.6226 | 1183903.024 | 1206551.823 | 1230067.0791 | 1254610.7972 | 1280107.0257 | 1306423.3545 | 1333802.2503 | 1362018.794 | 1391298.7232 | 1421900.7586 | 1453628.1051 | 1486744.6768
Scenario 5: High TRC ZEAS Phase In | SCG | Com | BldgEnv | Com - Office (Small) | Energy Efficiency | 490493.1821 | 511039.2523 | 532500.0333 | 555007.6078 | 492738.4275 | 555538.5742 | 540304.6991 | 563857.3584 | 588644.0163 | 614740.7325 | 642238.3397 | 671214.5644 | 701779.727
Scenario 5: High TRC ZEAS Phase In | SCG | Com | BldgEnv | Com - Other | Energy Efficiency | 2019191.013 | 2111335.7164 | 2207960.9322 | 2309560.5841 | 2399308.2835 | 2547314.5792 | 2648030.619 | 2773351.671 | 2905497.6678 | 3045188.1756 | 3192810.3003 | 3348795.2617 | 3513863.1631
Scenario 5: High TRC ZEAS Phase In | SCG | Com | BldgEnv | Com - Refrig. Warehouse | Energy Efficiency | 10912.3675 | 5286.599 | 4250.3228 | 11314.4909 | 97727.5006 | 102439.7808 | 107421.7775 | 112680.8635 | 118249.6834 | 124138.4997 | 130364.3404 | 136965.7338 | 143953.0308
Scenario 5: High TRC ZEAS Phase In | SCG | Com | BldgEnv | Com - Restaurant | Energy Efficiency | 438944.4315 | 458190.4451 | 478346.0431 | 502853.3399 | 525310.8433 | 548849.2745 | 573588.9057 | 599697.041 | 627208.7613 | 656195.504 | 686796.2696 | 719069.4589 | 753177.0745
Scenario 5: High TRC ZEAS Phase In | SCG | Com | BldgEnv | Com - Retail | Energy Efficiency | 7289337.1855 | 7610269.8619 | 7945935.5497 | 8298714.6273 | 8607664.6129 | 9088106.6633 | 9448327.9513 | 9880440.6176 | 10335747.1787 | 10815959.4581 | 11322806.9525 | 11857731.1212 | 12422915.258
Scenario 5: High TRC ZEAS Phase In | SCG | Com | BldgEnv | Com - School | Energy Efficiency | 325848.7705 | 334757.6044 | 343978.5736 | 353537.749 | 363390.3713 | 373713.626 | 384403.219 | 395548.9262 | 407196.1177 | 419373.3584 | 432053.8989 | 445342.5082 | 459178.968
Scenario 5: High TRC ZEAS Phase In | SCG | Com | BldgEnv | Com - Warehouse | Energy Efficiency | 2509338.0625 | 2631244.1169 | 2759256.0938 | 2894375.0878 | 3037141.6593 | 3187810.0162 | 3346924.0994 | 3515275.6772 | 3693285.7672 | 3881742.618 | 4081347.7362 | 4292729.5604 | 4516944.8738
Scenario 5: High TRC ZEAS Phase In | SCG | Com | FoodServ | Com - College | Energy Efficiency | 845709.3639 | 887047.6946 | 932816.1805 | 981949.5611 | 1031204.423 | 1055993.2482 | 1112832.6486 | 1170677.8666 | 1231756.5559 | 1295176.0566 | 1372661.3094 | 1451906.8048 | 1529164.7554
Scenario 5: High TRC ZEAS Phase In | SCG | Com | FoodServ | Com - Grocery | Energy Efficiency | 7066417.6273 | 7398936.9095 | 7740718.5161 | 8107819.7442 | 8499951.6649 | 8673893.7562 | 9096186.0707 | 9550470.0901 | 10023269.2692 | 10517034.4747 | 11364075.2757 | 11936785.3157 | 12545249.5326
Scenario 5: High TRC ZEAS Phase In | SCG | Com | FoodServ | Com - Health | Energy Efficiency | 2074744.7621 | 2185159.4844 | 2305401.2656 | 2420694.8166 | 2551003.1166 | 2612525.243 | 2760433.6834 | 2906942.284 | 3061612.8201 | 3215820.3335 | 3432310.3495 | 3633735.5843 | 3852939.3949
Scenario 5: High TRC ZEAS Phase In | SCG | Com | FoodServ | Com - Lodging | Energy Efficiency | 1837774.9815 | 1924279.6436 | 2016927.441 | 2112466.3093 | 2216385.7064 | 2309215.5059 | 2425301.048 | 2547396.8293 | 2673729.2998 | 2805879.4502 | 3029685.109 | 3182917.8163 | 3345022.1395
Scenario 5: High TRC ZEAS Phase In | SCG | Com | FoodServ | Com - Other | Energy Efficiency | 23595931.364 | 24728438.0376 | 25923827.4813 | 27182817.5079 | 26817595.4672 | 31037865.7472 | 30716197.3619 | 32253171.3659 | 33864090.6517 | 35580112.8341 | 37503371.1701 | 39432256.4355 | 41484027.5226
Scenario 5: High TRC ZEAS Phase In | SCG | Com | FoodServ | Com - Restaurant | Energy Efficiency | 41084550.0232 | 43035370.1205 | 45096154.4771 | 47283872.7214 | 49618309.774 | 51132393.2498 | 53607682.311 | 56251076.9639 | 59037630.2916 | 61963102.0329 | 66381303.5825 | 69735892.7053 | 73304179.8731
Scenario 5: High TRC ZEAS Phase In | SCG | Com | FoodServ | Com - Retail | Energy Efficiency | 27006.2517 | 28888.1562 | 30648.9025 | 32723.9555 | 0 | 79492.3994 | 40150.0067 | 43075.5557 | 45949.3368 | 48938.4189 | 52247.1844 | 55625.2258 | 59312.5355
Scenario 5: High TRC ZEAS Phase In | SCG | Com | FoodServ | Com - School | Energy Efficiency | 3487827.6502 | 3590210.8706 | 3698642.4362 | 3811171.3101 | 3922790.4004 | 3963481.31 | 4085225.867 | 4213016.4809 | 4348710.0633 | 4492746.1328 | 4672559.6178 | 4834021.5122 | 4999657.8008
Scenario 5: High TRC ZEAS Phase In | SCG | Com | HVAC | Com - College | Energy Efficiency | 2574378.8986 | 2701805.3573 | 2838583.8865 | 2984000.0941 | 3135058.2323 | 3298130.7972 | 111526.0637 | 118405.3143 | 125591.5376 | 132364.9788 | 140106.6619 | 152463.8223 | 161313.8858
Scenario 5: High TRC ZEAS Phase In | SCG | Com | HVAC | Com - Grocery | Energy Efficiency | 309942.6615 | 331890.3126 | 352222.4623 | 402498.2295 | 431360.7762 | 462938.8393 | 494291.9973 | 530774.3475 | 534604.52 | 569315.7151 | 608216.2002 | 647631.7753 | 728971.1563
Scenario 5: High TRC ZEAS Phase In | SCG | Com | HVAC | Com - Health | Energy Efficiency | 19852150.9455 | 20846580.8084 | 21900871.3851 | 22984662.2775 | 24148985.522 | 25370082.23 | 22978187.4251 | 24146481.4942 | 21856391.8231 | 26666431.9388 | 28021025.8967 | 29516491.2873 | 31113584.7003
Scenario 5: High TRC ZEAS Phase In | SCG | Com | HVAC | Com - Lodging | Energy Efficiency | 10250740.5839 | 10710263.701 | 11194044.5347 | 11698603.6599 | 12234799.013 | 12800983.8157 | 12183601.2586 | 12752300.2385 | 842031.4595 | 889705.0345 | 978753.6275 | 1035276.4938 | 1095190.2423
Scenario 5: High TRC ZEAS Phase In | SCG | Com | HVAC | Com - Office (Large) | Energy Efficiency | 11914007.1867 | 12166181.7238 | 12425687.8522 | 12697480.9884 | 12984111.2811 | 13283641.0096 | 3569.0052 | 3716.6868 | 3842.9549 | 3968.3389 | 4118.9251 | 4263.7999 | 4426.343
Scenario 5: High TRC ZEAS Phase In | SCG | Com | HVAC | Com - Office (Small) | Energy Efficiency | 7876022.1487 | 8222968.7244 | 8587244.642 | 8971023.1833 | 7859362.5937 | 10547709.1696 | 84078.0457 | 88657.7256 | 70815.9997 | 74774.0619 | 79073.1775 | 83544.3689 | 88371.8576
Scenario 5: High TRC ZEAS Phase In | SCG | Com | HVAC | Com - Other | Energy Efficiency | 1939109.6169 | 2345031.4103 | 2557687.1971 | 10613303.9167 | 9054795.4228 | 13951369.2626 | 12357557.4025 | 13003970.809 | 3239140.358 | 3940153.2017 | 4295236.5989 | 4575656.9834 | 4884762.8685
Scenario 5: High TRC ZEAS Phase In | SCG | Com | HVAC | Com - Restaurant | Energy Efficiency | 98318916.2361 | 102793293.3811 | 107466729.2706 | 112451029.0102 | 117980550.997 | 123467385.0193 | 129241034.7406 | 135349548.0028 | 141794887.2575 | 148591510.7246 | 155780053.5933 | 163368448.7994 | 171398107.2299
Scenario 5: High TRC ZEAS Phase In | SCG | Com | HVAC | Com - Retail | Energy Efficiency | 3528395.7622 | 3693546.8825 | 3866211.6254 | 4049333.1706 | 4051560.5786 | 4655541.6414 | 193436.5761 | 205651.7752 | 143376.7952 | 230626.2011 | 244567.4882 | 258925.9048 | 274463.8542
Scenario 5: High TRC ZEAS Phase In | SCG | Com | HVAC | Com - School | Energy Efficiency | 5551803.7509 | 5723842.9511 | 5908391.6241 | 6099952.1869 | 6285390.4004 | 6495247.9214 | 1125836.5284 | 1170557.9944 | 1189108.3083 | 1247550.4144 | 1340899.8211 | 1411800.2334 | 1479670.2055
Scenario 5: High TRC ZEAS Phase In | SCG | Com | HVAC | Com - Warehouse | Energy Efficiency | 0 | 0 | 0 | 0 | 222.8595 | 245.2134 | 267.2564 | 292.0178 | 0 | 0 | 369.4522 | 397.2188 | 429.1192
Scenario 5: High TRC ZEAS Phase In | SCG | Com | WaterHeat | Com - College | Energy Efficiency | 17628795.329 | 18475166.7421 | 19099858.4476 | 20023549.7214 | 20995343.4478 | 22023660.8283 | 15124632.8983 | 15878427.4559 | 16630825.6956 | 17448882.0233 | 18313730.4456 | 19229011.4547 | 20198456.3628
Scenario 5: High TRC ZEAS Phase In | SCG | Com | WaterHeat | Com - Grocery | Energy Efficiency | 14636291.4436 | 15267657.3809 | 15926089.9474 | 16616444.5684 | 17341235.3262 | 18102782.3445 | 17031340.3688 | 17785230.5703 | 18578396.1817 | 19413506.8816 | 20293428.715 | 21221569.3534 | 22201418.7752
Scenario 5: High TRC ZEAS Phase In | SCG | Com | WaterHeat | Com - Health | Energy Efficiency | 32830383.2906 | 34497027.7693 | 35491535.7491 | 37535669.5251 | 39448584.9797 | 41468622.4253 | 20037459.4892 | 21044737.7109 | 21786328.4942 | 22896496.4203 | 24071845.7102 | 25317505.9569 | 26638738.5523
Scenario 5: High TRC ZEAS Phase In | SCG | Com | WaterHeat | Com - Lodging | Energy Efficiency | 134302962.5536 | 140453004.0407 | 145917052.0825 | 152661041.8285 | 159790422.6891 | 167315547.3105 | 43216298.5994 | 45176293.0112 | 19937804.4322 | 20853395.2297 | 21818808.9558 | 22837896.1178 | 23914576.7823
Scenario 5: High TRC ZEAS Phase In | SCG | Com | WaterHeat | Com - Office (Large) | Energy Efficiency | 53623195.2393 | 54659901.0642 | 55130554.4503 | 56205752.6147 | 57321828.5577 | 58479010.444 | 45449901.3927 | 46356863.2681 | 46941130.4036 | 47909421.4697 | 48915196.1713 | 49961739.9715 | 51051962.0783
Scenario 5: High TRC ZEAS Phase In | SCG | Com | WaterHeat | Com - Office (Small) | Energy Efficiency | 13473726.1716 | 14034966.2288 | 14537658.8434 | 15144440.846 | 13536286.711 | 14108502.7642 | 14709490.5631 | 15341252.1361 | 16005243.4406 | 16703634.3385 | 17438739.1871 | 18213359.0096 | 19030323.5514
Scenario 5: High TRC ZEAS Phase In | SCG | Com | WaterHeat | Com - Other | Energy Efficiency | 83441697.0807 | 87384199.5169 | 86833675.5716 | 90829092.6129 | 94703607.1975 | 99808739.8859 | 82711893.1062 | 86565432.1554 | 89613963.2205 | 93851005.4263 | 98323511.5025 | 103049639.8755 | 108048049.0265
Scenario 5: High TRC ZEAS Phase In | SCG | Com | WaterHeat | Com - Refrig. Warehouse | Energy Efficiency | 1911412.3347 | 1953553.8199 | 1812841.7493 | 1909746.0312 | 1989718.9614 | 2084692.1603 | 2102092.3744 | 2203616.2161 | 2310779.2728 | 2423975.0554 | 2543625.1929 | 2670231.4236 | 2804309.2184
Scenario 5: High TRC ZEAS Phase In | SCG | Com | WaterHeat | Com - Restaurant | Energy Efficiency | 15847746.9628 | 16669391.8484 | 12756256.0371 | 13321640.484 | 13916324.6086 | 14540893.788 | 10824185.4847 | 11306823.8243 | 11814741.9133 | 12349638.322 | 12913406.4861 | 13508183.7314 | 14136266.5521
Scenario 5: High TRC ZEAS Phase In | SCG | Com | WaterHeat | Com - Retail | Energy Efficiency | 51393656.2157 | 53643556.5453 | 55813433.6536 | 58261477.4231 | 60686116.4336 | 63380340.616 | 66214802.1456 | 69199359.2135 | 71744060.5296 | 75027297.284 | 78488884.2691 | 82142496.1396 | 86002041.1158
Scenario 5: High TRC ZEAS Phase In | SCG | Com | WaterHeat | Com - School | Energy Efficiency | 22950964.1611 | 23598618.9157 | 22994705.1118 | 23635445.8712 | 24297937.8421 | 24989591.5471 | 19250384.3136 | 19794669.0407 | 20360601.4872 | 20950065.0136 | 21564307.6128 | 22205309.204 | 22874890.9029
Scenario 5: High TRC ZEAS Phase In | SCG | Com | WaterHeat | Com - Warehouse | Energy Efficiency | 54339455.3249 | 56962719.8653 | 59702086.4394 | 62594248.8588 | 65642693.5993 | 68858305.219 | 71505853.0809 | 75052385.0799 | 77923306.6624 | 81842132.2485 | 85988778.6543 | 90381061.2838 | 95037347.7384
Scenario 5: High TRC ZEAS Phase In | SCG | Com | WholeBlg | Com - College | Energy Efficiency | 0 | 0 | 0 | 0 | 0 | 0 | 0 | 0 | 0 | 0 | 0 | 0 | 0
Scenario 5: High TRC ZEAS Phase In | SCG | Com | WholeBlg | Com - Health | Energy Efficiency | 0 | 0 | 0 | 0 | 0 | 0 | 0 | 0 | 0 | 0 | 0 | 0 | 0
Scenario 5: High TRC ZEAS Phase In | SCG | Com | WholeBlg | Com - Office (Large) | Energy Efficiency | 0 | 0 | 0 | 0 | 0 | 0 | 0 | 0 | 0 | 0 | 0 | 0 | 0
Scenario 5: High TRC ZEAS Phase In | SCG | Com | WholeBlg | Com - Office (Small) | Energy Efficiency | 0 | 0 | 0 | 0 | 0 | 0 | 0 | 0 | 0 | 0 | 0 | 0 | 0
Scenario 5: High TRC ZEAS Phase In | SCG | Com | WholeBlg | Com - Retail | Energy Efficiency | 0 | 0 | 0 | 0 | 0 | 0 | 0 | 0 | 0 | 0 | 0 | 0 | 0
Scenario 5: High TRC ZEAS Phase In | SCG | Com | WholeBlg | Com - School | Energy Efficiency | 0 | 0 | 0 | 0 | 0 | 0 | 0 | 0 | 0 | 0 | 0 | 0 | 0
Scenario 5: High TRC ZEAS Phase In | SCG | Res | AppPlug | Res - Multi Family | Energy Efficiency | 0 | 0 | 0 | 0 | 0 | 0 | 0 | 0 | 0 | 0 | 0 | 0 | 0
Scenario 5: High TRC ZEAS Phase In | SCG | Res | AppPlug | Res - Single Family | Energy Efficiency | 0 | 0 | 0 | 0 | 0 | 0 | 0 | 0 | 0 | 0 | 0 | 0 | 0
Scenario 5: High TRC ZEAS Phase In | SCG | Res | BldgEnv | Res - Multi Family | Energy Efficiency | 0 | 0 | 0 | 0 | 0 | 0 | 0 | 0 | 0 | 0 | 0 | 0 | 1761905.8378
Scenario 5: High TRC ZEAS Phase In | SCG | Res | BldgEnv | Res - Single Family | Energy Efficiency | 2734113.751 | 3338687.6414 | 3768412.0195 | 3980398.5833 | 4174425.3004 | 4229715.5404 | 4195796.8408 | 4124161.398 | 0 | 0 | 0 | 0 | 0
Scenario 5: High TRC ZEAS Phase In | SCG | Res | HVAC | Res - Multi Family | Energy Efficiency | 2881.6175 | 3031.1279 | 3190.9628 | 3358.9145 | 3536.6614 | 3724.4565 | 0 | 0 | 0 | 0 | 0 | 0 | 0
Scenario 5: High TRC ZEAS Phase In | SCG | Res | HVAC | Res - Single Family | Energy Efficiency | 32105895.1195 | 33921960.7967 | 35827897.4032 | 37827434.4982 | 0 | 0 | 0 | 0 | 0 | 0 | 0 | 0 | 0
Scenario 5: High TRC ZEAS Phase In | SCG | Res | WaterHeat | Res - Multi Family | Energy Efficiency | 53846019.1432 | 58075134.9895 | 57971583.553 | 60907952.8057 | 64005898.562 | 67266285.2892 | 70722159.4375 | 74381023.2876 | 78257585.3486 | 82369197.8088 | 86737124.8015 | 91384898.3981 | 96324084.6745
Scenario 5: High TRC ZEAS Phase In | SCG | Res | WaterHeat | Res - Single Family | Energy Efficiency | 269293504.7085 | 286668150.7337 | 279674305.1552 | 294301516.2737 | 309763465.3409 | 325980520.7033 | 343077880.0334 | 361186434.7435 | 380425259.1681 | 400885738.5857 | 422651810.393 | 445815893.8449 | 470464926.1111
Scenario 5: High TRC ZEAS Phase In | SCG | Res | WholeBlg | Res - Multi Family | Energy Efficiency | 0 | 0 | 0 | 0 | 0 | 0 | 0 | 0 | 0 | 0 | 0 | 0 | 0
Scenario 5: High TRC ZEAS Phase In | SCG | Res | WholeBlg | Res - Single Family | Energy Efficiency | 0 | 0 | 0 | 0 | 0 | 0 | 0 | 0 | 0 | 0 | 0 | 0 | 0
Scenario 5: High TRC ZEAS Phase In | SDG&E | Com | AppPlug | Com - Health | Energy Efficiency | 1595714.4207 | 1631220.2439 | 15094257.858 | 15840622.4505 | 16555429.1953 | 17286104.8387 | 50666765.4653 | 53138554.7184 | 55823436.5204 | 58779793.5743 | 61990441.3036 | 64879216.6262 | 68057296.8559
Scenario 5: High TRC ZEAS Phase In | SDG&E | Com | AppPlug | Com - Lodging | Energy Efficiency | 1628447.6376 | 1628084.7686 | 1629400.1164 | 1693476.3939 | 1680196.9899 | 10538481.8023 | 48501101.9337 | 50610528.3837 | 52856844.7384 | 55213841.6969 | 57673678.681 | 60274445.2764 | 63046213.9037
Scenario 5: High TRC ZEAS Phase In | SDG&E | Com | AppPlug | Com - Other | Energy Efficiency | 0 | 12973.5817 | 13854.9044 | 14810.1799 | 15643.4368 | 16727.0944 | 17871.6524 | 19038.6802 | 20244.3443 | 21566.4958 | 22917.8986 | 24393.7359 | 26033.0064
Scenario 5: High TRC ZEAS Phase In | SDG&E | Com | BldgEnv | Com - College | Energy Efficiency | 107877.4308 | 112787.2715 | 117926.0849 | 123353.7498 | 129073.5233 | 135206.5112 | 141675.5725 | 148481.0973 | 155672.496 | 163278.8146 | 171303.7823 | 179857.3476 | 188830.4549
Scenario 5: High TRC ZEAS Phase In | SDG&E | Com | BldgEnv | Com - Grocery | Energy Efficiency | 66622.6205 | 69402.8714 | 72296.0842 | 75336.0485 | 78532.0949 | 81953.973 | 85552.0888 | 89327.5516 | 93290.2113 | 97475.9125 | 101878.5307 | 106507.2076 | 111402.5292
Scenario 5: High TRC ZEAS Phase In | SDG&E | Com | BldgEnv | Com - Health | Energy Efficiency | 157589.7404 | 165032.4077 | 172844.9023 | 181145.8906 | 189846.9395 | 199076.4931 | 208574.2877 | 218916.2647 | 229953.5444 | 241791.9624 | 254431.5975 | 267104.2491 | 280696.3047
Scenario 5: High TRC ZEAS Phase In | SDG&E | Com | BldgEnv | Com - Lodging | Energy Efficiency | 84496.8347 | 87810.6775 | 91234.1972 | 94839.2878 | 98680.4017 | 102968.725 | 107451.8403 | 112127.794 | 1177.4816 | 1213.4481 | 1235.9648 | 1262.1921 | 1305.56
Scenario 5: High TRC ZEAS Phase In | SDG&E | Com | BldgEnv | Com - Office (Large) | Energy Efficiency | 2770.7883 | 2843.2809 | 101947.0613 | 103628.7853 | 105415.1864 | 107448.782 | 109573.3238 | 111727.5703 | 3545.1269 | 3653.9656 | 3759.9977 | 3880.3707 | 4015.5916
Scenario 5: High TRC ZEAS Phase In | SDG&E | Com | BldgEnv | Com - Office (Small) | Energy Efficiency | 605.62 | 634.2687 | 664.2866 | 696.2031 | 729.2118 | 767.2095 | 808.0367 | 849.6885 | 893.9104 | 939.9196 | 989.0547 | 1041.1755 | 1097.061
Scenario 5: High TRC ZEAS Phase In | SDG&E | Com | BldgEnv | Com - Other | Energy Efficiency | 644.3145 | 687.0066 | 84789.5975 | 88428.8598 | 92302.031 | 96497.4457 | 100910.5767 | 105537.3504 | 1072.5949 | 1143.7873 | 1216.6881 | 1295.7807 | 1383.7737
Scenario 5: High TRC ZEAS Phase In | SDG&E | Com | BldgEnv | Com - Refrig. Warehouse | Energy Efficiency | 4.4549 | 5.1655 | 5.9125 | 6.2805 | 6.9237 | 7.6873 | 8.667 | 9.6958 | 10.9545 | 12.1747 | 13.655 | 15.3009 | 17.0121
Scenario 5: High TRC ZEAS Phase In | SDG&E | Com | BldgEnv | Com - Restaurant | Energy Efficiency | 212.5625 | 224.7387 | 241.4403 | 259.2971 | 278.85 | 298.3393 | 320.786 | 344.2546 | 367.1023 | 391.7656 | 418.6133 | 447.1375 | 477.2542
Scenario 5: High TRC ZEAS Phase In | SDG&E | Com | BldgEnv | Com - Retail | Energy Efficiency | 322213.5483 | 335859.5002 | 350099.1532 | 365023.6998 | 380776.5818 | 397581.194 | 415255.1936 | 433821.7568 | 453375.7178 | 473991.945 | 495708.9038 | 518544.5738 | 542682.7082
Scenario 5: High TRC ZEAS Phase In | SDG&E | Com | BldgEnv | Com - School | Energy Efficiency | 767.9039 | 801.2421 | 836.2408 | 873.0863 | 916.1794 | 958.8163 | 1003.7369 | 1052.9879 | 1107.9583 | 1165.6166 | 1228.2449 | 1294.1891 | 1363.2922
Scenario 5: High TRC ZEAS Phase In | SDG&E | Com | BldgEnv | Com - Warehouse | Energy Efficiency | 775.1471 | 828.425 | 885.8619 | 170276.3411 | 178206.4022 | 186826.7659 | 195905.8271 | 205448.9406 | 1357.1572 | 1457.5074 | 1556.1157 | 1662.293 | 1786.474
Scenario 5: High TRC ZEAS Phase In | SDG&E | Com | ComRefrig | Com - College | Energy Efficiency | 5986.7131 | 6146.8675 | 6279.0998 | 6384.2785 | 6513.2983 | 6691.1191 | 6816.485 | 6908.2973 | 6995.7805 | 7066.4836 | 7177.8416 | 7251.2024 | 5587.6251
Scenario 5: High TRC ZEAS Phase In | SDG&E | Com | ComRefrig | Com - Grocery | Energy Efficiency | 8795592.6551 | 8994366.9421 | 9150697.9435 | 9266350.8618 | 9415382.6101 | 9633316.8954 | 9774119.7288 | 9865708.339 | 9950238.9463 | 10010154.4176 | 10126780.0593 | 10188907.4416 | 7819607.1342
Scenario 5: High TRC ZEAS Phase In | SDG&E | Com | ComRefrig | Com - Refrig. Warehouse | Energy Efficiency | 1970.7614 | 2023.0933 | 2066.2168 | 2100.423 | 2142.4582 | 2200.5265 | 2241.3246 | 2271.0764 | 2299.3937 | 2322.1858 | 2358.3265 | 2381.9713 | 1835.1442
Scenario 5: High TRC ZEAS Phase In | SDG&E | Com | ComRefrig | Com - Restaurant | Energy Efficiency | 333883.6726 | 341524.4968 | 347557.4989 | 352048.3947 | 357810.2568 | 366194.5228 | 371650.5985 | 375237.8499 | 378558.5516 | 380944.3291 | 385490.1613 | 387963.3691 | 297830.5366
Scenario 5: High TRC ZEAS Phase In | SDG&E | Com | ComRefrig | Com - Retail | Energy Efficiency | 3596952.4699 | 3681113.9699 | 3748020.4625 | 3798354.9361 | 3862458.6991 | 3954948.1451 | 4015888.7423 | 4056685.6997 | 4094639.4852 | 4122512.7559 | 4173800.435 | 4202686.4555 | 3227924.5775
Scenario 5: High TRC ZEAS Phase In | SDG&E | Com | ComRefrig | Com - School | Energy Efficiency | 8213.4077 | 8270.4371 | 8285.3655 | 8261.6307 | 8265.9847 | 8327.834 | 8320.1941 | 8269.584 | 8212.7479 | 8135.7079 | 8104.4871 | 8029.368 | 6067.898
Scenario 5: High TRC ZEAS Phase In | SDG&E | Com | FoodServ | Com - College | Energy Efficiency | 556446.8239 | 608389.3007 | 629290.4904 | 657815.655 | 686846.5652 | 719741.1213 | 753429.2891 | 787684.2067 | 823683.0044 | 861569.902 | 972594.9774 | 1019141.1371 | 1064474.8697
Scenario 5: High TRC ZEAS Phase In | SDG&E | Com | FoodServ | Com - College | Fuel Substitution | 3138116.1407 | 3315177.6216 | 3523965.1164 | 3737403.5639 | 3953261.2783 | 4168047.2027 | 4418671.5154 | 4702121.0455 | 5010688.1075 | 5348137.6492 | 5691987.4531 | 6071372.0524 | 6476772.3373
Scenario 5: High TRC ZEAS Phase In | SDG&E | Com | FoodServ | Com - Grocery | Energy Efficiency | 3130712.2565 | 3515718.5376 | 3616891.111 | 3764348.4808 | 3918452.9679 | 4091089.2961 | 4265390.127 | 4442352.5741 | 4623504.5573 | 4814007.9197 | 5521552.4819 | 5735513.7596 | 5961956.4862
Scenario 5: High TRC ZEAS Phase In | SDG&E | Com | FoodServ | Com - Grocery | Fuel Substitution | 35899469.872 | 37771868.2007 | 39934622.1573 | 42181809.4868 | 44437404.628 | 46662134.0446 | 49267590.985 | 52215605.5287 | 55416693.7548 | 58909091.8811 | 62442596.0188 | 66334701.8112 | 70477354.1831
Scenario 5: High TRC ZEAS Phase In | SDG&E | Com | FoodServ | Com - Health | Energy Efficiency | 1219882.6166 | 1354539.5422 | 1398322.6549 | 1462237.3851 | 1524593.4592 | 1590526.828 | 1640911.028 | 1712861.7632 | 1794432.1273 | 1889526.7661 | 2125099.8659 | 2196362.4124 | 2281477.2903
Scenario 5: High TRC ZEAS Phase In | SDG&E | Com | FoodServ | Com - Health | Fuel Substitution | 11057386.4636 | 11697001.4193 | 12434602.5769 | 13203778.4802 | 13985027.3242 | 14766587.6077 | 15674591.52 | 16699465.4144 | 17815484.1432 | 19036133.1695 | 20284755.8339 | 21661946.0635 | 23135647.3684
Scenario 5: High TRC ZEAS Phase In | SDG&E | Com | FoodServ | Com - Lodging | Energy Efficiency | 1623802.9087 | 1722765.7638 | 1772815.552 | 1831985.2726 | 1892309.8446 | 1966637.2455 | 2033907.2524 | 2098123.3861 | 2164728.5672 | 2230130.6373 | 2432897.0929 | 2504234.9278 | 2580058.5876
Scenario 5: High TRC ZEAS Phase In | SDG&E | Com | FoodServ | Com - Lodging | Fuel Substitution | 12516272.4668 | 13182148.0288 | 13927703.1801 | 14726019.5897 | 15528657.1897 | 16321828.7601 | 17250149.0625 | 18300562.2341 | 19441894.3981 | 20687866.2159 | 21950495.1779 | 23341923.2758 | 24824308.3062
Scenario 5: High TRC ZEAS Phase In | SDG&E | Com | FoodServ | Com - Office (Large) | Energy Efficiency | 15253.6359 | 15309.7021 | 15291.7137 | 15218.3084 | 15248.1803 | 15454.6151 | 15497.4071 | 15409.345 | 15262.9919 | 15030.3098 | 14868.0858 | 14581.5702 | 14284.0163
Scenario 5: High TRC ZEAS Phase In | SDG&E | Com | FoodServ | Com - Office (Small) | Energy Efficiency | 9302.9002 | 9544.8478 | 9746.2432 | 9914.8142 | 10157.9335 | 10519.1328 | 10774.3989 | 10946.7158 | 11087.8435 | 11161.3407 | 11287.2411 | 11315.2095 | 11328.9199
Scenario 5: High TRC ZEAS Phase In | SDG&E | Com | FoodServ | Com - Other | Energy Efficiency | 6087327.0103 | 6729433.2421 | 6917282.4075 | 7192982.6815 | 7488310.7838 | 7818548.2934 | 8142805.6095 | 8466063.4324 | 8799118.812 | 9141827.1159 | 10097045.5363 | 10483662.1896 | 10890517.8865
Scenario 5: High TRC ZEAS Phase In | SDG&E | Com | FoodServ | Com - Other | Fuel Substitution | 27914403.0012 | 29469560.3527 | 31395526.6142 | 33288416.7677 | 35187842.4331 | 37058108.2188 | 39267199.3555 | 41782377.3806 | 44524417.9436 | 47528538.1308 | 50569424.4909 | 53934108.2914 | 57525613.1444
Scenario 5: High TRC ZEAS Phase In | SDG&E | Com | FoodServ | Com - Restaurant | Energy Efficiency | 11892032.4764 | 13069986.4146 | 13448040.8972 | 13962052.1422 | 14523492.553 | 15137898.4674 | 15743495.372 | 16346259.861 | 16961462.3398 | 17591434.7316 | 19162926.0033 | 19870753.2472 | 20611000.3588
Scenario 5: High TRC ZEAS Phase In | SDG&E | Com | FoodServ | Com - Restaurant | Fuel Substitution | 110451693.6488 | 116300670.8735 | 123074827.7998 | 130120584.4806 | 137182691.3669 | 144132604.2908 | 152306878.0844 | 161581332.6274 | 171664797.4233 | 182681107.3831 | 193815704.6217 | 206100579.1001 | 219183402.4146
Scenario 5: High TRC ZEAS Phase In | SDG&E | Com | FoodServ | Com - Retail | Energy Efficiency | 27087.5536 | 28071.3707 | 28988.5704 | 29823.9342 | 30714.0299 | 32134.3689 | 33314.5142 | 34278.2018 | 35168.9799 | 35959.6282 | 36877.2867 | 37590.2873 | 38357.298
Scenario 5: High TRC ZEAS Phase In | SDG&E | Com | FoodServ | Com - School | Energy Efficiency | 1549811.7467 | 1665609.8578 | 1687743.3883 | 1724646.2475 | 1766331.2057 | 1812724.97 | 1855784.9144 | 1897354.2679 | 1940005.156 | 1982604.7958 | 2251239.9166 | 2296484.1053 | 2343355.9144
Scenario 5: High TRC ZEAS Phase In | SDG&E | Com | FoodServ | Com - School | Fuel Substitution | 3979214.8947 | 4121922.6326 | 4316488.1401 | 4488800.6028 | 4655829.9379 | 4813695.9706 | 5003919.9197 | 5221133.1062 | 5455264.096 | 5709031.9114 | 5957801.4181 | 6231054.9129 | 6517618.9121
Scenario 5: High TRC ZEAS Phase In | SDG&E | Com | HVAC | Com - College | Energy Efficiency | 75991.4786 | 77428.5952 | 78585.6517 | 80169.7691 | 81264.9411 | 84204.4255 | 86813.8606 | 88865.7953 | 91047.5105 | 93416.982 | 95824.9165 | 100227.1557 | 102724.0053
Scenario 5: High TRC ZEAS Phase In | SDG&E | Com | HVAC | Com - College | Fuel Substitution | 127897.8901 | 134224.9647 | 140762.9617 | 147556.7749 | 0 | 0 | 0 | 0 | 0 | 0 | 0 | 0 | 0
Scenario 5: High TRC ZEAS Phase In | SDG&E | Com | HVAC | Com - Grocery | Energy Efficiency | 1049231.0394 | 1062553.9546 | 1068731.2011 | 148237.0401 | 154916.4542 | 165067.7231 | 175670.7298 | 186225.8953 | 195911.6637 | 207402.4502 | 219019.1227 | 231452.7637 | 245575.4748
Scenario 5: High TRC ZEAS Phase In | SDG&E | Com | HVAC | Com - Grocery | Fuel Substitution | 8238905.1384 | 8706403.6484 | 9218177.9501 | 9774127.7812 | 0 | 0 | 0 | 0 | 0 | 0 | 0 | 0 | 0
Scenario 5: High TRC ZEAS Phase In | SDG&E | Com | HVAC | Com - Health | Energy Efficiency | 6579729.996 | 6692776.7496 | 6774909.1149 | 6837357.1215 | 6922093.2779 | 7111296.5973 | 7222092.56 | 7354923.7672 | 1537815.6184 | 1604883.9753 | 1694104.2386 | 1681854.327 | 1691518.2612
Scenario 5: High TRC ZEAS Phase In | SDG&E | Com | HVAC | Com - Health | Fuel Substitution | 664656.6838 | 689040.9997 | 916083.9268 | 954763.4562 | 0 | 0 | 0 | 0 | 0 | 0 | 0 | 0 | 0
Scenario 5: High TRC ZEAS Phase In | SDG&E | Com | HVAC | Com - Lodging | Energy Efficiency | 8317422.3564 | 8720864.7684 | 8909081.2156 | 9087087.4991 | 9298053.5678 | 9624787.9328 | 9411920.3054 | 9679937.5098 | 291501.5914 | 907941.3564 | 923578.3312 | 936819.9274 | 954409.1636
Scenario 5: High TRC ZEAS Phase In | SDG&E | Com | HVAC | Com - Lodging | Fuel Substitution | 1908454.4698 | 2014366.5346 | 2128795.8626 | 2251921.25 | 0 | 0 | 0 | 0 | 0 | 0 | 0 | 0 | 0
Scenario 5: High TRC ZEAS Phase In | SDG&E | Com | HVAC | Com - Office (Large) | Energy Efficiency | 12270.9839 | 12101.6023 | 11854.3137 | 2179014.2132 | 2224542.9852 | 2273909.1701 | 11097.6028 | 10884.5501 | 10660.5914 | 10429.6688 | 10237.6477 | 9968.39 | 9710.1803
Scenario 5: High TRC ZEAS Phase In | SDG&E | Com | HVAC | Com - Office (Small) | Energy Efficiency | 60574.1887 | 61636.7098 | 62414.5863 | 62958.5634 | 63781.1536 | 65439.2654 | 66785.1721 | 67855.0491 | 68952.5157 | 70013.1159 | 71313.4315 | 72288.2504 | 73364.4891
Scenario 5: High TRC ZEAS Phase In | SDG&E | Com | HVAC | Com - Other | Energy Efficiency | 1180588.951 | 1227512.4352 | 1273766.331 | 1320101.3692 | 1380552.1671 | 5102649.3649 | 5265630.2006 | 5418172.8441 | 661791.7525 | 824828.6274 | 872583.6849 | 923706.1103 | 1005050.7369
Scenario 5: High TRC ZEAS Phase In | SDG&E | Com | HVAC | Com - Other | Fuel Substitution | 2581537.3872 | 2709143.8094 | 6190496.1697 | 6586152.5201 | 0 | 0 | 0 | 0 | 0 | 0 | 0 | 0 | 0
Scenario 5: High TRC ZEAS Phase In | SDG&E | Com | HVAC | Com - Restaurant | Energy Efficiency | 16042432.0692 | 16747160.6801 | 17491584.3401 | 18329985.2426 | 19169897.0773 | 20042820.1791 | 20965258.8022 | 21937757.23 | 22961243.0629 | 24042244.692 | 25184863.6556 | 26392119.5705 | 27667517.1072
Scenario 5: High TRC ZEAS Phase In | SDG&E | Com | HVAC | Com - Restaurant | Fuel Substitution | 22161.1864 | 23154.3288 | 24174.1132 | 25227.8609 | 0 | 0 | 0 | 0 | 0 | 0 | 0 | 0 | 0
Scenario 5: High TRC ZEAS Phase In | SDG&E | Com | HVAC | Com - Retail | Energy Efficiency | 6513550.3704 | 6636560.7463 | 6729186.2097 | 6769558.7654 | 6842252.2775 | 7028264.6647 | 6302509.7068 | 6386104.2081 | 34560.172 | 36010.813 | 37531.8243 | 39035.6386 | 40743.24
Scenario 5: High TRC ZEAS Phase In | SDG&E | Com | HVAC | Com - Retail | Fuel Substitution | 350941.6278 | 391567.9493 | 406743.3238 | 422058.2578 | 0 | 0 | 0 | 0 | 0 | 0 | 0 | 0 | 0
Scenario 5: High TRC ZEAS Phase In | SDG&E | Com | HVAC | Com - School | Energy Efficiency | 647636.2173 | 649912.4074 | 650854.6329 | 686981.5418 | 694669.9523 | 716316.9462 | 737491.0567 | 754450.792 | 414949.713 | 434381.477 | 455703.1749 | 477867.1451 | 501042.6556
Scenario 5: High TRC ZEAS Phase In | SDG&E | Com | HVAC | Com - School | Fuel Substitution | 33635.4984 | 34804.0634 | 36015.2058 | 213751.7682 | 0 | 0 | 0 | 0 | 0 | 0 | 0 | 0 | 0
Scenario 5: High TRC ZEAS Phase In | SDG&E | Com | HVAC | Com - Warehouse | Energy Efficiency | 2150.5488 | 2182.2242 | 2199.6139 | 2204.6437 | 2221.4432 | 2272.5527 | 2306.0321 | 2326.2017 | 0 | 0 | 0 | 0 | 0
Scenario 5: High TRC ZEAS Phase In | SDG&E | Com | HVAC | Com - Warehouse | Fuel Substitution | 919782.8477 | 977811.7022 | 1041166.9158 | 1110726.118 | 0 | 0 | 0 | 0 | 0 | 0 | 0 | 0 | 0
Scenario 5: High TRC ZEAS Phase In | SDG&E | Com | Lighting | Com - Grocery | Energy Efficiency | 587679.7329 | 603028.8111 | 614927.9628 | 623219.6227 | 633914.6845 | 647273.7042 | 650099.7214 | 646789.9526 | 641629.2069 | 632437.9255 | 629366.0211 | 0 | 0
Scenario 5: High TRC ZEAS Phase In | SDG&E | Com | Lighting | Com - Health | Energy Efficiency | 1623507.0299 | 1679418.792 | 1729013.1859 | 1772692.3437 | 1821928.3612 | 1877650.4812 | 1906783.8156 | 1927852.4561 | 1947500.1664 | 1960932.1643 | 1991462.1768 | 2001854.1665 | 2009738.0787
Scenario 5: High TRC ZEAS Phase In | SDG&E | Com | Lighting | Com - Refrig. Warehouse | Energy Efficiency | 3908.3693 | 4048.0621 | 4175.603 | 4287.7664 | 4416.9613 | 4562.2704 | 4663.1484 | 4739.5702 | 4812.903 | 4870.8812 | 4964.0766 | 5036.4705 | 5102.2532
Scenario 5: High TRC ZEAS Phase In | SDG&E | Com | Lighting | Com - Restaurant | Energy Efficiency | 594029.5335 | 612205.1686 | 628267.7509 | 641884.0381 | 657858.9493 | 676060.8523 | 686727.3362 | 693195.1879 | 698751.1225 | 701695.7092 | 709909.1466 | 714494.6304 | 717774.2453
Scenario 5: High TRC ZEAS Phase In | SDG&E | Com | Lighting | Com - Retail | Energy Efficiency | 4166191.6369 | 4298942.5407 | 4417277.0649 | 4519668.0159 | 4637447.5483 | 4772305.9372 | 4856626.2817 | 4913145.0571 | 4964441.4001 | 4998858.2023 | 5069247.3753 | 5116067.9243 | 5155224.583
Scenario 5: High TRC ZEAS Phase In | SDG&E | Com | Lighting | Com - Warehouse | Energy Efficiency | 0 | 0 | 0 | 0 | 0 | 0 | 0 | 0 | 0 | 0 | 0 | 0 | 0
Scenario 5: High TRC ZEAS Phase In | SDG&E | Com | WaterHeat | Com - College | Energy Efficiency | 5018836.1951 | 5246968.8953 | 5402110.5182 | 5646461.5392 | 5905351.045 | 6182221.2409 | 4534242.5437 | 4725236.0658 | 857669.4553 | 867315.613 | 883777.9979 | 896940.2461 | 907942.7335
Scenario 5: High TRC ZEAS Phase In | SDG&E | Com | WaterHeat | Com - College | Fuel Substitution | 19373644.1725 | 20423728.1168 | 19116839.2012 | 16476977.1594 | 13338060.6626 | 13917990.1371 | 9789849.7841 | 9956752.8623 | 10102682.5724 | 10213015.2507 | 10404326.6324 | 10545398.2367 | 10671661.286
Scenario 5: High TRC ZEAS Phase In | SDG&E | Com | WaterHeat | Com - Grocery | Energy Efficiency | 2845447.4574 | 2942701.3931 | 6203518.1556 | 6424213.9799 | 6664883.8466 | 6943132.8202 | 6771107.5898 | 6975624.8828 | 3085499.938 | 3109125.7634 | 3156483.3115 | 3188767.4148 | 3216760.9892
Scenario 5: High TRC ZEAS Phase In | SDG&E | Com | WaterHeat | Com - Grocery | Fuel Substitution | 1075115.8449 | 1128177.326 | 1185584.9603 | 1247800.6813 | 1311579.4766 | 1377312.0868 | 0 | 0 | 0 | 0 | 0 | 0 | 0
Scenario 5: High TRC ZEAS Phase In | SDG&E | Com | WaterHeat | Com - Health | Energy Efficiency | 12913907.4892 | 13507643.0746 | 13835949.1115 | 14436505.5679 | 15079858.3904 | 15772327.7507 | 10589570.5664 | 10937919.1677 | 5849859.2329 | 5932735.0405 | 6066557.7158 | 6145652.3858 | 6222389.2154
Scenario 5: High TRC ZEAS Phase In | SDG&E | Com | WaterHeat | Com - Health | Fuel Substitution | 55813338.4966 | 58904097.2269 | 56147232.5085 | 49885703.6166 | 42317933.1824 | 44259827.9224 | 27436174.065 | 27949799.7559 | 28407344.3314 | 28768117.614 | 29354261.6488 | 29803144.3412 | 30212458.426
Scenario 5: High TRC ZEAS Phase In | SDG&E | Com | WaterHeat | Com - Lodging | Energy Efficiency | 46418529.7144 | 48434530.1057 | 50304481.6596 | 52556834.4867 | 54899711.4618 | 57405155.8375 | 15897922.214 | 16568849.7685 | 1227602.304 | 1237127.3117 | 1255927.9864 | 1268753.9027 | 1279997.9976
Scenario 5: High TRC ZEAS Phase In | SDG&E | Com | WaterHeat | Com - Lodging | Fuel Substitution | 68369987.374 | 71816403.5414 | 68480203.2457 | 61114939.6771 | 52306305.9704 | 54471649.0712 | 31609534.844 | 32047101.2521 | 32416016.9978 | 32671183.2463 | 33177039.7668 | 33523481.6213 | 33821741.6628
Scenario 5: High TRC ZEAS Phase In | SDG&E | Com | WaterHeat | Com - Office (Large) | Energy Efficiency | 11969450.7684 | 12176789.2173 | 12278544.2278 | 12484238.0852 | 12701856.2862 | 12935803.3544 | 10399558.0047 | 10555085.1948 | 1480038.7268 | 1456011.5806 | 1443495.8627 | 1423902.0705 | 1402498.4981
Scenario 5: High TRC ZEAS Phase In | SDG&E | Com | WaterHeat | Com - Office (Large) | Fuel Substitution | 8565110.7928 | 8783451.2875 | 7863261.7936 | 6372614.0319 | 4733299.8832 | 4791945.6594 | 4088009.1144 | 4044554.5808 | 3992110.5226 | 3925780.4617 | 3890506.6256 | 3835889.4278 | 3776097.4284
Scenario 5: High TRC ZEAS Phase In | SDG&E | Com | WaterHeat | Com - Office (Small) | Energy Efficiency | 828741.2423 | 855636.0637 | 858273.6311 | 880010.6929 | 6771487.5209 | 7044721.8201 | 7318867.3723 | 7598351.95 | 975719.2967 | 981178.6002 | 994471.7701 | 1002719.4219 | 1009426.1103
Scenario 5: High TRC ZEAS Phase In | SDG&E | Com | WaterHeat | Com - Office (Small) | Fuel Substitution | 4917028.1712 | 5156970.6525 | 4712768.4198 | 3894908.7368 | 2943575.388 | 3047643.8911 | 2658528.3409 | 2689588.6646 | 2714556.9164 | 2729584.7637 | 2766085.6755 | 2788718.723 | 2807100.6692
Scenario 5: High TRC ZEAS Phase In | SDG&E | Com | WaterHeat | Com - Other | Energy Efficiency | 36424368.1029 | 37863976.3257 | 38436245.5628 | 39782298.1869 | 41280356.3616 | 42940835.7221 | 40784271.9744 | 41835906.3564 | 27882956.5818 | 28150142.6695 | 28637282.5191 | 28986408.9625 | 29295898.6333
Scenario 5: High TRC ZEAS Phase In | SDG&E | Com | WaterHeat | Com - Other | Fuel Substitution | 177574140.3445 | 186862771.4809 | 176218793.2621 | 154127798.0542 | 127819821.9614 | 133225159.421 | 85959964.5916 | 87264831.2774 | 88382931.5503 | 89188674.9282 | 90691128.8175 | 91754642.6286 | 92686659.4899
Scenario 5: High TRC ZEAS Phase In | SDG&E | Com | WaterHeat | Com - Refrig. Warehouse | Energy Efficiency | 38550.3328 | 40024.6645 | 41353.0432 | 42669.8699 | 44204.2123 | 45940.4668 | 42249.0602 | 42982.8651 | 43633.4654 | 44128.174 | 44973.5806 | 45607.5533 | 46176.8289
Scenario 5: High TRC ZEAS Phase In | SDG&E | Com | WaterHeat | Com - Refrig. Warehouse | Fuel Substitution | 67539.4438 | 71135.6416 | 68079.1376 | 61049.1223 | 52572.1447 | 54917.6274 | 31361.1558 | 31888.2909 | 32349.5689 | 32699.1638 | 33302.7032 | 33748.6437 | 34148.1417
Scenario 5: High TRC ZEAS Phase In | SDG&E | Com | WaterHeat | Com - Restaurant | Energy Efficiency | 7269872.173 | 7533273.4201 | 7275756.8741 | 7486760.9916 | 7733438.8068 | 8013121.229 | 7399085.426 | 7503397.8979 | 7590635.6989 | 7650897.9652 | 7771486.0893 | 7854139.0357 | 7925367.514
Scenario 5: High TRC ZEAS Phase In | SDG&E | Com | WaterHeat | Com - Restaurant | Fuel Substitution | 125120407.8767 | 131348219.2153 | 120177999.0527 | 99266684.0319 | 74896621.1346 | 77589992.895 | 71229698.7819 | 72171475.9497 | 72953425.6883 | 73471936.7029 | 74566787.247 | 75293034.458 | 75907223.0722
Scenario 5: High TRC ZEAS Phase In | SDG&E | Com | WaterHeat | Com - Retail | Energy Efficiency | 11733268.0619 | 12221530.4028 | 12700291.1111 | 13218132.256 | 13768850.2241 | 14354191.9804 | 14942793.7563 | 15544067.099 | 2046192.3195 | 2062529.0294 | 2095190.8069 | 2117493.8909 | 2136765.3631
Scenario 5: High TRC ZEAS Phase In | SDG&E | Com | WaterHeat | Com - Retail | Fuel Substitution | 5737615.7454 | 6029067.9342 | 5482441.7306 | 4465892.3401 | 3278471.7666 | 3393858.6996 | 3390733.4882 | 3437289.8756 | 3476275.0791 | 3502737.3187 | 3556719.7265 | 3593162.1498 | 3624289.0146
Scenario 5: High TRC ZEAS Phase In | SDG&E | Com | WaterHeat | Com - School | Energy Efficiency | 2867527.1859 | 2941537.3533 | 6762633.1233 | 6924613.0368 | 7098968.9521 | 7284446.3852 | 5972945.1034 | 6094693.3152 | 1458879.4357 | 1447951.317 | 1448708.321 | 1441912.7239 | 1432832.6344
Scenario 5: High TRC ZEAS Phase In | SDG&E | Com | WaterHeat | Com - School | Fuel Substitution | 25200707.3367 | 26059276.3995 | 23360061.8902 | 18895736.8268 | 13905683.8548 | 14202444.4542 | 12129841.5798 | 12099249.6321 | 12039680.8009 | 11935265.434 | 11925336.103 | 11853487.2365 | 11763204.0889
Scenario 5: High TRC ZEAS Phase In | SDG&E | Com | WaterHeat | Com - Warehouse | Energy Efficiency | 7965225.8204 | 8339966.1408 | 8729687.402 | 9139672.8939 | 9573402.2908 | 10032384.1954 | 10314627.8418 | 10807694.6841 | 338858.2515 | 343018.4187 | 349907.8806 | 355110.18 | 359853.4098
Scenario 5: High TRC ZEAS Phase In | SDG&E | Com | WaterHeat | Com - Warehouse | Fuel Substitution | 475719.1008 | 502150.577 | 480204.6431 | 430806.3578 | 370985.3258 | 388636.7389 | 205486.8673 | 209209.3176 | 212498.7882 | 215046.3481 | 219303.9603 | 222511.5143 | 225413.2014
Scenario 5: High TRC ZEAS Phase In | SDG&E | Com | WholeBlg | Com - Restaurant | Energy Efficiency | 0 | 0 | 0 | 0 | 0 | 0 | 0 | 0 | 0 | 0 | 0 | 0 | 0
Scenario 5: High TRC ZEAS Phase In | SDG&E | Com | WholeBlg | Com - Retail | Energy Efficiency | 4335635.4156 | 4472960.9732 | 4601145.8435 | 4711849.0193 | 4779604.6721 | 5017558.0559 | 5263179.6054 | 5486158.9991 | 5705102.7702 | 5945865.7276 | 6175767.4757 | 6379564.3471 | 6622611.851
Scenario 5: High TRC ZEAS Phase In | SDG&E | Com | WholeBlg | Com - Warehouse | Energy Efficiency | 0 | 0 | 0 | 0 | 0 | 0 | 0 | 0 | 0 | 0 | 0 | 0 | 0
Scenario 5: High TRC ZEAS Phase In | SDG&E | Res | AppPlug | Res - Multi Family | Energy Efficiency | 678546.7528 | 710200.0664 | 742179.2869 | 774895.9182 | 810227.6166 | 850290.1601 | 888692.0555 | 926350.4214 | 965015.6157 | 19903250.135 | 20759690.247 | 21636043.0953 | 22556382.4448
Scenario 5: High TRC ZEAS Phase In | SDG&E | Res | AppPlug | Res - Multi Family | Fuel Substitution | 51200799.6584 | 54225014.2014 | 57498173.9261 | 61041524.498 | 64765693.2188 | 68702811.0888 | 0 | 0 | 0 | 0 | 0 | 0 | 0
Scenario 5: High TRC ZEAS Phase In | SDG&E | Res | AppPlug | Res - Single Family | Energy Efficiency | 0 | 0 | 0 | 0 | 0 | 27489.5377 | 0 | 0 | 0 | 0 | 836986.847 | 877203.6716 | 919706.6127
Scenario 5: High TRC ZEAS Phase In | SDG&E | Res | AppPlug | Res - Single Family | Fuel Substitution | 80433809.0219 | 85558964.6196 | 91118375.9764 | 97149777.2851 | 103501997.7704 | 110231085.1767 | 0 | 0 | 0 | 0 | 0 | 0 | 0
Scenario 5: High TRC ZEAS Phase In | SDG&E | Res | BldgEnv | Res - Multi Family | Energy Efficiency | 0 | 0 | 0 | 0 | 0 | 0 | 0 | 1342687.0825 | 1408038.2106 | 1475780.9804 | 7471297.7584 | 7851253.4107 | 8252337.5453
Scenario 5: High TRC ZEAS Phase In | SDG&E | Res | BldgEnv | Res - Single Family | Energy Efficiency | 31131876.8565 | 32800222.5268 | 34508213.6826 | 36269200.5533 | 38160745.0561 | 40205153.9889 | 42217144.6918 | 44255353.4203 | 0 | 0 | 0 | 0 | 0
Scenario 5: High TRC ZEAS Phase In | SDG&E | Res | HVAC | Res - Multi Family | Energy Efficiency | 1200648.8426 | 1327867.5247 | 1382298.7781 | 1246779.0276 | 1138863.6902 | 1335511.7014 | 1450425.2013 | 1482331.7363 | 1511007.7817 | 1503236.8001 | 1572178.9263 | 1588124.6656 | 1601155.7909
Scenario 5: High TRC ZEAS Phase In | SDG&E | Res | HVAC | Res - Multi Family | Fuel Substitution | 28022463.551 | 29578091.0525 | 31634713.8405 | 33426923.4812 | 0 | 0 | 0 | 0 | 0 | 0 | 0 | 0 | 0
Scenario 5: High TRC ZEAS Phase In | SDG&E | Res | HVAC | Res - Single Family | Energy Efficiency | 36615328.5419 | 37994243.126 | 38932425.339 | 39026439.9941 | 25148790.3459 | 26452319.8957 | 5378962.9072 | 5504291.5808 | 5407899.9936 | 5386886.2368 | 5643275.4352 | 5707626.0285 | 5761440.1046
Scenario 5: High TRC ZEAS Phase In | SDG&E | Res | HVAC | Res - Single Family | Fuel Substitution | 518514142.3842 | 560176293.6942 | 606076746.4096 | 645037332.4635 | -1120253.357 | -1140468.3912 | -1162511.1587 | -1186023.7019 | 0 | 0 | 0 | 0 | 0
Scenario 5: High TRC ZEAS Phase In | SDG&E | Res | WaterHeat | Res - Multi Family | Energy Efficiency | 43202977.9222 | 44925872.2698 | 45693016.3476 | 47300050.2383 | 49057391.3225 | 51158029.7903 | 53013926.9377 | 54725162.0734 | 56465259.4147 | 58180677.2004 | 60199584.6925 | 62139968.3413 | 64131862.0667
Scenario 5: High TRC ZEAS Phase In | SDG&E | Res | WaterHeat | Res - Multi Family | Fuel Substitution | 4536866605.0973 | 4901256336.0553 | 5288100579.3345 | 5679919897.1716 | 6068588494.9425 | 6521800161.5037 | 83625518.5895 | 85259064.0225 | 86804297.7283 | 88092538.1946 | 89980240.5644 | 91410709.973 | 92731016.9796
Scenario 5: High TRC ZEAS Phase In | SDG&E | Res | WaterHeat | Res - Single Family | Energy Efficiency | 81199476.0293 | 85704898.9148 | 86249958.6017 | 90156085.5415 | 94257088.7881 | 98819546.1499 | 103380455.6451 | 108030671.6778 | 112914699.1775 | 118006232.7377 | 123563899.5558 | 129321352.7193 | 135391868.5522
Scenario 5: High TRC ZEAS Phase In | SDG&E | Res | WaterHeat | Res - Single Family | Fuel Substitution | 1469811935.7528 | 1560978577.3123 | 1375306089.304 | 960833166.398 | 476769955.687 | 495242244.6877 | 508950775.9971 | 519482154.8479 | 529504660.0112 | 537995593.4835 | 550139261.237 | 559537969.8521 | 568290115.7582
Scenario 6: Aggressive Fuel Sub Phase In | PG&E | Com | AppPlug | Com - Health | Energy Efficiency | 144799269.8777 | 151717291.0518 | 159227383.9744 | 166798051.3132 | 174914749.9671 | 173706976.9596 | 202601751.3315 | 197278705.5895 | 207046296.8214 | 217266951.8182 | 227961559.5713 | 239668045.1677 | 252080212.7608
Scenario 6: Aggressive Fuel Sub Phase In | PG&E | Com | AppPlug | Com - Lodging | Energy Efficiency | 112079286.4769 | 116988733.7878 | 122131530.4438 | 127448886.399 | 133127112.3149 | 139011735.0085 | 145206400.6553 | 151715670.9438 | 158561567.5681 | 165801389.3941 | 173417343.0759 | 155206806.7231 | 223357151.034
Scenario 6: Aggressive Fuel Sub Phase In | PG&E | Com | AppPlug | Com - Other | Energy Efficiency | 41665.3243 | 44438.689 | 47716.1829 | 50973.3196 | 53930.5918 | 58040.817 | 62585.261 | 66928.8459 | 70686.5708 | 75148.6754 | 80003.2418 | 85150.7263 | 90769.1484
Scenario 6: Aggressive Fuel Sub Phase In | PG&E | Com | BldgEnv | Com - College | Energy Efficiency | 3897.7092 | 4081.1137 | 4079.4302 | 4267.7456 | 4450.2078 | 4639.316 | 4881.3381 | 5103.6664 | 5404.481 | 5705.9523 | 6006.3644 | 6266.8231 | 6592.4492
Scenario 6: Aggressive Fuel Sub Phase In | PG&E | Com | BldgEnv | Com - Grocery | Energy Efficiency | 5103.6756 | 5375.8065 | 5686.2266 | 6011.3419 | 6325.2305 | 6719.5656 | 7124.829 | 7555.3937 | 7970.5837 | 8421.9462 | 8909.4367 | 9415.1103 | 9967.8387
Scenario 6: Aggressive Fuel Sub Phase In | PG&E | Com | BldgEnv | Com - Health | Energy Efficiency | 2977997.2357 | 3109824.1978 | 3246432.8144 | 3388386.7152 | 3543555.6268 | 3716210.423 | 3896720.5303 | 4086342.5215 | 4286013.6214 | 4497042.1431 | 4719790.7779 | 4951938.201 | 5198105.9332
Scenario 6: Aggressive Fuel Sub Phase In | PG&E | Com | BldgEnv | Com - Lodging | Energy Efficiency | 3954949.5189 | 4113918.291 | 4277865.6465 | 4448612.3647 | 4633490.2477 | 4836661.7266 | 5048456.6163 | 5270341.7847 | 5503347.1958 | 5749101.866 | 6007842.0708 | 6275329.3335 | 6559185.9445
Scenario 6: Aggressive Fuel Sub Phase In | PG&E | Com | BldgEnv | Com - Office (Large) | Energy Efficiency | 29982.4051 | 30785.1539 | 31910.615 | 32875.9443 | 1351799.5269 | 1376683.131 | 1400669.7651 | 1424214.6667 | 39186.5444 | 40606.7071 | 42013.9227 | 43505.3883 | 45135.8333
Scenario 6: Aggressive Fuel Sub Phase In | PG&E | Com | BldgEnv | Com - Office (Small) | Energy Efficiency | 6281.9827 | 6589.3545 | 6936.5223 | 2030.5771 | 57002.2406 | 7082.8484 | 7484.4505 | 7903.3637 | 8326.0955 | 8784.6764 | 9274.9933 | 9790.9412 | 10344.7927
Scenario 6: Aggressive Fuel Sub Phase In | PG&E | Com | BldgEnv | Com - Other | Energy Efficiency | 6525.7562 | 6869.4766 | 7259.2979 | 769797.5454 | 798258.4137 | 833931.1441 | 870232.3017 | 907696.0805 | 10080.0583 | 10640.0589 | 11244.144 | 11867.2023 | 12549.5198
Scenario 6: Aggressive Fuel Sub Phase In | PG&E | Com | BldgEnv | Com - Refrig. Warehouse | Energy Efficiency | 4206.4627 | 4395.4297 | 4596.6635 | 4812.7649 | 5048.0216 | 5307.9954 | 5573.279 | 5855.8141 | 6142.4302 | 6450.8117 | 6773.6097 | 7115.9201 | 7482.0896
Scenario 6: Aggressive Fuel Sub Phase In | PG&E | Com | BldgEnv | Com - Restaurant | Energy Efficiency | 2444.13 | 2544.5106 | 2668.9713 | 2798.1244 | 2935.9397 | 3084.3309 | 3251.8896 | 3423.2199 | 3599.7678 | 3792.6899 | 3995.0383 | 1871.7884 | 26316.2541
Scenario 6: Aggressive Fuel Sub Phase In | PG&E | Com | BldgEnv | Com - Retail | Energy Efficiency | 2060608.0849 | 2128535.7072 | 2195118.916 | 2045185.2128 | 2195798.2369 | 2217308.5444 | 2310370.9059 | 2406344.2246 | 23171.7954 | 24494.8348 | 25927.133 | 27415.6426 | 29036.5297
Scenario 6: Aggressive Fuel Sub Phase In | PG&E | Com | BldgEnv | Com - School | Energy Efficiency | 8724.7568 | 9044.3681 | 9383.0114 | 9716.2694 | 10014.0708 | 10401.2845 | 10782.6474 | 11216.7165 | 11669.3737 | 12167.9319 | 12702.0876 | 13309.3609 | 13914.2072
Scenario 6: Aggressive Fuel Sub Phase In | PG&E | Com | BldgEnv | Com - Warehouse | Energy Efficiency | 10147101.1928 | 10598373.3117 | 11066415.3902 | 11556429.878 | 12086468.0772 | 12669463.6088 | 13279254.3736 | 13920976.6986 | 14596700.3681 | 15311853.2586 | 16067237.3779 | 16855584.0466 | 17691192.477
Scenario 6: Aggressive Fuel Sub Phase In | PG&E | Com | ComRefrig | Com - College | Energy Efficiency | 21098.7199 | 21739.4028 | 22288.7196 | 22760.6901 | 23336.1527 | 24094.0894 | 24666.3646 | 34482.9273 | 35087.1838 | 35633.9367 | 48776.5852 | 49600.4552 | 50355.5065
Scenario 6: Aggressive Fuel Sub Phase In | PG&E | Com | ComRefrig | Com - Grocery | Energy Efficiency | 25796404.2712 | 26472244.2839 | 27031388.694 | 27492152.6715 | 28073248.1032 | 28867821.1487 | 29433961.7228 | 41007433.1079 | 41557226.54 | 42035539.1205 | 57339511.6193 | 58085052.5082 | 58738813.9082
Scenario 6: Aggressive Fuel Sub Phase In | PG&E | Com | ComRefrig | Com - Health | Energy Efficiency | 0 | 0 | 0 | 0 | 0 | 0 | 0 | 0 | 0 | 0 | 0 | 0 | 0
Scenario 6: Aggressive Fuel Sub Phase In | PG&E | Com | ComRefrig | Com - Refrig. Warehouse | Energy Efficiency | 50322.9766 | 51841.1073 | 53140.8168 | 54255.6505 | 55616.7046 | 57412.0368 | 58764.3626 | 82320.2446 | 83741.2449 | 85027.6967 | 116537.8379 | 118498.0251 | 120282.6586
Scenario 6: Aggressive Fuel Sub Phase In | PG&E | Com | ComRefrig | Com - Restaurant | Energy Efficiency | 893480.5246 | 917144.7039 | 936777.9136 | 953011.6662 | 973426.844 | 1001257.6453 | 1021178.6932 | 1421896.6453 | 1441316.4266 | 1458269.3451 | 1988347.8741 | 1767547.7825 | 1918504.4981
Scenario 6: Aggressive Fuel Sub Phase In | PG&E | Com | ComRefrig | Com - Retail | Energy Efficiency | 11328785.5495 | 11634668.5166 | 11889694.0972 | 10976851.9384 | 11217621.8115 | 11544129.9642 | 11779720.6997 | 16421925.5674 | 16655262.7423 | 16860270.83 | 23014970.5382 | 23332837.2534 | 23614274.6761
Scenario 6: Aggressive Fuel Sub Phase In | PG&E | Com | ComRefrig | Com - School | Energy Efficiency | 30790.3699 | 31113.3004 | 31284.0712 | 31330.2056 | 31502.6254 | 31898.3104 | 32025.9472 | 44206.3531 | 44116.0876 | 43943.8291 | 59288.7145 | 59155.3854 | 58915.3975
Scenario 6: Aggressive Fuel Sub Phase In | PG&E | Com | FoodServ | Com - College | Energy Efficiency | 2183544.4175 | 2280094.3183 | 2348204.7993 | 2484034.0569 | 2562320.4405 | 2679617.6068 | 2946202.3782 | 3069860.003 | 3201161.4575 | 3336377.2126 | 3490378.473 | 3637375.5971 | 3794760.74
Scenario 6: Aggressive Fuel Sub Phase In | PG&E | Com | FoodServ | Com - College | Fuel Substitution | 9762559.5539 | 10294130.7012 | 10883777.3448 | 11522924.9973 | 12160966.7226 | 12796265.443 | 13550020.6461 | 14393770.1075 | 15325916.4784 | 16334897.465 | 17349879.6843 | 18477697.8424 | 19690485.3221
Scenario 6: Aggressive Fuel Sub Phase In | PG&E | Com | FoodServ | Com - Grocery | Energy Efficiency | 10884677.6952 | 11324875.0979 | 11776382.1072 | 12241253.8034 | 12742403.4901 | 13302516.112 | 14411441.9939 | 14973792.4251 | 15535298.6508 | 16117326.3873 | 16910015.6238 | 17572948.2589 | 18267612.6882
Scenario 6: Aggressive Fuel Sub Phase In | PG&E | Com | FoodServ | Com - Grocery | Fuel Substitution | 92820171.1536 | 97478008.9159 | 102644181.219 | 108231805.7233 | 113762369.5659 | 119221050.2113 | 125732460.3379 | 133020672.0069 | 141061250.7965 | 149738782.1761 | 158398799.5671 | 168012010.7983 | 178314204.3642
Scenario 6: Aggressive Fuel Sub Phase In | PG&E | Com | FoodServ | Com - Health | Energy Efficiency | 3847840.8032 | 4021819.9445 | 4222972.1006 | 4403752.7995 | 4613171.6332 | 4806909.0718 | 5566524.3817 | 5773340.7767 | 6016573.0379 | 6259969.4877 | 6553681.05 | 6847127.6736 | 7155859.2649
Scenario 6: Aggressive Fuel Sub Phase In | PG&E | Com | FoodServ | Com - Health | Fuel Substitution | 28171453.4615 | 29746771.3602 | 31491439.0985 | 33382722.9458 | 35280575.4621 | 37180669.2258 | 39422053.5953 | 41927002.7019 | 44692615.2805 | 47687994.4254 | 50715233.9481 | 54075990.3356 | 57693602.0824
Scenario 6: Aggressive Fuel Sub Phase In | PG&E | Com | FoodServ | Com - Lodging | Energy Efficiency | 3945701.5513 | 4099963.476 | 4254185.4934 | 4407973.1791 | 4589374.2718 | 4786833.1149 | 5206308.9487 | 5390951.4311 | 5571159.3724 | 5757035.3957 | 6023456.9797 | 6199754.7242 | 6459966.788
Scenario 6: Aggressive Fuel Sub Phase In | PG&E | Com | FoodServ | Com - Lodging | Fuel Substitution | 25407158.8342 | 26708097.969 | 28151233.8391 | 29712996.3729 | 31261681.7063 | 32793138.815 | 34618158.361 | 36661205.2622 | 38916106.1781 | 41351441.6597 | 43786105.2861 | 46489652.7152 | 49389365.4403
Scenario 6: Aggressive Fuel Sub Phase In | PG&E | Com | FoodServ | Com - Office (Large) | Energy Efficiency | 47525.7356 | 47890.1235 | 48062.9503 | 48084.6152 | 48491.7377 | 49318.776 | 49617.5786 | 49648.2669 | 49452.9599 | 49117.5002 | 49101.5962 | 48736.9073 | 48300.8338
Scenario 6: Aggressive Fuel Sub Phase In | PG&E | Com | FoodServ | Com - Office (Small) | Energy Efficiency | 19169.9166 | 19745.6907 | 20247.5627 | 16486.8384 | 21766.8632 | 18064.1575 | 18565.729 | 18986.9861 | 19336.253 | 19625.8782 | 20052.0095 | 20340.2693 | 20599.1903
Scenario 6: Aggressive Fuel Sub Phase In | PG&E | Com | FoodServ | Com - Other | Energy Efficiency | 25360191.0808 | 26408650.7323 | 27472664.3431 | 28561661.8442 | 29753498.5784 | 31081034.3986 | 32909362.7302 | 34206912.3474 | 35502471.0803 | 36850295.3585 | 38393066.717 | 39909742.9347 | 41492838.0617
Scenario 6: Aggressive Fuel Sub Phase In | PG&E | Com | FoodServ | Com - Other | Fuel Substitution | 95122973.1274 | 100218379.3862 | 105904305.3058 | 112079837.3469 | 118182613.4476 | 124192472.5027 | 131436632.3272 | 139593716.0248 | 148638271.8467 | 158436011.6412 | 168208000.2577 | 179111831.882 | 190834841.5378
Scenario 6: Aggressive Fuel Sub Phase In | PG&E | Com | FoodServ | Com - Restaurant | Energy Efficiency | 34083945.0596 | 35411439.6112 | 36771387.4441 | 38164348.1448 | 39697581.4806 | 41382242.9498 | 44220584.0785 | 45880344.878 | 47550743.4743 | 49277133.9704 | 51459131.1917 | 44806748.8915 | 78718315.1259
Scenario 6: Aggressive Fuel Sub Phase In | PG&E | Com | FoodServ | Com - Restaurant | Fuel Substitution | 260012453.5 | 273246752.6452 | 287963278.6078 | 303902822.9462 | 319645901.7 | 335146089.9106 | 353735577.3113 | 374595768.1765 | 397653380.7612 | 422564762.1972 | 447385475.9142 | 419205400.6135 | 445338753.5448
Scenario 6: Aggressive Fuel Sub Phase In | PG&E | Com | FoodServ | Com - Retail | Energy Efficiency | 93224.285 | 97386.7056 | 101771.6828 | 55660.5037 | 489394.3014 | 107683.5644 | 112855.7033 | 117884.3811 | 122289.5737 | 126767.3794 | 132176.4548 | 137113.5125 | 142346.0765
Scenario 6: Aggressive Fuel Sub Phase In | PG&E | Com | FoodServ | Com - School | Energy Efficiency | 6608557.3136 | 6764463.2492 | 6915488.0882 | 7064446.9114 | 7229246.9156 | 7421523.6219 | 7786014.2228 | 7951453.9596 | 8111425.5982 | 8274073.599 | 8488808.3237 | 8677968.8864 | 8868780.2373
Scenario 6: Aggressive Fuel Sub Phase In | PG&E | Com | FoodServ | Com - School | Fuel Substitution | 13237431.9967 | 13687387.0455 | 14190091.4866 | 14731148.2048 | 15245242.577 | 15731283.6928 | 16334152.9097 | 17013336.9039 | 17761849.3731 | 18561897.5193 | 19331790.5829 | 20187373.2808 | 21093309.2958
Scenario 6: Aggressive Fuel Sub Phase In | PG&E | Com | HVAC | Com - College | Energy Efficiency | 5013553.6997 | 5186417.1457 | 5100013.5764 | 5548240.9698 | 5468223.3035 | 8787466.8855 | 5699405.0618 | 8384262.206 | 1564001.5827 | 1602047.0895 | 1646468.1756 | 1677573.8179 | 1714673.419
Scenario 6: Aggressive Fuel Sub Phase In | PG&E | Com | HVAC | Com - College | Fuel Substitution | 4491807.6323 | 4767502.0234 | 5050367.9466 | 5356201.1108 | 0 | 0 | 0 | 0 | 0 | 0 | 0 | 0 | 0
Scenario 6: Aggressive Fuel Sub Phase In | PG&E | Com | HVAC | Com - Grocery | Energy Efficiency | 21894368.4319 | 22395370.9716 | 22818340.7654 | 23179071.7831 | 23654278.6012 | 28597938.275 | 29420606.0438 | 30224155.9051 | 26294921.5935 | 26937570.5197 | 27684982.6598 | 28353124.1859 | 29059360.5964
Scenario 6: Aggressive Fuel Sub Phase In | PG&E | Com | HVAC | Com - Grocery | Fuel Substitution | 31413844.9794 | 33088435.6026 | 34921746.2709 | 36905156.2662 | 1219549.862 | 1253663.4662 | 1277128.1264 | 1296568.3575 | 1313550.6857 | 1329380.9459 | 1353301.8453 | 1368696.8998 | 1383290.5549
Scenario 6: Aggressive Fuel Sub Phase In | PG&E | Com | HVAC | Com - Health | Energy Efficiency | 40140646.3056 | 41474857.5396 | 42787346.1538 | 43972624.0069 | 45419548.3171 | 47190959.0747 | 45576272.7642 | 47235479.8612 | 48916608.7786 | 50644190.0068 | 52574217.5126 | 54473777.8956 | 56462104.8533
Scenario 6: Aggressive Fuel Sub Phase In | PG&E | Com | HVAC | Com - Health | Fuel Substitution | 10688313.0799 | 11308166.8476 | 11980426.4899 | 12704760.2554 | 553644.1986 | 572312.4894 | 586416.1324 | 598788.307 | 610274.8148 | 621188.6248 | 636041.0498 | 646979.819 | 657638.6054
Scenario 6: Aggressive Fuel Sub Phase In | PG&E | Com | HVAC | Com - Lodging | Energy Efficiency | 23066352.912 | 23722246.189 | 24325484.171 | 24884536.9974 | 25591025.6037 | 26546524.8224 | 26269755.4095 | 27121039.7961 | 16737519.8335 | 17227902.518 | 17766690.3748 | 25375435.2783 | 31539056.8019
Scenario 6: Aggressive Fuel Sub Phase In | PG&E | Com | HVAC | Com - Lodging | Fuel Substitution | 9993913.772 | 10525475.8879 | 11104036.3998 | 11727818.9367 | 259101.7205 | 266573.3584 | 271834.9684 | 276242.0832 | 280194.5921 | 283841.5766 | 289236.9981 | 292725.4968 | 296125.5026
Scenario 6: Aggressive Fuel Sub Phase In | PG&E | Com | HVAC | Com - Office (Large) | Energy Efficiency | 22512654.8703 | 22609525.0063 | 22655591.8977 | 22640051.4436 | 22757529.4856 | 23102969.5583 | 11609315.7015 | 11591727.0499 | 6418485.9782 | 6860747.9352 | 6881010.115 | 6873875.9284 | 6870559.5382
Scenario 6: Aggressive Fuel Sub Phase In | PG&E | Com | HVAC | Com - Office (Large) | Fuel Substitution | 7575.4198 | 284801.774 | 290546.8102 | 296139.4246 | 0 | 0 | 0 | 0 | 0 | 0 | 0 | 0 | 0
Scenario 6: Aggressive Fuel Sub Phase In | PG&E | Com | HVAC | Com - Office (Small) | Energy Efficiency | 11830874.4113 | 12256670.5774 | 12686608.7549 | 10724003.9859 | 15502199.0035 | 11978305.8922 | 3675163.6486 | 3746722.7563 | 3326789.3305 | 3390690.2349 | 3469161.8529 | 3545720.4947 | 3612552.9718
Scenario 6: Aggressive Fuel Sub Phase In | PG&E | Com | HVAC | Com - Office (Small) | Fuel Substitution | 1972865.6289 | 2080344.0326 | 3025216.992 | 2608094.4805 | 0 | 0 | 0 | 0 | 0 | 0 | 0 | 0 | 0
Scenario 6: Aggressive Fuel Sub Phase In | PG&E | Com | HVAC | Com - Other | Energy Efficiency | 115471935.6848 | 119221479.3247 | 122812393.8301 | 126283053.1716 | 130432644.1486 | 135922835.425 | 141420360.1344 | 146933467.3794 | 138814174.0498 | 145698346.6478 | 151747905.4045 | 157581580.7639 | 163704879.8238
Scenario 6: Aggressive Fuel Sub Phase In | PG&E | Com | HVAC | Com - Other | Fuel Substitution | 60122028.7611 | 63433702.704 | 67037125.1224 | 70923397.9631 | 0 | 0 | 0 | 0 | 0 | 0 | 0 | 0 | 0
Scenario 6: Aggressive Fuel Sub Phase In | PG&E | Com | HVAC | Com - Restaurant | Energy Efficiency | 53323943.9188 | 55642534.5868 | 58091237.1113 | 60676574.6866 | 63387619.7167 | 66244899.6378 | 69263962.6885 | 72443670.1944 | 75797163.9938 | 79340094.5902 | 83081545.2158 | 77059963.4344 | 96988667.6698
Scenario 6: Aggressive Fuel Sub Phase In | PG&E | Com | HVAC | Com - Restaurant | Fuel Substitution | 2771060.6627 | 2920864.5148 | 3082721.1562 | 3256382.1679 | 0 | 605.8983 | 617.5115 | 627.1425 | 635.7145 | 643.5718 | 655.4308 | 597.9426 | 604.4851
Scenario 6: Aggressive Fuel Sub Phase In | PG&E | Com | HVAC | Com - Retail | Energy Efficiency | 32992232.6562 | 33900518.0173 | 34718419.7304 | 31372542.468 | 40865141.3915 | 34175435.6941 | 31086545.669 | 31942539.3681 | 31963428.8123 | 32828669.7525 | 33821826.0774 | 34733164.6917 | 35682741.7776
Scenario 6: Aggressive Fuel Sub Phase In | PG&E | Com | HVAC | Com - Retail | Fuel Substitution | 8770534.2595 | 9247202.3454 | 9761681.4479 | 9355373.3306 | 526585.4899 | 542027.1859 | 552799.1483 | 561762.576 | 0 | 0 | 0 | 0 | 0
Scenario 6: Aggressive Fuel Sub Phase In | PG&E | Com | HVAC | Com - School | Energy Efficiency | 16670697.5139 | 17494353.9309 | 17240536.6609 | 17788871.883 | 18086438.8338 | 18526958.9576 | 12899919.127 | 13127159.8124 | 11719541.8224 | 11977043.795 | 12265501.4803 | 12743484.562 | 13019145.4326
Scenario 6: Aggressive Fuel Sub Phase In | PG&E | Com | HVAC | Com - School | Fuel Substitution | 7102861.2367 | 7380491.4617 | 7681705.1846 | 8030623.6533 | 0 | 0 | 0 | 0 | 0 | 0 | 0 | 0 | 0
Scenario 6: Aggressive Fuel Sub Phase In | PG&E | Com | HVAC | Com - Warehouse | Energy Efficiency | 3284876.83 | 3383738.665 | 3474895.6767 | 3560606.8182 | 3663175.706 | 3804593.6002 | 3934710.7678 | 4065138.4055 | 3612618.1807 | 3737561.6957 | 3876434.6166 | 4010711.7276 | 4205075.8175
Scenario 6: Aggressive Fuel Sub Phase In | PG&E | Com | HVAC | Com - Warehouse | Fuel Substitution | 4799743.9272 | 5082781.7465 | 5392427.7572 | 5727913.9846 | 0 | 0 | 0 | 0 | 0 | 0 | 0 | 0 | 0
Scenario 6: Aggressive Fuel Sub Phase In | PG&E | Com | Lighting | Com - College | Energy Efficiency | 0 | 0 | 0 | 0 | 0 | 0 | 0 | 0 | 0 | 0 | 0 | 0 | 0
Scenario 6: Aggressive Fuel Sub Phase In | PG&E | Com | Lighting | Com - Grocery | Energy Efficiency | 1270966.9024 | 1309775.791 | 1342042.6693 | 1368066.941 | 1401214.9374 | 1439154.4615 | 1453948.1467 | 1458507.5856 | 1455661.3353 | 1446902.5259 | 1454088.9908 | 1449338.0236 | 1438615.3293
Scenario 6: Aggressive Fuel Sub Phase In | PG&E | Com | Lighting | Com - Health | Energy Efficiency | 2796920.4724 | 2899818.8962 | 2992950.7693 | 3070634.1413 | 3166629.1326 | 3273700.8006 | 3332535.7706 | 3370156.1991 | 3392364.5491 | 3401296.7368 | 3444837.4886 | 3465841.2276 | 3474403.6933
Scenario 6: Aggressive Fuel Sub Phase In | PG&E | Com | Lighting | Com - Lodging | Energy Efficiency | 0 | 0 | 0 | 0 | 0 | 0 | 0 | 0 | 0 | 0 | 0 | 0 | 0
Scenario 6: Aggressive Fuel Sub Phase In | PG&E | Com | Lighting | Com - Office (Large) | Energy Efficiency | 4864812.1986 | 4913504.6419 | 4944345.4378 | 4955501.331 | 4987602.5315 | 5029382.1791 | 5013599.6146 | 4971607.346 | 4912841.0308 | 4846189.9604 | 4819419.8581 | 4768830.3919 | 4709219.3026
Scenario 6: Aggressive Fuel Sub Phase In | PG&E | Com | Lighting | Com - Office (Small) | Energy Efficiency | 0 | 0 | 0 | 0 | 0 | 0 | 0 | 0 | 0 | 0 | 0 | 0 | 0
Scenario 6: Aggressive Fuel Sub Phase In | PG&E | Com | Lighting | Com - Other | Energy Efficiency | 0 | 0 | 0 | 0 | 0 | 0 | 0 | 0 | 0 | 0 | 0 | 0 | 0
Scenario 6: Aggressive Fuel Sub Phase In | PG&E | Com | Lighting | Com - Refrig. Warehouse | Energy Efficiency | 34000.3581 | 35311.0148 | 36537.6645 | 37690.5071 | 39016.0123 | 40467.3335 | 41536.2262 | 42462.1496 | 43293.5609 | 44063.8336 | 45174.9684 | 46120.5133 | 47010.7727
Scenario 6: Aggressive Fuel Sub Phase In | PG&E | Com | Lighting | Com - Restaurant | Energy Efficiency | 880885.9695 | 908857.4783 | 932986.6359 | 953406.446 | 978632.72 | 1006891.402 | 1021027.7692 | 1028970.0612 | 1032655.685 | 1032938.9478 | 1043491.073 | 911932.1305 | 1060666.8457
Scenario 6: Aggressive Fuel Sub Phase In | PG&E | Com | Lighting | Com - Retail | Energy Efficiency | 8306961.2629 | 8590620.4853 | 8845303.4932 | 8126084.1506 | 9458931.4162 | 8748226.8468 | 8916877.2693 | 9042980.049 | 9139731.824 | 9214706.3981 | 9370709.3278 | 9477410.0933 | 9563225.3815
Scenario 6: Aggressive Fuel Sub Phase In | PG&E | Com | Lighting | Com - School | Energy Efficiency | 0 | 0 | 0 | 0 | 0 | 0 | 0 | 0 | 0 | 0 | 0 | 0 | 0
Scenario 6: Aggressive Fuel Sub Phase In | PG&E | Com | Lighting | Com - Warehouse | Energy Efficiency | 105550.2535 | 109556.1468 | 113220.0808 | 116564.1423 | 120493.7599 | 124836.0897 | 127667.4863 | 129900.1074 | 0 | 0 | 0 | 0 | 0
Scenario 6: Aggressive Fuel Sub Phase In | PG&E | Com | WaterHeat | Com - College | Energy Efficiency | 22982971.2356 | 24042583.2915 | 23342981.2095 | 25100513.5885 | 25709546.5792 | 26920162.2597 | 20247742.8011 | 21135398.4069 | 21883701.0914 | 22879621.4293 | 23919450.9648 | 24999410.6147 | 26134808.1062
Scenario 6: Aggressive Fuel Sub Phase In | PG&E | Com | WaterHeat | Com - College | Fuel Substitution | 56539650.5075 | 59528776.4334 | 56793675.7282 | 50460937.8556 | 42924405.0508 | 44893216.4996 | 31311928.3347 | 32048204.4903 | 32688894.002 | 33273286.3308 | 34148651.8473 | 34879203.3047 | 35562337.8311
Scenario 6: Aggressive Fuel Sub Phase In | PG&E | Com | WaterHeat | Com - Grocery | Energy Efficiency | 21209887.8399 | 22053643.7986 | 22907711.6141 | 23777934.478 | 24726465.6753 | 25744793.1844 | 25148263.6491 | 26020799.6461 | 26870943.9092 | 27798564.2767 | 28820818.8479 | 29844226.1355 | 30900520.3091
Scenario 6: Aggressive Fuel Sub Phase In | PG&E | Com | WaterHeat | Com - Grocery | Fuel Substitution | 2988068.5977 | 3131532.1761 | 3287348.5939 | 3455879.8586 | 3626720.4557 | 3803182.0253 | 0 | 0 | 0 | 0 | 0 | 0 | 0
Scenario 6: Aggressive Fuel Sub Phase In | PG&E | Com | WaterHeat | Com - Health | Energy Efficiency | 46883032.4241 | 49071262.7811 | 50933923.0463 | 53235652.3507 | 55750139.6235 | 57097920.7535 | 38031819.0023 | 39490751.477 | 40910321.8743 | 42447033.2579 | 44160204.6565 | 45882903.4703 | 47659516.2555
Scenario 6: Aggressive Fuel Sub Phase In | PG&E | Com | WaterHeat | Com - Health | Fuel Substitution | 135647310.2557 | 142965501.8139 | 138812155.2109 | 126874894.5106 | 112376411.861 | 117742621.1816 | 72232468.6338 | 74043651.7388 | 75643994.7657 | 77121784.1821 | 79267580.7038 | 81090223.0776 | 82810713.6456
Scenario 6: Aggressive Fuel Sub Phase In | PG&E | Com | WaterHeat | Com - Lodging | Energy Efficiency | 137138036.5738 | 143275792.5941 | 149115618.6912 | 155821206.7478 | 162944405.15 | 170429342.1984 | 46340989.7014 | 48323681.3003 | 22240039.3239 | 25073278.8699 | 27481546.3437 | 26228529.6846 | 27348380.6612
Scenario 6: Aggressive Fuel Sub Phase In | PG&E | Com | WaterHeat | Com - Lodging | Fuel Substitution | 133539279.0076 | 140075408.2636 | 135995789.7537 | 124750730.2524 | 111238963.9335 | 116033236.3104 | 66496168.1357 | 67835716.7297 | 68969406.4799 | 69979934.7757 | 71580518.3415 | 72857936.7873 | 74046933.6621
Scenario 6: Aggressive Fuel Sub Phase In | PG&E | Com | WaterHeat | Com - Office (Large) | Energy Efficiency | 52654861.9945 | 53586642.032 | 54224156.5729 | 55168958.6957 | 56175704.1066 | 57230014.9266 | 46704272.5567 | 47474546.4535 | 47927685.6252 | 48744285.8895 | 49617332.6033 | 50502716.5386 | 51418790.4497
Scenario 6: Aggressive Fuel Sub Phase In | PG&E | Com | WaterHeat | Com - Office (Large) | Fuel Substitution | 22106837.2114 | 22641553.4266 | 20710522.1502 | 17373010.8449 | 13718939.7604 | 13932371.6556 | 11873940.083 | 11822685.7005 | 11730979.161 | 11615766.4767 | 11597312.3794 | 11523224.1322 | 11429270.1649
Scenario 6: Aggressive Fuel Sub Phase In | PG&E | Com | WaterHeat | Com - Office (Small) | Energy Efficiency | 18506910.6072 | 19246410.0129 | 19959259.7601 | 17622573.5235 | 18784432.2897 | 19121667.8386 | 19887926.4152 | 20681329.3027 | 21474632.0622 | 22371427.6682 | 23295211.2877 | 24257923.9977 | 25268431.6096
Scenario 6: Aggressive Fuel Sub Phase In | PG&E | Com | WaterHeat | Com - Office (Small) | Fuel Substitution | 8412118.1705 | 8811121.991 | 8214857.6277 | 5701262.7142 | 4568841.9257 | 4745271.982 | 4131660.3876 | 4206725.876 | 4268288.7518 | 4321701.7 | 4412325.4681 | 4483096.4865 | 4546875.1438
Scenario 6: Aggressive Fuel Sub Phase In | PG&E | Com | WaterHeat | Com - Other | Energy Efficiency | 162202409.979 | 168894396.2843 | 174078255.2278 | 180693029.9027 | 188078913.0232 | 196116266.6008 | 185828598.3972 | 191700692.7177 | 195956404.6643 | 202175035.1123 | 209054192.843 | 215648193.8071 | 222318996.7735
Scenario 6: Aggressive Fuel Sub Phase In | PG&E | Com | WaterHeat | Com - Other | Fuel Substitution | 574051527.9642 | 603251018.2331 | 580143510.0769 | 523055444.0487 | 454871492.2334 | 475032915.9751 | 303595679.7064 | 310146469.9576 | 315757644.2451 | 320809834.5412 | 328619520.5465 | 335021114.0598 | 340948164.5384
Scenario 6: Aggressive Fuel Sub Phase In | PG&E | Com | WaterHeat | Com - Refrig. Warehouse | Energy Efficiency | 4586295.8573 | 4790476.0929 | 4995061.4842 | 5235346.6887 | 5486792.2075 | 5737563.2237 | 5824371.6826 | 6072173.266 | 6308629.3572 | 6595911.4787 | 6887725.3797 | 7189369.4072 | 7505474.9087
Scenario 6: Aggressive Fuel Sub Phase In | PG&E | Com | WaterHeat | Com - Refrig. Warehouse | Fuel Substitution | 1463500.8482 | 1539370.6644 | 1499148.2858 | 1380694.8231 | 1237067.6484 | 1294342.2625 | 728547.588 | 745408.1639 | 760087.1798 | 773481.1252 | 793501.5908 | 810219.4986 | 825854.6511
Scenario 6: Aggressive Fuel Sub Phase In | PG&E | Com | WaterHeat | Com - Restaurant | Energy Efficiency | 25955703.7631 | 26961564.8006 | 27073508.8548 | 28034754.6083 | 29122914.461 | 30297289.5411 | 28417075.4109 | 29173849.4818 | 29866786.4989 | 30573126.9049 | 31469180.8921 | 28429444.6021 | 32423680.535
Scenario 6: Aggressive Fuel Sub Phase In | PG&E | Com | WaterHeat | Com - Restaurant | Fuel Substitution | 271516330.0476 | 284696092.4022 | 265374349.9888 | 225934462.7782 | 180146234.0475 | 187254808.4399 | 171741157.476 | 175120310.6106 | 177950177.1146 | 180450285.2788 | 184503989.4591 | 165701958.9874 | 168312491.6235
Scenario 6: Aggressive Fuel Sub Phase In | PG&E | Com | WaterHeat | Com - Retail | Energy Efficiency | 52563106.3936 | 54771630.745 | 56998545.5116 | 54639459.2452 | 57676769.2631 | 59479507.6125 | 61979956.2989 | 64570523.1567 | 66735995.8649 | 69552219.9708 | 72557881.9401 | 75692767.1185 | 78987316.5398
Scenario 6: Aggressive Fuel Sub Phase In | PG&E | Com | WaterHeat | Com - Retail | Fuel Substitution | 14469149.2574 | 15185151.7038 | 14100676.4791 | 10778392.3971 | 8434851.2173 | 8764308.5094 | 8785458.9525 | 8962806.9537 | 9112207.0704 | 9244862.7125 | 9457274.2029 | 9628152.1358 | 9784740.467
Scenario 6: Aggressive Fuel Sub Phase In | PG&E | Com | WaterHeat | Com - School | Energy Efficiency | 32809276.44 | 33665301.1319 | 33687239.6162 | 34525403.4773 | 35420153.1642 | 36369099.4064 | 30083297.9684 | 30772377.2455 | 31413614.7688 | 32144930.2122 | 32936416.4892 | 33733147.496 | 34553425.0192
Scenario 6: Aggressive Fuel Sub Phase In | PG&E | Com | WaterHeat | Com - School | Fuel Substitution | 77014584.4741 | 79542750.2875 | 72715215.3494 | 60744969.1772 | 47426990.5173 | 48591920.7468 | 41419452.5479 | 41583654.7219 | 41601482.8524 | 41531078.9266 | 41811976.2798 | 41888582.2857 | 41889378.1482
Scenario 6: Aggressive Fuel Sub Phase In | PG&E | Com | WaterHeat | Com - Warehouse | Energy Efficiency | 34186394.8637 | 35791691.6249 | 37463412.469 | 39224481.5387 | 41254850.1247 | 43229651.3404 | 44527704.319 | 46667166.273 | 48182580.1317 | 50725476.152 | 53223889.5062 | 55863250.8156 | 58657465.0548
Scenario 6: Aggressive Fuel Sub Phase In | PG&E | Com | WaterHeat | Com - Warehouse | Fuel Substitution | 1117215.4928 | 1177739.5508 | 1147051.9242 | 1058157.3102 | 949511.1384 | 996044.4972 | 519620.5985 | 532392.6323 | 543603.4707 | 553901.4033 | 569063.5404 | 581844.2536 | 593860.4885
Scenario 6: Aggressive Fuel Sub Phase In | PG&E | Com | WholeBlg | Com - College | Energy Efficiency | 3043002.0231 | 3122197.9901 | 3142085.5542 | 3200765.1755 | 3246467.7358 | 3317162.0775 | 3453013.9865 | 3540570.3831 | 3731026.9401 | 3905380.7139 | 4059268.2074 | 4121129.8251 | 4259557.4289
Scenario 6: Aggressive Fuel Sub Phase In | PG&E | Com | WholeBlg | Com - Office (Large) | Energy Efficiency | 0 | 0 | 0 | 0 | 0 | 0 | 0 | 0 | 0 | 0 | 0 | 0 | 0
Scenario 6: Aggressive Fuel Sub Phase In | PG&E | Com | WholeBlg | Com - Office (Small) | Energy Efficiency | 0 | 0 | 0 | 0 | 0 | 0 | 0 | 0 | 0 | 0 | 0 | 0 | 0
Scenario 6: Aggressive Fuel Sub Phase In | PG&E | Com | WholeBlg | Com - Other | Energy Efficiency | 0 | 0 | 0 | 0 | 0 | 0 | 0 | 0 | 0 | 0 | 0 | 0 | 0
Scenario 6: Aggressive Fuel Sub Phase In | PG&E | Com | WholeBlg | Com - Restaurant | Energy Efficiency | 1503815.6529 | 1488257.0606 | 1482896.1763 | 1467153.0583 | 1463200.9043 | 1495936.3963 | 1531682.8582 | 1557664.4415 | 1575965.6532 | 1600040.5651 | 1620454.0136 | 0 | 17335300.8432
Scenario 6: Aggressive Fuel Sub Phase In | PG&E | Com | WholeBlg | Com - Retail | Energy Efficiency | 12205218.4217 | 12702901.8093 | 13277916.9511 | 0 | 130632409.5836 | 14319362.8917 | 15179544.3062 | 16056757.2689 | 16799501.1195 | 17622619.216 | 18520498.4867 | 19312595.4949 | 20200837.0143
Scenario 6: Aggressive Fuel Sub Phase In | PG&E | Com | WholeBlg | Com - Warehouse | Energy Efficiency | 3173249.4475 | 3101371.8364 | 3025170.4706 | 0 | 0 | 0 | 0 | 0 | 0 | 0 | 0 | 0 | 0
Scenario 6: Aggressive Fuel Sub Phase In | PG&E | Res | AppPlug | Res - Multi Family | Energy Efficiency | 0 | 0 | 1677657.2317 | 1750195.3534 | 1829488.4484 | 1919051.4997 | 2006686.6141 | 2095715.2309 | 2186928.3465 | 2280792.4175 | 2385354.4589 | 2492943.8986 | 2605663.5333
Scenario 6: Aggressive Fuel Sub Phase In | PG&E | Res | AppPlug | Res - Multi Family | Fuel Substitution | 61301375.8782 | 64774235.499 | 68547603.8687 | 72642834.6009 | 76936873.9868 | 81443330.7552 | 0 | 0 | 0 | 0 | 0 | 0 | 0
Scenario 6: Aggressive Fuel Sub Phase In | PG&E | Res | AppPlug | Res - Single Family | Energy Efficiency | 0 | 0 | 0 | 0 | 0 | 0 | 0 | 0 | 0 | 0 | 0 | 7590733.3395 | 7954710.1426
Scenario 6: Aggressive Fuel Sub Phase In | PG&E | Res | AppPlug | Res - Single Family | Fuel Substitution | 639103493.188 | 676817743.0064 | 717843298.2426 | 762421273.4679 | 809239292.7016 | 858451798.4954 | 0 | 0 | 0 | 0 | 0 | 0 | 0
Scenario 6: Aggressive Fuel Sub Phase In | PG&E | Res | BldgEnv | Res - Single Family | Energy Efficiency | 1821421.206 | 2247125.5832 | 2538223.3258 | 2660356.155 | 2690991.1522 | 2679075.5887 | 2641923.8702 | 2584391.4107 | 0 | 0 | 0 | 0 | 0
Scenario 6: Aggressive Fuel Sub Phase In | PG&E | Res | HVAC | Res - Multi Family | Energy Efficiency | 27349880.9962 | 28644602.9455 | 38057834.9524 | 31183477.2812 | 32547798.0967 | 33813630.1801 | 34813757.1784 | 35733995.5322 | 36620246.4965 | 37433704.1958 | 38767608.997 | 39854629.4562 | 40886819.2764
Scenario 6: Aggressive Fuel Sub Phase In | PG&E | Res | HVAC | Res - Multi Family | Fuel Substitution | 82319724.3256 | 87677355.4819 | 93602533.997 | 100085699.5179 | 91060994.631 | 93370333.857 | 95000836.5433 | 96430043.3368 | 97753600.3594 | 99001829.0182 | 100795940.3425 | 102367258.1608 | 103882593.8849
Scenario 6: Aggressive Fuel Sub Phase In | PG&E | Res | HVAC | Res - Single Family | Energy Efficiency | 317083603.315 | 326963476.8399 | 376651272.9357 | 341647065.3223 | 215432551.255 | 221269204.2915 | 225214697.7053 | 228532410.7528 | 71878924.9741 | 73567801.5696 | 76735948.1119 | 78953292.5819 | 81066840.6807
Scenario 6: Aggressive Fuel Sub Phase In | PG&E | Res | HVAC | Res - Single Family | Fuel Substitution | 1739494804.9187 | 1881489954.7674 | 2108748076.5787 | 2290183463.9325 | 844636719.3361 | 868315854.4526 | 884340021.8236 | 898068083.7296 | 96370256.8315 | 97533711.4451 | 99412851.19 | 100985492.2704 | 102480237.2787
Scenario 6: Aggressive Fuel Sub Phase In | PG&E | Res | WaterHeat | Res - Multi Family | Energy Efficiency | 95645489.3622 | 130595705.2206 | 133383995.6766 | 138255983.7198 | 143637093.5935 | 149944379.4951 | 155789291.3844 | 161573435.4391 | 167410731.2426 | 173366847.6002 | 180273207.1288 | 187143648.9917 | 194227140.667
Scenario 6: Aggressive Fuel Sub Phase In | PG&E | Res | WaterHeat | Res - Multi Family | Fuel Substitution | 14314143738.6992 | 15442123456.662 | 16648894545.4066 | 17896701423.6708 | 19128980630.5458 | 20523579662.2234 | 287271437.2991 | 294374912.8605 | 300892065.6043 | 306971499.9477 | 315436288.438 | 322701404.7073 | 329629781.5147
Scenario 6: Aggressive Fuel Sub Phase In | PG&E | Res | WaterHeat | Res - Single Family | Energy Efficiency | 561556347.6237 | 590540305.6845 | 596395154.7185 | 621021921.1615 | 647718577.5003 | 677978381.5333 | 707278311.1255 | 736996433.9779 | 761143264.937 | 792790685.7565 | 828271199.302 | 864462149.9311 | 902245859.8529
Scenario 6: Aggressive Fuel Sub Phase In | PG&E | Res | WaterHeat | Res - Single Family | Fuel Substitution | 6289385310.6982 | 6684551065.8207 | 5928891723.7126 | 4233237691.2676 | 2236429004.4444 | 2325244738.1939 | 2394972283.767 | 2456986742.312 | 2514248999.7546 | 2567983903.3767 | 2641789691.903 | 2705717724.1798 | 2766967391.7002
Scenario 6: Aggressive Fuel Sub Phase In | PG&E | Res | WholeBlg | Res - Multi Family | Energy Efficiency | 0 | 48889.7383 | 53877.5529 | 55979.9589 | 56201.9586 | 18497444.3558 | 18231213.8711 | 17802854.5525 | 17251232.0401 | 16641860.8542 | 28986798.468 | 28643825.6711 | 28280825.7503
Scenario 6: Aggressive Fuel Sub Phase In | PG&E | Res | WholeBlg | Res - Single Family | Energy Efficiency | 0 | 211069.7582 | 236919.1893 | 246549.4004 | 245186.7025 | 241666.7682 | 233536.4135 | 223118.4269 | 212546.7453 | 203012.5648 | 196254.7515 | 56210628.7584 | 54580490.9379
Scenario 6: Aggressive Fuel Sub Phase In | SCE | Com | BldgEnv | Com - College | Energy Efficiency | 6877.0267 | 7278.3894 | 7641.862 | 7999.7474 | 8554.538 | 9221.6204 | 9663.1497 | 9815.8221 | 0 | 0 | 0 | 0 | 0
Scenario 6: Aggressive Fuel Sub Phase In | SCE | Com | BldgEnv | Com - Grocery | Energy Efficiency | 42.2536 | 44.3933 | 46.0507 | 48.155 | 51.2438 | 54.3622 | 56.5786 | 58.5797 | 0 | 0 | 0 | 0 | 0
Scenario 6: Aggressive Fuel Sub Phase In | SCE | Com | BldgEnv | Com - Health | Energy Efficiency | 16614.7257 | 17614.2153 | 2088.0102 | 2187.6511 | 2342.2482 | 2526.8044 | 2652.0323 | 67.6622 | 0 | 0 | 0 | 0 | 0
Scenario 6: Aggressive Fuel Sub Phase In | SCE | Com | BldgEnv | Com - Lodging | Energy Efficiency | 22195.4623 | 23412.7893 | 24502.7009 | 25564.6663 | 27247.549 | 29270.2799 | 30572.962 | 30965.7478 | 0 | 0 | 0 | 0 | 0
Scenario 6: Aggressive Fuel Sub Phase In | SCE | Com | BldgEnv | Com - Office (Large) | Energy Efficiency | 1211.8965 | 1224.3876 | 1231.8228 | 1244.0734 | 1278.887 | 1319.9321 | 1338.0935 | 1342.1725 | 0 | 0 | 0 | 0 | 0
Scenario 6: Aggressive Fuel Sub Phase In | SCE | Com | BldgEnv | Com - Office (Small) | Energy Efficiency | 44.6734 | 46.2295 | 47.7234 | 49.223 | 0 | 612.48 | 49.8742 | 50.8294 | 0 | 0 | 0 | 0 | 0
Scenario 6: Aggressive Fuel Sub Phase In | SCE | Com | BldgEnv | Com - Other | Energy Efficiency | 25269.2262 | 26696.4994 | 27979.8689 | 29237.3125 | 31205.8132 | 33570.5835 | 35115.8579 | 35613.4777 | 0 | 0 | 0 | 0 | 0
Scenario 6: Aggressive Fuel Sub Phase In | SCE | Com | BldgEnv | Com - Refrig. Warehouse | Energy Efficiency | 13.7965 | 1.3103 | 1.3326 | 1.3288 | 1.3637 | 1.4242 | 1.4832 | 1.515 | 0 | 0 | 0 | 0 | 0
Scenario 6: Aggressive Fuel Sub Phase In | SCE | Com | BldgEnv | Com - Restaurant | Energy Efficiency | 0 | 0 | 0 | 0 | 0 | 0 | 0 | 0 | 0 | 0 | 0 | 0 | 0
Scenario 6: Aggressive Fuel Sub Phase In | SCE | Com | BldgEnv | Com - Retail | Energy Efficiency | 141.7014 | 148.6989 | 154.2641 | 161.0997 | 170.7932 | 180.6321 | 187.855 | 193.8989 | 0 | 0 | 0 | 0 | 0
Scenario 6: Aggressive Fuel Sub Phase In | SCE | Com | BldgEnv | Com - School | Energy Efficiency | 65.0615 | 66.4084 | 67.9061 | 69.2206 | 70.7503 | 72.9661 | 73.9295 | 74.272 | 0 | 0 | 0 | 0 | 0
Scenario 6: Aggressive Fuel Sub Phase In | SCE | Com | BldgEnv | Com - Warehouse | Energy Efficiency | 14901.4626 | 15791.3566 | 16598.6651 | 17397.92 | 18630.7685 | 20106.0531 | 21092.9084 | 21455.2739 | 0 | 0 | 0 | 0 | 0
Scenario 6: Aggressive Fuel Sub Phase In | SCE | Com | ComRefrig | Com - College | Energy Efficiency | 18514.118 | 19325.6048 | 20091.1423 | 20815.3907 | 21644.4263 | 22492.0066 | 188817.5453 | 192364.9787 | 195462.2787 | 197817.1285 | 201449.5733 | 204394.1096 | 206961.7026
Scenario 6: Aggressive Fuel Sub Phase In | SCE | Com | ComRefrig | Com - Grocery | Energy Efficiency | 35456905.2826 | 36861328.1327 | 38166523.164 | 39382440.0415 | 40785352.0431 | 42211075.9581 | 43107648.5797 | 43553903.3607 | 43980288.9261 | 44327573.518 | 44868641.9995 | 45215352.2329 | 45538646.4452
Scenario 6: Aggressive Fuel Sub Phase In | SCE | Com | ComRefrig | Com - Health | Energy Efficiency | 0 | 0 | 0 | 0 | 0 | 0 | 1206474.367 | 1231576.0637 | 1253583.0159 | 1270332.333 | 1295470.5529 | 1316052.4007 | 1335534.3043
Scenario 6: Aggressive Fuel Sub Phase In | SCE | Com | ComRefrig | Com - Refrig. Warehouse | Energy Efficiency | 32314.8223 | 33724.7147 | 35053.8936 | 36310.5349 | 37749.4476 | 39220.1426 | 40208.0897 | 40781.4394 | 41339.946 | 41827.523 | 42501.8147 | 42995.8784 | 43470.7753
Scenario 6: Aggressive Fuel Sub Phase In | SCE | Com | ComRefrig | Com - Restaurant | Energy Efficiency | 1464243.7522 | 1522666.2302 | 1577021.1604 | 1627716.3534 | 1686170.575 | 1745600.6623 | 1783175.1119 | 1802137.5174 | 1820288.0065 | 1835173.684 | 1858092.4733 | 1872972.9354 | 1886891.3168
Scenario 6: Aggressive Fuel Sub Phase In | SCE | Com | ComRefrig | Com - Retail | Energy Efficiency | 16394791.0092 | 17057489.3118 | 17675259.5136 | 18252606.5152 | 18917579.0514 | 19594168.3748 | 20025981.8445 | 20249095.9648 | 20463301.5753 | 20640996.3201 | 20909261.4979 | 21087289.3985 | 21254653.4737
Scenario 6: Aggressive Fuel Sub Phase In | SCE | Com | ComRefrig | Com - School | Energy Efficiency | 29918.2834 | 30627.1377 | 31226.0909 | 31727.6006 | 32354.7772 | 32973.1326 | 33157.9528 | 32988.3084 | 32801.2678 | 32554.1304 | 32447.0079 | 32197.1355 | 31930.89
Scenario 6: Aggressive Fuel Sub Phase In | SCE | Com | FoodServ | Com - College | Energy Efficiency | 23662.3186 | 206964.4019 | 217817.344 | 228980.1598 | 255949.9333 | 270074.7939 | 280065.8671 | 285477.5924 | 318648.2535 | 322236.0182 | 327725.4426 | 333923.1742 | 337457.9955
Scenario 6: Aggressive Fuel Sub Phase In | SCE | Com | FoodServ | Com - Grocery | Energy Efficiency | 115501.6299 | 1873367.4374 | 1957107.7408 | 2041772.8942 | 2288008.7151 | 2395836.4393 | 2465737.2737 | 2503762.5199 | 2801162.2028 | 2824047.3219 | 2862134.1716 | 2884255.7763 | 2904488.6796
Scenario 6: Aggressive Fuel Sub Phase In | SCE | Com | FoodServ | Com - Health | Energy Efficiency | 79735.0438 | 582289.9428 | 613319.5017 | 640789.5639 | 705741.7851 | 741608.9544 | 768464.3531 | 782583.8151 | 840256.0515 | 848242.9967 | 859994.7659 | 872492.4092 | 886021.1549
Scenario 6: Aggressive Fuel Sub Phase In | SCE | Com | FoodServ | Com - Lodging | Energy Efficiency | 64667.2564 | 1529284.2715 | 1600508.3852 | 1670631.6321 | 1805013.6154 | 1892003.7295 | 1949734.8938 | 1980569.3797 | 2022402.8032 | 2039995.7754 | 2068012.7435 | 2084465.708 | 2099330.5216
Scenario 6: Aggressive Fuel Sub Phase In | SCE | Com | FoodServ | Com - Office (Large) | Energy Efficiency | 0 | 56611.3661 | 58004.5246 | 59274.8859 | 60990.4924 | 62686.2687 | 63256.7594 | 62875.1679 | 62317.7942 | 61451.6703 | 60834.3732 | 59781.2717 | 58700.4772
Scenario 6: Aggressive Fuel Sub Phase In | SCE | Com | FoodServ | Com - Office (Small) | Energy Efficiency | 0 | 21900.0936 | 22941.8379 | 23964.6086 | 19875.5616 | 26992.4877 | 22017.6794 | 22363.9684 | 22659.2754 | 22843.8343 | 23114.0153 | 23219.4242 | 23303.4319
Scenario 6: Aggressive Fuel Sub Phase In | SCE | Com | FoodServ | Com - Other | Energy Efficiency | 111824.5032 | 7413267.7206 | 7761529.3009 | 8109631.99 | 9074073.7808 | 9509235.6304 | 9802370.0299 | 9960490.0984 | 10342403.2495 | 10442162.491 | 10598847.78 | 10700949.1004 | 10796405.0412
Scenario 6: Aggressive Fuel Sub Phase In | SCE | Com | FoodServ | Com - Restaurant | Energy Efficiency | 459738.6727 | 12019652.9087 | 12575944.2516 | 13133185.2888 | 15108774.5551 | 15818785.032 | 16281489.5225 | 16526892.3099 | 17138487.7657 | 17281659.8076 | 17516285.6969 | 17655332.7217 | 17783511.9051
Scenario 6: Aggressive Fuel Sub Phase In | SCE | Com | FoodServ | Com - Retail | Energy Efficiency | 37104.7631 | 125842.5852 | 131999.5185 | 138380.3714 | 146355.7962 | 154476.1414 | 159996.8894 | 163659.1602 | 166826.0599 | 169274.0569 | 172437.0902 | 174296.8907 | 176148.1804
Scenario 6: Aggressive Fuel Sub Phase In | SCE | Com | FoodServ | Com - School | Energy Efficiency | 99255.42 | 1317737.7392 | 1356144.0112 | 1392385.973 | 1466342.0307 | 1510971.1328 | 1530144.7598 | 1528646.6661 | 1544220.1708 | 1533923.3662 | 1530773.2412 | 1520410.8927 | 1508059.9713
Scenario 6: Aggressive Fuel Sub Phase In | SCE | Com | HVAC | Com - College | Energy Efficiency | 499745.9006 | 519600.3641 | 539119.8846 | 557706.7009 | 578569.3526 | 603484.9542 | 619886.0063 | 627490.7594 | 634790.6582 | 641111.9262 | 649384.2058 | 657011.0982 | 661834.4288
Scenario 6: Aggressive Fuel Sub Phase In | SCE | Com | HVAC | Com - Grocery | Energy Efficiency | 22413305.2873 | 28202624.9473 | 28998768.1248 | 29703874.5636 | 30604832.5754 | 31671204.0508 | 32292365.1178 | 32498684.7115 | 32687808.8786 | 32859570.9813 | 33108026.49 | 33166950.7304 | 33238803.8214
Scenario 6: Aggressive Fuel Sub Phase In | SCE | Com | HVAC | Com - Health | Energy Efficiency | 1960855.5372 | 2041864.9177 | 17478992.6436 | 18003669.3829 | 22337971.1945 | 23241564.0899 | 23846801.7791 | 24126685.4886 | 2243714.8483 | 2268534.1747 | 2299015.2925 | 2318356.4 | 2338997.2987
Scenario 6: Aggressive Fuel Sub Phase In | SCE | Com | HVAC | Com - Lodging | Energy Efficiency | 10316426.9365 | 10671899.162 | 10987775.7648 | 12135039.0323 | 12669274.9225 | 13663913.9068 | 13963406.9447 | 14071859.5144 | 927518.7881 | 933817.5026 | 942468.4795 | 945804.313 | 949425.3285
Scenario 6: Aggressive Fuel Sub Phase In | SCE | Com | HVAC | Com - Office (Large) | Energy Efficiency | 360710.0247 | 364934.2004 | 367528.8101 | 368904.4147 | 372538.6675 | 377085.0664 | 375914.5172 | 370008.9175 | 363942.3422 | 357624.3494 | 352363.8225 | 345157.6879 | 338256.0546
Scenario 6: Aggressive Fuel Sub Phase In | SCE | Com | HVAC | Com - Office (Small) | Energy Efficiency | 328184.5555 | 339802.218 | 350248.4504 | 359731.5104 | 259525.0304 | 859063.5803 | 321397.3452 | 323841.6906 | 326143.3728 | 328073.4957 | 330872.6966 | 331756.3282 | 332768.7849
Scenario 6: Aggressive Fuel Sub Phase In | SCE | Com | HVAC | Com - Other | Energy Efficiency | 2372638.9381 | 2490348.3668 | 2643372.5214 | 2766695.4461 | 3002791.8971 | 3188383.1113 | 3328739.7399 | 3398091.3418 | 1841284.2703 | 1882403.9294 | 1929451.3863 | 1963594.8946 | 2001797.1851
Scenario 6: Aggressive Fuel Sub Phase In | SCE | Com | HVAC | Com - Restaurant | Energy Efficiency | 164202.0169 | 171070.6578 | 177492.9143 | 183609.7584 | 191200.5093 | 199042.2333 | 203899.5689 | 206411.8591 | 208820.9228 | 210932.4791 | 213645.569 | 215042.2456 | 216588.2451
Scenario 6: Aggressive Fuel Sub Phase In | SCE | Com | HVAC | Com - Retail | Energy Efficiency | 33715012.4707 | 34873023.0677 | 39950928.7661 | 41286832.7597 | 42587798.0065 | 44122426.334 | 45061849.1176 | 45391913.4801 | 652844.8006 | 659372.8377 | 667873.0632 | 672197.2371 | 676932.1328
Scenario 6: Aggressive Fuel Sub Phase In | SCE | Com | HVAC | Com - School | Energy Efficiency | 164406.5518 | 168373.7507 | 171973.8691 | 174848.6628 | 178441.4795 | 183139.8885 | 1527532.8556 | 1528344.8946 | 183906.0327 | 183571.9302 | 183422.5091 | 182745.5298 | 181658.086
Scenario 6: Aggressive Fuel Sub Phase In | SCE | Com | HVAC | Com - Warehouse | Energy Efficiency | 110894.3204 | 115355.6334 | 119428.4356 | 123209.2231 | 143859.1391 | 149718.9016 | 153503.1752 | 155355.6451 | 84668.7578 | 85615.5115 | 86782.9924 | 87461.4575 | 88177.8777
Scenario 6: Aggressive Fuel Sub Phase In | SCE | Com | Lighting | Com - College | Energy Efficiency | 0 | 1384383.2985 | 1449176.2156 | 1512360.8896 | 1582132.1667 | 1649952.1779 | 1695624.5634 | 1724075.4098 | 1751417.7807 | 1774138.3267 | 1807463.3933 | 1835894.2249 | 1860837.6805
Scenario 6: Aggressive Fuel Sub Phase In | SCE | Com | Lighting | Com - Grocery | Energy Efficiency | 3266705.6923 | 3417002.7128 | 3561377.0439 | 3700583.473 | 3857450.466 | 4005530.3321 | 4098555.9347 | 4151374.287 | 4201008.9395 | 4239446.0097 | 4302574.8795 | 4349159.5459 | 4391279.5676
Scenario 6: Aggressive Fuel Sub Phase In | SCE | Com | Lighting | Com - Health | Energy Efficiency | 3431665.8354 | 3609564.5863 | 3784557.2383 | 3953109.9118 | 4143078.9992 | 4325132.608 | 4451016.8366 | 4531983.8313 | 4610477.7226 | 4676312.1806 | 4769498.8486 | 4848747.0625 | 4924619.9693
Scenario 6: Aggressive Fuel Sub Phase In | SCE | Com | Lighting | Com - Lodging | Energy Efficiency | 0 | 0 | 0 | 0 | 0 | 0 | 0 | 0 | 0 | 0 | 0 | 0 | 0
Scenario 6: Aggressive Fuel Sub Phase In | SCE | Com | Lighting | Com - Office (Large) | Energy Efficiency | 0 | 3624423.1921 | 3690094.8135 | 3745799.7888 | 3815558.2258 | 3872217.6447 | 3871734.2075 | 3832111.9755 | 3788218.8391 | 3734302.1834 | 3702937.7293 | 3656714.7864 | 3607553.5679
Scenario 6: Aggressive Fuel Sub Phase In | SCE | Com | Lighting | Com - Office (Small) | Energy Efficiency | 0 | 0 | 0 | 0 | 0 | 0 | 0 | 0 | 0 | 0 | 0 | 0 | 0
Scenario 6: Aggressive Fuel Sub Phase In | SCE | Com | Lighting | Com - Other | Energy Efficiency | 0 | 0 | 0 | 0 | 0 | 0 | 0 | 0 | 0 | 0 | 0 | 0 | 0
Scenario 6: Aggressive Fuel Sub Phase In | SCE | Com | Lighting | Com - Refrig. Warehouse | Energy Efficiency | 65435.1499 | 58256.4646 | 60929.0615 | 63500.2571 | 66403.9493 | 69197.3423 | 71074.875 | 72247.1652 | 73388.5304 | 74347.6836 | 75737.4592 | 76862.3023 | 77910.0219
Scenario 6: Aggressive Fuel Sub Phase In | SCE | Com | Lighting | Com - Restaurant | Energy Efficiency | 1542486.3481 | 1614431.7249 | 1684012.5872 | 1751144.954 | 1826638.0551 | 1897594.8797 | 1942496.8824 | 1968322.3677 | 1992745.1618 | 2011911.8833 | 2042787.8075 | 2065830.4952 | 2086837.5504
Scenario 6: Aggressive Fuel Sub Phase In | SCE | Com | Lighting | Com - Retail | Energy Efficiency | 12478722.1451 | 13063198.0478 | 13625986.9116 | 14169750.512 | 14781649.0826 | 15360739.1296 | 15729866.0243 | 15944619.2842 | 16147275.3279 | 16307951.8721 | 16563720.3747 | 16756229.3447 | 16932050.4152
Scenario 6: Aggressive Fuel Sub Phase In | SCE | Com | Lighting | Com - School | Energy Efficiency | 0 | 0 | 0 | 0 | 0 | 0 | 0 | 0 | 0 | 0 | 0 | 0 | 0
Scenario 6: Aggressive Fuel Sub Phase In | SCE | Com | Lighting | Com - Warehouse | Energy Efficiency | 747477.0414 | 785957.1122 | 823478.6149 | 860207.6157 | 901475.8965 | 941001.2583 | 967917.1105 | 985453.9491 | 0 | 0 | 0 | 0 | 0
Scenario 6: Aggressive Fuel Sub Phase In | SCE | Com | WaterHeat | Com - College | Energy Efficiency | 1951795.2368 | 2057926.1248 | 2164900.1197 | 2271729.9486 | 2391915.4462 | 2509921.3951 | 2589022.8216 | 2634642.2484 | 2675677.3878 | 2708637.6733 | 2759738.3829 | 2801877.0931 | 2838386.0556
Scenario 6: Aggressive Fuel Sub Phase In | SCE | Com | WaterHeat | Com - Grocery | Energy Efficiency | 9395342.6892 | 9861488.2095 | 10321478.4435 | 10776941.5596 | 11298497.76 | 11797827.3694 | 12113427.0224 | 12279153.4909 | 12422388.9134 | 12528533.1802 | 12715256.2205 | 12847263.3165 | 12965019.9719
Scenario 6: Aggressive Fuel Sub Phase In | SCE | Com | WaterHeat | Com - Health | Energy Efficiency | 14050297.7528 | 14827034.9692 | 15608951.3355 | 16380919.9408 | 17264417.2712 | 18121460.7128 | 18712022.0507 | 19067166.992 | 19391792.1912 | 19657099.8735 | 20048779.874 | 20372978.8454 | 20681299.298
Scenario 6: Aggressive Fuel Sub Phase In | SCE | Com | WaterHeat | Com - Lodging | Energy Efficiency | 2240234.5172 | 2352670.2643 | 2464488.5965 | 2574715.0168 | 2700984.0655 | 2822421.5954 | 2900695.0312 | 2942996.486 | 2979829.728 | 3007936.4485 | 3055282.9044 | 3089782.5729 | 3120871.897
Scenario 6: Aggressive Fuel Sub Phase In | SCE | Com | WaterHeat | Com - Office (Large) | Energy Efficiency | 5079186.6726 | 5212761.3365 | 5334572.8143 | 5445925.8109 | 5584368.7963 | 5703432.7499 | 5724458.9449 | 5670634.4488 | 5604129.2913 | 5520727.0603 | 5474904.2035 | 5404090.8652 | 5328458.2316
Scenario 6: Aggressive Fuel Sub Phase In | SCE | Com | WaterHeat | Com - Office (Small) | Energy Efficiency | 1736169.8742 | 1822055.2983 | 1906817.676 | 1990199.4256 | 1645301.1773 | 2220737.3064 | 1801876.5038 | 1824033.3612 | 1842784.4907 | 1855915.6013 | 1881213.1695 | 1898202.1162 | 1912973.3735
Scenario 6: Aggressive Fuel Sub Phase In | SCE | Com | WaterHeat | Com - Other | Energy Efficiency | 113124198.5599 | 119054875.7694 | 124959863.4543 | 130814187.4546 | 137481364.9222 | 143916521.6829 | 148147900.4029 | 150504631.3963 | 152583129.4637 | 154243756.9716 | 156906817.34 | 158903626.0824 | 160736559.1861
Scenario 6: Aggressive Fuel Sub Phase In | SCE | Com | WaterHeat | Com - Refrig. Warehouse | Energy Efficiency | 630920.9079 | 563508.7501 | 591720.5896 | 619565.7033 | 651496.7828 | 682579.398 | 703458.3453 | 715612.6724 | 726706.985 | 735773.2875 | 749521.9652 | 760321.4518 | 770297.3661
Scenario 6: Aggressive Fuel Sub Phase In | SCE | Com | WaterHeat | Com - Restaurant | Energy Efficiency | 24964809.6742 | 26243357.3385 | 27512378.0017 | 28769024.3054 | 30206187.1327 | 31576630.3587 | 32445577.5954 | 32904325.0928 | 33303323.6114 | 33601733.347 | 34120441.4777 | 34489618.3625 | 34821059.2668
Scenario 6: Aggressive Fuel Sub Phase In | SCE | Com | WaterHeat | Com - Retail | Energy Efficiency | 7032591.1141 | 7394194.6066 | 7751672.1574 | 8106110.809 | 8512508.872 | 8901694.2336 | 9150013.8765 | 9282676.332 | 9396997.0305 | 9484315.2757 | 9633927.7877 | 9741460.1902 | 9838226.2224
Scenario 6: Aggressive Fuel Sub Phase In | SCE | Com | WaterHeat | Com - School | Energy Efficiency | 4503579.7728 | 4664411.9393 | 4817748.0209 | 4962135.3881 | 5130741.5428 | 5284045.2927 | 5346085.1602 | 5336947.5073 | 5317671.1555 | 5282233.9276 | 5280766.121 | 5256321.4444 | 5224230.1821
Scenario 6: Aggressive Fuel Sub Phase In | SCE | Com | WaterHeat | Com - Warehouse | Energy Efficiency | 1560666.2944 | 1647933.0289 | 1735076.6906 | 1822378.112 | 1922091.6177 | 2018743.8401 | 2084201.7379 | 2123714.2951 | 2159492.5153 | 2189179.8155 | 2233416.1636 | 2268159.1072 | 2300766.3428
Scenario 6: Aggressive Fuel Sub Phase In | SCE | Com | WholeBlg | Com - College | Energy Efficiency | 0 | 0 | 0 | 0 | 0 | 0 | 0 | 0 | 0 | 0 | 0 | 0 | 0
Scenario 6: Aggressive Fuel Sub Phase In | SCE | Com | WholeBlg | Com - Office (Large) | Energy Efficiency | 0 | 0 | 0 | 0 | 0 | 0 | 0 | 0 | 0 | 0 | 0 | 0 | 0
Scenario 6: Aggressive Fuel Sub Phase In | SCE | Com | WholeBlg | Com - Other | Energy Efficiency | 0 | 0 | 0 | 0 | 0 | 0 | 0 | 0 | 0 | 0 | 0 | 0 | 0
Scenario 6: Aggressive Fuel Sub Phase In | SCE | Com | WholeBlg | Com - Restaurant | Energy Efficiency | 7487305.799 | 7937747.0925 | 8396867.5812 | 8892854.0161 | 9524772.1275 | 10087098.3481 | 10493625.0815 | 10811530.2865 | 11119950.804 | 11403614.2643 | 11697668.5369 | 11885163.5985 | 12106709.4572
Scenario 6: Aggressive Fuel Sub Phase In | SCE | Com | WholeBlg | Com - Retail | Energy Efficiency | 23949592.0209 | 25169981.0948 | 26123098.7723 | 27287845.115 | 28948931.0722 | 30642967.1573 | 31874455.2667 | 32881955.8218 | 33753999.1287 | 34566044.3765 | 35433801.4285 | 35959639.263 | 36578023.0413
Scenario 6: Aggressive Fuel Sub Phase In | SCE | Com | WholeBlg | Com - Warehouse | Energy Efficiency | 5714757.1779 | 6192978.6038 | 6600018.0921 | 7135901.0275 | 7904647.3511 | 8617356.8562 | 9176716.2242 | 9665506.5908 | 10073324.5494 | 10484478.4661 | 10906329.8414 | 11190158.4851 | 11545667.3226
Scenario 6: Aggressive Fuel Sub Phase In | SCE | Res | AppPlug | Res - Multi Family | Energy Efficiency | 0 | 0 | 0 | 0 | 0 | 0 | 0 | 0 | 0 | 0 | 0 | 0 | 0
Scenario 6: Aggressive Fuel Sub Phase In | SCE | Res | AppPlug | Res - Single Family | Energy Efficiency | 0 | 0 | 0 | 0 | 0 | 0 | 0 | 0 | 0 | 0 | 0 | 0 | 0
Scenario 6: Aggressive Fuel Sub Phase In | SCE | Res | BldgEnv | Res - Single Family | Energy Efficiency | 62321372.6874 | 65888454.4602 | 69118403.7087 | 72028952.1314 | 75642608.7124 | 80103702.0622 | 83097793.3927 | 85104419.8541 | 0 | 0 | 0 | 0 | 0
Scenario 6: Aggressive Fuel Sub Phase In | SCE | Res | HVAC | Res - Multi Family | Energy Efficiency | 13654588.5291 | 14945335.5975 | 15649569.1061 | 15003195.1284 | 14815342.6743 | 16931571.4187 | 18243436.4255 | 18655194.1185 | 18912491.6815 | 19061865.7897 | 19784295.2998 | 20127404.5019 | 20441264.1251
Scenario 6: Aggressive Fuel Sub Phase In | SCE | Res | HVAC | Res - Single Family | Energy Efficiency | 288962512.4743 | 302207003.5057 | 310911815.206 | 310250180.7841 | 313650423.5162 | 334355704.9201 | 347545971.0382 | 353194079.9847 | 72459820.9616 | 72585389.5641 | 75810049.4288 | 76829221.4085 | 77736478.8426
Scenario 6: Aggressive Fuel Sub Phase In | SCE | Res | WaterHeat | Res - Multi Family | Energy Efficiency | 43722662.4058 | 45472323.3477 | 47110043.0133 | 48562347.4677 | 50323271.8492 | 52521233.1328 | 54070829.2801 | 55107173.3287 | 56103639.3066 | 56950618.4986 | 58166934.8379 | 59127700.5665 | 60027910.6193
Scenario 6: Aggressive Fuel Sub Phase In | SCE | Res | WaterHeat | Res - Single Family | Energy Efficiency | 76689164.5763 | 80031962.8249 | 83058350.5161 | 85749287.0544 | 88994138.3509 | 93013841.3597 | 95869719.819 | 97819200.1662 | 90782025.6423 | 92273853.0736 | 94369675.5385 | 96052007.7131 | 97640449.683
Scenario 6: Aggressive Fuel Sub Phase In | SCE | Res | WholeBlg | Res - Multi Family | Energy Efficiency | 0 | 0 | 0 | 647299.0956 | 670334.3142 | 670561.1664 | 661064.4982 | 643589.8017 | 623680.4654 | 600506.9512 | 584491.9781 | 571793.2865 | 557937.3013
Scenario 6: Aggressive Fuel Sub Phase In | SCE | Res | WholeBlg | Res - Single Family | Energy Efficiency | 0 | 2212959.4515 | 2508134.9291 | 2644302.0804 | 2808742.8723 | 2829292.1966 | 2749730.9662 | 2629977.1809 | 2514628.1559 | 2402407.1506 | 2321697.1148 | 2248585.3491 | 2174610.6333
Scenario 6: Aggressive Fuel Sub Phase In | SCG | Com | AppPlug | Com - College | Energy Efficiency | 0 | 0 | 0 | 0 | 0 | 0 | 0 | 0 | 0 | 0 | 0 | 0 | 1067534.16
Scenario 6: Aggressive Fuel Sub Phase In | SCG | Com | AppPlug | Com - Health | Energy Efficiency | 152584188.7388 | 160137378.6312 | 168105453.4661 | 176331475.5141 | 185120266.3436 | 194341831.6339 | 204218449.5313 | 214520653.1783 | 225404897.6719 | 236781880.1186 | 248782728.3769 | 261866085.1335 | 275811126.3073
Scenario 6: Aggressive Fuel Sub Phase In | SCG | Com | AppPlug | Com - Lodging | Energy Efficiency | 111645600.4535 | 116608533.48 | 122325056.0478 | 127772527.4177 | 133546968.0222 | 139634985.5294 | 146043819.2018 | 152787050.2038 | 159844907.5565 | 167259213.5865 | 175099841.4629 | 183366681.117 | 192102794.6981
Scenario 6: Aggressive Fuel Sub Phase In | SCG | Com | AppPlug | Com - Other | Energy Efficiency | 60704.4234 | 65225.5086 | 70154.4127 | 1581912.0014 | 1578401.2486 | 1814824.8748 | 1815727.5471 | 1902077.2574 | 1992492.4073 | 2088439.4684 | 2189809.543 | 2296592.9155 | 2409989.1175
Scenario 6: Aggressive Fuel Sub Phase In | SCG | Com | BldgEnv | Com - College | Energy Efficiency | 811388.9 | 849819.13 | 890246.4504 | 932854.6237 | 977679.1067 | 1025067.9447 | 1075094.1605 | 1127873.4636 | 1183663.2412 | 1242626.7895 | 1305038.5976 | 1371325.9247 | 1441309.4108
Scenario 6: Aggressive Fuel Sub Phase In | SCG | Com | BldgEnv | Com - Grocery | Energy Efficiency | 1197278.0219 | 1249020.5109 | 1303095.78 | 1359894.4597 | 1419599.2375 | 1482373.8002 | 1548384.6355 | 1617956.9096 | 1691218.8193 | 1768416.4055 | 1849851.7889 | 1935738.8682 | 2026422.68
Scenario 6: Aggressive Fuel Sub Phase In | SCG | Com | BldgEnv | Com - Health | Energy Efficiency | 816362.0324 | 856577.4821 | 898939.2121 | 943403.8899 | 990503.4205 | 1040183.1272 | 1092884.6022 | 1148461.925 | 1207287.5912 | 1269412.3057 | 1335175.5623 | 1405381.2146 | 1479938.8432
Scenario 6: Aggressive Fuel Sub Phase In | SCG | Com | BldgEnv | Com - Lodging | Energy Efficiency | 444421.1969 | 464067.0455 | 484656.5649 | 506257.9815 | 529011.5157 | 552961.6351 | 578181.3319 | 604756.1421 | 632744.3578 | 662254.8487 | 693413.6722 | 726304.619 | 761053.6159
Scenario 6: Aggressive Fuel Sub Phase In | SCG | Com | BldgEnv | Com - Office (Large) | Energy Efficiency | 1161745.6226 | 1183903.024 | 1206551.823 | 1230067.0791 | 1254610.7972 | 1280107.0257 | 1306423.3545 | 1333802.2503 | 1362018.794 | 1391298.7232 | 1421900.7586 | 1453628.1051 | 1486744.6768
Scenario 6: Aggressive Fuel Sub Phase In | SCG | Com | BldgEnv | Com - Office (Small) | Energy Efficiency | 490493.1821 | 511039.2523 | 532500.0333 | 555007.6078 | 492738.4275 | 555538.5742 | 540304.6991 | 563857.3584 | 588644.0163 | 614740.7325 | 642238.3397 | 671214.5644 | 701779.727
Scenario 6: Aggressive Fuel Sub Phase In | SCG | Com | BldgEnv | Com - Other | Energy Efficiency | 2019191.013 | 2111335.7164 | 2207960.9322 | 5609999.388 | 5851889.0124 | 6160110.0164 | 6429691.6482 | 6733170.1118 | 2905497.6678 | 3045188.1756 | 3192810.3003 | 3348795.2617 | 3513863.1631
Scenario 6: Aggressive Fuel Sub Phase In | SCG | Com | BldgEnv | Com - Refrig. Warehouse | Energy Efficiency | 97163.9557 | 95603.3058 | 88324.0282 | 99382.3159 | 97727.5006 | 102439.7808 | 107421.7775 | 112680.8635 | 118249.6834 | 124138.4997 | 130364.3404 | 136965.7338 | 143953.0308
Scenario 6: Aggressive Fuel Sub Phase In | SCG | Com | BldgEnv | Com - Restaurant | Energy Efficiency | 441864.8542 | 461237.579 | 481525.7386 | 502853.3399 | 525310.8433 | 548849.2745 | 573588.9057 | 599697.041 | 627208.7613 | 656195.504 | 686796.2696 | 719069.4589 | 753177.0745
Scenario 6: Aggressive Fuel Sub Phase In | SCG | Com | BldgEnv | Com - Retail | Energy Efficiency | 7289337.1855 | 7610269.8619 | 7945935.5497 | 8298714.6273 | 8607664.6129 | 9088106.6633 | 9448327.9513 | 9880440.6176 | 10335747.1787 | 10815959.4581 | 11322806.9525 | 11857731.1212 | 12422915.258
Scenario 6: Aggressive Fuel Sub Phase In | SCG | Com | BldgEnv | Com - School | Energy Efficiency | 325848.7705 | 334757.6044 | 343978.5736 | 353537.749 | 363390.3713 | 373713.626 | 384403.219 | 395548.9262 | 407196.1177 | 419373.3584 | 432053.8989 | 445342.5082 | 459178.968
Scenario 6: Aggressive Fuel Sub Phase In | SCG | Com | BldgEnv | Com - Warehouse | Energy Efficiency | 2509338.0625 | 2631244.1169 | 2759256.0938 | 2894375.0878 | 3037141.6593 | 3187810.0162 | 3346924.0994 | 3515275.6772 | 3693285.7672 | 3881742.618 | 4081347.7362 | 4292729.5604 | 4516944.8738
Scenario 6: Aggressive Fuel Sub Phase In | SCG | Com | FoodServ | Com - College | Energy Efficiency | 821734.9856 | 861921.9355 | 906478.041 | 954332.2288 | 1002236.3921 | 1055993.2482 | 1120289.36 | 1178625.3254 | 1240214.5273 | 1304097.6489 | 1372661.3094 | 1451906.8048 | 1529164.7554
Scenario 6: Aggressive Fuel Sub Phase In | SCG | Com | FoodServ | Com - Grocery | Energy Efficiency | 6871539.391 | 7195525.5224 | 7528354.3439 | 7886041.9994 | 8268268.0627 | 8673893.7562 | 9341315.5992 | 9813966.3019 | 10304866.2508 | 10816703.1306 | 11364075.2757 | 11936785.3157 | 12545249.5326
Scenario 6: Aggressive Fuel Sub Phase In | SCG | Com | FoodServ | Com - Health | Energy Efficiency | 2018008.4952 | 2125598.2305 | 2242860.8196 | 2355006.3928 | 2481985.9176 | 2612525.243 | 2807227.4216 | 2956488.5478 | 3114005.3106 | 3270104.3268 | 3432310.3495 | 3633735.5843 | 3852939.3949
Scenario 6: Aggressive Fuel Sub Phase In | SCG | Com | FoodServ | Com - Lodging | Energy Efficiency | 1823488.2114 | 1909353.2191 | 2001329.345 | 2096161.4101 | 2199336.4571 | 2309215.5059 | 2491025.8368 | 2617370.5131 | 2747803.6619 | 2884092.3575 | 3029685.109 | 3182917.8163 | 3345022.1395
Scenario 6: Aggressive Fuel Sub Phase In | SCG | Com | FoodServ | Com - Other | Energy Efficiency | 23068234.6648 | 24176404.3193 | 25346209.2403 | 26578247.0523 | 26184610.2599 | 31037865.7472 | 30794634.7069 | 32337316.5517 | 33953755.9639 | 35676105.2571 | 37503371.1701 | 39432256.4355 | 41484027.5226
Scenario 6: Aggressive Fuel Sub Phase In | SCG | Com | FoodServ | Com - Restaurant | Energy Efficiency | 40366241.7679 | 42285399.9961 | 44312957.26 | 46465730.0696 | 48763385.688 | 51132393.2498 | 54618015.0515 | 57331096.0005 | 60190807.1349 | 63191192.5753 | 66381303.5825 | 69735892.7053 | 73304179.8731
Scenario 6: Aggressive Fuel Sub Phase In | SCG | Com | FoodServ | Com - Retail | Energy Efficiency | 27006.2517 | 28888.1562 | 30648.9025 | 32723.9555 | 0 | 79492.3994 | 40150.0067 | 43075.5557 | 45949.3368 | 48938.4189 | 52247.1844 | 55625.2258 | 59312.5355
Scenario 6: Aggressive Fuel Sub Phase In | SCG | Com | FoodServ | Com - School | Energy Efficiency | 3416545.468 | 3516946.5552 | 3623324.5587 | 3733719.0002 | 3843117.3772 | 3963481.31 | 4111089.0663 | 4239907.1358 | 4376798.8477 | 4522213.5687 | 4672559.6178 | 4834021.5122 | 4999657.8008
Scenario 6: Aggressive Fuel Sub Phase In | SCG | Com | HVAC | Com - College | Energy Efficiency | 2574378.8986 | 2701805.3573 | 2838583.8865 | 3023385.9072 | 3183954.9099 | 3351450.8873 | 169525.5262 | 180264.8736 | 181842.1182 | 201904.7142 | 213930.9294 | 233801.0995 | 247577.0249
Scenario 6: Aggressive Fuel Sub Phase In | SCG | Com | HVAC | Com - Grocery | Energy Efficiency | 332854.4848 | 355786.1855 | 377145.6608 | 402498.2295 | 431360.7762 | 462938.8393 | 494291.9973 | 530774.3475 | 566873.7352 | 603043.829 | 643482.3014 | 684520.2936 | 728971.1563
Scenario 6: Aggressive Fuel Sub Phase In | SCG | Com | HVAC | Com - Health | Energy Efficiency | 19852150.9455 | 20846580.8084 | 21900871.3851 | 22984662.2775 | 24148985.522 | 25370082.23 | 22978187.4251 | 24146481.4942 | 25381205.7082 | 26666431.9388 | 28021025.8967 | 29516491.2873 | 31113584.7003
Scenario 6: Aggressive Fuel Sub Phase In | SCG | Com | HVAC | Com - Lodging | Energy Efficiency | 10250740.5839 | 10710263.701 | 11194044.5347 | 11698603.6599 | 12234799.013 | 12800983.8157 | 12183601.2586 | 12752300.2385 | 875172.4953 | 924377.0863 | 978753.6275 | 1035276.4938 | 1095190.2423
Scenario 6: Aggressive Fuel Sub Phase In | SCG | Com | HVAC | Com - Office (Large) | Energy Efficiency | 11914007.1867 | 12166181.7238 | 12425687.8522 | 12697480.9884 | 12984111.2811 | 13283641.0096 | 3569.0052 | 3716.6868 | 3842.9549 | 3968.3389 | 4118.9251 | 4263.7999 | 4426.343
Scenario 6: Aggressive Fuel Sub Phase In | SCG | Com | HVAC | Com - Office (Small) | Energy Efficiency | 7894934.1356 | 8242668.2243 | 8607765.2806 | 8992403.949 | 7859362.5937 | 10547709.1696 | 84078.0457 | 88657.7256 | 93435.7152 | 98386.7583 | 103731.6273 | 109304.8711 | 115294.4352
Scenario 6: Aggressive Fuel Sub Phase In | SCG | Com | HVAC | Com - Other | Energy Efficiency | 9141689.2426 | 9605746.706 | 10097265.0839 | 10613303.9167 | 9054795.4228 | 13951369.2626 | 12357557.4025 | 13003970.809 | 3776273.4371 | 4025129.8284 | 4295236.5989 | 4575656.9834 | 4884762.8685
Scenario 6: Aggressive Fuel Sub Phase In | SCG | Com | HVAC | Com - Restaurant | Energy Efficiency | 98635064.392 | 103098874.7016 | 107794994.1348 | 112747767.3461 | 117980550.997 | 123467385.0193 | 129241034.7406 | 135349548.0028 | 141794887.2575 | 148591510.7246 | 155780053.5933 | 163368448.7994 | 171398107.2299
Scenario 6: Aggressive Fuel Sub Phase In | SCG | Com | HVAC | Com - Retail | Energy Efficiency | 3528395.7622 | 3693546.8825 | 3866211.6254 | 4049333.1706 | 4051560.5786 | 4655541.6414 | 193436.5761 | 205651.7752 | 217870.6022 | 230626.2011 | 244567.4882 | 258925.9048 | 274463.8542
Scenario 6: Aggressive Fuel Sub Phase In | SCG | Com | HVAC | Com - School | Energy Efficiency | 5551803.7509 | 5723842.9511 | 5908391.6241 | 6099952.1869 | 6285390.4004 | 6495247.9214 | 1125836.5284 | 1170557.9944 | 1222414.6697 | 1281829.5949 | 1340899.8211 | 1411800.2334 | 1479670.2055
Scenario 6: Aggressive Fuel Sub Phase In | SCG | Com | HVAC | Com - Warehouse | Energy Efficiency | 155.5322 | 170.1544 | 183.4462 | 200.7813 | 222.8595 | 245.2134 | 267.2564 | 292.0178 | 315.9374 | 341.4898 | 369.4522 | 397.2188 | 429.1192
Scenario 6: Aggressive Fuel Sub Phase In | SCG | Com | WaterHeat | Com - College | Energy Efficiency | 17784697.5536 | 18638415.0263 | 19270781.4249 | 20584319.6747 | 21582678.7273 | 22638965.039 | 15769430.4838 | 16534105.6766 | 16630825.6956 | 17448882.0233 | 18313730.4456 | 19229011.4547 | 20198841.6349
Scenario 6: Aggressive Fuel Sub Phase In | SCG | Com | WaterHeat | Com - Grocery | Energy Efficiency | 14637096.5244 | 15268497.0032 | 15926965.436 | 16617357.607 | 17342187.7274 | 18103776.0322 | 17032377.4407 | 17786313.2864 | 18578396.1817 | 19413506.8816 | 20293428.715 | 21221569.3534 | 22201418.7752
Scenario 6: Aggressive Fuel Sub Phase In | SCG | Com | WaterHeat | Com - Health | Energy Efficiency | 49162595.0066 | 143055139.0704 | 149368087.6272 | 156764637.2684 | 164579587.3149 | 172832366.2547 | 157987423.4352 | 166071080.2729 | 21786328.4942 | 22896496.4203 | 24427240.5665 | 25691389.245 | 27032229.4828
Scenario 6: Aggressive Fuel Sub Phase In | SCG | Com | WaterHeat | Com - Lodging | Energy Efficiency | 134302962.5536 | 140453004.0407 | 145917052.0825 | 152661041.8285 | 159790422.6891 | 167315547.3105 | 43216298.5994 | 45176293.0112 | 19937804.4322 | 20853395.2297 | 21818808.9558 | 22837896.1178 | 23980817.0967
Scenario 6: Aggressive Fuel Sub Phase In | SCG | Com | WaterHeat | Com - Office (Large) | Energy Efficiency | 53623195.2393 | 54659901.0642 | 55130554.4503 | 56205752.6147 | 57321828.5577 | 58479010.444 | 45449901.3927 | 46356863.2681 | 46941130.4036 | 47909421.4697 | 48915196.1713 | 49961739.9715 | 51051962.0783
Scenario 6: Aggressive Fuel Sub Phase In | SCG | Com | WaterHeat | Com - Office (Small) | Energy Efficiency | 13473726.1716 | 14034966.2288 | 14537658.8434 | 15144440.846 | 13536543.4439 | 14108770.2903 | 14709769.419 | 15341542.9 | 16005243.4406 | 16703634.3385 | 17438739.1871 | 18213359.0096 | 19030323.5514
Scenario 6: Aggressive Fuel Sub Phase In | SCG | Com | WaterHeat | Com - Other | Energy Efficiency | 83441697.0807 | 87384199.5169 | 86833675.5716 | 90829092.6129 | 94703607.1975 | 99808739.8859 | 83081886.586 | 86952743.0621 | 89613963.2205 | 93851005.4263 | 98323511.5025 | 103049639.8755 | 108048049.0265
Scenario 6: Aggressive Fuel Sub Phase In | SCG | Com | WaterHeat | Com - Refrig. Warehouse | Energy Efficiency | 1911412.3347 | 1953553.8199 | 1812841.7493 | 1909746.0312 | 1989718.9614 | 2084692.1603 | 2102092.3744 | 2203616.2161 | 2310779.2728 | 2423975.0554 | 2543625.1929 | 2670513.6422 | 2804605.6807
Scenario 6: Aggressive Fuel Sub Phase In | SCG | Com | WaterHeat | Com - Restaurant | Energy Efficiency | 15847746.9628 | 16669391.8484 | 12756256.0371 | 13321640.484 | 13916324.6086 | 14540893.788 | 10824185.4847 | 11306823.8243 | 11814741.9133 | 12349638.322 | 12913406.4861 | 13508183.7314 | 14136266.5521
Scenario 6: Aggressive Fuel Sub Phase In | SCG | Com | WaterHeat | Com - Retail | Energy Efficiency | 51393656.2157 | 53643556.5453 | 55813433.6536 | 58261477.4231 | 60686116.4336 | 63380340.616 | 66214802.1456 | 69199359.2135 | 71744060.5296 | 75027297.284 | 78488884.2691 | 82142496.1396 | 86002041.1158
Scenario 6: Aggressive Fuel Sub Phase In | SCG | Com | WaterHeat | Com - School | Energy Efficiency | 22951690.9862 | 23599365.3138 | 22995471.4977 | 23636232.9139 | 24298746.2733 | 24990207.5576 | 19265783.9234 | 19892407.1238 | 20360601.4872 | 20950065.0136 | 21564307.6128 | 22205309.204 | 22875152.8952
Scenario 6: Aggressive Fuel Sub Phase In | SCG | Com | WaterHeat | Com - Warehouse | Energy Efficiency | 54842751.0935 | 57490294.6337 | 60255012.179 | 63173839.9582 | 66250364.9712 | 69495562.7938 | 71505853.0809 | 75052385.0799 | 77923306.6624 | 81842132.2485 | 85988778.6543 | 90381061.2838 | 95037347.7384
Scenario 6: Aggressive Fuel Sub Phase In | SCG | Com | WholeBlg | Com - College | Energy Efficiency | 0 | 0 | 0 | 0 | 0 | 0 | 0 | 0 | 0 | 0 | 0 | 0 | 0
Scenario 6: Aggressive Fuel Sub Phase In | SCG | Com | WholeBlg | Com - Health | Energy Efficiency | 0 | 0 | 0 | 0 | 0 | 0 | 0 | 0 | 0 | 0 | 0 | 0 | 0
Scenario 6: Aggressive Fuel Sub Phase In | SCG | Com | WholeBlg | Com - Office (Large) | Energy Efficiency | 0 | 0 | 0 | 0 | 0 | 0 | 0 | 0 | 0 | 0 | 0 | 0 | 0
Scenario 6: Aggressive Fuel Sub Phase In | SCG | Com | WholeBlg | Com - Office (Small) | Energy Efficiency | 0 | 0 | 0 | 0 | 0 | 0 | 0 | 0 | 0 | 0 | 0 | 0 | 0
Scenario 6: Aggressive Fuel Sub Phase In | SCG | Com | WholeBlg | Com - Retail | Energy Efficiency | 0 | 0 | 0 | 0 | 0 | 0 | 0 | 0 | 0 | 0 | 0 | 16081390.4335 | 17155843.6204
Scenario 6: Aggressive Fuel Sub Phase In | SCG | Com | WholeBlg | Com - School | Energy Efficiency | 0 | 0 | 0 | 0 | 0 | 0 | 0 | 0 | 0 | 0 | 0 | 0 | 0
Scenario 6: Aggressive Fuel Sub Phase In | SCG | Res | AppPlug | Res - Multi Family | Energy Efficiency | 0 | 0 | 0 | 0 | 0 | 0 | 0 | 0 | 0 | 0 | 0 | 0 | 0
Scenario 6: Aggressive Fuel Sub Phase In | SCG | Res | AppPlug | Res - Single Family | Energy Efficiency | 0 | 0 | 0 | 0 | 0 | 0 | 0 | 0 | 0 | 0 | 0 | 0 | 0
Scenario 6: Aggressive Fuel Sub Phase In | SCG | Res | BldgEnv | Res - Multi Family | Energy Efficiency | 0 | 0 | 0 | 0 | 0 | 0 | 0 | 0 | 1427209.0201 | 1503491.6797 | 1584475.5547 | 1670493.4588 | 1761905.8378
Scenario 6: Aggressive Fuel Sub Phase In | SCG | Res | BldgEnv | Res - Single Family | Energy Efficiency | 2734113.751 | 3338687.6414 | 3768412.0195 | 3980398.5833 | 4174425.3004 | 4229715.5404 | 10709322.9693 | 10988342.374 | 0 | 0 | 0 | 0 | 0
Scenario 6: Aggressive Fuel Sub Phase In | SCG | Res | HVAC | Res - Multi Family | Energy Efficiency | 2881.6175 | 3031.1279 | 3190.9628 | 3358.9145 | 3536.6614 | 3724.4565 | 0 | 0 | 0 | 0 | 0 | 1044.3561 | 1049.013
Scenario 6: Aggressive Fuel Sub Phase In | SCG | Res | HVAC | Res - Single Family | Energy Efficiency | 45771349.4655 | 48360399.746 | 51077573.3414 | 53928187.249 | 0 | 0 | 0 | 0 | 0 | 0 | 0 | 17682.8564 | 17555.3459
Scenario 6: Aggressive Fuel Sub Phase In | SCG | Res | WaterHeat | Res - Multi Family | Energy Efficiency | 55367913.7492 | 58075134.9895 | 57971583.553 | 60907952.8057 | 64005898.562 | 67266285.2892 | 70722159.4375 | 74381023.2876 | 78257585.3486 | 82369197.8088 | 86737124.8015 | 91384898.3981 | 96324084.6745
Scenario 6: Aggressive Fuel Sub Phase In | SCG | Res | WaterHeat | Res - Single Family | Energy Efficiency | 269293504.7085 | 286668150.7337 | 279674305.1552 | 294301516.2737 | 309763465.3409 | 325980520.7033 | 343077880.0334 | 361186434.7435 | 380425259.1681 | 400885738.5857 | 422651810.393 | 445815893.8449 | 470464926.1111
Scenario 6: Aggressive Fuel Sub Phase In | SCG | Res | WholeBlg | Res - Multi Family | Energy Efficiency | 0 | 0 | 0 | 0 | 0 | 0 | 0 | 0 | 0 | 0 | 0 | 0 | 0
Scenario 6: Aggressive Fuel Sub Phase In | SCG | Res | WholeBlg | Res - Single Family | Energy Efficiency | 0 | 0 | 0 | 0 | 0 | 0 | 0 | 0 | 0 | 0 | 0 | 0 | 0
Scenario 6: Aggressive Fuel Sub Phase In | SDG&E | Com | AppPlug | Com - Health | Energy Efficiency | 13817128.88 | 14438385.0387 | 42226374.2246 | 44278313.6352 | 46368946.1382 | 48550969.0818 | 50666765.4653 | 53138554.7184 | 55823436.5204 | 58779793.5743 | 61990441.3036 | 64879216.6262 | 68057296.8559
Scenario 6: Aggressive Fuel Sub Phase In | SDG&E | Com | AppPlug | Com - Lodging | Energy Efficiency | 1636853.6139 | 1628084.7686 | 41042944.8148 | 42806064.4824 | 44575758.058 | 46500935.0675 | 48501101.9337 | 50610528.3837 | 52856844.7384 | 55213841.6969 | 57673678.681 | 60274445.2764 | 63046213.9037
Scenario 6: Aggressive Fuel Sub Phase In | SDG&E | Com | AppPlug | Com - Other | Energy Efficiency | 12153.0759 | 12973.5817 | 13854.9044 | 14810.1799 | 15643.4368 | 16727.0944 | 17871.6524 | 19038.6802 | 20244.3443 | 21566.4958 | 22917.8986 | 24393.7359 | 26033.0064
Scenario 6: Aggressive Fuel Sub Phase In | SDG&E | Com | BldgEnv | Com - College | Energy Efficiency | 107877.4308 | 112787.2715 | 117926.0849 | 123353.7498 | 129073.5233 | 135206.5112 | 141675.5725 | 148481.0973 | 155672.496 | 163278.8146 | 171303.7823 | 179857.3476 | 188830.4549
Scenario 6: Aggressive Fuel Sub Phase In | SDG&E | Com | BldgEnv | Com - Grocery | Energy Efficiency | 66622.6205 | 69402.8714 | 72296.0842 | 75336.0485 | 78532.0949 | 81953.973 | 85552.0888 | 89327.5516 | 93290.2113 | 97475.9125 | 101878.5307 | 106507.2076 | 111402.5292
Scenario 6: Aggressive Fuel Sub Phase In | SDG&E | Com | BldgEnv | Com - Health | Energy Efficiency | 157589.7404 | 165032.4077 | 172844.9023 | 181145.8906 | 189846.9395 | 199076.4931 | 208574.2877 | 218916.2647 | 229953.5444 | 241791.9624 | 254431.5975 | 267104.2491 | 280696.3047
Scenario 6: Aggressive Fuel Sub Phase In | SDG&E | Com | BldgEnv | Com - Lodging | Energy Efficiency | 84496.8347 | 87810.6775 | 91234.1972 | 94839.2878 | 98680.4017 | 102968.725 | 107451.8403 | 112127.794 | 1177.4816 | 122246.828 | 127675.8061 | 133308.9401 | 139278.6496
Scenario 6: Aggressive Fuel Sub Phase In | SDG&E | Com | BldgEnv | Com - Office (Large) | Energy Efficiency | 98697.282 | 100316.0641 | 101947.0613 | 103628.7853 | 105415.1864 | 107448.782 | 109573.3238 | 111727.5703 | 3545.1269 | 116193.1851 | 118556.4793 | 120980.4352 | 123521.2963
Scenario 6: Aggressive Fuel Sub Phase In | SDG&E | Com | BldgEnv | Com - Office (Small) | Energy Efficiency | 605.62 | 634.2687 | 664.2866 | 696.2031 | 68123.4604 | 70964.5342 | 73944.8942 | 77059.6448 | 893.9104 | 83774.8378 | 87390.2503 | 91162.9917 | 95143.6533
Scenario 6: Aggressive Fuel Sub Phase In | SDG&E | Com | BldgEnv | Com - Other | Energy Efficiency | 77973.0763 | 81314.2149 | 84789.5975 | 88428.8598 | 92302.031 | 96497.4457 | 100910.5767 | 105537.3504 | 1072.5949 | 115555.2459 | 120970.7287 | 126642.9775 | 132646.6855
Scenario 6: Aggressive Fuel Sub Phase In | SDG&E | Com | BldgEnv | Com - Refrig. Warehouse | Energy Efficiency | 4.4549 | 5.1655 | 5.9125 | 6.2805 | 6.9237 | 7.6873 | 8.667 | 3226.4019 | 10.9545 | 3544.464 | 3716.9143 | 3897.8404 | 4089.4135
Scenario 6: Aggressive Fuel Sub Phase In | SDG&E | Com | BldgEnv | Com - Restaurant | Energy Efficiency | 212.5625 | 224.7387 | 241.4403 | 259.2971 | 278.85 | 298.3393 | 320.786 | 34971.993 | 367.1023 | 38145.3895 | 39858.1079 | 41648.1525 | 43538.5838
Scenario 6: Aggressive Fuel Sub Phase In | SDG&E | Com | BldgEnv | Com - Retail | Energy Efficiency | 322213.5483 | 335859.5002 | 350099.1532 | 365023.6998 | 380776.5818 | 397581.194 | 415255.1936 | 433821.7568 | 453375.7178 | 473991.945 | 495708.9038 | 518544.5738 | 542682.7082
Scenario 6: Aggressive Fuel Sub Phase In | SDG&E | Com | BldgEnv | Com - School | Energy Efficiency | 767.9039 | 801.2421 | 836.2408 | 56866.9131 | 58333.6071 | 59922.7234 | 61572.2319 | 63278.2871 | 1107.9583 | 66909.9488 | 68838.0087 | 70822.9351 | 72898.9081
Scenario 6: Aggressive Fuel Sub Phase In | SDG&E | Com | BldgEnv | Com - Warehouse | Energy Efficiency | 148998.0532 | 155780.4698 | 162848.5059 | 170276.3411 | 178206.4022 | 186826.7659 | 195905.8271 | 205448.9406 | 1357.1572 | 226187.6474 | 237431.03 | 249223.6426 | 261736.742
Scenario 6: Aggressive Fuel Sub Phase In | SDG&E | Com | ComRefrig | Com - College | Energy Efficiency | 5986.7131 | 6146.8675 | 6279.0998 | 6384.2785 | 6513.2983 | 6691.1191 | 6816.485 | 6908.2973 | 6995.7805 | 7066.4836 | 7177.8416 | 7251.2024 | 7319.1078
Scenario 6: Aggressive Fuel Sub Phase In | SDG&E | Com | ComRefrig | Com - Grocery | Energy Efficiency | 8795592.6551 | 8994366.9421 | 9150697.9435 | 9266350.8618 | 9415382.6101 | 9633316.8954 | 9774119.7288 | 9865708.339 | 9950238.9463 | 10010154.4176 | 10126780.0593 | 10188907.4416 | 10242732.1903
Scenario 6: Aggressive Fuel Sub Phase In | SDG&E | Com | ComRefrig | Com - Refrig. Warehouse | Energy Efficiency | 1970.7614 | 2023.0933 | 2066.2168 | 2100.423 | 2142.4582 | 2200.5265 | 2241.3246 | 2271.0764 | 2299.3937 | 2322.1858 | 2358.3265 | 2381.9713 | 2403.8153
Scenario 6: Aggressive Fuel Sub Phase In | SDG&E | Com | ComRefrig | Com - Restaurant | Energy Efficiency | 333883.6726 | 341524.4968 | 347557.4989 | 352048.3947 | 357810.2568 | 366194.5228 | 371650.5985 | 375237.8499 | 378558.5516 | 380944.3291 | 385490.1613 | 387963.3691 | 390121.6994
Scenario 6: Aggressive Fuel Sub Phase In | SDG&E | Com | ComRefrig | Com - Retail | Energy Efficiency | 3596952.4699 | 3681113.9699 | 3748020.4625 | 3798354.9361 | 3862458.6991 | 3954948.1451 | 4015888.7423 | 4056685.6997 | 4094639.4852 | 4122512.7559 | 4173800.435 | 4202686.4555 | 4228187.7351
Scenario 6: Aggressive Fuel Sub Phase In | SDG&E | Com | ComRefrig | Com - School | Energy Efficiency | 8213.4077 | 8270.4371 | 8285.3655 | 8261.6307 | 8265.9847 | 8327.834 | 8320.1941 | 8269.584 | 8212.7479 | 8135.7079 | 8104.4871 | 8029.368 | 7948.2067
Scenario 6: Aggressive Fuel Sub Phase In | SDG&E | Com | FoodServ | Com - College | Energy Efficiency | 641449.9268 | 668636.9865 | 696555.4156 | 726645.2985 | 770610.774 | 806581.4574 | 842484.5105 | 878255.8394 | 915477.93 | 954187.73 | 995861.1997 | 1042646.9376 | 1088172.8816
Scenario 6: Aggressive Fuel Sub Phase In | SDG&E | Com | FoodServ | Com - College | Fuel Substitution | 3149900.3957 | 3327727.8699 | 3523965.1164 | 3737403.5639 | 3953261.2783 | 4168047.2027 | 4418671.5154 | 4702121.0455 | 5010688.1075 | 5348137.6492 | 5691987.4531 | 6071372.0524 | 6476772.3373
Scenario 6: Aggressive Fuel Sub Phase In | SDG&E | Com | FoodServ | Com - Grocery | Energy Efficiency | 3808819.4244 | 3959315.1917 | 4110294.6223 | 4267215.3308 | 4528180.8176 | 4720742.8972 | 4908580.2676 | 5094015.2554 | 5281333.126 | 5475117.6746 | 5686986.5671 | 5901825.8296 | 6128982.9397
Scenario 6: Aggressive Fuel Sub Phase In | SDG&E | Com | FoodServ | Com - Grocery | Fuel Substitution | 35986478.6322 | 37864157.9042 | 39934622.1573 | 42181809.4868 | 44437404.628 | 46662134.0446 | 49267590.985 | 52215605.5287 | 55416693.7548 | 58909091.8811 | 62442596.0188 | 66334701.8112 | 70477354.1831
Scenario 6: Aggressive Fuel Sub Phase In | SDG&E | Com | FoodServ | Com - Health | Energy Efficiency | 1397265.2179 | 1455295.7193 | 1515077.0125 | 1581888.5984 | 1667156.0973 | 1738392.8753 | 1792317.0981 | 1867023.9191 | 1950963.4117 | 2047906.08 | 2160091.9063 | 2231649.9322 | 2317059.568
Scenario 6: Aggressive Fuel Sub Phase In | SDG&E | Com | FoodServ | Com - Health | Fuel Substitution | 11085897.5676 | 11727416.9542 | 12434602.5769 | 13203778.4802 | 13985027.3242 | 14766587.6077 | 15674591.52 | 16699465.4144 | 17815484.1432 | 19036133.1695 | 20284755.8339 | 21661946.0635 | 23135647.3684
Scenario 6: Aggressive Fuel Sub Phase In | SDG&E | Com | FoodServ | Com - Lodging | Energy Efficiency | 1777378.5041 | 1835022.2495 | 1892043.1352 | 1953549.4575 | 2026632.1864 | 2105378.9533 | 2175629.849 | 2241726.4043 | 2309762.1171 | 2375930.984 | 2450037.5352 | 2521469.906 | 2597373.0266
Scenario 6: Aggressive Fuel Sub Phase In | SDG&E | Com | FoodServ | Com - Lodging | Fuel Substitution | 12526098.9806 | 13192580.7969 | 13927703.1801 | 14726019.5897 | 15528657.1897 | 16321828.7601 | 17250149.0625 | 18300562.2341 | 19441894.3981 | 20687866.2159 | 21950495.1779 | 23341923.2758 | 24824308.3062
Scenario 6: Aggressive Fuel Sub Phase In | SDG&E | Com | FoodServ | Com - Office (Large) | Energy Efficiency | 15253.6359 | 15309.7021 | 15291.7137 | 15218.3084 | 15248.1803 | 15454.6151 | 15497.4071 | 15409.345 | 15262.9919 | 15030.3098 | 14868.0858 | 14581.5702 | 14284.0163
Scenario 6: Aggressive Fuel Sub Phase In | SDG&E | Com | FoodServ | Com - Office (Small) | Energy Efficiency | 9302.9002 | 9544.8478 | 9746.2432 | 9914.8142 | 10157.9335 | 10519.1328 | 10774.3989 | 10946.7158 | 11087.8435 | 11161.3407 | 11287.2411 | 11315.2095 | 11328.9199
Scenario 6: Aggressive Fuel Sub Phase In | SDG&E | Com | FoodServ | Com - Other | Energy Efficiency | 6892045.3844 | 7170885.0746 | 7451950.9105 | 7739135.5843 | 8114602.7652 | 8466738.8335 | 8806383.6712 | 9139855.9477 | 9480862.5205 | 9828495.866 | 10213105.0664 | 10600598.7972 | 11008217.1889
Scenario 6: Aggressive Fuel Sub Phase In | SDG&E | Com | FoodServ | Com - Other | Fuel Substitution | 28092520.2357 | 29658910.445 | 31395526.6142 | 33288416.7677 | 35187842.4331 | 37058108.2188 | 39267199.3555 | 41782377.3806 | 44524417.9436 | 47528538.1308 | 50569424.4909 | 53934108.2914 | 57525613.1444
Scenario 6: Aggressive Fuel Sub Phase In | SDG&E | Com | FoodServ | Com - Restaurant | Energy Efficiency | 13259902.8592 | 13766996.1507 | 14287533.1978 | 14817883.978 | 15532495.2341 | 16180037.0906 | 16808285.4619 | 17425367.4462 | 18051144.337 | 18686786.635 | 19393687.8289 | 20102804.1475 | 20844090.4724
Scenario 6: Aggressive Fuel Sub Phase In | SDG&E | Com | FoodServ | Com - Restaurant | Fuel Substitution | 110726866.7813 | 116592626.9263 | 123074827.7998 | 130120584.4806 | 137182691.3669 | 144132604.2908 | 152306878.0844 | 161581332.6274 | 171664797.4233 | 182681107.3831 | 193815704.6217 | 206100579.1001 | 219183402.4146
Scenario 6: Aggressive Fuel Sub Phase In | SDG&E | Com | FoodServ | Com - Retail | Energy Efficiency | 27087.5536 | 28071.3707 | 28988.5704 | 29823.9342 | 30714.0299 | 32134.3689 | 33314.5142 | 34278.2018 | 35168.9799 | 35959.6282 | 36877.2867 | 37590.2873 | 38357.298
Scenario 6: Aggressive Fuel Sub Phase In | SDG&E | Com | FoodServ | Com - School | Energy Efficiency | 1831033.8697 | 1871311.8306 | 1909814.5143 | 1947568.9638 | 2000043.6568 | 2050434.5262 | 2094942.3331 | 2136043.5738 | 2177424.3085 | 2217681.2399 | 2265044.9053 | 2310159.0756 | 2356887.1837
Scenario 6: Aggressive Fuel Sub Phase In | SDG&E | Com | FoodServ | Com - School | Fuel Substitution | 4012785.6907 | 4156985.8286 | 4316488.1401 | 4488800.6028 | 4655829.9379 | 4813695.9706 | 5003919.9197 | 5221133.1062 | 5455264.096 | 5709031.9114 | 5957801.4181 | 6231054.9129 | 6517618.9121
Scenario 6: Aggressive Fuel Sub Phase In | SDG&E | Com | HVAC | Com - College | Energy Efficiency | 378822.7317 | 968676.5934 | 996471.3736 | 728596.8824 | 761701.0718 | 798884.7657 | 404081.1793 | 412888.9135 | 91047.5105 | 93416.982 | 95824.9165 | 100227.1557 | 102724.0053
Scenario 6: Aggressive Fuel Sub Phase In | SDG&E | Com | HVAC | Com - College | Fuel Substitution | 127897.8901 | 134224.9647 | 140762.9617 | 155872.3781 | 0 | 0 | 0 | 0 | 0 | 0 | 0 | 0 | 0
Scenario 6: Aggressive Fuel Sub Phase In | SDG&E | Com | HVAC | Com - Grocery | Energy Efficiency | 5806589.1318 | 5839684.7567 | 5827744.8406 | 5777351.6016 | 5755655.233 | 5843207.6255 | 5884572.4239 | 5886076.3037 | 1140568.9796 | 1151845.0159 | 1166113.8535 | 1173202.779 | 245575.4748
Scenario 6: Aggressive Fuel Sub Phase In | SDG&E | Com | HVAC | Com - Grocery | Fuel Substitution | 8238905.1384 | 8706403.6484 | 9218177.9501 | 9774127.7812 | 0 | 0 | 0 | 0 | 0 | 0 | 0 | 0 | 0
Scenario 6: Aggressive Fuel Sub Phase In | SDG&E | Com | HVAC | Com - Health | Energy Efficiency | 6643980.5037 | 11117465.8243 | 11375620.8163 | 12562899.9366 | 13740326.9881 | 14257954.5743 | 13613312.481 | 14039394.3062 | 7397910.6809 | 7684073.5233 | 7909100.8627 | 7964423.8474 | 15131975.4712
Scenario 6: Aggressive Fuel Sub Phase In | SDG&E | Com | HVAC | Com - Health | Fuel Substitution | 845563.8129 | 882970.7996 | 920855.8771 | 959547.0667 | 0 | 0 | 0 | 0 | 0 | 0 | 0 | 0 | 0
Scenario 6: Aggressive Fuel Sub Phase In | SDG&E | Com | HVAC | Com - Lodging | Energy Efficiency | 9175978.0713 | 9382385.9599 | 9570691.1929 | 9745006.5759 | 9955255.8849 | 10292998.162 | 10086125.9375 | 10356085.3049 | 3750392.787 | 3811711.0789 | 3880129.266 | 3932725.4291 | 3993641.0394
Scenario 6: Aggressive Fuel Sub Phase In | SDG&E | Com | HVAC | Com - Lodging | Fuel Substitution | 1908454.4698 | 2014366.5346 | 2128795.8626 | 2251921.25 | 0 | 0 | 0 | 0 | 0 | 0 | 0 | 0 | 0
Scenario 6: Aggressive Fuel Sub Phase In | SDG&E | Com | HVAC | Com - Office (Large) | Energy Efficiency | 2050595.7388 | 2091943.3141 | 2134578.4833 | 2179014.2132 | 2224542.9852 | 2273909.1701 | 11097.6028 | 10884.5501 | 10660.5914 | 10429.6688 | 10237.6477 | 9968.39 | 9710.1803
Scenario 6: Aggressive Fuel Sub Phase In | SDG&E | Com | HVAC | Com - Office (Small) | Energy Efficiency | 60574.1887 | 61636.7098 | 62414.5863 | 62958.5634 | 63781.1536 | 65439.2654 | 66785.1721 | 67855.0491 | 68952.5157 | 70013.1159 | 71313.4315 | 72288.2504 | 73364.4891
Scenario 6: Aggressive Fuel Sub Phase In | SDG&E | Com | HVAC | Com - Other | Energy Efficiency | 4471008.2977 | 4665907.9813 | 4779183.4168 | 4882328.6225 | 4997668.3968 | 5173906.124 | 5337684.9462 | 5490586.6785 | 1637214.9723 | 1706536.2358 | 5921568.8998 | 6091252.8777 | 6275312.0447
Scenario 6: Aggressive Fuel Sub Phase In | SDG&E | Com | HVAC | Com - Other | Fuel Substitution | 5486616.6514 | 5824178.826 | 6190496.1697 | 6603913.7495 | 0 | 0 | 0 | 0 | 0 | 0 | 0 | 0 | 0
Scenario 6: Aggressive Fuel Sub Phase In | SDG&E | Com | HVAC | Com - Restaurant | Energy Efficiency | 16097312.3578 | 16804648.9273 | 17552659.2996 | 18339940.1733 | 19169897.0773 | 20042820.1791 | 20965258.8022 | 21937757.23 | 22961243.0629 | 24042244.692 | 25184863.6556 | 26392119.5705 | 27667517.1072
Scenario 6: Aggressive Fuel Sub Phase In | SDG&E | Com | HVAC | Com - Restaurant | Fuel Substitution | 22161.1864 | 23154.3288 | 114995.5056 | 119807.7727 | 0 | 0 | 0 | 0 | 0 | 0 | 0 | 0 | 0
Scenario 6: Aggressive Fuel Sub Phase In | SDG&E | Com | HVAC | Com - Retail | Energy Efficiency | 8254731.325 | 8392036.2296 | 8486761.2829 | 8531227.187 | 8601472.059 | 8818752.8044 | 8111229.0749 | 8201364.3504 | 34560.172 | 36010.813 | 37531.8243 | 39035.6386 | 40743.24
Scenario 6: Aggressive Fuel Sub Phase In | SDG&E | Com | HVAC | Com - Retail | Fuel Substitution | 487692.3612 | 504007.4755 | 519558.1774 | 534589.8152 | 0 | 0 | 0 | 0 | 0 | 0 | 0 | 0 | 0
Scenario 6: Aggressive Fuel Sub Phase In | SDG&E | Com | HVAC | Com - School | Energy Efficiency | 682413.7785 | 686053.9384 | 688388.3039 | 686981.5418 | 694669.9523 | 2079239.5182 | 737491.0567 | 754450.792 | 428892.7448 | 448140.7199 | 469328.4372 | 491249.6633 | 514190.4525
Scenario 6: Aggressive Fuel Sub Phase In | SDG&E | Com | HVAC | Com - School | Fuel Substitution | 192744.571 | 199506.141 | 206498.616 | 213751.7682 | 0 | 0 | 0 | 0 | 0 | 0 | 0 | 0 | 0
Scenario 6: Aggressive Fuel Sub Phase In | SDG&E | Com | HVAC | Com - Warehouse | Energy Efficiency | 2150.5488 | 2182.2242 | 2199.6139 | 2204.6437 | 2221.4432 | 2272.5527 | 2306.0321 | 2326.2017 | 2345.0952 | 2360.7247 | 2384.3624 | 2388.57 | 0
Scenario 6: Aggressive Fuel Sub Phase In | SDG&E | Com | HVAC | Com - Warehouse | Fuel Substitution | 923925.3848 | 982014.1174 | 1046083.4734 | 1114880.4145 | 0 | 0 | 0 | 0 | 0 | 0 | 0 | 0 | 0
Scenario 6: Aggressive Fuel Sub Phase In | SDG&E | Com | Lighting | Com - College | Energy Efficiency | 0 | 817251.7032 | 840790.9896 | 861378.0589 | 884803.0007 | 911996.1227 | 928544.7134 | 938986.371 | 0 | 0 | 0 | 0 | 0
Scenario 6: Aggressive Fuel Sub Phase In | SDG&E | Com | Lighting | Com - Grocery | Energy Efficiency | 587679.7329 | 603028.8111 | 614927.9628 | 623219.6227 | 633914.6845 | 647273.7042 | 650099.7214 | 646789.9526 | 641629.2069 | 632437.9255 | 629366.0211 | 620788.0506 | 609747.2145
Scenario 6: Aggressive Fuel Sub Phase In | SDG&E | Com | Lighting | Com - Health | Energy Efficiency | 1623507.0299 | 1679418.792 | 1729013.1859 | 1772692.3437 | 1821928.3612 | 1877650.4812 | 1906783.8156 | 1927852.4561 | 1947500.1664 | 1960932.1643 | 1991462.1768 | 2001854.1665 | 2009738.0787
Scenario 6: Aggressive Fuel Sub Phase In | SDG&E | Com | Lighting | Com - Office (Large) | Energy Efficiency | 2264223.6268 | 2280589.4913 | 2287340.4815 | 2284796.6808 | 2288332.1581 | 2299894.8991 | 2286965.8927 | 2260119.18 | 2229374.0881 | 2192347.9123 | 2170935.0773 | 2139927.4123 | 2106304.1415
Scenario 6: Aggressive Fuel Sub Phase In | SDG&E | Com | Lighting | Com - Refrig. Warehouse | Energy Efficiency | 3908.3693 | 4048.0621 | 4175.603 | 4287.7664 | 4416.9613 | 4562.2704 | 4663.1484 | 4739.5702 | 4812.903 | 4870.8812 | 4964.0766 | 5036.4705 | 5102.2532
Scenario 6: Aggressive Fuel Sub Phase In | SDG&E | Com | Lighting | Com - Restaurant | Energy Efficiency | 594029.5335 | 612205.1686 | 628267.7509 | 641884.0381 | 657858.9493 | 676060.8523 | 686727.3362 | 693195.1879 | 698751.1225 | 701695.7092 | 709909.1466 | 714494.6304 | 717774.2453
Scenario 6: Aggressive Fuel Sub Phase In | SDG&E | Com | Lighting | Com - Retail | Energy Efficiency | 4166191.6369 | 4298942.5407 | 4417277.0649 | 4519668.0159 | 4637447.5483 | 4772305.9372 | 4856626.2817 | 4913145.0571 | 4964441.4001 | 4998858.2023 | 5069247.3753 | 5116067.9243 | 5155224.583
Scenario 6: Aggressive Fuel Sub Phase In | SDG&E | Com | Lighting | Com - Warehouse | Energy Efficiency | 120242.8913 | 124515.6342 | 128361.5815 | 131757.0678 | 135629.9501 | 140039.9567 | 142875.7902 | 144851.5056 | 0 | 0 | 0 | 0 | 0
Scenario 6: Aggressive Fuel Sub Phase In | SDG&E | Com | WaterHeat | Com - College | Energy Efficiency | 5018836.1951 | 5246968.8953 | 5402110.5182 | 5646461.5392 | 5905351.045 | 6182221.2409 | 4534242.5437 | 4725236.0658 | 857669.4553 | 867315.613 | 5331962.9915 | 5564122.9571 | 5807020.2819
Scenario 6: Aggressive Fuel Sub Phase In | SDG&E | Com | WaterHeat | Com - College | Fuel Substitution | 19373644.1725 | 20423728.1168 | 19116839.2012 | 16476977.1594 | 13338060.6626 | 13917990.1371 | 9789849.7841 | 9956752.8623 | 10102682.5724 | 10213015.2507 | 10404326.6324 | 10545398.2367 | 10671661.286
Scenario 6: Aggressive Fuel Sub Phase In | SDG&E | Com | WaterHeat | Com - Grocery | Energy Efficiency | 5777060.0279 | 5997289.7109 | 6217642.9206 | 6438932.0664 | 6680223.7549 | 6943132.8202 | 6771107.5898 | 6975624.8828 | 3085499.938 | 3109125.7634 | 7604264.6096 | 7836653.4517 | 8075852.3648
Scenario 6: Aggressive Fuel Sub Phase In | SDG&E | Com | WaterHeat | Com - Grocery | Fuel Substitution | 1075115.8449 | 1128177.326 | 1185584.9603 | 1247800.6813 | 1311579.4766 | 1377312.0868 | 0 | 0 | 0 | 0 | 0 | 0 | 0
Scenario 6: Aggressive Fuel Sub Phase In | SDG&E | Com | WaterHeat | Com - Health | Energy Efficiency | 12933752.0383 | 13507643.0746 | 13835949.1115 | 14436505.5679 | 15079858.3904 | 15772327.7507 | 10589570.5664 | 10937919.1677 | 5849859.2329 | 5932735.0405 | 12039573.2085 | 12423298.6719 | 12823052.6827
Scenario 6: Aggressive Fuel Sub Phase In | SDG&E | Com | WaterHeat | Com - Health | Fuel Substitution | 55813338.4966 | 58904097.2269 | 56147232.5085 | 49885703.6166 | 42317933.1824 | 44259827.9224 | 27436174.065 | 27949799.7559 | 28407344.3314 | 28768117.614 | 29354261.6488 | 29803144.3412 | 30212458.426
Scenario 6: Aggressive Fuel Sub Phase In | SDG&E | Com | WaterHeat | Com - Lodging | Energy Efficiency | 46422469.1747 | 48438570.3906 | 50308553.5184 | 52561006.188 | 54904116.5266 | 57405155.8375 | 15897922.214 | 16568849.7685 | 1227602.304 | 1237127.3117 | 7575748.5933 | 7879136.7091 | 8197288.554
Scenario 6: Aggressive Fuel Sub Phase In | SDG&E | Com | WaterHeat | Com - Lodging | Fuel Substitution | 68369987.374 | 71816403.5414 | 68480203.2457 | 61114939.6771 | 52306305.9704 | 54471649.0712 | 31609534.844 | 32047101.2521 | 32416016.9978 | 32671183.2463 | 33177039.7668 | 33523481.6213 | 33821741.6628
Scenario 6: Aggressive Fuel Sub Phase In | SDG&E | Com | WaterHeat | Com - Office (Large) | Energy Efficiency | 11969450.7684 | 12176789.2173 | 12278544.2278 | 12484238.0852 | 12701856.2862 | 12935803.3544 | 10399558.0047 | 10555085.1948 | 1480038.7268 | 1456011.5806 | 11038509.2802 | 11217241.3473 | 11402580.5375
Scenario 6: Aggressive Fuel Sub Phase In | SDG&E | Com | WaterHeat | Com - Office (Large) | Fuel Substitution | 8565110.7928 | 8783451.2875 | 7863261.7936 | 6372614.0319 | 4733299.8832 | 4791945.6594 | 4088009.1144 | 4044554.5808 | 3992110.5226 | 3925780.4617 | 3890506.6256 | 3835889.4278 | 3776097.4284
Scenario 6: Aggressive Fuel Sub Phase In | SDG&E | Com | WaterHeat | Com - Office (Small) | Energy Efficiency | 5826768.8419 | 6056788.2425 | 6295610.9846 | 6539499.4794 | 6798350.6577 | 7072691.8417 | 7347999.0643 | 7628704.3484 | 975719.2967 | 981178.6002 | 8516160.6739 | 8852946.2771 | 9206079.978
Scenario 6: Aggressive Fuel Sub Phase In | SDG&E | Com | WaterHeat | Com - Office (Small) | Fuel Substitution | 4917028.1712 | 5156970.6525 | 4712768.4198 | 3894908.7368 | 2943575.388 | 3047643.8911 | 2658528.3409 | 2689588.6646 | 2714556.9164 | 2729584.7637 | 2766085.6755 | 2788718.723 | 2807100.6692
Scenario 6: Aggressive Fuel Sub Phase In | SDG&E | Com | WaterHeat | Com - Other | Energy Efficiency | 36424368.1029 | 37863976.3257 | 38436245.5628 | 39782298.1869 | 41280356.3616 | 42940835.7221 | 40784271.9744 | 41835906.3564 | 27882956.5818 | 28150142.6695 | 44745384.605 | 45856822.4244 | 46972331.5049
Scenario 6: Aggressive Fuel Sub Phase In | SDG&E | Com | WaterHeat | Com - Other | Fuel Substitution | 177574140.3445 | 186862771.4809 | 176218793.2621 | 154127798.0542 | 127819821.9614 | 133225159.421 | 85959964.5916 | 87264831.2774 | 88382931.5503 | 89188674.9282 | 90691128.8175 | 91754642.6286 | 92686659.4899
Scenario 6: Aggressive Fuel Sub Phase In | SDG&E | Com | WaterHeat | Com - Refrig. Warehouse | Energy Efficiency | 38550.3328 | 40024.6645 | 41353.0432 | 42669.8699 | 44204.2123 | 45940.4668 | 42249.0602 | 177776.984 | 43633.4654 | 44128.174 | 200220.939 | 208466.8766 | 217095.1355
Scenario 6: Aggressive Fuel Sub Phase In | SDG&E | Com | WaterHeat | Com - Refrig. Warehouse | Fuel Substitution | 67539.4438 | 71135.6416 | 68079.1376 | 61049.1223 | 52572.1447 | 54917.6274 | 31361.1558 | 31888.2909 | 32349.5689 | 32699.1638 | 33302.7032 | 33748.6437 | 34148.1417
Scenario 6: Aggressive Fuel Sub Phase In | SDG&E | Com | WaterHeat | Com - Restaurant | Energy Efficiency | 7269872.173 | 7533273.4201 | 7275756.8741 | 7486760.9916 | 7733438.8068 | 8013121.229 | 7399085.426 | 9543088.9369 | 7590635.6989 | 7650897.9652 | 10095571.7752 | 10283462.6234 | 10465791.1622
Scenario 6: Aggressive Fuel Sub Phase In | SDG&E | Com | WaterHeat | Com - Restaurant | Fuel Substitution | 125120407.8767 | 131348219.2153 | 120177999.0527 | 99266684.0319 | 74896621.1346 | 77589992.895 | 71229698.7819 | 72171475.9497 | 72953425.6883 | 73471936.7029 | 74566787.247 | 75293034.458 | 75907223.0722
Scenario 6: Aggressive Fuel Sub Phase In | SDG&E | Com | WaterHeat | Com - Retail | Energy Efficiency | 11733268.0619 | 12221530.4028 | 12700291.1111 | 13218132.256 | 13768850.2241 | 14354191.9804 | 14942793.7563 | 15544067.099 | 2046192.3195 | 2062529.0294 | 17501453.6206 | 18229455.5509 | 18994029.2756
Scenario 6: Aggressive Fuel Sub Phase In | SDG&E | Com | WaterHeat | Com - Retail | Fuel Substitution | 5737615.7454 | 6029067.9342 | 5482441.7306 | 4465892.3401 | 3278471.7666 | 3393858.6996 | 3390733.4882 | 3437289.8756 | 3476275.0791 | 3502737.3187 | 3556719.7265 | 3593162.1498 | 3624289.0146
Scenario 6: Aggressive Fuel Sub Phase In | SDG&E | Com | WaterHeat | Com - School | Energy Efficiency | 6721217.0395 | 6895408.0494 | 6771280.8877 | 6933486.0996 | 7108075.3067 | 7293794.53 | 5972945.1034 | 6094693.3152 | 1458879.4357 | 1447951.317 | 6471145.4015 | 6609955.9769 | 6753000.3504
Scenario 6: Aggressive Fuel Sub Phase In | SDG&E | Com | WaterHeat | Com - School | Fuel Substitution | 25200707.3367 | 26059276.3995 | 23360061.8902 | 18895736.8268 | 13905683.8548 | 14202444.4542 | 12129841.5798 | 12099249.6321 | 12039680.8009 | 11935265.434 | 11925336.103 | 11853487.2365 | 11763204.0889
Scenario 6: Aggressive Fuel Sub Phase In | SDG&E | Com | WaterHeat | Com - Warehouse | Energy Efficiency | 7965225.8204 | 8339966.1408 | 8729687.402 | 9139672.8939 | 9573402.2908 | 10032384.1954 | 10314627.8418 | 10807694.6841 | 338858.2515 | 343018.4187 | 12310538.9036 | 12917793.272 | 13560593.0184
Scenario 6: Aggressive Fuel Sub Phase In | SDG&E | Com | WaterHeat | Com - Warehouse | Fuel Substitution | 475719.1008 | 502150.577 | 480204.6431 | 430806.3578 | 370985.3258 | 388636.7389 | 205486.8673 | 209209.3176 | 212498.7882 | 215046.3481 | 219303.9603 | 222511.5143 | 225413.2014
Scenario 6: Aggressive Fuel Sub Phase In | SDG&E | Com | WholeBlg | Com - Restaurant | Energy Efficiency | 656092.1487 | 641895.7665 | 0 | 0 | 0 | 0 | 0 | 0 | 0 | 0 | 0 | 0 | 0
Scenario 6: Aggressive Fuel Sub Phase In | SDG&E | Com | WholeBlg | Com - Retail | Energy Efficiency | 4335635.4156 | 4472960.9732 | 4601145.8435 | 4711849.0193 | 4779604.6721 | 5017558.0559 | 5263179.6054 | 5486158.9991 | 5705102.7702 | 5945865.7276 | 6175767.4757 | 6379564.3471 | 6622611.851
Scenario 6: Aggressive Fuel Sub Phase In | SDG&E | Com | WholeBlg | Com - Warehouse | Energy Efficiency | 0 | 0 | 0 | 0 | 0 | 0 | 0 | 0 | 0 | 0 | 0 | 0 | 0
Scenario 6: Aggressive Fuel Sub Phase In | SDG&E | Res | AppPlug | Res - Multi Family | Energy Efficiency | 678546.7528 | 710200.0664 | 742179.2869 | 15363115.0853 | 16062952.2123 | 16856826.6481 | 17617719.9907 | 18363747.8213 | 19129648.6836 | 19903250.135 | 20759690.247 | 21636043.0953 | 22556382.4448
Scenario 6: Aggressive Fuel Sub Phase In | SDG&E | Res | AppPlug | Res - Multi Family | Fuel Substitution | 51200799.6584 | 54225014.2014 | 57498173.9261 | 61041524.498 | 64765693.2188 | 68702811.0888 | 0 | 0 | 0 | 0 | 0 | 0 | 0
Scenario 6: Aggressive Fuel Sub Phase In | SDG&E | Res | AppPlug | Res - Single Family | Energy Efficiency | 20419.5727 | 25391.4493 | 28407.9663 | 29553.8513 | 27819.1115 | 690863.2142 | 695657.8297 | 728520.6397 | 762845.8379 | 798389.1001 | 836986.847 | 877203.6716 | 919706.6127
Scenario 6: Aggressive Fuel Sub Phase In | SDG&E | Res | AppPlug | Res - Single Family | Fuel Substitution | 80433809.0219 | 85558964.6196 | 91118375.9764 | 97149777.2851 | 103501997.7704 | 110231085.1767 | 0 | 0 | 0 | 0 | 0 | 0 | 0
Scenario 6: Aggressive Fuel Sub Phase In | SDG&E | Res | BldgEnv | Res - Multi Family | Energy Efficiency | 0 | 0 | 0 | 1102813.7342 | 1159383.4069 | 5856670.4629 | 6150356.7752 | 6454501.9067 | 6775163.0383 | 7110014.6477 | 7471297.7584 | 7851253.4107 | 8252337.5453
Scenario 6: Aggressive Fuel Sub Phase In | SDG&E | Res | BldgEnv | Res - Single Family | Energy Efficiency | 49737532.4727 | 52379067.7064 | 55095733.1942 | 57908271.6186 | 60939681.5072 | 64206564.2094 | 67434296.5168 | 70712673.8268 | 10202604.7564 | 10675975.6433 | 11200200.8661 | 11744095.8891 | 12313117.6623
Scenario 6: Aggressive Fuel Sub Phase In | SDG&E | Res | HVAC | Res - Multi Family | Energy Efficiency | 1200648.8426 | 1327867.5247 | 1382298.7781 | 1246779.0276 | 1157091.2801 | 1353979.4428 | 1468968.5161 | 1500714.5675 | 1511007.7817 | 1503236.8001 | 1572178.9263 | 1588124.6656 | 1601155.7909
Scenario 6: Aggressive Fuel Sub Phase In | SDG&E | Res | HVAC | Res - Multi Family | Fuel Substitution | 28395846.835 | 30045045.6036 | 31919643.7278 | 33717971.5324 | 0 | 0 | 0 | 0 | 0 | 0 | 0 | 0 | 0
Scenario 6: Aggressive Fuel Sub Phase In | SDG&E | Res | HVAC | Res - Single Family | Energy Efficiency | 38169954.2907 | 39663146.5865 | 40687445.951 | 40842664.2603 | 25164570.1141 | 26467960.5709 | 27218753.0438 | 27479308.5468 | 5407899.9936 | 5386886.2368 | 5643275.4352 | 5707626.0285 | 5761440.1046
Scenario 6: Aggressive Fuel Sub Phase In | SDG&E | Res | HVAC | Res - Single Family | Fuel Substitution | 551408092.7068 | 584530687.227 | 620556745.1252 | 659680458.3791 | -1120253.357 | -1140468.3912 | -1162511.1587 | -1186023.7019 | 0 | 0 | 0 | 0 | 0
Scenario 6: Aggressive Fuel Sub Phase In | SDG&E | Res | WaterHeat | Res - Multi Family | Energy Efficiency | 43205328.9388 | 44928296.8152 | 45695481.4619 | 47302573.2776 | 49059845.0461 | 51158029.7903 | 53013926.9377 | 54725162.0734 | 56465259.4147 | 58180677.2004 | 60199584.6925 | 62139968.3413 | 64131862.0667
Scenario 6: Aggressive Fuel Sub Phase In | SDG&E | Res | WaterHeat | Res - Multi Family | Fuel Substitution | 4536866605.0973 | 4901256336.0553 | 5288100579.3345 | 5679919897.1716 | 6068588494.9425 | 6521800161.5037 | 83625518.5895 | 85259064.0225 | 86804297.7283 | 88092538.1946 | 89980240.5644 | 91410709.973 | 92731016.9796
Scenario 6: Aggressive Fuel Sub Phase In | SDG&E | Res | WaterHeat | Res - Single Family | Energy Efficiency | 81201042.7243 | 85704898.9148 | 86249958.6017 | 90156085.5415 | 94257088.7881 | 98819546.1499 | 103380455.6451 | 108030671.6778 | 112914699.1775 | 118006232.7377 | 123563899.5558 | 129321352.7193 | 135391868.5522
Scenario 6: Aggressive Fuel Sub Phase In | SDG&E | Res | WaterHeat | Res - Single Family | Fuel Substitution | 1469811935.7528 | 1560978577.3123 | 1375306089.304 | 960833166.398 | 476769955.687 | 495242244.6877 | 508950775.9971 | 519482154.8479 | 529504660.0112 | 537995593.4835 | 550139261.237 | 559537969.8521 | 568290115.7582

## Lists (hidden)
Scenario | Utility | Sector | End Use | Building Type | Cost Test | Measure Type | C&S Policy View | Savings Type
Scenario 1: Reference | PG&E | Ag | AppPlug | Ag - Irrigated Agriculture, vineyards, forestry and greenhouses | Program Administrator Cost Test | All | Expected | Electric Energy (GWh/year)
Scenario 2: High TRC | SCE | Com | BldgEnv | Ag - Dairies, fishing, hunting | Rate Impact Measure Test | Energy Efficiency | On-the-books | Electric Demand (MW)
Scenario 3: Aggressive Fuel Sub | SCG | Ind | ComRefrig | Ag - Water pumping | Total Resource Cost Test | Fuel Substitution | Possible | Gas Energy (MMTherm/year)
Scenario 4: Reference ZEAS Phase In | SDG&E | Res | Data Center | Com - College | Participant Cost Test
Scenario 5: High TRC ZEAS Phase In |  |  | FoodServ | Com - Grocery
Scenario 6: Aggressive Fuel Sub Phase In |  |  | HVAC | Com - Health
|  |  | Lighting | Com - Lodging
|  |  | MachDr | Com - Office (Large)
|  |  | OilGasExtract | Com - Office (Small)
|  |  | ProcHeat | Com - Other
|  |  | ProcRefrig | Com - Refrig. Warehouse
|  |  | WaterHeat | Com - Restaurant
|  |  | WholeBlg | Com - Retail
Com - School
Com - Warehouse
Ind - All Other Industrial
Ind - Chemicals
Ind - Electronics
Ind - Fabricated Metals
Ind - Food
Ind - Industrial Machinery
Ind - Lumber & Furniture
Ind - Paper
Ind - Petroleum
Ind - Plastics
Ind - Primary Metals
Ind - Printing & Publishing
Ind - Stone-Glass-Clay
Ind - Textiles
Ind - Transportation Equipment
Mining - Oil & Gas Extraction (Injection Well)
Mining - Oil & Gas Extraction (Regular Well)
Mining - Oil & Gas Extraction (Steam Enhancement)
Mining - Oil & Gas Extraction (Stripper Well)
Res - Multi Family
Res - Single Family