PG&E FRESNO | Henrietta | 230 | 0 | 0 | 0 | 0 | 0 | 0 | 0 | 0 | 0 | 0 | 0 | 0 | 0 | 0 | 0 | 0 | 0 | 0 | 0 | 0 |  | 0 | 0 | 0 | 0 | 0 | 0 | 0 | 0 | 0 | 0 | 0 | 3 | 0 | 0 | 0 | 0 | 0 | 0 | 0 | 1 | 0 |  | 0 | 0 | 0 | 0 | 0 | 0 | 0 | 0 | 0 | 0 | 0 | 2 | 0 | 0 | 0 | 0 | 0 | 0 | 0 |  | 1 | 1 | 1 | 1 | 1 | 4 | 1 | 1 | 1 | 1 | 1 | 1
PG&E FRESNO | Henrietta | 70 | 0 | 0 | 0 | 0 | 0 | 0 | 0 | 0 | 0 | 0 | 0 | 3 | 0 | 0 | 0 | 173.2 | 0 | 173.2 | 0 | 1 |  | 0 | 0 | 0 | 0 | 0 | 0 | 0 | 0 | 0 | 0 | 0 | 0 | 0 | 0 | 0 | 0 | 0 | 0 | 0 | 0 | 1 |  | 0 | 0 | 0 | 0 | 0 | 0 | 0 | 0 | 0 | 0 | 0 | 0 | 0 | 0 | 0 | 0 | 0 | 0 | 0 |  | 1 | 1 | 1 | 1 | 1 | 1 | 1 | 1 | 1 | 1 | 1 | 0
PG&E FRESNO | Herndon | 115 | 0 | 0 | 0 | 0 | 0 | 0 | 0 | 0 | 0 | 0 | 0 | 0 | 0 | 0 | 0 | 0 | 0 | 0 | 0 | 0 |  | 0 | 0 | 0 | 0 | 0 | 0 | 0 | 0 | 0 | 0 | 0 | 0 | 0 | 0 | 0 | 0 | 0 | 0 | 0 | 0 | 1 |  | 0 | 0 | 0 | 0 | 0 | 0 | 0 | 0 | 0 | 0 | 0 | 0 | 0 | 0 | 0 | 0 | 0 | 0 | 0 |  | 1 | 1 | 1 | 1 | 1 | 1 | 1 | 1 | 1 | 1 | 1 | 0
PG&E FRESNO | Herndon | 230 | 0 | 0 | 0 | 0 | 0 | 0 | 0 | 0 | 0 | 0 | 0 | 0 | 0 | 0 | 0 | 0 | 0 | 0 | 0 | 0 |  | 0 | 0 | 0 | 0 | 0 | 0 | 0 | 0 | 0 | 0 | 0 | 0 | 0 | 0 | 0 | 0 | 0 | 0 | 0 | 0 | 1 |  | 0 | 0 | 0 | 0 | 0 | 0 | 0 | 0 | 0 | 0 | 0 | 0 | 0 | 0 | 0 | 0 | 0 | 0 | 0 |  | 1 | 1 | 1 | 1 | 1 | 1 | 1 | 1 | 1 | 1 | 1 | 0
PG&E GBA | Hicks | 230 | 0 | 0 | 0 | 0 | 0 | 0 | 0 | 0 | 0 | 0 | 0 | 0 | 0 | 0 | 0 | 0 | 0 | 0 | 0 | 0 |  | 0 | 0 | 0 | 0 | 0 | 0 | 0 | 0 | 0 | 0 | 0 | 0 | 0 | 0 | 0 | 0 | 0 | 0 | 0 | 0 | 1 |  | 0 | 0 | 0 | 0 | 0 | 0 | 0 | 0 | 0 | 0 | 0 | 0 | 0 | 0 | 0 | 0 | 0 | 0 | 0 |  | 1 | 1 | 1 | 1 | 1 | 1 | 1 | 1 | 1 | 1 | 1 | 0
PG&E NGBA | Higgins | 115 | 0 | 0 | 0 | 0 | 0 | 0 | 0 | 0 | 0 | 0 | 0 | 0 | 0 | 0 | 0 | 0 | 0 | 0 | 0 | 0 |  | 0 | 15 | 0 | 0 | 0 | 0 | 0 | 0 | 0 | 0 | 0 | 0 | 0 | 0 | 0 | 0 | 0 | 0 | 0 | 1 | 0 |  | 0 | 2 | 0 | 0 | 0 | 0 | 0 | 0 | 0 | 0 | 0 | 0 | 0 | 0 | 0 | 0 | 0 | 0 | 0 |  | 1 | 4 | 1 | 1 | 1 | 1 | 1 | 1 | 1 | 1 | 1 | 1
PG&E NGBA | Hilltop | 345 | 0 | 0 | 150 | 0 | 150 | 0 | 0 | 0 | 0 | 0 | 0 | 0 | 0 | 0 | 0 | 0 | 0 | 0 | 0 | 1 |  | 0 | 0 | 0 | 0 | 0 | 0 | 0 | 0 | 0 | 0 | 0 | 0 | 0 | 0 | 0 | 0 | 0 | 0 | 0 | 0 | 0 |  | 0 | 0 | 0 | 0 | 0 | 0 | 0 | 0 | 0 | 0 | 0 | 0 | 0 | 0 | 0 | 0 | 0 | 0 | 0 |  | 1 | 1 | 1 | 1 | 1 | 1 | 1 | 1 | 1 | 1 | 1 | 0
SCE Metro | Hinson | 230 | 0 | 5.6 | 0 | 0 | 0 | 0 | 0 | 0 | 0 | 0 | 0 | 3.08 | 0 | 0 | 0 | 525 | 0 | 525 | 0 | 1 |  | 0 | 5.6 | 0 | 0 | 0 | 0 | 0 | 0 | 0 | 0 | 0 | 2.4 | 0 | 0 | 0 | 200 | 0 | 200 | 0 | 1 | 0 |  | 0 | 0 | 0 | 0 | 0 | 0 | 0 | 0 | 0 | 0 | 0 | 0 | 0 | 0 | 0 | 0 | 0 | 0 | 0 |  | 1 | 1 | 1 | 1 | 1 | 1 | 1 | 1 | 1 | 1 | 1 | 0
PG&E GBA | Hollister | 115 | 0 | 0 | 0 | 0 | 0 | 0 | 0 | 0 | 0 | 0 | 0 | 0 | 0 | 0 | 0 | 0 | 10 | 10 | 0 | 1 |  | 0 | 0 | 0 | 0 | 0 | 0 | 0 | 0 | 0 | 0 | 0 | 0 | 0 | 0 | 0 | 10 | 0 | 10 | 0 | 1 | 0 |  | 0 | 0 | 0 | 0 | 0 | 0 | 0 | 0 | 0 | 0 | 0 | 0 | 0 | 0 | 0 | 2 | 0 | 0 | 0 |  | 1 | 1 | 1 | 1 | 1 | 1 | 1 | 4 | 1 | 1 | 1 | 1
PG&E NGBA | Homestake | 115 | 0 | 0 | 0 | 0 | 0 | 0 | 0 | 0 | 0 | 0 | 0 | 0 | 0 | 0 | 0 | 0 | 0 | 0 | 0 | 0 |  | 0 | 0 | 0 | 0 | 0 | 0 | 0 | 0 | 0 | 0 | 0 | 0 | 0 | 0 | 0 | 0 | 0 | 0 | 0 | 0 | 1 |  | 0 | 0 | 0 | 0 | 0 | 0 | 0 | 0 | 0 | 0 | 0 | 0 | 0 | 0 | 0 | 0 | 0 | 0 | 0 |  | 1 | 1 | 1 | 1 | 1 | 1 | 1 | 1 | 1 | 1 | 1 | 0
PG&E NGBA | Honcut | 115 | 0 | 0 | 0 | 0 | 0 | 0 | 0 | 0 | 0 | 0 | 0 | 0 | 0 | 0 | 0 | 0 | 0 | 0 | 0 | 0 |  | 0 | 2 | 0 | 0 | 0 | 0 | 0 | 0 | 0 | 0 | 0 | 0 | 0 | 0 | 0 | 0 | 0 | 0 | 0 | 1 | 0 |  | 0 | 2 | 0 | 0 | 0 | 0 | 0 | 0 | 0 | 0 | 0 | 0 | 0 | 0 | 0 | 0 | 0 | 0 | 0 |  | 1 | 4 | 1 | 1 | 1 | 1 | 1 | 1 | 1 | 1 | 1 | 1
SDGE | Hoodoo Wash | 500 | 0 | 0 | 0 | 0 | 0 | 0 | 0 | 0 | 0 | 0 | 0 | 0 | 247.5 | 679 | 926.5 | 547.5 | 0 | 547.5 | 0 | 1 |  | 0 | 0 | 0 | 0 | 0 | 0 | 0 | 0 | 0 | 0 | 0 | 0 | 250 | 700 | 950 | 400 | 100 | 500 | 0 | 1 | 2 |  | 0 | 0 | 0 | 0 | 0 | 0 | 0 | 0 | 0 | 0 | 0 | 0 | 0 | 0 | 0 | 0 | 2 | 0 | 0 |  | 1 | 1 | 1 | 1 | 1 | 1 | 1 | 1 | 5 | 1 | 1 | 1
PG&E NGBA | Hopland | 115 | 0 | 0 | 0 | 0 | 0 | 0 | 0 | 0 | 0 | 0 | 0 | 0 | 0 | 0 | 0 | 0 | 0 | 0 | 0 | 0 |  | 0 | 0 | 0 | 0 | 0 | 0 | 0 | 0 | 0 | 0 | 0 | 0 | 0 | 0 | 0 | 0 | 0 | 0 | 0 | 0 | 1 |  | 0 | 0 | 0 | 0 | 0 | 0 | 0 | 0 | 0 | 0 | 0 | 0 | 0 | 0 | 0 | 0 | 0 | 0 | 0 |  | 1 | 1 | 1 | 1 | 1 | 1 | 1 | 1 | 1 | 1 | 1 | 0
PG&E NGBA | Hopland | 60 | 0 | 0 | 0 | 0 | 0 | 0 | 0 | 0 | 0 | 0 | 0 | 0 | 0 | 0 | 0 | 0 | 0 | 0 | 0 | 0 |  | 0 | 0 | 0 | 0 | 0 | 0 | 0 | 0 | 0 | 0 | 0 | 0 | 0 | 0 | 0 | 0 | 0 | 0 | 0 | 0 | 1 |  | 0 | 0 | 0 | 0 | 0 | 0 | 0 | 0 | 0 | 0 | 0 | 0 | 0 | 0 | 0 | 0 | 0 | 0 | 0 |  | 1 | 1 | 1 | 1 | 1 | 1 | 1 | 1 | 1 | 1 | 1 | 0
PG&E NGBA | Humboldt | 115 | 0 | 2.5 | 0 | 0 | 0 | 0 | 0 | 0 | 0 | 0 | 0 | 0 | 0 | 0 | 0 | 0 | 0 | 0 | 0 | 1 |  | 0 | 2.5 | 0 | 0 | 0 | 0 | 0 | 0 | 0 | 0 | 0 | 7.969 | 0 | 0 | 0 | 1.25 | 0 | 1.25 | 0 | 1 | 0 |  | 0 | 0 | 0 | 0 | 0 | 0 | 0 | 0 | 0 | 0 | 0 | 2 | 0 | 0 | 0 | 2 | 0 | 2 | 0 |  | 1 | 1 | 1 | 1 | 1 | 4 | 1 | 4 | 1 | 4 | 1 | 1
PG&E NGBA | Humboldt | 60 | 0 | 0 | 0 | 0 | 0 | 0 | 0 | 0 | 0 | 0 | 0 | 1.999 | 0 | 0 | 0 | 17.25 | 0 | 17.25 | 0 | 1 |  | 0 | 0 | 0 | 0 | 0 | 0 | 0 | 0 | 0 | 0 | 0 | 0 | 0 | 0 | 0 | 0 | 0 | 0 | 0 | 0 | 0 |  | 0 | 0 | 0 | 0 | 0 | 0 | 0 | 0 | 0 | 0 | 0 | 0 | 0 | 0 | 0 | 0 | 0 | 0 | 0 |  | 1 | 1 | 1 | 1 | 1 | 1 | 1 | 1 | 1 | 1 | 1 | 0
PG&E NGBA | Humboldt | 500 | 0 | 0 | 0 | 0 | 0 | 0 | 0 | 0 | 1607 | 0 | 1607 | 0 | 0 | 0 | 0 | 0 | 0 | 0 | 0 | 1 |  | 0 | 0 | 0 | 0 | 0 | 0 | 0 | 0 | 931 | 0 | 931 | 0 | 0 | 0 | 0 | 0 | 0 | 0 | 0 | 1 | 1 |  | 0 | 0 | 0 | 0 | 0 | 0 | 0 | 0 | 0 | 0 | 0 | 0 | 0 | 0 | 0 | 0 | 0 | 0 | 0 |  | 1 | 1 | 1 | 1 | 1 | 1 | 1 | 1 | 1 | 1 | 1 | 0
SCE Metro | Huntington Beach | 230 | 0 | 0 | 0 | 0 | 0 | 0 | 0 | 0 | 0 | 0 | 0 | 0 | 0 | 0 | 0 | 0 | 0 | 0 | 0 | 0 |  | 0 | 0 | 0 | 0 | 0 | 0 | 0 | 0 | 0 | 0 | 0 | 0 | 0 | 0 | 0 | 0 | 0 | 0 | 0 | 0 | 0 |  | 0 | 0 | 0 | 0 | 0 | 0 | 0 | 0 | 0 | 0 | 0 | 0 | 0 | 0 | 0 | 0 | 0 | 0 | 0 |  | 1 | 1 | 1 | 1 | 1 | 1 | 1 | 1 | 1 | 1 | 1 | 0
PG&E NGBA | Ignacio | 115 | 0 | 0.65 | 0 | 0 | 0 | 0 | 0 | 0 | 0 | 0 | 0 | 0 | 0 | 0 | 0 | 0 | 0 | 0 | 0 | 1 |  | 0 | 0 | 0 | 0 | 0 | 0 | 0 | 0 | 0 | 0 | 0 | 0 | 0 | 0 | 0 | 0 | 0 | 0 | 0 | 0 | 1 |  | 0 | 0 | 0 | 0 | 0 | 0 | 0 | 0 | 0 | 0 | 0 | 0 | 0 | 0 | 0 | 0 | 0 | 0 | 0 |  | 1 | 1 | 1 | 1 | 1 | 1 | 1 | 1 | 1 | 1 | 1 | 0
PG&E NGBA | Ignacio | 230 | 0 | 0 | 0 | 0 | 0 | 0 | 0 | 0 | 0 | 0 | 0 | 0 | 0 | 0 | 0 | 0 | 0 | 0 | 0 | 0 |  | 0 | 0 | 0 | 0 | 0 | 0 | 0 | 0 | 0 | 0 | 0 | 0 | 0 | 0 | 0 | 0 | 0 | 0 | 0 | 0 | 1 |  | 0 | 0 | 0 | 0 | 0 | 0 | 0 | 0 | 0 | 0 | 0 | 0 | 0 | 0 | 0 | 0 | 0 | 0 | 0 |  | 1 | 1 | 1 | 1 | 1 | 1 | 1 | 1 | 1 | 1 | 1 | 0
PG&E NGBA | Ignacio | 60 | 0 | 0 | 0 | 0 | 0 | 0 | 0 | 0 | 0 | 0 | 0 | 0 | 0 | 0 | 0 | 0 | 0 | 0 | 0 | 0 |  | 0 | 0 | 0 | 0 | 0 | 0 | 0 | 0 | 0 | 0 | 0 | 0 | 0 | 0 | 0 | 0 | 0 | 0 | 0 | 0 | 1 |  | 0 | 0 | 0 | 0 | 0 | 0 | 0 | 0 | 0 | 0 | 0 | 0 | 0 | 0 | 0 | 0 | 0 | 0 | 0 |  | 1 | 1 | 1 | 1 | 1 | 1 | 1 | 1 | 1 | 1 | 1 | 0
SDGE | Imperial Beach | 69 | 0 | 0 | 0 | 0 | 0 | 0 | 0 | 0 | 0 | 0 | 0 | 0 | 0 | 0 | 0 | 3 | 0 | 3 | 0 | 1 |  | 0 | 0 | 0 | 0 | 0 | 0 | 0 | 0 | 0 | 0 | 0 | 0 | 0 | 0 | 0 | 0 | 0 | 0 | 0 | 0 | 4 |  | 0 | 0 | 0 | 0 | 0 | 0 | 0 | 0 | 0 | 0 | 0 | 0 | 0 | 0 | 0 | 0 | 0 | 0 | 0 |  | 1 | 1 | 1 | 1 | 1 | 1 | 1 | 1 | 1 | 1 | 1 | 0
SDGE | Imperial Valley | 230 | 100 | 0 | 0 | 0 | 0 | 0 | 0 | 0 | 0 | 0 | 0 | 0 | 0 | 192 | 192 | 578 | 0 | 578 | 0 | 1 |  | 160 | 0 | 0 | 0 | 0 | 0 | 0 | 0 | 0 | 0 | 0 | 0 | 200 | 0 | 200 | 174 | 0 | 174 | 0 | 1 | 6 |  | 2 | 0 | 0 | 0 | 0 | 0 | 0 | 0 | 0 | 0 | 0 | 0 | 2 | 0 | 0 | 0 | 0 | 0 | 0 |  | 5 | 1 | 1 | 1 | 1 | 1 | 5 | 1 | 1 | 1 | 1 | 1
SDGE | Imperial Valley | 500 | 0 | 0 | 0 | 0 | 0 | 0 | 0 | 0 | 0 | 0 | 0 | 0 | 0 | 0 | 0 | 0 | 0 | 0 | 0 | 0 |  | 0 | 0 | 0 | 0 | 0 | 0 | 0 | 0 | 0 | 0 | 0 | 0 | 0 | 0 | 0 | 0 | 0 | 0 | 0 | 0 | 6 |  | 0 | 0 | 0 | 0 | 0 | 0 | 0 | 0 | 0 | 0 | 0 | 0 | 0 | 0 | 0 | 0 | 0 | 0 | 0 |  | 1 | 1 | 1 | 1 | 1 | 1 | 1 | 1 | 1 | 1 | 1 | 0
EOP | Innovation | 138 | 0 | 0 | 0 | 0 | 0 | 0 | 0 | 0 | 0 | 0 | 0 | 0 | 0 | 0 | 0 | 0 | 0 | 0 | 0 | 0 |  | 0 | 0 | 0 | 0 | 0 | 0 | 0 | 0 | 0 | 0 | 0 | 0 | 0 | 0 | 0 | 0 | 0 | 0 | 0 | 0 | 2 |  | 0 | 0 | 0 | 0 | 0 | 0 | 0 | 0 | 0 | 0 | 0 | 0 | 0 | 0 | 0 | 0 | 0 | 0 | 0 |  | 1 | 1 | 1 | 1 | 1 | 1 | 1 | 1 | 1 | 1 | 1 | 0
EOP | Innovation | 230 | 0 | 0 | 0 | 0 | 0 | 0 | 0 | 0 | 0 | 0 | 0 | 0 | 300 | 0 | 300 | 0 | 50 | 50 | 0 | 1 |  | 0 | 0 | 0 | 0 | 0 | 0 | 0 | 0 | 0 | 0 | 0 | 0 | 300 | 200 | 500 | 50 | 50 | 100 | 0 | 1 | 2 |  | 0 | 0 | 0 | 0 | 0 | 0 | 0 | 0 | 0 | 0 | 0 | 0 | 0 | 2 | 2 | 2 | 0 | 2 | 0 |  | 1 | 1 | 1 | 1 | 1 | 1 | 4 | 5 | 1 | 5 | 1 | 1
SCE NOL | Inyokern | 115 | 0 | 1.5 | 0 | 0 | 0 | 0 | 0 | 0 | 0 | 0 | 0 | 0 | 0 | 31.8 | 31.8 | 25 | 0 | 25 | 0 | 1 |  | 0 | 0 | 0 | 0 | 0 | 0 | 0 | 0 | 0 | 0 | 0 | 0 | 0 | 0 | 0 | 0 | 0 | 0 | 0 | 0 | 3 |  | 0 | 0 | 0 | 0 | 0 | 0 | 0 | 0 | 0 | 0 | 0 | 0 | 0 | 0 | 0 | 0 | 0 | 0 | 0 |  | 1 | 1 | 1 | 1 | 1 | 1 | 1 | 1 | 1 | 1 | 1 | 0
EOP | IS Tap | 138 | 0 | 0 | 0 | 0 | 0 | 0 | 0 | 0 | 0 | 0 | 0 | 0 | 0 | 0 | 0 | 0 | 0 | 0 | 0 | 0 |  | 0 | 0 | 0 | 0 | 0 | 0 | 0 | 0 | 0 | 0 | 0 | 0 | 0 | 0 | 0 | 0 | 0 | 0 | 0 | 0 | 2 |  | 0 | 0 | 0 | 0 | 0 | 0 | 0 | 0 | 0 | 0 | 0 | 0 | 0 | 0 | 0 | 0 | 0 | 0 | 0 |  | 1 | 1 | 1 | 1 | 1 | 1 | 1 | 1 | 1 | 1 | 1 | 0
EOP | Ivanpah | 115 | 0 | 0 | 0 | 0 | 0 | 0 | 0 | 0 | 0 | 0 | 0 | 0 | 0 | 0 | 0 | 0 | 0 | 0 | 0 | 0 |  | 0 | 0 | 0 | 0 | 0 | 0 | 0 | 0 | 0 | 0 | 0 | 0 | 0 | 0 | 0 | 0 | 0 | 0 | 0 | 0 | 1 |  | 0 | 0 | 0 | 0 | 0 | 0 | 0 | 0 | 0 | 0 | 0 | 0 | 0 | 0 | 0 | 0 | 0 | 0 | 0 |  | 1 | 1 | 1 | 1 | 1 | 1 | 1 | 1 | 1 | 1 | 1 | 0
EOP | Ivanpah | 230 | 0 | 0 | 0 | 0 | 0 | 0 | 0 | 0 | 0 | 0 | 0 | 0 | 0 | 0 | 0 | 0 | 0 | 0 | 0 | 0 |  | 0 | 0 | 0 | 0 | 0 | 0 | 0 | 0 | 0 | 0 | 0 | 0 | 0 | 0 | 0 | 0 | 0 | 0 | 0 | 0 | 1 |  | 0 | 0 | 0 | 0 | 0 | 0 | 0 | 0 | 0 | 0 | 0 | 0 | 0 | 0 | 0 | 0 | 0 | 0 | 0 |  | 1 | 1 | 1 | 1 | 1 | 1 | 1 | 1 | 1 | 1 | 1 | 0
EOP | Jackass (DOE) | 138 | 0 | 0 | 0 | 0 | 0 | 0 | 0 | 0 | 0 | 0 | 0 | 0 | 0 | 0 | 0 | 0 | 0 | 0 | 0 | 0 |  | 0 | 0 | 0 | 0 | 0 | 0 | 0 | 0 | 0 | 0 | 0 | 0 | 0 | 0 | 0 | 0 | 0 | 0 | 0 | 0 | 2 |  | 0 | 0 | 0 | 0 | 0 | 0 | 0 | 0 | 0 | 0 | 0 | 0 | 0 | 0 | 0 | 0 | 0 | 0 | 0 |  | 1 | 1 | 1 | 1 | 1 | 1 | 1 | 1 | 1 | 1 | 1 | 0
PG&E NGBA | James B Black | 230 | 0 | 0 | 0 | 0 | 0 | 0 | 0 | 0 | 0 | 0 | 0 | 0 | 0 | 0 | 0 | 0 | 0 | 0 | 0 | 0 |  | 0 | 0 | 0 | 0 | 0 | 0 | 0 | 0 | 0 | 0 | 0 | 0 | 0 | 0 | 0 | 0 | 0 | 0 | 0 | 0 | 0 |  | 0 | 0 | 0 | 0 | 0 | 0 | 0 | 0 | 0 | 0 | 0 | 0 | 0 | 0 | 0 | 0 | 0 | 0 | 0 |  | 1 | 1 | 1 | 1 | 1 | 1 | 1 | 1 | 1 | 1 | 1 | 0
PG&E GBA | Jefferson | 230 | 0 | 0 | 0 | 0 | 0 | 0 | 0 | 0 | 0 | 0 | 0 | 0 | 0 | 0 | 0 | 0 | 0 | 0 | 0 | 0 |  | 0 | 0 | 0 | 0 | 0 | 0 | 0 | 0 | 0 | 0 | 0 | 0 | 0 | 0 | 0 | 0 | 0 | 0 | 0 | 0 | 1 |  | 0 | 0 | 0 | 0 | 0 | 0 | 0 | 0 | 0 | 0 | 0 | 0 | 0 | 0 | 0 | 0 | 0 | 0 | 0 |  | 1 | 1 | 1 | 1 | 1 | 1 | 1 | 1 | 1 | 1 | 1 | 0
PG&E NGBA | Jessup | 115 | 0 | 17 | 0 | 0 | 0 | 0 | 0 | 0 | 0 | 0 | 0 | 0 | 0 | 0 | 0 | 0 | 0 | 0 | 0 | 1 |  | 0 | 6 | 0 | 0 | 0 | 0 | 0 | 0 | 0 | 0 | 0 | 0 | 0 | 0 | 0 | 0 | 0 | 0 | 0 | 1 | 0 |  | 0 | 0 | 0 | 0 | 0 | 0 | 0 | 0 | 0 | 0 | 0 | 0 | 0 | 0 | 0 | 0 | 0 | 0 | 0 |  | 1 | 1 | 1 | 1 | 1 | 1 | 1 | 1 | 1 | 1 | 1 | 0
SCE Metro | Johanna | 230 | 0 | 0 | 0 | 0 | 0 | 0 | 0 | 0 | 0 | 0 | 0 | 0 | 0 | 0 | 0 | 0 | 0 | 0 | 0 | 0 |  | 0 | 0 | 0 | 0 | 0 | 0 | 0 | 0 | 0 | 0 | 0 | 0 | 0 | 0 | 0 | 40 | 50 | 90 | 0 | 1 | 0 |  | 0 | 0 | 0 | 0 | 0 | 0 | 0 | 0 | 0 | 0 | 0 | 0 | 0 | 0 | 0 | 2 | 2 | 2 | 0 |  | 1 | 1 | 1 | 1 | 1 | 1 | 1 | 4 | 4 | 4 | 1 | 1
SCE Eastern | Julian Hinds | 230 | 0 | 0 | 0 | 0 | 0 | 0 | 0 | 0 | 0 | 0 | 0 | 0 | 0 | 0 | 0 | 0 | 0 | 0 | 0 | 0 |  | 0 | 0 | 0 | 0 | 0 | 0 | 0 | 0 | 0 | 0 | 0 | 0 | 0 | 0 | 0 | 0 | 0 | 0 | 0 | 0 | 1 |  | 0 | 0 | 0 | 0 | 0 | 0 | 0 | 0 | 0 | 0 | 0 | 0 | 0 | 0 | 0 | 0 | 0 | 0 | 0 |  | 1 | 1 | 1 | 1 | 1 | 1 | 1 | 1 | 1 | 1 | 1 | 0
PG&E GBA | Kasson | 115 | 0 | 0 | 0 | 0 | 0 | 0 | 0 | 0 | 0 | 0 | 0 | 0 | 0 | 0 | 0 | 0 | 0 | 0 | 0 | 0 |  | 0 | 0 | 0 | 0 | 0 | 0 | 0 | 0 | 0 | 0 | 0 | 0 | 0 | 0 | 0 | 0 | 0 | 0 | 0 | 0 | 0 |  | 0 | 0 | 0 | 0 | 0 | 0 | 0 | 0 | 0 | 0 | 0 | 0 | 0 | 0 | 0 | 0 | 0 | 0 | 0 |  | 1 | 1 | 1 | 1 | 1 | 1 | 1 | 1 | 1 | 1 | 1 | 0
PG&E GBA | Kasson | 60 | 0 | 0 | 0 | 0 | 0 | 0 | 0 | 0 | 0 | 0 | 0 | 0 | 0 | 0 | 0 | 0 | 0 | 0 | 0 | 0 |  | 0 | 0 | 0 | 0 | 0 | 0 | 0 | 0 | 0 | 0 | 0 | 0 | 0 | 0 | 0 | 0 | 0 | 0 | 0 | 0 | 0 |  | 0 | 0 | 0 | 0 | 0 | 0 | 0 | 0 | 0 | 0 | 0 | 0 | 0 | 0 | 0 | 0 | 0 | 0 | 0 |  | 1 | 1 | 1 | 1 | 1 | 1 | 1 | 1 | 1 | 1 | 1 | 0
PG&E FRESNO | Kearney | 230 | 0 | 0 | 0 | 0 | 0 | 0 | 0 | 0 | 0 | 0 | 0 | 10 | 0 | 0 | 0 | 0 | 0 | 0 | 0 | 1 |  | 0 | 0 | 0 | 0 | 0 | 0 | 0 | 0 | 0 | 0 | 0 | 10 | 0 | 0 | 0 | 0 | 0 | 0 | 0 | 1 | 1 |  | 0 | 0 | 0 | 0 | 0 | 0 | 0 | 0 | 0 | 0 | 0 | 0 | 0 | 0 | 0 | 0 | 0 | 0 | 0 |  | 1 | 1 | 1 | 1 | 1 | 1 | 1 | 1 | 1 | 1 | 1 | 0
PG&E FRESNO | Kearney | 70 | 0 | 0 | 0 | 0 | 0 | 0 | 0 | 0 | 0 | 0 | 0 | 0 | 0 | 0 | 0 | 0 | 0 | 0 | 0 | 0 |  | 0 | 0 | 0 | 0 | 0 | 0 | 0 | 0 | 0 | 0 | 0 | 0 | 0 | 0 | 0 | 0 | 0 | 0 | 0 | 0 | 2 |  | 0 | 0 | 0 | 0 | 0 | 0 | 0 | 0 | 0 | 0 | 0 | 0 | 0 | 0 | 0 | 0 | 0 | 0 | 0 |  | 1 | 1 | 1 | 1 | 1 | 1 | 1 | 1 | 1 | 1 | 1 | 0
PG&E GBA | Kelso | 230 | 0 | 0 | 80.8 | 3.45 | 84.25 | 0 | 0 | 0 | 0 | 0 | 0 | 0 | 0 | 0 | 0 | 90.7 | 0 | 90.7 | 0 | 1 |  | 0 | 0 | 151 | 45 | 196 | 0 | 0 | 0 | 0 | 0 | 0 | 0 | 0 | 0 | 0 | 0 | 0 | 0 | 0 | 1 | 0 |  | 0 | 0 | 2 | 2 | 2 | 0 | 0 | 0 | 0 | 0 | 0 | 0 | 0 | 0 | 0 | 0 | 0 | 0 | 0 |  | 1 | 1 | 4 | 1 | 1 | 1 | 1 | 1 | 1 | 1 | 1 | 1
PG&E FRESNO | Kerchoff 1 | 115 | 0 | 2 | 0 | 0 | 0 | 0 | 0 | 0 | 0 | 0 | 0 | 0 | 0 | 0 | 0 | 0 | 0 | 0 | 0 | 1 |  | 0 | 0 | 0 | 0 | 0 | 0 | 0 | 0 | 0 | 0 | 0 | 0 | 0 | 0 | 0 | 0 | 0 | 0 | 0 | 0 | 1 |  | 0 | 0 | 0 | 0 | 0 | 0 | 0 | 0 | 0 | 0 | 0 | 0 | 0 | 0 | 0 | 0 | 0 | 0 | 0 |  | 1 | 1 | 1 | 1 | 1 | 1 | 1 | 1 | 1 | 1 | 1 | 0
PG&E KERN | Kern Oil | 115 | 0 | 0 | 0 | 0 | 0 | 0 | 0 | 0 | 0 | 0 | 0 | 1 | 0 | 0 | 0 | 0 | 0 | 0 | 0 | 1 |  | 0 | 0 | 0 | 0 | 0 | 0 | 0 | 0 | 0 | 0 | 0 | 1 | 0 | 0 | 0 | 0 | 0 | 0 | 0 | 1 | 0 |  | 0 | 0 | 0 | 0 | 0 | 0 | 0 | 0 | 0 | 0 | 0 | 0 | 0 | 0 | 0 | 0 | 0 | 0 | 0 |  | 1 | 1 | 1 | 1 | 1 | 1 | 1 | 1 | 1 | 1 | 1 | 0
PG&E KERN | Kern PP | 115 | 0 | 0 | 0 | 0 | 0 | 0 | 0 | 0 | 0 | 0 | 0 | 0 | 0 | 0 | 0 | 0 | 0 | 0 | 0 | 0 |  | 0 | 0 | 0 | 0 | 0 | 0 | 0 | 0 | 0 | 0 | 0 | 0 | 0 | 0 | 0 | 0 | 0 | 0 | 0 | 0 | 0 |  | 0 | 0 | 0 | 0 | 0 | 0 | 0 | 0 | 0 | 0 | 0 | 0 | 0 | 0 | 0 | 0 | 0 | 0 | 0 |  | 1 | 1 | 1 | 1 | 1 | 1 | 1 | 1 | 1 | 1 | 1 | 0
PG&E KERN | Kern PP | 230 | 0 | 0 | 0 | 0 | 0 | 0 | 0 | 0 | 0 | 0 | 0 | 0 | 0 | 0 | 0 | 0 | 0 | 0 | 0 | 0 |  | 0 | 0 | 0 | 0 | 0 | 0 | 0 | 0 | 0 | 0 | 0 | 0 | 0 | 0 | 0 | 0 | 0 | 0 | 0 | 0 | 0 |  | 0 | 0 | 0 | 0 | 0 | 0 | 0 | 0 | 0 | 0 | 0 | 0 | 0 | 0 | 0 | 0 | 0 | 0 | 0 |  | 1 | 1 | 1 | 1 | 1 | 1 | 1 | 1 | 1 | 1 | 1 | 0
PG&E KERN | Kern PP | 70 | 0 | 0 | 0 | 0 | 0 | 0 | 0 | 0 | 0 | 0 | 0 | 0 | 0 | 0 | 0 | 0 | 0 | 0 | 0 | 0 |  | 0 | 0 | 0 | 0 | 0 | 0 | 0 | 0 | 0 | 0 | 0 | 0 | 0 | 0 | 0 | 0 | 0 | 0 | 0 | 0 | 0 |  | 0 | 0 | 0 | 0 | 0 | 0 | 0 | 0 | 0 | 0 | 0 | 0 | 0 | 0 | 0 | 0 | 0 | 0 | 0 |  | 1 | 1 | 1 | 1 | 1 | 1 | 1 | 1 | 1 | 1 | 1 | 0
PG&E KERN | Kernridge | 115 | 0 | 0 | 0 | 0 | 0 | 0 | 0 | 0 | 0 | 0 | 0 | 0 | 0 | 0 | 0 | 0 | 0 | 0 | 0 | 0 |  | 0 | 0 | 0 | 0 | 0 | 0 | 0 | 0 | 0 | 0 | 0 | 0 | 0 | 0 | 0 | 0 | 0 | 0 | 0 | 0 | 0 |  | 0 | 0 | 0 | 0 | 0 | 0 | 0 | 0 | 0 | 0 | 0 | 0 | 0 | 0 | 0 | 0 | 0 | 0 | 0 |  | 1 | 1 | 1 | 1 | 1 | 1 | 1 | 1 | 1 | 1 | 1 | 0
PG&E FRESNO | Kingsburg | 115 | 0 | 0 | 0 | 0 | 0 | 0 | 0 | 0 | 0 | 0 | 0 | 0 | 0 | 0 | 0 | 0 | 0 | 0 | 0 | 0 |  | 0 | 0 | 0 | 0 | 0 | 0 | 0 | 0 | 0 | 0 | 0 | 0 | 0 | 0 | 0 | 0 | 0 | 0 | 0 | 0 | 2 |  | 0 | 0 | 0 | 0 | 0 | 0 | 0 | 0 | 0 | 0 | 0 | 0 | 0 | 0 | 0 | 0 | 0 | 0 | 0 |  | 1 | 1 | 1 | 1 | 1 | 1 | 1 | 1 | 1 | 1 | 1 | 0
PG&E GBA | Kirker | 115 | 0 | 0 | 0 | 0 | 0 | 0 | 0 | 0 | 0 | 0 | 0 | 2.9 | 0 | 0 | 0 | 0 | 0 | 0 | 0 | 1 |  | 0 | 0 | 0 | 0 | 0 | 0 | 0 | 0 | 0 | 0 | 0 | 3.9 | 0 | 0 | 0 | 20 | 0 | 20 | 0 | 1 | 0 |  | 0 | 0 | 0 | 0 | 0 | 0 | 0 | 0 | 0 | 0 | 0 | 1 | 0 | 0 | 0 | 2 | 0 | 2 | 0 |  | 1 | 1 | 1 | 1 | 1 | 3 | 1 | 4 | 1 | 4 | 1 | 1
PG&E NGBA | Knights Landing | 115 | 0 | 0 | 0 | 0 | 0 | 0 | 0 | 0 | 0 | 0 | 0 | 0 | 0 | 0 | 0 | 0 | 0 | 0 | 0 | 0 |  | 0 | 0 | 0 | 0 | 0 | 0 | 0 | 0 | 0 | 0 | 0 | 0 | 0 | 0 | 0 | 0 | 0 | 0 | 0 | 0 | 0 |  | 0 | 0 | 0 | 0 | 0 | 0 | 0 | 0 | 0 | 0 | 0 | 0 | 0 | 0 | 0 | 0 | 0 | 0 | 0 |  | 1 | 1 | 1 | 1 | 1 | 1 | 1 | 1 | 1 | 1 | 1 | 0
PG&E NGBA | Konocti | 60 | 0 | 0.2 | 0 | 0 | 0 | 0 | 0 | 0 | 0 | 0 | 0 | 0 | 0 | 0 | 0 | 0 | 0 | 0 | 0 | 1 |  | 0 | 0 | 0 | 0 | 0 | 0 | 0 | 0 | 0 | 0 | 0 | 0 | 0 | 0 | 0 | 0 | 0 | 0 | 0 | 0 | 1 |  | 0 | 0 | 0 | 0 | 0 | 0 | 0 | 0 | 0 | 0 | 0 | 0 | 0 | 0 | 0 | 0 | 0 | 0 | 0 |  | 1 | 1 | 1 | 1 | 1 | 1 | 1 | 1 | 1 | 1 | 1 | 0
SCE NOL | Kramer | 115 | 0 | 0 | 0 | 0 | 0 | 0 | 0 | 0 | 0 | 0 | 0 | 4 | 0 | 8 | 8 | 0 | 6 | 6 | 0 | 1 |  | 0 | 0 | 0 | 0 | 0 | 0 | 0 | 0 | 0 | 0 | 0 | 8 | 0 | 0 | 0 | 0 | 0 | 0 | 0 | 1 | 3 |  | 0 | 0 | 0 | 0 | 0 | 0 | 0 | 0 | 0 | 0 | 0 | 2 | 0 | 0 | 0 | 0 | 0 | 0 | 0 |  | 1 | 1 | 1 | 1 | 1 | 5 | 1 | 1 | 1 | 1 | 1 | 1
SCE NOL | Kramer | 230 | 0 | 0 | 0 | 0 | 0 | 0 | 0 | 0 | 0 | 0 | 0 | 0 | 89 | 200 | 289 | 268.7 | 0 | 268.7 | 0 | 1 |  | 0 | 0 | 0 | 0 | 0 | 0 | 0 | 0 | 0 | 0 | 0 | 0 | 161 | 450 | 611 | 306 | 80 | 386 | 0 | 1 | 3 |  | 0 | 0 | 0 | 0 | 0 | 0 | 0 | 0 | 0 | 0 | 0 | 0 | 2 | 2 | 2 | 1 | 2 | 1 | 0 |  | 1 | 1 | 1 | 1 | 1 | 1 | 5 | 3 | 5 | 3 | 1 | 1
SCE Metro | La Cienega | 230 | 0 | 0 | 0 | 0 | 0 | 0 | 0 | 0 | 0 | 0 | 0 | 0 | 0 | 0 | 0 | 0 | 0 | 0 | 0 | 0 |  | 0 | 0 | 0 | 0 | 0 | 0 | 0 | 0 | 0 | 0 | 0 | 0 | 0 | 0 | 0 | 0 | 0 | 0 | 0 | 0 | 0 |  | 0 | 0 | 0 | 0 | 0 | 0 | 0 | 0 | 0 | 0 | 0 | 0 | 0 | 0 | 0 | 0 | 0 | 0 | 0 |  | 1 | 1 | 1 | 1 | 1 | 1 | 1 | 1 | 1 | 1 | 1 | 0
SCE Metro | La Fresa | 230 | 0 | 0 | 0 | 0 | 0 | 0 | 0 | 0 | 0 | 0 | 0 | 0.64 | 0 | 0 | 0 | 0 | 0 | 0 | 0 | 1 |  | 0 | 0 | 0 | 0 | 0 | 0 | 0 | 0 | 0 | 0 | 0 | 0.64 | 0 | 0 | 0 | 0 | 0 | 0 | 0 | 1 | 0 |  | 0 | 0 | 0 | 0 | 0 | 0 | 0 | 0 | 0 | 0 | 0 | 0 | 0 | 0 | 0 | 0 | 0 | 0 | 0 |  | 1 | 1 | 1 | 1 | 1 | 1 | 1 | 1 | 1 | 1 | 1 | 0
SCE Metro | Laguna Bell | 230 | 0 | 0 | 0 | 0 | 0 | 0 | 0 | 0 | 0 | 0 | 0 | 3.27 | 0 | 0 | 0 | 350 | 0 | 350 | 0 | 1 |  | 0 | 0 | 0 | 0 | 0 | 0 | 0 | 0 | 0 | 0 | 0 | 0 | 0 | 0 | 0 | 600 | 0 | 600 | 0 | 1 | 0 |  | 0 | 0 | 0 | 0 | 0 | 0 | 0 | 0 | 0 | 0 | 0 | 0 | 0 | 0 | 0 | 2 | 0 | 2 | 0 |  | 1 | 1 | 1 | 1 | 1 | 1 | 1 | 4 | 1 | 4 | 1 | 1
PG&E KERN | Lakeview | 70 | 0 | 0 | 0 | 0 | 0 | 0 | 0 | 0 | 0 | 0 | 0 | 0 | 0 | 70 | 70 | 65.5 | 0 | 65.5 | 0 | 1 |  | 0 | 0 | 0 | 0 | 0 | 0 | 0 | 0 | 0 | 0 | 0 | 0 | 0 | 70 | 70 | 64.4 | 0 | 64.4 | 0 | 1 | 0 |  | 0 | 0 | 0 | 0 | 0 | 0 | 0 | 0 | 0 | 0 | 0 | 0 | 0 | 0 | 0 | 0 | 0 | 0 | 0 |  | 1 | 1 | 1 | 1 | 1 | 1 | 1 | 1 | 1 | 1 | 1 | 0
PG&E NGBA | Lakeville | 230 | 0 | 0 | 0 | 0 | 0 | 0 | 0 | 0 | 0 | 0 | 0 | 0 | 0 | 0 | 0 | 0 | 0 | 0 | 0 | 0 |  | 0 | 0.995 | 0 | 0 | 0 | 0 | 0 | 0 | 0 | 0 | 0 | 0 | 0 | 11.6 | 11.6 | 41 | 0 | 41 | 0 | 1 | 2 |  | 0 | 2 | 0 | 0 | 0 | 0 | 0 | 0 | 0 | 0 | 0 | 0 | 0 | 2 | 2 | 2 | 0 | 2 | 0 |  | 1 | 5 | 1 | 1 | 1 | 1 | 4 | 5 | 1 | 5 | 1 | 1
PG&E NGBA | Lakeville | 60 | 0 | 0 | 0 | 0 | 0 | 0 | 0 | 0 | 0 | 0 | 0 | 4 | 0 | 0 | 0 | 0 | 0 | 0 | 0 | 1 |  | 0 | 0 | 0 | 0 | 0 | 0 | 0 | 0 | 0 | 0 | 0 | 0 | 0 | 0 | 0 | 0 | 0 | 0 | 0 | 0 | 2 |  | 0 | 0 | 0 | 0 | 0 | 0 | 0 | 0 | 0 | 0 | 0 | 0 | 0 | 0 | 0 | 0 | 0 | 0 | 0 |  | 1 | 1 | 1 | 1 | 1 | 1 | 1 | 1 | 1 | 1 | 1 | 0
PG&E NGBA | Lakeville | 115 | 0 | 0 | 0 | 0 | 0 | 0 | 0 | 0 | 0 | 0 | 0 | 0 | 0 | 0 | 0 | 50 | 0 | 50 | 0 | 1 |  | 0 | 0 | 0 | 0 | 0 | 0 | 0 | 0 | 0 | 0 | 0 | 0 | 0 | 0 | 0 | 0 | 0 | 0 | 0 | 0 | 2 |  | 0 | 0 | 0 | 0 | 0 | 0 | 0 | 0 | 0 | 0 | 0 | 0 | 0 | 0 | 0 | 0 | 0 | 0 | 0 |  | 1 | 1 | 1 | 1 | 1 | 1 | 1 | 1 | 1 | 1 | 1 | 0
PG&E GBA | Lakewood | 115 | 0 | 0 | 0 | 0 | 0 | 0 | 0 | 0 | 0 | 0 | 0 | 0 | 0 | 0 | 0 | 0 | 0 | 0 | 0 | 0 |  | 0 | 0 | 0 | 0 | 0 | 0 | 0 | 0 | 0 | 0 | 0 | 0 | 0 | 0 | 0 | 0 | 0 | 0 | 0 | 0 | 0 |  | 0 | 0 | 0 | 0 | 0 | 0 | 0 | 0 | 0 | 0 | 0 | 0 | 0 | 0 | 0 | 0 | 0 | 0 | 0 |  | 1 | 1 | 1 | 1 | 1 | 1 | 1 | 1 | 1 | 1 | 1 | 0
PG&E NGBA | Lambie | 230 | 0 | 0 | 0 | 0 | 0 | 0 | 0 | 0 | 0 | 0 | 0 | 0 | 0 | 0 | 0 | 0 | 0 | 0 | 0 | 0 |  | 0 | 0 | 0 | 0 | 0 | 0 | 0 | 0 | 0 | 0 | 0 | 0 | 0 | 0 | 0 | 0 | 0 | 0 | 0 | 0 | 0 |  | 0 | 0 | 0 | 0 | 0 | 0 | 0 | 0 | 0 | 0 | 0 | 0 | 0 | 0 | 0 | 0 | 0 | 0 | 0 |  | 1 | 1 | 1 | 1 | 1 | 1 | 1 | 1 | 1 | 1 | 1 | 0
PG&E GBA | Lammers | 115 | 0 | 0 | 0 | 0 | 0 | 0 | 0 | 0 | 0 | 0 | 0 | 0 | 0 | 0 | 0 | 0 | 0 | 0 | 0 | 0 |  | 0 | 0 | 0 | 0 | 0 | 0 | 0 | 0 | 0 | 0 | 0 | 1.1 | 0 | 0 | 0 | 0 | 0 | 0 | 0 | 1 | 0 |  | 0 | 0 | 0 | 0 | 0 | 0 | 0 | 0 | 0 | 0 | 0 | 2 | 0 | 0 | 0 | 0 | 0 | 0 | 0 |  | 1 | 1 | 1 | 1 | 1 | 4 | 1 | 1 | 1 | 1 | 1 | 1
PG&E KERN | Lamont | 115 | 0 | 5 | 0 | 0 | 0 | 0 | 0 | 0 | 0 | 0 | 0 | 4 | 0 | 80 | 80 | 0 | 0 | 0 | 0 | 1 |  | 0 | 5 | 0 | 0 | 0 | 0 | 0 | 0 | 0 | 0 | 0 | 3.2 | 0 | 12 | 12 | 0 | 0 | 0 | 0 | 1 | 0 |  | 0 | 0 | 0 | 0 | 0 | 0 | 0 | 0 | 0 | 0 | 0 | 0 | 0 | 0 | 0 | 0 | 0 | 0 | 0 |  | 1 | 1 | 1 | 1 | 1 | 1 | 1 | 1 | 1 | 1 | 1 | 0
PG&E FRESNO | Las Aguilas | 230 | 0 | 0 | 0 | 0 | 0 | 0 | 0 | 0 | 0 | 0 | 0 | 0 | 0 | 0 | 0 | 0 | 0 | 0 | 0 | 0 |  | 0 | 0 | 0 | 0 | 0 | 0 | 0 | 0 | 0 | 0 | 0 | 0 | 0 | 0 | 0 | 0 | 0 | 0 | 0 | 0 | 1 |  | 0 | 0 | 0 | 0 | 0 | 0 | 0 | 0 | 0 | 0 | 0 | 0 | 0 | 0 | 0 | 0 | 0 | 0 | 0 |  | 1 | 1 | 1 | 1 | 1 | 1 | 1 | 1 | 1 | 1 | 1 | 0
EOP | Lathrop | 138 | 0 | 0 | 0 | 0 | 0 | 0 | 0 | 0 | 0 | 0 | 0 | 0 | 0 | 0 | 0 | 0 | 0 | 0 | 0 | 0 |  | 0 | 0 | 310 | 0 | 310 | 0 | 0 | 0 | 0 | 0 | 0 | 0 | 0 | 0 | 0 | 0 | 0 | 0 | 0 | 1 | 2 |  | 0 | 0 | 2 | 0 | 2 | 0 | 0 | 0 | 0 | 0 | 0 | 0 | 0 | 0 | 0 | 0 | 0 | 0 | 0 |  | 1 | 1 | 5 | 1 | 1 | 1 | 1 | 1 | 1 | 1 | 1 | 1
EOP | Lathrop | 230 | 0 | 0 | 300 | 0 | 300 | 0 | 0 | 0 | 0 | 0 | 0 | 0 | 0 | 0 | 0 | 0 | 0 | 0 | 0 | 1 |  | 0 | 0 | 0 | 0 | 0 | 0 | 0 | 0 | 0 | 0 | 0 | 0 | 0 | 0 | 0 | 0 | 0 | 0 | 0 | 0 | 2 |  | 0 | 0 | 0 | 0 | 0 | 0 | 0 | 0 | 0 | 0 | 0 | 0 | 0 | 0 | 0 | 0 | 0 | 0 | 0 |  | 1 | 1 | 1 | 1 | 1 | 1 | 1 | 1 | 1 | 1 | 1 | 0
PG&E FRESNO | Le Grand | 115 | 0 | 0 | 0 | 0 | 0 | 0 | 0 | 0 | 0 | 0 | 0 | 0 | 30 | 75 | 105 | 0 | 0 | 0 | 0 | 1 |  | 0 | 0 | 0 | 0 | 0 | 0 | 0 | 0 | 0 | 0 | 0 | 0 | 0 | 0 | 0 | 0 | 0 | 0 | 0 | 0 | 2 |  | 0 | 0 | 0 | 0 | 0 | 0 | 0 | 0 | 0 | 0 | 0 | 0 | 0 | 0 | 0 | 0 | 0 | 0 | 0 |  | 1 | 1 | 1 | 1 | 1 | 1 | 1 | 1 | 1 | 1 | 1 | 0
PG&E FRESNO | Lemoore | 70 | 0 | 0 | 0 | 0 | 0 | 0 | 0 | 0 | 0 | 0 | 0 | 0 | 0 | 22 | 22 | 0 | 5 | 5 | 0 | 1 |  | 0 | 0 | 0 | 0 | 0 | 0 | 0 | 0 | 0 | 0 | 0 | 0 | 0 | 0 | 0 | 0 | 0 | 0 | 0 | 0 | 0 |  | 0 | 0 | 0 | 0 | 0 | 0 | 0 | 0 | 0 | 0 | 0 | 0 | 0 | 0 | 0 | 0 | 0 | 0 | 0 |  | 1 | 1 | 1 | 1 | 1 | 1 | 1 | 1 | 1 | 1 | 1 | 0
PG&E KERN | Lerdo | 115 | 0 | 0 | 0 | 0 | 0 | 0 | 0 | 0 | 0 | 0 | 0 | 0 | 0 | 0 | 0 | 0 | 0 | 0 | 0 | 0 |  | 0 | 0 | 0 | 0 | 0 | 0 | 0 | 0 | 0 | 0 | 0 | 0 | 0 | 0 | 0 | 0 | 0 | 0 | 0 | 0 | 0 |  | 0 | 0 | 0 | 0 | 0 | 0 | 0 | 0 | 0 | 0 | 0 | 0 | 0 | 0 | 0 | 0 | 0 | 0 | 0 |  | 1 | 1 | 1 | 1 | 1 | 1 | 1 | 1 | 1 | 1 | 1 | 0
SCE Metro | Lewis | 230 | 0 | 0 | 0 | 0 | 0 | 0 | 0 | 0 | 0 | 0 | 0 | 0 | 0 | 0 | 0 | 0 | 0 | 0 | 0 | 0 |  | 0 | 0 | 0 | 0 | 0 | 0 | 0 | 0 | 0 | 0 | 0 | 0 | 0 | 0 | 0 | 0 | 0 | 0 | 0 | 0 | 0 |  | 0 | 0 | 0 | 0 | 0 | 0 | 0 | 0 | 0 | 0 | 0 | 0 | 0 | 0 | 0 | 0 | 0 | 0 | 0 |  | 1 | 1 | 1 | 1 | 1 | 1 | 1 | 1 | 1 | 1 | 1 | 0
SCE Metro | Lighthipe | 230 | 0 | 0 | 0 | 0 | 0 | 0 | 0 | 0 | 0 | 0 | 0 | 3.24 | 0 | 0 | 0 | 0 | 0 | 0 | 0 | 1 |  | 0 | 0 | 0 | 0 | 0 | 0 | 0 | 0 | 0 | 0 | 0 | 0.96 | 0 | 0 | 0 | 175 | 0 | 175 | 0 | 1 | 0 |  | 0 | 0 | 0 | 0 | 0 | 0 | 0 | 0 | 0 | 0 | 0 | 0 | 0 | 0 | 0 | 2 | 0 | 2 | 0 |  | 1 | 1 | 1 | 1 | 1 | 1 | 1 | 4 | 1 | 4 | 1 | 1
SDGE | Lilac | 69 | 0 | 0 | 0 | 0 | 0 | 0 | 0 | 0 | 0 | 0 | 0 | 0 | 0 | 0 | 0 | 0 | 0 | 0 | 0 | 0 |  | 0 | 0 | 0 | 0 | 0 | 0 | 0 | 0 | 0 | 0 | 0 | 0 | 0 | 0 | 0 | 0 | 0 | 0 | 0 | 0 | 2 |  | 0 | 0 | 0 | 0 | 0 | 0 | 0 | 0 | 0 | 0 | 0 | 0 | 0 | 0 | 0 | 0 | 0 | 0 | 0 |  | 1 | 1 | 1 | 1 | 1 | 1 | 1 | 1 | 1 | 1 | 1 | 0
PG&E NGBA | Lincoln | 115 | 0 | 0 | 0 | 0 | 0 | 0 | 0 | 0 | 0 | 0 | 0 | 0 | 0 | 0 | 0 | 0 | 0 | 0 | 0 | 0 |  | 0 | 0 | 0 | 0 | 0 | 0 | 0 | 0 | 0 | 0 | 0 | 0 | 0 | 0 | 0 | 0 | 0 | 0 | 0 | 0 | 0 |  | 0 | 0 | 0 | 0 | 0 | 0 | 0 | 0 | 0 | 0 | 0 | 0 | 0 | 0 | 0 | 0 | 0 | 0 | 0 |  | 1 | 1 | 1 | 1 | 1 | 1 | 1 | 1 | 1 | 1 | 1 | 0
PG&E KERN | Live Oak | 115 | 0 | 0 | 0 | 0 | 0 | 0 | 0 | 0 | 0 | 0 | 0 | 0 | 0 | 0 | 0 | 0 | 0 | 0 | 0 | 0 |  | 0 | 0 | 0 | 0 | 0 | 0 | 0 | 0 | 0 | 0 | 0 | 0 | 0 | 0 | 0 | 0 | 0 | 0 | 0 | 0 | 0 |  | 0 | 0 | 0 | 0 | 0 | 0 | 0 | 0 | 0 | 0 | 0 | 0 | 0 | 0 | 0 | 0 | 0 | 0 | 0 |  | 1 | 1 | 1 | 1 | 1 | 1 | 1 | 1 | 1 | 1 | 1 | 0
PG&E GBA | Llagas | 115 | 0 | 0 | 0 | 0 | 0 | 0 | 0 | 0 | 0 | 0 | 0 | 0 | 0 | 0 | 0 | 0 | 0 | 0 | 0 | 0 |  | 0 | 0 | 0 | 0 | 0 | 0 | 0 | 0 | 0 | 0 | 0 | 0 | 0 | 0 | 0 | 0 | 44 | 44 | 0 | 1 | 1 |  | 0 | 0 | 0 | 0 | 0 | 0 | 0 | 0 | 0 | 0 | 0 | 0 | 0 | 0 | 0 | 0 | 2 | 2 | 0 |  | 1 | 1 | 1 | 1 | 1 | 1 | 1 | 1 | 5 | 5 | 1 | 1
PG&E GBA | Lockeford | 115 | 0 | 0 | 0 | 0 | 0 | 0 | 0 | 0 | 0 | 0 | 0 | 0 | 0 | 0 | 0 | 0 | 0 | 0 | 0 | 0 |  | 0 | 0 | 0 | 0 | 0 | 0 | 0 | 0 | 0 | 0 | 0 | 0 | 0 | 0 | 0 | 0 | 0 | 0 | 0 | 0 | 0 |  | 0 | 0 | 0 | 0 | 0 | 0 | 0 | 0 | 0 | 0 | 0 | 0 | 0 | 0 | 0 | 0 | 0 | 0 | 0 |  | 1 | 1 | 1 | 1 | 1 | 1 | 1 | 1 | 1 | 1 | 1 | 0
PG&E GBA | Lockeford | 230 | 0 | 0 | 0 | 0 | 0 | 0 | 0 | 0 | 0 | 0 | 0 | 0 | 0 | 0 | 0 | 0 | 0 | 0 | 0 | 0 |  | 0 | 0 | 0 | 0 | 0 | 0 | 0 | 0 | 0 | 0 | 0 | 0 | 0 | 0 | 0 | 0 | 0 | 0 | 0 | 0 | 1 |  | 0 | 0 | 0 | 0 | 0 | 0 | 0 | 0 | 0 | 0 | 0 | 0 | 0 | 0 | 0 | 0 | 0 | 0 | 0 |  | 1 | 1 | 1 | 1 | 1 | 1 | 1 | 1 | 1 | 1 | 1 | 0
PG&E GBA | Lockeford | 60 | 0 | 0 | 0 | 0 | 0 | 0 | 0 | 0 | 0 | 0 | 0 | 0 | 0 | 0 | 0 | 0 | 0 | 0 | 0 | 0 |  | 0 | 0 | 0 | 0 | 0 | 0 | 0 | 0 | 0 | 0 | 0 | 0 | 0 | 0 | 0 | 0 | 0 | 0 | 0 | 0 | 1 |  | 0 | 0 | 0 | 0 | 0 | 0 | 0 | 0 | 0 | 0 | 0 | 0 | 0 | 0 | 0 | 0 | 0 | 0 | 0 |  | 1 | 1 | 1 | 1 | 1 | 1 | 1 | 1 | 1 | 1 | 1 | 0
PG&E GBA | Lodi | 230 | 0 | 0 | 0 | 0 | 0 | 0 | 0 | 0 | 0 | 0 | 0 | 0 | 0 | 0 | 0 | 0 | 0 | 0 | 0 | 0 |  | 0 | 0 | 0 | 0 | 0 | 0 | 0 | 0 | 0 | 0 | 0 | 0 | 0 | 0 | 0 | 0 | 0 | 0 | 0 | 0 | 0 |  | 0 | 0 | 0 | 0 | 0 | 0 | 0 | 0 | 0 | 0 | 0 | 0 | 0 | 0 | 0 | 0 | 0 | 0 | 0 |  | 1 | 1 | 1 | 1 | 1 | 1 | 1 | 1 | 1 | 1 | 1 | 0
PG&E NGBA | Logan Creek | 230 | 0 | 0 | 0 | 0 | 0 | 0 | 0 | 0 | 0 | 0 | 0 | 0 | 0 | 0 | 0 | 0 | 0 | 0 | 0 | 0 |  | 0 | 0 | 0 | 0 | 0 | 0 | 0 | 0 | 0 | 0 | 0 | 0 | 0 | 0 | 0 | 0 | 0 | 0 | 0 | 0 | 0 |  | 0 | 0 | 0 | 0 | 0 | 0 | 0 | 0 | 0 | 0 | 0 | 0 | 0 | 0 | 0 | 0 | 0 | 0 | 0 |  | 1 | 1 | 1 | 1 | 1 | 1 | 1 | 1 | 1 | 1 | 1 | 0
PG&E GBA | Lone Tree | 230 | 0 | 0 | 0 | 0 | 0 | 0 | 0 | 0 | 0 | 0 | 0 | 1.8 | 0 | 0 | 0 | 0 | 0 | 0 | 0 | 1 |  | 0 | 0 | 0 | 0 | 0 | 0 | 0 | 0 | 0 | 0 | 0 | 1 | 0 | 0 | 0 | 0 | 0 | 0 | 0 | 1 | 0 |  | 0 | 0 | 0 | 0 | 0 | 0 | 0 | 0 | 0 | 0 | 0 | 0 | 0 | 0 | 0 | 0 | 0 | 0 | 0 |  | 1 | 1 | 1 | 1 | 1 | 1 | 1 | 1 | 1 | 1 | 1 | 0
PG&E FRESNO | Los Banos | 230 | 0 | 1.988 | 170.5 | 0 | 170.5 | 0 | 0 | 0 | 0 | 0 | 0 | 5.9 | 70 | 430 | 500 | 0.9 | 160 | 160.9 | 0 | 1 |  | 0 | 0 | 120 | 30 | 150 | 0 | 0 | 0 | 0 | 0 | 0 | 0.75 | 250 | 250 | 500 | 99.6 | 71 | 170.6 | 0 | 1 | 1 |  | 0 | 0 | 0 | 2 | 0 | 0 | 0 | 0 | 0 | 0 | 0 | 0 | 2 | 0 | 0 | 2 | 0 | 0 | 0 |  | 1 | 1 | 1 | 1 | 1 | 1 | 5 | 5 | 1 | 1 | 1 | 1
PG&E FRESNO | Los Banos | 500 | 0 | 0 | 0 | 0 | 0 | 0 | 0 | 0 | 0 | 0 | 0 | 0 | 0 | 0 | 0 | 0 | 0 | 0 | 0 | 0 |  | 0 | 0 | 0 | 0 | 0 | 0 | 0 | 0 | 0 | 0 | 0 | 0 | 0 | 0 | 0 | 0 | 0 | 0 | 0 | 0 | 0 |  | 0 | 0 | 0 | 0 | 0 | 0 | 0 | 0 | 0 | 0 | 0 | 0 | 0 | 0 | 0 | 0 | 0 | 0 | 0 |  | 1 | 1 | 1 | 1 | 1 | 1 | 1 | 1 | 1 | 1 | 1 | 0
SDGE | Los Coches | 138 | 0 | 0 | 0 | 0 | 0 | 0 | 0 | 0 | 0 | 0 | 0 | 0 | 0 | 0 | 0 | 0 | 0 | 0 | 0 | 0 |  | 0 | 0 | 0 | 0 | 0 | 0 | 0 | 0 | 0 | 0 | 0 | 0 | 0 | 0 | 0 | 0 | 0 | 0 | 0 | 0 | 2 |  | 0 | 0 | 0 | 0 | 0 | 0 | 0 | 0 | 0 | 0 | 0 | 0 | 0 | 0 | 0 | 0 | 0 | 0 | 0 |  | 1 | 1 | 1 | 1 | 1 | 1 | 1 | 1 | 1 | 1 | 1 | 0
SDGE | Los Coches | 69 | 0 | 0 | 0 | 0 | 0 | 0 | 0 | 0 | 0 | 0 | 0 | 0 | 0 | 0 | 0 | 1.5 | 0 | 1.5 | 0 | 1 |  | 0 | 0 | 0 | 0 | 0 | 0 | 0 | 0 | 0 | 0 | 0 | 0 | 0 | 0 | 0 | 0 | 0 | 0 | 0 | 0 | 2 |  | 0 | 0 | 0 | 0 | 0 | 0 | 0 | 0 | 0 | 0 | 0 | 0 | 0 | 0 | 0 | 0 | 0 | 0 | 0 |  | 1 | 1 | 1 | 1 | 1 | 1 | 1 | 1 | 1 | 1 | 1 | 0
PG&E GBA | Los Esteros | 115 | 0 | 0 | 0 | 0 | 0 | 0 | 0 | 0 | 0 | 0 | 0 | 0 | 0 | 0 | 0 | 3.3 | 0 | 3.3 | 0 | 1 |  | 0 | 0 | 0 | 0 | 0 | 0 | 0 | 0 | 0 | 0 | 0 | 0 | 0 | 0 | 0 | 200 | 6 | 206 | 0 | 1 | 0 |  | 0 | 0 | 0 | 0 | 0 | 0 | 0 | 0 | 0 | 0 | 0 | 0 | 0 | 0 | 0 | 2 | 2 | 2 | 0 |  | 1 | 1 | 1 | 1 | 1 | 1 | 1 | 4 | 4 | 4 | 1 | 1
PG&E GBA | Los Esteros | 230 | 0 | 0 | 0 | 0 | 0 | 0 | 0 | 0 | 0 | 0 | 0 | 0 | 0 | 0 | 0 | 0 | 100 | 100 | 0 | 1 |  | 0 | 0 | 0 | 0 | 0 | 0 | 0 | 0 | 0 | 0 | 0 | 0 | 0 | 0 | 0 | 0 | 0 | 0 | 0 | 0 | 0 |  | 0 | 0 | 0 | 0 | 0 | 0 | 0 | 0 | 0 | 0 | 0 | 0 | 0 | 0 | 0 | 0 | 0 | 0 | 0 |  | 1 | 1 | 1 | 1 | 1 | 1 | 1 | 1 | 1 | 1 | 1 | 0
PG&E GBA | Los Positas | 230 | 0 | 0 | 0 | 0 | 0 | 0 | 0 | 0 | 0 | 0 | 0 | 0 | 0 | 0 | 0 | 0 | 0 | 0 | 0 | 0 |  | 0 | 0 | 0 | 0 | 0 | 0 | 0 | 0 | 0 | 0 | 0 | 0 | 0 | 0 | 0 | 0 | 0 | 0 | 0 | 0 | 0 |  | 0 | 0 | 0 | 0 | 0 | 0 | 0 | 0 | 0 | 0 | 0 | 0 | 0 | 0 | 0 | 0 | 0 | 0 | 0 |  | 1 | 1 | 1 | 1 | 1 | 1 | 1 | 1 | 1 | 1 | 1 | 0
PG&E GBA | Los Positas | 60 | 0 | 0 | 0 | 0 | 0 | 0 | 0 | 0 | 0 | 0 | 0 | 0 | 0 | 0 | 0 | 0 | 0 | 0 | 0 | 0 |  | 0 | 0 | 0 | 0 | 0 | 0 | 0 | 0 | 0 | 0 | 0 | 0 | 0 | 0 | 0 | 0 | 0 | 0 | 0 | 0 | 0 |  | 0 | 0 | 0 | 0 | 0 | 0 | 0 | 0 | 0 | 0 | 0 | 0 | 0 | 0 | 0 | 0 | 0 | 0 | 0 |  | 1 | 1 | 1 | 1 | 1 | 1 | 1 | 1 | 1 | 1 | 1 | 0
SDGE | Loveland | 69 | 0 | 0 | 0 | 0 | 0 | 0 | 0 | 0 | 0 | 0 | 0 | 4 | 0 | 0 | 0 | 0 | 0 | 0 | 0 | 1 |  | 0 | 0 | 0 | 0 | 0 | 0 | 0 | 0 | 0 | 0 | 0 | 0.84 | 0 | 0 | 0 | 0 | 0 | 0 | 0 | 1 | 3 |  | 0 | 0 | 0 | 0 | 0 | 0 | 0 | 0 | 0 | 0 | 0 | 0 | 0 | 0 | 0 | 0 | 0 | 0 | 0 |  | 1 | 1 | 1 | 1 | 1 | 1 | 1 | 1 | 1 | 1 | 1 | 0
SCE NOL | Lugo | 230 | 0 | 0 | 0 | 0 | 0 | 0 | 0 | 0 | 0 | 0 | 0 | 0 | 0 | 0 | 0 | 0 | 0 | 0 | 0 | 0 |  | 0 | 0 | 0 | 0 | 0 | 0 | 0 | 0 | 0 | 0 | 0 | 0 | 0 | 0 | 0 | 0 | 0 | 0 | 0 | 0 | 1 |  | 0 | 0 | 0 | 0 | 0 | 0 | 0 | 0 | 0 | 0 | 0 | 0 | 0 | 0 | 0 | 0 | 0 | 0 | 0 |  | 1 | 1 | 1 | 1 | 1 | 1 | 1 | 1 | 1 | 1 | 1 | 0
SCE Metro | Lugo | 500 | 389 | 0 | 0 | 0 | 0 | 1750 | 0 | 1750 | 0 | 0 | 0 | 0 | 0 | 0 | 0 | 0 | 0 | 0 | 0 | 1 |  | 0 | 0 | 0 | 0 | 0 | 0 | 0 | 0 | 0 | 0 | 0 | 0 | 0 | 0 | 0 | 0 | 0 | 0 | 0 | 0 | 0 |  | 0 | 0 | 0 | 0 | 0 | 0 | 0 | 0 | 0 | 0 | 0 | 0 | 0 | 0 | 0 | 0 | 0 | 0 | 0 |  | 1 | 1 | 1 | 1 | 1 | 1 | 1 | 1 | 1 | 1 | 1 | 0
PG&E FRESNO | Madera | 70 | 0 | 0 | 0 | 0 | 0 | 0 | 0 | 0 | 0 | 0 | 0 | 0 | 0 | 0 | 0 | 0 | 0 | 0 | 0 | 0 |  | 0 | 0 | 0 | 0 | 0 | 0 | 0 | 0 | 0 | 0 | 0 | 0 | 0 | 0 | 0 | 0 | 0 | 0 | 0 | 0 | 1 |  | 0 | 0 | 0 | 0 | 0 | 0 | 0 | 0 | 0 | 0 | 0 | 0 | 0 | 0 | 0 | 0 | 0 | 0 | 0 |  | 1 | 1 | 1 | 1 | 1 | 1 | 1 | 1 | 1 | 1 | 1 | 0
PG&E NGBA | Madison | 115 | 0 | 0 | 0 | 0 | 0 | 0 | 0 | 0 | 0 | 0 | 0 | 0 | 0 | 13 | 13 | 10.2 | 0 | 10.2 | 0 | 1 |  | 0 | 0 | 0 | 0 | 0 | 0 | 0 | 0 | 0 | 0 | 0 | 0 | 0 | 13 | 13 | 10.2 | 0 | 10.2 | 0 | 1 | 0 |  | 0 | 0 | 0 | 0 | 0 | 0 | 0 | 0 | 0 | 0 | 0 | 0 | 0 | 0 | 0 | 0 | 0 | 0 | 0 |  | 1 | 1 | 1 | 1 | 1 | 1 | 1 | 1 | 1 | 1 | 1 | 0
PG&E KERN | Magunden | 115 | 0 | 0 | 0 | 0 | 0 | 0 | 0 | 0 | 0 | 0 | 0 | 0 | 0 | 0 | 0 | 0 | 0 | 0 | 0 | 0 |  | 0 | 0 | 0 | 0 | 0 | 0 | 0 | 0 | 0 | 0 | 0 | 0 | 0 | 0 | 0 | 0 | 0 | 0 | 0 | 0 | 0 |  | 0 | 0 | 0 | 0 | 0 | 0 | 0 | 0 | 0 | 0 | 0 | 0 | 0 | 0 | 0 | 0 | 0 | 0 | 0 |  | 1 | 1 | 1 | 1 | 1 | 1 | 1 | 1 | 1 | 1 | 1 | 0
SCE Northern | Magunden | 230 | 0 | 0 | 0 | 0 | 0 | 0 | 0 | 0 | 0 | 0 | 0 | 0 | 0 | 0 | 0 | 0 | 0 | 0 | 0 | 0 |  | 0 | 0 | 0 | 0 | 0 | 0 | 0 | 0 | 0 | 0 | 0 | 0 | 0 | 0 | 0 | 0 | 0 | 0 | 0 | 0 | 0 |  | 0 | 0 | 0 | 0 | 0 | 0 | 0 | 0 | 0 | 0 | 0 | 0 | 0 | 0 | 0 | 0 | 0 | 0 | 0 |  | 1 | 1 | 1 | 1 | 1 | 1 | 1 | 1 | 1 | 1 | 1 | 0
PG&E FRESNO | Malaga | 115 | 0 | 0 | 0 | 0 | 0 | 0 | 0 | 0 | 0 | 0 | 0 | 0 | 0 | 0 | 0 | 97 | 0 | 97 | 0 | 1 |  | 0 | 0 | 0 | 0 | 0 | 0 | 0 | 0 | 0 | 0 | 0 | 0 | 0 | 0 | 0 | 0 | 0 | 0 | 0 | 0 | 2 |  | 0 | 0 | 0 | 0 | 0 | 0 | 0 | 0 | 0 | 0 | 0 | 0 | 0 | 0 | 0 | 0 | 0 | 0 | 0 |  | 1 | 1 | 1 | 1 | 1 | 1 | 1 | 1 | 1 | 1 | 1 | 0
PG&E NGBA | Malin | 500 | 0 | 0 | 0 | 0 | 0 | 0 | 0 | 0 | 0 | 0 | 0 | 0 | 0 | 0 | 0 | 0 | 0 | 0 | 0 | 0 |  | 0 | 0 | 0 | 0 | 0 | 0 | 0 | 0 | 0 | 0 | 0 | 0 | 0 | 0 | 0 | 0 | 0 | 0 | 0 | 0 | 0 |  | 0 | 0 | 0 | 0 | 0 | 0 | 0 | 0 | 0 | 0 | 0 | 0 | 0 | 0 | 0 | 0 | 0 | 0 | 0 |  | 1 | 1 | 1 | 1 | 1 | 1 | 1 | 1 | 1 | 1 | 1 | 0
SCE Northern | Mandalay | 230 | 0 | 0 | 0 | 0 | 0 | 0 | 0 | 0 | 0 | 0 | 0 | 0 | 0 | 0 | 0 | 0 | 0 | 0 | 0 | 0 |  | 0 | 0 | 0 | 0 | 0 | 0 | 0 | 0 | 0 | 0 | 0 | 0 | 0 | 0 | 0 | 200 | 0 | 200 | 0 | 1 | 0 |  | 0 | 0 | 0 | 0 | 0 | 0 | 0 | 0 | 0 | 0 | 0 | 0 | 0 | 0 | 0 | 2 | 0 | 2 | 0 |  | 1 | 1 | 1 | 1 | 1 | 1 | 1 | 4 | 1 | 4 | 1 | 1
PG&E FRESNO | Manning | 230 | 0 | 0 | 0 | 0 | 0 | 0 | 0 | 0 | 0 | 0 | 0 | 0 | 0 | 0 | 0 | 0 | 0 | 0 | 0 | 0 |  | 0 | 0 | 0 | 0 | 0 | 0 | 0 | 0 | 0 | 0 | 0 | 0 | 0 | 0 | 0 | 0 | 0 | 0 | 0 | 0 | 0 |  | 0 | 0 | 0 | 0 | 0 | 0 | 0 | 0 | 0 | 0 | 0 | 0 | 0 | 0 | 0 | 0 | 0 | 0 | 0 |  | 1 | 1 | 1 | 1 | 1 | 1 | 1 | 1 | 1 | 1 | 1 | 0
PG&E FRESNO | Manning | 500 | 0 | 0 | 0 | 0 | 0 | 0 | 0 | 0 | 0 | 0 | 0 | 0 | 200 | 500 | 700 | 0 | 260 | 260 | 0 | 1 |  | 0 | 0 | 0 | 0 | 0 | 0 | 0 | 0 | 0 | 0 | 0 | 0 | 492.25 | 0 | 492.25 | 0 | 0 | 0 | 0 | 1 | 0 |  | 0 | 0 | 0 | 0 | 0 | 0 | 0 | 0 | 0 | 0 | 0 | 0 | 2 | 0 | 0 | 0 | 0 | 0 | 0 |  | 1 | 1 | 1 | 1 | 1 | 1 | 4 | 1 | 1 | 1 | 1 | 1
PG&E GBA | Manteca | 115 | 0 | 0 | 0 | 0 | 0 | 0 | 0 | 0 | 0 | 0 | 0 | 1.5 | 0 | 0 | 0 | 0 | 0 | 0 | 0 | 1 |  | 0 | 0 | 0 | 0 | 0 | 0 | 0 | 0 | 0 | 0 | 0 | 1.5 | 0 | 0 | 0 | 0 | 0 | 0 | 0 | 1 | 0 |  | 0 | 0 | 0 | 0 | 0 | 0 | 0 | 0 | 0 | 0 | 0 | 0 | 0 | 0 | 0 | 0 | 0 | 0 | 0 |  | 1 | 1 | 1 | 1 | 1 | 1 | 1 | 1 | 1 | 1 | 1 | 0
SDGE | Margarita | 138 | 0 | 0 | 0 | 0 | 0 | 0 | 0 | 0 | 0 | 0 | 0 | 0 | 0 | 0 | 0 | 0 | 0 | 0 | 0 | 0 |  | 0 | 0 | 0 | 0 | 0 | 0 | 0 | 0 | 0 | 0 | 0 | 0 | 0 | 0 | 0 | 0 | 0 | 0 | 0 | 0 | 0 |  | 0 | 0 | 0 | 0 | 0 | 0 | 0 | 0 | 0 | 0 | 0 | 0 | 0 | 0 | 0 | 0 | 0 | 0 | 0 |  | 1 | 1 | 1 | 1 | 1 | 1 | 1 | 1 | 1 | 1 | 1 | 0
PG&E GBA | Martin | 230 | 0 | 0 | 0 | 0 | 0 | 0 | 0 | 0 | 0 | 0 | 0 | 0 | 0 | 0 | 0 | 0 | 0 | 0 | 0 | 0 |  | 0 | 0 | 0 | 0 | 0 | 0 | 0 | 0 | 0 | 0 | 0 | 0 | 0 | 0 | 0 | 0 | 0 | 0 | 0 | 0 | 1 |  | 0 | 0 | 0 | 0 | 0 | 0 | 0 | 0 | 0 | 0 | 0 | 0 | 0 | 0 | 0 | 0 | 0 | 0 | 0 |  | 1 | 1 | 1 | 1 | 1 | 1 | 1 | 1 | 1 | 1 | 1 | 0
PG&E GBA | Martin | 115 | 0 | 0 | 0 | 0 | 0 | 0 | 0 | 0 | 0 | 0 | 0 | 0 | 0 | 0 | 0 | 188 | 0 | 188 | 0 | 1 |  | 0 | 0 | 0 | 0 | 0 | 0 | 0 | 0 | 0 | 0 | 0 | 8.37 | 0 | 0 | 0 | 193.02 | 61.6 | 254.62 | 0 | 1 | 1 |  | 0 | 0 | 0 | 0 | 0 | 0 | 0 | 0 | 0 | 0 | 0 | 2 | 0 | 0 | 0 | 0 | 2 | 1 | 0 |  | 1 | 1 | 1 | 1 | 1 | 5 | 1 | 1 | 5 | 3 | 1 | 1
PG&E GBA | Martinez | 115 | 0 | 0 | 0 | 0 | 0 | 0 | 0 | 0 | 0 | 0 | 0 | 0 | 0 | 0 | 0 | 0 | 0 | 0 | 0 | 0 |  | 0 | 0 | 0 | 0 | 0 | 0 | 0 | 0 | 0 | 0 | 0 | 0 | 0 | 0 | 0 | 0 | 0 | 0 | 0 | 0 | 2 |  | 0 | 0 | 0 | 0 | 0 | 0 | 0 | 0 | 0 | 0 | 0 | 0 | 0 | 0 | 0 | 0 | 0 | 0 | 0 |  | 1 | 1 | 1 | 1 | 1 | 1 | 1 | 1 | 1 | 1 | 1 | 0
PG&E FRESNO | Mc Mullin | 230 | 0 | 0 | 0 | 0 | 0 | 0 | 0 | 0 | 0 | 0 | 0 | 0 | 0 | 0 | 0 | 0 | 0 | 0 | 0 | 0 |  | 0 | 0 | 0 | 0 | 0 | 0 | 0 | 0 | 0 | 0 | 0 | 0 | 0 | 0 | 0 | 0 | 0 | 0 | 0 | 0 | 1 |  | 0 | 0 | 0 | 0 | 0 | 0 | 0 | 0 | 0 | 0 | 0 | 0 | 0 | 0 | 0 | 0 | 0 | 0 | 0 |  | 1 | 1 | 1 | 1 | 1 | 1 | 1 | 1 | 1 | 1 | 1 | 0
PG&E FRESNO | McCall | 115 | 0 | 0 | 0 | 0 | 0 | 0 | 0 | 0 | 0 | 0 | 0 | 1.5 | 0 | 0 | 0 | 0 | 0 | 0 | 0 | 1 |  | 0 | 0 | 0 | 0 | 0 | 0 | 0 | 0 | 0 | 0 | 0 | 0 | 0 | 0 | 0 | 0 | 0 | 0 | 0 | 0 | 1 |  | 0 | 0 | 0 | 0 | 0 | 0 | 0 | 0 | 0 | 0 | 0 | 0 | 0 | 0 | 0 | 0 | 0 | 0 | 0 |  | 1 | 1 | 1 | 1 | 1 | 1 | 1 | 1 | 1 | 1 | 1 | 0
PG&E FRESNO | McCall | 230 | 0 | 0 | 0 | 0 | 0 | 0 | 0 | 0 | 0 | 0 | 0 | 0 | 0 | 0 | 0 | 0 | 0 | 0 | 0 | 0 |  | 0 | 0 | 0 | 0 | 0 | 0 | 0 | 0 | 0 | 0 | 0 | 7.5 | 0 | 0 | 0 | 0 | 0 | 0 | 0 | 1 | 1 |  | 0 | 0 | 0 | 0 | 0 | 0 | 0 | 0 | 0 | 0 | 0 | 2 | 0 | 0 | 0 | 0 | 0 | 0 | 0 |  | 1 | 1 | 1 | 1 | 1 | 5 | 1 | 1 | 1 | 1 | 1 | 1
PG&E GBA | Meadow Lane | 115 | 0 | 0 | 0 | 0 | 0 | 0 | 0 | 0 | 0 | 0 | 0 | 0 | 0 | 0 | 0 | 0 | 0 | 0 | 0 | 0 |  | 0 | 0 | 0 | 0 | 0 | 0 | 0 | 0 | 0 | 0 | 0 | 0 | 0 | 0 | 0 | 0 | 0 | 0 | 0 | 0 | 0 |  | 0 | 0 | 0 | 0 | 0 | 0 | 0 | 0 | 0 | 0 | 0 | 0 | 0 | 0 | 0 | 0 | 0 | 0 | 0 |  | 1 | 1 | 1 | 1 | 1 | 1 | 1 | 1 | 1 | 1 | 1 | 0
PG&E GBA | Melones | 115 | 0 | 0 | 0 | 0 | 0 | 0 | 0 | 0 | 0 | 0 | 0 | 0 | 0 | 0 | 0 | 0 | 0 | 0 | 0 | 0 |  | 0 | 0 | 0 | 0 | 0 | 0 | 0 | 0 | 0 | 0 | 0 | 0 | 0 | 0 | 0 | 0 | 0 | 0 | 0 | 0 | 0 |  | 0 | 0 | 0 | 0 | 0 | 0 | 0 | 0 | 0 | 0 | 0 | 0 | 0 | 0 | 0 | 0 | 0 | 0 | 0 |  | 1 | 1 | 1 | 1 | 1 | 1 | 1 | 1 | 1 | 1 | 1 | 0
PG&E GBA | Melones | 230 | 0 | 0 | 0 | 0 | 0 | 0 | 0 | 0 | 0 | 0 | 0 | 0 | 0 | 0 | 0 | 0 | 0 | 0 | 0 | 0 |  | 0 | 0 | 0 | 0 | 0 | 0 | 0 | 0 | 0 | 0 | 0 | 0 | 0 | 0 | 0 | 0 | 0 | 0 | 0 | 0 | 0 |  | 0 | 0 | 0 | 0 | 0 | 0 | 0 | 0 | 0 | 0 | 0 | 0 | 0 | 0 | 0 | 0 | 0 | 0 | 0 |  | 1 | 1 | 1 | 1 | 1 | 1 | 1 | 1 | 1 | 1 | 1 | 0
SDGE | Melrose | 69 | 0 | 0 | 0 | 0 | 0 | 0 | 0 | 0 | 0 | 0 | 0 | 0 | 0 | 0 | 0 | 20 | 0 | 20 | 0 | 1 |  | 0 | 0 | 0 | 0 | 0 | 0 | 0 | 0 | 0 | 0 | 0 | 0 | 0 | 0 | 0 | 0 | 0 | 0 | 0 | 0 | 1 |  | 0 | 0 | 0 | 0 | 0 | 0 | 0 | 0 | 0 | 0 | 0 | 0 | 0 | 0 | 0 | 0 | 0 | 0 | 0 |  | 1 | 1 | 1 | 1 | 1 | 1 | 1 | 1 | 1 | 1 | 1 | 0
PG&E NGBA | Mendocino | 115 | 0 | 0 | 0 | 0 | 0 | 0 | 0 | 0 | 0 | 0 | 0 | 5 | 0 | 0 | 0 | 0 | 0 | 0 | 0 | 1 |  | 0 | 1 | 0 | 0 | 0 | 0 | 0 | 0 | 0 | 0 | 0 | 0 | 0 | 0 | 0 | 0 | 0 | 0 | 5 | 1 | 1 |  | 0 | 2 | 0 | 0 | 0 | 0 | 0 | 0 | 0 | 0 | 0 | 0 | 0 | 0 | 0 | 0 | 0 | 0 | 2 |  | 1 | 5 | 1 | 1 | 1 | 1 | 1 | 1 | 1 | 1 | 5 | 1
PG&E NGBA | Mendocino | 60 | 0 | 3 | 0 | 0 | 0 | 0 | 0 | 0 | 0 | 0 | 0 | 0 | 0 | 0 | 0 | 0 | 0 | 0 | 5 | 1 |  | 0 | 0 | 0 | 0 | 0 | 0 | 0 | 0 | 0 | 0 | 0 | 0 | 0 | 0 | 0 | 0 | 0 | 0 | 0 | 0 | 1 |  | 0 | 0 | 0 | 0 | 0 | 0 | 0 | 0 | 0 | 0 | 0 | 0 | 0 | 0 | 0 | 0 | 0 | 0 | 0 |  | 1 | 1 | 1 | 1 | 1 | 1 | 1 | 1 | 1 | 1 | 1 | 0
PG&E FRESNO | Mendota | 115 | 0 | 0 | 0 | 0 | 0 | 0 | 0 | 0 | 0 | 0 | 0 | 0 | 0 | 0 | 0 | 0 | 0 | 0 | 0 | 0 |  | 0 | 0 | 0 | 0 | 0 | 0 | 0 | 0 | 0 | 0 | 0 | 0 | 0 | 0 | 0 | 0 | 0 | 0 | 0 | 0 | 2 |  | 0 | 0 | 0 | 0 | 0 | 0 | 0 | 0 | 0 | 0 | 0 | 0 | 0 | 0 | 0 | 0 | 0 | 0 | 0 |  | 1 | 1 | 1 | 1 | 1 | 1 | 1 | 1 | 1 | 1 | 1 | 0
PG&E GBA | Menlo | 60 | 0 | 0 | 0 | 0 | 0 | 0 | 0 | 0 | 0 | 0 | 0 | 0 | 0 | 0 | 0 | 0 | 0 | 0 | 0 | 0 |  | 0 | 0 | 0 | 0 | 0 | 0 | 0 | 0 | 0 | 0 | 0 | 0 | 0 | 0 | 0 | 0 | 0 | 0 | 0 | 0 | 1 |  | 0 | 0 | 0 | 0 | 0 | 0 | 0 | 0 | 0 | 0 | 0 | 0 | 0 | 0 | 0 | 0 | 0 | 0 | 0 |  | 1 | 1 | 1 | 1 | 1 | 1 | 1 | 1 | 1 | 1 | 1 | 0
PG&E FRESNO | Merced | 115 | 0 | 0 | 0 | 0 | 0 | 0 | 0 | 0 | 0 | 0 | 0 | 4 | 0 | 0 | 0 | 0 | 0 | 0 | 0 | 1 |  | 0 | 0 | 0 | 0 | 0 | 0 | 0 | 0 | 0 | 0 | 0 | 4 | 0 | 0 | 0 | 0 | 0 | 0 | 0 | 1 | 2 |  | 0 | 0 | 0 | 0 | 0 | 0 | 0 | 0 | 0 | 0 | 0 | 0 | 0 | 0 | 0 | 0 | 0 | 0 | 0 |  | 1 | 1 | 1 | 1 | 1 | 1 | 1 | 1 | 1 | 1 | 1 | 0
EOP | Mercury | 138 | 0 | 0 | 0 | 0 | 0 | 0 | 0 | 0 | 0 | 0 | 0 | 0 | 0 | 0 | 0 | 0 | 0 | 0 | 0 | 0 |  | 0 | 0 | 0 | 0 | 0 | 0 | 0 | 0 | 0 | 0 | 0 | 0 | 0 | 0 | 0 | 0 | 0 | 0 | 0 | 0 | 2 |  | 0 | 0 | 0 | 0 | 0 | 0 | 0 | 0 | 0 | 0 | 0 | 0 | 0 | 0 | 0 | 0 | 0 | 0 | 0 |  | 1 | 1 | 1 | 1 | 1 | 1 | 1 | 1 | 1 | 1 | 1 | 0
PG&E FRESNO | Mercy Springs | 70 | 0 | 2 | 0 | 0 | 0 | 0 | 0 | 0 | 0 | 0 | 0 | 0 | 0 | 75 | 75 | 78 | 0 | 78 | 0 | 1 |  | 0 | 0 | 0 | 0 | 0 | 0 | 0 | 0 | 0 | 0 | 0 | 0 | 0 | 0 | 0 | 0 | 0 | 0 | 0 | 0 | 1 |  | 0 | 0 | 0 | 0 | 0 | 0 | 0 | 0 | 0 | 0 | 0 | 0 | 0 | 0 | 0 | 0 | 0 | 0 | 0 |  | 1 | 1 | 1 | 1 | 1 | 1 | 1 | 1 | 1 | 1 | 1 | 0
PG&E NGBA | Meridian | 60 | 0 | 0 | 0 | 0 | 0 | 0 | 0 | 0 | 0 | 0 | 0 | 0 | 0 | 0 | 0 | 0 | 0 | 0 | 0 | 0 |  | 0 | 0 | 0 | 0 | 0 | 0 | 0 | 0 | 0 | 0 | 0 | 0 | 0 | 0 | 0 | 0 | 0 | 0 | 0 | 0 | 1 |  | 0 | 0 | 0 | 0 | 0 | 0 | 0 | 0 | 0 | 0 | 0 | 0 | 0 | 0 | 0 | 0 | 0 | 0 | 0 |  | 1 | 1 | 1 | 1 | 1 | 1 | 1 | 1 | 1 | 1 | 1 | 0
PG&E KERN | Mesa (PGE) | 115 | 0 | 0 | 0 | 0 | 0 | 0 | 0 | 0 | 0 | 0 | 0 | 0 | 0 | 0 | 0 | 0 | 0 | 0 | 0 | 0 |  | 0 | 0 | 0 | 0 | 0 | 0 | 0 | 0 | 0 | 0 | 0 | 0 | 0 | 0 | 0 | 0 | 0 | 0 | 0 | 0 | 1 |  | 0 | 0 | 0 | 0 | 0 | 0 | 0 | 0 | 0 | 0 | 0 | 0 | 0 | 0 | 0 | 0 | 0 | 0 | 0 |  | 1 | 1 | 1 | 1 | 1 | 1 | 1 | 1 | 1 | 1 | 1 | 0
PG&E KERN | Mesa (PGE) | 230 | 0 | 0 | 0 | 0 | 0 | 0 | 0 | 0 | 0 | 0 | 0 | 0 | 0 | 0 | 0 | 0 | 0 | 0 | 0 | 0 |  | 0 | 0 | 0 | 0 | 0 | 0 | 0 | 0 | 0 | 0 | 0 | 2.62 | 0 | 0 | 0 | 0 | 0 | 0 | 0 | 1 | 0 |  | 0 | 0 | 0 | 0 | 0 | 0 | 0 | 0 | 0 | 0 | 0 | 2 | 0 | 0 | 0 | 0 | 0 | 0 | 0 |  | 1 | 1 | 1 | 1 | 1 | 4 | 1 | 1 | 1 | 1 | 1 | 1
SCE Metro | Mesa (SCE) | 230 | 0 | 0 | 0 | 0 | 0 | 0 | 0 | 0 | 0 | 0 | 0 | 2.62 | 0 | 0 | 0 | 6.5 | 0 | 6.5 | 0 | 1 |  | 0 | 0 | 0 | 0 | 0 | 0 | 0 | 0 | 0 | 0 | 0 | 0 | 0 | 0 | 0 | 0 | 3.5 | 3.5 | 0 | 1 | 0 |  | 0 | 0 | 0 | 0 | 0 | 0 | 0 | 0 | 0 | 0 | 0 | 0 | 0 | 0 | 0 | 0 | 2 | 0 | 0 |  | 1 | 1 | 1 | 1 | 1 | 1 | 1 | 1 | 4 | 1 | 1 | 1
SCE Metro | Mesa (SCE) | 500 | 0 | 0 | 0 | 0 | 0 | 0 | 0 | 0 | 0 | 0 | 0 | 0 | 0 | 0 | 0 | 0 | 0 | 0 | 0 | 0 |  | 0 | 0 | 0 | 0 | 0 | 0 | 0 | 0 | 0 | 0 | 0 | 0 | 0 | 0 | 0 | 0 | 0 | 0 | 0 | 0 | 0 |  | 0 | 0 | 0 | 0 | 0 | 0 | 0 | 0 | 0 | 0 | 0 | 0 | 0 | 0 | 0 | 0 | 0 | 0 | 0 |  | 1 | 1 | 1 | 1 | 1 | 1 | 1 | 1 | 1 | 1 | 1 | 0
SDGE | Mesa Heights | 69 | 0 | 0 | 0 | 0 | 0 | 0 | 0 | 0 | 0 | 0 | 0 | 0 | 0 | 0 | 0 | 10.5 | 0 | 10.5 | 0 | 1 |  | 0 | 0 | 0 | 0 | 0 | 0 | 0 | 0 | 0 | 0 | 0 | 0 | 0 | 0 | 0 | 0 | 0 | 0 | 0 | 0 | 1 |  | 0 | 0 | 0 | 0 | 0 | 0 | 0 | 0 | 0 | 0 | 0 | 0 | 0 | 0 | 0 | 0 | 0 | 0 | 0 |  | 1 | 1 | 1 | 1 | 1 | 1 | 1 | 1 | 1 | 1 | 1 | 0
PG&E GBA | Metcalf | 115 | 0 | 0 | 0 | 0 | 0 | 0 | 0 | 0 | 0 | 0 | 0 | 0 | 0 | 0 | 0 | 0 | 0 | 0 | 0 | 0 |  | 0 | 1.8 | 0 | 0 | 0 | 0 | 0 | 0 | 0 | 0 | 0 | 0 | 0 | 0 | 0 | 0 | 0 | 0 | 0 | 1 | 0 |  | 0 | 2 | 0 | 0 | 0 | 0 | 0 | 0 | 0 | 0 | 0 | 0 | 0 | 0 | 0 | 0 | 0 | 0 | 0 |  | 1 | 4 | 1 | 1 | 1 | 1 | 1 | 1 | 1 | 1 | 1 | 1
PG&E GBA | Metcalf | 230 | 0 | 0 | 0 | 0 | 0 | 0 | 0 | 0 | 0 | 0 | 0 | 0 | 0 | 0 | 0 | 0 | 101.075 | 101.075 | 0 | 1 |  | 0 | 0 | 0 | 0 | 0 | 0 | 0 | 0 | 0 | 0 | 0 | 0 | 0 | 0 | 0 | 200 | 100 | 300 | 0 | 1 | 0 |  | 0 | 0 | 0 | 0 | 0 | 0 | 0 | 0 | 0 | 0 | 0 | 0 | 0 | 0 | 0 | 2 | 0 | 2 | 0 |  | 1 | 1 | 1 | 1 | 1 | 1 | 1 | 4 | 1 | 4 | 1 | 1
PG&E GBA | Metcalf | 500 | 0 | 0 | 0 | 0 | 0 | 0 | 0 | 0 | 0 | 0 | 0 | 0 | 0 | 0 | 0 | 0 | 0 | 0 | 0 | 0 |  | 0 | 0 | 0 | 0 | 0 | 0 | 0 | 0 | 0 | 0 | 0 | 0 | 0 | 0 | 0 | 0 | 0 | 0 | 0 | 0 | 0 |  | 0 | 0 | 0 | 0 | 0 | 0 | 0 | 0 | 0 | 0 | 0 | 0 | 0 | 0 | 0 | 0 | 0 | 0 | 0 |  | 1 | 1 | 1 | 1 | 1 | 1 | 1 | 1 | 1 | 1 | 1 | 0
PG&E KERN | Midway | 115 | 0 | 0 | 0 | 0 | 0 | 0 | 0 | 0 | 0 | 0 | 0 | 0 | 205 | 180 | 385 | 0 | 60 | 60 | 0 | 1 |  | 0 | 0 | 0 | 0 | 0 | 0 | 0 | 0 | 0 | 0 | 0 | 0 | 200 | 148 | 348 | 80 | 1 | 81 | 0 | 1 | 0 |  | 0 | 0 | 0 | 0 | 0 | 0 | 0 | 0 | 0 | 0 | 0 | 0 | 0 | 0 | 0 | 2 | 0 | 1 | 0 |  | 1 | 1 | 1 | 1 | 1 | 1 | 1 | 4 | 1 | 3 | 1 | 1
PG&E KERN | Midway | 230 | 0 | 0 | 0 | 0 | 0 | 0 | 0 | 0 | 0 | 0 | 0 | 0 | 0 | 0 | 0 | 0 | 0 | 0 | 0 | 0 |  | 0 | 0 | 0 | 0 | 0 | 0 | 0 | 0 | 0 | 0 | 0 | 0 | 0 | 0 | 0 | 0 | 0 | 0 | 0 | 0 | 0 |  | 0 | 0 | 0 | 0 | 0 | 0 | 0 | 0 | 0 | 0 | 0 | 0 | 0 | 0 | 0 | 0 | 0 | 0 | 0 |  | 1 | 1 | 1 | 1 | 1 | 1 | 1 | 1 | 1 | 1 | 1 | 0
PG&E KERN | Midway | 500 | 0 | 0 | 0 | 0 | 0 | 0 | 0 | 0 | 0 | 0 | 0 | 0 | 200 | 450 | 650 | 0 | 175 | 175 | 0 | 1 |  | 0 | 0 | 0 | 0 | 0 | 0 | 0 | 0 | 0 | 0 | 0 | 0 | 100 | 556 | 656 | 340 | 141 | 481 | 0 | 1 | 0 |  | 0 | 0 | 0 | 0 | 0 | 0 | 0 | 0 | 0 | 0 | 0 | 0 | 0 | 1 | 0 | 2 | 0 | 2 | 0 |  | 1 | 1 | 1 | 1 | 1 | 1 | 1 | 4 | 1 | 4 | 1 | 1
SDGE | Miguel | 230 | 0 | 0 | 0 | 0 | 0 | 0 | 0 | 0 | 0 | 0 | 0 | 0 | 0 | 0 | 0 | 0 | 0 | 0 | 0 | 0 |  | 0 | 0 | 0 | 0 | 0 | 0 | 0 | 0 | 0 | 0 | 0 | 0 | 0 | 0 | 0 | 9.75 | 0 | 9.75 | 0 | 1 | 5 |  | 0 | 0 | 0 | 0 | 0 | 0 | 0 | 0 | 0 | 0 | 0 | 0 | 0 | 0 | 0 | 2 | 0 | 2 | 0 |  | 1 | 1 | 1 | 1 | 1 | 1 | 1 | 5 | 1 | 5 | 1 | 1
SDGE | Miguel | 500 | 0 | 0 | 0 | 0 | 0 | 0 | 0 | 0 | 0 | 0 | 0 | 0 | 0 | 0 | 0 | 0 | 0 | 0 | 0 | 0 |  | 0 | 0 | 0 | 0 | 0 | 0 | 0 | 0 | 0 | 0 | 0 | 0 | 0 | 0 | 0 | 0 | 0 | 0 | 0 | 0 | 5 |  | 0 | 0 | 0 | 0 | 0 | 0 | 0 | 0 | 0 | 0 | 0 | 0 | 0 | 0 | 0 | 0 | 0 | 0 | 0 |  | 1 | 1 | 1 | 1 | 1 | 1 | 1 | 1 | 1 | 1 | 1 | 0
SDGE | Miguel | 69 | 0 | 0 | 0 | 0 | 0 | 0 | 0 | 0 | 0 | 0 | 0 | 0 | 0 | 0 | 0 | 9.75 | 0 | 9.75 | 0 | 1 |  | 0 | 0 | 0 | 0 | 0 | 0 | 0 | 0 | 0 | 0 | 0 | 0 | 0 | 0 | 0 | 0 | 0 | 0 | 0 | 0 | 4 |  | 0 | 0 | 0 | 0 | 0 | 0 | 0 | 0 | 0 | 0 | 0 | 0 | 0 | 0 | 0 | 0 | 0 | 0 | 0 |  | 1 | 1 | 1 | 1 | 1 | 1 | 1 | 1 | 1 | 1 | 1 | 0
PG&E GBA | Millbrae | 115 | 0 | 0 | 0 | 0 | 0 | 0 | 0 | 0 | 0 | 0 | 0 | 3.5 | 0 | 0 | 0 | 0 | 0 | 0 | 0 | 1 |  | 0 | 0 | 0 | 0 | 0 | 0 | 0 | 0 | 0 | 0 | 0 | 0 | 0 | 0 | 0 | 0 | 0 | 0 | 0 | 0 | 1 |  | 0 | 0 | 0 | 0 | 0 | 0 | 0 | 0 | 0 | 0 | 0 | 0 | 0 | 0 | 0 | 0 | 0 | 0 | 0 |  | 1 | 1 | 1 | 1 | 1 | 1 | 1 | 1 | 1 | 1 | 1 | 0
PG&E GBA | Miller | 115 | 0 | 0 | 0 | 0 | 0 | 0 | 0 | 0 | 0 | 0 | 0 | 0 | 0 | 0 | 0 | 0 | 0 | 0 | 0 | 0 |  | 0 | 0 | 0 | 0 | 0 | 0 | 0 | 0 | 0 | 0 | 0 | 0 | 0 | 0 | 0 | 0 | 0 | 0 | 0 | 0 | 0 |  | 0 | 0 | 0 | 0 | 0 | 0 | 0 | 0 | 0 | 0 | 0 | 0 | 0 | 0 | 0 | 0 | 0 | 0 | 0 |  | 1 | 1 | 1 | 1 | 1 | 1 | 1 | 1 | 1 | 1 | 1 | 0
SCE Metro | Mira Loma | 230 | 0 | 0 | 0 | 0 | 0 | 0 | 0 | 0 | 0 | 0 | 0 | 0 | 0 | 0 | 0 | 42 | 0 | 42 | 0 | 1 |  | 0 | 0 | 0 | 0 | 0 | 0 | 0 | 0 | 0 | 0 | 0 | 0 | 0 | 0 | 0 | 285 | 100 | 385 | 0 | 1 | 0 |  | 0 | 0 | 0 | 0 | 0 | 0 | 0 | 0 | 0 | 0 | 0 | 0 | 0 | 0 | 0 | 2 | 2 | 2 | 0 |  | 1 | 1 | 1 | 1 | 1 | 1 | 1 | 4 | 4 | 4 | 1 | 1
SCE Metro | Mira Loma | 500 | 0 | 0 | 0 | 0 | 0 | 0 | 0 | 0 | 0 | 0 | 0 | 0 | 0 | 0 | 0 | 0 | 0 | 0 | 0 | 0 |  | 0 | 0 | 0 | 0 | 0 | 0 | 0 | 0 | 0 | 0 | 0 | 0 | 0 | 0 | 0 | 0 | 0 | 0 | 0 | 0 | 0 |  | 0 | 0 | 0 | 0 | 0 | 0 | 0 | 0 | 0 | 0 | 0 | 0 | 0 | 0 | 0 | 0 | 0 | 0 | 0 |  | 1 | 1 | 1 | 1 | 1 | 1 | 1 | 1 | 1 | 1 | 1 | 0
SCE Eastern | Mirage | 115 | 0 | 0 | 0 | 0 | 0 | 0 | 0 | 0 | 0 | 0 | 0 | 0 | 0 | 0 | 0 | 0 | 0 | 0 | 0 | 0 |  | 0 | 0 | 0 | 0 | 0 | 0 | 0 | 0 | 0 | 0 | 0 | 0 | 0 | 0 | 0 | 0 | 0 | 0 | 0 | 0 | 1 |  | 0 | 0 | 0 | 0 | 0 | 0 | 0 | 0 | 0 | 0 | 0 | 0 | 0 | 0 | 0 | 0 | 0 | 0 | 0 |  | 1 | 1 | 1 | 1 | 1 | 1 | 1 | 1 | 1 | 1 | 1 | 0
SCE Eastern | Mirage | 230 | 500 | 0 | 0 | 0 | 0 | 0 | 0 | 0 | 0 | 0 | 0 | 0 | 0 | 0 | 0 | 50 | 0 | 50 | 0 | 1 |  | 790 | 0 | 0 | 0 | 0 | 0 | 0 | 0 | 0 | 0 | 0 | 0 | 0 | 0 | 0 | 50 | 0 | 50 | 0 | 1 | 1 |  | 2 | 0 | 0 | 0 | 0 | 0 | 0 | 0 | 0 | 0 | 0 | 0 | 0 | 0 | 0 | 0 | 0 | 0 | 0 |  | 5 | 1 | 1 | 1 | 1 | 1 | 1 | 1 | 1 | 1 | 1 | 1
SDGE | Mission | 138 | 0 | 0 | 0 | 0 | 0 | 0 | 0 | 0 | 0 | 0 | 0 | 0 | 0 | 0 | 0 | 0 | 0 | 0 | 0 | 0 |  | 0 | 0 | 0 | 0 | 0 | 0 | 0 | 0 | 0 | 0 | 0 | 0 | 0 | 0 | 0 | 0 | 0 | 0 | 0 | 0 | 2 |  | 0 | 0 | 0 | 0 | 0 | 0 | 0 | 0 | 0 | 0 | 0 | 0 | 0 | 0 | 0 | 0 | 0 | 0 | 0 |  | 1 | 1 | 1 | 1 | 1 | 1 | 1 | 1 | 1 | 1 | 1 | 0
SDGE | Mission | 230 | 0 | 0 | 0 | 0 | 0 | 0 | 0 | 0 | 0 | 0 | 0 | 0 | 0 | 0 | 0 | 0 | 0 | 0 | 0 | 0 |  | 0 | 0 | 0 | 0 | 0 | 0 | 0 | 0 | 0 | 0 | 0 | 0 | 0 | 0 | 0 | 9 | 0 | 9 | 0 | 1 | 3 |  | 0 | 0 | 0 | 0 | 0 | 0 | 0 | 0 | 0 | 0 | 0 | 0 | 0 | 0 | 0 | 2 | 0 | 2 | 0 |  | 1 | 1 | 1 | 1 | 1 | 1 | 1 | 5 | 1 | 5 | 1 | 1
SDGE | Mission | 69 | 0 | 0 | 0 | 0 | 0 | 0 | 0 | 0 | 0 | 0 | 0 | 0 | 0 | 0 | 0 | 0 | 0 | 0 | 0 | 0 |  | 0 | 0 | 0 | 0 | 0 | 0 | 0 | 0 | 0 | 0 | 0 | 0 | 0 | 0 | 0 | 0 | 0 | 0 | 0 | 0 | 2 |  | 0 | 0 | 0 | 0 | 0 | 0 | 0 | 0 | 0 | 0 | 0 | 0 | 0 | 0 | 0 | 0 | 0 | 0 | 0 |  | 1 | 1 | 1 | 1 | 1 | 1 | 1 | 1 | 1 | 1 | 1 | 0
PG&E GBA | Mi-Wuk | 115 | 0 | 0 | 0 | 0 | 0 | 0 | 0 | 0 | 0 | 0 | 0 | 0 | 0 | 0 | 0 | 0 | 0 | 0 | 0 | 0 |  | 0 | 0 | 0 | 0 | 0 | 0 | 0 | 0 | 0 | 0 | 0 | 0 | 0 | 0 | 0 | 0 | 0 | 0 | 0 | 0 | 0 |  | 0 | 0 | 0 | 0 | 0 | 0 | 0 | 0 | 0 | 0 | 0 | 0 | 0 | 0 | 0 | 0 | 0 | 0 | 0 |  | 1 | 1 | 1 | 1 | 1 | 1 | 1 | 1 | 1 | 1 | 1 | 0
EOP | Mohave | 500 | 0 | 0 | 492 | 126.5 | 618.5 | 0 | 0 | 0 | 0 | 0 | 0 | 0 | 0 | 587 | 587 | 0 | 150 | 150 | 0 | 1 |  | 0 | 0 | 0 | 0 | 0 | 0 | 0 | 0 | 0 | 0 | 0 | 0 | 0 | 700 | 700 | 500 | 0 | 500 | 0 | 1 | 0 |  | 0 | 0 | 0 | 0 | 0 | 0 | 0 | 0 | 0 | 0 | 0 | 0 | 0 | 1 | 1 | 2 | 0 | 2 | 0 |  | 1 | 1 | 1 | 1 | 1 | 1 | 3 | 4 | 1 | 4 | 1 | 1
PG&E NGBA | Monroe | 115 | 0 | 0 | 0 | 0 | 0 | 0 | 0 | 0 | 0 | 0 | 0 | 0 | 0 | 0 | 0 | 0 | 0 | 0 | 0 | 0 |  | 0 | 0 | 0 | 0 | 0 | 0 | 0 | 0 | 0 | 0 | 0 | 0 | 0 | 0 | 0 | 0 | 0 | 0 | 0 | 0 | 1 |  | 0 | 0 | 0 | 0 | 0 | 0 | 0 | 0 | 0 | 0 | 0 | 0 | 0 | 0 | 0 | 0 | 0 | 0 | 0 |  | 1 | 1 | 1 | 1 | 1 | 1 | 1 | 1 | 1 | 1 | 1 | 0
SDGE | Monserate | 69 | 0 | 0 | 0 | 0 | 0 | 0 | 0 | 0 | 0 | 0 | 0 | 0 | 0 | 0 | 0 | 0 | 0 | 0 | 0 | 0 |  | 0 | 0 | 0 | 0 | 0 | 0 | 0 | 0 | 0 | 0 | 0 | 0 | 0 | 0 | 0 | 0 | 0 | 0 | 0 | 0 | 1 |  | 0 | 0 | 0 | 0 | 0 | 0 | 0 | 0 | 0 | 0 | 0 | 0 | 0 | 0 | 0 | 0 | 0 | 0 | 0 |  | 1 | 1 | 1 | 1 | 1 | 1 | 1 | 1 | 1 | 1 | 1 | 0
PG&E GBA | Monta Vista | 115 | 0 | 0 | 0 | 0 | 0 | 0 | 0 | 0 | 0 | 0 | 0 | 0 | 0 | 0 | 0 | 0 | 0 | 0 | 0 | 0 |  | 0 | 0 | 0 | 0 | 0 | 0 | 0 | 0 | 0 | 0 | 0 | 0 | 0 | 0 | 0 | 0 | 0 | 0 | 0 | 0 | 1 |  | 0 | 0 | 0 | 0 | 0 | 0 | 0 | 0 | 0 | 0 | 0 | 0 | 0 | 0 | 0 | 0 | 0 | 0 | 0 |  | 1 | 1 | 1 | 1 | 1 | 1 | 1 | 1 | 1 | 1 | 1 | 0
PG&E GBA | Monta Vista | 230 | 0 | 0 | 0 | 0 | 0 | 0 | 0 | 0 | 0 | 0 | 0 | 0 | 0 | 0 | 0 | 0 | 0 | 0 | 0 | 0 |  | 0 | 0 | 0 | 0 | 0 | 0 | 0 | 0 | 0 | 0 | 0 | 0 | 0 | 0 | 0 | 0 | 0 | 0 | 0 | 0 | 1 |  | 0 | 0 | 0 | 0 | 0 | 0 | 0 | 0 | 0 | 0 | 0 | 0 | 0 | 0 | 0 | 0 | 0 | 0 | 0 |  | 1 | 1 | 1 | 1 | 1 | 1 | 1 | 1 | 1 | 1 | 1 | 0
PG&E GBA | Monta Vista | 60 | 0 | 0 | 0 | 0 | 0 | 0 | 0 | 0 | 0 | 0 | 0 | 0 | 0 | 0 | 0 | 0 | 0 | 0 | 0 | 0 |  | 0 | 0 | 0 | 0 | 0 | 0 | 0 | 0 | 0 | 0 | 0 | 0 | 0 | 0 | 0 | 0 | 0 | 0 | 0 | 0 | 1 |  | 0 | 0 | 0 | 0 | 0 | 0 | 0 | 0 | 0 | 0 | 0 | 0 | 0 | 0 | 0 | 0 | 0 | 0 | 0 |  | 1 | 1 | 1 | 1 | 1 | 1 | 1 | 1 | 1 | 1 | 1 | 0
PG&E NGBA | Monticello | 115 | 0 | 0 | 0 | 0 | 0 | 0 | 0 | 0 | 0 | 0 | 0 | 0 | 0 | 0 | 0 | 0 | 0 | 0 | 0 | 0 |  | 0 | 0 | 0 | 0 | 0 | 0 | 0 | 0 | 0 | 0 | 0 | 0 | 0 | 0 | 0 | 0 | 0 | 0 | 0 | 0 | 2 |  | 0 | 0 | 0 | 0 | 0 | 0 | 0 | 0 | 0 | 0 | 0 | 0 | 0 | 0 | 0 | 0 | 0 | 0 | 0 |  | 1 | 1 | 1 | 1 | 1 | 1 | 1 | 1 | 1 | 1 | 1 | 0
SCE Northern | Moorpark | 230 | 0 | 0 | 0 | 0 | 0 | 0 | 0 | 0 | 0 | 0 | 0 | 0 | 0 | 0 | 0 | 350 | 0 | 350 | 0 | 1 |  | 0 | 0 | 0 | 0 | 0 | 0 | 0 | 0 | 0 | 0 | 0 | 0 | 0 | 0 | 0 | 434.9 | 0 | 434.9 | 0 | 1 | 0 |  | 0 | 0 | 0 | 0 | 0 | 0 | 0 | 0 | 0 | 0 | 0 | 0 | 0 | 0 | 0 | 1 | 0 | 1 | 0 |  | 1 | 1 | 1 | 1 | 1 | 1 | 1 | 3 | 1 | 3 | 1 | 1
SCE Northern | Moorpark | 66 | 0 | 0 | 0 | 0 | 0 | 0 | 0 | 0 | 0 | 0 | 0 | 0 | 0 | 0 | 0 | 0 | 0 | 0 | 0 | 0 |  | 0 | 0 | 0 | 0 | 0 | 0 | 0 | 0 | 0 | 0 | 0 | 0 | 0 | 0 | 0 | 0 | 0 | 0 | 0 | 0 | 0 |  | 0 | 0 | 0 | 0 | 0 | 0 | 0 | 0 | 0 | 0 | 0 | 0 | 0 | 0 | 0 | 0 | 0 | 0 | 0 |  | 1 | 1 | 1 | 1 | 1 | 1 | 1 | 1 | 1 | 1 | 1 | 0
PG&E GBA | Moraga | 115 | 0 | 0 | 0 | 0 | 0 | 0 | 0 | 0 | 0 | 0 | 0 | 0 | 0 | 0 | 0 | 0 | 0 | 0 | 0 | 0 |  | 0 | 0 | 0 | 0 | 0 | 0 | 0 | 0 | 0 | 0 | 0 | 0 | 0 | 0 | 0 | 0 | 0 | 0 | 0 | 0 | 1 |  | 0 | 0 | 0 | 0 | 0 | 0 | 0 | 0 | 0 | 0 | 0 | 0 | 0 | 0 | 0 | 0 | 0 | 0 | 0 |  | 1 | 1 | 1 | 1 | 1 | 1 | 1 | 1 | 1 | 1 | 1 | 0
PG&E GBA | Moraga | 230 | 0 | 0 | 0 | 0 | 0 | 0 | 0 | 0 | 0 | 0 | 0 | 0 | 0 | 0 | 0 | 0 | 0 | 0 | 0 | 0 |  | 0 | 0 | 0 | 0 | 0 | 0 | 0 | 0 | 0 | 0 | 0 | 0 | 0 | 0 | 0 | 0 | 0 | 0 | 0 | 0 | 1 |  | 0 | 0 | 0 | 0 | 0 | 0 | 0 | 0 | 0 | 0 | 0 | 0 | 0 | 0 | 0 | 0 | 0 | 0 | 0 |  | 1 | 1 | 1 | 1 | 1 | 1 | 1 | 1 | 1 | 1 | 1 | 0
PG&E GBA | Morgan Hill | 115 | 0 | 0 | 0 | 0 | 0 | 0 | 0 | 0 | 0 | 0 | 0 | 0 | 0 | 0 | 0 | 0 | 0 | 0 | 0 | 0 |  | 0 | 0 | 0 | 0 | 0 | 0 | 0 | 0 | 0 | 0 | 0 | 0 | 0 | 0 | 0 | 0 | 0 | 0 | 0 | 0 | 1 |  | 0 | 0 | 0 | 0 | 0 | 0 | 0 | 0 | 0 | 0 | 0 | 0 | 0 | 0 | 0 | 0 | 0 | 0 | 0 |  | 1 | 1 | 1 | 1 | 1 | 1 | 1 | 1 | 1 | 1 | 1 | 0
PG&E KERN | Morro Bay | 115 | 0 | 0 | 0 | 0 | 0 | 0 | 0 | 0 | 0 | 0 | 0 | 0 | 0 | 0 | 0 | 0 | 0 | 0 | 0 | 0 |  | 0 | 0 | 0 | 0 | 0 | 0 | 0 | 0 | 0 | 0 | 0 | 0 | 0 | 0 | 0 | 0 | 0 | 0 | 0 | 0 | 1 |  | 0 | 0 | 0 | 0 | 0 | 0 | 0 | 0 | 0 | 0 | 0 | 0 | 0 | 0 | 0 | 0 | 0 | 0 | 0 |  | 1 | 1 | 1 | 1 | 1 | 1 | 1 | 1 | 1 | 1 | 1 | 0
PG&E KERN | Morro Bay | 230 | 0 | 0 | 0 | 0 | 0 | 0 | 0 | 0 | 0 | 0 | 0 | 0 | 0 | 0 | 0 | 0 | 0 | 0 | 0 | 0 |  | 0 | 0 | 0 | 0 | 0 | 0 | 0 | 0 | 0 | 0 | 0 | 0 | 0 | 0 | 0 | 0 | 0 | 0 | 0 | 0 | 0 |  | 0 | 0 | 0 | 0 | 0 | 0 | 0 | 0 | 0 | 0 | 0 | 0 | 0 | 0 | 0 | 0 | 0 | 0 | 0 |  | 1 | 1 | 1 | 1 | 1 | 1 | 1 | 1 | 1 | 1 | 1 | 0
PG&E KERN | Morro Bay | 500 | 0 | 0 | 0 | 0 | 0 | 0 | 0 | 0 | 0 | 0 | 0 | 0 | 0 | 0 | 0 | 0 | 0 | 0 | 0 | 0 |  | 0 | 0 | 0 | 0 | 0 | 0 | 0 | 0 | 0 | 0 | 0 | 0 | 0 | 0 | 0 | 0 | 0 | 0 | 0 | 0 | 0 |  | 0 | 0 | 0 | 0 | 0 | 0 | 0 | 0 | 0 | 0 | 0 | 0 | 0 | 0 | 0 | 0 | 0 | 0 | 0 |  | 1 | 1 | 1 | 1 | 1 | 1 | 1 | 1 | 1 | 1 | 1 | 0
PG&E GBA | Moss Landing | 115 | 0 | 0 | 0 | 0 | 0 | 0 | 0 | 0 | 0 | 0 | 0 | 0 | 0 | 0 | 0 | 0 | 0 | 0 | 0 | 0 |  | 0 | 0 | 0 | 0 | 0 | 0 | 0 | 0 | 0 | 0 | 0 | 0 | 0 | 0 | 0 | 0 | 0 | 0 | 0 | 0 | 0 |  | 0 | 0 | 0 | 0 | 0 | 0 | 0 | 0 | 0 | 0 | 0 | 0 | 0 | 0 | 0 | 0 | 0 | 0 | 0 |  | 1 | 1 | 1 | 1 | 1 | 1 | 1 | 1 | 1 | 1 | 1 | 0
PG&E GBA | Moss Landing | 230 | 0 | 0 | 0 | 0 | 0 | 0 | 0 | 0 | 0 | 0 | 0 | 0 | 0 | 0 | 0 | 0 | 0 | 0 | 0 | 0 |  | 0 | 0 | 0 | 0 | 0 | 0 | 0 | 0 | 0 | 0 | 0 | 0 | 0 | 0 | 0 | 0 | 0 | 0 | 0 | 0 | 0 |  | 0 | 0 | 0 | 0 | 0 | 0 | 0 | 0 | 0 | 0 | 0 | 0 | 0 | 0 | 0 | 0 | 0 | 0 | 0 |  | 1 | 1 | 1 | 1 | 1 | 1 | 1 | 1 | 1 | 1 | 1 | 0
PG&E GBA | Moss Landing | 500 | 0 | 0 | 0 | 0 | 0 | 0 | 0 | 0 | 0 | 0 | 0 | 0 | 0 | 0 | 0 | 0 | 0 | 0 | 0 | 0 |  | 0 | 0 | 0 | 0 | 0 | 0 | 0 | 0 | 0 | 0 | 0 | 0 | 0 | 0 | 0 | 0 | 0 | 0 | 0 | 0 | 0 |  | 0 | 0 | 0 | 0 | 0 | 0 | 0 | 0 | 0 | 0 | 0 | 0 | 0 | 0 | 0 | 0 | 0 | 0 | 0 |  | 1 | 1 | 1 | 1 | 1 | 1 | 1 | 1 | 1 | 1 | 1 | 0
EOP | Mountain Pass | 115 | 0 | 0 | 0 | 0 | 0 | 0 | 0 | 0 | 0 | 0 | 0 | 0 | 0 | 0 | 0 | 0 | 0 | 0 | 0 | 0 |  | 0 | 0 | 0 | 0 | 0 | 0 | 0 | 0 | 0 | 0 | 0 | 0 | 0 | 0 | 0 | 0 | 0 | 0 | 0 | 0 | 1 |  | 0 | 0 | 0 | 0 | 0 | 0 | 0 | 0 | 0 | 0 | 0 | 0 | 0 | 0 | 0 | 0 | 0 | 0 | 0 |  | 1 | 1 | 1 | 1 | 1 | 1 | 1 | 1 | 1 | 1 | 1 | 0
PG&E GBA | Mountain View | 115 | 0 | 0 | 0 | 0 | 0 | 0 | 0 | 0 | 0 | 0 | 0 | 0 | 0 | 0 | 0 | 0 | 0 | 0 | 0 | 0 |  | 0 | 0 | 0 | 0 | 0 | 0 | 0 | 0 | 0 | 0 | 0 | 0 | 0 | 0 | 0 | 0 | 0 | 0 | 0 | 0 | 1 |  | 0 | 0 | 0 | 0 | 0 | 0 | 0 | 0 | 0 | 0 | 0 | 0 | 0 | 0 | 0 | 0 | 0 | 0 | 0 |  | 1 | 1 | 1 | 1 | 1 | 1 | 1 | 1 | 1 | 1 | 1 | 0
PG&E GBA | Mt Eden | 115 | 0 | 0 | 0 | 0 | 0 | 0 | 0 | 0 | 0 | 0 | 0 | 0 | 0 | 0 | 0 | 0 | 0 | 0 | 0 | 0 |  | 0 | 0 | 0 | 0 | 0 | 0 | 0 | 0 | 0 | 0 | 0 | 0 | 0 | 0 | 0 | 0 | 0 | 0 | 0 | 0 | 1 |  | 0 | 0 | 0 | 0 | 0 | 0 | 0 | 0 | 0 | 0 | 0 | 0 | 0 | 0 | 0 | 0 | 0 | 0 | 0 |  | 1 | 1 | 1 | 1 | 1 | 1 | 1 | 1 | 1 | 1 | 1 | 0
PG&E KERN | Mt Poso | 115 | 0 | 0 | 0 | 0 | 0 | 0 | 0 | 0 | 0 | 0 | 0 | 0 | 0 | 0 | 0 | 0 | 0 | 0 | 0 | 0 |  | 0 | 0 | 0 | 0 | 0 | 0 | 0 | 0 | 0 | 0 | 0 | 0 | 0 | 0 | 0 | 0 | 0 | 0 | 0 | 0 | 0 |  | 0 | 0 | 0 | 0 | 0 | 0 | 0 | 0 | 0 | 0 | 0 | 0 | 0 | 0 | 0 | 0 | 0 | 0 | 0 |  | 1 | 1 | 1 | 1 | 1 | 1 | 1 | 1 | 1 | 1 | 1 | 0
SDGE | Murray | 69 | 0 | 0 | 0 | 0 | 0 | 0 | 0 | 0 | 0 | 0 | 0 | 0 | 0 | 0 | 0 | 9 | 0 | 9 | 0 | 1 |  | 0 | 0 | 0 | 0 | 0 | 0 | 0 | 0 | 0 | 0 | 0 | 0 | 0 | 0 | 0 | 0 | 0 | 0 | 0 | 0 | 2 |  | 0 | 0 | 0 | 0 | 0 | 0 | 0 | 0 | 0 | 0 | 0 | 0 | 0 | 0 | 0 | 0 | 0 | 0 | 0 |  | 1 | 1 | 1 | 1 | 1 | 1 | 1 | 1 | 1 | 1 | 1 | 0
PG&E FRESNO | Mustang | 230 | 0 | 0 | 0 | 0 | 0 | 0 | 0 | 0 | 0 | 0 | 0 | 0 | 131.5 | 175 | 306.5 | 0 | 60 | 60 | 0 | 1 |  | 0 | 0 | 0 | 0 | 0 | 0 | 0 | 0 | 0 | 0 | 0 | 0 | 106.5 | 200 | 306.5 | 0 | 50 | 50 | 0 | 1 | 1 |  | 0 | 0 | 0 | 0 | 0 | 0 | 0 | 0 | 0 | 0 | 0 | 0 | 0 | 1 | 0 | 0 | 0 | 0 | 0 |  | 1 | 1 | 1 | 1 | 1 | 1 | 1 | 1 | 1 | 1 | 1 | 0
SCE Northern | Neenach | 66 | 0 | 0 | 0 | 0 | 0 | 0 | 0 | 0 | 0 | 0 | 0 | 0 | 0 | 0 | 0 | 0 | 0 | 0 | 0 | 0 |  | 0 | 0 | 0 | 0 | 0 | 0 | 0 | 0 | 0 | 0 | 0 | 0 | 0 | 0 | 0 | 0 | 0 | 0 | 0 | 0 | 0 |  | 0 | 0 | 0 | 0 | 0 | 0 | 0 | 0 | 0 | 0 | 0 | 0 | 0 | 0 | 0 | 0 | 0 | 0 | 0 |  | 1 | 1 | 1 | 1 | 1 | 1 | 1 | 1 | 1 | 1 | 1 | 0
PG&E KERN | New Sub - Gates - Midway (Proposed) | 230 | 0 | 0 | 0 | 0 | 0 | 0 | 0 | 0 | 0 | 0 | 0 | 0 | 0 | 440 | 440 | 238.5 | 0 | 238.5 | 0 | 1 |  | 0 | 0 | 0 | 0 | 0 | 0 | 0 | 0 | 0 | 0 | 0 | 0 | 0 | 0 | 0 | 0 | 0 | 0 | 0 | 0 | 0 |  | 0 | 0 | 0 | 0 | 0 | 0 | 0 | 0 | 0 | 0 | 0 | 0 | 0 | 0 | 0 | 0 | 0 | 0 | 0 |  | 1 | 1 | 1 | 1 | 1 | 1 | 1 | 1 | 1 | 1 | 1 | 0
PG&E KERN | New Sub - Gates - Templeton (Proposed) | 230 | 0 | 0 | 0 | 0 | 0 | 0 | 0 | 0 | 0 | 0 | 0 | 0 | 0 | 0 | 0 | 0 | 0 | 0 | 0 | 0 |  | 0 | 0 | 0 | 0 | 0 | 0 | 0 | 0 | 0 | 0 | 0 | 0 | 0 | 0 | 0 | 0 | 0 | 0 | 0 | 0 | 1 |  | 0 | 0 | 0 | 0 | 0 | 0 | 0 | 0 | 0 | 0 | 0 | 0 | 0 | 0 | 0 | 0 | 0 | 0 | 0 |  | 1 | 1 | 1 | 1 | 1 | 1 | 1 | 1 | 1 | 1 | 1 | 0
SCE NOL | New Sub - Kramer - Lugo (Proposed) | 230 | 0 | 0 | 0 | 0 | 0 | 0 | 0 | 0 | 0 | 0 | 0 | 0 | 0 | 0 | 0 | 0 | 0 | 0 | 0 | 0 |  | 0 | 0 | 0 | 0 | 0 | 0 | 0 | 0 | 0 | 0 | 0 | 0 | 0 | 0 | 0 | 0 | 0 | 0 | 0 | 0 | 3 |  | 0 | 0 | 0 | 0 | 0 | 0 | 0 | 0 | 0 | 0 | 0 | 0 | 0 | 0 | 0 | 0 | 0 | 0 | 0 |  | 1 | 1 | 1 | 1 | 1 | 1 | 1 | 1 | 1 | 1 | 1 | 0
PG&E FRESNO | New Sub - Los Banos - Midway (Proposed) | 500 | 0 | 0 | 0 | 0 | 0 | 0 | 0 | 0 | 0 | 0 | 0 | 0 | 0 | 0 | 0 | 0 | 0 | 0 | 0 | 0 |  | 0 | 0 | 0 | 0 | 0 | 0 | 0 | 0 | 0 | 0 | 0 | 0 | 0 | 0 | 0 | 0 | 0 | 0 | 0 | 0 | 0 |  | 0 | 0 | 0 | 0 | 0 | 0 | 0 | 0 | 0 | 0 | 0 | 0 | 0 | 0 | 0 | 0 | 0 | 0 | 0 |  | 1 | 1 | 1 | 1 | 1 | 1 | 1 | 1 | 1 | 1 | 1 | 0
SCE NOL | New Sub - Lugo - Pisgah (Proposed) | 230 | 0 | 0 | 150 | 0 | 150 | 0 | 0 | 0 | 0 | 0 | 0 | 0 | 0 | 0 | 0 | 0 | 0 | 0 | 0 | 1 |  | 0 | 0 | 100 | 50 | 150 | 0 | 0 | 0 | 0 | 0 | 0 | 0 | 0 | 0 | 0 | 0 | 0 | 0 | 0 | 1 | 1 |  | 0 | 0 | 0 | 2 | 0 | 0 | 0 | 0 | 0 | 0 | 0 | 0 | 0 | 0 | 0 | 0 | 0 | 0 | 0 |  | 1 | 1 | 1 | 1 | 1 | 1 | 1 | 1 | 1 | 1 | 1 | 0
PG&E KERN | New Sub - Midway - Wheeler Ridge (Proposed) | 230 | 0 | 0 | 0 | 0 | 0 | 0 | 0 | 0 | 0 | 0 | 0 | 0 | 0 | 150 | 150 | 92 | 0 | 92 | 0 | 1 |  | 0 | 0 | 0 | 0 | 0 | 0 | 0 | 0 | 0 | 0 | 0 | 0 | 0 | 150 | 150 | 92 | 0 | 92 | 0 | 1 | 0 |  | 0 | 0 | 0 | 0 | 0 | 0 | 0 | 0 | 0 | 0 | 0 | 0 | 0 | 0 | 0 | 0 | 0 | 0 | 0 |  | 1 | 1 | 1 | 1 | 1 | 1 | 1 | 1 | 1 | 1 | 1 | 0
PG&E NGBA | New Sub - Near existing Leavitt (PSREC) | 345 | 0 | 0 | 300 | 0 | 300 | 0 | 0 | 0 | 0 | 0 | 0 | 0 | 0 | 0 | 0 | 0 | 0 | 0 | 0 | 1 |  | 0 | 0 | 0 | 0 | 0 | 0 | 0 | 0 | 0 | 0 | 0 | 0 | 0 | 0 | 0 | 0 | 0 | 0 | 0 | 0 | 0 |  | 0 | 0 | 0 | 0 | 0 | 0 | 0 | 0 | 0 | 0 | 0 | 0 | 0 | 0 | 0 | 0 | 0 | 0 | 0 |  | 1 | 1 | 1 | 1 | 1 | 1 | 1 | 1 | 1 | 1 | 1 | 0
PG&E NGBA | New Sub - Near existing Madeline (NVE) | 345 | 0 | 0 | 700 | 0 | 700 | 0 | 0 | 0 | 0 | 0 | 0 | 0 | 0 | 0 | 0 | 0 | 0 | 0 | 0 | 1 |  | 0 | 0 | 0 | 0 | 0 | 0 | 0 | 0 | 0 | 0 | 0 | 0 | 0 | 0 | 0 | 0 | 0 | 0 | 0 | 0 | 0 |  | 0 | 0 | 0 | 0 | 0 | 0 | 0 | 0 | 0 | 0 | 0 | 0 | 0 | 0 | 0 | 0 | 0 | 0 | 0 |  | 1 | 1 | 1 | 1 | 1 | 1 | 1 | 1 | 1 | 1 | 1 | 0
SDGE | New Sub - North Gila - IV (Proposed) | 500 | 0 | 0 | 0 | 0 | 0 | 0 | 0 | 0 | 0 | 0 | 0 | 0 | 0 | 0 | 0 | 0 | 0 | 0 | 0 | 0 |  | 0 | 0 | 0 | 0 | 0 | 0 | 0 | 0 | 0 | 0 | 0 | 0 | 0 | 0 | 0 | 0 | 0 | 0 | 0 | 0 | 4 |  | 0 | 0 | 0 | 0 | 0 | 0 | 0 | 0 | 0 | 0 | 0 | 0 | 0 | 0 | 0 | 0 | 0 | 0 | 0 |  | 1 | 1 | 1 | 1 | 1 | 1 | 1 | 1 | 1 | 1 | 1 | 0
PG&E NGBA | New Sub - Pit 1 - Cottonwood (Proposed) | 230 | 0 | 0 | 200 | 6 | 206 | 0 | 0 | 0 | 0 | 0 | 0 | 0 | 0 | 0 | 0 | 0 | 0 | 0 | 0 | 1 |  | 0 | 0 | 200 | 10 | 210 | 0 | 0 | 0 | 0 | 0 | 0 | 0 | 0 | 0 | 0 | 0 | 0 | 0 | 0 | 1 | 0 |  | 0 | 0 | 0 | 2 | 0 | 0 | 0 | 0 | 0 | 0 | 0 | 0 | 0 | 0 | 0 | 0 | 0 | 0 | 0 |  | 1 | 1 | 1 | 1 | 1 | 1 | 1 | 1 | 1 | 1 | 1 | 0
PG&E GBA | New Sub - Rancho Seco - Bellota (Proposed) | 230 | 0 | 0 | 0 | 0 | 0 | 0 | 0 | 0 | 0 | 0 | 0 | 0 | 0 | 0 | 0 | 0 | 0 | 0 | 0 | 0 |  | 0 | 0 | 0 | 0 | 0 | 0 | 0 | 0 | 0 | 0 | 0 | 0 | 0 | 0 | 0 | 0 | 0 | 0 | 0 | 0 | 0 |  | 0 | 0 | 0 | 0 | 0 | 0 | 0 | 0 | 0 | 0 | 0 | 0 | 0 | 0 | 0 | 0 | 0 | 0 | 0 |  | 1 | 1 | 1 | 1 | 1 | 1 | 1 | 1 | 1 | 1 | 1 | 0
SDGE | New Sub - Suncrest - Ocotillo (Proposed) | 500 | 0 | 0 | 300 | 100 | 400 | 0 | 0 | 0 | 0 | 0 | 0 | 0 | 0 | 0 | 0 | 0 | 0 | 0 | 0 | 1 |  | 0 | 0 | 350 | 50 | 400 | 0 | 0 | 0 | 0 | 0 | 0 | 0 | 0 | 0 | 0 | 0 | 0 | 0 | 0 | 1 | 4 |  | 0 | 0 | 1 | 0 | 0 | 0 | 0 | 0 | 0 | 0 | 0 | 0 | 0 | 0 | 0 | 0 | 0 | 0 | 0 |  | 1 | 1 | 3 | 1 | 1 | 1 | 1 | 1 | 1 | 1 | 1 | 1
PG&E FRESNO | New Sub - Westley - Quinto (Proposed) | 230 | 0 | 0 | 0 | 0 | 0 | 0 | 0 | 0 | 0 | 0 | 0 | 0 | 0 | 0 | 0 | 0 | 0 | 0 | 0 | 0 |  | 0 | 0 | 0 | 0 | 0 | 0 | 0 | 0 | 0 | 0 | 0 | 0 | 0 | 0 | 0 | 0 | 0 | 0 | 0 | 0 | 1 |  | 0 | 0 | 0 | 0 | 0 | 0 | 0 | 0 | 0 | 0 | 0 | 0 | 0 | 0 | 0 | 0 | 0 | 0 | 0 |  | 1 | 1 | 1 | 1 | 1 | 1 | 1 | 1 | 1 | 1 | 1 | 0
PG&E GBA | Newark | 115 | 0 | 0 | 0 | 0 | 0 | 0 | 0 | 0 | 0 | 0 | 0 | 0 | 0 | 0 | 0 | 0 | 0 | 0 | 0 | 0 |  | 0 | 0 | 0 | 0 | 0 | 0 | 0 | 0 | 0 | 0 | 0 | 0 | 0 | 0 | 0 | 0 | 0 | 0 | 0 | 0 | 0 |  | 0 | 0 | 0 | 0 | 0 | 0 | 0 | 0 | 0 | 0 | 0 | 0 | 0 | 0 | 0 | 0 | 0 | 0 | 0 |  | 1 | 1 | 1 | 1 | 1 | 1 | 1 | 1 | 1 | 1 | 1 | 0
PG&E GBA | Newark | 230 | 0 | 0 | 0 | 0 | 0 | 0 | 0 | 0 | 0 | 0 | 0 | 0 | 0 | 0 | 0 | 0 | 0 | 0 | 0 | 0 |  | 0 | 0 | 0 | 0 | 0 | 0 | 0 | 0 | 0 | 0 | 0 | 0 | 0 | 0 | 0 | 0 | 0 | 0 | 0 | 0 | 0 |  | 0 | 0 | 0 | 0 | 0 | 0 | 0 | 0 | 0 | 0 | 0 | 0 | 0 | 0 | 0 | 0 | 0 | 0 | 0 |  | 1 | 1 | 1 | 1 | 1 | 1 | 1 | 1 | 1 | 1 | 1 | 0
PG&E GBA | Newark | 60 | 0 | 0 | 0 | 0 | 0 | 0 | 0 | 0 | 0 | 0 | 0 | 2.5 | 0 | 0 | 0 | 0 | 0 | 0 | 0 | 1 |  | 0 | 0 | 0 | 0 | 0 | 0 | 0 | 0 | 0 | 0 | 0 | 0 | 0 | 0 | 0 | 0 | 0 | 0 | 0 | 0 | 0 |  | 0 | 0 | 0 | 0 | 0 | 0 | 0 | 0 | 0 | 0 | 0 | 0 | 0 | 0 | 0 | 0 | 0 | 0 | 0 |  | 1 | 1 | 1 | 1 | 1 | 1 | 1 | 1 | 1 | 1 | 1 | 0
PG&E FRESNO | Newhall | 115 | 0 | 0 | 0 | 0 | 0 | 0 | 0 | 0 | 0 | 0 | 0 | 0 | 0 | 0 | 0 | 0 | 0 | 0 | 0 | 0 |  | 0 | 0 | 0 | 0 | 0 | 0 | 0 | 0 | 0 | 0 | 0 | 0 | 0 | 0 | 0 | 0 | 0 | 0 | 0 | 0 | 1 |  | 0 | 0 | 0 | 0 | 0 | 0 | 0 | 0 | 0 | 0 | 0 | 0 | 0 | 0 | 0 | 0 | 0 | 0 | 0 |  | 1 | 1 | 1 | 1 | 1 | 1 | 1 | 1 | 1 | 1 | 1 | 0
PG&E KERN | Norco | 115 | 0 | 0.8 | 0 | 0 | 0 | 0 | 0 | 0 | 0 | 0 | 0 | 0 | 0 | 0 | 0 | 0 | 0 | 0 | 0 | 1 |  | 0 | 0 | 0 | 0 | 0 | 0 | 0 | 0 | 0 | 0 | 0 | 0 | 0 | 0 | 0 | 0 | 0 | 0 | 0 | 0 | 0 |  | 0 | 0 | 0 | 0 | 0 | 0 | 0 | 0 | 0 | 0 | 0 | 0 | 0 | 0 | 0 | 0 | 0 | 0 | 0 |  | 1 | 1 | 1 | 1 | 1 | 1 | 1 | 1 | 1 | 1 | 1 | 0
PG&E GBA | Nortech | 115 | 0 | 0 | 0 | 0 | 0 | 0 | 0 | 0 | 0 | 0 | 0 | 0 | 0 | 0 | 0 | 0 | 0 | 0 | 0 | 0 |  | 0 | 0 | 0 | 0 | 0 | 0 | 0 | 0 | 0 | 0 | 0 | 0 | 0 | 0 | 0 | 0 | 0 | 0 | 0 | 0 | 1 |  | 0 | 0 | 0 | 0 | 0 | 0 | 0 | 0 | 0 | 0 | 0 | 0 | 0 | 0 | 0 | 0 | 0 | 0 | 0 |  | 1 | 1 | 1 | 1 | 1 | 1 | 1 | 1 | 1 | 1 | 1 | 0
SDGE | North City Metering | 138 | 0 | 0 | 0 | 0 | 0 | 0 | 0 | 0 | 0 | 0 | 0 | 0 | 0 | 0 | 0 | 0 | 0 | 0 | 0 | 0 |  | 0 | 0 | 0 | 0 | 0 | 0 | 0 | 0 | 0 | 0 | 0 | 0 | 0 | 0 | 0 | 0 | 0 | 0 | 0 | 0 | 3 |  | 0 | 0 | 0 | 0 | 0 | 0 | 0 | 0 | 0 | 0 | 0 | 0 | 0 | 0 | 0 | 0 | 0 | 0 | 0 |  | 1 | 1 | 1 | 1 | 1 | 1 | 1 | 1 | 1 | 1 | 1 | 0
PG&E GBA | North Dublin | 230 | 0 | 0 | 0 | 0 | 0 | 0 | 0 | 0 | 0 | 0 | 0 | 0 | 0 | 0 | 0 | 0 | 0 | 0 | 0 | 0 |  | 0 | 0 | 0 | 0 | 0 | 0 | 0 | 0 | 0 | 0 | 0 | 0 | 0 | 0 | 0 | 0 | 0 | 0 | 0 | 0 | 0 |  | 0 | 0 | 0 | 0 | 0 | 0 | 0 | 0 | 0 | 0 | 0 | 0 | 0 | 0 | 0 | 0 | 0 | 0 | 0 |  | 1 | 1 | 1 | 1 | 1 | 1 | 1 | 1 | 1 | 1 | 1 | 0
SDGE | North Gila | 500 | 0 | 0 | 0 | 0 | 0 | 0 | 0 | 0 | 0 | 0 | 0 | 0 | 0 | 0 | 0 | 0 | 0 | 0 | 0 | 0 |  | 0 | 0 | 0 | 0 | 0 | 0 | 0 | 0 | 0 | 0 | 0 | 0 | 0 | 0 | 0 | 0 | 0 | 0 | 0 | 0 | 3 |  | 0 | 0 | 0 | 0 | 0 | 0 | 0 | 0 | 0 | 0 | 0 | 0 | 0 | 0 | 0 | 0 | 0 | 0 | 0 |  | 1 | 1 | 1 | 1 | 1 | 1 | 1 | 1 | 1 | 1 | 1 | 0
SCE Metro | North of SONGS | 230 | 0 | 0 | 0 | 0 | 0 | 0 | 0 | 0 | 0 | 0 | 0 | 0 | 0 | 0 | 0 | 0 | 0 | 0 | 0 | 0 |  | 0 | 0 | 0 | 0 | 0 | 0 | 0 | 0 | 0 | 0 | 0 | 0 | 0 | 0 | 0 | 0 | 0 | 0 | 0 | 0 | 0 |  | 0 | 0 | 0 | 0 | 0 | 0 | 0 | 0 | 0 | 0 | 0 | 0 | 0 | 0 | 0 | 0 | 0 | 0 | 0 |  | 1 | 1 | 1 | 1 | 1 | 1 | 1 | 1 | 1 | 1 | 1 | 0
SCE Metro | North of SONGS | 500 | 0 | 0 | 0 | 0 | 0 | 0 | 0 | 0 | 0 | 0 | 0 | 0 | 0 | 0 | 0 | 0 | 0 | 0 | 0 | 0 |  | 0 | 0 | 0 | 0 | 0 | 0 | 0 | 0 | 0 | 0 | 0 | 0 | 0 | 0 | 0 | 0 | 0 | 0 | 0 | 0 | 0 |  | 0 | 0 | 0 | 0 | 0 | 0 | 0 | 0 | 0 | 0 | 0 | 0 | 0 | 0 | 0 | 0 | 0 | 0 | 0 |  | 1 | 1 | 1 | 1 | 1 | 1 | 1 | 1 | 1 | 1 | 1 | 0
PG&E NGBA | Notre Dame | 115 | 0 | 0 | 0 | 0 | 0 | 0 | 0 | 0 | 0 | 0 | 0 | 0 | 0 | 0 | 0 | 0 | 0 | 0 | 0 | 0 |  | 0 | 0 | 0 | 0 | 0 | 0 | 0 | 0 | 0 | 0 | 0 | 0 | 0 | 0 | 0 | 0 | 0 | 0 | 0 | 0 | 0 |  | 0 | 0 | 0 | 0 | 0 | 0 | 0 | 0 | 0 | 0 | 0 | 0 | 0 | 0 | 0 | 0 | 0 | 0 | 0 |  | 1 | 1 | 1 | 1 | 1 | 1 | 1 | 1 | 1 | 1 | 1 | 0
PG&E GBA | Oakland C | 115 | 0 | 0 | 0 | 0 | 0 | 0 | 0 | 0 | 0 | 0 | 0 | 0 | 0 | 0 | 0 | 0 | 0 | 0 | 0 | 0 |  | 0 | 0 | 0 | 0 | 0 | 0 | 0 | 0 | 0 | 0 | 0 | 0 | 0 | 0 | 0 | 55 | 0 | 55 | 0 | 1 | 2 |  | 0 | 0 | 0 | 0 | 0 | 0 | 0 | 0 | 0 | 0 | 0 | 0 | 0 | 0 | 0 | 2 | 0 | 2 | 0 |  | 1 | 1 | 1 | 1 | 1 | 1 | 1 | 5 | 1 | 5 | 1 | 1
PG&E GBA | Oakland J | 115 | 0 | 0 | 0 | 0 | 0 | 0 | 0 | 0 | 0 | 0 | 0 | 0 | 0 | 0 | 0 | 0 | 0 | 0 | 0 | 0 |  | 0 | 0 | 0 | 0 | 0 | 0 | 0 | 0 | 0 | 0 | 0 | 0 | 0 | 0 | 0 | 0 | 0 | 0 | 0 | 0 | 1 |  | 0 | 0 | 0 | 0 | 0 | 0 | 0 | 0 | 0 | 0 | 0 | 0 | 0 | 0 | 0 | 0 | 0 | 0 | 0 |  | 1 | 1 | 1 | 1 | 1 | 1 | 1 | 1 | 1 | 1 | 1 | 0
PG&E GBA | Oakland L | 115 | 0 | 0 | 0 | 0 | 0 | 0 | 0 | 0 | 0 | 0 | 0 | 0 | 0 | 0 | 0 | 0 | 0 | 0 | 0 | 0 |  | 0 | 0 | 0 | 0 | 0 | 0 | 0 | 0 | 0 | 0 | 0 | 0 | 0 | 0 | 0 | 0 | 0 | 0 | 0 | 0 | 1 |  | 0 | 0 | 0 | 0 | 0 | 0 | 0 | 0 | 0 | 0 | 0 | 0 | 0 | 0 | 0 | 0 | 0 | 0 | 0 |  | 1 | 1 | 1 | 1 | 1 | 1 | 1 | 1 | 1 | 1 | 1 | 0
PG&E GBA | Oakland X | 115 | 0 | 0 | 0 | 0 | 0 | 0 | 0 | 0 | 0 | 0 | 0 | 0 | 0 | 0 | 0 | 0 | 0 | 0 | 0 | 0 |  | 0 | 0 | 0 | 0 | 0 | 0 | 0 | 0 | 0 | 0 | 0 | 0 | 0 | 0 | 0 | 0 | 0 | 0 | 0 | 0 | 1 |  | 0 | 0 | 0 | 0 | 0 | 0 | 0 | 0 | 0 | 0 | 0 | 0 | 0 | 0 | 0 | 0 | 0 | 0 | 0 |  | 1 | 1 | 1 | 1 | 1 | 1 | 1 | 1 | 1 | 1 | 1 | 0
SDGE | Ocean Ranch | 69 | 0 | 0 | 0 | 0 | 0 | 0 | 0 | 0 | 0 | 0 | 0 | 0 | 0 | 0 | 0 | 0 | 0 | 0 | 0 | 0 |  | 0 | 0 | 0 | 0 | 0 | 0 | 0 | 0 | 0 | 0 | 0 | 0 | 0 | 0 | 0 | 0 | 0 | 0 | 0 | 0 | 1 |  | 0 | 0 | 0 | 0 | 0 | 0 | 0 | 0 | 0 | 0 | 0 | 0 | 0 | 0 | 0 | 0 | 0 | 0 | 0 |  | 1 | 1 | 1 | 1 | 1 | 1 | 1 | 1 | 1 | 1 | 1 | 0
PG&E KERN | Oceano | 115 | 0 | 0 | 0 | 0 | 0 | 0 | 0 | 0 | 0 | 0 | 0 | 0 | 0 | 0 | 0 | 0 | 0 | 0 | 0 | 0 |  | 0 | 0 | 0 | 0 | 0 | 0 | 0 | 0 | 0 | 0 | 0 | 0 | 0 | 0 | 0 | 0 | 0 | 0 | 0 | 0 | 1 |  | 0 | 0 | 0 | 0 | 0 | 0 | 0 | 0 | 0 | 0 | 0 | 0 | 0 | 0 | 0 | 0 | 0 | 0 | 0 |  | 1 | 1 | 1 | 1 | 1 | 1 | 1 | 1 | 1 | 1 | 1 | 0
SDGE | Ocotillo Express | 500 | 0 | 0 | 0 | 0 | 0 | 0 | 0 | 0 | 0 | 0 | 0 | 0 | 0 | 0 | 0 | 0 | 0 | 0 | 0 | 0 |  | 0 | 0 | 0 | 0 | 0 | 0 | 0 | 0 | 0 | 0 | 0 | 0 | 0 | 0 | 0 | 0 | 0 | 0 | 0 | 0 | 4 |  | 0 | 0 | 0 | 0 | 0 | 0 | 0 | 0 | 0 | 0 | 0 | 0 | 0 | 0 | 0 | 0 | 0 | 0 | 0 |  | 1 | 1 | 1 | 1 | 1 | 1 | 1 | 1 | 1 | 1 | 1 | 0
PG&E KERN | Old River | 70 | 0 | 0 | 0 | 0 | 0 | 0 | 0 | 0 | 0 | 0 | 0 | 2.4 | 0 | 0 | 0 | 0 | 0 | 0 | 0 | 1 |  | 0 | 0 | 0 | 0 | 0 | 0 | 0 | 0 | 0 | 0 | 0 | 0 | 0 | 0 | 0 | 0 | 0 | 0 | 0 | 0 | 0 |  | 0 | 0 | 0 | 0 | 0 | 0 | 0 | 0 | 0 | 0 | 0 | 0 | 0 | 0 | 0 | 0 | 0 | 0 | 0 |  | 1 | 1 | 1 | 1 | 1 | 1 | 1 | 1 | 1 | 1 | 1 | 0
SDGE | Old Town | 230 | 0 | 0 | 0 | 0 | 0 | 0 | 0 | 0 | 0 | 0 | 0 | 0 | 0 | 0 | 0 | 0 | 0 | 0 | 0 | 0 |  | 0 | 0 | 0 | 0 | 0 | 0 | 0 | 0 | 0 | 0 | 0 | 0 | 0 | 0 | 0 | 0 | 0 | 0 | 0 | 0 | 2 |  | 0 | 0 | 0 | 0 | 0 | 0 | 0 | 0 | 0 | 0 | 0 | 0 | 0 | 0 | 0 | 0 | 0 | 0 | 0 |  | 1 | 1 | 1 | 1 | 1 | 1 | 1 | 1 | 1 | 1 | 1 | 0
SCE Metro | Olinda | 230 | 0 | 0 | 0 | 0 | 0 | 0 | 0 | 0 | 0 | 0 | 0 | 0 | 0 | 0 | 0 | 0 | 0 | 0 | 0 | 0 |  | 0 | 0 | 0 | 0 | 0 | 0 | 0 | 0 | 0 | 0 | 0 | 0 | 0 | 0 | 0 | 0 | 0 | 0 | 0 | 0 | 0 |  | 0 | 0 | 0 | 0 | 0 | 0 | 0 | 0 | 0 | 0 | 0 | 0 | 0 | 0 | 0 | 0 | 0 | 0 | 0 |  | 1 | 1 | 1 | 1 | 1 | 1 | 1 | 1 | 1 | 1 | 1 | 0
PG&E FRESNO | Olive | 115 | 0 | 0 | 0 | 0 | 0 | 0 | 0 | 0 | 0 | 0 | 0 | 0 | 40 | 0 | 40 | 20 | 0 | 20 | 0 | 1 |  | 0 | 0 | 0 | 0 | 0 | 0 | 0 | 0 | 0 | 0 | 0 | 0 | 40 | 0 | 40 | 20 | 0 | 20 | 0 | 1 | 0 |  | 0 | 0 | 0 | 0 | 0 | 0 | 0 | 0 | 0 | 0 | 0 | 0 | 0 | 0 | 0 | 0 | 0 | 0 | 0 |  | 1 | 1 | 1 | 1 | 1 | 1 | 1 | 1 | 1 | 1 | 1 | 0
PG&E NGBA | Olivehurst | 115 | 0 | 0 | 0 | 0 | 0 | 0 | 0 | 0 | 0 | 0 | 0 | 0 | 0 | 0 | 0 | 0 | 0 | 0 | 0 | 0 |  | 0 | 0 | 0 | 0 | 0 | 0 | 0 | 0 | 0 | 0 | 0 | 0 | 0 | 0 | 0 | 0 | 0 | 0 | 0 | 0 | 0 |  | 0 | 0 | 0 | 0 | 0 | 0 | 0 | 0 | 0 | 0 | 0 | 0 | 0 | 0 | 0 | 0 | 0 | 0 | 0 |  | 1 | 1 | 1 | 1 | 1 | 1 | 1 | 1 | 1 | 1 | 1 | 0
PG&E NGBA | Oregon Trail | 60 | 0 | 0 | 0 | 0 | 0 | 0 | 0 | 0 | 0 | 0 | 0 | 0 | 0 | 0 | 0 | 0 | 0 | 0 | 0 | 0 |  | 0 | 0 | 0 | 0 | 0 | 0 | 0 | 0 | 0 | 0 | 0 | 0 | 0 | 0 | 0 | 0 | 0 | 0 | 0 | 0 | 0 |  | 0 | 0 | 0 | 0 | 0 | 0 | 0 | 0 | 0 | 0 | 0 | 0 | 0 | 0 | 0 | 0 | 0 | 0 | 0 |  | 1 | 1 | 1 | 1 | 1 | 1 | 1 | 1 | 1 | 1 | 1 | 0
SCE Northern | Ormond Beach | 230 | 0 | 0 | 0 | 0 | 0 | 0 | 0 | 0 | 0 | 0 | 0 | 0 | 0 | 0 | 0 | 0 | 0 | 0 | 0 | 0 |  | 0 | 0 | 0 | 0 | 0 | 0 | 0 | 0 | 0 | 0 | 0 | 0 | 0 | 0 | 0 | 0 | 0 | 0 | 0 | 0 | 0 |  | 0 | 0 | 0 | 0 | 0 | 0 | 0 | 0 | 0 | 0 | 0 | 0 | 0 | 0 | 0 | 0 | 0 | 0 | 0 |  | 1 | 1 | 1 | 1 | 1 | 1 | 1 | 1 | 1 | 1 | 1 | 0
PG&E FRESNO | Oro Loma | 115 | 0 | 0 | 0 | 0 | 0 | 0 | 0 | 0 | 0 | 0 | 0 | 0 | 0 | 0 | 0 | 0 | 0 | 0 | 0 | 0 |  | 0 | 0 | 0 | 0 | 0 | 0 | 0 | 0 | 0 | 0 | 0 | 0 | 0 | 0 | 0 | 0 | 0 | 0 | 0 | 0 | 1 |  | 0 | 0 | 0 | 0 | 0 | 0 | 0 | 0 | 0 | 0 | 0 | 0 | 0 | 0 | 0 | 0 | 0 | 0 | 0 |  | 1 | 1 | 1 | 1 | 1 | 1 | 1 | 1 | 1 | 1 | 1 | 0
PG&E FRESNO | Oro Loma | 70 | 0 | 0 | 0 | 0 | 0 | 0 | 0 | 0 | 0 | 0 | 0 | 5 | 0 | 0 | 0 | 0 | 0 | 0 | 0 | 1 |  | 0 | 0 | 0 | 0 | 0 | 0 | 0 | 0 | 0 | 0 | 0 | 0 | 0 | 0 | 0 | 0 | 0 | 0 | 0 | 0 | 1 |  | 0 | 0 | 0 | 0 | 0 | 0 | 0 | 0 | 0 | 0 | 0 | 0 | 0 | 0 | 0 | 0 | 0 | 0 | 0 |  | 1 | 1 | 1 | 1 | 1 | 1 | 1 | 1 | 1 | 1 | 1 | 0
PG&E FRESNO | Orosi | 70 | 0 | 0 | 0 | 0 | 0 | 0 | 0 | 0 | 0 | 0 | 0 | 0 | 0 | 0 | 0 | 0 | 0 | 0 | 0 | 0 |  | 0 | 0 | 0 | 0 | 0 | 0 | 0 | 0 | 0 | 0 | 0 | 0 | 0 | 0 | 0 | 0 | 0 | 0 | 0 | 0 | 1 |  | 0 | 0 | 0 | 0 | 0 | 0 | 0 | 0 | 0 | 0 | 0 | 0 | 0 | 0 | 0 | 0 | 0 | 0 | 0 |  | 1 | 1 | 1 | 1 | 1 | 1 | 1 | 1 | 1 | 1 | 1 | 0
SDGE | Otay | 69 | 0 | 0 | 0 | 0 | 0 | 0 | 0 | 0 | 0 | 0 | 0 | 0 | 0 | 0 | 0 | 49.7 | 0 | 49.7 | 0 | 1 |  | 0 | 0 | 0 | 0 | 0 | 0 | 0 | 0 | 0 | 0 | 0 | 0 | 0 | 0 | 0 | 0 | 0 | 0 | 0 | 0 | 4 |  | 0 | 0 | 0 | 0 | 0 | 0 | 0 | 0 | 0 | 0 | 0 | 0 | 0 | 0 | 0 | 0 | 0 | 0 | 0 |  | 1 | 1 | 1 | 1 | 1 | 1 | 1 | 1 | 1 | 1 | 1 | 0
SDGE | Otay Mesa | 230 | 0 | 0 | 0 | 0 | 0 | 0 | 0 | 0 | 0 | 0 | 0 | 0 | 0 | 0 | 0 | 65 | 0 | 65 | 0 | 1 |  | 0 | 0 | 0 | 0 | 0 | 0 | 0 | 0 | 0 | 0 | 0 | 0 | 0 | 0 | 0 | 0 | 0 | 0 | 0 | 0 | 5 |  | 0 | 0 | 0 | 0 | 0 | 0 | 0 | 0 | 0 | 0 | 0 | 0 | 0 | 0 | 0 | 0 | 0 | 0 | 0 |  | 1 | 1 | 1 | 1 | 1 | 1 | 1 | 1 | 1 | 1 | 1 | 0
PG&E FRESNO | Padre Flats SW STA | 230 | 0 | 0 | 0 | 0 | 0 | 0 | 0 | 0 | 0 | 0 | 0 | 0 | 0 | 0 | 0 | 0 | 0 | 0 | 0 | 0 |  | 0 | 0 | 0 | 0 | 0 | 0 | 0 | 0 | 0 | 0 | 0 | 0 | 0 | 0 | 0 | 0 | 0 | 0 | 0 | 0 | 1 |  | 0 | 0 | 0 | 0 | 0 | 0 | 0 | 0 | 0 | 0 | 0 | 0 | 0 | 0 | 0 | 0 | 0 | 0 | 0 |  | 1 | 1 | 1 | 1 | 1 | 1 | 1 | 1 | 1 | 1 | 1 | 0
EOP | Pahrump | 138 | 0 | 0 | 0 | 0 | 0 | 0 | 0 | 0 | 0 | 0 | 0 | 0 | 0 | 0 | 0 | 0 | 0 | 0 | 0 | 0 |  | 0 | 0 | 0 | 0 | 0 | 0 | 0 | 0 | 0 | 0 | 0 | 0 | 0 | 0 | 0 | 0 | 0 | 0 | 0 | 0 | 2 |  | 0 | 0 | 0 | 0 | 0 | 0 | 0 | 0 | 0 | 0 | 0 | 0 | 0 | 0 | 0 | 0 | 0 | 0 | 0 |  | 1 | 1 | 1 | 1 | 1 | 1 | 1 | 1 | 1 | 1 | 1 | 0
EOP | Pahrump | 230 | 0 | 0 | 0 | 0 | 0 | 0 | 0 | 0 | 0 | 0 | 0 | 0 | 0 | 0 | 0 | 0 | 0 | 0 | 0 | 0 |  | 0 | 0 | 0 | 0 | 0 | 0 | 0 | 0 | 0 | 0 | 0 | 0 | 0 | 0 | 0 | 0 | 0 | 0 | 0 | 0 | 2 |  | 0 | 0 | 0 | 0 | 0 | 0 | 0 | 0 | 0 | 0 | 0 | 0 | 0 | 0 | 0 | 0 | 0 | 0 | 0 |  | 1 | 1 | 1 | 1 | 1 | 1 | 1 | 1 | 1 | 1 | 1 | 0
SDGE | Pala | 69 | 0 | 0 | 0 | 0 | 0 | 0 | 0 | 0 | 0 | 0 | 0 | 0 | 0 | 0 | 0 | 10 | 0 | 10 | 0 | 1 |  | 0 | 0 | 0 | 0 | 0 | 0 | 0 | 0 | 0 | 0 | 0 | 0 | 0 | 0 | 0 | 10 | 0 | 10 | 0 | 1 | 3 |  | 0 | 0 | 0 | 0 | 0 | 0 | 0 | 0 | 0 | 0 | 0 | 0 | 0 | 0 | 0 | 0 | 0 | 0 | 0 |  | 1 | 1 | 1 | 1 | 1 | 1 | 1 | 1 | 1 | 1 | 1 | 0
PG&E NGBA | Palermo | 115 | 0 | 0 | 0 | 0 | 0 | 0 | 0 | 0 | 0 | 0 | 0 | 0 | 0 | 0 | 0 | 0 | 0 | 0 | 0 | 0 |  | 0 | 4.1 | 0 | 0 | 0 | 0 | 0 | 0 | 0 | 0 | 0 | 0 | 0 | 0 | 0 | 0 | 0 | 0 | 0 | 1 | 0 |  | 0 | 2 | 0 | 0 | 0 | 0 | 0 | 0 | 0 | 0 | 0 | 0 | 0 | 0 | 0 | 0 | 0 | 0 | 0 |  | 1 | 4 | 1 | 1 | 1 | 1 | 1 | 1 | 1 | 1 | 1 | 1
PG&E NGBA | Palermo | 230 | 0 | 0 | 0 | 0 | 0 | 0 | 0 | 0 | 0 | 0 | 0 | 0 | 0 | 0 | 0 | 0 | 0 | 0 | 0 | 0 |  | 0 | 0 | 0 | 0 | 0 | 0 | 0 | 0 | 0 | 0 | 0 | 0 | 0 | 0 | 0 | 0 | 0 | 0 | 0 | 0 | 0 |  | 0 | 0 | 0 | 0 | 0 | 0 | 0 | 0 | 0 | 0 | 0 | 0 | 0 | 0 | 0 | 0 | 0 | 0 | 0 |  | 1 | 1 | 1 | 1 | 1 | 1 | 1 | 1 | 1 | 1 | 1 | 0
SCE Eastern | Palo Verde | 500 | 0 | 0 | 0 | 0 | 0 | 3099 | 0 | 3099 | 0 | 0 | 0 | 0 | 0 | 0 | 0 | 0 | 0 | 0 | 0 | 1 |  | 0 | 0 | 0 | 0 | 0 | 2130.8 | 0 | 2130.8 | 0 | 0 | 0 | 0 | 0 | 0 | 0 | 0 | 0 | 0 | 0 | 1 | 2 |  | 0 | 0 | 0 | 0 | 0 | 0 | 0 | 0 | 0 | 0 | 0 | 0 | 0 | 0 | 0 | 0 | 0 | 0 | 0 |  | 1 | 1 | 1 | 1 | 1 | 1 | 1 | 1 | 1 | 1 | 1 | 0
SDGE | Palomar Energy | 230 | 0 | 0 | 0 | 0 | 0 | 0 | 0 | 0 | 0 | 0 | 0 | 0 | 0 | 0 | 0 | 0 | 0 | 0 | 0 | 0 |  | 0 | 0 | 0 | 0 | 0 | 0 | 0 | 0 | 0 | 0 | 0 | 0 | 0 | 0 | 0 | 0 | 0 | 0 | 0 | 0 | 3 |  | 0 | 0 | 0 | 0 | 0 | 0 | 0 | 0 | 0 | 0 | 0 | 0 | 0 | 0 | 0 | 0 | 0 | 0 | 0 |  | 1 | 1 | 1 | 1 | 1 | 1 | 1 | 1 | 1 | 1 | 1 | 0
PG&E KERN | Panama | 70 | 0 | 0 | 0 | 0 | 0 | 0 | 0 | 0 | 0 | 0 | 0 | 0 | 0 | 0 | 0 | 0 | 0 | 0 | 0 | 0 |  | 0 | 0 | 0 | 0 | 0 | 0 | 0 | 0 | 0 | 0 | 0 | 0 | 0 | 0 | 0 | 0 | 0 | 0 | 0 | 0 | 0 |  | 0 | 0 | 0 | 0 | 0 | 0 | 0 | 0 | 0 | 0 | 0 | 0 | 0 | 0 | 0 | 0 | 0 | 0 | 0 |  | 1 | 1 | 1 | 1 | 1 | 1 | 1 | 1 | 1 | 1 | 1 | 0
PG&E FRESNO | Panoche | 115 | 0 | 0 | 0 | 0 | 0 | 0 | 0 | 0 | 0 | 0 | 0 | 6.15 | 0 | 0 | 0 | 0 | 0 | 0 | 0 | 1 |  | 0 | 0 | 0 | 0 | 0 | 0 | 0 | 0 | 0 | 0 | 0 | 6 | 0 | 0 | 0 | 0 | 0 | 0 | 0 | 1 | 1 |  | 0 | 0 | 0 | 0 | 0 | 0 | 0 | 0 | 0 | 0 | 0 | 0 | 0 | 0 | 0 | 0 | 0 | 0 | 0 |  | 1 | 1 | 1 | 1 | 1 | 1 | 1 | 1 | 1 | 1 | 1 | 0
PG&E FRESNO | Panoche | 230 | 0 | 0 | 0 | 0 | 0 | 0 | 0 | 0 | 0 | 0 | 0 | 0 | 0 | 0 | 0 | 0 | 0 | 0 | 0 | 0 |  | 0 | 0 | 0 | 0 | 0 | 0 | 0 | 0 | 0 | 0 | 0 | 0 | 100 | 0 | 100 | 0 | 0 | 0 | 0 | 1 | 1 |  | 0 | 0 | 0 | 0 | 0 | 0 | 0 | 0 | 0 | 0 | 0 | 0 | 2 | 0 | 2 | 0 | 0 | 0 | 0 |  | 1 | 1 | 1 | 1 | 1 | 1 | 5 | 1 | 1 | 1 | 1 | 1
SCE Northern | Pardee | 230 | 0 | 0 | 0 | 0 | 0 | 0 | 0 | 0 | 0 | 0 | 0 | 0 | 0 | 0 | 0 | 15 | 0 | 15 | 0 | 1 |  | 0 | 0 | 0 | 0 | 0 | 0 | 0 | 0 | 0 | 0 | 0 | 0 | 0 | 0 | 0 | 15 | 0 | 15 | 0 | 1 | 0 |  | 0 | 0 | 0 | 0 | 0 | 0 | 0 | 0 | 0 | 0 | 0 | 0 | 0 | 0 | 0 | 0 | 0 | 0 | 0 |  | 1 | 1 | 1 | 1 | 1 | 1 | 1 | 1 | 1 | 1 | 1 | 0
PG&E NGBA | Parkway | 230 | 0 | 3.8 | 0 | 0 | 0 | 0 | 0 | 0 | 0 | 0 | 0 | 0 | 0 | 0 | 0 | 0 | 0 | 0 | 0 | 1 |  | 0 | 2.3 | 0 | 0 | 0 | 0 | 0 | 0 | 0 | 0 | 0 | 0 | 0 | 0 | 0 | 0 | 0 | 0 | 0 | 1 | 0 |  | 0 | 0 | 0 | 0 | 0 | 0 | 0 | 0 | 0 | 0 | 0 | 0 | 0 | 0 | 0 | 0 | 0 | 0 | 0 |  | 1 | 1 | 1 | 1 | 1 | 1 | 1 | 1 | 1 | 1 | 1 | 0
SCE Northern | Pastoria | 230 | 0 | 0 | 0 | 0 | 0 | 0 | 0 | 0 | 0 | 0 | 0 | 0 | 0 | 105 | 105 | 80 | 0 | 80 | 0 | 1 |  | 0 | 0 | 0 | 0 | 0 | 0 | 0 | 0 | 0 | 0 | 0 | 0 | 0 | 0 | 0 | 0 | 0 | 0 | 0 | 0 | 0 |  | 0 | 0 | 0 | 0 | 0 | 0 | 0 | 0 | 0 | 0 | 0 | 0 | 0 | 0 | 0 | 0 | 0 | 0 | 0 |  | 1 | 1 | 1 | 1 | 1 | 1 | 1 | 1 | 1 | 1 | 1 | 0
SCE Metro | Pauda | 230 | 0 | 0 | 0 | 0 | 0 | 0 | 0 | 0 | 0 | 0 | 0 | 0 | 0 | 0 | 0 | 120 | 0 | 120 | 0 | 1 |  | 0 | 0 | 0 | 0 | 0 | 0 | 0 | 0 | 0 | 0 | 0 | 0 | 0 | 0 | 0 | 195 | 0 | 195 | 0 | 1 | 0 |  | 0 | 0 | 0 | 0 | 0 | 0 | 0 | 0 | 0 | 0 | 0 | 0 | 0 | 0 | 0 | 2 | 0 | 2 | 0 |  | 1 | 1 | 1 | 1 | 1 | 1 | 1 | 4 | 1 | 4 | 1 | 1
PG&E GBA | Paul Sweet | 115 | 0 | 0 | 0 | 0 | 0 | 0 | 0 | 0 | 0 | 0 | 0 | 0 | 0 | 0 | 0 | 0 | 0 | 0 | 0 | 0 |  | 0 | 0 | 0 | 0 | 0 | 0 | 0 | 0 | 0 | 0 | 0 | 0 | 0 | 0 | 0 | 0 | 0 | 0 | 0 | 0 | 0 |  | 0 | 0 | 0 | 0 | 0 | 0 | 0 | 0 | 0 | 0 | 0 | 0 | 0 | 0 | 0 | 0 | 0 | 0 | 0 |  | 1 | 1 | 1 | 1 | 1 | 1 | 1 | 1 | 1 | 1 | 1 | 0
PG&E NGBA | Peabody | 230 | 0 | 0 | 0 | 0 | 0 | 0 | 0 | 0 | 0 | 0 | 0 | 8 | 0 | 0 | 0 | 0 | 0 | 0 | 0 | 1 |  | 0 | 0 | 0 | 0 | 0 | 0 | 0 | 0 | 0 | 0 | 0 | 4.4 | 0 | 0 | 0 | 0 | 0 | 0 | 0 | 1 | 0 |  | 0 | 0 | 0 | 0 | 0 | 0 | 0 | 0 | 0 | 0 | 0 | 0 | 0 | 0 | 0 | 0 | 0 | 0 | 0 |  | 1 | 1 | 1 | 1 | 1 | 1 | 1 | 1 | 1 | 1 | 1 | 0
PG&E NGBA | Pease | 115 | 0 | 0 | 0 | 0 | 0 | 0 | 0 | 0 | 0 | 0 | 0 | 0 | 0 | 0 | 0 | 0 | 0 | 0 | 0 | 0 |  | 0 | 0 | 0 | 0 | 0 | 0 | 0 | 0 | 0 | 0 | 0 | 0 | 0 | 0 | 0 | 0 | 0 | 0 | 0 | 0 | 0 |  | 0 | 0 | 0 | 0 | 0 | 0 | 0 | 0 | 0 | 0 | 0 | 0 | 0 | 0 | 0 | 0 | 0 | 0 | 0 |  | 1 | 1 | 1 | 1 | 1 | 1 | 1 | 1 | 1 | 1 | 1 | 0
PG&E NGBA | Pease | 60 | 0 | 0 | 0 | 0 | 0 | 0 | 0 | 0 | 0 | 0 | 0 | 3 | 0 | 0 | 0 | 0 | 0 | 0 | 0 | 1 |  | 0 | 0 | 0 | 0 | 0 | 0 | 0 | 0 | 0 | 0 | 0 | 0 | 0 | 0 | 0 | 0 | 0 | 0 | 0 | 0 | 0 |  | 0 | 0 | 0 | 0 | 0 | 0 | 0 | 0 | 0 | 0 | 0 | 0 | 0 | 0 | 0 | 0 | 0 | 0 | 0 |  | 1 | 1 | 1 | 1 | 1 | 1 | 1 | 1 | 1 | 1 | 1 | 0
SDGE | Penasquitos | 138 | 0 | 0 | 0 | 0 | 0 | 0 | 0 | 0 | 0 | 0 | 0 | 0 | 0 | 0 | 0 | 0 | 0 | 0 | 0 | 0 |  | 0 | 0 | 0 | 0 | 0 | 0 | 0 | 0 | 0 | 0 | 0 | 0 | 0 | 0 | 0 | 0 | 0 | 0 | 0 | 0 | 2 |  | 0 | 0 | 0 | 0 | 0 | 0 | 0 | 0 | 0 | 0 | 0 | 0 | 0 | 0 | 0 | 0 | 0 | 0 | 0 |  | 1 | 1 | 1 | 1 | 1 | 1 | 1 | 1 | 1 | 1 | 1 | 0
SDGE | Penasquitos | 230 | 0 | 0 | 0 | 0 | 0 | 0 | 0 | 0 | 0 | 0 | 0 | 0 | 0 | 0 | 0 | 0 | 0 | 0 | 0 | 0 |  | 0 | 0 | 0 | 0 | 0 | 0 | 0 | 0 | 0 | 0 | 0 | 0 | 0 | 0 | 0 | 0 | 0 | 0 | 0 | 0 | 2 |  | 0 | 0 | 0 | 0 | 0 | 0 | 0 | 0 | 0 | 0 | 0 | 0 | 0 | 0 | 0 | 0 | 0 | 0 | 0 |  | 1 | 1 | 1 | 1 | 1 | 1 | 1 | 1 | 1 | 1 | 1 | 0
SDGE | Penasquitos | 69 | 0 | 0 | 0 | 0 | 0 | 0 | 0 | 0 | 0 | 0 | 0 | 0 | 0 | 0 | 0 | 0 | 0 | 0 | 0 | 0 |  | 0 | 0 | 0 | 0 | 0 | 0 | 0 | 0 | 0 | 0 | 0 | 0 | 0 | 0 | 0 | 0 | 0 | 0 | 0 | 0 | 2 |  | 0 | 0 | 0 | 0 | 0 | 0 | 0 | 0 | 0 | 0 | 0 | 0 | 0 | 0 | 0 | 0 | 0 | 0 | 0 |  | 1 | 1 | 1 | 1 | 1 | 1 | 1 | 1 | 1 | 1 | 1 | 0
SDGE | Pendleton | 69 | 0 | 0 | 0 | 0 | 0 | 0 | 0 | 0 | 0 | 0 | 0 | 0 | 0 | 0 | 0 | 0 | 50 | 50 | 0 | 1 |  | 0 | 0 | 0 | 0 | 0 | 0 | 0 | 0 | 0 | 0 | 0 | 0 | 0 | 0 | 0 | 0 | 0 | 0 | 0 | 0 | 1 |  | 0 | 0 | 0 | 0 | 0 | 0 | 0 | 0 | 0 | 0 | 0 | 0 | 0 | 0 | 0 | 0 | 0 | 0 | 0 |  | 1 | 1 | 1 | 1 | 1 | 1 | 1 | 1 | 1 | 1 | 1 | 0
PG&E NGBA | Penngrove | 115 | 0 | 0 | 0 | 0 | 0 | 0 | 0 | 0 | 0 | 0 | 0 | 0 | 0 | 0 | 0 | 0 | 0 | 0 | 0 | 0 |  | 0 | 0 | 0 | 0 | 0 | 0 | 0 | 0 | 0 | 0 | 0 | 0 | 0 | 0 | 0 | 0 | 0 | 0 | 0 | 0 | 1 |  | 0 | 0 | 0 | 0 | 0 | 0 | 0 | 0 | 0 | 0 | 0 | 0 | 0 | 0 | 0 | 0 | 0 | 0 | 0 |  | 1 | 1 | 1 | 1 | 1 | 1 | 1 | 1 | 1 | 1 | 1 | 0
PG&E GBA | Peoria | 115 | 0 | 1 | 0 | 0 | 0 | 0 | 0 | 0 | 0 | 0 | 0 | 0 | 0 | 0 | 0 | 0 | 0 | 0 | 0 | 1 |  | 0 | 2 | 0 | 0 | 0 | 0 | 0 | 0 | 0 | 0 | 0 | 0 | 0 | 0 | 0 | 0 | 0 | 0 | 0 | 1 | 0 |  | 0 | 2 | 0 | 0 | 0 | 0 | 0 | 0 | 0 | 0 | 0 | 0 | 0 | 0 | 0 | 0 | 0 | 0 | 0 |  | 1 | 4 | 1 | 1 | 1 | 1 | 1 | 1 | 1 | 1 | 1 | 1
PG&E GBA | Piercy | 115 | 0 | 0 | 0 | 0 | 0 | 0 | 0 | 0 | 0 | 0 | 0 | 0 | 0 | 0 | 0 | 0 | 0 | 0 | 0 | 0 |  | 0 | 0 | 0 | 0 | 0 | 0 | 0 | 0 | 0 | 0 | 0 | 0 | 0 | 0 | 0 | 0 | 0 | 0 | 0 | 0 | 0 |  | 0 | 0 | 0 | 0 | 0 | 0 | 0 | 0 | 0 | 0 | 0 | 0 | 0 | 0 | 0 | 0 | 0 | 0 | 0 |  | 1 | 1 | 1 | 1 | 1 | 1 | 1 | 1 | 1 | 1 | 1 | 0
PG&E FRESNO | Pine Flat | 230 | 0 | 0 | 0 | 0 | 0 | 0 | 0 | 0 | 0 | 0 | 0 | 0 | 0 | 0 | 0 | 0 | 0 | 0 | 0 | 0 |  | 0 | 8 | 0 | 0 | 0 | 0 | 0 | 0 | 0 | 0 | 0 | 0 | 0 | 0 | 0 | 0 | 0 | 0 | 0 | 1 | 1 |  | 0 | 2 | 0 | 0 | 0 | 0 | 0 | 0 | 0 | 0 | 0 | 0 | 0 | 0 | 0 | 0 | 0 | 0 | 0 |  | 1 | 5 | 1 | 1 | 1 | 1 | 1 | 1 | 1 | 1 | 1 | 1
SCE NOL | Pisgah | 230 | 0 | 0 | 0 | 0 | 0 | 0 | 0 | 0 | 0 | 0 | 0 | 0 | 0 | 0 | 0 | 0 | 0 | 0 | 0 | 0 |  | 0 | 0 | 0 | 0 | 0 | 0 | 0 | 0 | 0 | 0 | 0 | 0 | 0 | 0 | 0 | 0 | 0 | 0 | 0 | 0 | 1 |  | 0 | 0 | 0 | 0 | 0 | 0 | 0 | 0 | 0 | 0 | 0 | 0 | 0 | 0 | 0 | 0 | 0 | 0 | 0 |  | 1 | 1 | 1 | 1 | 1 | 1 | 1 | 1 | 1 | 1 | 1 | 0
PG&E NGBA | Pit 1 | 230 | 0 | 0 | 0 | 0 | 0 | 0 | 0 | 0 | 0 | 0 | 0 | 0 | 0 | 0 | 0 | 0 | 0 | 0 | 0 | 0 |  | 0 | 0 | 0 | 0 | 0 | 0 | 0 | 0 | 0 | 0 | 0 | 0 | 0 | 0 | 0 | 0 | 0 | 0 | 0 | 0 | 0 |  | 0 | 0 | 0 | 0 | 0 | 0 | 0 | 0 | 0 | 0 | 0 | 0 | 0 | 0 | 0 | 0 | 0 | 0 | 0 |  | 1 | 1 | 1 | 1 | 1 | 1 | 1 | 1 | 1 | 1 | 1 | 0
PG&E NGBA | Pit 1 | 60 | 0 | 0 | 0 | 0 | 0 | 0 | 0 | 0 | 0 | 0 | 0 | 0 | 0 | 0 | 0 | 0 | 0 | 0 | 0 | 0 |  | 0 | 0 | 0 | 0 | 0 | 0 | 0 | 0 | 0 | 0 | 0 | 0 | 0 | 0 | 0 | 0 | 0 | 0 | 0 | 0 | 0 |  | 0 | 0 | 0 | 0 | 0 | 0 | 0 | 0 | 0 | 0 | 0 | 0 | 0 | 0 | 0 | 0 | 0 | 0 | 0 |  | 1 | 1 | 1 | 1 | 1 | 1 | 1 | 1 | 1 | 1 | 1 | 0
PG&E NGBA | Pit 3 | 230 | 0 | 0 | 0 | 0 | 0 | 0 | 0 | 0 | 0 | 0 | 0 | 0 | 0 | 0 | 0 | 0 | 0 | 0 | 0 | 0 |  | 0 | 0 | 0 | 0 | 0 | 0 | 0 | 0 | 0 | 0 | 0 | 0 | 0 | 0 | 0 | 0 | 0 | 0 | 0 | 0 | 0 |  | 0 | 0 | 0 | 0 | 0 | 0 | 0 | 0 | 0 | 0 | 0 | 0 | 0 | 0 | 0 | 0 | 0 | 0 | 0 |  | 1 | 1 | 1 | 1 | 1 | 1 | 1 | 1 | 1 | 1 | 1 | 0
PG&E NGBA | Pit 4 | 230 | 0 | 0 | 0 | 0 | 0 | 0 | 0 | 0 | 0 | 0 | 0 | 0 | 0 | 0 | 0 | 0 | 0 | 0 | 0 | 0 |  | 0 | 0 | 0 | 0 | 0 | 0 | 0 | 0 | 0 | 0 | 0 | 0 | 0 | 0 | 0 | 0 | 0 | 0 | 0 | 0 | 0 |  | 0 | 0 | 0 | 0 | 0 | 0 | 0 | 0 | 0 | 0 | 0 | 0 | 0 | 0 | 0 | 0 | 0 | 0 | 0 |  | 1 | 1 | 1 | 1 | 1 | 1 | 1 | 1 | 1 | 1 | 1 | 0
PG&E GBA | Pittsburg | 115 | 0 | 0 | 0 | 0 | 0 | 0 | 0 | 0 | 0 | 0 | 0 | 0 | 0 | 0 | 0 | 0 | 0 | 0 | 0 | 0 |  | 0 | 0 | 0 | 0 | 0 | 0 | 0 | 0 | 0 | 0 | 0 | 0 | 0 | 0 | 0 | 0 | 0 | 0 | 0 | 0 | 0 |  | 0 | 0 | 0 | 0 | 0 | 0 | 0 | 0 | 0 | 0 | 0 | 0 | 0 | 0 | 0 | 0 | 0 | 0 | 0 |  | 1 | 1 | 1 | 1 | 1 | 1 | 1 | 1 | 1 | 1 | 1 | 0
PG&E GBA | Pittsburg | 230 | 0 | 0 | 0 | 0 | 0 | 0 | 0 | 0 | 0 | 0 | 0 | 0 | 0 | 0 | 0 | 0 | 0 | 0 | 0 | 0 |  | 0 | 0 | 0 | 0 | 0 | 0 | 0 | 0 | 0 | 0 | 0 | 0 | 0 | 0 | 0 | 0 | 0 | 0 | 0 | 0 | 0 |  | 0 | 0 | 0 | 0 | 0 | 0 | 0 | 0 | 0 | 0 | 0 | 0 | 0 | 0 | 0 | 0 | 0 | 0 | 0 |  | 1 | 1 | 1 | 1 | 1 | 1 | 1 | 1 | 1 | 1 | 1 | 0
PG&E NGBA | Pleasant Grove | 115 | 0 | 0 | 0 | 0 | 0 | 0 | 0 | 0 | 0 | 0 | 0 | 0 | 0 | 0 | 0 | 0 | 0 | 0 | 0 | 0 |  | 0 | 0 | 0 | 0 | 0 | 0 | 0 | 0 | 0 | 0 | 0 | 2.75 | 0 | 0 | 0 | 0 | 0 | 0 | 0 | 1 | 0 |  | 0 | 0 | 0 | 0 | 0 | 0 | 0 | 0 | 0 | 0 | 0 | 2 | 0 | 0 | 0 | 0 | 0 | 0 | 0 |  | 1 | 1 | 1 | 1 | 1 | 4 | 1 | 1 | 1 | 1 | 1 | 1
PG&E NGBA | POE | 230 | 0 | 0 | 0 | 0 | 0 | 0 | 0 | 0 | 0 | 0 | 0 | 0 | 0 | 0 | 0 | 0 | 0 | 0 | 0 | 0 |  | 0 | 0 | 0 | 0 | 0 | 0 | 0 | 0 | 0 | 0 | 0 | 0 | 0 | 0 | 0 | 0 | 0 | 0 | 0 | 0 | 0 |  | 0 | 0 | 0 | 0 | 0 | 0 | 0 | 0 | 0 | 0 | 0 | 0 | 0 | 0 | 0 | 0 | 0 | 0 | 0 |  | 1 | 1 | 1 | 1 | 1 | 1 | 1 | 1 | 1 | 1 | 1 | 0
SDGE | Point Loma | 69 | 0 | 0 | 0 | 0 | 0 | 0 | 0 | 0 | 0 | 0 | 0 | 0 | 0 | 0 | 0 | 0 | 0 | 0 | 0 | 0 |  | 0 | 0 | 0 | 0 | 0 | 0 | 0 | 0 | 0 | 0 | 0 | 0 | 0 | 0 | 0 | 0 | 0 | 0 | 0 | 0 | 0 |  | 0 | 0 | 0 | 0 | 0 | 0 | 0 | 0 | 0 | 0 | 0 | 0 | 0 | 0 | 0 | 0 | 0 | 0 | 0 |  | 1 | 1 | 1 | 1 | 1 | 1 | 1 | 1 | 1 | 1 | 1 | 0
SDGE | Pomerado | 69 | 0 | 0 | 0 | 0 | 0 | 0 | 0 | 0 | 0 | 0 | 0 | 0 | 0 | 0 | 0 | 100 | 0 | 100 | 0 | 1 |  | 0 | 0 | 0 | 0 | 0 | 0 | 0 | 0 | 0 | 0 | 0 | 0 | 0 | 0 | 0 | 100 | 0 | 100 | 0 | 1 | 0 |  | 0 | 0 | 0 | 0 | 0 | 0 | 0 | 0 | 0 | 0 | 0 | 0 | 0 | 0 | 0 | 0 | 0 | 0 | 0 |  | 1 | 1 | 1 | 1 | 1 | 1 | 1 | 1 | 1 | 1 | 1 | 0
PG&E KERN | Poso Mountain | 115 | 0 | 0 | 0 | 0 | 0 | 0 | 0 | 0 | 0 | 0 | 0 | 0 | 0 | 0 | 0 | 0 | 0 | 0 | 0 | 0 |  | 0 | 0 | 0 | 0 | 0 | 0 | 0 | 0 | 0 | 0 | 0 | 3.8 | 0 | 0 | 0 | 0 | 0 | 0 | 0 | 1 | 0 |  | 0 | 0 | 0 | 0 | 0 | 0 | 0 | 0 | 0 | 0 | 0 | 2 | 0 | 0 | 0 | 0 | 0 | 0 | 0 |  | 1 | 1 | 1 | 1 | 1 | 4 | 1 | 1 | 1 | 1 | 1 | 1
EOP | Primm | 230 | 0 | 0 | 0 | 0 | 0 | 0 | 0 | 0 | 0 | 0 | 0 | 0 | 0 | 0 | 0 | 200 | 0 | 200 | 0 | 1 |  | 0 | 0 | 0 | 0 | 0 | 0 | 0 | 0 | 0 | 0 | 0 | 0 | 0 | 0 | 0 | 200 | 0 | 200 | 0 | 1 | 0 |  | 0 | 0 | 0 | 0 | 0 | 0 | 0 | 0 | 0 | 0 | 0 | 0 | 0 | 0 | 0 | 0 | 0 | 0 | 0 |  | 1 | 1 | 1 | 1 | 1 | 1 | 1 | 1 | 1 | 1 | 1 | 0
PG&E NGBA | Putah Creek | 115 | 0 | 0 | 0 | 0 | 0 | 0 | 0 | 0 | 0 | 0 | 0 | 4.3 | 0 | 3 | 3 | 3 | 0 | 3 | 0 | 1 |  | 0 | 0 | 0 | 0 | 0 | 0 | 0 | 0 | 0 | 0 | 0 | 6.85 | 0 | 3 | 3 | 3 | 0 | 3 | 0 | 1 | 0 |  | 0 | 0 | 0 | 0 | 0 | 0 | 0 | 0 | 0 | 0 | 0 | 2 | 0 | 0 | 0 | 0 | 0 | 0 | 0 |  | 1 | 1 | 1 | 1 | 1 | 4 | 1 | 1 | 1 | 1 | 1 | 1
SDGE | Q1806 | 138 | 0 | 0 | 0 | 0 | 0 | 0 | 0 | 0 | 0 | 0 | 0 | 0 | 0 | 0 | 0 | 0 | 0 | 0 | 0 | 0 |  | 0 | 0 | 0 | 0 | 0 | 0 | 0 | 0 | 0 | 0 | 0 | 0 | 0 | 0 | 0 | 0 | 0 | 0 | 0 | 0 | 0 |  | 0 | 0 | 0 | 0 | 0 | 0 | 0 | 0 | 0 | 0 | 0 | 0 | 0 | 0 | 0 | 0 | 0 | 0 | 0 |  | 1 | 1 | 1 | 1 | 1 | 1 | 1 | 1 | 1 | 1 | 1 | 0
PG&E FRESNO | Quinto | 230 | 0 | 0 | 0 | 0 | 0 | 0 | 0 | 0 | 0 | 0 | 0 | 0 | 10 | 140 | 150 | 0 | 50 | 50 | 0 | 1 |  | 0 | 0 | 0 | 0 | 0 | 0 | 0 | 0 | 0 | 0 | 0 | 0 | 121 | 0 | 121 | 0 | 0 | 0 | 0 | 1 | 0 |  | 0 | 0 | 0 | 0 | 0 | 0 | 0 | 0 | 0 | 0 | 0 | 0 | 2 | 0 | 0 | 0 | 0 | 0 | 0 |  | 1 | 1 | 1 | 1 | 1 | 1 | 4 | 1 | 1 | 1 | 1 | 1
PG&E GBA | Race Track | 115 | 0 | 0 | 0 | 0 | 0 | 0 | 0 | 0 | 0 | 0 | 0 | 0 | 0 | 0 | 0 | 0 | 0 | 0 | 0 | 0 |  | 0 | 0 | 0 | 0 | 0 | 0 | 0 | 0 | 0 | 0 | 0 | 0 | 0 | 0 | 0 | 0 | 0 | 0 | 0 | 0 | 0 |  | 0 | 0 | 0 | 0 | 0 | 0 | 0 | 0 | 0 | 0 | 0 | 0 | 0 | 0 | 0 | 0 | 0 | 0 | 0 |  | 1 | 1 | 1 | 1 | 1 | 1 | 1 | 1 | 1 | 1 | 1 | 0
SDGE | Rancho Mission Viejo | 138 | 0 | 0 | 0 | 0 | 0 | 0 | 0 | 0 | 0 | 0 | 0 | 0 | 0 | 0 | 0 | 0 | 0 | 0 | 0 | 0 |  | 0 | 0 | 0 | 0 | 0 | 0 | 0 | 0 | 0 | 0 | 0 | 0 | 0 | 0 | 0 | 0 | 0 | 0 | 0 | 0 | 0 |  | 0 | 0 | 0 | 0 | 0 | 0 | 0 | 0 | 0 | 0 | 0 | 0 | 0 | 0 | 0 | 0 | 0 | 0 | 0 |  | 1 | 1 | 1 | 1 | 1 | 1 | 1 | 1 | 1 | 1 | 1 | 0
PG&E GBA | Rancho Seco | 230 | 0 | 0 | 0 | 0 | 0 | 0 | 0 | 0 | 0 | 0 | 0 | 0 | 0 | 0 | 0 | 0 | 0 | 0 | 0 | 0 |  | 0 | 0 | 0 | 0 | 0 | 0 | 0 | 0 | 0 | 0 | 0 | 0 | 0 | 0 | 0 | 0 | 0 | 0 | 0 | 0 | 0 |  | 0 | 0 | 0 | 0 | 0 | 0 | 0 | 0 | 0 | 0 | 0 | 0 | 0 | 0 | 0 | 0 | 0 | 0 | 0 |  | 1 | 1 | 1 | 1 | 1 | 1 | 1 | 1 | 1 | 1 | 1 | 0
SCE Metro | Rancho Vista | 230 | 0 | 0 | 0 | 0 | 0 | 0 | 0 | 0 | 0 | 0 | 0 | 0 | 0 | 0 | 0 | 0 | 0 | 0 | 0 | 0 |  | 0 | 0 | 0 | 0 | 0 | 0 | 0 | 0 | 0 | 0 | 0 | 0 | 0 | 0 | 0 | 0 | 0 | 0 | 0 | 0 | 0 |  | 0 | 0 | 0 | 0 | 0 | 0 | 0 | 0 | 0 | 0 | 0 | 0 | 0 | 0 | 0 | 0 | 0 | 0 | 0 |  | 1 | 1 | 1 | 1 | 1 | 1 | 1 | 1 | 1 | 1 | 1 | 0
SCE Metro | Rancho Vista | 500 | 0 | 0 | 0 | 0 | 0 | 0 | 0 | 0 | 0 | 0 | 0 | 0 | 0 | 0 | 0 | 0 | 0 | 0 | 0 | 0 |  | 0 | 0 | 0 | 0 | 0 | 0 | 0 | 0 | 0 | 0 | 0 | 0 | 0 | 0 | 0 | 0 | 0 | 0 | 0 | 0 | 0 |  | 0 | 0 | 0 | 0 | 0 | 0 | 0 | 0 | 0 | 0 | 0 | 0 | 0 | 0 | 0 | 0 | 0 | 0 | 0 |  | 1 | 1 | 1 | 1 | 1 | 1 | 1 | 1 | 1 | 1 | 1 | 0
SCE NOL | Ransburg | 115 | 0 | 0 | 0 | 0 | 0 | 0 | 0 | 0 | 0 | 0 | 0 | 3.3 | 0 | 0 | 0 | 0 | 0 | 0 | 0 | 1 |  | 0 | 0 | 0 | 0 | 0 | 0 | 0 | 0 | 0 | 0 | 0 | 0 | 0 | 0 | 0 | 0 | 0 | 0 | 0 | 0 | 0 |  | 0 | 0 | 0 | 0 | 0 | 0 | 0 | 0 | 0 | 0 | 0 | 0 | 0 | 0 | 0 | 0 | 0 | 0 | 0 |  | 1 | 1 | 1 | 1 | 1 | 1 | 1 | 1 | 1 | 1 | 1 | 0
PG&E GBA | Ravenswood | 115 | 0 | 0 | 0 | 0 | 0 | 0 | 0 | 0 | 0 | 0 | 0 | 0 | 0 | 0 | 0 | 0 | 0 | 0 | 0 | 0 |  | 0 | 0 | 0 | 0 | 0 | 0 | 0 | 0 | 0 | 0 | 0 | 0 | 0 | 0 | 0 | 0 | 0 | 0 | 0 | 0 | 0 |  | 0 | 0 | 0 | 0 | 0 | 0 | 0 | 0 | 0 | 0 | 0 | 0 | 0 | 0 | 0 | 0 | 0 | 0 | 0 |  | 1 | 1 | 1 | 1 | 1 | 1 | 1 | 1 | 1 | 1 | 1 | 0
PG&E GBA | Ravenswood | 230 | 0 | 0 | 0 | 0 | 0 | 0 | 0 | 0 | 0 | 0 | 0 | 0 | 0 | 0 | 0 | 0 | 0 | 0 | 0 | 0 |  | 0 | 0 | 0 | 0 | 0 | 0 | 0 | 0 | 0 | 0 | 0 | 0 | 0 | 0 | 0 | 0 | 0 | 0 | 0 | 0 | 0 |  | 0 | 0 | 0 | 0 | 0 | 0 | 0 | 0 | 0 | 0 | 0 | 0 | 0 | 0 | 0 | 0 | 0 | 0 | 0 |  | 1 | 1 | 1 | 1 | 1 | 1 | 1 | 1 | 1 | 1 | 1 | 0
SCE Northern | Rector | 230 | 0 | 0 | 0 | 0 | 0 | 0 | 0 | 0 | 0 | 0 | 0 | 15 | 0 | 0 | 0 | 0 | 0 | 0 | 0 | 1 |  | 0 | 0 | 0 | 0 | 0 | 0 | 0 | 0 | 0 | 0 | 0 | 3 | 0 | 0 | 0 | 0 | 0 | 0 | 0 | 1 | 0 |  | 0 | 0 | 0 | 0 | 0 | 0 | 0 | 0 | 0 | 0 | 0 | 0 | 0 | 0 | 0 | 0 | 0 | 0 | 0 |  | 1 | 1 | 1 | 1 | 1 | 1 | 1 | 1 | 1 | 1 | 1 | 0
SCE Eastern | Red Bluff | 230 | 0 | 0 | 0 | 0 | 0 | 0 | 0 | 0 | 0 | 0 | 0 | 0 | 0 | 463.5 | 463.5 | 446 | 0 | 446 | 0 | 1 |  | 0 | 0 | 0 | 0 | 0 | 0 | 0 | 0 | 0 | 0 | 0 | 0 | 100 | 363.5 | 463.5 | 416 | 0 | 416 | 0 | 1 | 0 |  | 0 | 0 | 0 | 0 | 0 | 0 | 0 | 0 | 0 | 0 | 0 | 0 | 2 | 0 | 0 | 0 | 0 | 0 | 0 |  | 1 | 1 | 1 | 1 | 1 | 1 | 4 | 1 | 1 | 1 | 1 | 1
SCE Eastern | Red Bluff | 500 | 0 | 0 | 0 | 0 | 0 | 0 | 0 | 0 | 0 | 0 | 0 | 0 | 175 | 250 | 425 | 225 | 0 | 225 | 0 | 1 |  | 0 | 0 | 0 | 0 | 0 | 0 | 0 | 0 | 0 | 0 | 0 | 0 | 0 | 250 | 250 | 375 | 0 | 375 | 0 | 1 | 0 |  | 0 | 0 | 0 | 0 | 0 | 0 | 0 | 0 | 0 | 0 | 0 | 0 | 0 | 0 | 0 | 2 | 0 | 2 | 0 |  | 1 | 1 | 1 | 1 | 1 | 1 | 1 | 4 | 1 | 4 | 1 | 1
PG&E NGBA | Redbud | 115 | 0 | 0 | 0 | 0 | 0 | 0 | 0 | 0 | 0 | 0 | 0 | 0 | 0 | 0 | 0 | 0 | 0 | 0 | 0 | 0 |  | 0 | 0 | 0 | 0 | 0 | 0 | 0 | 0 | 0 | 0 | 0 | 0 | 0 | 0 | 0 | 0 | 0 | 0 | 0 | 0 | 0 |  | 0 | 0 | 0 | 0 | 0 | 0 | 0 | 0 | 0 | 0 | 0 | 0 | 0 | 0 | 0 | 0 | 0 | 0 | 0 |  | 1 | 1 | 1 | 1 | 1 | 1 | 1 | 1 | 1 | 1 | 1 | 0
SCE Metro | Redondo | 230 | 0 | 0 | 0 | 0 | 0 | 0 | 0 | 0 | 0 | 0 | 0 | 0 | 0 | 0 | 0 | 0 | 0 | 0 | 0 | 0 |  | 0 | 0 | 0 | 0 | 0 | 0 | 0 | 0 | 0 | 0 | 0 | 0 | 0 | 0 | 0 | 0 | 0 | 0 | 0 | 0 | 0 |  | 0 | 0 | 0 | 0 | 0 | 0 | 0 | 0 | 0 | 0 | 0 | 0 | 0 | 0 | 0 | 0 | 0 | 0 | 0 |  | 1 | 1 | 1 | 1 | 1 | 1 | 1 | 1 | 1 | 1 | 1 | 0
PG&E FRESNO | Reedley | 115 | 0 | 0 | 0 | 0 | 0 | 0 | 0 | 0 | 0 | 0 | 0 | 0 | 0 | 0 | 0 | 0 | 0 | 0 | 0 | 0 |  | 0 | 0 | 0 | 0 | 0 | 0 | 0 | 0 | 0 | 0 | 0 | 0 | 0 | 0 | 0 | 0 | 0 | 0 | 0 | 0 | 0 |  | 0 | 0 | 0 | 0 | 0 | 0 | 0 | 0 | 0 | 0 | 0 | 0 | 0 | 0 | 0 | 0 | 0 | 0 | 0 |  | 1 | 1 | 1 | 1 | 1 | 1 | 1 | 1 | 1 | 1 | 1 | 0
PG&E KERN | Renfro | 115 | 0 | 0 | 0 | 0 | 0 | 0 | 0 | 0 | 0 | 0 | 0 | 0 | 0 | 0 | 0 | 0 | 0 | 0 | 0 | 0 |  | 0 | 0 | 0 | 0 | 0 | 0 | 0 | 0 | 0 | 0 | 0 | 0 | 0 | 0 | 0 | 0 | 0 | 0 | 0 | 0 | 0 |  | 0 | 0 | 0 | 0 | 0 | 0 | 0 | 0 | 0 | 0 | 0 | 0 | 0 | 0 | 0 | 0 | 0 | 0 | 0 |  | 1 | 1 | 1 | 1 | 1 | 1 | 1 | 1 | 1 | 1 | 1 | 0
PG&E GBA | Richmond R | 115 | 0 | 0.5 | 0 | 0 | 0 | 0 | 0 | 0 | 0 | 0 | 0 | 8 | 0 | 0 | 0 | 0 | 0 | 0 | 0 | 1 |  | 0 | 0 | 0 | 0 | 0 | 0 | 0 | 0 | 0 | 0 | 0 | 2.7 | 0 | 0 | 0 | 0 | 0 | 0 | 0 | 1 | 0 |  | 0 | 0 | 0 | 0 | 0 | 0 | 0 | 0 | 0 | 0 | 0 | 0 | 0 | 0 | 0 | 0 | 0 | 0 | 0 |  | 1 | 1 | 1 | 1 | 1 | 1 | 1 | 1 | 1 | 1 | 1 | 0
PG&E NGBA | Rincon | 115 | 0 | 0 | 0 | 0 | 0 | 0 | 0 | 0 | 0 | 0 | 0 | 0 | 0 | 0 | 0 | 0 | 0 | 0 | 0 | 0 |  | 0 | 0 | 0 | 0 | 0 | 0 | 0 | 0 | 0 | 0 | 0 | 0 | 0 | 0 | 0 | 0 | 0 | 0 | 0 | 0 | 0 |  | 0 | 0 | 0 | 0 | 0 | 0 | 0 | 0 | 0 | 0 | 0 | 0 | 0 | 0 | 0 | 0 | 0 | 0 | 0 |  | 1 | 1 | 1 | 1 | 1 | 1 | 1 | 1 | 1 | 1 | 1 | 0
PG&E KERN | Rio Bravo | 115 | 0 | 0 | 0 | 0 | 0 | 0 | 0 | 0 | 0 | 0 | 0 | 0 | 0 | 0 | 0 | 0 | 0 | 0 | 0 | 0 |  | 0 | 0 | 0 | 0 | 0 | 0 | 0 | 0 | 0 | 0 | 0 | 0 | 0 | 0 | 0 | 0 | 0 | 0 | 0 | 0 | 0 |  | 0 | 0 | 0 | 0 | 0 | 0 | 0 | 0 | 0 | 0 | 0 | 0 | 0 | 0 | 0 | 0 | 0 | 0 | 0 |  | 1 | 1 | 1 | 1 | 1 | 1 | 1 | 1 | 1 | 1 | 1 | 0
SCE Metro | Rio Hondo | 230 | 0 | 0 | 0 | 0 | 0 | 0 | 0 | 0 | 0 | 0 | 0 | 0 | 0 | 0 | 0 | 265 | 10 | 275 | 0 | 1 |  | 0 | 0 | 0 | 0 | 0 | 0 | 0 | 0 | 0 | 0 | 0 | 0 | 0 | 0 | 0 | 0 | 0 | 0 | 0 | 0 | 0 |  | 0 | 0 | 0 | 0 | 0 | 0 | 0 | 0 | 0 | 0 | 0 | 0 | 0 | 0 | 0 | 0 | 0 | 0 | 0 |  | 1 | 1 | 1 | 1 | 1 | 1 | 1 | 1 | 1 | 1 | 1 | 0
PG&E NGBA | Rio Oso | 115 | 0 | 0 | 0 | 0 | 0 | 0 | 0 | 0 | 0 | 0 | 0 | 0 | 0 | 0 | 0 | 0 | 0 | 0 | 0 | 0 |  | 0 | 0 | 0 | 0 | 0 | 0 | 0 | 0 | 0 | 0 | 0 | 0 | 0 | 0 | 0 | 0 | 0 | 0 | 0 | 0 | 0 |  | 0 | 0 | 0 | 0 | 0 | 0 | 0 | 0 | 0 | 0 | 0 | 0 | 0 | 0 | 0 | 0 | 0 | 0 | 0 |  | 1 | 1 | 1 | 1 | 1 | 1 | 1 | 1 | 1 | 1 | 1 | 0
PG&E NGBA | Rio Oso | 230 | 0 | 0 | 0 | 0 | 0 | 0 | 0 | 0 | 0 | 0 | 0 | 0 | 0 | 0 | 0 | 0 | 0 | 0 | 0 | 0 |  | 0 | 0 | 0 | 0 | 0 | 0 | 0 | 0 | 0 | 0 | 0 | 0 | 0 | 0 | 0 | 0 | 0 | 0 | 0 | 0 | 0 |  | 0 | 0 | 0 | 0 | 0 | 0 | 0 | 0 | 0 | 0 | 0 | 0 | 0 | 0 | 0 | 0 | 0 | 0 | 0 |  | 1 | 1 | 1 | 1 | 1 | 1 | 1 | 1 | 1 | 1 | 1 | 0
PG&E GBA | Ripon | 115 | 0 | 0 | 0 | 0 | 0 | 0 | 0 | 0 | 0 | 0 | 0 | 2.6 | 0 | 0 | 0 | 99 | 0 | 99 | 0 | 1 |  | 0 | 0 | 0 | 0 | 0 | 0 | 0 | 0 | 0 | 0 | 0 | 2.6 | 0 | 0 | 0 | 50 | 0 | 50 | 0 | 1 | 0 |  | 0 | 0 | 0 | 0 | 0 | 0 | 0 | 0 | 0 | 0 | 0 | 0 | 0 | 0 | 0 | 0 | 0 | 0 | 0 |  | 1 | 1 | 1 | 1 | 1 | 1 | 1 | 1 | 1 | 1 | 1 | 0
PG&E GBA | Riverbank | 115 | 0 | 0 | 0 | 0 | 0 | 0 | 0 | 0 | 0 | 0 | 0 | 0 | 0 | 0 | 0 | 0 | 0 | 0 | 0 | 0 |  | 0 | 0 | 0 | 0 | 0 | 0 | 0 | 0 | 0 | 0 | 0 | 0 | 0 | 0 | 0 | 0 | 0 | 0 | 0 | 0 | 0 |  | 0 | 0 | 0 | 0 | 0 | 0 | 0 | 0 | 0 | 0 | 0 | 0 | 0 | 0 | 0 | 0 | 0 | 0 | 0 |  | 1 | 1 | 1 | 1 | 1 | 1 | 1 | 1 | 1 | 1 | 1 | 0
SCE NOL | Roadway | 115 | 0 | 2.7 | 0 | 0 | 0 | 0 | 0 | 0 | 0 | 0 | 0 | 2 | 211 | 34 | 245 | 100 | 10 | 110 | 0 | 1 |  | 0 | 0 | 0 | 0 | 0 | 0 | 0 | 0 | 0 | 0 | 0 | 0 | 211 | 10 | 221 | 100 | 10 | 110 | 0 | 1 | 0 |  | 0 | 0 | 0 | 0 | 0 | 0 | 0 | 0 | 0 | 0 | 0 | 0 | 0 | 0 | 0 | 0 | 0 | 0 | 0 |  | 1 | 1 | 1 | 1 | 1 | 1 | 1 | 1 | 1 | 1 | 1 | 0
PG&E NGBA | Rock Creek 1 | 230 | 0 | 0 | 0 | 0 | 0 | 0 | 0 | 0 | 0 | 0 | 0 | 0 | 0 | 0 | 0 | 0 | 0 | 0 | 0 | 0 |  | 0 | 0 | 0 | 0 | 0 | 0 | 0 | 0 | 0 | 0 | 0 | 0 | 0 | 0 | 0 | 0 | 0 | 0 | 0 | 0 | 0 |  | 0 | 0 | 0 | 0 | 0 | 0 | 0 | 0 | 0 | 0 | 0 | 0 | 0 | 0 | 0 | 0 | 0 | 0 | 0 |  | 1 | 1 | 1 | 1 | 1 | 1 | 1 | 1 | 1 | 1 | 1 | 0
SCE Northern | Rosamond | 66 | 0 | 0 | 0 | 0 | 0 | 0 | 0 | 0 | 0 | 0 | 0 | 0 | 0 | 0 | 0 | 0 | 0 | 0 | 0 | 0 |  | 0 | 0 | 0 | 0 | 0 | 0 | 0 | 0 | 0 | 0 | 0 | 0 | 0 | 0 | 0 | 0 | 0 | 0 | 0 | 0 | 0 |  | 0 | 0 | 0 | 0 | 0 | 0 | 0 | 0 | 0 | 0 | 0 | 0 | 0 | 0 | 0 | 0 | 0 | 0 | 0 |  | 1 | 1 | 1 | 1 | 1 | 1 | 1 | 1 | 1 | 1 | 1 | 0
PG&E GBA | Rossmoor | 230 | 0 | 0 | 0 | 0 | 0 | 0 | 0 | 0 | 0 | 0 | 0 | 0 | 0 | 0 | 0 | 0 | 0 | 0 | 0 | 0 |  | 0 | 0 | 0 | 0 | 0 | 0 | 0 | 0 | 0 | 0 | 0 | 0 | 0 | 0 | 0 | 0 | 0 | 0 | 0 | 0 | 0 |  | 0 | 0 | 0 | 0 | 0 | 0 | 0 | 0 | 0 | 0 | 0 | 0 | 0 | 0 | 0 | 0 | 0 | 0 | 0 |  | 1 | 1 | 1 | 1 | 1 | 1 | 1 | 1 | 1 | 1 | 1 | 0
PG&E NGBA | Round Mountain | 230 | 0 | 0 | 0 | 0 | 0 | 0 | 0 | 0 | 0 | 0 | 0 | 0 | 0 | 0 | 0 | 0 | 0 | 0 | 0 | 0 |  | 0 | 14 | 80 | 20 | 100 | 0 | 0 | 0 | 0 | 0 | 0 | 0 | 0 | 0 | 0 | 0 | 0 | 0 | 0 | 1 | 0 |  | 0 | 2 | 2 | 2 | 2 | 0 | 0 | 0 | 0 | 0 | 0 | 0 | 0 | 0 | 0 | 0 | 0 | 0 | 0 |  | 1 | 4 | 4 | 1 | 1 | 1 | 1 | 1 | 1 | 1 | 1 | 1
PG&E NGBA | Round Mountain | 500 | 0 | 0 | 0 | 0 | 0 | 0 | 0 | 0 | 0 | 0 | 0 | 0 | 0 | 0 | 0 | 0 | 0 | 0 | 0 | 0 |  | 0 | 0 | 0 | 0 | 0 | 0 | 0 | 0 | 0 | 0 | 0 | 0 | 0 | 0 | 0 | 0 | 0 | 0 | 0 | 0 | 0 |  | 0 | 0 | 0 | 0 | 0 | 0 | 0 | 0 | 0 | 0 | 0 | 0 | 0 | 0 | 0 | 0 | 0 | 0 | 0 |  | 1 | 1 | 1 | 1 | 1 | 1 | 1 | 1 | 1 | 1 | 1 | 0
PG&E GBA | Salado | 115 | 0 | 0 | 0 | 0 | 0 | 0 | 0 | 0 | 0 | 0 | 0 | 0 | 0 | 0 | 0 | 0 | 0 | 0 | 0 | 0 |  | 0 | 0 | 0 | 0 | 0 | 0 | 0 | 0 | 0 | 0 | 0 | 0 | 0 | 0 | 0 | 0 | 0 | 0 | 0 | 0 | 0 |  | 0 | 0 | 0 | 0 | 0 | 0 | 0 | 0 | 0 | 0 | 0 | 0 | 0 | 0 | 0 | 0 | 0 | 0 | 0 |  | 1 | 1 | 1 | 1 | 1 | 1 | 1 | 1 | 1 | 1 | 1 | 0
PG&E GBA | Salado | 60 | 0 | 0 | 0 | 0 | 0 | 0 | 0 | 0 | 0 | 0 | 0 | 0 | 0 | 0 | 0 | 0 | 0 | 0 | 0 | 0 |  | 0 | 0 | 0 | 0 | 0 | 0 | 0 | 0 | 0 | 0 | 0 | 0 | 0 | 0 | 0 | 0 | 0 | 0 | 0 | 0 | 0 |  | 0 | 0 | 0 | 0 | 0 | 0 | 0 | 0 | 0 | 0 | 0 | 0 | 0 | 0 | 0 | 0 | 0 | 0 | 0 |  | 1 | 1 | 1 | 1 | 1 | 1 | 1 | 1 | 1 | 1 | 1 | 0
PG&E GBA | Salinas | 115 | 0 | 3.25 | 0 | 0 | 0 | 0 | 0 | 0 | 0 | 0 | 0 | 3 | 0 | 0 | 0 | 0 | 0 | 0 | 0 | 1 |  | 0 | 0 | 0 | 0 | 0 | 0 | 0 | 0 | 0 | 0 | 0 | 0 | 0 | 0 | 0 | 0 | 0 | 0 | 0 | 0 | 0 |  | 0 | 0 | 0 | 0 | 0 | 0 | 0 | 0 | 0 | 0 | 0 | 0 | 0 | 0 | 0 | 0 | 0 | 0 | 0 |  | 1 | 1 | 1 | 1 | 1 | 1 | 1 | 1 | 1 | 1 | 1 | 0
SDGE | Salt Creek | 69 | 0 | 0 | 0 | 0 | 0 | 0 | 0 | 0 | 0 | 0 | 0 | 0 | 0 | 0 | 0 | 0 | 0 | 0 | 0 | 0 |  | 0 | 0 | 0 | 0 | 0 | 0 | 0 | 0 | 0 | 0 | 0 | 0 | 0 | 0 | 0 | 0 | 0 | 0 | 0 | 0 | 0 |  | 0 | 0 | 0 | 0 | 0 | 0 | 0 | 0 | 0 | 0 | 0 | 0 | 0 | 0 | 0 | 0 | 0 | 0 | 0 |  | 1 | 1 | 1 | 1 | 1 | 1 | 1 | 1 | 1 | 1 | 1 | 0
SCE Eastern | San Bernardino | 230 | 0 | 5.25 | 0 | 0 | 0 | 0 | 0 | 0 | 0 | 0 | 0 | 0 | 0 | 0 | 0 | 0 | 0 | 0 | 0 | 1 |  | 0 | 0 | 0 | 0 | 0 | 0 | 0 | 0 | 0 | 0 | 0 | 0 | 0 | 0 | 0 | 0 | 0 | 0 | 0 | 0 | 0 |  | 0 | 0 | 0 | 0 | 0 | 0 | 0 | 0 | 0 | 0 | 0 | 0 | 0 | 0 | 0 | 0 | 0 | 0 | 0 |  | 1 | 1 | 1 | 1 | 1 | 1 | 1 | 1 | 1 | 1 | 1 | 0
PG&E GBA | SAN FRAN A (POTRERO PP) | 115 | 0 | 0 | 0 | 0 | 0 | 0 | 0 | 0 | 0 | 0 | 0 | 0 | 0 | 0 | 0 | 0 | 0 | 0 | 0 | 0 |  | 0 | 0 | 0 | 0 | 0 | 0 | 0 | 0 | 0 | 0 | 0 | 0 | 0 | 0 | 0 | 0 | 0 | 0 | 0 | 0 | 0 |  | 0 | 0 | 0 | 0 | 0 | 0 | 0 | 0 | 0 | 0 | 0 | 0 | 0 | 0 | 0 | 0 | 0 | 0 | 0 |  | 1 | 1 | 1 | 1 | 1 | 1 | 1 | 1 | 1 | 1 | 1 | 0
PG&E GBA | SAN FRAN A (POTRERO PP) | 230 | 0 | 0 | 0 | 0 | 0 | 0 | 0 | 0 | 0 | 0 | 0 | 0 | 0 | 0 | 0 | 0 | 0 | 0 | 0 | 0 |  | 0 | 0 | 0 | 0 | 0 | 0 | 0 | 0 | 0 | 0 | 0 | 0 | 0 | 0 | 0 | 0 | 0 | 0 | 0 | 0 | 0 |  | 0 | 0 | 0 | 0 | 0 | 0 | 0 | 0 | 0 | 0 | 0 | 0 | 0 | 0 | 0 | 0 | 0 | 0 | 0 |  | 1 | 1 | 1 | 1 | 1 | 1 | 1 | 1 | 1 | 1 | 1 | 0
PG&E GBA | San Jose A | 115 | 0 | 0 | 0 | 0 | 0 | 0 | 0 | 0 | 0 | 0 | 0 | 0 | 0 | 0 | 0 | 0 | 0 | 0 | 0 | 0 |  | 0 | 0 | 0 | 0 | 0 | 0 | 0 | 0 | 0 | 0 | 0 | 0 | 0 | 0 | 0 | 0 | 0 | 0 | 0 | 0 | 0 |  | 0 | 0 | 0 | 0 | 0 | 0 | 0 | 0 | 0 | 0 | 0 | 0 | 0 | 0 | 0 | 0 | 0 | 0 | 0 |  | 1 | 1 | 1 | 1 | 1 | 1 | 1 | 1 | 1 | 1 | 1 | 0
PG&E GBA | San Jose B | 115 | 0 | 0 | 0 | 0 | 0 | 0 | 0 | 0 | 0 | 0 | 0 | 0 | 0 | 0 | 0 | 0 | 0 | 0 | 0 | 0 |  | 0 | 0 | 0 | 0 | 0 | 0 | 0 | 0 | 0 | 0 | 0 | 0 | 0 | 0 | 0 | 0 | 0 | 0 | 0 | 0 | 0 |  | 0 | 0 | 0 | 0 | 0 | 0 | 0 | 0 | 0 | 0 | 0 | 0 | 0 | 0 | 0 | 0 | 0 | 0 | 0 |  | 1 | 1 | 1 | 1 | 1 | 1 | 1 | 1 | 1 | 1 | 1 | 0
PG&E GBA | San Leandro U | 115 | 0 | 0 | 0 | 0 | 0 | 0 | 0 | 0 | 0 | 0 | 0 | 0 | 0 | 0 | 0 | 0 | 0 | 0 | 0 | 0 |  | 0 | 0 | 0 | 0 | 0 | 0 | 0 | 0 | 0 | 0 | 0 | 0 | 0 | 0 | 0 | 0 | 0 | 0 | 0 | 0 | 0 |  | 0 | 0 | 0 | 0 | 0 | 0 | 0 | 0 | 0 | 0 | 0 | 0 | 0 | 0 | 0 | 0 | 0 | 0 | 0 |  | 1 | 1 | 1 | 1 | 1 | 1 | 1 | 1 | 1 | 1 | 1 | 0
PG&E KERN | San Luis Obispo | 115 | 0 | 0 | 0 | 0 | 0 | 0 | 0 | 0 | 0 | 0 | 0 | 0 | 0 | 0 | 0 | 0 | 0 | 0 | 0 | 0 |  | 0 | 11 | 0 | 0 | 0 | 0 | 0 | 0 | 0 | 0 | 0 | 0 | 0 | 0 | 0 | 0 | 0 | 0 | 0 | 1 | 0 |  | 0 | 2 | 0 | 0 | 0 | 0 | 0 | 0 | 0 | 0 | 0 | 0 | 0 | 0 | 0 | 0 | 0 | 0 | 0 |  | 1 | 4 | 1 | 1 | 1 | 1 | 1 | 1 | 1 | 1 | 1 | 1
PG&E KERN | San Luis Obispo | 70 | 0 | 11 | 0 | 0 | 0 | 0 | 0 | 0 | 0 | 0 | 0 | 0 | 0 | 0 | 0 | 0 | 0 | 0 | 0 | 1 |  | 0 | 0 | 0 | 0 | 0 | 0 | 0 | 0 | 0 | 0 | 0 | 0 | 0 | 0 | 0 | 0 | 0 | 0 | 0 | 0 | 0 |  | 0 | 0 | 0 | 0 | 0 | 0 | 0 | 0 | 0 | 0 | 0 | 0 | 0 | 0 | 0 | 0 | 0 | 0 | 0 |  | 1 | 1 | 1 | 1 | 1 | 1 | 1 | 1 | 1 | 1 | 1 | 0
SDGE | San Luis Rey | 230 | 0 | 0 | 0 | 0 | 0 | 0 | 0 | 0 | 0 | 0 | 0 | 0 | 0 | 0 | 0 | 0 | 0 | 0 | 0 | 0 |  | 0 | 0 | 0 | 0 | 0 | 0 | 0 | 0 | 0 | 0 | 0 | 0 | 0 | 0 | 0 | 20 | 0 | 20 | 0 | 1 | 0 |  | 0 | 0 | 0 | 0 | 0 | 0 | 0 | 0 | 0 | 0 | 0 | 0 | 0 | 0 | 0 | 2 | 0 | 2 | 0 |  | 1 | 1 | 1 | 1 | 1 | 1 | 1 | 4 | 1 | 4 | 1 | 1
SDGE | San Luis Rey | 69 | 0 | 0 | 0 | 0 | 0 | 0 | 0 | 0 | 0 | 0 | 0 | 0 | 0 | 0 | 0 | 0 | 0 | 0 | 0 | 0 |  | 0 | 0 | 0 | 0 | 0 | 0 | 0 | 0 | 0 | 0 | 0 | 0 | 0 | 0 | 0 | 0 | 0 | 0 | 0 | 0 | 0 |  | 0 | 0 | 0 | 0 | 0 | 0 | 0 | 0 | 0 | 0 | 0 | 0 | 0 | 0 | 0 | 0 | 0 | 0 | 0 |  | 1 | 1 | 1 | 1 | 1 | 1 | 1 | 1 | 1 | 1 | 1 | 0
SDGE | San Marcos | 69 | 0 | 0 | 0 | 0 | 0 | 0 | 0 | 0 | 0 | 0 | 0 | 0 | 0 | 0 | 0 | 0 | 0 | 0 | 0 | 0 |  | 0 | 0 | 0 | 0 | 0 | 0 | 0 | 0 | 0 | 0 | 0 | 0 | 0 | 0 | 0 | 0 | 0 | 0 | 0 | 0 | 0 |  | 0 | 0 | 0 | 0 | 0 | 0 | 0 | 0 | 0 | 0 | 0 | 0 | 0 | 0 | 0 | 0 | 0 | 0 | 0 |  | 1 | 1 | 1 | 1 | 1 | 1 | 1 | 1 | 1 | 1 | 1 | 0
SCE Metro | San Onofre | 230 | 0 | 0 | 0 | 0 | 0 | 0 | 0 | 0 | 0 | 0 | 0 | 0 | 0 | 0 | 0 | 0 | 0 | 0 | 0 | 0 |  | 0 | 0 | 0 | 0 | 0 | 0 | 0 | 0 | 0 | 0 | 0 | 0 | 0 | 0 | 0 | 0 | 0 | 0 | 0 | 0 | 0 |  | 0 | 0 | 0 | 0 | 0 | 0 | 0 | 0 | 0 | 0 | 0 | 0 | 0 | 0 | 0 | 0 | 0 | 0 | 0 |  | 1 | 1 | 1 | 1 | 1 | 1 | 1 | 1 | 1 | 1 | 1 | 0
PG&E GBA | San Pablo | 115 | 0 | 0 | 0 | 0 | 0 | 0 | 0 | 0 | 0 | 0 | 0 | 0 | 0 | 0 | 0 | 0 | 0 | 0 | 0 | 0 |  | 0 | 0 | 0 | 0 | 0 | 0 | 0 | 0 | 0 | 0 | 0 | 0 | 0 | 0 | 0 | 0 | 0 | 0 | 0 | 0 | 0 |  | 0 | 0 | 0 | 0 | 0 | 0 | 0 | 0 | 0 | 0 | 0 | 0 | 0 | 0 | 0 | 0 | 0 | 0 | 0 |  | 1 | 1 | 1 | 1 | 1 | 1 | 1 | 1 | 1 | 1 | 1 | 0
PG&E GBA | San Ramon | 230 | 0 | 0 | 0 | 0 | 0 | 0 | 0 | 0 | 0 | 0 | 0 | 0 | 0 | 0 | 0 | 0 | 0 | 0 | 0 | 0 |  | 0 | 0 | 0 | 0 | 0 | 0 | 0 | 0 | 0 | 0 | 0 | 1.9 | 0 | 0 | 0 | 0 | 0 | 0 | 0 | 1 | 0 |  | 0 | 0 | 0 | 0 | 0 | 0 | 0 | 0 | 0 | 0 | 0 | 2 | 0 | 0 | 0 | 0 | 0 | 0 | 0 |  | 1 | 1 | 1 | 1 | 1 | 4 | 1 | 1 | 1 | 1 | 1 | 1
SDGE | San Ysidro | 69 | 0 | 0 | 0 | 0 | 0 | 0 | 0 | 0 | 0 | 0 | 0 | 0 | 0 | 0 | 0 | 0 | 0 | 0 | 0 | 0 |  | 0 | 0 | 0 | 0 | 0 | 0 | 0 | 0 | 0 | 0 | 0 | 0 | 0 | 0 | 0 | 0 | 0 | 0 | 0 | 0 | 0 |  | 0 | 0 | 0 | 0 | 0 | 0 | 0 | 0 | 0 | 0 | 0 | 0 | 0 | 0 | 0 | 0 | 0 | 0 | 0 |  | 1 | 1 | 1 | 1 | 1 | 1 | 1 | 1 | 1 | 1 | 1 | 0
SCE NOL | Sandlot | 230 | 0 | 0 | 0 | 0 | 0 | 0 | 0 | 0 | 0 | 0 | 0 | 0 | 0 | 0 | 0 | 0 | 0 | 0 | 0 | 0 |  | 0 | 0 | 0 | 0 | 0 | 0 | 0 | 0 | 0 | 0 | 0 | 0 | 0 | 0 | 0 | 0 | 0 | 0 | 0 | 0 | 0 |  | 0 | 0 | 0 | 0 | 0 | 0 | 0 | 0 | 0 | 0 | 0 | 0 | 0 | 0 | 0 | 0 | 0 | 0 | 0 |  | 1 | 1 | 1 | 1 | 1 | 1 | 1 | 1 | 1 | 1 | 1 | 0
EOP | Sandy | 138 | 0 | 0 | 0 | 0 | 0 | 0 | 0 | 0 | 0 | 0 | 0 | 0 | 0 | 0 | 0 | 0 | 0 | 0 | 0 | 0 |  | 0 | 0 | 0 | 0 | 0 | 0 | 0 | 0 | 0 | 0 | 0 | 0 | 0 | 0 | 0 | 0 | 0 | 0 | 0 | 0 | 0 |  | 0 | 0 | 0 | 0 | 0 | 0 | 0 | 0 | 0 | 0 | 0 | 0 | 0 | 0 | 0 | 0 | 0 | 0 | 0 |  | 1 | 1 | 1 | 1 | 1 | 1 | 1 | 1 | 1 | 1 | 1 | 0
PG&E FRESNO | Sanger | 115 | 0 | 1.5 | 0 | 0 | 0 | 0 | 0 | 0 | 0 | 0 | 0 | 0 | 0 | 0 | 0 | 0 | 0 | 0 | 0 | 1 |  | 0 | 3 | 0 | 0 | 0 | 0 | 0 | 0 | 0 | 0 | 0 | 2 | 0 | 0 | 0 | 0 | 0 | 0 | 0 | 1 | 0 |  | 0 | 2 | 0 | 0 | 0 | 0 | 0 | 0 | 0 | 0 | 0 | 2 | 0 | 0 | 0 | 0 | 0 | 0 | 0 |  | 1 | 4 | 1 | 1 | 1 | 4 | 1 | 1 | 1 | 1 | 1 | 1
SCE Northern | Santa Clara | 230 | 0 | 0 | 0 | 0 | 0 | 0 | 0 | 0 | 0 | 0 | 0 | 0 | 0 | 0 | 0 | 0 | 0 | 0 | 0 | 0 |  | 0 | 0 | 0 | 0 | 0 | 0 | 0 | 0 | 0 | 0 | 0 | 0 | 0 | 0 | 0 | 15 | 0 | 15 | 0 | 1 | 0 |  | 0 | 0 | 0 | 0 | 0 | 0 | 0 | 0 | 0 | 0 | 0 | 0 | 0 | 0 | 0 | 2 | 0 | 2 | 0 |  | 1 | 1 | 1 | 1 | 1 | 1 | 1 | 4 | 1 | 4 | 1 | 1
PG&E NGBA | Santa Rosa A | 115 | 0 | 0 | 0 | 0 | 0 | 0 | 0 | 0 | 0 | 0 | 0 | 0 | 0 | 0 | 0 | 0 | 0 | 0 | 0 | 0 |  | 0 | 0 | 0 | 0 | 0 | 0 | 0 | 0 | 0 | 0 | 0 | 0 | 0 | 0 | 0 | 0 | 0 | 0 | 0 | 0 | 0 |  | 0 | 0 | 0 | 0 | 0 | 0 | 0 | 0 | 0 | 0 | 0 | 0 | 0 | 0 | 0 | 0 | 0 | 0 | 0 |  | 1 | 1 | 1 | 1 | 1 | 1 | 1 | 1 | 1 | 1 | 1 | 0
PG&E GBA | Santa Teresa | 115 | 0 | 0 | 0 | 0 | 0 | 0 | 0 | 0 | 0 | 0 | 0 | 0 | 0 | 0 | 0 | 0 | 0 | 0 | 0 | 0 |  | 0 | 0 | 0 | 0 | 0 | 0 | 0 | 0 | 0 | 0 | 0 | 0 | 0 | 0 | 0 | 0 | 0 | 0 | 0 | 0 | 0 |  | 0 | 0 | 0 | 0 | 0 | 0 | 0 | 0 | 0 | 0 | 0 | 0 | 0 | 0 | 0 | 0 | 0 | 0 | 0 |  | 1 | 1 | 1 | 1 | 1 | 1 | 1 | 1 | 1 | 1 | 1 | 0
SDGE | Santee | 138 | 0 | 0 | 0 | 0 | 0 | 0 | 0 | 0 | 0 | 0 | 0 | 0 | 0 | 0 | 0 | 10 | 0 | 10 | 0 | 1 |  | 0 | 0 | 0 | 0 | 0 | 0 | 0 | 0 | 0 | 0 | 0 | 0 | 0 | 0 | 0 | 0 | 0 | 0 | 0 | 0 | 0 |  | 0 | 0 | 0 | 0 | 0 | 0 | 0 | 0 | 0 | 0 | 0 | 0 | 0 | 0 | 0 | 0 | 0 | 0 | 0 |  | 1 | 1 | 1 | 1 | 1 | 1 | 1 | 1 | 1 | 1 | 1 | 0
SCE Metro | Santiago | 230 | 0 | 0 | 0 | 0 | 0 | 0 | 0 | 0 | 0 | 0 | 0 | 0 | 0 | 0 | 0 | 0 | 0 | 0 | 0 | 0 |  | 0 | 0 | 0 | 0 | 0 | 0 | 0 | 0 | 0 | 0 | 0 | 0 | 0 | 0 | 0 | 0 | 0 | 0 | 0 | 0 | 0 |  | 0 | 0 | 0 | 0 | 0 | 0 | 0 | 0 | 0 | 0 | 0 | 0 | 0 | 0 | 0 | 0 | 0 | 0 | 0 |  | 1 | 1 | 1 | 1 | 1 | 1 | 1 | 1 | 1 | 1 | 1 | 0
PG&E GBA | Saratoga | 230 | 0 | 0 | 0 | 0 | 0 | 0 | 0 | 0 | 0 | 0 | 0 | 0 | 0 | 0 | 0 | 0 | 0 | 0 | 0 | 0 |  | 0 | 0 | 0 | 0 | 0 | 0 | 0 | 0 | 0 | 0 | 0 | 0 | 0 | 0 | 0 | 0 | 0 | 0 | 0 | 0 | 0 |  | 0 | 0 | 0 | 0 | 0 | 0 | 0 | 0 | 0 | 0 | 0 | 0 | 0 | 0 | 0 | 0 | 0 | 0 | 0 |  | 1 | 1 | 1 | 1 | 1 | 1 | 1 | 1 | 1 | 1 | 1 | 0
SCE Northern | Saugus | 230 | 0 | 0 | 0 | 0 | 0 | 0 | 0 | 0 | 0 | 0 | 0 | 0 | 0 | 0 | 0 | 0 | 0 | 0 | 0 | 0 |  | 0 | 0 | 0 | 0 | 0 | 0 | 0 | 0 | 0 | 0 | 0 | 0 | 0 | 0 | 0 | 0 | 0 | 0 | 0 | 0 | 0 |  | 0 | 0 | 0 | 0 | 0 | 0 | 0 | 0 | 0 | 0 | 0 | 0 | 0 | 0 | 0 | 0 | 0 | 0 | 0 |  | 1 | 1 | 1 | 1 | 1 | 1 | 1 | 1 | 1 | 1 | 1 | 0
PG&E FRESNO | Schindler | 115 | 0 | 0 | 0 | 0 | 0 | 0 | 0 | 0 | 0 | 0 | 0 | 0 | 0 | 0 | 0 | 0 | 0 | 0 | 0 | 0 |  | 0 | 0 | 0 | 0 | 0 | 0 | 0 | 0 | 0 | 0 | 0 | 2 | 0 | 0 | 0 | 0 | 0 | 0 | 0 | 1 | 0 |  | 0 | 0 | 0 | 0 | 0 | 0 | 0 | 0 | 0 | 0 | 0 | 2 | 0 | 0 | 0 | 0 | 0 | 0 | 0 |  | 1 | 1 | 1 | 1 | 1 | 4 | 1 | 1 | 1 | 1 | 1 | 1
PG&E FRESNO | Schindler | 70 | 0 | 0 | 0 | 0 | 0 | 0 | 0 | 0 | 0 | 0 | 0 | 0 | 0 | 0 | 0 | 0 | 0 | 0 | 0 | 0 |  | 0 | 0 | 0 | 0 | 0 | 0 | 0 | 0 | 0 | 0 | 0 | 0 | 0 | 0 | 0 | 0 | 0 | 0 | 0 | 0 | 0 |  | 0 | 0 | 0 | 0 | 0 | 0 | 0 | 0 | 0 | 0 | 0 | 0 | 0 | 0 | 0 | 0 | 0 | 0 | 0 |  | 1 | 1 | 1 | 1 | 1 | 1 | 1 | 1 | 1 | 1 | 1 | 0
PG&E GBA | Schulte | 115 | 0 | 0 | 0 | 0 | 0 | 0 | 0 | 0 | 0 | 0 | 0 | 0 | 0 | 0 | 0 | 0 | 0 | 0 | 0 | 0 |  | 0 | 0 | 0 | 0 | 0 | 0 | 0 | 0 | 0 | 0 | 0 | 0 | 0 | 0 | 0 | 0 | 0 | 0 | 0 | 0 | 0 |  | 0 | 0 | 0 | 0 | 0 | 0 | 0 | 0 | 0 | 0 | 0 | 0 | 0 | 0 | 0 | 0 | 0 | 0 | 0 |  | 1 | 1 | 1 | 1 | 1 | 1 | 1 | 1 | 1 | 1 | 1 | 0
SDGE | Scripps | 69 | 0 | 0 | 0 | 0 | 0 | 0 | 0 | 0 | 0 | 0 | 0 | 0 | 0 | 0 | 0 | 0 | 0 | 0 | 0 | 0 |  | 0 | 0 | 0 | 0 | 0 | 0 | 0 | 0 | 0 | 0 | 0 | 0 | 0 | 0 | 0 | 0 | 0 | 0 | 0 | 0 | 0 |  | 0 | 0 | 0 | 0 | 0 | 0 | 0 | 0 | 0 | 0 | 0 | 0 | 0 | 0 | 0 | 0 | 0 | 0 | 0 |  | 1 | 1 | 1 | 1 | 1 | 1 | 1 | 1 | 1 | 1 | 1 | 0
PG&E KERN | Semitropic | 115 | 0 | 0 | 0 | 0 | 0 | 0 | 0 | 0 | 0 | 0 | 0 | 4.66 | 0 | 0 | 0 | 0 | 0 | 0 | 0 | 1 |  | 0 | 0 | 0 | 0 | 0 | 0 | 0 | 0 | 0 | 0 | 0 | 4.66 | 0 | 0 | 0 | 0 | 0 | 0 | 0 | 1 | 0 |  | 0 | 0 | 0 | 0 | 0 | 0 | 0 | 0 | 0 | 0 | 0 | 0 | 0 | 0 | 0 | 0 | 0 | 0 | 0 |  | 1 | 1 | 1 | 1 | 1 | 1 | 1 | 1 | 1 | 1 | 1 | 0
SCE Metro | Serrano | 230 | 0 | 0 | 0 | 0 | 0 | 0 | 0 | 0 | 0 | 0 | 0 | 0 | 0 | 0 | 0 | 0 | 0 | 0 | 0 | 0 |  | 0 | 0 | 0 | 0 | 0 | 0 | 0 | 0 | 0 | 0 | 0 | 0 | 0 | 0 | 0 | 0 | 0 | 0 | 0 | 0 | 0 |  | 0 | 0 | 0 | 0 | 0 | 0 | 0 | 0 | 0 | 0 | 0 | 0 | 0 | 0 | 0 | 0 | 0 | 0 | 0 |  | 1 | 1 | 1 | 1 | 1 | 1 | 1 | 1 | 1 | 1 | 1 | 0
SCE Metro | Serrano | 500 | 0 | 0 | 0 | 0 | 0 | 0 | 0 | 0 | 0 | 0 | 0 | 0 | 0 | 0 | 0 | 0 | 0 | 0 | 0 | 0 |  | 0 | 0 | 0 | 0 | 0 | 0 | 0 | 0 | 0 | 0 | 0 | 0 | 0 | 0 | 0 | 0 | 0 | 0 | 0 | 0 | 0 |  | 0 | 0 | 0 | 0 | 0 | 0 | 0 | 0 | 0 | 0 | 0 | 0 | 0 | 0 | 0 | 0 | 0 | 0 | 0 |  | 1 | 1 | 1 | 1 | 1 | 1 | 1 | 1 | 1 | 1 | 1 | 0
SDGE | Shadowridge | 138 | 0 | 0 | 0 | 0 | 0 | 0 | 0 | 0 | 0 | 0 | 0 | 0 | 0 | 0 | 0 | 0 | 0 | 0 | 0 | 0 |  | 0 | 0 | 0 | 0 | 0 | 0 | 0 | 0 | 0 | 0 | 0 | 0 | 0 | 0 | 0 | 0 | 0 | 0 | 0 | 0 | 0 |  | 0 | 0 | 0 | 0 | 0 | 0 | 0 | 0 | 0 | 0 | 0 | 0 | 0 | 0 | 0 | 0 | 0 | 0 | 0 |  | 1 | 1 | 1 | 1 | 1 | 1 | 1 | 1 | 1 | 1 | 1 | 0
PG&E KERN | Shafter | 115 | 0 | 0 | 0 | 0 | 0 | 0 | 0 | 0 | 0 | 0 | 0 | 2.25 | 0 | 0 | 0 | 0 | 0 | 0 | 0 | 1 |  | 0 | 0 | 0 | 0 | 0 | 0 | 0 | 0 | 0 | 0 | 0 | 2.25 | 0 | 0 | 0 | 0 | 0 | 0 | 0 | 1 | 0 |  | 0 | 0 | 0 | 0 | 0 | 0 | 0 | 0 | 0 | 0 | 0 | 0 | 0 | 0 | 0 | 0 | 0 | 0 | 0 |  | 1 | 1 | 1 | 1 | 1 | 1 | 1 | 1 | 1 | 1 | 1 | 0
PG&E NGBA | Silverado | 115 | 0 | 0 | 0 | 0 | 0 | 0 | 0 | 0 | 0 | 0 | 0 | 0 | 0 | 0 | 0 | 0 | 0 | 0 | 0 | 0 |  | 0 | 0 | 0 | 0 | 0 | 0 | 0 | 0 | 0 | 0 | 0 | 0 | 0 | 0 | 0 | 0 | 0 | 0 | 0 | 0 | 0 |  | 0 | 0 | 0 | 0 | 0 | 0 | 0 | 0 | 0 | 0 | 0 | 0 | 0 | 0 | 0 | 0 | 0 | 0 | 0 |  | 1 | 1 | 1 | 1 | 1 | 1 | 1 | 1 | 1 | 1 | 1 | 0
SDGE | Silvergate | 230 | 0 | 0 | 0 | 0 | 0 | 0 | 0 | 0 | 0 | 0 | 0 | 0 | 0 | 0 | 0 | 0 | 0 | 0 | 0 | 0 |  | 0 | 0 | 0 | 0 | 0 | 0 | 0 | 0 | 0 | 0 | 0 | 0 | 0 | 0 | 0 | 100 | 0 | 100 | 0 | 1 | 0 |  | 0 | 0 | 0 | 0 | 0 | 0 | 0 | 0 | 0 | 0 | 0 | 0 | 0 | 0 | 0 | 2 | 0 | 2 | 0 |  | 1 | 1 | 1 | 1 | 1 | 1 | 1 | 4 | 1 | 4 | 1 | 1
SDGE | Silvergate | 69 | 0 | 0 | 0 | 0 | 0 | 0 | 0 | 0 | 0 | 0 | 0 | 0 | 0 | 0 | 0 | 0 | 0 | 0 | 0 | 0 |  | 0 | 0 | 0 | 0 | 0 | 0 | 0 | 0 | 0 | 0 | 0 | 0 | 0 | 0 | 0 | 0 | 0 | 0 | 0 | 0 | 0 |  | 0 | 0 | 0 | 0 | 0 | 0 | 0 | 0 | 0 | 0 | 0 | 0 | 0 | 0 | 0 | 0 | 0 | 0 | 0 |  | 1 | 1 | 1 | 1 | 1 | 1 | 1 | 1 | 1 | 1 | 1 | 0
PG&E KERN | Sisquoc | 115 | 0 | 0 | 0 | 0 | 0 | 0 | 0 | 0 | 0 | 0 | 0 | 0 | 0 | 0 | 0 | 0 | 0 | 0 | 0 | 0 |  | 0 | 0 | 0 | 0 | 0 | 0 | 0 | 0 | 0 | 0 | 0 | 0 | 0 | 0 | 0 | 0 | 0 | 0 | 0 | 0 | 0 |  | 0 | 0 | 0 | 0 | 0 | 0 | 0 | 0 | 0 | 0 | 0 | 0 | 0 | 0 | 0 | 0 | 0 | 0 | 0 |  | 1 | 1 | 1 | 1 | 1 | 1 | 1 | 1 | 1 | 1 | 1 | 0
EOP | Sloan Canyon | 230 | 0 | 0 | 260 | 50 | 310 | 0 | 0 | 0 | 0 | 0 | 0 | 0 | 0 | 0 | 0 | 0 | 0 | 0 | 0 | 1 |  | 0 | 0 | 310 | 0 | 310 | 0 | 0 | 0 | 0 | 0 | 0 | 0 | 0 | 0 | 0 | 0 | 0 | 0 | 0 | 1 | 0 |  | 0 | 0 | 1 | 0 | 0 | 0 | 0 | 0 | 0 | 0 | 0 | 0 | 0 | 0 | 0 | 0 | 0 | 0 | 0 |  | 1 | 1 | 3 | 1 | 1 | 1 | 1 | 1 | 1 | 1 | 1 | 1
EOP | Sloan Canyon | 500 | 0 | 0 | 0 | 0 | 0 | 0 | 0 | 0 | 0 | 0 | 0 | 0 | 0 | 0 | 0 | 0 | 0 | 0 | 0 | 0 |  | 0 | 0 | 0 | 0 | 0 | 0 | 0 | 0 | 0 | 0 | 0 | 0 | 0 | 0 | 0 | 0 | 0 | 0 | 0 | 0 | 0 |  | 0 | 0 | 0 | 0 | 0 | 0 | 0 | 0 | 0 | 0 | 0 | 0 | 0 | 0 | 0 | 0 | 0 | 0 | 0 |  | 1 | 1 | 1 | 1 | 1 | 1 | 1 | 1 | 1 | 1 | 1 | 0
PG&E KERN | Smyrna | 115 | 0 | 0 | 0 | 0 | 0 | 0 | 0 | 0 | 0 | 0 | 0 | 6 | 0 | 0 | 0 | 0 | 0 | 0 | 0 | 1 |  | 0 | 0 | 0 | 0 | 0 | 0 | 0 | 0 | 0 | 0 | 0 | 6.1 | 0 | 0 | 0 | 0 | 0 | 0 | 0 | 1 | 0 |  | 0 | 0 | 0 | 0 | 0 | 0 | 0 | 0 | 0 | 0 | 0 | 0 | 0 | 0 | 0 | 0 | 0 | 0 | 0 |  | 1 | 1 | 1 | 1 | 1 | 1 | 1 | 1 | 1 | 1 | 1 | 0
PG&E GBA | Sobrante | 115 | 0 | 0 | 0 | 0 | 0 | 0 | 0 | 0 | 0 | 0 | 0 | 0 | 0 | 0 | 0 | 0 | 0 | 0 | 0 | 0 |  | 0 | 0 | 0 | 0 | 0 | 0 | 0 | 0 | 0 | 0 | 0 | 5 | 0 | 0 | 0 | 0 | 0 | 0 | 0 | 1 | 0 |  | 0 | 0 | 0 | 0 | 0 | 0 | 0 | 0 | 0 | 0 | 0 | 2 | 0 | 0 | 0 | 0 | 0 | 0 | 0 |  | 1 | 1 | 1 | 1 | 1 | 4 | 1 | 1 | 1 | 1 | 1 | 1
PG&E GBA | Sobrante | 230 | 0 | 0 | 0 | 0 | 0 | 0 | 0 | 0 | 0 | 0 | 0 | 0 | 0 | 0 | 0 | 0 | 0 | 0 | 0 | 0 |  | 0 | 0 | 0 | 0 | 0 | 0 | 0 | 0 | 0 | 0 | 0 | 0 | 0 | 0 | 0 | 0 | 0 | 0 | 0 | 0 | 0 |  | 0 | 0 | 0 | 0 | 0 | 0 | 0 | 0 | 0 | 0 | 0 | 0 | 0 | 0 | 0 | 0 | 0 | 0 | 0 |  | 1 | 1 | 1 | 1 | 1 | 1 | 1 | 1 | 1 | 1 | 1 | 0
PG&E KERN | Solar | 230 | 0 | 0 | 0 | 0 | 0 | 0 | 0 | 0 | 0 | 0 | 0 | 0 | 0 | 0 | 0 | 0 | 0 | 0 | 0 | 0 |  | 0 | 0 | 0 | 0 | 0 | 0 | 0 | 0 | 0 | 0 | 0 | 0 | 0 | 0 | 0 | 0 | 0 | 0 | 0 | 0 | 0 |  | 0 | 0 | 0 | 0 | 0 | 0 | 0 | 0 | 0 | 0 | 0 | 0 | 0 | 0 | 0 | 0 | 0 | 0 | 0 |  | 1 | 1 | 1 | 1 | 1 | 1 | 1 | 1 | 1 | 1 | 1 | 0
PG&E GBA | Soledad | 115 | 0 | 0 | 0 | 0 | 0 | 0 | 0 | 0 | 0 | 0 | 0 | 0 | 0 | 0 | 0 | 0 | 0 | 0 | 0 | 0 |  | 0 | 0 | 0 | 0 | 0 | 0 | 0 | 0 | 0 | 0 | 0 | 0 | 0 | 0 | 0 | 0 | 0 | 0 | 0 | 0 | 0 |  | 0 | 0 | 0 | 0 | 0 | 0 | 0 | 0 | 0 | 0 | 0 | 0 | 0 | 0 | 0 | 0 | 0 | 0 | 0 |  | 1 | 1 | 1 | 1 | 1 | 1 | 1 | 1 | 1 | 1 | 1 | 0
PG&E GBA | Soledad | 60 | 0 | 0 | 6 | 0 | 6 | 0 | 0 | 0 | 0 | 0 | 0 | 0 | 0 | 0 | 0 | 0 | 0 | 0 | 0 | 1 |  | 0 | 0 | 0 | 0 | 0 | 0 | 0 | 0 | 0 | 0 | 0 | 0 | 0 | 0 | 0 | 0 | 0 | 0 | 0 | 0 | 0 |  | 0 | 0 | 0 | 0 | 0 | 0 | 0 | 0 | 0 | 0 | 0 | 0 | 0 | 0 | 0 | 0 | 0 | 0 | 0 |  | 1 | 1 | 1 | 1 | 1 | 1 | 1 | 1 | 1 | 1 | 1 | 0
SDGE | Spring Valley | 69 | 0 | 0 | 0 | 0 | 0 | 0 | 0 | 0 | 0 | 0 | 0 | 0 | 0 | 0 | 0 | 0 | 0 | 0 | 0 | 0 |  | 0 | 0 | 0 | 0 | 0 | 0 | 0 | 0 | 0 | 0 | 0 | 0 | 0 | 0 | 0 | 0 | 0 | 0 | 0 | 0 | 0 |  | 0 | 0 | 0 | 0 | 0 | 0 | 0 | 0 | 0 | 0 | 0 | 0 | 0 | 0 | 0 | 0 | 0 | 0 | 0 |  | 1 | 1 | 1 | 1 | 1 | 1 | 1 | 1 | 1 | 1 | 1 | 0
SCE Northern | Springville | 230 | 0 | 0 | 0 | 0 | 0 | 0 | 0 | 0 | 0 | 0 | 0 | 3 | 0 | 0 | 0 | 225 | 0 | 225 | 0 | 1 |  | 0 | 0 | 0 | 0 | 0 | 0 | 0 | 0 | 0 | 0 | 0 | 0 | 0 | 0 | 0 | 225 | 0 | 225 | 0 | 1 | 0 |  | 0 | 0 | 0 | 0 | 0 | 0 | 0 | 0 | 0 | 0 | 0 | 0 | 0 | 0 | 0 | 0 | 0 | 0 | 0 |  | 1 | 1 | 1 | 1 | 1 | 1 | 1 | 1 | 1 | 1 | 1 | 0
PG&E GBA | Stagg | 230 | 0 | 0 | 0 | 0 | 0 | 0 | 0 | 0 | 0 | 0 | 0 | 0 | 0 | 0 | 0 | 0 | 0 | 0 | 0 | 0 |  | 0 | 0 | 0 | 0 | 0 | 0 | 0 | 0 | 0 | 0 | 0 | 0 | 0 | 0 | 0 | 0 | 0 | 0 | 0 | 0 | 0 |  | 0 | 0 | 0 | 0 | 0 | 0 | 0 | 0 | 0 | 0 | 0 | 0 | 0 | 0 | 0 | 0 | 0 | 0 | 0 |  | 1 | 1 | 1 | 1 | 1 | 1 | 1 | 1 | 1 | 1 | 1 | 0
PG&E GBA | Standard Oil | 115 | 0 | 0 | 0 | 0 | 0 | 0 | 0 | 0 | 0 | 0 | 0 | 0 | 0 | 0 | 0 | 0 | 0 | 0 | 0 | 0 |  | 0 | 0 | 0 | 0 | 0 | 0 | 0 | 0 | 0 | 0 | 0 | 0 | 0 | 0 | 0 | 0 | 0 | 0 | 0 | 0 | 0 |  | 0 | 0 | 0 | 0 | 0 | 0 | 0 | 0 | 0 | 0 | 0 | 0 | 0 | 0 | 0 | 0 | 0 | 0 | 0 |  | 1 | 1 | 1 | 1 | 1 | 1 | 1 | 1 | 1 | 1 | 1 | 0
PG&E GBA | Stanislaus | 115 | 0 | 0 | 0 | 0 | 0 | 0 | 0 | 0 | 0 | 0 | 0 | 0 | 0 | 0 | 0 | 0 | 0 | 0 | 0 | 0 |  | 0 | 0 | 0 | 0 | 0 | 0 | 0 | 0 | 0 | 0 | 0 | 0 | 0 | 0 | 0 | 0 | 0 | 0 | 0 | 0 | 0 |  | 0 | 0 | 0 | 0 | 0 | 0 | 0 | 0 | 0 | 0 | 0 | 0 | 0 | 0 | 0 | 0 | 0 | 0 | 0 |  | 1 | 1 | 1 | 1 | 1 | 1 | 1 | 1 | 1 | 1 | 1 | 0
PG&E KERN | Stockdale | 115 | 0 | 0 | 0 | 0 | 0 | 0 | 0 | 0 | 0 | 0 | 0 | 1.8 | 0 | 0 | 0 | 0 | 0 | 0 | 0 | 1 |  | 0 | 0 | 0 | 0 | 0 | 0 | 0 | 0 | 0 | 0 | 0 | 1.7 | 0 | 0 | 0 | 0 | 0 | 0 | 0 | 1 | 0 |  | 0 | 0 | 0 | 0 | 0 | 0 | 0 | 0 | 0 | 0 | 0 | 0 | 0 | 0 | 0 | 0 | 0 | 0 | 0 |  | 1 | 1 | 1 | 1 | 1 | 1 | 1 | 1 | 1 | 1 | 1 | 0
PG&E KERN | Stockdale | 230 | 0 | 0 | 0 | 0 | 0 | 0 | 0 | 0 | 0 | 0 | 0 | 0 | 0 | 0 | 0 | 0 | 0 | 0 | 0 | 0 |  | 0 | 0 | 0 | 0 | 0 | 0 | 0 | 0 | 0 | 0 | 0 | 0 | 0 | 0 | 0 | 0 | 0 | 0 | 0 | 0 | 0 |  | 0 | 0 | 0 | 0 | 0 | 0 | 0 | 0 | 0 | 0 | 0 | 0 | 0 | 0 | 0 | 0 | 0 | 0 | 0 |  | 1 | 1 | 1 | 1 | 1 | 1 | 1 | 1 | 1 | 1 | 1 | 0
PG&E GBA | Stockton A | 115 | 0 | 0 | 0 | 0 | 0 | 0 | 0 | 0 | 0 | 0 | 0 | 0 | 0 | 0 | 0 | 0 | 0 | 0 | 0 | 0 |  | 0 | 0 | 0 | 0 | 0 | 0 | 0 | 0 | 0 | 0 | 0 | 0 | 0 | 0 | 0 | 0 | 0 | 0 | 0 | 0 | 0 |  | 0 | 0 | 0 | 0 | 0 | 0 | 0 | 0 | 0 | 0 | 0 | 0 | 0 | 0 | 0 | 0 | 0 | 0 | 0 |  | 1 | 1 | 1 | 1 | 1 | 1 | 1 | 1 | 1 | 1 | 1 | 0
PG&E GBA | Stone | 115 | 0 | 0 | 0 | 0 | 0 | 0 | 0 | 0 | 0 | 0 | 0 | 0 | 0 | 0 | 0 | 0 | 0 | 0 | 0 | 0 |  | 0 | 0 | 0 | 0 | 0 | 0 | 0 | 0 | 0 | 0 | 0 | 0 | 0 | 0 | 0 | 0 | 0 | 0 | 0 | 0 | 0 |  | 0 | 0 | 0 | 0 | 0 | 0 | 0 | 0 | 0 | 0 | 0 | 0 | 0 | 0 | 0 | 0 | 0 | 0 | 0 |  | 1 | 1 | 1 | 1 | 1 | 1 | 1 | 1 | 1 | 1 | 1 | 0
PG&E FRESNO | Storey | 230 | 0 | 0 | 0 | 0 | 0 | 0 | 0 | 0 | 0 | 0 | 0 | 0 | 0 | 0 | 0 | 0 | 0 | 0 | 0 | 0 |  | 0 | 0 | 0 | 0 | 0 | 0 | 0 | 0 | 0 | 0 | 0 | 0 | 0 | 0 | 0 | 0 | 0 | 0 | 0 | 0 | 0 |  | 0 | 0 | 0 | 0 | 0 | 0 | 0 | 0 | 0 | 0 | 0 | 0 | 0 | 0 | 0 | 0 | 0 | 0 | 0 |  | 1 | 1 | 1 | 1 | 1 | 1 | 1 | 1 | 1 | 1 | 1 | 0
PG&E NGBA | Summit | 115 | 0 | 0 | 0 | 0 | 0 | 0 | 0 | 0 | 0 | 0 | 0 | 0 | 0 | 0 | 0 | 0 | 0 | 0 | 0 | 0 |  | 0 | 0 | 0 | 0 | 0 | 0 | 0 | 0 | 0 | 0 | 0 | 0 | 0 | 0 | 0 | 0 | 0 | 0 | 0 | 0 | 0 |  | 0 | 0 | 0 | 0 | 0 | 0 | 0 | 0 | 0 | 0 | 0 | 0 | 0 | 0 | 0 | 0 | 0 | 0 | 0 |  | 1 | 1 | 1 | 1 | 1 | 1 | 1 | 1 | 1 | 1 | 1 | 0
SDGE | Suncrest | 230 | 0 | 0 | 0 | 0 | 0 | 0 | 0 | 0 | 0 | 0 | 0 | 0 | 0 | 0 | 0 | 0 | 0 | 0 | 0 | 0 |  | 0 | 0 | 0 | 0 | 0 | 0 | 0 | 0 | 0 | 0 | 0 | 0 | 0 | 0 | 0 | 0 | 0 | 0 | 0 | 0 | 0 |  | 0 | 0 | 0 | 0 | 0 | 0 | 0 | 0 | 0 | 0 | 0 | 0 | 0 | 0 | 0 | 0 | 0 | 0 | 0 |  | 1 | 1 | 1 | 1 | 1 | 1 | 1 | 1 | 1 | 1 | 1 | 0
SDGE | Suncrest | 500 | 0 | 0 | 0 | 0 | 0 | 0 | 0 | 0 | 0 | 0 | 0 | 0 | 0 | 0 | 0 | 0 | 0 | 0 | 0 | 0 |  | 0 | 0 | 0 | 0 | 0 | 0 | 0 | 0 | 0 | 0 | 0 | 0 | 0 | 0 | 0 | 0 | 0 | 0 | 0 | 0 | 0 |  | 0 | 0 | 0 | 0 | 0 | 0 | 0 | 0 | 0 | 0 | 0 | 0 | 0 | 0 | 0 | 0 | 0 | 0 | 0 |  | 1 | 1 | 1 | 1 | 1 | 1 | 1 | 1 | 1 | 1 | 1 | 0
PG&E KERN | Sunrise | 230 | 0 | 0 | 0 | 0 | 0 | 0 | 0 | 0 | 0 | 0 | 0 | 0 | 0 | 0 | 0 | 0 | 0 | 0 | 0 | 0 |  | 0 | 0 | 0 | 0 | 0 | 0 | 0 | 0 | 0 | 0 | 0 | 0 | 0 | 0 | 0 | 0 | 0 | 0 | 0 | 0 | 0 |  | 0 | 0 | 0 | 0 | 0 | 0 | 0 | 0 | 0 | 0 | 0 | 0 | 0 | 0 | 0 | 0 | 0 | 0 | 0 |  | 1 | 1 | 1 | 1 | 1 | 1 | 1 | 1 | 1 | 1 | 1 | 0
PG&E KERN | Sunset | 230 | 0 | 0 | 0 | 0 | 0 | 0 | 0 | 0 | 0 | 0 | 0 | 0 | 0 | 0 | 0 | 0 | 0 | 0 | 0 | 0 |  | 0 | 0 | 0 | 0 | 0 | 0 | 0 | 0 | 0 | 0 | 0 | 0 | 0 | 0 | 0 | 0 | 0 | 0 | 0 | 0 | 0 |  | 0 | 0 | 0 | 0 | 0 | 0 | 0 | 0 | 0 | 0 | 0 | 0 | 0 | 0 | 0 | 0 | 0 | 0 | 0 |  | 1 | 1 | 1 | 1 | 1 | 1 | 1 | 1 | 1 | 1 | 1 | 0
PG&E GBA | Swift | 115 | 0 | 0 | 0 | 0 | 0 | 0 | 0 | 0 | 0 | 0 | 0 | 0 | 0 | 0 | 0 | 0 | 0 | 0 | 0 | 0 |  | 0 | 0 | 0 | 0 | 0 | 0 | 0 | 0 | 0 | 0 | 0 | 0 | 0 | 0 | 0 | 0 | 0 | 0 | 0 | 0 | 0 |  | 0 | 0 | 0 | 0 | 0 | 0 | 0 | 0 | 0 | 0 | 0 | 0 | 0 | 0 | 0 | 0 | 0 | 0 | 0 |  | 1 | 1 | 1 | 1 | 1 | 1 | 1 | 1 | 1 | 1 | 1 | 0
SDGE | Sycamore Canyon | 138 | 0 | 0 | 0 | 0 | 0 | 0 | 0 | 0 | 0 | 0 | 0 | 0 | 0 | 0 | 0 | 0 | 0 | 0 | 0 | 0 |  | 0 | 0 | 0 | 0 | 0 | 0 | 0 | 0 | 0 | 0 | 0 | 0 | 0 | 0 | 0 | 0 | 0 | 0 | 0 | 0 | 0 |  | 0 | 0 | 0 | 0 | 0 | 0 | 0 | 0 | 0 | 0 | 0 | 0 | 0 | 0 | 0 | 0 | 0 | 0 | 0 |  | 1 | 1 | 1 | 1 | 1 | 1 | 1 | 1 | 1 | 1 | 1 | 0
SDGE | Sycamore Canyon | 230 | 0 | 0 | 0 | 0 | 0 | 0 | 0 | 0 | 0 | 0 | 0 | 0 | 0 | 0 | 0 | 0 | 0 | 0 | 409.2 | 1 |  | 0 | 0 | 0 | 0 | 0 | 0 | 0 | 0 | 0 | 0 | 0 | 0 | 0 | 0 | 0 | 0 | 0 | 0 | 437 | 1 | 0 |  | 0 | 0 | 0 | 0 | 0 | 0 | 0 | 0 | 0 | 0 | 0 | 0 | 0 | 0 | 0 | 0 | 0 | 0 | 0 |  | 1 | 1 | 1 | 1 | 1 | 1 | 1 | 1 | 1 | 1 | 1 | 0
SDGE | Sycamore Canyon | 69 | 0 | 0 | 0 | 0 | 0 | 0 | 0 | 0 | 0 | 0 | 0 | 0 | 0 | 0 | 0 | 0 | 0 | 0 | 0 | 0 |  | 0 | 0 | 0 | 0 | 0 | 0 | 0 | 0 | 0 | 0 | 0 | 0 | 0 | 0 | 0 | 0 | 0 | 0 | 0 | 0 | 0 |  | 0 | 0 | 0 | 0 | 0 | 0 | 0 | 0 | 0 | 0 | 0 | 0 | 0 | 0 | 0 | 0 | 0 | 0 | 0 |  | 1 | 1 | 1 | 1 | 1 | 1 | 1 | 1 | 1 | 1 | 1 | 0
SCE Northern | Sylmar | 230 | 0 | 0 | 0 | 0 | 0 | 0 | 0 | 0 | 0 | 0 | 0 | 0 | 0 | 0 | 0 | 0 | 0 | 0 | 0 | 0 |  | 0 | 0 | 0 | 0 | 0 | 0 | 0 | 0 | 0 | 0 | 0 | 0 | 0 | 0 | 0 | 0 | 0 | 0 | 0 | 0 | 0 |  | 0 | 0 | 0 | 0 | 0 | 0 | 0 | 0 | 0 | 0 | 0 | 0 | 0 | 0 | 0 | 0 | 0 | 0 | 0 |  | 1 | 1 | 1 | 1 | 1 | 1 | 1 | 1 | 1 | 1 | 1 | 0
PG&E NGBA | Table Mountain | 115 | 0 | 0 | 0 | 0 | 0 | 0 | 0 | 0 | 0 | 0 | 0 | 0 | 0 | 0 | 0 | 0 | 0 | 0 | 0 | 0 |  | 0 | 0 | 0 | 0 | 0 | 0 | 0 | 0 | 0 | 0 | 0 | 0 | 0 | 0 | 0 | 0 | 0 | 0 | 0 | 0 | 0 |  | 0 | 0 | 0 | 0 | 0 | 0 | 0 | 0 | 0 | 0 | 0 | 0 | 0 | 0 | 0 | 0 | 0 | 0 | 0 |  | 1 | 1 | 1 | 1 | 1 | 1 | 1 | 1 | 1 | 1 | 1 | 0
PG&E NGBA | Table Mountain | 230 | 0 | 0 | 90.5 | 22.5 | 113 | 0 | 0 | 0 | 0 | 0 | 0 | 0 | 0 | 0 | 0 | 0 | 0 | 0 | 0 | 1 |  | 0 | 0 | 60.5 | 52.5 | 113 | 0 | 0 | 0 | 0 | 0 | 0 | 3 | 0 | 0 | 0 | 0 | 0 | 0 | 0 | 1 | 0 |  | 0 | 0 | 0 | 2 | 0 | 0 | 0 | 0 | 0 | 0 | 0 | 2 | 0 | 0 | 0 | 0 | 0 | 0 | 0 |  | 1 | 1 | 1 | 1 | 1 | 4 | 1 | 1 | 1 | 1 | 1 | 1
PG&E NGBA | Table Mountain | 500 | 0 | 0 | 0 | 0 | 0 | 0 | 0 | 0 | 0 | 0 | 0 | 0 | 0 | 0 | 0 | 0 | 0 | 0 | 0 | 0 |  | 0 | 0 | 0 | 0 | 0 | 0 | 0 | 0 | 0 | 0 | 0 | 0 | 0 | 0 | 0 | 0 | 0 | 0 | 0 | 0 | 0 |  | 0 | 0 | 0 | 0 | 0 | 0 | 0 | 0 | 0 | 0 | 0 | 0 | 0 | 0 | 0 | 0 | 0 | 0 | 0 |  | 1 | 1 | 1 | 1 | 1 | 1 | 1 | 1 | 1 | 1 | 1 | 0
PG&E NGBA | Table Mountain | 60 | 0 | 0 | 0 | 0 | 0 | 0 | 0 | 0 | 0 | 0 | 0 | 0 | 0 | 0 | 0 | 0 | 0 | 0 | 0 | 0 |  | 0 | 0 | 0 | 0 | 0 | 0 | 0 | 0 | 0 | 0 | 0 | 0 | 0 | 0 | 0 | 0 | 0 | 0 | 0 | 0 | 0 |  | 0 | 0 | 0 | 0 | 0 | 0 | 0 | 0 | 0 | 0 | 0 | 0 | 0 | 0 | 0 | 0 | 0 | 0 | 0 |  | 1 | 1 | 1 | 1 | 1 | 1 | 1 | 1 | 1 | 1 | 1 | 0
PG&E KERN | Taft | 115 | 0 | 0 | 0 | 0 | 0 | 0 | 0 | 0 | 0 | 0 | 0 | 8 | 0 | 3 | 3 | 3 | 0 | 3 | 0 | 1 |  | 0 | 0 | 0 | 0 | 0 | 0 | 0 | 0 | 0 | 0 | 0 | 13 | 0 | 0 | 0 | 0 | 0 | 0 | 0 | 1 | 0 |  | 0 | 0 | 0 | 0 | 0 | 0 | 0 | 0 | 0 | 0 | 0 | 2 | 0 | 0 | 0 | 0 | 0 | 0 | 0 |  | 1 | 1 | 1 | 1 | 1 | 4 | 1 | 1 | 1 | 1 | 1 | 1
SDGE | Talega | 138 | 0 | 0 | 0 | 0 | 0 | 0 | 0 | 0 | 0 | 0 | 0 | 0 | 0 | 0 | 0 | 0 | 0 | 0 | 0 | 0 |  | 0 | 0 | 0 | 0 | 0 | 0 | 0 | 0 | 0 | 0 | 0 | 0 | 0 | 0 | 0 | 0 | 0 | 0 | 0 | 0 | 0 |  | 0 | 0 | 0 | 0 | 0 | 0 | 0 | 0 | 0 | 0 | 0 | 0 | 0 | 0 | 0 | 0 | 0 | 0 | 0 |  | 1 | 1 | 1 | 1 | 1 | 1 | 1 | 1 | 1 | 1 | 1 | 0
SDGE | Talega | 230 | 0 | 0 | 0 | 0 | 0 | 0 | 0 | 0 | 0 | 0 | 0 | 0 | 0 | 0 | 0 | 0 | 0 | 0 | 0 | 0 |  | 0 | 0 | 0 | 0 | 0 | 0 | 0 | 0 | 0 | 0 | 0 | 0 | 0 | 0 | 0 | 100 | 0 | 100 | 0 | 1 | 0 |  | 0 | 0 | 0 | 0 | 0 | 0 | 0 | 0 | 0 | 0 | 0 | 0 | 0 | 0 | 0 | 2 | 0 | 2 | 0 |  | 1 | 1 | 1 | 1 | 1 | 1 | 1 | 4 | 1 | 4 | 1 | 1
PG&E GBA | Tassajara | 230 | 0 | 0 | 0 | 0 | 0 | 0 | 0 | 0 | 0 | 0 | 0 | 0 | 0 | 0 | 0 | 0 | 0 | 0 | 0 | 0 |  | 0 | 0 | 0 | 0 | 0 | 0 | 0 | 0 | 0 | 0 | 0 | 0 | 0 | 0 | 0 | 0 | 0 | 0 | 0 | 0 | 0 |  | 0 | 0 | 0 | 0 | 0 | 0 | 0 | 0 | 0 | 0 | 0 | 0 | 0 | 0 | 0 | 0 | 0 | 0 | 0 |  | 1 | 1 | 1 | 1 | 1 | 1 | 1 | 1 | 1 | 1 | 1 | 0
PG&E KERN | Tejon | 70 | 0 | 0 | 0 | 0 | 0 | 0 | 0 | 0 | 0 | 0 | 0 | 0 | 0 | 0 | 0 | 0 | 0 | 0 | 0 | 0 |  | 0 | 0 | 0 | 0 | 0 | 0 | 0 | 0 | 0 | 0 | 0 | 0 | 0 | 0 | 0 | 0 | 0 | 0 | 0 | 0 | 0 |  | 0 | 0 | 0 | 0 | 0 | 0 | 0 | 0 | 0 | 0 | 0 | 0 | 0 | 0 | 0 | 0 | 0 | 0 | 0 |  | 1 | 1 | 1 | 1 | 1 | 1 | 1 | 1 | 1 | 1 | 1 | 0
SDGE | Telegraph Canyon | 138 | 0 | 0 | 0 | 0 | 0 | 0 | 0 | 0 | 0 | 0 | 0 | 0 | 0 | 0 | 0 | 0 | 0 | 0 | 0 | 0 |  | 0 | 0 | 0 | 0 | 0 | 0 | 0 | 0 | 0 | 0 | 0 | 0 | 0 | 0 | 0 | 0 | 0 | 0 | 0 | 0 | 0 |  | 0 | 0 | 0 | 0 | 0 | 0 | 0 | 0 | 0 | 0 | 0 | 0 | 0 | 0 | 0 | 0 | 0 | 0 | 0 |  | 1 | 1 | 1 | 1 | 1 | 1 | 1 | 1 | 1 | 1 | 1 | 0
PG&E KERN | Temblor | 115 | 0 | 0 | 0 | 0 | 0 | 0 | 0 | 0 | 0 | 0 | 0 | 0 | 0 | 0 | 0 | 0 | 0 | 0 | 0 | 0 |  | 0 | 0 | 0 | 0 | 0 | 0 | 0 | 0 | 0 | 0 | 0 | 0 | 0 | 0 | 0 | 0 | 0 | 0 | 0 | 0 | 0 |  | 0 | 0 | 0 | 0 | 0 | 0 | 0 | 0 | 0 | 0 | 0 | 0 | 0 | 0 | 0 | 0 | 0 | 0 | 0 |  | 1 | 1 | 1 | 1 | 1 | 1 | 1 | 1 | 1 | 1 | 1 | 0
PG&E KERN | Templeton | 230 | 0 | 0 | 113.07 | 0 | 113.07 | 0 | 0 | 0 | 0 | 0 | 0 | 0 | 0 | 0 | 0 | 0 | 0 | 0 | 0 | 1 |  | 0 | 0 | 100 | 0 | 100 | 0 | 0 | 0 | 0 | 0 | 0 | 0 | 0 | 0 | 0 | 0 | 0 | 0 | 0 | 1 | 0 |  | 0 | 0 | 0 | 0 | 0 | 0 | 0 | 0 | 0 | 0 | 0 | 0 | 0 | 0 | 0 | 0 | 0 | 0 | 0 |  | 1 | 1 | 1 | 1 | 1 | 1 | 1 | 1 | 1 | 1 | 1 | 0
PG&E KERN | Templeton | 70 | 0 | 3 | 0 | 0 | 0 | 0 | 0 | 0 | 0 | 0 | 0 | 0 | 0 | 0 | 0 | 0 | 0 | 0 | 0 | 1 |  | 0 | 0 | 0 | 0 | 0 | 0 | 0 | 0 | 0 | 0 | 0 | 0 | 0 | 0 | 0 | 0 | 0 | 0 | 0 | 0 | 0 |  | 0 | 0 | 0 | 0 | 0 | 0 | 0 | 0 | 0 | 0 | 0 | 0 | 0 | 0 | 0 | 0 | 0 | 0 | 0 |  | 1 | 1 | 1 | 1 | 1 | 1 | 1 | 1 | 1 | 1 | 1 | 0
PG&E GBA | Tesla | 115 | 0 | 0 | 0 | 0 | 0 | 0 | 0 | 0 | 0 | 0 | 0 | 0 | 0 | 0 | 0 | 0 | 0 | 0 | 0 | 0 |  | 0 | 0 | 0 | 0 | 0 | 0 | 0 | 0 | 0 | 0 | 0 | 0 | 0 | 0 | 0 | 0 | 0 | 0 | 0 | 0 | 0 |  | 0 | 0 | 0 | 0 | 0 | 0 | 0 | 0 | 0 | 0 | 0 | 0 | 0 | 0 | 0 | 0 | 0 | 0 | 0 |  | 1 | 1 | 1 | 1 | 1 | 1 | 1 | 1 | 1 | 1 | 1 | 0
PG&E GBA | Tesla | 230 | 0 | 0 | 100 | 76.5 | 176.5 | 0 | 0 | 0 | 0 | 0 | 0 | 0 | 0 | 0 | 0 | 125 | 0 | 125 | 0 | 1 |  | 0 | 0 | 130 | 45 | 175 | 0 | 0 | 0 | 0 | 0 | 0 | 0 | 0 | 0 | 0 | 0 | 0 | 0 | 0 | 1 | 0 |  | 0 | 0 | 1 | 0 | 0 | 0 | 0 | 0 | 0 | 0 | 0 | 0 | 0 | 0 | 0 | 0 | 0 | 0 | 0 |  | 1 | 1 | 3 | 1 | 1 | 1 | 1 | 1 | 1 | 1 | 1 | 1
PG&E GBA | Tesla | 500 | 0 | 0 | 300 | 0 | 300 | 0 | 0 | 0 | 0 | 0 | 0 | 0 | 0 | 0 | 0 | 0 | 0 | 0 | 0 | 1 |  | 0 | 0 | 302 | 0 | 302 | 0 | 0 | 0 | 0 | 0 | 0 | 0 | 0 | 0 | 0 | 0 | 0 | 0 | 0 | 1 | 0 |  | 0 | 0 | 0 | 0 | 0 | 0 | 0 | 0 | 0 | 0 | 0 | 0 | 0 | 0 | 0 | 0 | 0 | 0 | 0 |  | 1 | 1 | 1 | 1 | 1 | 1 | 1 | 1 | 1 | 1 | 1 | 0
PG&E KERN | Tevis | 115 | 0 | 0 | 0 | 0 | 0 | 0 | 0 | 0 | 0 | 0 | 0 | 0 | 0 | 0 | 0 | 0 | 0 | 0 | 0 | 0 |  | 0 | 0 | 0 | 0 | 0 | 0 | 0 | 0 | 0 | 0 | 0 | 0 | 0 | 0 | 0 | 0 | 0 | 0 | 0 | 0 | 0 |  | 0 | 0 | 0 | 0 | 0 | 0 | 0 | 0 | 0 | 0 | 0 | 0 | 0 | 0 | 0 | 0 | 0 | 0 | 0 |  | 1 | 1 | 1 | 1 | 1 | 1 | 1 | 1 | 1 | 1 | 1 | 0
EOP | Thousandaire | 138 | 0 | 0 | 0 | 0 | 0 | 0 | 0 | 0 | 0 | 0 | 0 | 0 | 0 | 0 | 0 | 0 | 0 | 0 | 0 | 0 |  | 0 | 0 | 0 | 0 | 0 | 0 | 0 | 0 | 0 | 0 | 0 | 0 | 0 | 0 | 0 | 0 | 0 | 0 | 0 | 0 | 0 |  | 0 | 0 | 0 | 0 | 0 | 0 | 0 | 0 | 0 | 0 | 0 | 0 | 0 | 0 | 0 | 0 | 0 | 0 | 0 |  | 1 | 1 | 1 | 1 | 1 | 1 | 1 | 1 | 1 | 1 | 1 | 0
PG&E KERN | Topaz | 230 | 0 | 0 | 0 | 0 | 0 | 0 | 0 | 0 | 0 | 0 | 0 | 0 | 0 | 0 | 0 | 0 | 0 | 0 | 0 | 0 |  | 0 | 0 | 0 | 0 | 0 | 0 | 0 | 0 | 0 | 0 | 0 | 0 | 0 | 0 | 0 | 0 | 0 | 0 | 0 | 0 | 0 |  | 0 | 0 | 0 | 0 | 0 | 0 | 0 | 0 | 0 | 0 | 0 | 0 | 0 | 0 | 0 | 0 | 0 | 0 | 0 |  | 1 | 1 | 1 | 1 | 1 | 1 | 1 | 1 | 1 | 1 | 1 | 0
SCE NOL | Tortilla | 115 | 0 | 0 | 0 | 0 | 0 | 0 | 0 | 0 | 0 | 0 | 0 | 3 | 0 | 0 | 0 | 0 | 0 | 0 | 0 | 1 |  | 0 | 0 | 0 | 0 | 0 | 0 | 0 | 0 | 0 | 0 | 0 | 3 | 0 | 0 | 0 | 0 | 0 | 0 | 0 | 1 | 0 |  | 0 | 0 | 0 | 0 | 0 | 0 | 0 | 0 | 0 | 0 | 0 | 0 | 0 | 0 | 0 | 0 | 0 | 0 | 0 |  | 1 | 1 | 1 | 1 | 1 | 1 | 1 | 1 | 1 | 1 | 1 | 0
SDGE | Trabuco | 138 | 0 | 0 | 0 | 0 | 0 | 0 | 0 | 0 | 0 | 0 | 0 | 0 | 0 | 0 | 0 | 0 | 0 | 0 | 0 | 0 |  | 0 | 0 | 0 | 0 | 0 | 0 | 0 | 0 | 0 | 0 | 0 | 0 | 0 | 0 | 0 | 0 | 0 | 0 | 0 | 0 | 0 |  | 0 | 0 | 0 | 0 | 0 | 0 | 0 | 0 | 0 | 0 | 0 | 0 | 0 | 0 | 0 | 0 | 0 | 0 | 0 |  | 1 | 1 | 1 | 1 | 1 | 1 | 1 | 1 | 1 | 1 | 1 | 0
PG&E GBA | Tracy | 115 | 0 | 3 | 0 | 0 | 0 | 0 | 0 | 0 | 0 | 0 | 0 | 0 | 0 | 0 | 0 | 0 | 0 | 0 | 0 | 1 |  | 0 | 5 | 0 | 0 | 0 | 0 | 0 | 0 | 0 | 0 | 0 | 2 | 0 | 0 | 0 | 0 | 0 | 0 | 0 | 1 | 0 |  | 0 | 2 | 0 | 0 | 0 | 0 | 0 | 0 | 0 | 0 | 0 | 2 | 0 | 0 | 0 | 0 | 0 | 0 | 0 |  | 1 | 4 | 1 | 1 | 1 | 4 | 1 | 1 | 1 | 1 | 1 | 1
PG&E FRESNO | Tranquility | 230 | 0 | 0 | 0 | 0 | 0 | 0 | 0 | 0 | 0 | 0 | 0 | 0 | 100 | 600 | 700 | 662 | 0 | 662 | 0 | 1 |  | 0 | 0 | 0 | 0 | 0 | 0 | 0 | 0 | 0 | 0 | 0 | 0 | 370 | 215 | 585 | 502.5 | 29 | 531.5 | 0 | 1 | 0 |  | 0 | 0 | 0 | 0 | 0 | 0 | 0 | 0 | 0 | 0 | 0 | 0 | 2 | 0 | 0 | 0 | 2 | 0 | 0 |  | 1 | 1 | 1 | 1 | 1 | 1 | 4 | 1 | 4 | 1 | 1 | 1
PG&E GBA | Trimble | 115 | 0 | 0 | 0 | 0 | 0 | 0 | 0 | 0 | 0 | 0 | 0 | 0 | 0 | 0 | 0 | 0 | 0 | 0 | 0 | 0 |  | 0 | 0 | 0 | 0 | 0 | 0 | 0 | 0 | 0 | 0 | 0 | 0 | 0 | 0 | 0 | 0 | 0 | 0 | 0 | 0 | 0 |  | 0 | 0 | 0 | 0 | 0 | 0 | 0 | 0 | 0 | 0 | 0 | 0 | 0 | 0 | 0 | 0 | 0 | 0 | 0 |  | 1 | 1 | 1 | 1 | 1 | 1 | 1 | 1 | 1 | 1 | 1 | 0
EOP | Trout Canyon | 230 | 0 | 0 | 0 | 0 | 0 | 0 | 0 | 0 | 0 | 0 | 0 | 0 | 566 | 745 | 1311 | 731 | 60 | 791 | 0 | 1 |  | 0 | 0 | 0 | 0 | 0 | 0 | 0 | 0 | 0 | 0 | 0 | 0 | 565 | 365 | 930 | 455 | 130 | 585 | 0 | 1 | 0 |  | 0 | 0 | 0 | 0 | 0 | 0 | 0 | 0 | 0 | 0 | 0 | 0 | 0 | 0 | 0 | 0 | 2 | 0 | 0 |  | 1 | 1 | 1 | 1 | 1 | 1 | 1 | 1 | 4 | 1 | 1 | 1
EOP | Trout Canyon | 500 | 0 | 0 | 0 | 0 | 0 | 0 | 0 | 0 | 0 | 0 | 0 | 0 | 0 | 0 | 0 | 0 | 0 | 0 | 0 | 0 |  | 0 | 0 | 0 | 0 | 0 | 0 | 0 | 0 | 0 | 0 | 0 | 0 | 0 | 0 | 0 | 0 | 0 | 0 | 0 | 0 | 0 |  | 0 | 0 | 0 | 0 | 0 | 0 | 0 | 0 | 0 | 0 | 0 | 0 | 0 | 0 | 0 | 0 | 0 | 0 | 0 |  | 1 | 1 | 1 | 1 | 1 | 1 | 1 | 1 | 1 | 1 | 1 | 0
PG&E NGBA | Tulucay | 230 | 0 | 0 | 0 | 0 | 0 | 0 | 0 | 0 | 0 | 0 | 0 | 0 | 0 | 0 | 0 | 0 | 0 | 0 | 0 | 0 |  | 0 | 0 | 0 | 0 | 0 | 0 | 0 | 0 | 0 | 0 | 0 | 0.65 | 25 | 0 | 25 | 0 | 0 | 0 | 0 | 1 | 0 |  | 0 | 0 | 0 | 0 | 0 | 0 | 0 | 0 | 0 | 0 | 0 | 2 | 2 | 0 | 2 | 0 | 0 | 0 | 0 |  | 1 | 1 | 1 | 1 | 1 | 4 | 4 | 1 | 1 | 1 | 1 | 1
PG&E NGBA | Tulucay | 60 | 0 | 0 | 0 | 0 | 0 | 0 | 0 | 0 | 0 | 0 | 0 | 0 | 24.5 | 0 | 24.5 | 0 | 0 | 0 | 0 | 1 |  | 0 | 0 | 0 | 0 | 0 | 0 | 0 | 0 | 0 | 0 | 0 | 0 | 0 | 0 | 0 | 0 | 0 | 0 | 0 | 0 | 0 |  | 0 | 0 | 0 | 0 | 0 | 0 | 0 | 0 | 0 | 0 | 0 | 0 | 0 | 0 | 0 | 0 | 0 | 0 | 0 |  | 1 | 1 | 1 | 1 | 1 | 1 | 1 | 1 | 1 | 1 | 1 | 0
PG&E KERN | Tupman | 115 | 0 | 0 | 0 | 0 | 0 | 0 | 0 | 0 | 0 | 0 | 0 | 0 | 0 | 0 | 0 | 0 | 0 | 0 | 0 | 0 |  | 0 | 0 | 0 | 0 | 0 | 0 | 0 | 0 | 0 | 0 | 0 | 0 | 55 | 0 | 55 | 0 | 0 | 0 | 0 | 1 | 0 |  | 0 | 0 | 0 | 0 | 0 | 0 | 0 | 0 | 0 | 0 | 0 | 0 | 2 | 0 | 2 | 0 | 0 | 0 | 0 |  | 1 | 1 | 1 | 1 | 1 | 1 | 4 | 1 | 1 | 1 | 1 | 1
PG&E NGBA | Ukiah | 115 | 0 | 0 | 0 | 0 | 0 | 0 | 0 | 0 | 0 | 0 | 0 | 0 | 0 | 0 | 0 | 0 | 0 | 0 | 0 | 0 |  | 0 | 1 | 0 | 0 | 0 | 0 | 0 | 0 | 0 | 0 | 0 | 0 | 0 | 0 | 0 | 0 | 0 | 0 | 0 | 1 | 0 |  | 0 | 2 | 0 | 0 | 0 | 0 | 0 | 0 | 0 | 0 | 0 | 0 | 0 | 0 | 0 | 0 | 0 | 0 | 0 |  | 1 | 4 | 1 | 1 | 1 | 1 | 1 | 1 | 1 | 1 | 1 | 1
PG&E KERN | Union (Estrella) | 70 | 0 | 0 | 0 | 0 | 0 | 0 | 0 | 0 | 0 | 0 | 0 | 0 | 0 | 0 | 0 | 0 | 0 | 0 | 0 | 0 |  | 0 | 0 | 0 | 0 | 0 | 0 | 0 | 0 | 0 | 0 | 0 | 0 | 0 | 0 | 0 | 0 | 0 | 0 | 0 | 0 | 0 |  | 0 | 0 | 0 | 0 | 0 | 0 | 0 | 0 | 0 | 0 | 0 | 0 | 0 | 0 | 0 | 0 | 0 | 0 | 0 |  | 1 | 1 | 1 | 1 | 1 | 1 | 1 | 1 | 1 | 1 | 1 | 0
PG&E NGBA | Vaca Dixon | 115 | 0 | 0 | 0 | 0 | 0 | 0 | 0 | 0 | 0 | 0 | 0 | 0 | 0 | 0 | 0 | 0 | 0 | 0 | 0 | 0 |  | 0 | 0 | 0 | 0 | 0 | 0 | 0 | 0 | 0 | 0 | 0 | 0 | 0 | 0 | 0 | 0 | 0 | 0 | 0 | 0 | 0 |  | 0 | 0 | 0 | 0 | 0 | 0 | 0 | 0 | 0 | 0 | 0 | 0 | 0 | 0 | 0 | 0 | 0 | 0 | 0 |  | 1 | 1 | 1 | 1 | 1 | 1 | 1 | 1 | 1 | 1 | 1 | 0
PG&E NGBA | Vaca Dixon | 230 | 0 | 0 | 0 | 0 | 0 | 0 | 0 | 0 | 0 | 0 | 0 | 0 | 0 | 0 | 0 | 0 | 0 | 0 | 0 | 0 |  | 0 | 0 | 0 | 0 | 0 | 0 | 0 | 0 | 0 | 0 | 0 | 0 | 0 | 0 | 0 | 0 | 0 | 0 | 0 | 0 | 0 |  | 0 | 0 | 0 | 0 | 0 | 0 | 0 | 0 | 0 | 0 | 0 | 0 | 0 | 0 | 0 | 0 | 0 | 0 | 0 |  | 1 | 1 | 1 | 1 | 1 | 1 | 1 | 1 | 1 | 1 | 1 | 0
PG&E NGBA | Vaca Dixon | 500 | 0 | 0 | 0 | 0 | 0 | 0 | 0 | 0 | 0 | 0 | 0 | 0 | 0 | 0 | 0 | 0 | 0 | 0 | 0 | 0 |  | 0 | 0 | 0 | 0 | 0 | 0 | 0 | 0 | 0 | 0 | 0 | 0 | 0 | 0 | 0 | 0 | 0 | 0 | 0 | 0 | 0 |  | 0 | 0 | 0 | 0 | 0 | 0 | 0 | 0 | 0 | 0 | 0 | 0 | 0 | 0 | 0 | 0 | 0 | 0 | 0 |  | 1 | 1 | 1 | 1 | 1 | 1 | 1 | 1 | 1 | 1 | 1 | 0
PG&E NGBA | Vaca Dixon | 60 | 0 | 0 | 0 | 0 | 0 | 0 | 0 | 0 | 0 | 0 | 0 | 0 | 0 | 0 | 0 | 0 | 0 | 0 | 0 | 0 |  | 0 | 0 | 0 | 0 | 0 | 0 | 0 | 0 | 0 | 0 | 0 | 0 | 0 | 0 | 0 | 0 | 0 | 0 | 0 | 0 | 0 |  | 0 | 0 | 0 | 0 | 0 | 0 | 0 | 0 | 0 | 0 | 0 | 0 | 0 | 0 | 0 | 0 | 0 | 0 | 0 |  | 1 | 1 | 1 | 1 | 1 | 1 | 1 | 1 | 1 | 1 | 1 | 0
SCE Eastern | Valley (SCE) | 500 | 0 | 0 | 0 | 0 | 0 | 0 | 0 | 0 | 0 | 0 | 0 | 0 | 0 | 0 | 0 | 720 | 0 | 720 | 0 | 1 |  | 0 | 0 | 0 | 0 | 0 | 0 | 0 | 0 | 0 | 0 | 0 | 0 | 0 | 0 | 0 | 770 | 0 | 770 | 0 | 1 | 0 |  | 0 | 0 | 0 | 0 | 0 | 0 | 0 | 0 | 0 | 0 | 0 | 0 | 0 | 0 | 0 | 0 | 0 | 0 | 0 |  | 1 | 1 | 1 | 1 | 1 | 1 | 1 | 1 | 1 | 1 | 1 | 0
EOP | Valley (VEA) | 138 | 0 | 0 | 0 | 0 | 0 | 0 | 0 | 0 | 0 | 0 | 0 | 0 | 0 | 0 | 0 | 0 | 0 | 0 | 0 | 0 |  | 0 | 0 | 0 | 0 | 0 | 0 | 0 | 0 | 0 | 0 | 0 | 0 | 0 | 0 | 0 | 0 | 0 | 0 | 0 | 0 | 0 |  | 0 | 0 | 0 | 0 | 0 | 0 | 0 | 0 | 0 | 0 | 0 | 0 | 0 | 0 | 0 | 0 | 0 | 0 | 0 |  | 1 | 1 | 1 | 1 | 1 | 1 | 1 | 1 | 1 | 1 | 1 | 0
SDGE | Valley Center | 69 | 0 | 0 | 0 | 0 | 0 | 0 | 0 | 0 | 0 | 0 | 0 | 10 | 0 | 0 | 0 | 0 | 0 | 0 | 0 | 1 |  | 0 | 0 | 0 | 0 | 0 | 0 | 0 | 0 | 0 | 0 | 0 | 0 | 0 | 0 | 0 | 0 | 0 | 0 | 0 | 0 | 0 |  | 0 | 0 | 0 | 0 | 0 | 0 | 0 | 0 | 0 | 0 | 0 | 0 | 0 | 0 | 0 | 0 | 0 | 0 | 0 |  | 1 | 1 | 1 | 1 | 1 | 1 | 1 | 1 | 1 | 1 | 1 | 0
PG&E GBA | Valley Home | 115 | 0 | 0 | 0 | 0 | 0 | 0 | 0 | 0 | 0 | 0 | 0 | 0 | 0 | 0 | 0 | 0 | 0 | 0 | 0 | 0 |  | 0 | 0 | 0 | 0 | 0 | 0 | 0 | 0 | 0 | 0 | 0 | 0 | 0 | 0 | 0 | 0 | 0 | 0 | 0 | 0 | 0 |  | 0 | 0 | 0 | 0 | 0 | 0 | 0 | 0 | 0 | 0 | 0 | 0 | 0 | 0 | 0 | 0 | 0 | 0 | 0 |  | 1 | 1 | 1 | 1 | 1 | 1 | 1 | 1 | 1 | 1 | 1 | 0
PG&E GBA | Valley Springs | 230 | 0 | 3 | 0 | 0 | 0 | 0 | 0 | 0 | 0 | 0 | 0 | 0 | 0 | 0 | 0 | 0 | 0 | 0 | 0 | 1 |  | 0 | 0 | 0 | 0 | 0 | 0 | 0 | 0 | 0 | 0 | 0 | 0 | 0 | 0 | 0 | 0 | 0 | 0 | 0 | 0 | 0 |  | 0 | 0 | 0 | 0 | 0 | 0 | 0 | 0 | 0 | 0 | 0 | 0 | 0 | 0 | 0 | 0 | 0 | 0 | 0 |  | 1 | 1 | 1 | 1 | 1 | 1 | 1 | 1 | 1 | 1 | 1 | 0
PG&E GBA | Valley Springs | 60 | 0 | 0 | 0 | 0 | 0 | 0 | 0 | 0 | 0 | 0 | 0 | 0 | 0 | 0 | 0 | 0 | 0 | 0 | 0 | 0 |  | 0 | 0 | 0 | 0 | 0 | 0 | 0 | 0 | 0 | 0 | 0 | 0 | 0 | 0 | 0 | 0 | 0 | 0 | 0 | 0 | 0 |  | 0 | 0 | 0 | 0 | 0 | 0 | 0 | 0 | 0 | 0 | 0 | 0 | 0 | 0 | 0 | 0 | 0 | 0 | 0 |  | 1 | 1 | 1 | 1 | 1 | 1 | 1 | 1 | 1 | 1 | 1 | 0
EOP | Valley Switch | 138 | 0 | 0 | 0 | 0 | 0 | 0 | 0 | 0 | 0 | 0 | 0 | 0 | 0 | 0 | 0 | 0 | 0 | 0 | 0 | 0 |  | 0 | 0 | 0 | 0 | 0 | 0 | 0 | 0 | 0 | 0 | 0 | 0 | 0 | 0 | 0 | 0 | 0 | 0 | 0 | 0 | 0 |  | 0 | 0 | 0 | 0 | 0 | 0 | 0 | 0 | 0 | 0 | 0 | 0 | 0 | 0 | 0 | 0 | 0 | 0 | 0 |  | 1 | 1 | 1 | 1 | 1 | 1 | 1 | 1 | 1 | 1 | 1 | 0
EOP | Valley Switch | 230 | 0 | 0 | 0 | 0 | 0 | 0 | 0 | 0 | 0 | 0 | 0 | 0 | 0 | 0 | 0 | 0 | 0 | 0 | 0 | 0 |  | 0 | 0 | 0 | 0 | 0 | 0 | 0 | 0 | 0 | 0 | 0 | 0 | 0 | 0 | 0 | 0 | 0 | 0 | 0 | 0 | 0 |  | 0 | 0 | 0 | 0 | 0 | 0 | 0 | 0 | 0 | 0 | 0 | 0 | 0 | 0 | 0 | 0 | 0 | 0 | 0 |  | 1 | 1 | 1 | 1 | 1 | 1 | 1 | 1 | 1 | 1 | 1 | 0
PG&E GBA | Vasco | 230 | 0 | 0 | 0 | 0 | 0 | 0 | 0 | 0 | 0 | 0 | 0 | 0 | 0 | 0 | 0 | 0 | 0 | 0 | 0 | 0 |  | 0 | 0 | 0 | 0 | 0 | 0 | 0 | 0 | 0 | 0 | 0 | 0 | 0 | 0 | 0 | 0 | 0 | 0 | 0 | 0 | 0 |  | 0 | 0 | 0 | 0 | 0 | 0 | 0 | 0 | 0 | 0 | 0 | 0 | 0 | 0 | 0 | 0 | 0 | 0 | 0 |  | 1 | 1 | 1 | 1 | 1 | 1 | 1 | 1 | 1 | 1 | 1 | 0
PG&E GBA | Vasona | 230 | 0 | 0 | 0 | 0 | 0 | 0 | 0 | 0 | 0 | 0 | 0 | 0 | 0 | 0 | 0 | 0 | 0 | 0 | 0 | 0 |  | 0 | 0 | 0 | 0 | 0 | 0 | 0 | 0 | 0 | 0 | 0 | 0 | 0 | 0 | 0 | 0 | 0 | 0 | 0 | 0 | 0 |  | 0 | 0 | 0 | 0 | 0 | 0 | 0 | 0 | 0 | 0 | 0 | 0 | 0 | 0 | 0 | 0 | 0 | 0 | 0 |  | 1 | 1 | 1 | 1 | 1 | 1 | 1 | 1 | 1 | 1 | 1 | 0
SCE Northern | Vestal | 230 | 0 | 0 | 0 | 0 | 0 | 0 | 0 | 0 | 0 | 0 | 0 | 0 | 125 | 275 | 400 | 110 | 55 | 165 | 0 | 1 |  | 0 | 0 | 0 | 0 | 0 | 0 | 0 | 0 | 0 | 0 | 0 | 0 | 205 | 50 | 255 | 190 | 0 | 190 | 0 | 1 | 0 |  | 0 | 0 | 0 | 0 | 0 | 0 | 0 | 0 | 0 | 0 | 0 | 0 | 2 | 0 | 0 | 2 | 0 | 1 | 0 |  | 1 | 1 | 1 | 1 | 1 | 1 | 4 | 4 | 1 | 3 | 1 | 1
SCE Northern | Vestal | 66 | 0 | 0 | 0 | 0 | 0 | 0 | 0 | 0 | 0 | 0 | 0 | 0 | 0 | 0 | 0 | 80 | 0 | 80 | 0 | 1 |  | 0 | 0 | 0 | 0 | 0 | 0 | 0 | 0 | 0 | 0 | 0 | 0 | 0 | 0 | 0 | 0 | 0 | 0 | 0 | 0 | 0 |  | 0 | 0 | 0 | 0 | 0 | 0 | 0 | 0 | 0 | 0 | 0 | 0 | 0 | 0 | 0 | 0 | 0 | 0 | 0 |  | 1 | 1 | 1 | 1 | 1 | 1 | 1 | 1 | 1 | 1 | 1 | 0
SCE NOL | Victor | 115 | 0 | 0 | 0 | 0 | 0 | 0 | 0 | 0 | 0 | 0 | 0 | 7 | 0 | 0 | 0 | 0 | 0 | 0 | 0 | 1 |  | 0 | 0 | 0 | 0 | 0 | 0 | 0 | 0 | 0 | 0 | 0 | 0 | 0 | 0 | 0 | 0 | 0 | 0 | 0 | 0 | 0 |  | 0 | 0 | 0 | 0 | 0 | 0 | 0 | 0 | 0 | 0 | 0 | 0 | 0 | 0 | 0 | 0 | 0 | 0 | 0 |  | 1 | 1 | 1 | 1 | 1 | 1 | 1 | 1 | 1 | 1 | 1 | 0
SCE NOL | Victor | 230 | 0 | 0 | 0 | 0 | 0 | 0 | 0 | 0 | 0 | 0 | 0 | 5 | 0 | 0 | 0 | 0 | 0 | 0 | 0 | 1 |  | 0 | 0 | 0 | 0 | 0 | 0 | 0 | 0 | 0 | 0 | 0 | 0 | 0 | 0 | 0 | 0 | 0 | 0 | 0 | 0 | 0 |  | 0 | 0 | 0 | 0 | 0 | 0 | 0 | 0 | 0 | 0 | 0 | 0 | 0 | 0 | 0 | 0 | 0 | 0 | 0 |  | 1 | 1 | 1 | 1 | 1 | 1 | 1 | 1 | 1 | 1 | 1 | 0
SCE Metro | Viejo | 230 | 0 | 0 | 0 | 0 | 0 | 0 | 0 | 0 | 0 | 0 | 0 | 0 | 0 | 0 | 0 | 0 | 0 | 0 | 0 | 0 |  | 0 | 0 | 0 | 0 | 0 | 0 | 0 | 0 | 0 | 0 | 0 | 0 | 0 | 0 | 0 | 0 | 0 | 0 | 0 | 0 | 0 |  | 0 | 0 | 0 | 0 | 0 | 0 | 0 | 0 | 0 | 0 | 0 | 0 | 0 | 0 | 0 | 0 | 0 | 0 | 0 |  | 1 | 1 | 1 | 1 | 1 | 1 | 1 | 1 | 1 | 1 | 1 | 0
PG&E GBA | Vierra | 115 | 0 | 0 | 0 | 0 | 0 | 0 | 0 | 0 | 0 | 0 | 0 | 2.975 | 0 | 0 | 0 | 92 | 0 | 92 | 0 | 1 |  | 0 | 0 | 0 | 0 | 0 | 0 | 0 | 0 | 0 | 0 | 0 | 0 | 0 | 0 | 0 | 0 | 0 | 0 | 0 | 0 | 0 |  | 0 | 0 | 0 | 0 | 0 | 0 | 0 | 0 | 0 | 0 | 0 | 0 | 0 | 0 | 0 | 0 | 0 | 0 | 0 |  | 1 | 1 | 1 | 1 | 1 | 1 | 1 | 1 | 1 | 1 | 1 | 0
SCE Metro | Villa Park | 230 | 0 | 0 | 0 | 0 | 0 | 0 | 0 | 0 | 0 | 0 | 0 | 0 | 0 | 0 | 0 | 0 | 0 | 0 | 0 | 0 |  | 0 | 0 | 0 | 0 | 0 | 0 | 0 | 0 | 0 | 0 | 0 | 0 | 0 | 0 | 0 | 0 | 0 | 0 | 0 | 0 | 0 |  | 0 | 0 | 0 | 0 | 0 | 0 | 0 | 0 | 0 | 0 | 0 | 0 | 0 | 0 | 0 | 0 | 0 | 0 | 0 |  | 1 | 1 | 1 | 1 | 1 | 1 | 1 | 1 | 1 | 1 | 1 | 0
SCE Northern | Vincent | 230 | 0 | 0 | 0 | 0 | 0 | 0 | 0 | 0 | 0 | 0 | 0 | 0 | 0 | 0 | 0 | 399 | 0 | 399 | 0 | 1 |  | 0 | 0 | 0 | 0 | 0 | 0 | 0 | 0 | 0 | 0 | 0 | 0 | 0 | 617 | 617 | 799 | 20.5 | 819.5 | 0 | 1 | 0 |  | 0 | 0 | 0 | 0 | 0 | 0 | 0 | 0 | 0 | 0 | 0 | 0 | 0 | 2 | 2 | 2 | 2 | 2 | 0 |  | 1 | 1 | 1 | 1 | 1 | 1 | 4 | 4 | 4 | 4 | 1 | 1
SCE Northern | Vincent | 500 | 0 | 0 | 0 | 0 | 0 | 0 | 0 | 0 | 0 | 0 | 0 | 0 | 0 | 0 | 0 | 0 | 0 | 0 | 0 | 0 |  | 0 | 0 | 0 | 0 | 0 | 0 | 0 | 0 | 0 | 0 | 0 | 0 | 0 | 0 | 0 | 0 | 0 | 0 | 0 | 0 | 0 |  | 0 | 0 | 0 | 0 | 0 | 0 | 0 | 0 | 0 | 0 | 0 | 0 | 0 | 0 | 0 | 0 | 0 | 0 | 0 |  | 1 | 1 | 1 | 1 | 1 | 1 | 1 | 1 | 1 | 1 | 1 | 0
PG&E GBA | Vineyard | 230 | 0 | 0 | 0 | 0 | 0 | 0 | 0 | 0 | 0 | 0 | 0 | 0 | 0 | 0 | 0 | 0 | 0 | 0 | 0 | 0 |  | 0 | 0 | 0 | 0 | 0 | 0 | 0 | 0 | 0 | 0 | 0 | 0 | 0 | 0 | 0 | 0 | 0 | 0 | 0 | 0 | 0 |  | 0 | 0 | 0 | 0 | 0 | 0 | 0 | 0 | 0 | 0 | 0 | 0 | 0 | 0 | 0 | 0 | 0 | 0 | 0 |  | 1 | 1 | 1 | 1 | 1 | 1 | 1 | 1 | 1 | 1 | 1 | 0
SDGE | Vineyard | 69 | 0 | 0 | 0 | 0 | 0 | 0 | 0 | 0 | 0 | 0 | 0 | 0 | 0 | 0 | 0 | 0 | 0 | 0 | 0 | 0 |  | 0 | 0 | 0 | 0 | 0 | 0 | 0 | 0 | 0 | 0 | 0 | 0 | 0 | 0 | 0 | 0 | 0 | 0 | 0 | 0 | 0 |  | 0 | 0 | 0 | 0 | 0 | 0 | 0 | 0 | 0 | 0 | 0 | 0 | 0 | 0 | 0 | 0 | 0 | 0 | 0 |  | 1 | 1 | 1 | 1 | 1 | 1 | 1 | 1 | 1 | 1 | 1 | 0
SCE Eastern | Vista (SCE) | 230 | 0 | 2.6 | 0 | 0 | 0 | 0 | 0 | 0 | 0 | 0 | 0 | 0 | 0 | 0 | 0 | 200 | 0 | 200 | 0 | 1 |  | 0 | 2.6 | 0 | 0 | 0 | 0 | 0 | 0 | 0 | 0 | 0 | 0 | 0 | 0 | 0 | 200 | 0 | 200 | 0 | 1 | 0 |  | 0 | 0 | 0 | 0 | 0 | 0 | 0 | 0 | 0 | 0 | 0 | 0 | 0 | 0 | 0 | 0 | 0 | 0 | 0 |  | 1 | 1 | 1 | 1 | 1 | 1 | 1 | 1 | 1 | 1 | 1 | 0
EOP | Vista (VEA) | 138 | 0 | 0 | 0 | 0 | 0 | 0 | 0 | 0 | 0 | 0 | 0 | 0 | 0 | 0 | 0 | 0 | 0 | 0 | 0 | 0 |  | 0 | 0 | 0 | 0 | 0 | 0 | 0 | 0 | 0 | 0 | 0 | 0 | 0 | 0 | 0 | 0 | 0 | 0 | 0 | 0 | 0 |  | 0 | 0 | 0 | 0 | 0 | 0 | 0 | 0 | 0 | 0 | 0 | 0 | 0 | 0 | 0 | 0 | 0 | 0 | 0 |  | 1 | 1 | 1 | 1 | 1 | 1 | 1 | 1 | 1 | 1 | 1 | 0
EOP | Vista (VEA) | 230 | 0 | 0 | 0 | 0 | 0 | 0 | 0 | 0 | 0 | 0 | 0 | 0 | 0 | 0 | 0 | 0 | 0 | 0 | 0 | 0 |  | 0 | 0 | 0 | 0 | 0 | 0 | 0 | 0 | 0 | 0 | 0 | 0 | 0 | 0 | 0 | 0 | 0 | 0 | 0 | 0 | 0 |  | 0 | 0 | 0 | 0 | 0 | 0 | 0 | 0 | 0 | 0 | 0 | 0 | 0 | 0 | 0 | 0 | 0 | 0 | 0 |  | 1 | 1 | 1 | 1 | 1 | 1 | 1 | 1 | 1 | 1 | 1 | 0
PG&E FRESNO | Wahtoke | 115 | 0 | 0 | 0 | 0 | 0 | 0 | 0 | 0 | 0 | 0 | 0 | 0 | 0 | 0 | 0 | 0 | 0 | 0 | 0 | 0 |  | 0 | 0 | 0 | 0 | 0 | 0 | 0 | 0 | 0 | 0 | 0 | 0 | 0 | 0 | 0 | 0 | 0 | 0 | 0 | 0 | 0 |  | 0 | 0 | 0 | 0 | 0 | 0 | 0 | 0 | 0 | 0 | 0 | 0 | 0 | 0 | 0 | 0 | 0 | 0 | 0 |  | 1 | 1 | 1 | 1 | 1 | 1 | 1 | 1 | 1 | 1 | 1 | 0
SCE Northern | Wakefield | 66 | 0 | 0 | 0 | 0 | 0 | 0 | 0 | 0 | 0 | 0 | 0 | 0 | 0 | 0 | 0 | 15 | 0 | 15 | 0 | 1 |  | 0 | 0 | 0 | 0 | 0 | 0 | 0 | 0 | 0 | 0 | 0 | 0 | 0 | 0 | 0 | 0 | 0 | 0 | 0 | 0 | 0 |  | 0 | 0 | 0 | 0 | 0 | 0 | 0 | 0 | 0 | 0 | 0 | 0 | 0 | 0 | 0 | 0 | 0 | 0 | 0 |  | 1 | 1 | 1 | 1 | 1 | 1 | 1 | 1 | 1 | 1 | 1 | 0
SCE Metro | Walnut | 230 | 0 | 0 | 0 | 0 | 0 | 0 | 0 | 0 | 0 | 0 | 0 | 0 | 0 | 0 | 0 | 400 | 0 | 400 | 0 | 1 |  | 0 | 0 | 0 | 0 | 0 | 0 | 0 | 0 | 0 | 0 | 0 | 0 | 0 | 0 | 0 | 200 | 0 | 200 | 0 | 1 | 0 |  | 0 | 0 | 0 | 0 | 0 | 0 | 0 | 0 | 0 | 0 | 0 | 0 | 0 | 0 | 0 | 0 | 0 | 0 | 0 |  | 1 | 1 | 1 | 1 | 1 | 1 | 1 | 1 | 1 | 1 | 1 | 0
SCE Northern | Warne | 230 | 0 | 0 | 0 | 0 | 0 | 0 | 0 | 0 | 0 | 0 | 0 | 0 | 0 | 0 | 0 | 0 | 0 | 0 | 0 | 0 |  | 0 | 0 | 0 | 0 | 0 | 0 | 0 | 0 | 0 | 0 | 0 | 0 | 0 | 0 | 0 | 0 | 0 | 0 | 0 | 0 | 0 |  | 0 | 0 | 0 | 0 | 0 | 0 | 0 | 0 | 0 | 0 | 0 | 0 | 0 | 0 | 0 | 0 | 0 | 0 | 0 |  | 1 | 1 | 1 | 1 | 1 | 1 | 1 | 1 | 1 | 1 | 1 | 0
PG&E GBA | Warnerville | 230 | 0 | 0 | 0 | 0 | 0 | 0 | 0 | 0 | 0 | 0 | 0 | 0 | 0 | 0 | 0 | 0 | 0 | 0 | 0 | 0 |  | 0 | 0 | 0 | 0 | 0 | 0 | 0 | 0 | 0 | 0 | 0 | 0 | 0 | 0 | 0 | 0 | 0 | 0 | 0 | 0 | 0 |  | 0 | 0 | 0 | 0 | 0 | 0 | 0 | 0 | 0 | 0 | 0 | 0 | 0 | 0 | 0 | 0 | 0 | 0 | 0 |  | 1 | 1 | 1 | 1 | 1 | 1 | 1 | 1 | 1 | 1 | 1 | 0
PG&E FRESNO | Waukena | 115 | 0 | 0 | 0 | 0 | 0 | 0 | 0 | 0 | 0 | 0 | 0 | 0 | 0 | 0 | 0 | 0 | 0 | 0 | 0 | 0 |  | 0 | 0 | 0 | 0 | 0 | 0 | 0 | 0 | 0 | 0 | 0 | 0 | 0 | 0 | 0 | 0 | 0 | 0 | 0 | 0 | 0 |  | 0 | 0 | 0 | 0 | 0 | 0 | 0 | 0 | 0 | 0 | 0 | 0 | 0 | 0 | 0 | 0 | 0 | 0 | 0 |  | 1 | 1 | 1 | 1 | 1 | 1 | 1 | 1 | 1 | 1 | 1 | 0
PG&E GBA | Weber | 230 | 0 | 0 | 0 | 0 | 0 | 0 | 0 | 0 | 0 | 0 | 0 | 0 | 0 | 0 | 0 | 0 | 0 | 0 | 0 | 0 |  | 0 | 0 | 0 | 0 | 0 | 0 | 0 | 0 | 0 | 0 | 0 | 0 | 0 | 0 | 0 | 0 | 0 | 0 | 0 | 0 | 0 |  | 0 | 0 | 0 | 0 | 0 | 0 | 0 | 0 | 0 | 0 | 0 | 0 | 0 | 0 | 0 | 0 | 0 | 0 | 0 |  | 1 | 1 | 1 | 1 | 1 | 1 | 1 | 1 | 1 | 1 | 1 | 0
PG&E GBA | Weber | 60 | 0 | 0 | 0 | 0 | 0 | 0 | 0 | 0 | 0 | 0 | 0 | 4 | 0 | 0 | 0 | 20 | 0 | 20 | 0 | 1 |  | 0 | 0 | 0 | 0 | 0 | 0 | 0 | 0 | 0 | 0 | 0 | 0 | 0 | 0 | 0 | 0 | 0 | 0 | 0 | 0 | 0 |  | 0 | 0 | 0 | 0 | 0 | 0 | 0 | 0 | 0 | 0 | 0 | 0 | 0 | 0 | 0 | 0 | 0 | 0 | 0 |  | 1 | 1 | 1 | 1 | 1 | 1 | 1 | 1 | 1 | 1 | 1 | 0
PG&E FRESNO | West Fresno | 115 | 0 | 0 | 0 | 0 | 0 | 0 | 0 | 0 | 0 | 0 | 0 | 0 | 0 | 0 | 0 | 0 | 0 | 0 | 0 | 0 |  | 0 | 0 | 0 | 0 | 0 | 0 | 0 | 0 | 0 | 0 | 0 | 0 | 0 | 0 | 0 | 0 | 0 | 0 | 0 | 0 | 0 |  | 0 | 0 | 0 | 0 | 0 | 0 | 0 | 0 | 0 | 0 | 0 | 0 | 0 | 0 | 0 | 0 | 0 | 0 | 0 |  | 1 | 1 | 1 | 1 | 1 | 1 | 1 | 1 | 1 | 1 | 1 | 0
PG&E FRESNO | Westley | 230 | 0 | 0 | 0 | 0 | 0 | 0 | 0 | 0 | 0 | 0 | 0 | 0 | 0 | 0 | 0 | 0 | 0 | 0 | 0 | 0 |  | 0 | 0 | 0 | 0 | 0 | 0 | 0 | 0 | 0 | 0 | 0 | 0 | 0 | 0 | 0 | 0 | 0 | 0 | 0 | 0 | 0 |  | 0 | 0 | 0 | 0 | 0 | 0 | 0 | 0 | 0 | 0 | 0 | 0 | 0 | 0 | 0 | 0 | 0 | 0 | 0 |  | 1 | 1 | 1 | 1 | 1 | 1 | 1 | 1 | 1 | 1 | 1 | 0
PG&E KERN | Westpark | 115 | 0 | 0 | 0 | 0 | 0 | 0 | 0 | 0 | 0 | 0 | 0 | 0 | 0 | 0 | 0 | 0 | 0 | 0 | 0 | 0 |  | 0 | 0 | 0 | 0 | 0 | 0 | 0 | 0 | 0 | 0 | 0 | 0 | 0 | 0 | 0 | 0 | 0 | 0 | 0 | 0 | 0 |  | 0 | 0 | 0 | 0 | 0 | 0 | 0 | 0 | 0 | 0 | 0 | 0 | 0 | 0 | 0 | 0 | 0 | 0 | 0 |  | 1 | 1 | 1 | 1 | 1 | 1 | 1 | 1 | 1 | 1 | 1 | 0
PG&E KERN | Wheeler Ridge | 230 | 0 | 0 | 0 | 0 | 0 | 0 | 0 | 0 | 0 | 0 | 0 | 0 | 300 | 200 | 500 | 0 | 50 | 50 | 0 | 1 |  | 0 | 0 | 0 | 0 | 0 | 0 | 0 | 0 | 0 | 0 | 0 | 0 | 200 | 50 | 250 | 0 | 0 | 0 | 0 | 1 | 0 |  | 0 | 0 | 0 | 0 | 0 | 0 | 0 | 0 | 0 | 0 | 0 | 0 | 0 | 0 | 0 | 0 | 0 | 0 | 0 |  | 1 | 1 | 1 | 1 | 1 | 1 | 1 | 1 | 1 | 1 | 1 | 0
PG&E KERN | Wheeler Ridge | 115 | 0 | 0 | 0 | 0 | 0 | 0 | 0 | 0 | 0 | 0 | 0 | 0 | 0 | 0 | 0 | 0 | 0 | 0 | 0 | 0 |  | 0 | 0 | 0 | 0 | 0 | 0 | 0 | 0 | 0 | 0 | 0 | 0 | 0 | 0 | 0 | 0 | 0 | 0 | 0 | 0 | 0 |  | 0 | 0 | 0 | 0 | 0 | 0 | 0 | 0 | 0 | 0 | 0 | 0 | 0 | 0 | 0 | 0 | 0 | 0 | 0 |  | 1 | 1 | 1 | 1 | 1 | 1 | 1 | 1 | 1 | 1 | 1 | 0
PG&E KERN | Wheeler Ridge | 70 | 0 | 0 | 0 | 0 | 0 | 0 | 0 | 0 | 0 | 0 | 0 | 0 | 0 | 0 | 0 | 92 | 0 | 92 | 0 | 1 |  | 0 | 0 | 0 | 0 | 0 | 0 | 0 | 0 | 0 | 0 | 0 | 0 | 0 | 0 | 0 | 0 | 0 | 0 | 0 | 0 | 0 |  | 0 | 0 | 0 | 0 | 0 | 0 | 0 | 0 | 0 | 0 | 0 | 0 | 0 | 0 | 0 | 0 | 0 | 0 | 0 |  | 1 | 1 | 1 | 1 | 1 | 1 | 1 | 1 | 1 | 1 | 1 | 0
SCE Northern | Whirlwind | 230 | 0 | 0 | 300 | 0 | 300 | 0 | 0 | 0 | 0 | 0 | 0 | 0 | 218 | 188 | 406 | 837 | 454 | 1291 | 400 | 1 |  | 0 | 0 | 300 | 0 | 300 | 0 | 0 | 0 | 0 | 0 | 0 | 0 | 224 | 348 | 572 | 663 | 100 | 763 | 458 | 1 | 0 |  | 0 | 0 | 0 | 0 | 0 | 0 | 0 | 0 | 0 | 0 | 0 | 0 | 0 | 2 | 1 | 0 | 0 | 0 | 1 |  | 1 | 1 | 1 | 1 | 1 | 1 | 3 | 1 | 1 | 1 | 3 | 1
SCE Northern | Whirlwind | 500 | 0 | 0 | 0 | 0 | 0 | 0 | 0 | 0 | 0 | 0 | 0 | 0 | 0 | 0 | 0 | 0 | 0 | 0 | 0 | 0 |  | 0 | 0 | 0 | 0 | 0 | 0 | 0 | 0 | 0 | 0 | 0 | 0 | 0 | 0 | 0 | 0 | 0 | 0 | 0 | 0 | 0 |  | 0 | 0 | 0 | 0 | 0 | 0 | 0 | 0 | 0 | 0 | 0 | 0 | 0 | 0 | 0 | 0 | 0 | 0 | 0 |  | 1 | 1 | 1 | 1 | 1 | 1 | 1 | 1 | 1 | 1 | 1 | 0
PG&E GBA | Whisman | 115 | 0 | 0 | 0 | 0 | 0 | 0 | 0 | 0 | 0 | 0 | 0 | 0 | 0 | 0 | 0 | 0 | 0 | 0 | 0 | 0 |  | 0 | 0 | 0 | 0 | 0 | 0 | 0 | 0 | 0 | 0 | 0 | 0 | 0 | 0 | 0 | 0 | 0 | 0 | 0 | 0 | 0 |  | 0 | 0 | 0 | 0 | 0 | 0 | 0 | 0 | 0 | 0 | 0 | 0 | 0 | 0 | 0 | 0 | 0 | 0 | 0 |  | 1 | 1 | 1 | 1 | 1 | 1 | 1 | 1 | 1 | 1 | 1 | 0
SCE Eastern | Wildlife | 230 | 0 | 0 | 0 | 0 | 0 | 0 | 0 | 0 | 0 | 0 | 0 | 0 | 0 | 0 | 0 | 0 | 0 | 0 | 0 | 0 |  | 0 | 0 | 0 | 0 | 0 | 0 | 0 | 0 | 0 | 0 | 0 | 0 | 0 | 0 | 0 | 0 | 0 | 0 | 0 | 0 | 0 |  | 0 | 0 | 0 | 0 | 0 | 0 | 0 | 0 | 0 | 0 | 0 | 0 | 0 | 0 | 0 | 0 | 0 | 0 | 0 |  | 1 | 1 | 1 | 1 | 1 | 1 | 1 | 1 | 1 | 1 | 1 | 0
PG&E FRESNO | Wilson | 115 | 0 | 0 | 0 | 0 | 0 | 0 | 0 | 0 | 0 | 0 | 0 | 0 | 0 | 0 | 0 | 0 | 0 | 0 | 0 | 0 |  | 0 | 1 | 0 | 0 | 0 | 0 | 0 | 0 | 0 | 0 | 0 | 0 | 0 | 0 | 0 | 0 | 0 | 0 | 0 | 1 | 0 |  | 0 | 2 | 0 | 0 | 0 | 0 | 0 | 0 | 0 | 0 | 0 | 0 | 0 | 0 | 0 | 0 | 0 | 0 | 0 |  | 1 | 4 | 1 | 1 | 1 | 1 | 1 | 1 | 1 | 1 | 1 | 1
PG&E FRESNO | Wilson | 230 | 0 | 0 | 150 | 50 | 200 | 0 | 0 | 0 | 0 | 0 | 0 | 0 | 0 | 0 | 0 | 0 | 0 | 0 | 0 | 1 |  | 0 | 0 | 169 | 31 | 200 | 0 | 0 | 0 | 0 | 0 | 0 | 0 | 0 | 0 | 0 | 0 | 0 | 0 | 0 | 1 | 0 |  | 0 | 0 | 1 | 0 | 0 | 0 | 0 | 0 | 0 | 0 | 0 | 0 | 0 | 0 | 0 | 0 | 0 | 0 | 0 |  | 1 | 1 | 3 | 1 | 1 | 1 | 1 | 1 | 1 | 1 | 1 | 1
SCE Northern | Windhub | 230 | 0 | 0 | 174 | 0 | 174 | 0 | 0 | 0 | 0 | 0 | 0 | 0 | 0 | 1020 | 1020 | 1000 | 0 | 1000 | 0 | 1 |  | 0 | 0 | 124 | 0 | 124 | 0 | 0 | 0 | 0 | 0 | 0 | 0 | 212 | 600 | 812 | 600 | 25 | 625 | 0 | 1 | 0 |  | 0 | 0 | 0 | 0 | 0 | 0 | 0 | 0 | 0 | 0 | 0 | 0 | 2 | 0 | 0 | 0 | 2 | 0 | 0 |  | 1 | 1 | 1 | 1 | 1 | 1 | 4 | 1 | 4 | 1 | 1 | 1
SCE Northern | Windhub | 500 | 0 | 0 | 0 | 0 | 0 | 0 | 0 | 0 | 0 | 0 | 0 | 0 | 778.5 | 0 | 778.5 | 15 | 0 | 15 | 0 | 1 |  | 0 | 0 | 0 | 0 | 0 | 0 | 0 | 0 | 0 | 0 | 0 | 0 | 775 | 0 | 775 | 0 | 0 | 0 | 0 | 1 | 0 |  | 0 | 0 | 0 | 0 | 0 | 0 | 0 | 0 | 0 | 0 | 0 | 0 | 0 | 0 | 0 | 0 | 0 | 0 | 0 |  | 1 | 1 | 1 | 1 | 1 | 1 | 1 | 1 | 1 | 1 | 1 | 0
PG&E GBA | Windmaster | 230 | 0 | 0 | 0 | 0 | 0 | 0 | 0 | 0 | 0 | 0 | 0 | 0 | 0 | 0 | 0 | 0 | 0 | 0 | 0 | 0 |  | 0 | 0 | 0 | 0 | 0 | 0 | 0 | 0 | 0 | 0 | 0 | 0 | 0 | 0 | 0 | 0 | 0 | 0 | 0 | 0 | 0 |  | 0 | 0 | 0 | 0 | 0 | 0 | 0 | 0 | 0 | 0 | 0 | 0 | 0 | 0 | 0 | 0 | 0 | 0 | 0 |  | 1 | 1 | 1 | 1 | 1 | 1 | 1 | 1 | 1 | 1 | 1 | 0
PG&E NGBA | Windsor | 60 | 0 | 0 | 0 | 0 | 0 | 0 | 0 | 0 | 0 | 0 | 0 | 0 | 0 | 0 | 0 | 0 | 0 | 0 | 0 | 0 |  | 0 | 0 | 0 | 0 | 0 | 0 | 0 | 0 | 0 | 0 | 0 | 0 | 0 | 0 | 0 | 0 | 0 | 0 | 0 | 0 | 0 |  | 0 | 0 | 0 | 0 | 0 | 0 | 0 | 0 | 0 | 0 | 0 | 0 | 0 | 0 | 0 | 0 | 0 | 0 | 0 |  | 1 | 1 | 1 | 1 | 1 | 1 | 1 | 1 | 1 | 1 | 1 | 0
PG&E NGBA | Woodland | 115 | 0 | 0 | 0 | 0 | 0 | 0 | 0 | 0 | 0 | 0 | 0 | 0 | 0 | 12 | 12 | 0 | 0 | 0 | 0 | 1 |  | 0 | 0 | 0 | 0 | 0 | 0 | 0 | 0 | 0 | 0 | 0 | 1.5 | 0 | 12 | 12 | 0 | 0 | 0 | 0 | 1 | 0 |  | 0 | 0 | 0 | 0 | 0 | 0 | 0 | 0 | 0 | 0 | 0 | 2 | 0 | 0 | 0 | 0 | 0 | 0 | 0 |  | 1 | 1 | 1 | 1 | 1 | 4 | 1 | 1 | 1 | 1 | 1 | 1
PG&E FRESNO | Woodward | 115 | 0 | 0 | 0 | 0 | 0 | 0 | 0 | 0 | 0 | 0 | 0 | 0 | 0 | 0 | 0 | 0 | 0 | 0 | 0 | 0 |  | 0 | 0 | 0 | 0 | 0 | 0 | 0 | 0 | 0 | 0 | 0 | 0 | 0 | 0 | 0 | 0 | 0 | 0 | 0 | 0 | 0 |  | 0 | 0 | 0 | 0 | 0 | 0 | 0 | 0 | 0 | 0 | 0 | 0 | 0 | 0 | 0 | 0 | 0 | 0 | 0 |  | 1 | 1 | 1 | 1 | 1 | 1 | 1 | 1 | 1 | 1 | 1 | 0
PG&E NGBA | Wyandotte | 115 | 0 | 10 | 0 | 0 | 0 | 0 | 0 | 0 | 0 | 0 | 0 | 3.6 | 0 | 0 | 0 | 0 | 0 | 0 | 0 | 1 |  | 0 | 0 | 0 | 0 | 0 | 0 | 0 | 0 | 0 | 0 | 0 | 3.5 | 0 | 0 | 0 | 0 | 0 | 0 | 0 | 1 | 0 |  | 0 | 0 | 0 | 0 | 0 | 0 | 0 | 0 | 0 | 0 | 0 | 0 | 0 | 0 | 0 | 0 | 0 | 0 | 0 |  | 1 | 1 | 1 | 1 | 1 | 1 | 1 | 1 | 1 | 1 | 1 | 0

## PreviousTPP_Analysis_2040
Consistency with previous the 24-25 TPP base case for the mapped 2040 portfolio. Criteria alignment flags are shown by resources and substation in columns BO through BY. | [49 empty] | MW | Percentage | Flag
[48 empty] | Slightly Less |  | -100 | 10% | 1
|  |  | Sum of In-Development and Generic Portfollio Resources in 2040 mapping | [19 empty] | Amount Mapped in 24-25 TPP Base Case (2039) | [21 empty] | Difference Flag Calculator |  |  | Signifcantly Less |  | -500 | 33% | 2 | [12 empty] | Criteria Alignment Level by Resource
|  |  | Geothermal | Biomass | Wind | Wind | Wind | OOS Wind | OOS Wind | OOS Wind | Offshore Wind | Offshore Wind | Offshore Wind | Distributed Solar | Solar | Solar | Solar | Battery_4hr | Battery_8hr | Battery | LDES | Has |  | Geothermal | Biomass | Wind | Wind | Wind | OOS Wind | OOS Wind | OOS Wind | Offshore Wind | Offshore Wind | Offshore Wind | Distributed Solar | Solar | Solar | Solar | Battery_4hr | Battery_8hr | Battery | LDES | Has | Has Approved |  | Geothermal | Biomass | Wind | Wind | Wind | OOS Wind | OOS Wind | OOS Wind | Offshore Wind | Offshore Wind | Offshore Wind | Distributed Solar | Solar | Solar | Solar | Battery_4hr | Battery_8hr | Battery | LDES |  | Geothermal | Biomass | Wind | OOS Wind | Offshore Wind | Distributed Solar | Solar | Battery_4hr | Battery_8hr | Battery | LDES | Has Non-
CAISO Study Area | Substation | Voltage | FCDS | FCDS | FCDS | EODS | Total | FCDS | EODS | Total | FCDS | EODS | Total | EODS | FCDS | EODS | Total | FCDS | FCDS | Total | FCDS | Res |  | FCDS | FCDS | FCDS | EODS | Total | FCDS | EODS | Total | FCDS | EODS | Total | FCDS | FCDS | EODS | Total | FCDS | FCDS | Total | FCDS | Res | TPP Upgrade |  | FCDS | FCDS | FCDS | EODS | Total | FCDS | EODS | Total | FCDS | EODS | Total | FCDS | FCDS | EODS | Total | FCDS | FCDS | Total | FCDS |  | Alignment Level | Alignment Level | Alignment Level | Alignment Level | Alignment Level | Alignment Level | Alignment Level | Alignment Level | Alignment Level | Alignment Level | Alignment Level | Alignment
PG&E KERN | 7th Standard | 115 | 0 | 0 | 0 | 0 | 0 | 0 | 0 | 0 | 0 | 0 | 0 | 0 | 0 | 0 | 0 | 0 | 0 | 0 | 0 | 0 |  | 0 | 0 | 0 | 0 | 0 | 0 | 0 | 0 | 0 | 0 | 0 | 2.5 | 0 | 0 | 0 | 0 | 0 | 0 | 0 | 1 | 0 |  | 0 | 0 | 0 | 0 | 0 | 0 | 0 | 0 | 0 | 0 | 0 | 2 | 0 | 0 | 0 | 0 | 0 | 0 | 0 |  | 1 | 1 | 1 | 1 | 1 | 4 | 1 | 1 | 1 | 1 | 1 | 1
SCE Metro | Alamitos | 230 | 0 | 0 | 0 | 0 | 0 | 0 | 0 | 0 | 0 | 0 | 0 | 0 | 0 | 0 | 0 | 82 | 0 | 82 | 0 | 1 |  | 0 | 0 | 0 | 0 | 0 | 0 | 0 | 0 | 0 | 0 | 0 | 0 | 0 | 0 | 0 | 0 | 0 | 0 | 0 | 0 | 0 |  | 0 | 0 | 0 | 0 | 0 | 0 | 0 | 0 | 0 | 0 | 0 | 0 | 0 | 0 | 0 | 0 | 0 | 0 | 0 |  | 1 | 1 | 1 | 1 | 1 | 1 | 1 | 1 | 1 | 1 | 1 | 0
SCE Eastern | Alberhill | 115 | 0 | 0 | 0 | 0 | 0 | 0 | 0 | 0 | 0 | 0 | 0 | 0 | 0 | 0 | 0 | 0 | 0 | 0 | 0 | 0 |  | 0 | 0 | 0 | 0 | 0 | 0 | 0 | 0 | 0 | 0 | 0 | 0 | 0 | 0 | 0 | 0 | 0 | 0 | 0 | 0 | 1 |  | 0 | 0 | 0 | 0 | 0 | 0 | 0 | 0 | 0 | 0 | 0 | 0 | 0 | 0 | 0 | 0 | 0 | 0 | 0 |  | 1 | 1 | 1 | 1 | 1 | 1 | 1 | 1 | 1 | 1 | 1 | 0
SCE Eastern | Alberhill | 500 | 0 | 0 | 0 | 0 | 0 | 0 | 0 | 0 | 0 | 0 | 0 | 0 | 0 | 0 | 0 | 0 | 0 | 0 | 0 | 0 |  | 0 | 0 | 0 | 0 | 0 | 0 | 0 | 0 | 0 | 0 | 0 | 0 | 0 | 0 | 0 | 0 | 0 | 0 | 0 | 0 | 1 |  | 0 | 0 | 0 | 0 | 0 | 0 | 0 | 0 | 0 | 0 | 0 | 0 | 0 | 0 | 0 | 0 | 0 | 0 | 0 |  | 1 | 1 | 1 | 1 | 1 | 1 | 1 | 1 | 1 | 1 | 1 | 0
PG&E GBA | Alhambra | 115 | 0 | 0 | 0 | 0 | 0 | 0 | 0 | 0 | 0 | 0 | 0 | 0 | 0 | 0 | 0 | 0 | 0 | 0 | 0 | 0 |  | 0 | 0 | 0 | 0 | 0 | 0 | 0 | 0 | 0 | 0 | 0 | 0 | 0 | 0 | 0 | 0 | 0 | 0 | 0 | 0 | 1 |  | 0 | 0 | 0 | 0 | 0 | 0 | 0 | 0 | 0 | 0 | 0 | 0 | 0 | 0 | 0 | 0 | 0 | 0 | 0 |  | 1 | 1 | 1 | 1 | 1 | 1 | 1 | 1 | 1 | 1 | 1 | 0
PG&E FRESNO | Alpaugh | 115 | 0 | 0 | 0 | 0 | 0 | 0 | 0 | 0 | 0 | 0 | 0 | 3 | 0 | 0 | 0 | 10 | 0 | 10 | 0 | 1 |  | 0 | 0 | 0 | 0 | 0 | 0 | 0 | 0 | 0 | 0 | 0 | 6 | 0 | 0 | 0 | 10 | 0 | 10 | 0 | 1 | 0 |  | 0 | 0 | 0 | 0 | 0 | 0 | 0 | 0 | 0 | 0 | 0 | 2 | 0 | 0 | 0 | 0 | 0 | 0 | 0 |  | 1 | 1 | 1 | 1 | 1 | 4 | 1 | 1 | 1 | 1 | 1 | 1
SDGE | Alpine | 69 | 0 | 0 | 0 | 0 | 0 | 0 | 0 | 0 | 0 | 0 | 0 | 0 | 0 | 0 | 0 | 6 | 0 | 6 | 0 | 1 |  | 0 | 0 | 0 | 0 | 0 | 0 | 0 | 0 | 0 | 0 | 0 | 0 | 0 | 0 | 0 | 0 | 0 | 0 | 0 | 0 | 3 |  | 0 | 0 | 0 | 0 | 0 | 0 | 0 | 0 | 0 | 0 | 0 | 0 | 0 | 0 | 0 | 0 | 0 | 0 | 0 |  | 1 | 1 | 1 | 1 | 1 | 1 | 1 | 1 | 1 | 1 | 1 | 0
PG&E GBA | Altamont Midway (Sandhill) | 230 | 0 | 0 | 5 | 0 | 5 | 0 | 0 | 0 | 0 | 0 | 0 | 0 | 0 | 0 | 0 | 0 | 0 | 0 | 0 | 1 |  | 0 | 0 | 5 | 0 | 5 | 0 | 0 | 0 | 0 | 0 | 0 | 0 | 0 | 0 | 0 | 0 | 0 | 0 | 0 | 1 | 0 |  | 0 | 0 | 0 | 0 | 0 | 0 | 0 | 0 | 0 | 0 | 0 | 0 | 0 | 0 | 0 | 0 | 0 | 0 | 0 |  | 1 | 1 | 1 | 1 | 1 | 1 | 1 | 1 | 1 | 1 | 1 | 0
SCE Northern | Antelope | 66 | 0 | 0 | 0 | 0 | 0 | 0 | 0 | 0 | 0 | 0 | 0 | 0 | 0 | 20 | 20 | 0 | 0 | 0 | 0 | 1 |  | 0 | 0 | 0 | 0 | 0 | 0 | 0 | 0 | 0 | 0 | 0 | 0 | 0 | 0 | 0 | 0 | 0 | 0 | 0 | 0 | 0 |  | 0 | 0 | 0 | 0 | 0 | 0 | 0 | 0 | 0 | 0 | 0 | 0 | 0 | 0 | 0 | 0 | 0 | 0 | 0 |  | 1 | 1 | 1 | 1 | 1 | 1 | 1 | 1 | 1 | 1 | 1 | 0
SCE Northern | Antelope | 230 | 0 | 0 | 200 | 0 | 200 | 0 | 0 | 0 | 0 | 0 | 0 | 6 | 56 | 150 | 206 | 28 | 100 | 128 | 0 | 1 |  | 0 | 0 | 140 | 16 | 156 | 0 | 0 | 0 | 0 | 0 | 0 | 2 | 217 | 250 | 467 | 28 | 128.5 | 156.5 | 0 | 1 | 0 |  | 0 | 0 | 0 | 2 | 0 | 0 | 0 | 0 | 0 | 0 | 0 | 0 | 2 | 2 | 2 | 0 | 1 | 1 | 0 |  | 1 | 1 | 1 | 1 | 1 | 1 | 4 | 1 | 3 | 3 | 1 | 1
SCE Northern | Antelope | 500 | 0 | 0 | 0 | 0 | 0 | 0 | 0 | 0 | 0 | 0 | 0 | 0 | 0 | 0 | 0 | 0 | 0 | 0 | 0 | 0 |  | 0 | 0 | 0 | 0 | 0 | 0 | 0 | 0 | 0 | 0 | 0 | 0 | 0 | 0 | 0 | 0 | 0 | 0 | 0 | 0 | 0 |  | 0 | 0 | 0 | 0 | 0 | 0 | 0 | 0 | 0 | 0 | 0 | 0 | 0 | 0 | 0 | 0 | 0 | 0 | 0 |  | 1 | 1 | 1 | 1 | 1 | 1 | 1 | 1 | 1 | 1 | 1 | 0
PG&E NGBA | Arcata | 60 | 0 | 0 | 0 | 0 | 0 | 0 | 0 | 0 | 0 | 0 | 0 | 7 | 0 | 0 | 0 | 2.5 | 0 | 2.5 | 0 | 1 |  | 0 | 0 | 0 | 0 | 0 | 0 | 0 | 0 | 0 | 0 | 0 | 0 | 0 | 0 | 0 | 0 | 0 | 0 | 0 | 0 | 0 |  | 0 | 0 | 0 | 0 | 0 | 0 | 0 | 0 | 0 | 0 | 0 | 0 | 0 | 0 | 0 | 0 | 0 | 0 | 0 |  | 1 | 1 | 1 | 1 | 1 | 1 | 1 | 1 | 1 | 1 | 1 | 0
PG&E KERN | Arco | 230 | 0 | 0 | 0 | 0 | 0 | 0 | 0 | 0 | 0 | 0 | 0 | 4.79 | 325 | 674 | 999 | 0 | 265 | 265 | 0 | 1 |  | 0 | 0 | 0 | 0 | 0 | 0 | 0 | 0 | 0 | 0 | 0 | 6.99 | 135 | 515 | 650 | 170.4 | 100 | 270.4 | 0 | 1 | 0 |  | 0 | 0 | 0 | 0 | 0 | 0 | 0 | 0 | 0 | 0 | 0 | 1 | 0 | 0 | 0 | 2 | 0 | 0 | 0 |  | 1 | 1 | 1 | 1 | 1 | 3 | 1 | 4 | 1 | 1 | 1 | 1
PG&E KERN | Arco | 70 | 0 | 0 | 0 | 0 | 0 | 0 | 0 | 0 | 0 | 0 | 0 | 0 | 0 | 0 | 0 | 2 | 0 | 2 | 0 | 1 |  | 0 | 0 | 0 | 0 | 0 | 0 | 0 | 0 | 0 | 0 | 0 | 0 | 0 | 0 | 0 | 0 | 0 | 0 | 0 | 0 | 0 |  | 0 | 0 | 0 | 0 | 0 | 0 | 0 | 0 | 0 | 0 | 0 | 0 | 0 | 0 | 0 | 0 | 0 | 0 | 0 |  | 1 | 1 | 1 | 1 | 1 | 1 | 1 | 1 | 1 | 1 | 1 | 0
SCE Metro | ArcoGen | 230 | 0 | 0 | 0 | 0 | 0 | 0 | 0 | 0 | 0 | 0 | 0 | 0 | 0 | 0 | 0 | 0 | 0 | 0 | 0 | 0 |  | 0 | 0 | 0 | 0 | 0 | 0 | 0 | 0 | 0 | 0 | 0 | 0 | 0 | 0 | 0 | 0 | 0 | 0 | 0 | 0 | 0 |  | 0 | 0 | 0 | 0 | 0 | 0 | 0 | 0 | 0 | 0 | 0 | 0 | 0 | 0 | 0 | 0 | 0 | 0 | 0 |  | 1 | 1 | 1 | 1 | 1 | 1 | 1 | 1 | 1 | 1 | 1 | 0
SDGE | Artesian | 230 | 0 | 0 | 0 | 0 | 0 | 0 | 0 | 0 | 0 | 0 | 0 | 0 | 0 | 0 | 0 | 0 | 0 | 0 | 0 | 0 |  | 0 | 0 | 0 | 0 | 0 | 0 | 0 | 0 | 0 | 0 | 0 | 0 | 0 | 0 | 0 | 0 | 0 | 0 | 0 | 0 | 3 |  | 0 | 0 | 0 | 0 | 0 | 0 | 0 | 0 | 0 | 0 | 0 | 0 | 0 | 0 | 0 | 0 | 0 | 0 | 0 |  | 1 | 1 | 1 | 1 | 1 | 1 | 1 | 1 | 1 | 1 | 1 | 0
SDGE | Artesian | 69 | 0 | 0 | 0 | 0 | 0 | 0 | 0 | 0 | 0 | 0 | 0 | 0 | 0 | 0 | 0 | 0 | 0 | 0 | 0 | 0 |  | 0 | 0 | 0 | 0 | 0 | 0 | 0 | 0 | 0 | 0 | 0 | 0 | 0 | 0 | 0 | 0 | 0 | 0 | 0 | 0 | 2 |  | 0 | 0 | 0 | 0 | 0 | 0 | 0 | 0 | 0 | 0 | 0 | 0 | 0 | 0 | 0 | 0 | 0 | 0 | 0 |  | 1 | 1 | 1 | 1 | 1 | 1 | 1 | 1 | 1 | 1 | 1 | 0
PG&E FRESNO | Ashlan | 230 | 0 | 0 | 0 | 0 | 0 | 0 | 0 | 0 | 0 | 0 | 0 | 0 | 0 | 0 | 0 | 0 | 0 | 0 | 0 | 0 |  | 0 | 0 | 0 | 0 | 0 | 0 | 0 | 0 | 0 | 0 | 0 | 0 | 0 | 0 | 0 | 0 | 0 | 0 | 0 | 0 | 1 |  | 0 | 0 | 0 | 0 | 0 | 0 | 0 | 0 | 0 | 0 | 0 | 0 | 0 | 0 | 0 | 0 | 0 | 0 | 0 |  | 1 | 1 | 1 | 1 | 1 | 1 | 1 | 1 | 1 | 1 | 1 | 0
PG&E NGBA | Atlantic | 115 | 0 | 0 | 0 | 0 | 0 | 0 | 0 | 0 | 0 | 0 | 0 | 0 | 0 | 0 | 0 | 0 | 0 | 0 | 0 | 0 |  | 0 | 0 | 0 | 0 | 0 | 0 | 0 | 0 | 0 | 0 | 0 | 0 | 0 | 0 | 0 | 0 | 0 | 0 | 0 | 0 | 0 |  | 0 | 0 | 0 | 0 | 0 | 0 | 0 | 0 | 0 | 0 | 0 | 0 | 0 | 0 | 0 | 0 | 0 | 0 | 0 |  | 1 | 1 | 1 | 1 | 1 | 1 | 1 | 1 | 1 | 1 | 1 | 0
PG&E NGBA | Atlantic | 230 | 0 | 0 | 0 | 0 | 0 | 0 | 0 | 0 | 0 | 0 | 0 | 0 | 0 | 0 | 0 | 0 | 0 | 0 | 0 | 0 |  | 0 | 0 | 0 | 0 | 0 | 0 | 0 | 0 | 0 | 0 | 0 | 0 | 0 | 0 | 0 | 0 | 0 | 0 | 0 | 0 | 0 |  | 0 | 0 | 0 | 0 | 0 | 0 | 0 | 0 | 0 | 0 | 0 | 0 | 0 | 0 | 0 | 0 | 0 | 0 | 0 |  | 1 | 1 | 1 | 1 | 1 | 1 | 1 | 1 | 1 | 1 | 1 | 0
PG&E NGBA | Atlantic | 60 | 0 | 0 | 0 | 0 | 0 | 0 | 0 | 0 | 0 | 0 | 0 | 0 | 0 | 0 | 0 | 0 | 0 | 0 | 0 | 0 |  | 0 | 0 | 0 | 0 | 0 | 0 | 0 | 0 | 0 | 0 | 0 | 0 | 0 | 0 | 0 | 0 | 0 | 0 | 0 | 0 | 0 |  | 0 | 0 | 0 | 0 | 0 | 0 | 0 | 0 | 0 | 0 | 0 | 0 | 0 | 0 | 0 | 0 | 0 | 0 | 0 |  | 1 | 1 | 1 | 1 | 1 | 1 | 1 | 1 | 1 | 1 | 1 | 0
PG&E FRESNO | Atwater | 115 | 0 | 0 | 0 | 0 | 0 | 0 | 0 | 0 | 0 | 0 | 0 | 2 | 0 | 0 | 0 | 0 | 0 | 0 | 0 | 1 |  | 0 | 0 | 0 | 0 | 0 | 0 | 0 | 0 | 0 | 0 | 0 | 0 | 0 | 0 | 0 | 0 | 0 | 0 | 0 | 0 | 1 |  | 0 | 0 | 0 | 0 | 0 | 0 | 0 | 0 | 0 | 0 | 0 | 0 | 0 | 0 | 0 | 0 | 0 | 0 | 0 |  | 1 | 1 | 1 | 1 | 1 | 1 | 1 | 1 | 1 | 1 | 1 | 0
PG&E GBA | Avena | 115 | 0 | 0 | 0 | 0 | 0 | 0 | 0 | 0 | 0 | 0 | 0 | 0 | 0 | 0 | 0 | 0 | 0 | 0 | 0 | 0 |  | 0 | 0 | 0 | 0 | 0 | 0 | 0 | 0 | 0 | 0 | 0 | 0 | 0 | 0 | 0 | 0 | 0 | 0 | 0 | 0 | 0 |  | 0 | 0 | 0 | 0 | 0 | 0 | 0 | 0 | 0 | 0 | 0 | 0 | 0 | 0 | 0 | 0 | 0 | 0 | 0 |  | 1 | 1 | 1 | 1 | 1 | 1 | 1 | 1 | 1 | 1 | 1 | 0
SDGE | Avocado | 69 | 0 | 0 | 0 | 0 | 0 | 0 | 0 | 0 | 0 | 0 | 0 | 0 | 0 | 0 | 0 | 29.6 | 0 | 29.6 | 0 | 1 |  | 0 | 0 | 0 | 0 | 0 | 0 | 0 | 0 | 0 | 0 | 0 | 0 | 0 | 0 | 0 | 29.6 | 0 | 29.6 | 0 | 1 | 2 |  | 0 | 0 | 0 | 0 | 0 | 0 | 0 | 0 | 0 | 0 | 0 | 0 | 0 | 0 | 0 | 0 | 0 | 0 | 0 |  | 1 | 1 | 1 | 1 | 1 | 1 | 1 | 1 | 1 | 1 | 1 | 0
PG&E NGBA | Bahia | 230 | 0 | 0 | 0 | 0 | 0 | 0 | 0 | 0 | 0 | 0 | 0 | 0 | 0 | 0 | 0 | 0 | 0 | 0 | 0 | 0 |  | 0 | 0 | 0 | 0 | 0 | 0 | 0 | 0 | 0 | 0 | 0 | 0 | 0 | 0 | 0 | 0 | 0 | 0 | 0 | 0 | 1 |  | 0 | 0 | 0 | 0 | 0 | 0 | 0 | 0 | 0 | 0 | 0 | 0 | 0 | 0 | 0 | 0 | 0 | 0 | 0 |  | 1 | 1 | 1 | 1 | 1 | 1 | 1 | 1 | 1 | 1 | 1 | 0
SCE Northern | Bailey | 230 | 0 | 0 | 0 | 0 | 0 | 0 | 0 | 0 | 0 | 0 | 0 | 0 | 0 | 0 | 0 | 0 | 0 | 0 | 0 | 0 |  | 0 | 0 | 0 | 0 | 0 | 0 | 0 | 0 | 0 | 0 | 0 | 0 | 0 | 0 | 0 | 0 | 0 | 0 | 0 | 0 | 0 |  | 0 | 0 | 0 | 0 | 0 | 0 | 0 | 0 | 0 | 0 | 0 | 0 | 0 | 0 | 0 | 0 | 0 | 0 | 0 |  | 1 | 1 | 1 | 1 | 1 | 1 | 1 | 1 | 1 | 1 | 1 | 0
SCE NOL | Baker | 115 | 0 | 0 | 0 | 0 | 0 | 0 | 0 | 0 | 0 | 0 | 0 | 0 | 0 | 0 | 0 | 0 | 0 | 0 | 0 | 0 |  | 0 | 0 | 0 | 0 | 0 | 0 | 0 | 0 | 0 | 0 | 0 | 0 | 0 | 0 | 0 | 0 | 0 | 0 | 0 | 0 | 3 |  | 0 | 0 | 0 | 0 | 0 | 0 | 0 | 0 | 0 | 0 | 0 | 0 | 0 | 0 | 0 | 0 | 0 | 0 | 0 |  | 1 | 1 | 1 | 1 | 1 | 1 | 1 | 1 | 1 | 1 | 1 | 0
PG&E KERN | Bakersfield | 230 | 0 | 0 | 0 | 0 | 0 | 0 | 0 | 0 | 0 | 0 | 0 | 0 | 0 | 0 | 0 | 0 | 0 | 0 | 0 | 0 |  | 0 | 0 | 0 | 0 | 0 | 0 | 0 | 0 | 0 | 0 | 0 | 0 | 0 | 0 | 0 | 0 | 0 | 0 | 0 | 0 | 0 |  | 0 | 0 | 0 | 0 | 0 | 0 | 0 | 0 | 0 | 0 | 0 | 0 | 0 | 0 | 0 | 0 | 0 | 0 | 0 |  | 1 | 1 | 1 | 1 | 1 | 1 | 1 | 1 | 1 | 1 | 1 | 0
PG&E FRESNO | Balch | 230 | 0 | 0 | 0 | 0 | 0 | 0 | 0 | 0 | 0 | 0 | 0 | 0 | 0 | 0 | 0 | 0 | 0 | 0 | 0 | 0 |  | 0 | 3 | 0 | 0 | 0 | 0 | 0 | 0 | 0 | 0 | 0 | 0 | 0 | 0 | 0 | 0 | 0 | 0 | 0 | 1 | 1 |  | 0 | 2 | 0 | 0 | 0 | 0 | 0 | 0 | 0 | 0 | 0 | 0 | 0 | 0 | 0 | 0 | 0 | 0 | 0 |  | 1 | 5 | 1 | 1 | 1 | 1 | 1 | 1 | 1 | 1 | 1 | 1
SCE Eastern | Bannister | 230 | 0 | 0 | 0 | 0 | 0 | 0 | 0 | 0 | 0 | 0 | 0 | 0 | 0 | 0 | 0 | 0 | 0 | 0 | 0 | 0 |  | 0 | 0 | 0 | 0 | 0 | 0 | 0 | 0 | 0 | 0 | 0 | 0 | 0 | 0 | 0 | 0 | 0 | 0 | 0 | 0 | 1 |  | 0 | 0 | 0 | 0 | 0 | 0 | 0 | 0 | 0 | 0 | 0 | 0 | 0 | 0 | 0 | 0 | 0 | 0 | 0 |  | 1 | 1 | 1 | 1 | 1 | 1 | 1 | 1 | 1 | 1 | 1 | 0
SCE Metro | Barre | 230 | 0 | 0 | 0 | 0 | 0 | 0 | 0 | 0 | 0 | 0 | 0 | 0 | 10 | 10 | 20 | 10 | 0 | 10 | 0 | 1 |  | 0 | 0 | 0 | 0 | 0 | 0 | 0 | 0 | 0 | 0 | 0 | 23 | 0 | 0 | 0 | 10 | 0 | 10 | 0 | 1 | 0 |  | 0 | 0 | 0 | 0 | 0 | 0 | 0 | 0 | 0 | 0 | 0 | 2 | 0 | 0 | 0 | 0 | 0 | 0 | 0 |  | 1 | 1 | 1 | 1 | 1 | 4 | 1 | 1 | 1 | 1 | 1 | 1
SDGE | Bay Boulevard | 69 | 0 | 0 | 0 | 0 | 0 | 0 | 0 | 0 | 0 | 0 | 0 | 0 | 0 | 0 | 0 | 0 | 0 | 0 | 0 | 0 |  | 0 | 0 | 0 | 0 | 0 | 0 | 0 | 0 | 0 | 0 | 0 | 0 | 0 | 0 | 0 | 0 | 0 | 0 | 0 | 0 | 4 |  | 0 | 0 | 0 | 0 | 0 | 0 | 0 | 0 | 0 | 0 | 0 | 0 | 0 | 0 | 0 | 0 | 0 | 0 | 0 |  | 1 | 1 | 1 | 1 | 1 | 1 | 1 | 1 | 1 | 1 | 1 | 0
SDGE | Bay Boulevard | 230 | 0 | 0 | 0 | 0 | 0 | 0 | 0 | 0 | 0 | 0 | 0 | 0 | 0 | 0 | 0 | 0 | 0 | 0 | 0 | 0 |  | 0 | 0 | 0 | 0 | 0 | 0 | 0 | 0 | 0 | 0 | 0 | 0 | 0 | 0 | 0 | 0 | 0 | 0 | 0 | 0 | 5 |  | 0 | 0 | 0 | 0 | 0 | 0 | 0 | 0 | 0 | 0 | 0 | 0 | 0 | 0 | 0 | 0 | 0 | 0 | 0 |  | 1 | 1 | 1 | 1 | 1 | 1 | 1 | 1 | 1 | 1 | 1 | 0
EOP | Beatty | 138 | 0 | 0 | 0 | 0 | 0 | 0 | 0 | 0 | 0 | 0 | 0 | 0 | 0 | 0 | 0 | 0 | 0 | 0 | 0 | 0 |  | 500 | 0 | 0 | 0 | 0 | 0 | 0 | 0 | 0 | 0 | 0 | 0 | 0 | 0 | 0 | 0 | 0 | 0 | 0 | 1 | 2 |  | 2 | 0 | 0 | 0 | 0 | 0 | 0 | 0 | 0 | 0 | 0 | 0 | 0 | 0 | 0 | 0 | 0 | 0 | 0 |  | 5 | 1 | 1 | 1 | 1 | 1 | 1 | 1 | 1 | 1 | 1 | 1
EOP | Beatty | 230 | 400 | 0 | 0 | 0 | 0 | 0 | 0 | 0 | 0 | 0 | 0 | 0 | 100 | 500 | 600 | 0 | 170 | 170 | 0 | 1 |  | 0 | 0 | 0 | 0 | 0 | 0 | 0 | 0 | 0 | 0 | 0 | 0 | 0 | 0 | 0 | 0 | 0 | 0 | 0 | 0 | 2 |  | 0 | 0 | 0 | 0 | 0 | 0 | 0 | 0 | 0 | 0 | 0 | 0 | 0 | 0 | 0 | 0 | 0 | 0 | 0 |  | 1 | 1 | 1 | 1 | 1 | 1 | 1 | 1 | 1 | 1 | 1 | 0
PG&E NGBA | Belden | 230 | 0 | 0 | 0 | 0 | 0 | 0 | 0 | 0 | 0 | 0 | 0 | 0 | 0 | 0 | 0 | 0 | 0 | 0 | 0 | 0 |  | 0 | 0 | 0 | 0 | 0 | 0 | 0 | 0 | 0 | 0 | 0 | 0 | 0 | 0 | 0 | 0 | 0 | 0 | 0 | 0 | 0 |  | 0 | 0 | 0 | 0 | 0 | 0 | 0 | 0 | 0 | 0 | 0 | 0 | 0 | 0 | 0 | 0 | 0 | 0 | 0 |  | 1 | 1 | 1 | 1 | 1 | 1 | 1 | 1 | 1 | 1 | 1 | 0
PG&E NGBA | Bell | 115 | 0 | 0 | 0 | 0 | 0 | 0 | 0 | 0 | 0 | 0 | 0 | 0 | 0 | 0 | 0 | 0 | 0 | 0 | 0 | 0 |  | 0 | 0 | 0 | 0 | 0 | 0 | 0 | 0 | 0 | 0 | 0 | 0 | 0 | 0 | 0 | 0 | 0 | 0 | 0 | 0 | 0 |  | 0 | 0 | 0 | 0 | 0 | 0 | 0 | 0 | 0 | 0 | 0 | 0 | 0 | 0 | 0 | 0 | 0 | 0 | 0 |  | 1 | 1 | 1 | 1 | 1 | 1 | 1 | 1 | 1 | 1 | 1 | 0
PG&E NGBA | Bellevue | 115 | 0 | 0 | 0 | 0 | 0 | 0 | 0 | 0 | 0 | 0 | 0 | 0 | 0 | 0 | 0 | 0 | 0 | 0 | 0 | 0 |  | 0 | 0 | 0 | 0 | 0 | 0 | 0 | 0 | 0 | 0 | 0 | 0.96 | 0 | 0 | 0 | 0 | 0 | 0 | 0 | 1 | 1 |  | 0 | 0 | 0 | 0 | 0 | 0 | 0 | 0 | 0 | 0 | 0 | 2 | 0 | 0 | 0 | 0 | 0 | 0 | 0 |  | 1 | 1 | 1 | 1 | 1 | 5 | 1 | 1 | 1 | 1 | 1 | 1
PG&E GBA | Bellota | 115 | 0 | 0 | 0 | 0 | 0 | 0 | 0 | 0 | 0 | 0 | 0 | 0 | 0 | 0 | 0 | 0 | 0 | 0 | 0 | 0 |  | 0 | 1 | 0 | 0 | 0 | 0 | 0 | 0 | 0 | 0 | 0 | 0 | 0 | 0 | 0 | 0 | 0 | 0 | 0 | 1 | 0 |  | 0 | 2 | 0 | 0 | 0 | 0 | 0 | 0 | 0 | 0 | 0 | 0 | 0 | 0 | 0 | 0 | 0 | 0 | 0 |  | 1 | 4 | 1 | 1 | 1 | 1 | 1 | 1 | 1 | 1 | 1 | 1
PG&E GBA | Bellota | 230 | 0 | 0 | 0 | 0 | 0 | 0 | 0 | 0 | 0 | 0 | 0 | 0 | 200 | 200 | 400 | 0 | 0 | 0 | 310 | 1 |  | 0 | 0 | 0 | 0 | 0 | 0 | 0 | 0 | 0 | 0 | 0 | 0 | 0 | 0 | 0 | 0 | 0 | 0 | 0 | 0 | 0 |  | 0 | 0 | 0 | 0 | 0 | 0 | 0 | 0 | 0 | 0 | 0 | 0 | 0 | 0 | 0 | 0 | 0 | 0 | 0 |  | 1 | 1 | 1 | 1 | 1 | 1 | 1 | 1 | 1 | 1 | 1 | 0
SCE Northern | Big Creek | 230 | 0 | 0 | 0 | 0 | 0 | 0 | 0 | 0 | 0 | 0 | 0 | 0 | 0 | 0 | 0 | 0 | 0 | 0 | 0 | 0 |  | 0 | 0 | 0 | 0 | 0 | 0 | 0 | 0 | 0 | 0 | 0 | 0 | 0 | 0 | 0 | 0 | 0 | 0 | 0 | 0 | 0 |  | 0 | 0 | 0 | 0 | 0 | 0 | 0 | 0 | 0 | 0 | 0 | 0 | 0 | 0 | 0 | 0 | 0 | 0 | 0 |  | 1 | 1 | 1 | 1 | 1 | 1 | 1 | 1 | 1 | 1 | 1 | 0
PG&E FRESNO | Biola | 70 | 0 | 0 | 0 | 0 | 0 | 0 | 0 | 0 | 0 | 0 | 0 | 0 | 0 | 0 | 0 | 0 | 0 | 0 | 0 | 0 |  | 0 | 0 | 0 | 0 | 0 | 0 | 0 | 0 | 0 | 0 | 0 | 0 | 0 | 0 | 0 | 0 | 0 | 0 | 0 | 0 | 1 |  | 0 | 0 | 0 | 0 | 0 | 0 | 0 | 0 | 0 | 0 | 0 | 0 | 0 | 0 | 0 | 0 | 0 | 0 | 0 |  | 1 | 1 | 1 | 1 | 1 | 1 | 1 | 1 | 1 | 1 | 1 | 0
PG&E GBA | Birds Landing | 230 | 0 | 0 | 234.8 | 107 | 341.8 | 0 | 0 | 0 | 0 | 0 | 0 | 0 | 0 | 200 | 200 | 0 | 65 | 65 | 0 | 1 |  | 0 | 0 | 100 | 110 | 210 | 0 | 0 | 0 | 0 | 0 | 0 | 0 | 50 | 140 | 190 | 0 | 98.4 | 98.4 | 0 | 1 | 0 |  | 0 | 0 | 0 | 0 | 0 | 0 | 0 | 0 | 0 | 0 | 0 | 0 | 2 | 0 | 0 | 0 | 2 | 2 | 0 |  | 1 | 1 | 1 | 1 | 1 | 1 | 4 | 1 | 4 | 4 | 1 | 1
SCE Northern | Bliss | 66 | 0 | 0 | 0 | 0 | 0 | 0 | 0 | 0 | 0 | 0 | 0 | 0 | 0 | 0 | 0 | 0 | 0 | 0 | 0 | 0 |  | 0 | 0 | 0 | 0 | 0 | 0 | 0 | 0 | 0 | 0 | 0 | 0 | 0 | 0 | 0 | 0 | 0 | 0 | 0 | 0 | 0 |  | 0 | 0 | 0 | 0 | 0 | 0 | 0 | 0 | 0 | 0 | 0 | 0 | 0 | 0 | 0 | 0 | 0 | 0 | 0 |  | 1 | 1 | 1 | 1 | 1 | 1 | 1 | 1 | 1 | 1 | 1 | 0
SCE Eastern | Blythe | 161 | 0 | 0 | 0 | 0 | 0 | 0 | 0 | 0 | 0 | 0 | 0 | 0 | 0 | 160 | 160 | 160 | 0 | 160 | 0 | 1 |  | 0 | 0 | 0 | 0 | 0 | 0 | 0 | 0 | 0 | 0 | 0 | 0 | 0 | 0 | 0 | 0 | 0 | 0 | 0 | 0 | 2 |  | 0 | 0 | 0 | 0 | 0 | 0 | 0 | 0 | 0 | 0 | 0 | 0 | 0 | 0 | 0 | 0 | 0 | 0 | 0 |  | 1 | 1 | 1 | 1 | 1 | 1 | 1 | 1 | 1 | 1 | 1 | 0
PG&E NGBA | Bogue | 115 | 0 | 0 | 0 | 0 | 0 | 0 | 0 | 0 | 0 | 0 | 0 | 0 | 0 | 0 | 0 | 0 | 0 | 0 | 0 | 0 |  | 0 | 0 | 0 | 0 | 0 | 0 | 0 | 0 | 0 | 0 | 0 | 0 | 0 | 0 | 0 | 0 | 0 | 0 | 0 | 0 | 0 |  | 0 | 0 | 0 | 0 | 0 | 0 | 0 | 0 | 0 | 0 | 0 | 0 | 0 | 0 | 0 | 0 | 0 | 0 | 0 |  | 1 | 1 | 1 | 1 | 1 | 1 | 1 | 1 | 1 | 1 | 1 | 0
PG&E FRESNO | Borden | 230 | 0 | 0 | 0 | 0 | 0 | 0 | 0 | 0 | 0 | 0 | 0 | 0 | 195 | 400 | 595 | 0 | 155 | 155 | 0 | 1 |  | 0 | 0 | 0 | 0 | 0 | 0 | 0 | 0 | 0 | 0 | 0 | 4.5 | 80 | 60 | 140 | 0 | 36 | 36 | 0 | 1 | 2 |  | 0 | 0 | 0 | 0 | 0 | 0 | 0 | 0 | 0 | 0 | 0 | 2 | 0 | 0 | 0 | 0 | 0 | 0 | 0 |  | 1 | 1 | 1 | 1 | 1 | 5 | 1 | 1 | 1 | 1 | 1 | 1
PG&E FRESNO | Borden | 70 | 0 | 0 | 0 | 0 | 0 | 0 | 0 | 0 | 0 | 0 | 0 | 4.5 | 0 | 0 | 0 | 0 | 0 | 0 | 0 | 1 |  | 0 | 0 | 0 | 0 | 0 | 0 | 0 | 0 | 0 | 0 | 0 | 0 | 0 | 0 | 0 | 0 | 0 | 0 | 0 | 0 | 2 |  | 0 | 0 | 0 | 0 | 0 | 0 | 0 | 0 | 0 | 0 | 0 | 0 | 0 | 0 | 0 | 0 | 0 | 0 | 0 |  | 1 | 1 | 1 | 1 | 1 | 1 | 1 | 1 | 1 | 1 | 1 | 0
SDGE | Boulevard East | 138 | 0 | 0 | 60 | 3.3 | 63.3 | 0 | 0 | 0 | 0 | 0 | 0 | 0 | 0 | 0 | 0 | 0 | 0 | 0 | 0 | 1 |  | 0 | 0 | 0 | 0 | 0 | 0 | 0 | 0 | 0 | 0 | 0 | 0 | 0 | 0 | 0 | 0 | 0 | 0 | 0 | 0 | 4 |  | 0 | 0 | 0 | 0 | 0 | 0 | 0 | 0 | 0 | 0 | 0 | 0 | 0 | 0 | 0 | 0 | 0 | 0 | 0 |  | 1 | 1 | 1 | 1 | 1 | 1 | 1 | 1 | 1 | 1 | 1 | 0
SDGE | Boulevard East | 69 | 0 | 0 | 0 | 0 | 0 | 0 | 0 | 0 | 0 | 0 | 0 | 0 | 0 | 40 | 40 | 27.15 | 0 | 27.15 | 0 | 1 |  | 0 | 0 | 0 | 0 | 0 | 0 | 0 | 0 | 0 | 0 | 0 | 0 | 0 | 0 | 0 | 0 | 0 | 0 | 0 | 0 | 4 |  | 0 | 0 | 0 | 0 | 0 | 0 | 0 | 0 | 0 | 0 | 0 | 0 | 0 | 0 | 0 | 0 | 0 | 0 | 0 |  | 1 | 1 | 1 | 1 | 1 | 1 | 1 | 1 | 1 | 1 | 1 | 0
PG&E GBA | Brentwood | 230 | 0 | 0 | 0 | 0 | 0 | 0 | 0 | 0 | 0 | 0 | 0 | 2 | 0 | 0 | 0 | 0.8 | 0 | 0.8 | 0 | 1 |  | 0 | 1 | 0 | 0 | 0 | 0 | 0 | 0 | 0 | 0 | 0 | 5.99 | 0 | 0 | 0 | 0.8 | 0 | 0.8 | 0 | 1 | 0 |  | 0 | 2 | 0 | 0 | 0 | 0 | 0 | 0 | 0 | 0 | 0 | 2 | 0 | 0 | 0 | 0 | 0 | 0 | 0 |  | 1 | 4 | 1 | 1 | 1 | 4 | 1 | 1 | 1 | 1 | 1 | 1
PG&E NGBA | Bridgeville | 115 | 0 | 8 | 0 | 0 | 0 | 0 | 0 | 0 | 0 | 0 | 0 | 0 | 0 | 0 | 0 | 0 | 0 | 0 | 0 | 1 |  | 0 | 0 | 0 | 0 | 0 | 0 | 0 | 0 | 0 | 0 | 0 | 0 | 0 | 0 | 0 | 0 | 0 | 0 | 0 | 0 | 0 |  | 0 | 0 | 0 | 0 | 0 | 0 | 0 | 0 | 0 | 0 | 0 | 0 | 0 | 0 | 0 | 0 | 0 | 0 | 0 |  | 1 | 1 | 1 | 1 | 1 | 1 | 1 | 1 | 1 | 1 | 1 | 0
PG&E NGBA | Brighton | 115 | 0 | 0 | 0 | 0 | 0 | 0 | 0 | 0 | 0 | 0 | 0 | 0 | 0 | 0 | 0 | 0 | 0 | 0 | 0 | 0 |  | 0 | 0 | 0 | 0 | 0 | 0 | 0 | 0 | 0 | 0 | 0 | 0 | 0 | 0 | 0 | 0 | 0 | 0 | 0 | 0 | 1 |  | 0 | 0 | 0 | 0 | 0 | 0 | 0 | 0 | 0 | 0 | 0 | 0 | 0 | 0 | 0 | 0 | 0 | 0 | 0 |  | 1 | 1 | 1 | 1 | 1 | 1 | 1 | 1 | 1 | 1 | 1 | 0
PG&E NGBA | Brighton | 230 | 0 | 0 | 0 | 0 | 0 | 0 | 0 | 0 | 0 | 0 | 0 | 0 | 0 | 0 | 0 | 0 | 0 | 0 | 0 | 0 |  | 0 | 0 | 0 | 0 | 0 | 0 | 0 | 0 | 0 | 0 | 0 | 0 | 0 | 0 | 0 | 0 | 0 | 0 | 0 | 0 | 1 |  | 0 | 0 | 0 | 0 | 0 | 0 | 0 | 0 | 0 | 0 | 0 | 0 | 0 | 0 | 0 | 0 | 0 | 0 | 0 |  | 1 | 1 | 1 | 1 | 1 | 1 | 1 | 1 | 1 | 1 | 1 | 0
PG&E NGBA | Brunswick | 115 | 0 | 0 | 0 | 0 | 0 | 0 | 0 | 0 | 0 | 0 | 0 | 1.9 | 0 | 0 | 0 | 0 | 0 | 0 | 0 | 1 |  | 0 | 7 | 0 | 0 | 0 | 0 | 0 | 0 | 0 | 0 | 0 | 0 | 0 | 0 | 0 | 0 | 0 | 0 | 0 | 1 | 0 |  | 0 | 2 | 0 | 0 | 0 | 0 | 0 | 0 | 0 | 0 | 0 | 0 | 0 | 0 | 0 | 0 | 0 | 0 | 0 |  | 1 | 4 | 1 | 1 | 1 | 1 | 1 | 1 | 1 | 1 | 1 | 1
PG&E NGBA | Bucks Creek | 230 | 0 | 0 | 0 | 0 | 0 | 0 | 0 | 0 | 0 | 0 | 0 | 0 | 0 | 0 | 0 | 0 | 0 | 0 | 0 | 0 |  | 0 | 0 | 0 | 0 | 0 | 0 | 0 | 0 | 0 | 0 | 0 | 0 | 0 | 0 | 0 | 0 | 0 | 0 | 0 | 0 | 0 |  | 0 | 0 | 0 | 0 | 0 | 0 | 0 | 0 | 0 | 0 | 0 | 0 | 0 | 0 | 0 | 0 | 0 | 0 | 0 |  | 1 | 1 | 1 | 1 | 1 | 1 | 1 | 1 | 1 | 1 | 1 | 0
PG&E KERN | Buena Vista | 230 | 0 | 0 | 0 | 0 | 0 | 0 | 0 | 0 | 0 | 0 | 0 | 0 | 0 | 0 | 0 | 0 | 0 | 0 | 0 | 0 |  | 0 | 0 | 0 | 0 | 0 | 0 | 0 | 0 | 0 | 0 | 0 | 0 | 0 | 0 | 0 | 0 | 0 | 0 | 0 | 0 | 0 |  | 0 | 0 | 0 | 0 | 0 | 0 | 0 | 0 | 0 | 0 | 0 | 0 | 0 | 0 | 0 | 0 | 0 | 0 | 0 |  | 1 | 1 | 1 | 1 | 1 | 1 | 1 | 1 | 1 | 1 | 1 | 0
PG&E FRESNO | Bullard | 115 | 0 | 0 | 0 | 0 | 0 | 0 | 0 | 0 | 0 | 0 | 0 | 0 | 0 | 0 | 0 | 0 | 0 | 0 | 0 | 0 |  | 0 | 0 | 0 | 0 | 0 | 0 | 0 | 0 | 0 | 0 | 0 | 0 | 0 | 0 | 0 | 0 | 0 | 0 | 0 | 0 | 2 |  | 0 | 0 | 0 | 0 | 0 | 0 | 0 | 0 | 0 | 0 | 0 | 0 | 0 | 0 | 0 | 0 | 0 | 0 | 0 |  | 1 | 1 | 1 | 1 | 1 | 1 | 1 | 1 | 1 | 1 | 1 | 0
PG&E GBA | Burlingame | 115 | 0 | 0 | 0 | 0 | 0 | 0 | 0 | 0 | 0 | 0 | 0 | 0 | 0 | 0 | 0 | 0 | 0 | 0 | 0 | 0 |  | 0 | 0 | 0 | 0 | 0 | 0 | 0 | 0 | 0 | 0 | 0 | 0 | 0 | 0 | 0 | 0 | 0 | 0 | 0 | 0 | 1 |  | 0 | 0 | 0 | 0 | 0 | 0 | 0 | 0 | 0 | 0 | 0 | 0 | 0 | 0 | 0 | 0 | 0 | 0 | 0 |  | 1 | 1 | 1 | 1 | 1 | 1 | 1 | 1 | 1 | 1 | 1 | 0
PG&E NGBA | Burney Forest | 230 | 0 | 11 | 0 | 0 | 0 | 0 | 0 | 0 | 0 | 0 | 0 | 0 | 0 | 0 | 0 | 0 | 0 | 0 | 0 | 1 |  | 0 | 0 | 0 | 0 | 0 | 0 | 0 | 0 | 0 | 0 | 0 | 0 | 0 | 0 | 0 | 0 | 0 | 0 | 0 | 0 | 0 |  | 0 | 0 | 0 | 0 | 0 | 0 | 0 | 0 | 0 | 0 | 0 | 0 | 0 | 0 | 0 | 0 | 0 | 0 | 0 |  | 1 | 1 | 1 | 1 | 1 | 1 | 1 | 1 | 1 | 1 | 1 | 0
PG&E NGBA | Butte | 115 | 0 | 0 | 0 | 0 | 0 | 0 | 0 | 0 | 0 | 0 | 0 | 0 | 0 | 0 | 0 | 0 | 0 | 0 | 0 | 0 |  | 0 | 0 | 0 | 0 | 0 | 0 | 0 | 0 | 0 | 0 | 0 | 0 | 0 | 0 | 0 | 0 | 0 | 0 | 0 | 0 | 0 |  | 0 | 0 | 0 | 0 | 0 | 0 | 0 | 0 | 0 | 0 | 0 | 0 | 0 | 0 | 0 | 0 | 0 | 0 | 0 |  | 1 | 1 | 1 | 1 | 1 | 1 | 1 | 1 | 1 | 1 | 1 | 0
PG&E KERN | Cabrillo | 115 | 0 | 0 | 0 | 0 | 0 | 0 | 0 | 0 | 0 | 0 | 0 | 0 | 0 | 0 | 0 | 0 | 0 | 0 | 0 | 0 |  | 0 | 0 | 0 | 0 | 0 | 0 | 0 | 0 | 0 | 0 | 0 | 0 | 0 | 0 | 0 | 0 | 0 | 0 | 0 | 0 | 1 |  | 0 | 0 | 0 | 0 | 0 | 0 | 0 | 0 | 0 | 0 | 0 | 0 | 0 | 0 | 0 | 0 | 0 | 0 | 0 |  | 1 | 1 | 1 | 1 | 1 | 1 | 1 | 1 | 1 | 1 | 1 | 0
PG&E FRESNO | Cal Flats | 230 | 0 | 0 | 0 | 0 | 0 | 0 | 0 | 0 | 0 | 0 | 0 | 0 | 0 | 0 | 0 | 0 | 0 | 0 | 0 | 0 |  | 0 | 0 | 0 | 0 | 0 | 0 | 0 | 0 | 0 | 0 | 0 | 0 | 0 | 0 | 0 | 0 | 0 | 0 | 0 | 0 | 0 |  | 0 | 0 | 0 | 0 | 0 | 0 | 0 | 0 | 0 | 0 | 0 | 0 | 0 | 0 | 0 | 0 | 0 | 0 | 0 |  | 1 | 1 | 1 | 1 | 1 | 1 | 1 | 1 | 1 | 1 | 1 | 0
SCE NOL | Calcite | 230 | 0 | 0 | 0 | 0 | 0 | 0 | 0 | 0 | 0 | 0 | 0 | 0 | 200 | 404 | 604 | 0 | 217 | 217 | 0 | 1 |  | 0 | 0 | 0 | 0 | 0 | 0 | 0 | 0 | 0 | 0 | 0 | 0 | 150 | 250 | 400 | 200 | 0 | 200 | 0 | 1 | 1 |  | 0 | 0 | 0 | 0 | 0 | 0 | 0 | 0 | 0 | 0 | 0 | 0 | 0 | 0 | 0 | 2 | 0 | 0 | 0 |  | 1 | 1 | 1 | 1 | 1 | 1 | 1 | 5 | 1 | 1 | 1 | 1
PG&E KERN | Caliente | 230 | 0 | 0 | 0 | 0 | 0 | 0 | 0 | 0 | 0 | 0 | 0 | 0 | 0 | 0 | 0 | 0 | 0 | 0 | 0 | 0 |  | 0 | 1 | 200 | 10 | 210 | 0 | 0 | 0 | 0 | 0 | 0 | 0 | 100 | 0 | 100 | 0 | 0 | 0 | 0 | 1 | 0 |  | 0 | 2 | 2 | 2 | 2 | 0 | 0 | 0 | 0 | 0 | 0 | 0 | 2 | 0 | 2 | 0 | 0 | 0 | 0 |  | 1 | 4 | 4 | 1 | 1 | 1 | 4 | 1 | 1 | 1 | 1 | 1
PG&E FRESNO | California Ave | 115 | 0 | 0 | 0 | 0 | 0 | 0 | 0 | 0 | 0 | 0 | 0 | 0 | 0 | 0 | 0 | 0 | 0 | 0 | 0 | 0 |  | 0 | 0 | 0 | 0 | 0 | 0 | 0 | 0 | 0 | 0 | 0 | 0 | 0 | 0 | 0 | 0 | 0 | 0 | 0 | 0 | 1 |  | 0 | 0 | 0 | 0 | 0 | 0 | 0 | 0 | 0 | 0 | 0 | 0 | 0 | 0 | 0 | 0 | 0 | 0 | 0 |  | 1 | 1 | 1 | 1 | 1 | 1 | 1 | 1 | 1 | 1 | 1 | 0
PG&E KERN | Callender | 115 | 0 | 0 | 0 | 0 | 0 | 0 | 0 | 0 | 0 | 0 | 0 | 0 | 0 | 0 | 0 | 0 | 0 | 0 | 0 | 0 |  | 0 | 0 | 0 | 0 | 0 | 0 | 0 | 0 | 0 | 0 | 0 | 0 | 0 | 0 | 0 | 0 | 0 | 0 | 0 | 0 | 0 |  | 0 | 0 | 0 | 0 | 0 | 0 | 0 | 0 | 0 | 0 | 0 | 0 | 0 | 0 | 0 | 0 | 0 | 0 | 0 |  | 1 | 1 | 1 | 1 | 1 | 1 | 1 | 1 | 1 | 1 | 1 | 0
PG&E NGBA | Calpella | 115 | 0 | 10 | 0 | 0 | 0 | 0 | 0 | 0 | 0 | 0 | 0 | 4 | 0 | 0 | 0 | 4 | 0 | 4 | 0 | 1 |  | 0 | 0 | 0 | 0 | 0 | 0 | 0 | 0 | 0 | 0 | 0 | 4 | 0 | 0 | 0 | 0 | 0 | 0 | 0 | 1 | 1 |  | 0 | 0 | 0 | 0 | 0 | 0 | 0 | 0 | 0 | 0 | 0 | 0 | 0 | 0 | 0 | 0 | 0 | 0 | 0 |  | 1 | 1 | 1 | 1 | 1 | 1 | 1 | 1 | 1 | 1 | 1 | 0
PG&E GBA | Camanche | 230 | 0 | 0 | 0 | 0 | 0 | 0 | 0 | 0 | 0 | 0 | 0 | 0 | 0 | 0 | 0 | 0 | 0 | 0 | 0 | 0 |  | 0 | 0 | 0 | 0 | 0 | 0 | 0 | 0 | 0 | 0 | 0 | 0 | 0 | 0 | 0 | 0 | 0 | 0 | 0 | 0 | 0 |  | 0 | 0 | 0 | 0 | 0 | 0 | 0 | 0 | 0 | 0 | 0 | 0 | 0 | 0 | 0 | 0 | 0 | 0 | 0 |  | 1 | 1 | 1 | 1 | 1 | 1 | 1 | 1 | 1 | 1 | 1 | 0
SDGE | Cameron | 69 | 0 | 0 | 0 | 0 | 0 | 0 | 0 | 0 | 0 | 0 | 0 | 0.84 | 0 | 0 | 0 | 0.46 | 0 | 0.46 | 0 | 1 |  | 0 | 0 | 0 | 0 | 0 | 0 | 0 | 0 | 0 | 0 | 0 | 0 | 0 | 0 | 0 | 0 | 0 | 0 | 0 | 0 | 3 |  | 0 | 0 | 0 | 0 | 0 | 0 | 0 | 0 | 0 | 0 | 0 | 0 | 0 | 0 | 0 | 0 | 0 | 0 | 0 |  | 1 | 1 | 1 | 1 | 1 | 1 | 1 | 1 | 1 | 1 | 1 | 0
SDGE | Cannon | 69 | 0 | 0 | 0 | 0 | 0 | 0 | 0 | 0 | 0 | 0 | 0 | 0 | 0 | 0 | 0 | 0 | 0 | 0 | 0 | 0 |  | 0 | 0 | 0 | 0 | 0 | 0 | 0 | 0 | 0 | 0 | 0 | 0 | 0 | 0 | 0 | 0 | 0 | 0 | 0 | 0 | 2 |  | 0 | 0 | 0 | 0 | 0 | 0 | 0 | 0 | 0 | 0 | 0 | 0 | 0 | 0 | 0 | 0 | 0 | 0 | 0 |  | 1 | 1 | 1 | 1 | 1 | 1 | 1 | 1 | 1 | 1 | 1 | 0
PG&E FRESNO | Cantua | 115 | 0 | 0 | 0 | 0 | 0 | 0 | 0 | 0 | 0 | 0 | 0 | 0 | 0 | 0 | 0 | 0 | 0 | 0 | 0 | 0 |  | 0 | 0 | 0 | 0 | 0 | 0 | 0 | 0 | 0 | 0 | 0 | 0 | 0 | 0 | 0 | 0 | 0 | 0 | 0 | 0 | 1 |  | 0 | 0 | 0 | 0 | 0 | 0 | 0 | 0 | 0 | 0 | 0 | 0 | 0 | 0 | 0 | 0 | 0 | 0 | 0 |  | 1 | 1 | 1 | 1 | 1 | 1 | 1 | 1 | 1 | 1 | 1 | 0
SDGE | Capistrano | 138 | 0 | 0 | 0 | 0 | 0 | 0 | 0 | 0 | 0 | 0 | 0 | 0 | 0 | 0 | 0 | 0 | 125 | 125 | 0 | 1 |  | 0 | 0 | 0 | 0 | 0 | 0 | 0 | 0 | 0 | 0 | 0 | 0 | 0 | 0 | 0 | 250 | 0 | 250 | 0 | 1 | 0 |  | 0 | 0 | 0 | 0 | 0 | 0 | 0 | 0 | 0 | 0 | 0 | 0 | 0 | 0 | 0 | 2 | 0 | 2 | 0 |  | 1 | 1 | 1 | 1 | 1 | 1 | 1 | 4 | 1 | 4 | 1 | 1
SDGE | Capistrano | 230 | 0 | 0 | 0 | 0 | 0 | 0 | 0 | 0 | 0 | 0 | 0 | 0 | 0 | 0 | 0 | 0 | 0 | 0 | 0 | 0 |  | 0 | 0 | 0 | 0 | 0 | 0 | 0 | 0 | 0 | 0 | 0 | 0 | 0 | 0 | 0 | 0 | 0 | 0 | 0 | 0 | 0 |  | 0 | 0 | 0 | 0 | 0 | 0 | 0 | 0 | 0 | 0 | 0 | 0 | 0 | 0 | 0 | 0 | 0 | 0 | 0 |  | 1 | 1 | 1 | 1 | 1 | 1 | 1 | 1 | 1 | 1 | 1 | 0
PG&E NGBA | Carberry | 230 | 0 | 3.6 | 0 | 0 | 0 | 0 | 0 | 0 | 0 | 0 | 0 | 0 | 0 | 0 | 0 | 0 | 0 | 0 | 0 | 1 |  | 0 | 9.6 | 0 | 0 | 0 | 0 | 0 | 0 | 0 | 0 | 0 | 0 | 0 | 0 | 0 | 0 | 0 | 0 | 0 | 1 | 0 |  | 0 | 2 | 0 | 0 | 0 | 0 | 0 | 0 | 0 | 0 | 0 | 0 | 0 | 0 | 0 | 0 | 0 | 0 | 0 |  | 1 | 4 | 1 | 1 | 1 | 1 | 1 | 1 | 1 | 1 | 1 | 1
SCE Eastern | Cardiff | 66 | 0 | 0 | 0 | 0 | 0 | 0 | 0 | 0 | 0 | 0 | 0 | 0 | 0 | 0 | 0 | 0 | 0 | 0 | 0 | 0 |  | 0 | 0 | 0 | 0 | 0 | 0 | 0 | 0 | 0 | 0 | 0 | 0 | 0 | 0 | 0 | 0 | 0 | 0 | 0 | 0 | 1 |  | 0 | 0 | 0 | 0 | 0 | 0 | 0 | 0 | 0 | 0 | 0 | 0 | 0 | 0 | 0 | 0 | 0 | 0 | 0 |  | 1 | 1 | 1 | 1 | 1 | 1 | 1 | 1 | 1 | 1 | 1 | 0
PG&E NGBA | Caribou | 60 | 0 | 10 | 0 | 0 | 0 | 0 | 0 | 0 | 0 | 0 | 0 | 0 | 0 | 0 | 0 | 0 | 0 | 0 | 0 | 1 |  | 0 | 0 | 0 | 0 | 0 | 0 | 0 | 0 | 0 | 0 | 0 | 0 | 0 | 0 | 0 | 0 | 0 | 0 | 0 | 0 | 0 |  | 0 | 0 | 0 | 0 | 0 | 0 | 0 | 0 | 0 | 0 | 0 | 0 | 0 | 0 | 0 | 0 | 0 | 0 | 0 |  | 1 | 1 | 1 | 1 | 1 | 1 | 1 | 1 | 1 | 1 | 1 | 0
PG&E NGBA | Caribou | 115 | 0 | 10 | 0 | 0 | 0 | 0 | 0 | 0 | 0 | 0 | 0 | 0 | 0 | 0 | 0 | 0 | 0 | 0 | 0 | 1 |  | 0 | 0 | 0 | 0 | 0 | 0 | 0 | 0 | 0 | 0 | 0 | 0 | 0 | 0 | 0 | 0 | 0 | 0 | 0 | 0 | 0 |  | 0 | 0 | 0 | 0 | 0 | 0 | 0 | 0 | 0 | 0 | 0 | 0 | 0 | 0 | 0 | 0 | 0 | 0 | 0 |  | 1 | 1 | 1 | 1 | 1 | 1 | 1 | 1 | 1 | 1 | 1 | 0
PG&E NGBA | Caribou | 230 | 0 | 0 | 0 | 0 | 0 | 0 | 0 | 0 | 0 | 0 | 0 | 0 | 0 | 0 | 0 | 0 | 0 | 0 | 0 | 0 |  | 0 | 11 | 0 | 0 | 0 | 0 | 0 | 0 | 0 | 0 | 0 | 0 | 0 | 0 | 0 | 0 | 0 | 0 | 0 | 1 | 0 |  | 0 | 2 | 0 | 0 | 0 | 0 | 0 | 0 | 0 | 0 | 0 | 0 | 0 | 0 | 0 | 0 | 0 | 0 | 0 |  | 1 | 4 | 1 | 1 | 1 | 1 | 1 | 1 | 1 | 1 | 1 | 1
EOP | Carpenter Canyon (fka Gamebird) | 138 | 0 | 0 | 0 | 0 | 0 | 0 | 0 | 0 | 0 | 0 | 0 | 0 | 0 | 0 | 0 | 0 | 0 | 0 | 0 | 0 |  | 0 | 0 | 0 | 0 | 0 | 0 | 0 | 0 | 0 | 0 | 0 | 0 | 0 | 0 | 0 | 0 | 0 | 0 | 0 | 0 | 2 |  | 0 | 0 | 0 | 0 | 0 | 0 | 0 | 0 | 0 | 0 | 0 | 0 | 0 | 0 | 0 | 0 | 0 | 0 | 0 |  | 1 | 1 | 1 | 1 | 1 | 1 | 1 | 1 | 1 | 1 | 1 | 0
EOP | Carpenter Canyon (fka Gamebird) | 230 | 0 | 0 | 0 | 0 | 0 | 0 | 0 | 0 | 0 | 0 | 0 | 0 | 150 | 550 | 700 | 0 | 200 | 200 | 0 | 1 |  | 0 | 0 | 0 | 0 | 0 | 0 | 0 | 0 | 0 | 0 | 0 | 0 | 210 | 150 | 360 | 200 | 40.5 | 240.5 | 0 | 1 | 2 |  | 0 | 0 | 0 | 0 | 0 | 0 | 0 | 0 | 0 | 0 | 0 | 0 | 1 | 0 | 0 | 2 | 0 | 1 | 0 |  | 1 | 1 | 1 | 1 | 1 | 1 | 3 | 5 | 1 | 3 | 1 | 1
PG&E NGBA | Carquinez | 115 | 0 | 0 | 0 | 0 | 0 | 0 | 0 | 0 | 0 | 0 | 0 | 0 | 0 | 0 | 0 | 0 | 0 | 0 | 0 | 0 |  | 0 | 0 | 0 | 0 | 0 | 0 | 0 | 0 | 0 | 0 | 0 | 0 | 0 | 0 | 0 | 0 | 0 | 0 | 0 | 0 | 1 |  | 0 | 0 | 0 | 0 | 0 | 0 | 0 | 0 | 0 | 0 | 0 | 0 | 0 | 0 | 0 | 0 | 0 | 0 | 0 |  | 1 | 1 | 1 | 1 | 1 | 1 | 1 | 1 | 1 | 1 | 1 | 0
SDGE | Carrizo Gorge | 138 | 0 | 0 | 0 | 0 | 0 | 0 | 0 | 0 | 0 | 0 | 0 | 0 | 0 | 90 | 90 | 70 | 0 | 70 | 0 | 1 |  | 0 | 0 | 0 | 0 | 0 | 0 | 0 | 0 | 0 | 0 | 0 | 0 | 0 | 0 | 0 | 0 | 0 | 0 | 0 | 0 | 4 |  | 0 | 0 | 0 | 0 | 0 | 0 | 0 | 0 | 0 | 0 | 0 | 0 | 0 | 0 | 0 | 0 | 0 | 0 | 0 |  | 1 | 1 | 1 | 1 | 1 | 1 | 1 | 1 | 1 | 1 | 1 | 0
PG&E KERN | Carrizo Plains | 115 | 0 | 0 | 0 | 0 | 0 | 0 | 0 | 0 | 0 | 0 | 0 | 0 | 0 | 0 | 0 | 0 | 0 | 0 | 0 | 0 |  | 0 | 0 | 0 | 0 | 0 | 0 | 0 | 0 | 0 | 0 | 0 | 0 | 0 | 0 | 0 | 0 | 0 | 0 | 0 | 0 | 0 |  | 0 | 0 | 0 | 0 | 0 | 0 | 0 | 0 | 0 | 0 | 0 | 0 | 0 | 0 | 0 | 0 | 0 | 0 | 0 |  | 1 | 1 | 1 | 1 | 1 | 1 | 1 | 1 | 1 | 1 | 1 | 0
PG&E KERN | Casaloma | 230 | 0 | 0 | 0 | 0 | 0 | 0 | 0 | 0 | 0 | 0 | 0 | 0 | 0 | 0 | 0 | 0 | 0 | 0 | 0 | 0 |  | 0 | 0 | 0 | 0 | 0 | 0 | 0 | 0 | 0 | 0 | 0 | 0 | 0 | 0 | 0 | 0 | 0 | 0 | 0 | 0 | 0 |  | 0 | 0 | 0 | 0 | 0 | 0 | 0 | 0 | 0 | 0 | 0 | 0 | 0 | 0 | 0 | 0 | 0 | 0 | 0 |  | 1 | 1 | 1 | 1 | 1 | 1 | 1 | 1 | 1 | 1 | 1 | 0
PG&E GBA | Castro Valley | 230 | 0 | 0 | 0 | 0 | 0 | 0 | 0 | 0 | 0 | 0 | 0 | 0 | 0 | 0 | 0 | 0 | 0 | 0 | 0 | 0 |  | 0 | 0 | 0 | 0 | 0 | 0 | 0 | 0 | 0 | 0 | 0 | 0 | 0 | 0 | 0 | 0 | 0 | 0 | 0 | 0 | 0 |  | 0 | 0 | 0 | 0 | 0 | 0 | 0 | 0 | 0 | 0 | 0 | 0 | 0 | 0 | 0 | 0 | 0 | 0 | 0 |  | 1 | 1 | 1 | 1 | 1 | 1 | 1 | 1 | 1 | 1 | 1 | 0
PG&E GBA | Cayetano | 230 | 0 | 0 | 0 | 0 | 0 | 0 | 0 | 0 | 0 | 0 | 0 | 0 | 0 | 100 | 100 | 100 | 0 | 100 | 0 | 1 |  | 0 | 0 | 0 | 0 | 0 | 0 | 0 | 0 | 0 | 0 | 0 | 0 | 0 | 100 | 100 | 100 | 0 | 100 | 0 | 1 | 0 |  | 0 | 0 | 0 | 0 | 0 | 0 | 0 | 0 | 0 | 0 | 0 | 0 | 0 | 0 | 0 | 0 | 0 | 0 | 0 |  | 1 | 1 | 1 | 1 | 1 | 1 | 1 | 1 | 1 | 1 | 1 | 0
SCE Metro | Center | 230 | 0 | 0 | 0 | 0 | 0 | 0 | 0 | 0 | 0 | 0 | 0 | 0 | 0 | 0 | 0 | 90 | 0 | 90 | 0 | 1 |  | 0 | 0 | 0 | 0 | 0 | 0 | 0 | 0 | 0 | 0 | 0 | 0 | 0 | 0 | 0 | 90 | 80 | 170 | 0 | 1 | 0 |  | 0 | 0 | 0 | 0 | 0 | 0 | 0 | 0 | 0 | 0 | 0 | 0 | 0 | 0 | 0 | 0 | 2 | 2 | 0 |  | 1 | 1 | 1 | 1 | 1 | 1 | 1 | 1 | 4 | 4 | 1 | 1
PG&E KERN | Charca | 115 | 0 | 0 | 0 | 0 | 0 | 0 | 0 | 0 | 0 | 0 | 0 | 4.62 | 0 | 0 | 0 | 0 | 0 | 0 | 0 | 1 |  | 0 | 0 | 0 | 0 | 0 | 0 | 0 | 0 | 0 | 0 | 0 | 4.66 | 0 | 0 | 0 | 0 | 0 | 0 | 0 | 1 | 0 |  | 0 | 0 | 0 | 0 | 0 | 0 | 0 | 0 | 0 | 0 | 0 | 0 | 0 | 0 | 0 | 0 | 0 | 0 | 0 |  | 1 | 1 | 1 | 1 | 1 | 1 | 1 | 1 | 1 | 1 | 1 | 0
EOP | Charleston | 138 | 0 | 0 | 0 | 0 | 0 | 0 | 0 | 0 | 0 | 0 | 0 | 0 | 0 | 0 | 0 | 0 | 0 | 0 | 0 | 0 |  | 0 | 0 | 0 | 0 | 0 | 0 | 0 | 0 | 0 | 0 | 0 | 0 | 0 | 0 | 0 | 0 | 0 | 0 | 0 | 0 | 2 |  | 0 | 0 | 0 | 0 | 0 | 0 | 0 | 0 | 0 | 0 | 0 | 0 | 0 | 0 | 0 | 0 | 0 | 0 | 0 |  | 1 | 1 | 1 | 1 | 1 | 1 | 1 | 1 | 1 | 1 | 1 | 0
SCE Metro | Chevmain | 230 | 0 | 0 | 0 | 0 | 0 | 0 | 0 | 0 | 0 | 0 | 0 | 0 | 0 | 0 | 0 | 0 | 0 | 0 | 0 | 0 |  | 0 | 0 | 0 | 0 | 0 | 0 | 0 | 0 | 0 | 0 | 0 | 0 | 0 | 0 | 0 | 0 | 0 | 0 | 0 | 0 | 0 |  | 0 | 0 | 0 | 0 | 0 | 0 | 0 | 0 | 0 | 0 | 0 | 0 | 0 | 0 | 0 | 0 | 0 | 0 | 0 |  | 1 | 1 | 1 | 1 | 1 | 1 | 1 | 1 | 1 | 1 | 1 | 0
SDGE | Chicarita | 138 | 0 | 0 | 0 | 0 | 0 | 0 | 0 | 0 | 0 | 0 | 0 | 0 | 0 | 0 | 0 | 0 | 0 | 0 | 0 | 0 |  | 0 | 0 | 0 | 0 | 0 | 0 | 0 | 0 | 0 | 0 | 0 | 0 | 0 | 0 | 0 | 0 | 0 | 0 | 0 | 0 | 3 |  | 0 | 0 | 0 | 0 | 0 | 0 | 0 | 0 | 0 | 0 | 0 | 0 | 0 | 0 | 0 | 0 | 0 | 0 | 0 |  | 1 | 1 | 1 | 1 | 1 | 1 | 1 | 1 | 1 | 1 | 1 | 0
SCE Metro | Chino | 230 | 0 | 0 | 0 | 0 | 0 | 0 | 0 | 0 | 0 | 0 | 0 | 0 | 0 | 0 | 0 | 0 | 0 | 0 | 0 | 0 |  | 0 | 0 | 0 | 0 | 0 | 0 | 0 | 0 | 0 | 0 | 0 | 0 | 0 | 0 | 0 | 0 | 0 | 0 | 0 | 0 | 0 |  | 0 | 0 | 0 | 0 | 0 | 0 | 0 | 0 | 0 | 0 | 0 | 0 | 0 | 0 | 0 | 0 | 0 | 0 | 0 |  | 1 | 1 | 1 | 1 | 1 | 1 | 1 | 1 | 1 | 1 | 1 | 0
PG&E FRESNO | Chowchilla | 115 | 0 | 0 | 0 | 0 | 0 | 0 | 0 | 0 | 0 | 0 | 0 | 7.56 | 0 | 0 | 0 | 0 | 50 | 50 | 0 | 1 |  | 0 | 0 | 0 | 0 | 0 | 0 | 0 | 0 | 0 | 0 | 0 | 7 | 0 | 0 | 0 | 0 | 0 | 0 | 0 | 1 | 2 |  | 0 | 0 | 0 | 0 | 0 | 0 | 0 | 0 | 0 | 0 | 0 | 0 | 0 | 0 | 0 | 0 | 0 | 0 | 0 |  | 1 | 1 | 1 | 1 | 1 | 1 | 1 | 1 | 1 | 1 | 1 | 0
PG&E GBA | Christie | 60 | 0 | 0 | 0 | 0 | 0 | 0 | 0 | 0 | 0 | 0 | 0 | 0 | 0 | 0 | 0 | 0 | 0 | 0 | 0 | 0 |  | 0 | 0 | 0 | 0 | 0 | 0 | 0 | 0 | 0 | 0 | 0 | 0 | 0 | 0 | 0 | 0 | 0 | 0 | 0 | 0 | 2 |  | 0 | 0 | 0 | 0 | 0 | 0 | 0 | 0 | 0 | 0 | 0 | 0 | 0 | 0 | 0 | 0 | 0 | 0 | 0 |  | 1 | 1 | 1 | 1 | 1 | 1 | 1 | 1 | 1 | 1 | 1 | 0
PG&E GBA | Christie | 115 | 0 | 0 | 0 | 0 | 0 | 0 | 0 | 0 | 0 | 0 | 0 | 0 | 0 | 0 | 0 | 0 | 0 | 0 | 0 | 0 |  | 0 | 0 | 0 | 0 | 0 | 0 | 0 | 0 | 0 | 0 | 0 | 0 | 0 | 0 | 0 | 0 | 0 | 0 | 0 | 0 | 1 |  | 0 | 0 | 0 | 0 | 0 | 0 | 0 | 0 | 0 | 0 | 0 | 0 | 0 | 0 | 0 | 0 | 0 | 0 | 0 |  | 1 | 1 | 1 | 1 | 1 | 1 | 1 | 1 | 1 | 1 | 1 | 0
SCE Eastern | Cielo Azul | 500 | 0 | 0 | 0 | 0 | 0 | 0 | 0 | 0 | 0 | 0 | 0 | 0 | 500 | 2625 | 3125 | 1549.4 | 250 | 1799.4 | 0 | 1 |  | 0 | 0 | 0 | 0 | 0 | 0 | 0 | 0 | 0 | 0 | 0 | 0 | 700 | 1900 | 2600 | 500 | 450 | 950 | 0 | 1 | 2 |  | 0 | 0 | 0 | 0 | 0 | 0 | 0 | 0 | 0 | 0 | 0 | 0 | 1 | 0 | 0 | 0 | 2 | 0 | 0 |  | 1 | 1 | 1 | 1 | 1 | 1 | 3 | 1 | 5 | 1 | 1 | 1
PG&E GBA | Clay | 60 | 0 | 0 | 0 | 0 | 0 | 0 | 0 | 0 | 0 | 0 | 0 | 0 | 0 | 0 | 0 | 0 | 0 | 0 | 0 | 0 |  | 0 | 0 | 0 | 0 | 0 | 0 | 0 | 0 | 0 | 0 | 0 | 0 | 0 | 0 | 0 | 0 | 0 | 0 | 0 | 0 | 0 |  | 0 | 0 | 0 | 0 | 0 | 0 | 0 | 0 | 0 | 0 | 0 | 0 | 0 | 0 | 0 | 0 | 0 | 0 | 0 |  | 1 | 1 | 1 | 1 | 1 | 1 | 1 | 1 | 1 | 1 | 1 | 0
PG&E GBA | Clayton | 115 | 0 | 0 | 0 | 0 | 0 | 0 | 0 | 0 | 0 | 0 | 0 | 0 | 0 | 0 | 0 | 0 | 0 | 0 | 0 | 0 |  | 0 | 0 | 0 | 0 | 0 | 0 | 0 | 0 | 0 | 0 | 0 | 0 | 0 | 0 | 0 | 0 | 0 | 0 | 0 | 0 | 0 |  | 0 | 0 | 0 | 0 | 0 | 0 | 0 | 0 | 0 | 0 | 0 | 0 | 0 | 0 | 0 | 0 | 0 | 0 | 0 |  | 1 | 1 | 1 | 1 | 1 | 1 | 1 | 1 | 1 | 1 | 1 | 0
PG&E NGBA | Cloverdale | 115 | 28 | 5.5 | 0 | 0 | 0 | 0 | 0 | 0 | 0 | 0 | 0 | 0 | 0 | 0 | 0 | 0 | 0 | 0 | 0 | 1 |  | 32 | 0 | 0 | 0 | 0 | 0 | 0 | 0 | 0 | 0 | 0 | 0 | 0 | 0 | 0 | 0 | 0 | 0 | 0 | 1 | 1 |  | 1 | 0 | 0 | 0 | 0 | 0 | 0 | 0 | 0 | 0 | 0 | 0 | 0 | 0 | 0 | 0 | 0 | 0 | 0 |  | 3 | 1 | 1 | 1 | 1 | 1 | 1 | 1 | 1 | 1 | 1 | 1
PG&E FRESNO | Clovis | 115 | 0 | 0 | 0 | 0 | 0 | 0 | 0 | 0 | 0 | 0 | 0 | 0 | 0 | 0 | 0 | 0 | 0 | 0 | 0 | 0 |  | 0 | 0 | 0 | 0 | 0 | 0 | 0 | 0 | 0 | 0 | 0 | 0 | 0 | 0 | 0 | 0 | 0 | 0 | 0 | 0 | 1 |  | 0 | 0 | 0 | 0 | 0 | 0 | 0 | 0 | 0 | 0 | 0 | 0 | 0 | 0 | 0 | 0 | 0 | 0 | 0 |  | 1 | 1 | 1 | 1 | 1 | 1 | 1 | 1 | 1 | 1 | 1 | 0
PG&E GBA | Coburn | 230 | 0 | 0 | 100 | 0 | 100 | 0 | 0 | 0 | 0 | 0 | 0 | 0 | 0 | 0 | 0 | 0 | 0 | 0 | 0 | 1 |  | 0 | 4.82 | 100 | 0 | 100 | 0 | 0 | 0 | 0 | 0 | 0 | 0 | 0 | 0 | 0 | 0 | 0 | 0 | 0 | 1 | 1 |  | 0 | 2 | 0 | 0 | 0 | 0 | 0 | 0 | 0 | 0 | 0 | 0 | 0 | 0 | 0 | 0 | 0 | 0 | 0 |  | 1 | 5 | 1 | 1 | 1 | 1 | 1 | 1 | 1 | 1 | 1 | 1
PG&E GBA | Coburn | 60 | 0 | 0 | 0 | 0 | 0 | 0 | 0 | 0 | 0 | 0 | 0 | 0 | 0 | 0 | 0 | 0 | 0 | 0 | 0 | 0 |  | 0 | 0 | 0 | 0 | 0 | 0 | 0 | 0 | 0 | 0 | 0 | 0 | 0 | 0 | 0 | 0 | 0 | 0 | 0 | 0 | 1 |  | 0 | 0 | 0 | 0 | 0 | 0 | 0 | 0 | 0 | 0 | 0 | 0 | 0 | 0 | 0 | 0 | 0 | 0 | 0 |  | 1 | 1 | 1 | 1 | 1 | 1 | 1 | 1 | 1 | 1 | 1 | 0
PG&E NGBA | Colgate | 230 | 0 | 8.5 | 0 | 0 | 0 | 0 | 0 | 0 | 0 | 0 | 0 | 0 | 0 | 0 | 0 | 0 | 0 | 0 | 0 | 1 |  | 0 | 5 | 0 | 0 | 0 | 0 | 0 | 0 | 0 | 0 | 0 | 0 | 0 | 0 | 0 | 0 | 0 | 0 | 0 | 1 | 0 |  | 0 | 0 | 0 | 0 | 0 | 0 | 0 | 0 | 0 | 0 | 0 | 0 | 0 | 0 | 0 | 0 | 0 | 0 | 0 |  | 1 | 1 | 1 | 1 | 1 | 1 | 1 | 1 | 1 | 1 | 1 | 0
PG&E GBA | Collierville | 230 | 0 | 0 | 0 | 0 | 0 | 0 | 0 | 0 | 0 | 0 | 0 | 0 | 0 | 0 | 0 | 0 | 0 | 0 | 0 | 0 |  | 0 | 0 | 0 | 0 | 0 | 0 | 0 | 0 | 0 | 0 | 0 | 0 | 0 | 0 | 0 | 0 | 0 | 0 | 0 | 0 | 0 |  | 0 | 0 | 0 | 0 | 0 | 0 | 0 | 0 | 0 | 0 | 0 | 0 | 0 | 0 | 0 | 0 | 0 | 0 | 0 |  | 1 | 1 | 1 | 1 | 1 | 1 | 1 | 1 | 1 | 1 | 1 | 0
PG&E GBA | Collinsville | 230 | 0 | 0 | 0 | 0 | 0 | 0 | 0 | 0 | 0 | 0 | 0 | 0 | 0 | 0 | 0 | 0 | 0 | 0 | 0 | 0 |  | 0 | 0 | 0 | 0 | 0 | 0 | 0 | 0 | 0 | 0 | 0 | 0 | 0 | 0 | 0 | 0 | 0 | 0 | 0 | 0 | 0 |  | 0 | 0 | 0 | 0 | 0 | 0 | 0 | 0 | 0 | 0 | 0 | 0 | 0 | 0 | 0 | 0 | 0 | 0 | 0 |  | 1 | 1 | 1 | 1 | 1 | 1 | 1 | 1 | 1 | 1 | 1 | 0
PG&E GBA | Collinsville | 500 | 0 | 0 | 0 | 0 | 0 | 0 | 0 | 0 | 0 | 0 | 0 | 0 | 0 | 0 | 0 | 0 | 0 | 0 | 0 | 0 |  | 0 | 0 | 0 | 0 | 0 | 0 | 0 | 0 | 0 | 0 | 0 | 0 | 0 | 0 | 0 | 0 | 0 | 0 | 0 | 0 | 0 |  | 0 | 0 | 0 | 0 | 0 | 0 | 0 | 0 | 0 | 0 | 0 | 0 | 0 | 0 | 0 | 0 | 0 | 0 | 0 |  | 1 | 1 | 1 | 1 | 1 | 1 | 1 | 1 | 1 | 1 | 1 | 0
SCE Eastern | Colorado River | 230 | 0 | 0 | 0 | 0 | 0 | 0 | 0 | 0 | 0 | 0 | 0 | 0 | 500 | 950 | 1450 | 180 | 150 | 330 | 0 | 1 |  | 0 | 0 | 0 | 0 | 0 | 0 | 0 | 0 | 0 | 0 | 0 | 0 | 500 | 895 | 1395 | 204 | 200 | 404 | 0 | 1 | 2 |  | 0 | 0 | 0 | 0 | 0 | 0 | 0 | 0 | 0 | 0 | 0 | 0 | 0 | 0 | 0 | 1 | 1 | 1 | 0 |  | 1 | 1 | 1 | 1 | 1 | 1 | 1 | 3 | 3 | 3 | 1 | 1
SCE Eastern | Colorado River | 500 | 0 | 0 | 0 | 0 | 0 | 0 | 0 | 0 | 0 | 0 | 0 | 0 | 0 | 0 | 0 | 0 | 0 | 0 | 0 | 0 |  | 0 | 0 | 0 | 0 | 0 | 0 | 0 | 0 | 0 | 0 | 0 | 0 | 0 | 0 | 0 | 0 | 0 | 0 | 0 | 0 | 2 |  | 0 | 0 | 0 | 0 | 0 | 0 | 0 | 0 | 0 | 0 | 0 | 0 | 0 | 0 | 0 | 0 | 0 | 0 | 0 |  | 1 | 1 | 1 | 1 | 1 | 1 | 1 | 1 | 1 | 1 | 1 | 0
PG&E KERN | Columbus | 115 | 0 | 0 | 0 | 0 | 0 | 0 | 0 | 0 | 0 | 0 | 0 | 0 | 0 | 0 | 0 | 0 | 0 | 0 | 0 | 0 |  | 0 | 0 | 0 | 0 | 0 | 0 | 0 | 0 | 0 | 0 | 0 | 0 | 0 | 0 | 0 | 0 | 0 | 0 | 0 | 0 | 0 |  | 0 | 0 | 0 | 0 | 0 | 0 | 0 | 0 | 0 | 0 | 0 | 0 | 0 | 0 | 0 | 0 | 0 | 0 | 0 |  | 1 | 1 | 1 | 1 | 1 | 1 | 1 | 1 | 1 | 1 | 1 | 0
PG&E GBA | Contra Costa | 115 | 0 | 0 | 0 | 0 | 0 | 0 | 0 | 0 | 0 | 0 | 0 | 0 | 0 | 0 | 0 | 0 | 0 | 0 | 0 | 0 |  | 0 | 0 | 0 | 0 | 0 | 0 | 0 | 0 | 0 | 0 | 0 | 0 | 0 | 0 | 0 | 0 | 0 | 0 | 0 | 0 | 0 |  | 0 | 0 | 0 | 0 | 0 | 0 | 0 | 0 | 0 | 0 | 0 | 0 | 0 | 0 | 0 | 0 | 0 | 0 | 0 |  | 1 | 1 | 1 | 1 | 1 | 1 | 1 | 1 | 1 | 1 | 1 | 0
PG&E GBA | Contra Costa | 230 | 0 | 0 | 0 | 0 | 0 | 0 | 0 | 0 | 0 | 0 | 0 | 0 | 0 | 0 | 0 | 0 | 0 | 0 | 0 | 0 |  | 0 | 0 | 0 | 0 | 0 | 0 | 0 | 0 | 0 | 0 | 0 | 0.9375 | 0 | 0 | 0 | 0 | 0 | 0 | 0 | 1 | 0 |  | 0 | 0 | 0 | 0 | 0 | 0 | 0 | 0 | 0 | 0 | 0 | 2 | 0 | 0 | 0 | 0 | 0 | 0 | 0 |  | 1 | 1 | 1 | 1 | 1 | 4 | 1 | 1 | 1 | 1 | 1 | 1
PG&E GBA | Contra Costa PP | 230 | 0 | 0 | 0 | 0 | 0 | 0 | 0 | 0 | 0 | 0 | 0 | 0 | 0 | 0 | 0 | 0 | 0 | 0 | 0 | 0 |  | 0 | 0 | 0 | 0 | 0 | 0 | 0 | 0 | 0 | 0 | 0 | 0 | 0 | 0 | 0 | 0 | 0 | 0 | 0 | 0 | 0 |  | 0 | 0 | 0 | 0 | 0 | 0 | 0 | 0 | 0 | 0 | 0 | 0 | 0 | 0 | 0 | 0 | 0 | 0 | 0 |  | 1 | 1 | 1 | 1 | 1 | 1 | 1 | 1 | 1 | 1 | 1 | 0
SCE NOL | Control | 115 | 9.7 | 0 | 0 | 0 | 0 | 0 | 0 | 0 | 0 | 0 | 0 | 0 | 0 | 0 | 0 | 0 | 0 | 0 | 0 | 1 |  | 0 | 1.5 | 0 | 0 | 0 | 0 | 0 | 0 | 0 | 0 | 0 | 0 | 0 | 0 | 0 | 0 | 0 | 0 | 0 | 1 | 3 |  | 0 | 2 | 0 | 0 | 0 | 0 | 0 | 0 | 0 | 0 | 0 | 0 | 0 | 0 | 0 | 0 | 0 | 0 | 0 |  | 1 | 5 | 1 | 1 | 1 | 1 | 1 | 1 | 1 | 1 | 1 | 1
SCE NOL | Control | 55 | 0 | 0 | 0 | 0 | 0 | 0 | 0 | 0 | 0 | 0 | 0 | 0 | 0 | 0 | 0 | 0 | 0 | 0 | 0 | 0 |  | 0 | 0 | 0 | 0 | 0 | 0 | 0 | 0 | 0 | 0 | 0 | 0 | 0 | 0 | 0 | 0 | 0 | 0 | 0 | 0 | 3 |  | 0 | 0 | 0 | 0 | 0 | 0 | 0 | 0 | 0 | 0 | 0 | 0 | 0 | 0 | 0 | 0 | 0 | 0 | 0 |  | 1 | 1 | 1 | 1 | 1 | 1 | 1 | 1 | 1 | 1 | 1 | 0
PG&E GBA | Cooley Landing | 115 | 0 | 0 | 0 | 0 | 0 | 0 | 0 | 0 | 0 | 0 | 0 | 0 | 0 | 0 | 0 | 0 | 0 | 0 | 0 | 0 |  | 0 | 0 | 0 | 0 | 0 | 0 | 0 | 0 | 0 | 0 | 0 | 0 | 0 | 0 | 0 | 0 | 0 | 0 | 0 | 0 | 1 |  | 0 | 0 | 0 | 0 | 0 | 0 | 0 | 0 | 0 | 0 | 0 | 0 | 0 | 0 | 0 | 0 | 0 | 0 | 0 |  | 1 | 1 | 1 | 1 | 1 | 1 | 1 | 1 | 1 | 1 | 1 | 0
PG&E GBA | Cooley Landing | 60 | 0 | 0 | 0 | 0 | 0 | 0 | 0 | 0 | 0 | 0 | 0 | 0 | 0 | 0 | 0 | 0 | 15 | 15 | 0 | 1 |  | 0 | 0 | 0 | 0 | 0 | 0 | 0 | 0 | 0 | 0 | 0 | 0 | 0 | 0 | 0 | 0 | 0 | 0 | 0 | 0 | 0 |  | 0 | 0 | 0 | 0 | 0 | 0 | 0 | 0 | 0 | 0 | 0 | 0 | 0 | 0 | 0 | 0 | 0 | 0 | 0 |  | 1 | 1 | 1 | 1 | 1 | 1 | 1 | 1 | 1 | 1 | 1 | 0
SCE NOL | Coolwater | 230 | 0 | 0 | 0 | 0 | 0 | 0 | 0 | 0 | 0 | 0 | 0 | 0 | 0 | 0 | 0 | 0 | 0 | 0 | 0 | 0 |  | 0 | 0 | 0 | 0 | 0 | 0 | 0 | 0 | 0 | 0 | 0 | 0 | 0 | 0 | 0 | 0 | 0 | 0 | 0 | 0 | 3 |  | 0 | 0 | 0 | 0 | 0 | 0 | 0 | 0 | 0 | 0 | 0 | 0 | 0 | 0 | 0 | 0 | 0 | 0 | 0 |  | 1 | 1 | 1 | 1 | 1 | 1 | 1 | 1 | 1 | 1 | 1 | 0
SCE NOL | Coolwater | 115 | 0 | 0 | 180 | 32.18 | 212.18 | 0 | 0 | 0 | 0 | 0 | 0 | 0 | 150 | 50 | 200 | 113.5 | 5 | 118.5 | 0 | 1 |  | 0 | 0 | 210 | 0 | 210 | 0 | 0 | 0 | 0 | 0 | 0 | 0 | 150 | 200 | 350 | 110 | 0 | 110 | 0 | 1 | 3 |  | 0 | 0 | 1 | 0 | 0 | 0 | 0 | 0 | 0 | 0 | 0 | 0 | 0 | 2 | 2 | 0 | 0 | 0 | 0 |  | 1 | 1 | 3 | 1 | 1 | 1 | 4 | 1 | 1 | 1 | 1 | 1
PG&E KERN | Copus | 70 | 0 | 0 | 0 | 0 | 0 | 0 | 0 | 0 | 0 | 0 | 0 | 0 | 0 | 0 | 0 | 0 | 0 | 0 | 0 | 0 |  | 0 | 0 | 0 | 0 | 0 | 0 | 0 | 0 | 0 | 0 | 0 | 0 | 0 | 0 | 0 | 0 | 0 | 0 | 0 | 0 | 0 |  | 0 | 0 | 0 | 0 | 0 | 0 | 0 | 0 | 0 | 0 | 0 | 0 | 0 | 0 | 0 | 0 | 0 | 0 | 0 |  | 1 | 1 | 1 | 1 | 1 | 1 | 1 | 1 | 1 | 1 | 1 | 0
PG&E FRESNO | Corcoran | 70 | 0 | 0 | 0 | 0 | 0 | 0 | 0 | 0 | 0 | 0 | 0 | 4.5 | 0 | 0 | 0 | 0 | 0 | 0 | 0 | 1 |  | 0 | 0 | 0 | 0 | 0 | 0 | 0 | 0 | 0 | 0 | 0 | 0 | 0 | 0 | 0 | 0 | 0 | 0 | 0 | 0 | 2 |  | 0 | 0 | 0 | 0 | 0 | 0 | 0 | 0 | 0 | 0 | 0 | 0 | 0 | 0 | 0 | 0 | 0 | 0 | 0 |  | 1 | 1 | 1 | 1 | 1 | 1 | 1 | 1 | 1 | 1 | 1 | 0
PG&E FRESNO | Corcoran | 115 | 0 | 0 | 0 | 0 | 0 | 0 | 0 | 0 | 0 | 0 | 0 | 0 | 0 | 0 | 0 | 0 | 0 | 0 | 0 | 0 |  | 0 | 0 | 0 | 0 | 0 | 0 | 0 | 0 | 0 | 0 | 0 | 4 | 0 | 0 | 0 | 0 | 0 | 0 | 0 | 1 | 2 |  | 0 | 0 | 0 | 0 | 0 | 0 | 0 | 0 | 0 | 0 | 0 | 2 | 0 | 0 | 0 | 0 | 0 | 0 | 0 |  | 1 | 1 | 1 | 1 | 1 | 5 | 1 | 1 | 1 | 1 | 1 | 1
PG&E NGBA | Corona | 115 | 0 | 0 | 0 | 0 | 0 | 0 | 0 | 0 | 0 | 0 | 0 | 0 | 0 | 0 | 0 | 0 | 0 | 0 | 0 | 0 |  | 0 | 0 | 0 | 0 | 0 | 0 | 0 | 0 | 0 | 0 | 0 | 0 | 0 | 0 | 0 | 0 | 0 | 0 | 0 | 0 | 1 |  | 0 | 0 | 0 | 0 | 0 | 0 | 0 | 0 | 0 | 0 | 0 | 0 | 0 | 0 | 0 | 0 | 0 | 0 | 0 |  | 1 | 1 | 1 | 1 | 1 | 1 | 1 | 1 | 1 | 1 | 1 | 0
PG&E NGBA | Cortina | 230 | 0 | 0 | 0 | 0 | 0 | 0 | 0 | 0 | 0 | 0 | 0 | 0 | 0 | 0 | 0 | 0 | 0 | 0 | 0 | 0 |  | 0 | 0 | 0 | 0 | 0 | 0 | 0 | 0 | 0 | 0 | 0 | 0 | 0 | 0 | 0 | 0 | 0 | 0 | 0 | 0 | 1 |  | 0 | 0 | 0 | 0 | 0 | 0 | 0 | 0 | 0 | 0 | 0 | 0 | 0 | 0 | 0 | 0 | 0 | 0 | 0 |  | 1 | 1 | 1 | 1 | 1 | 1 | 1 | 1 | 1 | 1 | 1 | 0
PG&E NGBA | Cortina | 115 | 0 | 5 | 0 | 0 | 0 | 0 | 0 | 0 | 0 | 0 | 0 | 0 | 50 | 80 | 130 | 0 | 85 | 85 | 0 | 1 |  | 0 | 5 | 0 | 0 | 0 | 0 | 0 | 0 | 0 | 0 | 0 | 0 | 80 | 150 | 230 | 150 | 0 | 150 | 0 | 1 | 0 |  | 0 | 0 | 0 | 0 | 0 | 0 | 0 | 0 | 0 | 0 | 0 | 0 | 2 | 2 | 2 | 2 | 0 | 2 | 0 |  | 1 | 1 | 1 | 1 | 1 | 1 | 4 | 4 | 1 | 4 | 1 | 1
PG&E GBA | Cottle | 230 | 0 | 0 | 0 | 0 | 0 | 0 | 0 | 0 | 0 | 0 | 0 | 0 | 0 | 0 | 0 | 0 | 0 | 0 | 0 | 0 |  | 0 | 2 | 0 | 0 | 0 | 0 | 0 | 0 | 0 | 0 | 0 | 0 | 0 | 0 | 0 | 0 | 0 | 0 | 0 | 1 | 1 |  | 0 | 2 | 0 | 0 | 0 | 0 | 0 | 0 | 0 | 0 | 0 | 0 | 0 | 0 | 0 | 0 | 0 | 0 | 0 |  | 1 | 5 | 1 | 1 | 1 | 1 | 1 | 1 | 1 | 1 | 1 | 1
PG&E NGBA | Cottonwood | 115 | 0 | 0 | 0 | 0 | 0 | 0 | 0 | 0 | 0 | 0 | 0 | 0 | 0 | 0 | 0 | 0 | 0 | 0 | 0 | 0 |  | 0 | 0 | 0 | 0 | 0 | 0 | 0 | 0 | 0 | 0 | 0 | 0 | 0 | 0 | 0 | 0 | 0 | 0 | 0 | 0 | 0 |  | 0 | 0 | 0 | 0 | 0 | 0 | 0 | 0 | 0 | 0 | 0 | 0 | 0 | 0 | 0 | 0 | 0 | 0 | 0 |  | 1 | 1 | 1 | 1 | 1 | 1 | 1 | 1 | 1 | 1 | 1 | 0
PG&E NGBA | Cottonwood | 230 | 0 | 0 | 0 | 0 | 0 | 0 | 0 | 0 | 0 | 0 | 0 | 0 | 0 | 0 | 0 | 0 | 0 | 0 | 0 | 0 |  | 0 | 0 | 0 | 0 | 0 | 0 | 0 | 0 | 0 | 0 | 0 | 0 | 0 | 0 | 0 | 0 | 0 | 0 | 0 | 0 | 0 |  | 0 | 0 | 0 | 0 | 0 | 0 | 0 | 0 | 0 | 0 | 0 | 0 | 0 | 0 | 0 | 0 | 0 | 0 | 0 |  | 1 | 1 | 1 | 1 | 1 | 1 | 1 | 1 | 1 | 1 | 1 | 0
PG&E NGBA | Cottonwood | 60 | 0 | 0 | 0 | 0 | 0 | 0 | 0 | 0 | 0 | 0 | 0 | 0 | 0 | 0 | 0 | 0 | 0 | 0 | 0 | 0 |  | 0 | 0 | 0 | 0 | 0 | 0 | 0 | 0 | 0 | 0 | 0 | 0 | 0 | 0 | 0 | 0 | 0 | 0 | 0 | 0 | 0 |  | 0 | 0 | 0 | 0 | 0 | 0 | 0 | 0 | 0 | 0 | 0 | 0 | 0 | 0 | 0 | 0 | 0 | 0 | 0 |  | 1 | 1 | 1 | 1 | 1 | 1 | 1 | 1 | 1 | 1 | 1 | 0
PG&E NGBA | Cove Road | 230 | 0 | 0 | 0 | 0 | 0 | 0 | 0 | 0 | 0 | 0 | 0 | 0 | 0 | 0 | 0 | 0 | 0 | 0 | 0 | 0 |  | 0 | 0 | 0 | 0 | 0 | 0 | 0 | 0 | 0 | 0 | 0 | 0 | 0 | 0 | 0 | 0 | 0 | 0 | 0 | 0 | 0 |  | 0 | 0 | 0 | 0 | 0 | 0 | 0 | 0 | 0 | 0 | 0 | 0 | 0 | 0 | 0 | 0 | 0 | 0 | 0 |  | 1 | 1 | 1 | 1 | 1 | 1 | 1 | 1 | 1 | 1 | 1 | 0
PG&E GBA | Coyote | 230 | 0 | 0 | 0 | 0 | 0 | 0 | 0 | 0 | 0 | 0 | 0 | 0 | 0 | 0 | 0 | 0 | 0 | 0 | 0 | 0 |  | 0 | 0 | 0 | 0 | 0 | 0 | 0 | 0 | 0 | 0 | 0 | 0 | 0 | 0 | 0 | 0 | 0 | 0 | 0 | 0 | 0 |  | 0 | 0 | 0 | 0 | 0 | 0 | 0 | 0 | 0 | 0 | 0 | 0 | 0 | 0 | 0 | 0 | 0 | 0 | 0 |  | 1 | 1 | 1 | 1 | 1 | 1 | 1 | 1 | 1 | 1 | 1 | 0
PG&E GBA | Crazy Horse Canyon | 115 | 0 | 0 | 0 | 0 | 0 | 0 | 0 | 0 | 0 | 0 | 0 | 0 | 0 | 0 | 0 | 0 | 0 | 0 | 0 | 0 |  | 0 | 0 | 0 | 0 | 0 | 0 | 0 | 0 | 0 | 0 | 0 | 0 | 0 | 0 | 0 | 0 | 0 | 0 | 0 | 0 | 0 |  | 0 | 0 | 0 | 0 | 0 | 0 | 0 | 0 | 0 | 0 | 0 | 0 | 0 | 0 | 0 | 0 | 0 | 0 | 0 |  | 1 | 1 | 1 | 1 | 1 | 1 | 1 | 1 | 1 | 1 | 1 | 0
SDGE | Creelman | 69 | 0 | 0 | 0 | 0 | 0 | 0 | 0 | 0 | 0 | 0 | 0 | 0 | 0 | 0 | 0 | 7.8 | 0 | 7.8 | 0 | 1 |  | 0 | 0 | 0 | 0 | 0 | 0 | 0 | 0 | 0 | 0 | 0 | 0 | 0 | 0 | 0 | 0.47 | 0 | 0.47 | 0 | 1 | 2 |  | 0 | 0 | 0 | 0 | 0 | 0 | 0 | 0 | 0 | 0 | 0 | 0 | 0 | 0 | 0 | 0 | 0 | 0 | 0 |  | 1 | 1 | 1 | 1 | 1 | 1 | 1 | 1 | 1 | 1 | 1 | 0
PG&E FRESNO | Crescent | 70 | 0 | 0 | 0 | 0 | 0 | 0 | 0 | 0 | 0 | 0 | 0 | 0 | 5 | 65 | 70 | 35 | 0 | 35 | 0 | 1 |  | 0 | 0 | 0 | 0 | 0 | 0 | 0 | 0 | 0 | 0 | 0 | 0 | 0 | 0 | 0 | 0 | 0 | 0 | 0 | 0 | 1 |  | 0 | 0 | 0 | 0 | 0 | 0 | 0 | 0 | 0 | 0 | 0 | 0 | 0 | 0 | 0 | 0 | 0 | 0 | 0 |  | 1 | 1 | 1 | 1 | 1 | 1 | 1 | 1 | 1 | 1 | 1 | 0
PG&E FRESNO | Cressey | 115 | 0 | 0 | 0 | 0 | 0 | 0 | 0 | 0 | 0 | 0 | 0 | 0 | 0 | 0 | 0 | 0 | 0 | 0 | 0 | 0 |  | 0 | 0 | 0 | 0 | 0 | 0 | 0 | 0 | 0 | 0 | 0 | 0 | 0 | 0 | 0 | 0 | 0 | 0 | 0 | 0 | 1 |  | 0 | 0 | 0 | 0 | 0 | 0 | 0 | 0 | 0 | 0 | 0 | 0 | 0 | 0 | 0 | 0 | 0 | 0 | 0 |  | 1 | 1 | 1 | 1 | 1 | 1 | 1 | 1 | 1 | 1 | 1 | 0
PG&E NGBA | Cresta | 230 | 0 | 0 | 0 | 0 | 0 | 0 | 0 | 0 | 0 | 0 | 0 | 0 | 0 | 0 | 0 | 0 | 0 | 0 | 0 | 0 |  | 0 | 0 | 0 | 0 | 0 | 0 | 0 | 0 | 0 | 0 | 0 | 0 | 0 | 0 | 0 | 0 | 0 | 0 | 0 | 0 | 0 |  | 0 | 0 | 0 | 0 | 0 | 0 | 0 | 0 | 0 | 0 | 0 | 0 | 0 | 0 | 0 | 0 | 0 | 0 | 0 |  | 1 | 1 | 1 | 1 | 1 | 1 | 1 | 1 | 1 | 1 | 1 | 0
SDGE | Crestwood | 69 | 0 | 0 | 0 | 0 | 0 | 0 | 0 | 0 | 0 | 0 | 0 | 0 | 0 | 0 | 0 | 0 | 0 | 0 | 0 | 0 |  | 0 | 0 | 0 | 0 | 0 | 0 | 0 | 0 | 0 | 0 | 0 | 0 | 0 | 0 | 0 | 0 | 0 | 0 | 0 | 0 | 3 |  | 0 | 0 | 0 | 0 | 0 | 0 | 0 | 0 | 0 | 0 | 0 | 0 | 0 | 0 | 0 | 0 | 0 | 0 | 0 |  | 1 | 1 | 1 | 1 | 1 | 1 | 1 | 1 | 1 | 1 | 1 | 0
PG&E GBA | Crow Creek | 60 | 0 | 0 | 0 | 0 | 0 | 0 | 0 | 0 | 0 | 0 | 0 | 0 | 0 | 0 | 0 | 0 | 0 | 0 | 0 | 0 |  | 0 | 0 | 0 | 0 | 0 | 0 | 0 | 0 | 0 | 0 | 0 | 0 | 0 | 0 | 0 | 0 | 0 | 0 | 0 | 0 | 0 |  | 0 | 0 | 0 | 0 | 0 | 0 | 0 | 0 | 0 | 0 | 0 | 0 | 0 | 0 | 0 | 0 | 0 | 0 | 0 |  | 1 | 1 | 1 | 1 | 1 | 1 | 1 | 1 | 1 | 1 | 1 | 0
PG&E GBA | Crows Landing | 60 | 0 | 0 | 0 | 0 | 0 | 0 | 0 | 0 | 0 | 0 | 0 | 0 | 0 | 0 | 0 | 0 | 0 | 0 | 0 | 0 |  | 0 | 0 | 0 | 0 | 0 | 0 | 0 | 0 | 0 | 0 | 0 | 0 | 0 | 0 | 0 | 0 | 0 | 0 | 0 | 0 | 0 |  | 0 | 0 | 0 | 0 | 0 | 0 | 0 | 0 | 0 | 0 | 0 | 0 | 0 | 0 | 0 | 0 | 0 | 0 | 0 |  | 1 | 1 | 1 | 1 | 1 | 1 | 1 | 1 | 1 | 1 | 1 | 0
PG&E GBA | Curtis | 115 | 0 | 0 | 0 | 0 | 0 | 0 | 0 | 0 | 0 | 0 | 0 | 0 | 0 | 0 | 0 | 0 | 0 | 0 | 0 | 0 |  | 0 | 5 | 0 | 0 | 0 | 0 | 0 | 0 | 0 | 0 | 0 | 0 | 0 | 0 | 0 | 0 | 0 | 0 | 0 | 1 | 0 |  | 0 | 2 | 0 | 0 | 0 | 0 | 0 | 0 | 0 | 0 | 0 | 0 | 0 | 0 | 0 | 0 | 0 | 0 | 0 |  | 1 | 4 | 1 | 1 | 1 | 1 | 1 | 1 | 1 | 1 | 1 | 1
PG&E FRESNO | Dairyland | 115 | 0 | 0 | 0 | 0 | 0 | 0 | 0 | 0 | 0 | 0 | 0 | 5 | 0 | 0 | 0 | 0 | 0 | 0 | 0 | 1 |  | 0 | 0 | 0 | 0 | 0 | 0 | 0 | 0 | 0 | 0 | 0 | 5 | 0 | 0 | 0 | 0 | 0 | 0 | 0 | 1 | 1 |  | 0 | 0 | 0 | 0 | 0 | 0 | 0 | 0 | 0 | 0 | 0 | 0 | 0 | 0 | 0 | 0 | 0 | 0 | 0 |  | 1 | 1 | 1 | 1 | 1 | 1 | 1 | 1 | 1 | 1 | 1 | 0
PG&E NGBA | Davis | 115 | 0 | 0 | 0 | 0 | 0 | 0 | 0 | 0 | 0 | 0 | 0 | 0 | 20 | 80 | 100 | 0 | 35 | 35 | 0 | 1 |  | 0 | 0 | 0 | 0 | 0 | 0 | 0 | 0 | 0 | 0 | 0 | 0 | 10 | 85 | 95 | 0 | 40 | 40 | 0 | 1 | 0 |  | 0 | 0 | 0 | 0 | 0 | 0 | 0 | 0 | 0 | 0 | 0 | 0 | 0 | 0 | 0 | 0 | 1 | 1 | 0 |  | 1 | 1 | 1 | 1 | 1 | 1 | 1 | 1 | 3 | 3 | 1 | 1
SCE Metro | Del Amo | 500 | 0 | 0 | 0 | 0 | 0 | 0 | 0 | 0 | 0 | 0 | 0 | 0 | 0 | 0 | 0 | 0 | 0 | 0 | 0 | 0 |  | 0 | 0 | 0 | 0 | 0 | 0 | 0 | 0 | 0 | 0 | 0 | 0 | 0 | 0 | 0 | 0 | 0 | 0 | 0 | 0 | 0 |  | 0 | 0 | 0 | 0 | 0 | 0 | 0 | 0 | 0 | 0 | 0 | 0 | 0 | 0 | 0 | 0 | 0 | 0 | 0 |  | 1 | 1 | 1 | 1 | 1 | 1 | 1 | 1 | 1 | 1 | 1 | 0
SCE Metro | Del Amo | 230 | 0 | 0 | 0 | 0 | 0 | 0 | 0 | 0 | 0 | 0 | 0 | 0 | 0 | 0 | 0 | 0 | 0 | 0 | 0 | 0 |  | 0 | 0 | 0 | 0 | 0 | 0 | 0 | 0 | 0 | 0 | 0 | 0 | 0 | 0 | 0 | 0 | 0 | 0 | 0 | 0 | 0 |  | 0 | 0 | 0 | 0 | 0 | 0 | 0 | 0 | 0 | 0 | 0 | 0 | 0 | 0 | 0 | 0 | 0 | 0 | 0 |  | 1 | 1 | 1 | 1 | 1 | 1 | 1 | 1 | 1 | 1 | 1 | 0
SCE Eastern | Delaney | 500 | 0 | 0 | 0 | 0 | 0 | 0 | 0 | 0 | 0 | 0 | 0 | 0 | 150 | 250 | 400 | 0 | 100 | 100 | 0 | 1 |  | 0 | 0 | 0 | 0 | 0 | 0 | 0 | 0 | 0 | 0 | 0 | 0 | 10 | 290 | 300 | 0 | 100 | 100 | 0 | 1 | 2 |  | 0 | 0 | 0 | 0 | 0 | 0 | 0 | 0 | 0 | 0 | 0 | 0 | 0 | 1 | 0 | 0 | 0 | 0 | 0 |  | 1 | 1 | 1 | 1 | 1 | 1 | 1 | 1 | 1 | 1 | 1 | 0
PG&E NGBA | Delevan | 230 | 0 | 0 | 0 | 0 | 0 | 0 | 0 | 0 | 0 | 0 | 0 | 0 | 235 | 500 | 735 | 0 | 125 | 125 | 0 | 1 |  | 0 | 0 | 0 | 0 | 0 | 0 | 0 | 0 | 0 | 0 | 0 | 0 | 200 | 300 | 500 | 0 | 175 | 175 | 0 | 1 | 0 |  | 0 | 0 | 0 | 0 | 0 | 0 | 0 | 0 | 0 | 0 | 0 | 0 | 0 | 0 | 0 | 0 | 1 | 1 | 0 |  | 1 | 1 | 1 | 1 | 1 | 1 | 1 | 1 | 3 | 3 | 1 | 1
PG&E GBA | Delta PP | 230 | 0 | 0 | 0 | 0 | 0 | 0 | 0 | 0 | 0 | 0 | 0 | 0 | 0 | 0 | 0 | 0 | 0 | 0 | 0 | 0 |  | 0 | 0 | 0 | 0 | 0 | 0 | 0 | 0 | 0 | 0 | 0 | 0 | 0 | 0 | 0 | 0 | 0 | 0 | 0 | 0 | 0 |  | 0 | 0 | 0 | 0 | 0 | 0 | 0 | 0 | 0 | 0 | 0 | 0 | 0 | 0 | 0 | 0 | 0 | 0 | 0 |  | 1 | 1 | 1 | 1 | 1 | 1 | 1 | 1 | 1 | 1 | 1 | 0
EOP | Desert View | 230 | 0 | 0 | 0 | 0 | 0 | 0 | 0 | 0 | 0 | 0 | 0 | 0 | 50 | 450 | 500 | 0 | 150 | 150 | 0 | 1 |  | 0 | 0 | 0 | 0 | 0 | 0 | 0 | 0 | 0 | 0 | 0 | 0 | 0 | 190 | 190 | 79.1 | 0 | 79.1 | 0 | 1 | 2 |  | 0 | 0 | 0 | 0 | 0 | 0 | 0 | 0 | 0 | 0 | 0 | 0 | 0 | 0 | 0 | 2 | 0 | 0 | 0 |  | 1 | 1 | 1 | 1 | 1 | 1 | 1 | 5 | 1 | 1 | 1 | 1
SCE Eastern | Devers | 230 | 0 | 0 | 287.5 | 37 | 324.5 | 0 | 0 | 0 | 0 | 0 | 0 | 0 | 50 | 180 | 230 | 220 | 180 | 400 | 0 | 1 |  | 0 | 0 | 224 | 100 | 324 | 0 | 0 | 0 | 0 | 0 | 0 | 0 | 300 | 100 | 400 | 0 | 120 | 120 | 0 | 1 | 1 |  | 0 | 0 | 0 | 2 | 0 | 0 | 0 | 0 | 0 | 0 | 0 | 0 | 2 | 0 | 2 | 0 | 0 | 0 | 0 |  | 1 | 1 | 1 | 1 | 1 | 1 | 5 | 1 | 1 | 1 | 1 | 1
SCE Eastern | Devers | 500 | 0 | 0 | 0 | 0 | 0 | 0 | 0 | 0 | 0 | 0 | 0 | 0 | 0 | 0 | 0 | 0 | 0 | 0 | 0 | 0 |  | 0 | 0 | 0 | 0 | 0 | 0 | 0 | 0 | 0 | 0 | 0 | 0 | 0 | 0 | 0 | 0 | 0 | 0 | 0 | 0 | 1 |  | 0 | 0 | 0 | 0 | 0 | 0 | 0 | 0 | 0 | 0 | 0 | 0 | 0 | 0 | 0 | 0 | 0 | 0 | 0 |  | 1 | 1 | 1 | 1 | 1 | 1 | 1 | 1 | 1 | 1 | 1 | 0
PG&E KERN | Diablo Canyon | 230 | 0 | 0 | 0 | 0 | 0 | 0 | 0 | 0 | 0 | 0 | 0 | 0 | 0 | 0 | 0 | 0 | 0 | 0 | 0 | 0 |  | 0 | 0 | 0 | 0 | 0 | 0 | 0 | 0 | 0 | 0 | 0 | 0 | 0 | 0 | 0 | 0 | 0 | 0 | 0 | 0 | 1 |  | 0 | 0 | 0 | 0 | 0 | 0 | 0 | 0 | 0 | 0 | 0 | 0 | 0 | 0 | 0 | 0 | 0 | 0 | 0 |  | 1 | 1 | 1 | 1 | 1 | 1 | 1 | 1 | 1 | 1 | 1 | 0
PG&E KERN | Diablo Canyon | 500 | 0 | 0 | 0 | 0 | 0 | 0 | 0 | 0 | 2924 | 0 | 2924 | 0 | 0 | 0 | 0 | 0 | 0 | 0 | 0 | 1 |  | 0 | 0 | 0 | 0 | 0 | 0 | 0 | 0 | 2924 | 0 | 2924 | 0 | 0 | 0 | 0 | 0 | 0 | 0 | 0 | 1 | 0 |  | 0 | 0 | 0 | 0 | 0 | 0 | 0 | 0 | 0 | 0 | 0 | 0 | 0 | 0 | 0 | 0 | 0 | 0 | 0 |  | 1 | 1 | 1 | 1 | 1 | 1 | 1 | 1 | 1 | 1 | 1 | 0
PG&E KERN | Divide | 115 | 0 | 0 | 0 | 0 | 0 | 0 | 0 | 0 | 0 | 0 | 0 | 0 | 0 | 0 | 0 | 0 | 0 | 0 | 0 | 0 |  | 0 | 0 | 0 | 0 | 0 | 0 | 0 | 0 | 0 | 0 | 0 | 0 | 0 | 0 | 0 | 0 | 0 | 0 | 0 | 0 | 1 |  | 0 | 0 | 0 | 0 | 0 | 0 | 0 | 0 | 0 | 0 | 0 | 0 | 0 | 0 | 0 | 0 | 0 | 0 | 0 |  | 1 | 1 | 1 | 1 | 1 | 1 | 1 | 1 | 1 | 1 | 1 | 0
PG&E GBA | Dixon Landing | 115 | 0 | 0 | 0 | 0 | 0 | 0 | 0 | 0 | 0 | 0 | 0 | 2.3 | 0 | 0 | 0 | 0 | 0 | 0 | 0 | 1 |  | 0 | 0 | 0 | 0 | 0 | 0 | 0 | 0 | 0 | 0 | 0 | 2.3 | 0 | 0 | 0 | 0 | 0 | 0 | 0 | 1 | 0 |  | 0 | 0 | 0 | 0 | 0 | 0 | 0 | 0 | 0 | 0 | 0 | 0 | 0 | 0 | 0 | 0 | 0 | 0 | 0 |  | 1 | 1 | 1 | 1 | 1 | 1 | 1 | 1 | 1 | 1 | 1 | 0
PG&E FRESNO | Dos Amigos | 230 | 0 | 0 | 0 | 0 | 0 | 0 | 0 | 0 | 0 | 0 | 0 | 3 | 0 | 0 | 0 | 0 | 0 | 0 | 0 | 1 |  | 0 | 0 | 0 | 0 | 0 | 0 | 0 | 0 | 0 | 0 | 0 | 3 | 0 | 0 | 0 | 0 | 0 | 0 | 0 | 1 | 1 |  | 0 | 0 | 0 | 0 | 0 | 0 | 0 | 0 | 0 | 0 | 0 | 0 | 0 | 0 | 0 | 0 | 0 | 0 | 0 |  | 1 | 1 | 1 | 1 | 1 | 1 | 1 | 1 | 1 | 1 | 1 | 0
PG&E NGBA | Drum | 115 | 0 | 0 | 0 | 0 | 0 | 0 | 0 | 0 | 0 | 0 | 0 | 0 | 0 | 0 | 0 | 0 | 0 | 0 | 0 | 0 |  | 0 | 0 | 0 | 0 | 0 | 0 | 0 | 0 | 0 | 0 | 0 | 0 | 0 | 0 | 0 | 0 | 0 | 0 | 0 | 0 | 0 |  | 0 | 0 | 0 | 0 | 0 | 0 | 0 | 0 | 0 | 0 | 0 | 0 | 0 | 0 | 0 | 0 | 0 | 0 | 0 |  | 1 | 1 | 1 | 1 | 1 | 1 | 1 | 1 | 1 | 1 | 1 | 0
PG&E GBA | Dumbarton | 115 | 0 | 0 | 0 | 0 | 0 | 0 | 0 | 0 | 0 | 0 | 0 | 5 | 0 | 0 | 0 | 0 | 0 | 0 | 0 | 1 |  | 0 | 0 | 0 | 0 | 0 | 0 | 0 | 0 | 0 | 0 | 0 | 1 | 0 | 0 | 0 | 0 | 0 | 0 | 0 | 1 | 1 |  | 0 | 0 | 0 | 0 | 0 | 0 | 0 | 0 | 0 | 0 | 0 | 0 | 0 | 0 | 0 | 0 | 0 | 0 | 0 |  | 1 | 1 | 1 | 1 | 1 | 1 | 1 | 1 | 1 | 1 | 1 | 0
SCE NOL | Dunn Siding | 115 | 0 | 0 | 0 | 0 | 0 | 0 | 0 | 0 | 0 | 0 | 0 | 0 | 0 | 0 | 0 | 0 | 0 | 0 | 0 | 0 |  | 0 | 0 | 0 | 0 | 0 | 0 | 0 | 0 | 0 | 0 | 0 | 0 | 0 | 0 | 0 | 0 | 0 | 0 | 0 | 0 | 3 |  | 0 | 0 | 0 | 0 | 0 | 0 | 0 | 0 | 0 | 0 | 0 | 0 | 0 | 0 | 0 | 0 | 0 | 0 | 0 |  | 1 | 1 | 1 | 1 | 1 | 1 | 1 | 1 | 1 | 1 | 1 | 0
SCE Eastern | Eagle Mountain | 230 | 0 | 0 | 0 | 0 | 0 | 0 | 0 | 0 | 0 | 0 | 0 | 0 | 0 | 0 | 0 | 0 | 0 | 0 | 0 | 0 |  | 0 | 0 | 0 | 0 | 0 | 0 | 0 | 0 | 0 | 0 | 0 | 0 | 0 | 0 | 0 | 0 | 0 | 0 | 0 | 0 | 1 |  | 0 | 0 | 0 | 0 | 0 | 0 | 0 | 0 | 0 | 0 | 0 | 0 | 0 | 0 | 0 | 0 | 0 | 0 | 0 |  | 1 | 1 | 1 | 1 | 1 | 1 | 1 | 1 | 1 | 1 | 1 | 0
PG&E NGBA | Eagle Rock (PGE) | 60 | 0 | 0 | 0 | 0 | 0 | 0 | 0 | 0 | 0 | 0 | 0 | 0 | 0 | 0 | 0 | 0 | 0 | 0 | 0 | 0 |  | 0 | 0 | 0 | 0 | 0 | 0 | 0 | 0 | 0 | 0 | 0 | 0 | 0 | 0 | 0 | 0 | 0 | 0 | 0 | 0 | 1 |  | 0 | 0 | 0 | 0 | 0 | 0 | 0 | 0 | 0 | 0 | 0 | 0 | 0 | 0 | 0 | 0 | 0 | 0 | 0 |  | 1 | 1 | 1 | 1 | 1 | 1 | 1 | 1 | 1 | 1 | 1 | 0
PG&E NGBA | Eagle Rock (PGE) | 115 | 21.5 | 0 | 98 | 33.2 | 131.2 | 0 | 0 | 0 | 0 | 0 | 0 | 0 | 0 | 0 | 0 | 0 | 0 | 0 | 0 | 1 |  | 32 | 2 | 104 | 27 | 131 | 0 | 0 | 0 | 0 | 0 | 0 | 0 | 0 | 0 | 0 | 0 | 0 | 0 | 0 | 1 | 1 |  | 1 | 2 | 0 | 0 | 0 | 0 | 0 | 0 | 0 | 0 | 0 | 0 | 0 | 0 | 0 | 0 | 0 | 0 | 0 |  | 3 | 5 | 1 | 1 | 1 | 1 | 1 | 1 | 1 | 1 | 1 | 1
SCE Metro | Eagle Rock (SCE) | 230 | 0 | 0 | 0 | 0 | 0 | 0 | 0 | 0 | 0 | 0 | 0 | 0 | 0 | 0 | 0 | 0 | 0 | 0 | 0 | 0 |  | 0 | 0 | 0 | 0 | 0 | 0 | 0 | 0 | 0 | 0 | 0 | 0 | 0 | 0 | 0 | 0 | 0 | 0 | 0 | 0 | 0 |  | 0 | 0 | 0 | 0 | 0 | 0 | 0 | 0 | 0 | 0 | 0 | 0 | 0 | 0 | 0 | 0 | 0 | 0 | 0 |  | 1 | 1 | 1 | 1 | 1 | 1 | 1 | 1 | 1 | 1 | 1 | 0
PG&E NGBA | East Marysville | 115 | 0 | 0 | 0 | 0 | 0 | 0 | 0 | 0 | 0 | 0 | 0 | 0 | 0 | 0 | 0 | 0 | 0 | 0 | 0 | 0 |  | 0 | 0 | 0 | 0 | 0 | 0 | 0 | 0 | 0 | 0 | 0 | 0 | 0 | 0 | 0 | 0 | 0 | 0 | 0 | 0 | 0 |  | 0 | 0 | 0 | 0 | 0 | 0 | 0 | 0 | 0 | 0 | 0 | 0 | 0 | 0 | 0 | 0 | 0 | 0 | 0 |  | 1 | 1 | 1 | 1 | 1 | 1 | 1 | 1 | 1 | 1 | 1 | 0
PG&E NGBA | East Nicolaus | 115 | 0 | 0 | 0 | 0 | 0 | 0 | 0 | 0 | 0 | 0 | 0 | 0 | 0 | 0 | 0 | 0 | 0 | 0 | 0 | 0 |  | 0 | 0 | 0 | 0 | 0 | 0 | 0 | 0 | 0 | 0 | 0 | 0 | 0 | 0 | 0 | 0 | 0 | 0 | 0 | 0 | 0 |  | 0 | 0 | 0 | 0 | 0 | 0 | 0 | 0 | 0 | 0 | 0 | 0 | 0 | 0 | 0 | 0 | 0 | 0 | 0 |  | 1 | 1 | 1 | 1 | 1 | 1 | 1 | 1 | 1 | 1 | 1 | 0
PG&E NGBA | East Nicolaus | 60 | 0 | 0 | 0 | 0 | 0 | 0 | 0 | 0 | 0 | 0 | 0 | 0 | 0 | 0 | 0 | 0 | 0 | 0 | 0 | 0 |  | 0 | 0 | 0 | 0 | 0 | 0 | 0 | 0 | 0 | 0 | 0 | 0 | 0 | 0 | 0 | 0 | 0 | 0 | 0 | 0 | 0 |  | 0 | 0 | 0 | 0 | 0 | 0 | 0 | 0 | 0 | 0 | 0 | 0 | 0 | 0 | 0 | 0 | 0 | 0 | 0 |  | 1 | 1 | 1 | 1 | 1 | 1 | 1 | 1 | 1 | 1 | 1 | 0
PG&E GBA | Eastshore | 115 | 0 | 0 | 0 | 0 | 0 | 0 | 0 | 0 | 0 | 0 | 0 | 0 | 0 | 0 | 0 | 0 | 0 | 0 | 0 | 0 |  | 0 | 0 | 0 | 0 | 0 | 0 | 0 | 0 | 0 | 0 | 0 | 0 | 0 | 0 | 0 | 0 | 0 | 0 | 0 | 0 | 1 |  | 0 | 0 | 0 | 0 | 0 | 0 | 0 | 0 | 0 | 0 | 0 | 0 | 0 | 0 | 0 | 0 | 0 | 0 | 0 |  | 1 | 1 | 1 | 1 | 1 | 1 | 1 | 1 | 1 | 1 | 1 | 0
PG&E GBA | Eastshore | 230 | 0 | 0 | 0 | 0 | 0 | 0 | 0 | 0 | 0 | 0 | 0 | 0 | 0 | 0 | 0 | 0 | 0 | 0 | 0 | 0 |  | 0 | 0 | 0 | 0 | 0 | 0 | 0 | 0 | 0 | 0 | 0 | 0 | 0 | 0 | 0 | 0 | 0 | 0 | 0 | 0 | 3 |  | 0 | 0 | 0 | 0 | 0 | 0 | 0 | 0 | 0 | 0 | 0 | 0 | 0 | 0 | 0 | 0 | 0 | 0 | 0 |  | 1 | 1 | 1 | 1 | 1 | 1 | 1 | 1 | 1 | 1 | 1 | 0
SDGE | ECO | 138 | 0 | 0 | 0 | 0 | 0 | 0 | 0 | 0 | 0 | 0 | 0 | 0 | 0 | 0 | 0 | 0 | 0 | 0 | 0 | 0 |  | 0 | 0 | 60 | 4 | 64 | 0 | 0 | 0 | 0 | 0 | 0 | 0 | 0 | 182 | 182 | 117.15 | 0 | 117.15 | 0 | 1 | 6 |  | 0 | 0 | 2 | 2 | 2 | 0 | 0 | 0 | 0 | 0 | 0 | 0 | 0 | 2 | 2 | 2 | 0 | 2 | 0 |  | 1 | 1 | 5 | 1 | 1 | 1 | 4 | 5 | 1 | 5 | 1 | 1
SDGE | ECO | 230 | 0 | 0 | 300 | 52.5 | 352.5 | 0 | 0 | 0 | 0 | 0 | 0 | 0 | 0 | 0 | 0 | 0 | 0 | 0 | 0 | 1 |  | 0 | 0 | 415 | 185 | 600 | 0 | 0 | 0 | 0 | 0 | 0 | 0 | 0 | 0 | 0 | 0 | 0 | 0 | 0 | 1 | 6 |  | 0 | 0 | 1 | 2 | 2 | 0 | 0 | 0 | 0 | 0 | 0 | 0 | 0 | 0 | 0 | 0 | 0 | 0 | 0 |  | 1 | 1 | 4 | 1 | 1 | 1 | 1 | 1 | 1 | 1 | 1 | 1
SDGE | ECO | 500 | 0 | 0 | 600 | 400 | 1000 | 0 | 0 | 0 | 0 | 0 | 0 | 0 | 0 | 0 | 0 | 0 | 0 | 0 | 0 | 1 |  | 0 | 0 | 500 | 0 | 500 | 0 | 0 | 0 | 0 | 0 | 0 | 0 | 0 | 0 | 0 | 0 | 0 | 0 | 0 | 1 | 6 |  | 0 | 0 | 0 | 0 | 0 | 0 | 0 | 0 | 0 | 0 | 0 | 0 | 0 | 0 | 0 | 0 | 0 | 0 | 0 |  | 1 | 1 | 1 | 1 | 1 | 1 | 1 | 1 | 1 | 1 | 1 | 0
PG&E GBA | Edenvale | 115 | 0 | 0 | 0 | 0 | 0 | 0 | 0 | 0 | 0 | 0 | 0 | 0 | 0 | 0 | 0 | 0 | 0 | 0 | 0 | 0 |  | 0 | 0 | 0 | 0 | 0 | 0 | 0 | 0 | 0 | 0 | 0 | 0 | 0 | 0 | 0 | 0 | 0 | 0 | 0 | 0 | 0 |  | 0 | 0 | 0 | 0 | 0 | 0 | 0 | 0 | 0 | 0 | 0 | 0 | 0 | 0 | 0 | 0 | 0 | 0 | 0 |  | 1 | 1 | 1 | 1 | 1 | 1 | 1 | 1 | 1 | 1 | 1 | 0
PG&E GBA | Edes | 115 | 0 | 0 | 0 | 0 | 0 | 0 | 0 | 0 | 0 | 0 | 0 | 1.7 | 0 | 0 | 0 | 0 | 0 | 0 | 0 | 1 |  | 0 | 0 | 0 | 0 | 0 | 0 | 0 | 0 | 0 | 0 | 0 | 0 | 0 | 0 | 0 | 0 | 0 | 0 | 0 | 0 | 1 |  | 0 | 0 | 0 | 0 | 0 | 0 | 0 | 0 | 0 | 0 | 0 | 0 | 0 | 0 | 0 | 0 | 0 | 0 | 0 |  | 1 | 1 | 1 | 1 | 1 | 1 | 1 | 1 | 1 | 1 | 1 | 0
PG&E GBA | Eight Mile | 230 | 0 | 0 | 0 | 0 | 0 | 0 | 0 | 0 | 0 | 0 | 0 | 0 | 0 | 0 | 0 | 0 | 0 | 0 | 0 | 0 |  | 0 | 0 | 0 | 0 | 0 | 0 | 0 | 0 | 0 | 0 | 0 | 0 | 0 | 0 | 0 | 0 | 0 | 0 | 0 | 0 | 0 |  | 0 | 0 | 0 | 0 | 0 | 0 | 0 | 0 | 0 | 0 | 0 | 0 | 0 | 0 | 0 | 0 | 0 | 0 | 0 |  | 1 | 1 | 1 | 1 | 1 | 1 | 1 | 1 | 1 | 1 | 1 | 0
SDGE | El Cajon | 69 | 0 | 0 | 0 | 0 | 0 | 0 | 0 | 0 | 0 | 0 | 0 | 0 | 0 | 0 | 0 | 50 | 0 | 50 | 0 | 1 |  | 0 | 0 | 0 | 0 | 0 | 0 | 0 | 0 | 0 | 0 | 0 | 0 | 0 | 0 | 0 | 50 | 0 | 50 | 0 | 1 | 3 |  | 0 | 0 | 0 | 0 | 0 | 0 | 0 | 0 | 0 | 0 | 0 | 0 | 0 | 0 | 0 | 0 | 0 | 0 | 0 |  | 1 | 1 | 1 | 1 | 1 | 1 | 1 | 1 | 1 | 1 | 1 | 0
SCE Eastern | El Casco | 230 | 0 | 0 | 0 | 0 | 0 | 0 | 0 | 0 | 0 | 0 | 0 | 0 | 0 | 0 | 0 | 65 | 0 | 65 | 0 | 1 |  | 0 | 0 | 0 | 0 | 0 | 0 | 0 | 0 | 0 | 0 | 0 | 0 | 0 | 0 | 0 | 65 | 0 | 65 | 0 | 1 | 1 |  | 0 | 0 | 0 | 0 | 0 | 0 | 0 | 0 | 0 | 0 | 0 | 0 | 0 | 0 | 0 | 0 | 0 | 0 | 0 |  | 1 | 1 | 1 | 1 | 1 | 1 | 1 | 1 | 1 | 1 | 1 | 0
PG&E GBA | El Cerrito G | 115 | 0 | 0 | 0 | 0 | 0 | 0 | 0 | 0 | 0 | 0 | 0 | 0 | 0 | 0 | 0 | 0 | 0 | 0 | 0 | 0 |  | 0 | 0 | 0 | 0 | 0 | 0 | 0 | 0 | 0 | 0 | 0 | 0 | 0 | 0 | 0 | 0 | 0 | 0 | 0 | 0 | 1 |  | 0 | 0 | 0 | 0 | 0 | 0 | 0 | 0 | 0 | 0 | 0 | 0 | 0 | 0 | 0 | 0 | 0 | 0 | 0 |  | 1 | 1 | 1 | 1 | 1 | 1 | 1 | 1 | 1 | 1 | 1 | 0
PG&E NGBA | El Dorado PH | 115 | 0 | 0 | 0 | 0 | 0 | 0 | 0 | 0 | 0 | 0 | 0 | 0 | 0 | 0 | 0 | 0 | 0 | 0 | 0 | 0 |  | 0 | 0 | 0 | 0 | 0 | 0 | 0 | 0 | 0 | 0 | 0 | 0 | 0 | 0 | 0 | 0 | 0 | 0 | 0 | 0 | 0 |  | 0 | 0 | 0 | 0 | 0 | 0 | 0 | 0 | 0 | 0 | 0 | 0 | 0 | 0 | 0 | 0 | 0 | 0 | 0 |  | 1 | 1 | 1 | 1 | 1 | 1 | 1 | 1 | 1 | 1 | 1 | 0
PG&E FRESNO | El Nido (PGE) | 115 | 0 | 0 | 0 | 0 | 0 | 0 | 0 | 0 | 0 | 0 | 0 | 3 | 0 | 0 | 0 | 0 | 0 | 0 | 0 | 1 |  | 0 | 0 | 0 | 0 | 0 | 0 | 0 | 0 | 0 | 0 | 0 | 3 | 0 | 0 | 0 | 0 | 0 | 0 | 0 | 1 | 2 |  | 0 | 0 | 0 | 0 | 0 | 0 | 0 | 0 | 0 | 0 | 0 | 0 | 0 | 0 | 0 | 0 | 0 | 0 | 0 |  | 1 | 1 | 1 | 1 | 1 | 1 | 1 | 1 | 1 | 1 | 1 | 0
SCE Metro | El Nido (SCE) | 230 | 0 | 0 | 0 | 0 | 0 | 0 | 0 | 0 | 0 | 0 | 0 | 0 | 0 | 0 | 0 | 0 | 100 | 100 | 0 | 1 |  | 0 | 0 | 0 | 0 | 0 | 0 | 0 | 0 | 0 | 0 | 0 | 0 | 0 | 0 | 0 | 0 | 13 | 13 | 0 | 1 | 0 |  | 0 | 0 | 0 | 0 | 0 | 0 | 0 | 0 | 0 | 0 | 0 | 0 | 0 | 0 | 0 | 0 | 0 | 0 | 0 |  | 1 | 1 | 1 | 1 | 1 | 1 | 1 | 1 | 1 | 1 | 1 | 0
PG&E GBA | El Patio | 115 | 0 | 0 | 0 | 0 | 0 | 0 | 0 | 0 | 0 | 0 | 0 | 0 | 0 | 0 | 0 | 0 | 0 | 0 | 0 | 0 |  | 0 | 0 | 0 | 0 | 0 | 0 | 0 | 0 | 0 | 0 | 0 | 0 | 0 | 0 | 0 | 0 | 0 | 0 | 0 | 0 | 0 |  | 0 | 0 | 0 | 0 | 0 | 0 | 0 | 0 | 0 | 0 | 0 | 0 | 0 | 0 | 0 | 0 | 0 | 0 | 0 |  | 1 | 1 | 1 | 1 | 1 | 1 | 1 | 1 | 1 | 1 | 1 | 0
SCE Metro | El Segundo | 230 | 0 | 0 | 0 | 0 | 0 | 0 | 0 | 0 | 0 | 0 | 0 | 0 | 0 | 0 | 0 | 0 | 0 | 0 | 0 | 0 |  | 0 | 0 | 0 | 0 | 0 | 0 | 0 | 0 | 0 | 0 | 0 | 0 | 0 | 0 | 0 | 0 | 0 | 0 | 0 | 0 | 0 |  | 0 | 0 | 0 | 0 | 0 | 0 | 0 | 0 | 0 | 0 | 0 | 0 | 0 | 0 | 0 | 0 | 0 | 0 | 0 |  | 1 | 1 | 1 | 1 | 1 | 1 | 1 | 1 | 1 | 1 | 1 | 0
EOP | Eldorado | 230 | 117.3 | 0 | 0 | 0 | 0 | 51 | 0 | 51 | 0 | 0 | 0 | 0 | 0 | 0 | 0 | 279 | 250 | 529 | 0 | 1 |  | 76 | 0 | 0 | 0 | 0 | 0 | 0 | 0 | 0 | 0 | 0 | 0 | 0 | 300 | 300 | 279 | 250 | 529 | 0 | 1 | 1 |  | 0 | 0 | 0 | 0 | 0 | 0 | 0 | 0 | 0 | 0 | 0 | 0 | 0 | 2 | 2 | 0 | 0 | 0 | 0 |  | 1 | 1 | 1 | 1 | 1 | 1 | 4 | 1 | 1 | 1 | 1 | 1
EOP | Eldorado | 500 | 0 | 0 | 0 | 0 | 0 | 3000 | 0 | 3000 | 0 | 0 | 0 | 0 | 0 | 0 | 0 | 0 | 0 | 0 | 0 | 1 |  | 299 | 0 | 0 | 0 | 0 | 3000 | 0 | 3000 | 0 | 0 | 0 | 0 | 0 | 0 | 0 | 0 | 0 | 0 | 0 | 1 | 0 |  | 2 | 0 | 0 | 0 | 0 | 0 | 0 | 0 | 0 | 0 | 0 | 0 | 0 | 0 | 0 | 0 | 0 | 0 | 0 |  | 4 | 1 | 1 | 1 | 1 | 1 | 1 | 1 | 1 | 1 | 1 | 1
SCE Northern | Elizabeth Lake | 66 | 0 | 0 | 0 | 0 | 0 | 0 | 0 | 0 | 0 | 0 | 0 | 0 | 0 | 0 | 0 | 0 | 0 | 0 | 0 | 0 |  | 0 | 0 | 0 | 0 | 0 | 0 | 0 | 0 | 0 | 0 | 0 | 0 | 0 | 0 | 0 | 0 | 0 | 0 | 0 | 0 | 0 |  | 0 | 0 | 0 | 0 | 0 | 0 | 0 | 0 | 0 | 0 | 0 | 0 | 0 | 0 | 0 | 0 | 0 | 0 | 0 |  | 1 | 1 | 1 | 1 | 1 | 1 | 1 | 1 | 1 | 1 | 1 | 0
PG&E KERN | Elk Hills | 230 | 0 | 0 | 0 | 0 | 0 | 0 | 0 | 0 | 0 | 0 | 0 | 5.25 | 0 | 0 | 0 | 0 | 0 | 0 | 0 | 1 |  | 0 | 0 | 0 | 0 | 0 | 0 | 0 | 0 | 0 | 0 | 0 | 5.25 | 0 | 0 | 0 | 0 | 0 | 0 | 0 | 1 | 0 |  | 0 | 0 | 0 | 0 | 0 | 0 | 0 | 0 | 0 | 0 | 0 | 0 | 0 | 0 | 0 | 0 | 0 | 0 | 0 |  | 1 | 1 | 1 | 1 | 1 | 1 | 1 | 1 | 1 | 1 | 1 | 0
SDGE | Elliot | 69 | 0 | 0 | 0 | 0 | 0 | 0 | 0 | 0 | 0 | 0 | 0 | 0 | 0 | 0 | 0 | 9.75 | 0 | 9.75 | 0 | 1 |  | 0 | 0 | 0 | 0 | 0 | 0 | 0 | 0 | 0 | 0 | 0 | 0 | 0 | 0 | 0 | 9.75 | 0 | 9.75 | 0 | 1 | 3 |  | 0 | 0 | 0 | 0 | 0 | 0 | 0 | 0 | 0 | 0 | 0 | 0 | 0 | 0 | 0 | 0 | 0 | 0 | 0 |  | 1 | 1 | 1 | 1 | 1 | 1 | 1 | 1 | 1 | 1 | 1 | 0
SCE Metro | Ellis | 230 | 0 | 0 | 0 | 0 | 0 | 0 | 0 | 0 | 0 | 0 | 0 | 0 | 0 | 0 | 0 | 0 | 0 | 0 | 0 | 0 |  | 0 | 0 | 0 | 0 | 0 | 0 | 0 | 0 | 0 | 0 | 0 | 0 | 0 | 0 | 0 | 0 | 0 | 0 | 0 | 0 | 0 |  | 0 | 0 | 0 | 0 | 0 | 0 | 0 | 0 | 0 | 0 | 0 | 0 | 0 | 0 | 0 | 0 | 0 | 0 | 0 |  | 1 | 1 | 1 | 1 | 1 | 1 | 1 | 1 | 1 | 1 | 1 | 0
SDGE | Encina | 138 | 0 | 0 | 0 | 0 | 0 | 0 | 0 | 0 | 0 | 0 | 0 | 0 | 0 | 0 | 0 | 0 | 0 | 0 | 0 | 0 |  | 0 | 0 | 0 | 0 | 0 | 0 | 0 | 0 | 0 | 0 | 0 | 0 | 0 | 0 | 0 | 0 | 0 | 0 | 0 | 0 | 2 |  | 0 | 0 | 0 | 0 | 0 | 0 | 0 | 0 | 0 | 0 | 0 | 0 | 0 | 0 | 0 | 0 | 0 | 0 | 0 |  | 1 | 1 | 1 | 1 | 1 | 1 | 1 | 1 | 1 | 1 | 1 | 0
SDGE | Encina | 230 | 0 | 0 | 0 | 0 | 0 | 0 | 0 | 0 | 0 | 0 | 0 | 0 | 0 | 0 | 0 | 0 | 0 | 0 | 0 | 0 |  | 0 | 0 | 0 | 0 | 0 | 0 | 0 | 0 | 0 | 0 | 0 | 0 | 0 | 0 | 0 | 0 | 0 | 0 | 0 | 0 | 2 |  | 0 | 0 | 0 | 0 | 0 | 0 | 0 | 0 | 0 | 0 | 0 | 0 | 0 | 0 | 0 | 0 | 0 | 0 | 0 |  | 1 | 1 | 1 | 1 | 1 | 1 | 1 | 1 | 1 | 1 | 1 | 0
SDGE | Escondido | 230 | 0 | 0 | 0 | 0 | 0 | 0 | 0 | 0 | 0 | 0 | 0 | 0 | 0 | 0 | 0 | 0 | 200 | 200 | 0 | 1 |  | 0 | 0 | 0 | 0 | 0 | 0 | 0 | 0 | 0 | 0 | 0 | 0 | 0 | 0 | 0 | 0 | 92 | 92 | 0 | 1 | 3 |  | 0 | 0 | 0 | 0 | 0 | 0 | 0 | 0 | 0 | 0 | 0 | 0 | 0 | 0 | 0 | 0 | 0 | 0 | 0 |  | 1 | 1 | 1 | 1 | 1 | 1 | 1 | 1 | 1 | 1 | 1 | 0
SDGE | Escondido | 69 | 0 | 0 | 0 | 0 | 0 | 0 | 0 | 0 | 0 | 0 | 0 | 0 | 0 | 0 | 0 | 13 | 0 | 13 | 0 | 1 |  | 0 | 0 | 0 | 0 | 0 | 0 | 0 | 0 | 0 | 0 | 0 | 0 | 0 | 0 | 0 | 0 | 0 | 0 | 0 | 0 | 2 |  | 0 | 0 | 0 | 0 | 0 | 0 | 0 | 0 | 0 | 0 | 0 | 0 | 0 | 0 | 0 | 0 | 0 | 0 | 0 |  | 1 | 1 | 1 | 1 | 1 | 1 | 1 | 1 | 1 | 1 | 1 | 0
PG&E KERN | Estrella | 230 | 0 | 0 | 0 | 0 | 0 | 0 | 0 | 0 | 0 | 0 | 0 | 0 | 0 | 0 | 0 | 0 | 0 | 0 | 0 | 0 |  | 0 | 0 | 0 | 0 | 0 | 0 | 0 | 0 | 0 | 0 | 0 | 0 | 0 | 0 | 0 | 0 | 0 | 0 | 0 | 0 | 1 |  | 0 | 0 | 0 | 0 | 0 | 0 | 0 | 0 | 0 | 0 | 0 | 0 | 0 | 0 | 0 | 0 | 0 | 0 | 0 |  | 1 | 1 | 1 | 1 | 1 | 1 | 1 | 1 | 1 | 1 | 1 | 0
SCE Eastern | Etiwanda | 230 | 0 | 0 | 0 | 0 | 0 | 0 | 0 | 0 | 0 | 0 | 0 | 0 | 0 | 0 | 0 | 170 | 0 | 170 | 0 | 1 |  | 0 | 0 | 0 | 0 | 0 | 0 | 0 | 0 | 0 | 0 | 0 | 0 | 0 | 0 | 0 | 100 | 0 | 100 | 0 | 1 | 0 |  | 0 | 0 | 0 | 0 | 0 | 0 | 0 | 0 | 0 | 0 | 0 | 0 | 0 | 0 | 0 | 0 | 0 | 0 | 0 |  | 1 | 1 | 1 | 1 | 1 | 1 | 1 | 1 | 1 | 1 | 1 | 0
PG&E GBA | Evergreen | 115 | 0 | 0 | 0 | 0 | 0 | 0 | 0 | 0 | 0 | 0 | 0 | 0 | 0 | 0 | 0 | 0 | 0 | 0 | 0 | 0 |  | 0 | 0 | 0 | 0 | 0 | 0 | 0 | 0 | 0 | 0 | 0 | 0 | 0 | 0 | 0 | 0 | 0 | 0 | 0 | 0 | 0 |  | 0 | 0 | 0 | 0 | 0 | 0 | 0 | 0 | 0 | 0 | 0 | 0 | 0 | 0 | 0 | 0 | 0 | 0 | 0 |  | 1 | 1 | 1 | 1 | 1 | 1 | 1 | 1 | 1 | 1 | 1 | 0
PG&E GBA | Evergreen | 60 | 0 | 0 | 0 | 0 | 0 | 0 | 0 | 0 | 0 | 0 | 0 | 0 | 0 | 0 | 0 | 0 | 0 | 0 | 0 | 0 |  | 0 | 0 | 0 | 0 | 0 | 0 | 0 | 0 | 0 | 0 | 0 | 0 | 0 | 0 | 0 | 0 | 0 | 0 | 0 | 0 | 0 |  | 0 | 0 | 0 | 0 | 0 | 0 | 0 | 0 | 0 | 0 | 0 | 0 | 0 | 0 | 0 | 0 | 0 | 0 | 0 |  | 1 | 1 | 1 | 1 | 1 | 1 | 1 | 1 | 1 | 1 | 1 | 0
PG&E FRESNO | Excelsior | 115 | 0 | 0 | 0 | 0 | 0 | 0 | 0 | 0 | 0 | 0 | 0 | 0 | 300 | 30 | 330 | 0 | 20 | 20 | 0 | 1 |  | 0 | 0 | 0 | 0 | 0 | 0 | 0 | 0 | 0 | 0 | 0 | 0 | 0 | 0 | 0 | 0 | 0 | 0 | 0 | 0 | 1 |  | 0 | 0 | 0 | 0 | 0 | 0 | 0 | 0 | 0 | 0 | 0 | 0 | 0 | 0 | 0 | 0 | 0 | 0 | 0 |  | 1 | 1 | 1 | 1 | 1 | 1 | 1 | 1 | 1 | 1 | 1 | 0
PG&E FRESNO | Exchequer | 115 | 0 | 2 | 0 | 0 | 0 | 0 | 0 | 0 | 0 | 0 | 0 | 0 | 0 | 0 | 0 | 0 | 0 | 0 | 0 | 1 |  | 0 | 5.2 | 0 | 0 | 0 | 0 | 0 | 0 | 0 | 0 | 0 | 0 | 0 | 0 | 0 | 0 | 0 | 0 | 0 | 1 | 2 |  | 0 | 2 | 0 | 0 | 0 | 0 | 0 | 0 | 0 | 0 | 0 | 0 | 0 | 0 | 0 | 0 | 0 | 0 | 0 |  | 1 | 5 | 1 | 1 | 1 | 1 | 1 | 1 | 1 | 1 | 1 | 1
PG&E KERN | Fairway | 115 | 0 | 0 | 0 | 0 | 0 | 0 | 0 | 0 | 0 | 0 | 0 | 0 | 0 | 0 | 0 | 0 | 0 | 0 | 0 | 0 |  | 0 | 0 | 0 | 0 | 0 | 0 | 0 | 0 | 0 | 0 | 0 | 0 | 0 | 0 | 0 | 0 | 0 | 0 | 0 | 0 | 1 |  | 0 | 0 | 0 | 0 | 0 | 0 | 0 | 0 | 0 | 0 | 0 | 0 | 0 | 0 | 0 | 0 | 0 | 0 | 0 |  | 1 | 1 | 1 | 1 | 1 | 1 | 1 | 1 | 1 | 1 | 1 | 0
PG&E KERN | Famoso | 115 | 0 | 0 | 0 | 0 | 0 | 0 | 0 | 0 | 0 | 0 | 0 | 4 | 0 | 0 | 0 | 0 | 0 | 0 | 0 | 1 |  | 0 | 0 | 0 | 0 | 0 | 0 | 0 | 0 | 0 | 0 | 0 | 5 | 0 | 0 | 0 | 0 | 0 | 0 | 0 | 1 | 0 |  | 0 | 0 | 0 | 0 | 0 | 0 | 0 | 0 | 0 | 0 | 0 | 1 | 0 | 0 | 0 | 0 | 0 | 0 | 0 |  | 1 | 1 | 1 | 1 | 1 | 3 | 1 | 1 | 1 | 1 | 1 | 1
PG&E NGBA | Fern Road | 500 | 0 | 0 | 0 | 0 | 0 | 0 | 0 | 0 | 0 | 0 | 0 | 0 | 0 | 0 | 0 | 0 | 0 | 0 | 0 | 0 |  | 0 | 0 | 0 | 0 | 0 | 0 | 0 | 0 | 0 | 0 | 0 | 0 | 0 | 0 | 0 | 0 | 0 | 0 | 0 | 0 | 0 |  | 0 | 0 | 0 | 0 | 0 | 0 | 0 | 0 | 0 | 0 | 0 | 0 | 0 | 0 | 0 | 0 | 0 | 0 | 0 |  | 1 | 1 | 1 | 1 | 1 | 1 | 1 | 1 | 1 | 1 | 1 | 0
PG&E GBA | Fibreboard (SPI Sonora) | 115 | 0 | 0 | 0 | 0 | 0 | 0 | 0 | 0 | 0 | 0 | 0 | 0 | 0 | 0 | 0 | 0 | 0 | 0 | 0 | 0 |  | 0 | 0 | 0 | 0 | 0 | 0 | 0 | 0 | 0 | 0 | 0 | 0 | 0 | 0 | 0 | 0 | 0 | 0 | 0 | 0 | 0 |  | 0 | 0 | 0 | 0 | 0 | 0 | 0 | 0 | 0 | 0 | 0 | 0 | 0 | 0 | 0 | 0 | 0 | 0 | 0 |  | 1 | 1 | 1 | 1 | 1 | 1 | 1 | 1 | 1 | 1 | 1 | 0
PG&E FRESNO | Figarden | 230 | 0 | 0 | 0 | 0 | 0 | 0 | 0 | 0 | 0 | 0 | 0 | 0 | 0 | 0 | 0 | 0 | 0 | 0 | 0 | 0 |  | 0 | 0 | 0 | 0 | 0 | 0 | 0 | 0 | 0 | 0 | 0 | 0 | 0 | 0 | 0 | 0 | 0 | 0 | 0 | 0 | 1 |  | 0 | 0 | 0 | 0 | 0 | 0 | 0 | 0 | 0 | 0 | 0 | 0 | 0 | 0 | 0 | 0 | 0 | 0 | 0 |  | 1 | 1 | 1 | 1 | 1 | 1 | 1 | 1 | 1 | 1 | 1 | 0
PG&E FRESNO | Fink | 230 | 0 | 0 | 0 | 0 | 0 | 0 | 0 | 0 | 0 | 0 | 0 | 0 | 30 | 110 | 140 | 157 | 0 | 157 | 0 | 1 |  | 0 | 0 | 0 | 0 | 0 | 0 | 0 | 0 | 0 | 0 | 0 | 0 | 170 | 0 | 170 | 157 | 30 | 187 | 0 | 1 | 1 |  | 0 | 0 | 0 | 0 | 0 | 0 | 0 | 0 | 0 | 0 | 0 | 0 | 2 | 0 | 1 | 0 | 2 | 1 | 0 |  | 1 | 1 | 1 | 1 | 1 | 1 | 5 | 1 | 5 | 3 | 1 | 1
PG&E NGBA | Fitch Mountain | 60 | 0 | 0 | 0 | 0 | 0 | 0 | 0 | 0 | 0 | 0 | 0 | 0 | 0 | 0 | 0 | 0 | 0 | 0 | 0 | 0 |  | 0 | 0 | 0 | 0 | 0 | 0 | 0 | 0 | 0 | 0 | 0 | 0 | 0 | 0 | 0 | 0 | 0 | 0 | 0 | 0 | 1 |  | 0 | 0 | 0 | 0 | 0 | 0 | 0 | 0 | 0 | 0 | 0 | 0 | 0 | 0 | 0 | 0 | 0 | 0 | 0 |  | 1 | 1 | 1 | 1 | 1 | 1 | 1 | 1 | 1 | 1 | 1 | 0
PG&E GBA | FMC | 115 | 0 | 0 | 0 | 0 | 0 | 0 | 0 | 0 | 0 | 0 | 0 | 0 | 0 | 0 | 0 | 0 | 0 | 0 | 0 | 0 |  | 0 | 0 | 0 | 0 | 0 | 0 | 0 | 0 | 0 | 0 | 0 | 0 | 0 | 0 | 0 | 0 | 0 | 0 | 0 | 0 | 0 |  | 0 | 0 | 0 | 0 | 0 | 0 | 0 | 0 | 0 | 0 | 0 | 0 | 0 | 0 | 0 | 0 | 0 | 0 | 0 |  | 1 | 1 | 1 | 1 | 1 | 1 | 1 | 1 | 1 | 1 | 1 | 0
PG&E GBA | Fremont | 115 | 0 | 0 | 0 | 0 | 0 | 0 | 0 | 0 | 0 | 0 | 0 | 0 | 0 | 0 | 0 | 0 | 0 | 0 | 0 | 0 |  | 0 | 0 | 0 | 0 | 0 | 0 | 0 | 0 | 0 | 0 | 0 | 0 | 0 | 0 | 0 | 0 | 0 | 0 | 0 | 0 | 1 |  | 0 | 0 | 0 | 0 | 0 | 0 | 0 | 0 | 0 | 0 | 0 | 0 | 0 | 0 | 0 | 0 | 0 | 0 | 0 |  | 1 | 1 | 1 | 1 | 1 | 1 | 1 | 1 | 1 | 1 | 1 | 0
PG&E GBA | French Camp | 60 | 0 | 0 | 0 | 0 | 0 | 0 | 0 | 0 | 0 | 0 | 0 | 0 | 0 | 0 | 0 | 0 | 0 | 0 | 0 | 0 |  | 0 | 0 | 0 | 0 | 0 | 0 | 0 | 0 | 0 | 0 | 0 | 0 | 0 | 0 | 0 | 0 | 0 | 0 | 0 | 0 | 1 |  | 0 | 0 | 0 | 0 | 0 | 0 | 0 | 0 | 0 | 0 | 0 | 0 | 0 | 0 | 0 | 0 | 0 | 0 | 0 |  | 1 | 1 | 1 | 1 | 1 | 1 | 1 | 1 | 1 | 1 | 1 | 0
PG&E GBA | Frogtown | 115 | 0 | 0 | 0 | 0 | 0 | 0 | 0 | 0 | 0 | 0 | 0 | 0 | 0 | 0 | 0 | 0 | 0 | 0 | 0 | 0 |  | 0 | 0 | 0 | 0 | 0 | 0 | 0 | 0 | 0 | 0 | 0 | 0 | 0 | 0 | 0 | 0 | 0 | 0 | 0 | 0 | 0 |  | 0 | 0 | 0 | 0 | 0 | 0 | 0 | 0 | 0 | 0 | 0 | 0 | 0 | 0 | 0 | 0 | 0 | 0 | 0 |  | 1 | 1 | 1 | 1 | 1 | 1 | 1 | 1 | 1 | 1 | 1 | 0
PG&E NGBA | Fulton | 115 | 0 | 0 | 0 | 0 | 0 | 0 | 0 | 0 | 0 | 0 | 0 | 0 | 0 | 0 | 0 | 0 | 0 | 0 | 0 | 0 |  | 0 | 2 | 0 | 0 | 0 | 0 | 0 | 0 | 0 | 0 | 0 | 0 | 0 | 0 | 0 | 0 | 0 | 0 | 0 | 1 | 2 |  | 0 | 2 | 0 | 0 | 0 | 0 | 0 | 0 | 0 | 0 | 0 | 0 | 0 | 0 | 0 | 0 | 0 | 0 | 0 |  | 1 | 5 | 1 | 1 | 1 | 1 | 1 | 1 | 1 | 1 | 1 | 1
PG&E NGBA | Fulton | 230 | 54 | 0 | 0 | 0 | 0 | 0 | 0 | 0 | 0 | 0 | 0 | 0 | 0 | 0 | 0 | 38 | 0 | 38 | 0 | 1 |  | 17 | 0 | 0 | 0 | 0 | 0 | 0 | 0 | 0 | 0 | 0 | 0 | 0 | 0 | 0 | 38 | 0 | 38 | 0 | 1 | 1 |  | 0 | 0 | 0 | 0 | 0 | 0 | 0 | 0 | 0 | 0 | 0 | 0 | 0 | 0 | 0 | 0 | 0 | 0 | 0 |  | 1 | 1 | 1 | 1 | 1 | 1 | 1 | 1 | 1 | 1 | 1 | 0
PG&E NGBA | Fulton | 60 | 0 | 0 | 0 | 0 | 0 | 0 | 0 | 0 | 0 | 0 | 0 | 0 | 0 | 0 | 0 | 0 | 0 | 0 | 0 | 0 |  | 0 | 0 | 0 | 0 | 0 | 0 | 0 | 0 | 0 | 0 | 0 | 0 | 0 | 0 | 0 | 0 | 0 | 0 | 0 | 0 | 1 |  | 0 | 0 | 0 | 0 | 0 | 0 | 0 | 0 | 0 | 0 | 0 | 0 | 0 | 0 | 0 | 0 | 0 | 0 | 0 |  | 1 | 1 | 1 | 1 | 1 | 1 | 1 | 1 | 1 | 1 | 1 | 0
PG&E KERN | Ganso | 115 | 0 | 0.5 | 0 | 0 | 0 | 0 | 0 | 0 | 0 | 0 | 0 | 1.5 | 0 | 0 | 0 | 0 | 0 | 0 | 0 | 1 |  | 0 | 1 | 0 | 0 | 0 | 0 | 0 | 0 | 0 | 0 | 0 | 1.5 | 0 | 0 | 0 | 0 | 0 | 0 | 0 | 1 | 0 |  | 0 | 2 | 0 | 0 | 0 | 0 | 0 | 0 | 0 | 0 | 0 | 0 | 0 | 0 | 0 | 0 | 0 | 0 | 0 |  | 1 | 4 | 1 | 1 | 1 | 1 | 1 | 1 | 1 | 1 | 1 | 1
PG&E FRESNO | Gates | 230 | 0 | 0 | 0 | 0 | 0 | 0 | 0 | 0 | 0 | 0 | 0 | 3 | 859.5 | 1010.5 | 1870 | 753.25 | 260 | 1013.25 | 0 | 1 |  | 0 | 0 | 0 | 0 | 0 | 0 | 0 | 0 | 0 | 0 | 0 | 4.59 | 1026.5 | 618.5 | 1645 | 763.131 | 232 | 995.131 | 0 | 1 | 1 |  | 0 | 0 | 0 | 0 | 0 | 0 | 0 | 0 | 0 | 0 | 0 | 2 | 1 | 0 | 0 | 0 | 0 | 0 | 0 |  | 1 | 1 | 1 | 1 | 1 | 5 | 3 | 1 | 1 | 1 | 1 | 1
PG&E FRESNO | Gates | 500 | 0 | 0 | 0 | 0 | 0 | 0 | 0 | 0 | 0 | 0 | 0 | 0 | 0 | 0 | 0 | 190 | 35 | 225 | 0 | 1 |  | 0 | 0 | 0 | 0 | 0 | 0 | 0 | 0 | 0 | 0 | 0 | 0 | 0 | 0 | 0 | 0 | 0 | 0 | 0 | 0 | 1 |  | 0 | 0 | 0 | 0 | 0 | 0 | 0 | 0 | 0 | 0 | 0 | 0 | 0 | 0 | 0 | 0 | 0 | 0 | 0 |  | 1 | 1 | 1 | 1 | 1 | 1 | 1 | 1 | 1 | 1 | 1 | 0
PG&E NGBA | Geysers 12 | 230 | 0 | 0 | 0 | 0 | 0 | 0 | 0 | 0 | 0 | 0 | 0 | 0 | 0 | 0 | 0 | 0 | 0 | 0 | 0 | 0 |  | 63 | 0 | 0 | 0 | 0 | 0 | 0 | 0 | 0 | 0 | 0 | 0 | 0 | 0 | 0 | 0 | 0 | 0 | 0 | 1 | 1 |  | 2 | 0 | 0 | 0 | 0 | 0 | 0 | 0 | 0 | 0 | 0 | 0 | 0 | 0 | 0 | 0 | 0 | 0 | 0 |  | 5 | 1 | 1 | 1 | 1 | 1 | 1 | 1 | 1 | 1 | 1 | 1
PG&E NGBA | Geysers 17 | 230 | 19.5 | 0 | 0 | 0 | 0 | 0 | 0 | 0 | 0 | 0 | 0 | 0 | 0 | 0 | 0 | 0 | 0 | 0 | 0 | 1 |  | 0 | 0 | 0 | 0 | 0 | 0 | 0 | 0 | 0 | 0 | 0 | 0 | 0 | 0 | 0 | 0 | 0 | 0 | 0 | 0 | 1 |  | 0 | 0 | 0 | 0 | 0 | 0 | 0 | 0 | 0 | 0 | 0 | 0 | 0 | 0 | 0 | 0 | 0 | 0 | 0 |  | 1 | 1 | 1 | 1 | 1 | 1 | 1 | 1 | 1 | 1 | 1 | 0
PG&E NGBA | Geysers 3 | 115 | 0 | 0 | 0 | 0 | 0 | 0 | 0 | 0 | 0 | 0 | 0 | 0 | 0 | 0 | 0 | 0 | 0 | 0 | 0 | 0 |  | 0 | 0 | 0 | 0 | 0 | 0 | 0 | 0 | 0 | 0 | 0 | 0 | 0 | 0 | 0 | 0 | 0 | 0 | 0 | 0 | 1 |  | 0 | 0 | 0 | 0 | 0 | 0 | 0 | 0 | 0 | 0 | 0 | 0 | 0 | 0 | 0 | 0 | 0 | 0 | 0 |  | 1 | 1 | 1 | 1 | 1 | 1 | 1 | 1 | 1 | 1 | 1 | 0
PG&E NGBA | Glenn | 230 | 0 | 0 | 166.5 | 36 | 202.5 | 0 | 0 | 0 | 0 | 0 | 0 | 0 | 100 | 170 | 270 | 0 | 60 | 60 | 0 | 1 |  | 0 | 4 | 233 | 100 | 333 | 0 | 0 | 0 | 0 | 0 | 0 | 0 | 0 | 0 | 0 | 0 | 0 | 0 | 0 | 1 | 0 |  | 0 | 2 | 1 | 2 | 2 | 0 | 0 | 0 | 0 | 0 | 0 | 0 | 0 | 0 | 0 | 0 | 0 | 0 | 0 |  | 1 | 4 | 4 | 1 | 1 | 1 | 1 | 1 | 1 | 1 | 1 | 1
PG&E NGBA | Glenn | 60 | 0 | 0 | 0 | 0 | 0 | 0 | 0 | 0 | 0 | 0 | 0 | 0 | 0 | 0 | 0 | 0 | 0 | 0 | 0 | 0 |  | 0 | 0 | 0 | 0 | 0 | 0 | 0 | 0 | 0 | 0 | 0 | 0 | 0 | 0 | 0 | 0 | 0 | 0 | 0 | 0 | 0 |  | 0 | 0 | 0 | 0 | 0 | 0 | 0 | 0 | 0 | 0 | 0 | 0 | 0 | 0 | 0 | 0 | 0 | 0 | 0 |  | 1 | 1 | 1 | 1 | 1 | 1 | 1 | 1 | 1 | 1 | 1 | 0
PG&E NGBA | Gold Hill | 115 | 0 | 0 | 0 | 0 | 0 | 0 | 0 | 0 | 0 | 0 | 0 | 0 | 0 | 0 | 0 | 0 | 0 | 0 | 0 | 0 |  | 0 | 0 | 0 | 0 | 0 | 0 | 0 | 0 | 0 | 0 | 0 | 0 | 0 | 0 | 0 | 0 | 0 | 0 | 0 | 0 | 0 |  | 0 | 0 | 0 | 0 | 0 | 0 | 0 | 0 | 0 | 0 | 0 | 0 | 0 | 0 | 0 | 0 | 0 | 0 | 0 |  | 1 | 1 | 1 | 1 | 1 | 1 | 1 | 1 | 1 | 1 | 1 | 0
PG&E NGBA | Gold Hill | 230 | 0 | 0 | 0 | 0 | 0 | 0 | 0 | 0 | 0 | 0 | 0 | 0 | 0 | 0 | 0 | 0 | 0 | 0 | 0 | 0 |  | 0 | 0 | 0 | 0 | 0 | 0 | 0 | 0 | 0 | 0 | 0 | 0 | 0 | 0 | 0 | 50 | 0 | 50 | 0 | 1 | 0 |  | 0 | 0 | 0 | 0 | 0 | 0 | 0 | 0 | 0 | 0 | 0 | 0 | 0 | 0 | 0 | 2 | 0 | 2 | 0 |  | 1 | 1 | 1 | 1 | 1 | 1 | 1 | 4 | 1 | 4 | 1 | 1
SCE Northern | Goleta | 230 | 0 | 0 | 0 | 0 | 0 | 0 | 0 | 0 | 0 | 0 | 0 | 0 | 0 | 0 | 0 | 70 | 0 | 70 | 0 | 1 |  | 0 | 1 | 0 | 0 | 0 | 0 | 0 | 0 | 0 | 0 | 0 | 0 | 0 | 0 | 0 | 70 | 0 | 70 | 0 | 1 | 0 |  | 0 | 2 | 0 | 0 | 0 | 0 | 0 | 0 | 0 | 0 | 0 | 0 | 0 | 0 | 0 | 0 | 0 | 0 | 0 |  | 1 | 4 | 1 | 1 | 1 | 1 | 1 | 1 | 1 | 1 | 1 | 1
SCE Metro | Goodrich | 230 | 0 | 0 | 0 | 0 | 0 | 0 | 0 | 0 | 0 | 0 | 0 | 0 | 0 | 0 | 0 | 0 | 0 | 0 | 0 | 0 |  | 0 | 0 | 0 | 0 | 0 | 0 | 0 | 0 | 0 | 0 | 0 | 0 | 0 | 0 | 0 | 0 | 0 | 0 | 0 | 0 | 0 |  | 0 | 0 | 0 | 0 | 0 | 0 | 0 | 0 | 0 | 0 | 0 | 0 | 0 | 0 | 0 | 0 | 0 | 0 | 0 |  | 1 | 1 | 1 | 1 | 1 | 1 | 1 | 1 | 1 | 1 | 1 | 0
PG&E KERN | Goose Lake | 115 | 0 | 3 | 0 | 0 | 0 | 0 | 0 | 0 | 0 | 0 | 0 | 0 | 0 | 0 | 0 | 0 | 0 | 0 | 0 | 1 |  | 0 | 0 | 0 | 0 | 0 | 0 | 0 | 0 | 0 | 0 | 0 | 0 | 0 | 0 | 0 | 0 | 0 | 0 | 0 | 0 | 0 |  | 0 | 0 | 0 | 0 | 0 | 0 | 0 | 0 | 0 | 0 | 0 | 0 | 0 | 0 | 0 | 0 | 0 | 0 | 0 |  | 1 | 1 | 1 | 1 | 1 | 1 | 1 | 1 | 1 | 1 | 1 | 0
SCE Metro | Gould | 230 | 0 | 0 | 0 | 0 | 0 | 0 | 0 | 0 | 0 | 0 | 0 | 0 | 0 | 0 | 0 | 0 | 0 | 0 | 0 | 0 |  | 0 | 0 | 0 | 0 | 0 | 0 | 0 | 0 | 0 | 0 | 0 | 0 | 0 | 0 | 0 | 0 | 0 | 0 | 0 | 0 | 0 |  | 0 | 0 | 0 | 0 | 0 | 0 | 0 | 0 | 0 | 0 | 0 | 0 | 0 | 0 | 0 | 0 | 0 | 0 | 0 |  | 1 | 1 | 1 | 1 | 1 | 1 | 1 | 1 | 1 | 1 | 1 | 0
PG&E NGBA | Grand Island | 115 | 0 | 0 | 0 | 0 | 0 | 0 | 0 | 0 | 0 | 0 | 0 | 2.73 | 0 | 0 | 0 | 0 | 0 | 0 | 0 | 1 |  | 0 | 0 | 0 | 0 | 0 | 0 | 0 | 0 | 0 | 0 | 0 | 0 | 0 | 0 | 0 | 0 | 0 | 0 | 0 | 0 | 0 |  | 0 | 0 | 0 | 0 | 0 | 0 | 0 | 0 | 0 | 0 | 0 | 0 | 0 | 0 | 0 | 0 | 0 | 0 | 0 |  | 1 | 1 | 1 | 1 | 1 | 1 | 1 | 1 | 1 | 1 | 1 | 0
SDGE | Granite | 69 | 0 | 0 | 0 | 0 | 0 | 0 | 0 | 0 | 0 | 0 | 0 | 0 | 0 | 0 | 0 | 4.5 | 0 | 4.5 | 0 | 1 |  | 0 | 0 | 0 | 0 | 0 | 0 | 0 | 0 | 0 | 0 | 0 | 0 | 0 | 0 | 0 | 0 | 0 | 0 | 0 | 0 | 2 |  | 0 | 0 | 0 | 0 | 0 | 0 | 0 | 0 | 0 | 0 | 0 | 0 | 0 | 0 | 0 | 0 | 0 | 0 | 0 |  | 1 | 1 | 1 | 1 | 1 | 1 | 1 | 1 | 1 | 1 | 1 | 0
PG&E GBA | Grant | 115 | 0 | 0 | 0 | 0 | 0 | 0 | 0 | 0 | 0 | 0 | 0 | 0 | 0 | 0 | 0 | 0 | 0 | 0 | 0 | 0 |  | 0 | 0 | 0 | 0 | 0 | 0 | 0 | 0 | 0 | 0 | 0 | 0 | 0 | 0 | 0 | 0 | 0 | 0 | 0 | 0 | 1 |  | 0 | 0 | 0 | 0 | 0 | 0 | 0 | 0 | 0 | 0 | 0 | 0 | 0 | 0 | 0 | 0 | 0 | 0 | 0 |  | 1 | 1 | 1 | 1 | 1 | 1 | 1 | 1 | 1 | 1 | 1 | 0
PG&E GBA | Green Valley | 115 | 0 | 1.1 | 0 | 0 | 0 | 0 | 0 | 0 | 0 | 0 | 0 | 0 | 0 | 0 | 0 | 0 | 0 | 0 | 0 | 1 |  | 0 | 0 | 0 | 0 | 0 | 0 | 0 | 0 | 0 | 0 | 0 | 0 | 0 | 0 | 0 | 0 | 0 | 0 | 0 | 0 | 1 |  | 0 | 0 | 0 | 0 | 0 | 0 | 0 | 0 | 0 | 0 | 0 | 0 | 0 | 0 | 0 | 0 | 0 | 0 | 0 |  | 1 | 1 | 1 | 1 | 1 | 1 | 1 | 1 | 1 | 1 | 1 | 0
PG&E NGBA | Greenleaf 1 | 115 | 0 | 0 | 0 | 0 | 0 | 0 | 0 | 0 | 0 | 0 | 0 | 0 | 0 | 0 | 0 | 0 | 0 | 0 | 0 | 0 |  | 0 | 0 | 0 | 0 | 0 | 0 | 0 | 0 | 0 | 0 | 0 | 0 | 0 | 0 | 0 | 0 | 0 | 0 | 0 | 0 | 0 |  | 0 | 0 | 0 | 0 | 0 | 0 | 0 | 0 | 0 | 0 | 0 | 0 | 0 | 0 | 0 | 0 | 0 | 0 | 0 |  | 1 | 1 | 1 | 1 | 1 | 1 | 1 | 1 | 1 | 1 | 1 | 0
PG&E FRESNO | Gregg | 230 | 0 | 0 | 170 | 20 | 190 | 0 | 0 | 0 | 0 | 0 | 0 | 0 | 0 | 0 | 0 | 0 | 0 | 0 | 140 | 1 |  | 0 | 0 | 105 | 35 | 140 | 0 | 0 | 0 | 0 | 0 | 0 | 0 | 0 | 0 | 0 | 0 | 0 | 0 | 130 | 1 | 1 |  | 0 | 0 | 0 | 2 | 0 | 0 | 0 | 0 | 0 | 0 | 0 | 0 | 0 | 0 | 0 | 0 | 0 | 0 | 0 |  | 1 | 1 | 1 | 1 | 1 | 1 | 1 | 1 | 1 | 1 | 1 | 0
PG&E FRESNO | Grimmway-Malaga | 115 | 0 | 0 | 0 | 0 | 0 | 0 | 0 | 0 | 0 | 0 | 0 | 0 | 0 | 0 | 0 | 0 | 0 | 0 | 0 | 0 |  | 0 | 0 | 0 | 0 | 0 | 0 | 0 | 0 | 0 | 0 | 0 | 2.4 | 0 | 0 | 0 | 0 | 0 | 0 | 0 | 1 | 1 |  | 0 | 0 | 0 | 0 | 0 | 0 | 0 | 0 | 0 | 0 | 0 | 2 | 0 | 0 | 0 | 0 | 0 | 0 | 0 |  | 1 | 1 | 1 | 1 | 1 | 5 | 1 | 1 | 1 | 1 | 1 | 1
PG&E NGBA | Grizzly | 230 | 0 | 0 | 0 | 0 | 0 | 0 | 0 | 0 | 0 | 0 | 0 | 0 | 0 | 0 | 0 | 0 | 0 | 0 | 0 | 0 |  | 0 | 0 | 0 | 0 | 0 | 0 | 0 | 0 | 0 | 0 | 0 | 0 | 0 | 0 | 0 | 0 | 0 | 0 | 0 | 0 | 0 |  | 0 | 0 | 0 | 0 | 0 | 0 | 0 | 0 | 0 | 0 | 0 | 0 | 0 | 0 | 0 | 0 | 0 | 0 | 0 |  | 1 | 1 | 1 | 1 | 1 | 1 | 1 | 1 | 1 | 1 | 1 | 0
PG&E FRESNO | Guernsey | 70 | 0 | 0 | 0 | 0 | 0 | 0 | 0 | 0 | 0 | 0 | 0 | 7.5 | 0 | 0 | 0 | 0 | 0 | 0 | 0 | 1 |  | 0 | 0 | 0 | 0 | 0 | 0 | 0 | 0 | 0 | 0 | 0 | 0 | 0 | 0 | 0 | 0 | 0 | 0 | 0 | 0 | 1 |  | 0 | 0 | 0 | 0 | 0 | 0 | 0 | 0 | 0 | 0 | 0 | 0 | 0 | 0 | 0 | 0 | 0 | 0 | 0 |  | 1 | 1 | 1 | 1 | 1 | 1 | 1 | 1 | 1 | 1 | 1 | 0
PG&E FRESNO | GWF Hanford | 115 | 0 | 0 | 0 | 0 | 0 | 0 | 0 | 0 | 0 | 0 | 0 | 0 | 0 | 0 | 0 | 131.4 | 0 | 131.4 | 0 | 1 |  | 0 | 0 | 0 | 0 | 0 | 0 | 0 | 0 | 0 | 0 | 0 | 0 | 0 | 0 | 0 | 32 | 0 | 32 | 0 | 1 | 1 |  | 0 | 0 | 0 | 0 | 0 | 0 | 0 | 0 | 0 | 0 | 0 | 0 | 0 | 0 | 0 | 0 | 0 | 0 | 0 |  | 1 | 1 | 1 | 1 | 1 | 1 | 1 | 1 | 1 | 1 | 1 | 0
PG&E FRESNO | Haas | 230 | 0 | 0 | 0 | 0 | 0 | 0 | 0 | 0 | 0 | 0 | 0 | 0 | 0 | 0 | 0 | 0 | 0 | 0 | 0 | 0 |  | 0 | 0 | 0 | 0 | 0 | 0 | 0 | 0 | 0 | 0 | 0 | 0 | 0 | 0 | 0 | 0 | 0 | 0 | 0 | 0 | 1 |  | 0 | 0 | 0 | 0 | 0 | 0 | 0 | 0 | 0 | 0 | 0 | 0 | 0 | 0 | 0 | 0 | 0 | 0 | 0 |  | 1 | 1 | 1 | 1 | 1 | 1 | 1 | 1 | 1 | 1 | 1 | 0
PG&E FRESNO | Hammonds | 115 | 0 | 0 | 0 | 0 | 0 | 0 | 0 | 0 | 0 | 0 | 0 | 0 | 0 | 0 | 0 | 0 | 0 | 0 | 0 | 0 |  | 0 | 0 | 0 | 0 | 0 | 0 | 0 | 0 | 0 | 0 | 0 | 0 | 0 | 0 | 0 | 0 | 0 | 0 | 0 | 0 | 1 |  | 0 | 0 | 0 | 0 | 0 | 0 | 0 | 0 | 0 | 0 | 0 | 0 | 0 | 0 | 0 | 0 | 0 | 0 | 0 |  | 1 | 1 | 1 | 1 | 1 | 1 | 1 | 1 | 1 | 1 | 1 | 0
SCE Metro | HarborGen | 230 | 0 | 0 | 0 | 0 | 0 | 0 | 0 | 0 | 0 | 0 | 0 | 0 | 0 | 0 | 0 | 0 | 0 | 0 | 0 | 0 |  | 0 | 0 | 0 | 0 | 0 | 0 | 0 | 0 | 0 | 0 | 0 | 0 | 0 | 0 | 0 | 0 | 0 | 0 | 0 | 0 | 0 |  | 0 | 0 | 0 | 0 | 0 | 0 | 0 | 0 | 0 | 0 | 0 | 0 | 0 | 0 | 0 | 0 | 0 | 0 | 0 |  | 1 | 1 | 1 | 1 | 1 | 1 | 1 | 1 | 1 | 1 | 1 | 0
PG&E NGBA | Harris | 60 | 0 | 0 | 0 | 0 | 0 | 0 | 0 | 0 | 0 | 0 | 0 | 0 | 0 | 0 | 0 | 0 | 0 | 0 | 0 | 0 |  | 0 | 0 | 0 | 0 | 0 | 0 | 0 | 0 | 0 | 0 | 0 | 0 | 0 | 0 | 0 | 0 | 0 | 0 | 0 | 0 | 0 |  | 0 | 0 | 0 | 0 | 0 | 0 | 0 | 0 | 0 | 0 | 0 | 0 | 0 | 0 | 0 | 0 | 0 | 0 | 0 |  | 1 | 1 | 1 | 1 | 1 | 1 | 1 | 1 | 1 | 1 | 1 | 0
EOP | Harry Allen | 500 | 0 | 0 | 0 | 0 | 0 | 1100 | 0 | 1100 | 0 | 0 | 0 | 0 | 0 | 0 | 0 | 0 | 0 | 0 | 0 | 1 |  | 0 | 0 | 0 | 0 | 0 | 1060 | 0 | 1060 | 0 | 0 | 0 | 0 | 0 | 0 | 0 | 0 | 0 | 0 | 0 | 1 | 1 |  | 0 | 0 | 0 | 0 | 0 | 0 | 0 | 0 | 0 | 0 | 0 | 0 | 0 | 0 | 0 | 0 | 0 | 0 | 0 |  | 1 | 1 | 1 | 1 | 1 | 1 | 1 | 1 | 1 | 1 | 1 | 0
PG&E NGBA | Hartley | 60 | 0 | 0 | 0 | 0 | 0 | 0 | 0 | 0 | 0 | 0 | 0 | 0 | 0 | 0 | 0 | 0 | 0 | 0 | 0 | 0 |  | 0 | 0 | 0 | 0 | 0 | 0 | 0 | 0 | 0 | 0 | 0 | 0 | 0 | 0 | 0 | 0 | 0 | 0 | 0 | 0 | 1 |  | 0 | 0 | 0 | 0 | 0 | 0 | 0 | 0 | 0 | 0 | 0 | 0 | 0 | 0 | 0 | 0 | 0 | 0 | 0 |  | 1 | 1 | 1 | 1 | 1 | 1 | 1 | 1 | 1 | 1 | 1 | 0
SCE NOL | Harvard | 115 | 0 | 0 | 0 | 0 | 0 | 0 | 0 | 0 | 0 | 0 | 0 | 0 | 0 | 0 | 0 | 0 | 0 | 0 | 0 | 0 |  | 0 | 0 | 0 | 0 | 0 | 0 | 0 | 0 | 0 | 0 | 0 | 0 | 0 | 0 | 0 | 0 | 0 | 0 | 0 | 0 | 3 |  | 0 | 0 | 0 | 0 | 0 | 0 | 0 | 0 | 0 | 0 | 0 | 0 | 0 | 0 | 0 | 0 | 0 | 0 | 0 |  | 1 | 1 | 1 | 1 | 1 | 1 | 1 | 1 | 1 | 1 | 1 | 0
SDGE | Hassayampa | 500 | 0 | 0 | 0 | 0 | 0 | 0 | 0 | 0 | 0 | 0 | 0 | 0 | 300 | 380 | 680 | 95 | 90 | 185 | 0 | 1 |  | 0 | 0 | 0 | 0 | 0 | 0 | 0 | 0 | 0 | 0 | 0 | 0 | 250 | 0 | 250 | 10 | 0 | 10 | 0 | 1 | 2 |  | 0 | 0 | 0 | 0 | 0 | 0 | 0 | 0 | 0 | 0 | 0 | 0 | 0 | 0 | 0 | 0 | 0 | 0 | 0 |  | 1 | 1 | 1 | 1 | 1 | 1 | 1 | 1 | 1 | 1 | 1 | 0
PG&E FRESNO | Helm | 230 | 0 | 0 | 0 | 0 | 0 | 0 | 0 | 0 | 0 | 0 | 0 | 0 | 100 | 200 | 300 | 0 | 80 | 80 | 0 | 1 |  | 0 | 0 | 0 | 0 | 0 | 0 | 0 | 0 | 0 | 0 | 0 | 0 | 20 | 135 | 155 | 0 | 80 | 80 | 0 | 1 | 1 |  | 0 | 0 | 0 | 0 | 0 | 0 | 0 | 0 | 0 | 0 | 0 | 0 | 0 | 0 | 0 | 0 | 0 | 0 | 0 |  | 1 | 1 | 1 | 1 | 1 | 1 | 1 | 1 | 1 | 1 | 1 | 0
PG&E FRESNO | Helm | 70 | 0 | 0 | 0 | 0 | 0 | 0 | 0 | 0 | 0 | 0 | 0 | 0 | 0 | 0 | 0 | 0 | 0 | 0 | 0 | 0 |  | 0 | 0 | 0 | 0 | 0 | 0 | 0 | 0 | 0 | 0 | 0 | 0 | 0 | 0 | 0 | 0 | 0 | 0 | 0 | 0 | 1 |  | 0 | 0 | 0 | 0 | 0 | 0 | 0 | 0 | 0 | 0 | 0 | 0 | 0 | 0 | 0 | 0 | 0 | 0 | 0 |  | 1 | 1 | 1 | 1 | 1 | 1 | 1 | 1 | 1 | 1 | 1 | 0
PG&E FRESNO | Henrietta | 115 | 0 | 0 | 0 | 0 | 0 | 0 | 0 | 0 | 0 | 0 | 0 | 0 | 0 | 0 | 0 | 0 | 0 | 0 | 0 | 0 |  | 0 | 0 | 0 | 0 | 0 | 0 | 0 | 0 | 0 | 0 | 0 | 0 | 0 | 0 | 0 | 0 | 0 | 0 | 0 | 0 | 1 |  | 0 | 0 | 0 | 0 | 0 | 0 | 0 | 0 | 0 | 0 | 0 | 0 | 0 | 0 | 0 | 0 | 0 | 0 | 0 |  | 1 | 1 | 1 | 1 | 1 | 1 | 1 | 1 | 1 | 1 | 1 | 0
PG&E FRESNO | Henrietta | 230 | 0 | 0 | 0 | 0 | 0 | 0 | 0 | 0 | 0 | 0 | 0 | 0 | 100 | 200 | 300 | 0 | 80 | 80 | 0 | 1 |  | 0 | 0 | 0 | 0 | 0 | 0 | 0 | 0 | 0 | 0 | 0 | 3 | 115 | 190 | 305 | 40 | 50 | 90 | 0 | 1 | 0 |  | 0 | 0 | 0 | 0 | 0 | 0 | 0 | 0 | 0 | 0 | 0 | 2 | 1 | 0 | 0 | 2 | 0 | 1 | 0 |  | 1 | 1 | 1 | 1 | 1 | 4 | 3 | 4 | 1 | 3 | 1 | 1
PG&E FRESNO | Henrietta | 70 | 0 | 0 | 0 | 0 | 0 | 0 | 0 | 0 | 0 | 0 | 0 | 3 | 0 | 0 | 0 | 173.2 | 0 | 173.2 | 0 | 1 |  | 0 | 0 | 0 | 0 | 0 | 0 | 0 | 0 | 0 | 0 | 0 | 0 | 0 | 0 | 0 | 0 | 0 | 0 | 0 | 0 | 1 |  | 0 | 0 | 0 | 0 | 0 | 0 | 0 | 0 | 0 | 0 | 0 | 0 | 0 | 0 | 0 | 0 | 0 | 0 | 0 |  | 1 | 1 | 1 | 1 | 1 | 1 | 1 | 1 | 1 | 1 | 1 | 0
PG&E FRESNO | Herndon | 115 | 0 | 0 | 0 | 0 | 0 | 0 | 0 | 0 | 0 | 0 | 0 | 0 | 0 | 0 | 0 | 0 | 0 | 0 | 0 | 0 |  | 0 | 0 | 0 | 0 | 0 | 0 | 0 | 0 | 0 | 0 | 0 | 0 | 0 | 0 | 0 | 0 | 0 | 0 | 0 | 0 | 1 |  | 0 | 0 | 0 | 0 | 0 | 0 | 0 | 0 | 0 | 0 | 0 | 0 | 0 | 0 | 0 | 0 | 0 | 0 | 0 |  | 1 | 1 | 1 | 1 | 1 | 1 | 1 | 1 | 1 | 1 | 1 | 0
PG&E FRESNO | Herndon | 230 | 0 | 0 | 0 | 0 | 0 | 0 | 0 | 0 | 0 | 0 | 0 | 0 | 0 | 0 | 0 | 0 | 0 | 0 | 0 | 0 |  | 0 | 0 | 0 | 0 | 0 | 0 | 0 | 0 | 0 | 0 | 0 | 0 | 0 | 0 | 0 | 0 | 0 | 0 | 0 | 0 | 1 |  | 0 | 0 | 0 | 0 | 0 | 0 | 0 | 0 | 0 | 0 | 0 | 0 | 0 | 0 | 0 | 0 | 0 | 0 | 0 |  | 1 | 1 | 1 | 1 | 1 | 1 | 1 | 1 | 1 | 1 | 1 | 0
PG&E GBA | Hicks | 230 | 0 | 0 | 0 | 0 | 0 | 0 | 0 | 0 | 0 | 0 | 0 | 0 | 0 | 0 | 0 | 0 | 0 | 0 | 0 | 0 |  | 0 | 0 | 0 | 0 | 0 | 0 | 0 | 0 | 0 | 0 | 0 | 0 | 0 | 0 | 0 | 0 | 0 | 0 | 0 | 0 | 1 |  | 0 | 0 | 0 | 0 | 0 | 0 | 0 | 0 | 0 | 0 | 0 | 0 | 0 | 0 | 0 | 0 | 0 | 0 | 0 |  | 1 | 1 | 1 | 1 | 1 | 1 | 1 | 1 | 1 | 1 | 1 | 0
PG&E NGBA | Higgins | 115 | 0 | 0 | 0 | 0 | 0 | 0 | 0 | 0 | 0 | 0 | 0 | 0 | 0 | 0 | 0 | 0 | 0 | 0 | 0 | 0 |  | 0 | 15 | 0 | 0 | 0 | 0 | 0 | 0 | 0 | 0 | 0 | 0 | 0 | 0 | 0 | 0 | 0 | 0 | 0 | 1 | 0 |  | 0 | 2 | 0 | 0 | 0 | 0 | 0 | 0 | 0 | 0 | 0 | 0 | 0 | 0 | 0 | 0 | 0 | 0 | 0 |  | 1 | 4 | 1 | 1 | 1 | 1 | 1 | 1 | 1 | 1 | 1 | 1
PG&E NGBA | Hilltop | 345 | 0 | 0 | 150 | 0 | 150 | 0 | 0 | 0 | 0 | 0 | 0 | 0 | 0 | 0 | 0 | 0 | 0 | 0 | 0 | 1 |  | 0 | 0 | 200 | 0 | 200 | 0 | 0 | 0 | 0 | 0 | 0 | 0 | 0 | 0 | 0 | 0 | 0 | 0 | 0 | 1 | 0 |  | 0 | 0 | 1 | 0 | 1 | 0 | 0 | 0 | 0 | 0 | 0 | 0 | 0 | 0 | 0 | 0 | 0 | 0 | 0 |  | 1 | 1 | 3 | 1 | 1 | 1 | 1 | 1 | 1 | 1 | 1 | 1
SCE Metro | Hinson | 230 | 0 | 5.6 | 0 | 0 | 0 | 0 | 0 | 0 | 0 | 0 | 0 | 3.08 | 0 | 0 | 0 | 525 | 0 | 525 | 0 | 1 |  | 0 | 5.6 | 0 | 0 | 0 | 0 | 0 | 0 | 0 | 0 | 0 | 2.4 | 0 | 0 | 0 | 250 | 0 | 250 | 0 | 1 | 0 |  | 0 | 0 | 0 | 0 | 0 | 0 | 0 | 0 | 0 | 0 | 0 | 0 | 0 | 0 | 0 | 0 | 0 | 0 | 0 |  | 1 | 1 | 1 | 1 | 1 | 1 | 1 | 1 | 1 | 1 | 1 | 0
PG&E GBA | Hollister | 115 | 0 | 0 | 0 | 0 | 0 | 0 | 0 | 0 | 0 | 0 | 0 | 0 | 0 | 0 | 0 | 0 | 10 | 10 | 0 | 1 |  | 0 | 0 | 0 | 0 | 0 | 0 | 0 | 0 | 0 | 0 | 0 | 0 | 0 | 0 | 0 | 10 | 0 | 10 | 0 | 1 | 0 |  | 0 | 0 | 0 | 0 | 0 | 0 | 0 | 0 | 0 | 0 | 0 | 0 | 0 | 0 | 0 | 2 | 0 | 0 | 0 |  | 1 | 1 | 1 | 1 | 1 | 1 | 1 | 4 | 1 | 1 | 1 | 1
PG&E NGBA | Homestake | 115 | 0 | 0 | 0 | 0 | 0 | 0 | 0 | 0 | 0 | 0 | 0 | 0 | 0 | 0 | 0 | 0 | 0 | 0 | 0 | 0 |  | 0 | 0 | 0 | 0 | 0 | 0 | 0 | 0 | 0 | 0 | 0 | 0 | 0 | 0 | 0 | 0 | 0 | 0 | 0 | 0 | 1 |  | 0 | 0 | 0 | 0 | 0 | 0 | 0 | 0 | 0 | 0 | 0 | 0 | 0 | 0 | 0 | 0 | 0 | 0 | 0 |  | 1 | 1 | 1 | 1 | 1 | 1 | 1 | 1 | 1 | 1 | 1 | 0
PG&E NGBA | Honcut | 115 | 0 | 0 | 0 | 0 | 0 | 0 | 0 | 0 | 0 | 0 | 0 | 0 | 0 | 0 | 0 | 0 | 0 | 0 | 0 | 0 |  | 0 | 2 | 0 | 0 | 0 | 0 | 0 | 0 | 0 | 0 | 0 | 0 | 0 | 0 | 0 | 0 | 0 | 0 | 0 | 1 | 0 |  | 0 | 2 | 0 | 0 | 0 | 0 | 0 | 0 | 0 | 0 | 0 | 0 | 0 | 0 | 0 | 0 | 0 | 0 | 0 |  | 1 | 4 | 1 | 1 | 1 | 1 | 1 | 1 | 1 | 1 | 1 | 1
SDGE | Hoodoo Wash | 500 | 0 | 0 | 0 | 0 | 0 | 0 | 0 | 0 | 0 | 0 | 0 | 0 | 237.5 | 929 | 1166.5 | 547.5 | 50 | 597.5 | 0 | 1 |  | 0 | 0 | 0 | 0 | 0 | 0 | 0 | 0 | 0 | 0 | 0 | 0 | 250 | 875 | 1125 | 400 | 150 | 550 | 0 | 1 | 2 |  | 0 | 0 | 0 | 0 | 0 | 0 | 0 | 0 | 0 | 0 | 0 | 0 | 0 | 0 | 0 | 0 | 2 | 0 | 0 |  | 1 | 1 | 1 | 1 | 1 | 1 | 1 | 1 | 5 | 1 | 1 | 1
PG&E NGBA | Hopland | 115 | 0 | 0 | 0 | 0 | 0 | 0 | 0 | 0 | 0 | 0 | 0 | 0 | 0 | 0 | 0 | 0 | 0 | 0 | 0 | 0 |  | 0 | 0 | 0 | 0 | 0 | 0 | 0 | 0 | 0 | 0 | 0 | 0 | 0 | 0 | 0 | 0 | 0 | 0 | 0 | 0 | 1 |  | 0 | 0 | 0 | 0 | 0 | 0 | 0 | 0 | 0 | 0 | 0 | 0 | 0 | 0 | 0 | 0 | 0 | 0 | 0 |  | 1 | 1 | 1 | 1 | 1 | 1 | 1 | 1 | 1 | 1 | 1 | 0
PG&E NGBA | Hopland | 60 | 0 | 0 | 0 | 0 | 0 | 0 | 0 | 0 | 0 | 0 | 0 | 0 | 0 | 0 | 0 | 0 | 0 | 0 | 0 | 0 |  | 0 | 0 | 0 | 0 | 0 | 0 | 0 | 0 | 0 | 0 | 0 | 0 | 0 | 0 | 0 | 0 | 0 | 0 | 0 | 0 | 1 |  | 0 | 0 | 0 | 0 | 0 | 0 | 0 | 0 | 0 | 0 | 0 | 0 | 0 | 0 | 0 | 0 | 0 | 0 | 0 |  | 1 | 1 | 1 | 1 | 1 | 1 | 1 | 1 | 1 | 1 | 1 | 0
PG&E NGBA | Humboldt | 115 | 0 | 2.5 | 0 | 0 | 0 | 0 | 0 | 0 | 0 | 0 | 0 | 0 | 0 | 0 | 0 | 0 | 0 | 0 | 0 | 1 |  | 0 | 2.5 | 0 | 0 | 0 | 0 | 0 | 0 | 0 | 0 | 0 | 7.969 | 0 | 0 | 0 | 1.25 | 0 | 1.25 | 0 | 1 | 0 |  | 0 | 0 | 0 | 0 | 0 | 0 | 0 | 0 | 0 | 0 | 0 | 2 | 0 | 0 | 0 | 2 | 0 | 2 | 0 |  | 1 | 1 | 1 | 1 | 1 | 4 | 1 | 4 | 1 | 4 | 1 | 1
PG&E NGBA | Humboldt | 60 | 0 | 0 | 0 | 0 | 0 | 0 | 0 | 0 | 0 | 0 | 0 | 1.999 | 0 | 0 | 0 | 17.25 | 0 | 17.25 | 0 | 1 |  | 0 | 0 | 0 | 0 | 0 | 0 | 0 | 0 | 0 | 0 | 0 | 0 | 0 | 0 | 0 | 0 | 0 | 0 | 0 | 0 | 0 |  | 0 | 0 | 0 | 0 | 0 | 0 | 0 | 0 | 0 | 0 | 0 | 0 | 0 | 0 | 0 | 0 | 0 | 0 | 0 |  | 1 | 1 | 1 | 1 | 1 | 1 | 1 | 1 | 1 | 1 | 1 | 0
PG&E NGBA | Humboldt | 500 | 0 | 0 | 0 | 0 | 0 | 0 | 0 | 0 | 1607 | 0 | 1607 | 0 | 0 | 0 | 0 | 0 | 0 | 0 | 0 | 1 |  | 0 | 0 | 0 | 0 | 0 | 0 | 0 | 0 | 1607 | 0 | 1607 | 0 | 0 | 0 | 0 | 0 | 0 | 0 | 0 | 1 | 1 |  | 0 | 0 | 0 | 0 | 0 | 0 | 0 | 0 | 0 | 0 | 0 | 0 | 0 | 0 | 0 | 0 | 0 | 0 | 0 |  | 1 | 1 | 1 | 1 | 1 | 1 | 1 | 1 | 1 | 1 | 1 | 0
SCE Metro | Huntington Beach | 230 | 0 | 0 | 0 | 0 | 0 | 0 | 0 | 0 | 0 | 0 | 0 | 0 | 0 | 0 | 0 | 0 | 0 | 0 | 0 | 0 |  | 0 | 0 | 0 | 0 | 0 | 0 | 0 | 0 | 0 | 0 | 0 | 0 | 0 | 0 | 0 | 0 | 0 | 0 | 0 | 0 | 0 |  | 0 | 0 | 0 | 0 | 0 | 0 | 0 | 0 | 0 | 0 | 0 | 0 | 0 | 0 | 0 | 0 | 0 | 0 | 0 |  | 1 | 1 | 1 | 1 | 1 | 1 | 1 | 1 | 1 | 1 | 1 | 0
PG&E NGBA | Ignacio | 115 | 0 | 0.65 | 0 | 0 | 0 | 0 | 0 | 0 | 0 | 0 | 0 | 0 | 0 | 0 | 0 | 0 | 0 | 0 | 0 | 1 |  | 0 | 0 | 0 | 0 | 0 | 0 | 0 | 0 | 0 | 0 | 0 | 0 | 0 | 0 | 0 | 0 | 0 | 0 | 0 | 0 | 1 |  | 0 | 0 | 0 | 0 | 0 | 0 | 0 | 0 | 0 | 0 | 0 | 0 | 0 | 0 | 0 | 0 | 0 | 0 | 0 |  | 1 | 1 | 1 | 1 | 1 | 1 | 1 | 1 | 1 | 1 | 1 | 0
PG&E NGBA | Ignacio | 230 | 0 | 0 | 0 | 0 | 0 | 0 | 0 | 0 | 0 | 0 | 0 | 0 | 0 | 0 | 0 | 0 | 0 | 0 | 0 | 0 |  | 0 | 0 | 0 | 0 | 0 | 0 | 0 | 0 | 0 | 0 | 0 | 0 | 0 | 0 | 0 | 0 | 0 | 0 | 0 | 0 | 1 |  | 0 | 0 | 0 | 0 | 0 | 0 | 0 | 0 | 0 | 0 | 0 | 0 | 0 | 0 | 0 | 0 | 0 | 0 | 0 |  | 1 | 1 | 1 | 1 | 1 | 1 | 1 | 1 | 1 | 1 | 1 | 0
PG&E NGBA | Ignacio | 60 | 0 | 0 | 0 | 0 | 0 | 0 | 0 | 0 | 0 | 0 | 0 | 0 | 0 | 0 | 0 | 0 | 0 | 0 | 0 | 0 |  | 0 | 0 | 0 | 0 | 0 | 0 | 0 | 0 | 0 | 0 | 0 | 0 | 0 | 0 | 0 | 0 | 0 | 0 | 0 | 0 | 1 |  | 0 | 0 | 0 | 0 | 0 | 0 | 0 | 0 | 0 | 0 | 0 | 0 | 0 | 0 | 0 | 0 | 0 | 0 | 0 |  | 1 | 1 | 1 | 1 | 1 | 1 | 1 | 1 | 1 | 1 | 1 | 0
SDGE | Imperial Beach | 69 | 0 | 0 | 0 | 0 | 0 | 0 | 0 | 0 | 0 | 0 | 0 | 0 | 0 | 0 | 0 | 3 | 0 | 3 | 0 | 1 |  | 0 | 0 | 0 | 0 | 0 | 0 | 0 | 0 | 0 | 0 | 0 | 0 | 0 | 0 | 0 | 0 | 0 | 0 | 0 | 0 | 4 |  | 0 | 0 | 0 | 0 | 0 | 0 | 0 | 0 | 0 | 0 | 0 | 0 | 0 | 0 | 0 | 0 | 0 | 0 | 0 |  | 1 | 1 | 1 | 1 | 1 | 1 | 1 | 1 | 1 | 1 | 1 | 0
SDGE | Imperial Valley | 230 | 100 | 0 | 0 | 0 | 0 | 0 | 0 | 0 | 0 | 0 | 0 | 0 | 100 | 492 | 592 | 578 | 150 | 728 | 0 | 1 |  | 160 | 0 | 0 | 0 | 0 | 0 | 0 | 0 | 0 | 0 | 0 | 0 | 200 | 162 | 362 | 174 | 63 | 237 | 0 | 1 | 6 |  | 2 | 0 | 0 | 0 | 0 | 0 | 0 | 0 | 0 | 0 | 0 | 0 | 2 | 0 | 0 | 0 | 0 | 0 | 0 |  | 5 | 1 | 1 | 1 | 1 | 1 | 5 | 1 | 1 | 1 | 1 | 1
SDGE | Imperial Valley | 500 | 0 | 0 | 0 | 0 | 0 | 0 | 0 | 0 | 0 | 0 | 0 | 0 | 0 | 0 | 0 | 0 | 0 | 0 | 0 | 0 |  | 0 | 0 | 0 | 0 | 0 | 0 | 0 | 0 | 0 | 0 | 0 | 0 | 0 | 0 | 0 | 0 | 0 | 0 | 0 | 0 | 6 |  | 0 | 0 | 0 | 0 | 0 | 0 | 0 | 0 | 0 | 0 | 0 | 0 | 0 | 0 | 0 | 0 | 0 | 0 | 0 |  | 1 | 1 | 1 | 1 | 1 | 1 | 1 | 1 | 1 | 1 | 1 | 0
EOP | Innovation | 138 | 0 | 0 | 0 | 0 | 0 | 0 | 0 | 0 | 0 | 0 | 0 | 0 | 0 | 0 | 0 | 0 | 0 | 0 | 0 | 0 |  | 0 | 0 | 0 | 0 | 0 | 0 | 0 | 0 | 0 | 0 | 0 | 0 | 0 | 0 | 0 | 0 | 0 | 0 | 0 | 0 | 2 |  | 0 | 0 | 0 | 0 | 0 | 0 | 0 | 0 | 0 | 0 | 0 | 0 | 0 | 0 | 0 | 0 | 0 | 0 | 0 |  | 1 | 1 | 1 | 1 | 1 | 1 | 1 | 1 | 1 | 1 | 1 | 0
EOP | Innovation | 230 | 0 | 0 | 0 | 0 | 0 | 0 | 0 | 0 | 0 | 0 | 0 | 0 | 300 | 300 | 600 | 0 | 150 | 150 | 0 | 1 |  | 0 | 0 | 0 | 0 | 0 | 0 | 0 | 0 | 0 | 0 | 0 | 0 | 300 | 200 | 500 | 100 | 50 | 150 | 0 | 1 | 2 |  | 0 | 0 | 0 | 0 | 0 | 0 | 0 | 0 | 0 | 0 | 0 | 0 | 0 | 0 | 0 | 2 | 0 | 0 | 0 |  | 1 | 1 | 1 | 1 | 1 | 1 | 1 | 5 | 1 | 1 | 1 | 1
SCE NOL | Inyokern | 115 | 0 | 1.5 | 0 | 0 | 0 | 0 | 0 | 0 | 0 | 0 | 0 | 0 | 0 | 31.8 | 31.8 | 25 | 0 | 25 | 0 | 1 |  | 0 | 0 | 0 | 0 | 0 | 0 | 0 | 0 | 0 | 0 | 0 | 0 | 0 | 0 | 0 | 0 | 0 | 0 | 0 | 0 | 3 |  | 0 | 0 | 0 | 0 | 0 | 0 | 0 | 0 | 0 | 0 | 0 | 0 | 0 | 0 | 0 | 0 | 0 | 0 | 0 |  | 1 | 1 | 1 | 1 | 1 | 1 | 1 | 1 | 1 | 1 | 1 | 0
EOP | IS Tap | 138 | 0 | 0 | 0 | 0 | 0 | 0 | 0 | 0 | 0 | 0 | 0 | 0 | 0 | 0 | 0 | 0 | 0 | 0 | 0 | 0 |  | 0 | 0 | 0 | 0 | 0 | 0 | 0 | 0 | 0 | 0 | 0 | 0 | 0 | 0 | 0 | 0 | 0 | 0 | 0 | 0 | 2 |  | 0 | 0 | 0 | 0 | 0 | 0 | 0 | 0 | 0 | 0 | 0 | 0 | 0 | 0 | 0 | 0 | 0 | 0 | 0 |  | 1 | 1 | 1 | 1 | 1 | 1 | 1 | 1 | 1 | 1 | 1 | 0
EOP | Ivanpah | 115 | 0 | 0 | 0 | 0 | 0 | 0 | 0 | 0 | 0 | 0 | 0 | 0 | 0 | 0 | 0 | 0 | 0 | 0 | 0 | 0 |  | 0 | 0 | 0 | 0 | 0 | 0 | 0 | 0 | 0 | 0 | 0 | 0 | 0 | 0 | 0 | 0 | 0 | 0 | 0 | 0 | 1 |  | 0 | 0 | 0 | 0 | 0 | 0 | 0 | 0 | 0 | 0 | 0 | 0 | 0 | 0 | 0 | 0 | 0 | 0 | 0 |  | 1 | 1 | 1 | 1 | 1 | 1 | 1 | 1 | 1 | 1 | 1 | 0
EOP | Ivanpah | 230 | 0 | 0 | 0 | 0 | 0 | 0 | 0 | 0 | 0 | 0 | 0 | 0 | 0 | 0 | 0 | 0 | 0 | 0 | 0 | 0 |  | 0 | 0 | 0 | 0 | 0 | 0 | 0 | 0 | 0 | 0 | 0 | 0 | 0 | 0 | 0 | 0 | 0 | 0 | 0 | 0 | 1 |  | 0 | 0 | 0 | 0 | 0 | 0 | 0 | 0 | 0 | 0 | 0 | 0 | 0 | 0 | 0 | 0 | 0 | 0 | 0 |  | 1 | 1 | 1 | 1 | 1 | 1 | 1 | 1 | 1 | 1 | 1 | 0
EOP | Jackass (DOE) | 138 | 0 | 0 | 0 | 0 | 0 | 0 | 0 | 0 | 0 | 0 | 0 | 0 | 0 | 0 | 0 | 0 | 0 | 0 | 0 | 0 |  | 0 | 0 | 0 | 0 | 0 | 0 | 0 | 0 | 0 | 0 | 0 | 0 | 0 | 0 | 0 | 0 | 0 | 0 | 0 | 0 | 2 |  | 0 | 0 | 0 | 0 | 0 | 0 | 0 | 0 | 0 | 0 | 0 | 0 | 0 | 0 | 0 | 0 | 0 | 0 | 0 |  | 1 | 1 | 1 | 1 | 1 | 1 | 1 | 1 | 1 | 1 | 1 | 0
PG&E NGBA | James B Black | 230 | 0 | 0 | 0 | 0 | 0 | 0 | 0 | 0 | 0 | 0 | 0 | 0 | 0 | 0 | 0 | 0 | 0 | 0 | 0 | 0 |  | 0 | 0 | 0 | 0 | 0 | 0 | 0 | 0 | 0 | 0 | 0 | 0 | 0 | 0 | 0 | 0 | 0 | 0 | 0 | 0 | 0 |  | 0 | 0 | 0 | 0 | 0 | 0 | 0 | 0 | 0 | 0 | 0 | 0 | 0 | 0 | 0 | 0 | 0 | 0 | 0 |  | 1 | 1 | 1 | 1 | 1 | 1 | 1 | 1 | 1 | 1 | 1 | 0
PG&E GBA | Jefferson | 230 | 0 | 0 | 0 | 0 | 0 | 0 | 0 | 0 | 0 | 0 | 0 | 0 | 0 | 0 | 0 | 0 | 0 | 0 | 0 | 0 |  | 0 | 0 | 0 | 0 | 0 | 0 | 0 | 0 | 0 | 0 | 0 | 0 | 0 | 0 | 0 | 0 | 0 | 0 | 0 | 0 | 1 |  | 0 | 0 | 0 | 0 | 0 | 0 | 0 | 0 | 0 | 0 | 0 | 0 | 0 | 0 | 0 | 0 | 0 | 0 | 0 |  | 1 | 1 | 1 | 1 | 1 | 1 | 1 | 1 | 1 | 1 | 1 | 0
PG&E NGBA | Jessup | 115 | 0 | 17 | 0 | 0 | 0 | 0 | 0 | 0 | 0 | 0 | 0 | 0 | 0 | 0 | 0 | 0 | 0 | 0 | 0 | 1 |  | 0 | 6 | 0 | 0 | 0 | 0 | 0 | 0 | 0 | 0 | 0 | 0 | 0 | 0 | 0 | 0 | 0 | 0 | 0 | 1 | 0 |  | 0 | 0 | 0 | 0 | 0 | 0 | 0 | 0 | 0 | 0 | 0 | 0 | 0 | 0 | 0 | 0 | 0 | 0 | 0 |  | 1 | 1 | 1 | 1 | 1 | 1 | 1 | 1 | 1 | 1 | 1 | 0
SCE Metro | Johanna | 230 | 0 | 0 | 0 | 0 | 0 | 0 | 0 | 0 | 0 | 0 | 0 | 0 | 0 | 0 | 0 | 0 | 0 | 0 | 0 | 0 |  | 0 | 0 | 0 | 0 | 0 | 0 | 0 | 0 | 0 | 0 | 0 | 0 | 0 | 0 | 0 | 40 | 50 | 90 | 0 | 1 | 0 |  | 0 | 0 | 0 | 0 | 0 | 0 | 0 | 0 | 0 | 0 | 0 | 0 | 0 | 0 | 0 | 2 | 2 | 2 | 0 |  | 1 | 1 | 1 | 1 | 1 | 1 | 1 | 4 | 4 | 4 | 1 | 1
SCE Eastern | Julian Hinds | 230 | 0 | 0 | 0 | 0 | 0 | 0 | 0 | 0 | 0 | 0 | 0 | 0 | 0 | 0 | 0 | 0 | 0 | 0 | 0 | 0 |  | 0 | 0 | 0 | 0 | 0 | 0 | 0 | 0 | 0 | 0 | 0 | 0 | 0 | 0 | 0 | 0 | 0 | 0 | 0 | 0 | 1 |  | 0 | 0 | 0 | 0 | 0 | 0 | 0 | 0 | 0 | 0 | 0 | 0 | 0 | 0 | 0 | 0 | 0 | 0 | 0 |  | 1 | 1 | 1 | 1 | 1 | 1 | 1 | 1 | 1 | 1 | 1 | 0
PG&E GBA | Kasson | 115 | 0 | 0 | 0 | 0 | 0 | 0 | 0 | 0 | 0 | 0 | 0 | 0 | 0 | 0 | 0 | 0 | 0 | 0 | 0 | 0 |  | 0 | 0 | 0 | 0 | 0 | 0 | 0 | 0 | 0 | 0 | 0 | 0 | 0 | 0 | 0 | 0 | 0 | 0 | 0 | 0 | 0 |  | 0 | 0 | 0 | 0 | 0 | 0 | 0 | 0 | 0 | 0 | 0 | 0 | 0 | 0 | 0 | 0 | 0 | 0 | 0 |  | 1 | 1 | 1 | 1 | 1 | 1 | 1 | 1 | 1 | 1 | 1 | 0
PG&E GBA | Kasson | 60 | 0 | 0 | 0 | 0 | 0 | 0 | 0 | 0 | 0 | 0 | 0 | 0 | 0 | 0 | 0 | 0 | 0 | 0 | 0 | 0 |  | 0 | 0 | 0 | 0 | 0 | 0 | 0 | 0 | 0 | 0 | 0 | 0 | 0 | 0 | 0 | 0 | 0 | 0 | 0 | 0 | 0 |  | 0 | 0 | 0 | 0 | 0 | 0 | 0 | 0 | 0 | 0 | 0 | 0 | 0 | 0 | 0 | 0 | 0 | 0 | 0 |  | 1 | 1 | 1 | 1 | 1 | 1 | 1 | 1 | 1 | 1 | 1 | 0
PG&E FRESNO | Kearney | 230 | 0 | 0 | 0 | 0 | 0 | 0 | 0 | 0 | 0 | 0 | 0 | 10 | 300 | 100 | 400 | 0 | 20 | 20 | 0 | 1 |  | 0 | 0 | 0 | 0 | 0 | 0 | 0 | 0 | 0 | 0 | 0 | 10 | 0 | 0 | 0 | 0 | 0 | 0 | 0 | 1 | 1 |  | 0 | 0 | 0 | 0 | 0 | 0 | 0 | 0 | 0 | 0 | 0 | 0 | 0 | 0 | 0 | 0 | 0 | 0 | 0 |  | 1 | 1 | 1 | 1 | 1 | 1 | 1 | 1 | 1 | 1 | 1 | 0
PG&E FRESNO | Kearney | 70 | 0 | 0 | 0 | 0 | 0 | 0 | 0 | 0 | 0 | 0 | 0 | 0 | 0 | 0 | 0 | 0 | 0 | 0 | 0 | 0 |  | 0 | 0 | 0 | 0 | 0 | 0 | 0 | 0 | 0 | 0 | 0 | 0 | 0 | 0 | 0 | 0 | 0 | 0 | 0 | 0 | 2 |  | 0 | 0 | 0 | 0 | 0 | 0 | 0 | 0 | 0 | 0 | 0 | 0 | 0 | 0 | 0 | 0 | 0 | 0 | 0 |  | 1 | 1 | 1 | 1 | 1 | 1 | 1 | 1 | 1 | 1 | 1 | 0
PG&E GBA | Kelso | 230 | 0 | 0 | 80.8 | 3.45 | 84.25 | 0 | 0 | 0 | 0 | 0 | 0 | 0 | 0 | 0 | 0 | 90.7 | 0 | 90.7 | 0 | 1 |  | 0 | 0 | 151 | 45 | 196 | 0 | 0 | 0 | 0 | 0 | 0 | 0 | 0 | 0 | 0 | 0 | 0 | 0 | 0 | 1 | 0 |  | 0 | 0 | 2 | 2 | 2 | 0 | 0 | 0 | 0 | 0 | 0 | 0 | 0 | 0 | 0 | 0 | 0 | 0 | 0 |  | 1 | 1 | 4 | 1 | 1 | 1 | 1 | 1 | 1 | 1 | 1 | 1
PG&E FRESNO | Kerchoff 1 | 115 | 0 | 2 | 0 | 0 | 0 | 0 | 0 | 0 | 0 | 0 | 0 | 0 | 0 | 0 | 0 | 0 | 0 | 0 | 0 | 1 |  | 0 | 0 | 0 | 0 | 0 | 0 | 0 | 0 | 0 | 0 | 0 | 0 | 0 | 0 | 0 | 0 | 0 | 0 | 0 | 0 | 1 |  | 0 | 0 | 0 | 0 | 0 | 0 | 0 | 0 | 0 | 0 | 0 | 0 | 0 | 0 | 0 | 0 | 0 | 0 | 0 |  | 1 | 1 | 1 | 1 | 1 | 1 | 1 | 1 | 1 | 1 | 1 | 0
PG&E KERN | Kern Oil | 115 | 0 | 0 | 0 | 0 | 0 | 0 | 0 | 0 | 0 | 0 | 0 | 1 | 0 | 0 | 0 | 0 | 0 | 0 | 0 | 1 |  | 0 | 0 | 0 | 0 | 0 | 0 | 0 | 0 | 0 | 0 | 0 | 1 | 0 | 0 | 0 | 0 | 0 | 0 | 0 | 1 | 0 |  | 0 | 0 | 0 | 0 | 0 | 0 | 0 | 0 | 0 | 0 | 0 | 0 | 0 | 0 | 0 | 0 | 0 | 0 | 0 |  | 1 | 1 | 1 | 1 | 1 | 1 | 1 | 1 | 1 | 1 | 1 | 0
PG&E KERN | Kern PP | 115 | 0 | 0 | 0 | 0 | 0 | 0 | 0 | 0 | 0 | 0 | 0 | 0 | 0 | 0 | 0 | 0 | 0 | 0 | 0 | 0 |  | 0 | 0 | 0 | 0 | 0 | 0 | 0 | 0 | 0 | 0 | 0 | 0 | 0 | 0 | 0 | 0 | 0 | 0 | 0 | 0 | 0 |  | 0 | 0 | 0 | 0 | 0 | 0 | 0 | 0 | 0 | 0 | 0 | 0 | 0 | 0 | 0 | 0 | 0 | 0 | 0 |  | 1 | 1 | 1 | 1 | 1 | 1 | 1 | 1 | 1 | 1 | 1 | 0
PG&E KERN | Kern PP | 230 | 0 | 0 | 0 | 0 | 0 | 0 | 0 | 0 | 0 | 0 | 0 | 0 | 0 | 0 | 0 | 0 | 0 | 0 | 0 | 0 |  | 0 | 0 | 0 | 0 | 0 | 0 | 0 | 0 | 0 | 0 | 0 | 0 | 0 | 0 | 0 | 0 | 0 | 0 | 0 | 0 | 0 |  | 0 | 0 | 0 | 0 | 0 | 0 | 0 | 0 | 0 | 0 | 0 | 0 | 0 | 0 | 0 | 0 | 0 | 0 | 0 |  | 1 | 1 | 1 | 1 | 1 | 1 | 1 | 1 | 1 | 1 | 1 | 0
PG&E KERN | Kern PP | 70 | 0 | 0 | 0 | 0 | 0 | 0 | 0 | 0 | 0 | 0 | 0 | 0 | 0 | 0 | 0 | 0 | 0 | 0 | 0 | 0 |  | 0 | 0 | 0 | 0 | 0 | 0 | 0 | 0 | 0 | 0 | 0 | 0 | 0 | 0 | 0 | 0 | 0 | 0 | 0 | 0 | 0 |  | 0 | 0 | 0 | 0 | 0 | 0 | 0 | 0 | 0 | 0 | 0 | 0 | 0 | 0 | 0 | 0 | 0 | 0 | 0 |  | 1 | 1 | 1 | 1 | 1 | 1 | 1 | 1 | 1 | 1 | 1 | 0
PG&E KERN | Kernridge | 115 | 0 | 0 | 0 | 0 | 0 | 0 | 0 | 0 | 0 | 0 | 0 | 0 | 0 | 0 | 0 | 0 | 0 | 0 | 0 | 0 |  | 0 | 0 | 0 | 0 | 0 | 0 | 0 | 0 | 0 | 0 | 0 | 0 | 0 | 0 | 0 | 0 | 0 | 0 | 0 | 0 | 0 |  | 0 | 0 | 0 | 0 | 0 | 0 | 0 | 0 | 0 | 0 | 0 | 0 | 0 | 0 | 0 | 0 | 0 | 0 | 0 |  | 1 | 1 | 1 | 1 | 1 | 1 | 1 | 1 | 1 | 1 | 1 | 0
PG&E FRESNO | Kingsburg | 115 | 0 | 0 | 0 | 0 | 0 | 0 | 0 | 0 | 0 | 0 | 0 | 0 | 0 | 0 | 0 | 0 | 0 | 0 | 0 | 0 |  | 0 | 0 | 0 | 0 | 0 | 0 | 0 | 0 | 0 | 0 | 0 | 0 | 0 | 0 | 0 | 0 | 0 | 0 | 0 | 0 | 2 |  | 0 | 0 | 0 | 0 | 0 | 0 | 0 | 0 | 0 | 0 | 0 | 0 | 0 | 0 | 0 | 0 | 0 | 0 | 0 |  | 1 | 1 | 1 | 1 | 1 | 1 | 1 | 1 | 1 | 1 | 1 | 0
PG&E GBA | Kirker | 115 | 0 | 0 | 0 | 0 | 0 | 0 | 0 | 0 | 0 | 0 | 0 | 2.9 | 0 | 0 | 0 | 0 | 0 | 0 | 0 | 1 |  | 0 | 0 | 0 | 0 | 0 | 0 | 0 | 0 | 0 | 0 | 0 | 3.9 | 0 | 0 | 0 | 20 | 0 | 20 | 0 | 1 | 0 |  | 0 | 0 | 0 | 0 | 0 | 0 | 0 | 0 | 0 | 0 | 0 | 1 | 0 | 0 | 0 | 2 | 0 | 2 | 0 |  | 1 | 1 | 1 | 1 | 1 | 3 | 1 | 4 | 1 | 4 | 1 | 1
PG&E NGBA | Knights Landing | 115 | 0 | 0 | 0 | 0 | 0 | 0 | 0 | 0 | 0 | 0 | 0 | 0 | 0 | 0 | 0 | 0 | 0 | 0 | 0 | 0 |  | 0 | 0 | 0 | 0 | 0 | 0 | 0 | 0 | 0 | 0 | 0 | 0 | 0 | 0 | 0 | 0 | 0 | 0 | 0 | 0 | 0 |  | 0 | 0 | 0 | 0 | 0 | 0 | 0 | 0 | 0 | 0 | 0 | 0 | 0 | 0 | 0 | 0 | 0 | 0 | 0 |  | 1 | 1 | 1 | 1 | 1 | 1 | 1 | 1 | 1 | 1 | 1 | 0
PG&E NGBA | Konocti | 60 | 0 | 0.2 | 0 | 0 | 0 | 0 | 0 | 0 | 0 | 0 | 0 | 0 | 0 | 0 | 0 | 0 | 0 | 0 | 0 | 1 |  | 0 | 0 | 0 | 0 | 0 | 0 | 0 | 0 | 0 | 0 | 0 | 0 | 0 | 0 | 0 | 0 | 0 | 0 | 0 | 0 | 1 |  | 0 | 0 | 0 | 0 | 0 | 0 | 0 | 0 | 0 | 0 | 0 | 0 | 0 | 0 | 0 | 0 | 0 | 0 | 0 |  | 1 | 1 | 1 | 1 | 1 | 1 | 1 | 1 | 1 | 1 | 1 | 0
SCE NOL | Kramer | 115 | 0 | 0 | 0 | 0 | 0 | 0 | 0 | 0 | 0 | 0 | 0 | 4 | 0 | 8 | 8 | 0 | 6 | 6 | 0 | 1 |  | 0 | 0 | 0 | 0 | 0 | 0 | 0 | 0 | 0 | 0 | 0 | 8 | 0 | 33 | 33 | 30 | 0 | 30 | 0 | 1 | 3 |  | 0 | 0 | 0 | 0 | 0 | 0 | 0 | 0 | 0 | 0 | 0 | 2 | 0 | 2 | 2 | 2 | 0 | 2 | 0 |  | 1 | 1 | 1 | 1 | 1 | 5 | 4 | 5 | 1 | 5 | 1 | 1
SCE NOL | Kramer | 230 | 0 | 0 | 0 | 0 | 0 | 0 | 0 | 0 | 0 | 0 | 0 | 0 | 89 | 200 | 289 | 268.7 | 0 | 268.7 | 0 | 1 |  | 0 | 0 | 0 | 0 | 0 | 0 | 0 | 0 | 0 | 0 | 0 | 0 | 161 | 450 | 611 | 306 | 80 | 386 | 0 | 1 | 3 |  | 0 | 0 | 0 | 0 | 0 | 0 | 0 | 0 | 0 | 0 | 0 | 0 | 2 | 2 | 2 | 1 | 2 | 1 | 0 |  | 1 | 1 | 1 | 1 | 1 | 1 | 5 | 3 | 5 | 3 | 1 | 1
SCE Metro | La Cienega | 230 | 0 | 0 | 0 | 0 | 0 | 0 | 0 | 0 | 0 | 0 | 0 | 0 | 0 | 0 | 0 | 0 | 0 | 0 | 0 | 0 |  | 0 | 0 | 0 | 0 | 0 | 0 | 0 | 0 | 0 | 0 | 0 | 0 | 0 | 0 | 0 | 0 | 0 | 0 | 0 | 0 | 0 |  | 0 | 0 | 0 | 0 | 0 | 0 | 0 | 0 | 0 | 0 | 0 | 0 | 0 | 0 | 0 | 0 | 0 | 0 | 0 |  | 1 | 1 | 1 | 1 | 1 | 1 | 1 | 1 | 1 | 1 | 1 | 0
SCE Metro | La Fresa | 230 | 0 | 0 | 0 | 0 | 0 | 0 | 0 | 0 | 0 | 0 | 0 | 0.64 | 0 | 0 | 0 | 0 | 0 | 0 | 0 | 1 |  | 0 | 0 | 0 | 0 | 0 | 0 | 0 | 0 | 0 | 0 | 0 | 0.64 | 0 | 0 | 0 | 0 | 0 | 0 | 0 | 1 | 0 |  | 0 | 0 | 0 | 0 | 0 | 0 | 0 | 0 | 0 | 0 | 0 | 0 | 0 | 0 | 0 | 0 | 0 | 0 | 0 |  | 1 | 1 | 1 | 1 | 1 | 1 | 1 | 1 | 1 | 1 | 1 | 0
SCE Metro | Laguna Bell | 230 | 0 | 0 | 0 | 0 | 0 | 0 | 0 | 0 | 0 | 0 | 0 | 3.27 | 0 | 0 | 0 | 350 | 150 | 500 | 0 | 1 |  | 0 | 0 | 0 | 0 | 0 | 0 | 0 | 0 | 0 | 0 | 0 | 0 | 0 | 0 | 0 | 600 | 0 | 600 | 0 | 1 | 0 |  | 0 | 0 | 0 | 0 | 0 | 0 | 0 | 0 | 0 | 0 | 0 | 0 | 0 | 0 | 0 | 2 | 0 | 1 | 0 |  | 1 | 1 | 1 | 1 | 1 | 1 | 1 | 4 | 1 | 3 | 1 | 1
PG&E KERN | Lakeview | 70 | 0 | 0 | 0 | 0 | 0 | 0 | 0 | 0 | 0 | 0 | 0 | 0 | 0 | 70 | 70 | 65.5 | 0 | 65.5 | 0 | 1 |  | 0 | 0 | 0 | 0 | 0 | 0 | 0 | 0 | 0 | 0 | 0 | 0 | 0 | 70 | 70 | 64.4 | 0 | 64.4 | 0 | 1 | 0 |  | 0 | 0 | 0 | 0 | 0 | 0 | 0 | 0 | 0 | 0 | 0 | 0 | 0 | 0 | 0 | 0 | 0 | 0 | 0 |  | 1 | 1 | 1 | 1 | 1 | 1 | 1 | 1 | 1 | 1 | 1 | 0
PG&E NGBA | Lakeville | 230 | 0 | 0 | 0 | 0 | 0 | 0 | 0 | 0 | 0 | 0 | 0 | 0 | 0 | 0 | 0 | 0 | 0 | 0 | 0 | 0 |  | 0 | 0.995 | 0 | 0 | 0 | 0 | 0 | 0 | 0 | 0 | 0 | 0 | 0 | 11.6 | 11.6 | 41 | 0 | 41 | 0 | 1 | 2 |  | 0 | 2 | 0 | 0 | 0 | 0 | 0 | 0 | 0 | 0 | 0 | 0 | 0 | 2 | 2 | 2 | 0 | 2 | 0 |  | 1 | 5 | 1 | 1 | 1 | 1 | 4 | 5 | 1 | 5 | 1 | 1
PG&E NGBA | Lakeville | 60 | 0 | 0 | 0 | 0 | 0 | 0 | 0 | 0 | 0 | 0 | 0 | 4 | 0 | 0 | 0 | 0 | 0 | 0 | 0 | 1 |  | 0 | 0 | 0 | 0 | 0 | 0 | 0 | 0 | 0 | 0 | 0 | 0 | 0 | 0 | 0 | 0 | 0 | 0 | 0 | 0 | 2 |  | 0 | 0 | 0 | 0 | 0 | 0 | 0 | 0 | 0 | 0 | 0 | 0 | 0 | 0 | 0 | 0 | 0 | 0 | 0 |  | 1 | 1 | 1 | 1 | 1 | 1 | 1 | 1 | 1 | 1 | 1 | 0
PG&E NGBA | Lakeville | 115 | 0 | 0 | 0 | 0 | 0 | 0 | 0 | 0 | 0 | 0 | 0 | 0 | 0 | 0 | 0 | 50 | 0 | 50 | 0 | 1 |  | 0 | 0 | 0 | 0 | 0 | 0 | 0 | 0 | 0 | 0 | 0 | 0 | 0 | 0 | 0 | 0 | 0 | 0 | 0 | 0 | 2 |  | 0 | 0 | 0 | 0 | 0 | 0 | 0 | 0 | 0 | 0 | 0 | 0 | 0 | 0 | 0 | 0 | 0 | 0 | 0 |  | 1 | 1 | 1 | 1 | 1 | 1 | 1 | 1 | 1 | 1 | 1 | 0
PG&E GBA | Lakewood | 115 | 0 | 0 | 0 | 0 | 0 | 0 | 0 | 0 | 0 | 0 | 0 | 0 | 0 | 0 | 0 | 0 | 0 | 0 | 0 | 0 |  | 0 | 0 | 0 | 0 | 0 | 0 | 0 | 0 | 0 | 0 | 0 | 0 | 0 | 0 | 0 | 0 | 0 | 0 | 0 | 0 | 0 |  | 0 | 0 | 0 | 0 | 0 | 0 | 0 | 0 | 0 | 0 | 0 | 0 | 0 | 0 | 0 | 0 | 0 | 0 | 0 |  | 1 | 1 | 1 | 1 | 1 | 1 | 1 | 1 | 1 | 1 | 1 | 0
PG&E NGBA | Lambie | 230 | 0 | 0 | 0 | 0 | 0 | 0 | 0 | 0 | 0 | 0 | 0 | 0 | 0 | 0 | 0 | 0 | 0 | 0 | 0 | 0 |  | 0 | 0 | 0 | 0 | 0 | 0 | 0 | 0 | 0 | 0 | 0 | 0 | 0 | 0 | 0 | 0 | 0 | 0 | 0 | 0 | 0 |  | 0 | 0 | 0 | 0 | 0 | 0 | 0 | 0 | 0 | 0 | 0 | 0 | 0 | 0 | 0 | 0 | 0 | 0 | 0 |  | 1 | 1 | 1 | 1 | 1 | 1 | 1 | 1 | 1 | 1 | 1 | 0
PG&E GBA | Lammers | 115 | 0 | 0 | 0 | 0 | 0 | 0 | 0 | 0 | 0 | 0 | 0 | 0 | 0 | 0 | 0 | 0 | 0 | 0 | 0 | 0 |  | 0 | 0 | 0 | 0 | 0 | 0 | 0 | 0 | 0 | 0 | 0 | 1.1 | 0 | 0 | 0 | 0 | 0 | 0 | 0 | 1 | 0 |  | 0 | 0 | 0 | 0 | 0 | 0 | 0 | 0 | 0 | 0 | 0 | 2 | 0 | 0 | 0 | 0 | 0 | 0 | 0 |  | 1 | 1 | 1 | 1 | 1 | 4 | 1 | 1 | 1 | 1 | 1 | 1
PG&E KERN | Lamont | 115 | 0 | 5 | 0 | 0 | 0 | 0 | 0 | 0 | 0 | 0 | 0 | 4 | 30 | 170 | 200 | 0 | 55 | 55 | 0 | 1 |  | 0 | 5 | 0 | 0 | 0 | 0 | 0 | 0 | 0 | 0 | 0 | 3.2 | 0 | 102 | 102 | 0 | 45 | 45 | 0 | 1 | 0 |  | 0 | 0 | 0 | 0 | 0 | 0 | 0 | 0 | 0 | 0 | 0 | 0 | 0 | 0 | 0 | 0 | 0 | 0 | 0 |  | 1 | 1 | 1 | 1 | 1 | 1 | 1 | 1 | 1 | 1 | 1 | 0
PG&E FRESNO | Las Aguilas | 230 | 0 | 0 | 0 | 0 | 0 | 0 | 0 | 0 | 0 | 0 | 0 | 0 | 0 | 0 | 0 | 0 | 0 | 0 | 0 | 0 |  | 0 | 0 | 0 | 0 | 0 | 0 | 0 | 0 | 0 | 0 | 0 | 0 | 0 | 0 | 0 | 0 | 0 | 0 | 0 | 0 | 1 |  | 0 | 0 | 0 | 0 | 0 | 0 | 0 | 0 | 0 | 0 | 0 | 0 | 0 | 0 | 0 | 0 | 0 | 0 | 0 |  | 1 | 1 | 1 | 1 | 1 | 1 | 1 | 1 | 1 | 1 | 1 | 0
EOP | Lathrop | 138 | 0 | 0 | 0 | 0 | 0 | 0 | 0 | 0 | 0 | 0 | 0 | 0 | 0 | 0 | 0 | 0 | 0 | 0 | 0 | 0 |  | 0 | 0 | 310 | 0 | 310 | 0 | 0 | 0 | 0 | 0 | 0 | 0 | 25 | 325 | 350 | 150 | 0 | 150 | 0 | 1 | 2 |  | 0 | 0 | 2 | 0 | 2 | 0 | 0 | 0 | 0 | 0 | 0 | 0 | 2 | 2 | 2 | 2 | 0 | 2 | 0 |  | 1 | 1 | 5 | 1 | 1 | 1 | 5 | 5 | 1 | 5 | 1 | 1
EOP | Lathrop | 230 | 0 | 0 | 300 | 0 | 300 | 0 | 0 | 0 | 0 | 0 | 0 | 0 | 250 | 250 | 500 | 0 | 100 | 100 | 0 | 1 |  | 0 | 0 | 0 | 0 | 0 | 0 | 0 | 0 | 0 | 0 | 0 | 0 | 0 | 0 | 0 | 0 | 0 | 0 | 0 | 0 | 2 |  | 0 | 0 | 0 | 0 | 0 | 0 | 0 | 0 | 0 | 0 | 0 | 0 | 0 | 0 | 0 | 0 | 0 | 0 | 0 |  | 1 | 1 | 1 | 1 | 1 | 1 | 1 | 1 | 1 | 1 | 1 | 0
PG&E FRESNO | Le Grand | 115 | 0 | 0 | 0 | 0 | 0 | 0 | 0 | 0 | 0 | 0 | 0 | 0 | 80 | 205 | 285 | 0 | 30 | 30 | 0 | 1 |  | 0 | 0 | 0 | 0 | 0 | 0 | 0 | 0 | 0 | 0 | 0 | 0 | 25 | 5 | 30 | 0 | 24 | 24 | 0 | 1 | 2 |  | 0 | 0 | 0 | 0 | 0 | 0 | 0 | 0 | 0 | 0 | 0 | 0 | 0 | 0 | 0 | 0 | 0 | 0 | 0 |  | 1 | 1 | 1 | 1 | 1 | 1 | 1 | 1 | 1 | 1 | 1 | 0
PG&E FRESNO | Lemoore | 70 | 0 | 0 | 0 | 0 | 0 | 0 | 0 | 0 | 0 | 0 | 0 | 0 | 0 | 22 | 22 | 0 | 5 | 5 | 0 | 1 |  | 0 | 0 | 0 | 0 | 0 | 0 | 0 | 0 | 0 | 0 | 0 | 0 | 0 | 0 | 0 | 0 | 0 | 0 | 0 | 0 | 0 |  | 0 | 0 | 0 | 0 | 0 | 0 | 0 | 0 | 0 | 0 | 0 | 0 | 0 | 0 | 0 | 0 | 0 | 0 | 0 |  | 1 | 1 | 1 | 1 | 1 | 1 | 1 | 1 | 1 | 1 | 1 | 0
PG&E KERN | Lerdo | 115 | 0 | 0 | 0 | 0 | 0 | 0 | 0 | 0 | 0 | 0 | 0 | 0 | 0 | 0 | 0 | 0 | 0 | 0 | 0 | 0 |  | 0 | 0 | 0 | 0 | 0 | 0 | 0 | 0 | 0 | 0 | 0 | 0 | 0 | 0 | 0 | 0 | 0 | 0 | 0 | 0 | 0 |  | 0 | 0 | 0 | 0 | 0 | 0 | 0 | 0 | 0 | 0 | 0 | 0 | 0 | 0 | 0 | 0 | 0 | 0 | 0 |  | 1 | 1 | 1 | 1 | 1 | 1 | 1 | 1 | 1 | 1 | 1 | 0
SCE Metro | Lewis | 230 | 0 | 0 | 0 | 0 | 0 | 0 | 0 | 0 | 0 | 0 | 0 | 0 | 0 | 0 | 0 | 0 | 0 | 0 | 0 | 0 |  | 0 | 0 | 0 | 0 | 0 | 0 | 0 | 0 | 0 | 0 | 0 | 0 | 0 | 0 | 0 | 0 | 0 | 0 | 0 | 0 | 0 |  | 0 | 0 | 0 | 0 | 0 | 0 | 0 | 0 | 0 | 0 | 0 | 0 | 0 | 0 | 0 | 0 | 0 | 0 | 0 |  | 1 | 1 | 1 | 1 | 1 | 1 | 1 | 1 | 1 | 1 | 1 | 0
SCE Metro | Lighthipe | 230 | 0 | 0 | 0 | 0 | 0 | 0 | 0 | 0 | 0 | 0 | 0 | 3.24 | 0 | 0 | 0 | 0 | 250 | 250 | 0 | 1 |  | 0 | 0 | 0 | 0 | 0 | 0 | 0 | 0 | 0 | 0 | 0 | 7.96 | 0 | 0 | 0 | 175 | 200 | 375 | 0 | 1 | 0 |  | 0 | 0 | 0 | 0 | 0 | 0 | 0 | 0 | 0 | 0 | 0 | 2 | 0 | 0 | 0 | 2 | 0 | 2 | 0 |  | 1 | 1 | 1 | 1 | 1 | 4 | 1 | 4 | 1 | 4 | 1 | 1
SDGE | Lilac | 69 | 0 | 0 | 0 | 0 | 0 | 0 | 0 | 0 | 0 | 0 | 0 | 0 | 0 | 0 | 0 | 0 | 0 | 0 | 0 | 0 |  | 0 | 0 | 0 | 0 | 0 | 0 | 0 | 0 | 0 | 0 | 0 | 0 | 0 | 0 | 0 | 0 | 0 | 0 | 0 | 0 | 2 |  | 0 | 0 | 0 | 0 | 0 | 0 | 0 | 0 | 0 | 0 | 0 | 0 | 0 | 0 | 0 | 0 | 0 | 0 | 0 |  | 1 | 1 | 1 | 1 | 1 | 1 | 1 | 1 | 1 | 1 | 1 | 0
PG&E NGBA | Lincoln | 115 | 0 | 0 | 0 | 0 | 0 | 0 | 0 | 0 | 0 | 0 | 0 | 0 | 0 | 0 | 0 | 0 | 0 | 0 | 0 | 0 |  | 0 | 0 | 0 | 0 | 0 | 0 | 0 | 0 | 0 | 0 | 0 | 0 | 0 | 0 | 0 | 0 | 0 | 0 | 0 | 0 | 0 |  | 0 | 0 | 0 | 0 | 0 | 0 | 0 | 0 | 0 | 0 | 0 | 0 | 0 | 0 | 0 | 0 | 0 | 0 | 0 |  | 1 | 1 | 1 | 1 | 1 | 1 | 1 | 1 | 1 | 1 | 1 | 0
PG&E KERN | Live Oak | 115 | 0 | 0 | 0 | 0 | 0 | 0 | 0 | 0 | 0 | 0 | 0 | 0 | 0 | 0 | 0 | 0 | 0 | 0 | 0 | 0 |  | 0 | 0 | 0 | 0 | 0 | 0 | 0 | 0 | 0 | 0 | 0 | 0 | 0 | 0 | 0 | 0 | 0 | 0 | 0 | 0 | 0 |  | 0 | 0 | 0 | 0 | 0 | 0 | 0 | 0 | 0 | 0 | 0 | 0 | 0 | 0 | 0 | 0 | 0 | 0 | 0 |  | 1 | 1 | 1 | 1 | 1 | 1 | 1 | 1 | 1 | 1 | 1 | 0
PG&E GBA | Llagas | 115 | 0 | 0 | 0 | 0 | 0 | 0 | 0 | 0 | 0 | 0 | 0 | 0 | 0 | 50 | 50 | 0 | 27.2 | 27.2 | 0 | 1 |  | 0 | 0 | 0 | 0 | 0 | 0 | 0 | 0 | 0 | 0 | 0 | 0 | 0 | 0 | 0 | 0 | 44 | 44 | 0 | 1 | 1 |  | 0 | 0 | 0 | 0 | 0 | 0 | 0 | 0 | 0 | 0 | 0 | 0 | 0 | 0 | 0 | 0 | 2 | 2 | 0 |  | 1 | 1 | 1 | 1 | 1 | 1 | 1 | 1 | 5 | 5 | 1 | 1
PG&E GBA | Lockeford | 115 | 0 | 0 | 0 | 0 | 0 | 0 | 0 | 0 | 0 | 0 | 0 | 0 | 0 | 0 | 0 | 0 | 0 | 0 | 0 | 0 |  | 0 | 0 | 0 | 0 | 0 | 0 | 0 | 0 | 0 | 0 | 0 | 0 | 0 | 0 | 0 | 0 | 0 | 0 | 0 | 0 | 0 |  | 0 | 0 | 0 | 0 | 0 | 0 | 0 | 0 | 0 | 0 | 0 | 0 | 0 | 0 | 0 | 0 | 0 | 0 | 0 |  | 1 | 1 | 1 | 1 | 1 | 1 | 1 | 1 | 1 | 1 | 1 | 0
PG&E GBA | Lockeford | 230 | 0 | 0 | 0 | 0 | 0 | 0 | 0 | 0 | 0 | 0 | 0 | 0 | 0 | 0 | 0 | 0 | 0 | 0 | 0 | 0 |  | 0 | 0 | 0 | 0 | 0 | 0 | 0 | 0 | 0 | 0 | 0 | 0 | 0 | 0 | 0 | 0 | 0 | 0 | 0 | 0 | 1 |  | 0 | 0 | 0 | 0 | 0 | 0 | 0 | 0 | 0 | 0 | 0 | 0 | 0 | 0 | 0 | 0 | 0 | 0 | 0 |  | 1 | 1 | 1 | 1 | 1 | 1 | 1 | 1 | 1 | 1 | 1 | 0
PG&E GBA | Lockeford | 60 | 0 | 0 | 0 | 0 | 0 | 0 | 0 | 0 | 0 | 0 | 0 | 0 | 0 | 0 | 0 | 0 | 0 | 0 | 0 | 0 |  | 0 | 0 | 0 | 0 | 0 | 0 | 0 | 0 | 0 | 0 | 0 | 0 | 0 | 0 | 0 | 0 | 0 | 0 | 0 | 0 | 1 |  | 0 | 0 | 0 | 0 | 0 | 0 | 0 | 0 | 0 | 0 | 0 | 0 | 0 | 0 | 0 | 0 | 0 | 0 | 0 |  | 1 | 1 | 1 | 1 | 1 | 1 | 1 | 1 | 1 | 1 | 1 | 0
PG&E GBA | Lodi | 230 | 0 | 0 | 0 | 0 | 0 | 0 | 0 | 0 | 0 | 0 | 0 | 0 | 0 | 0 | 0 | 0 | 0 | 0 | 0 | 0 |  | 0 | 0 | 0 | 0 | 0 | 0 | 0 | 0 | 0 | 0 | 0 | 0 | 0 | 0 | 0 | 0 | 0 | 0 | 0 | 0 | 0 |  | 0 | 0 | 0 | 0 | 0 | 0 | 0 | 0 | 0 | 0 | 0 | 0 | 0 | 0 | 0 | 0 | 0 | 0 | 0 |  | 1 | 1 | 1 | 1 | 1 | 1 | 1 | 1 | 1 | 1 | 1 | 0
PG&E NGBA | Logan Creek | 230 | 0 | 0 | 0 | 0 | 0 | 0 | 0 | 0 | 0 | 0 | 0 | 0 | 0 | 0 | 0 | 0 | 0 | 0 | 0 | 0 |  | 0 | 0 | 0 | 0 | 0 | 0 | 0 | 0 | 0 | 0 | 0 | 0 | 0 | 0 | 0 | 0 | 0 | 0 | 0 | 0 | 0 |  | 0 | 0 | 0 | 0 | 0 | 0 | 0 | 0 | 0 | 0 | 0 | 0 | 0 | 0 | 0 | 0 | 0 | 0 | 0 |  | 1 | 1 | 1 | 1 | 1 | 1 | 1 | 1 | 1 | 1 | 1 | 0
PG&E GBA | Lone Tree | 230 | 0 | 0 | 0 | 0 | 0 | 0 | 0 | 0 | 0 | 0 | 0 | 1.8 | 0 | 0 | 0 | 0 | 0 | 0 | 0 | 1 |  | 0 | 0 | 0 | 0 | 0 | 0 | 0 | 0 | 0 | 0 | 0 | 1 | 0 | 0 | 0 | 0 | 0 | 0 | 0 | 1 | 0 |  | 0 | 0 | 0 | 0 | 0 | 0 | 0 | 0 | 0 | 0 | 0 | 0 | 0 | 0 | 0 | 0 | 0 | 0 | 0 |  | 1 | 1 | 1 | 1 | 1 | 1 | 1 | 1 | 1 | 1 | 1 | 0
PG&E FRESNO | Los Banos | 230 | 0 | 1.988 | 170.5 | 0 | 170.5 | 0 | 0 | 0 | 0 | 0 | 0 | 5.9 | 70 | 430 | 500 | 0.9 | 160 | 160.9 | 0 | 1 |  | 0 | 0 | 120 | 30 | 150 | 0 | 0 | 0 | 0 | 0 | 0 | 0.75 | 250 | 250 | 500 | 99.6 | 71 | 170.6 | 0 | 1 | 1 |  | 0 | 0 | 0 | 2 | 0 | 0 | 0 | 0 | 0 | 0 | 0 | 0 | 2 | 0 | 0 | 2 | 0 | 0 | 0 |  | 1 | 1 | 1 | 1 | 1 | 1 | 5 | 5 | 1 | 1 | 1 | 1
PG&E FRESNO | Los Banos | 500 | 0 | 0 | 0 | 0 | 0 | 0 | 0 | 0 | 0 | 0 | 0 | 0 | 400 | 500 | 900 | 0 | 200 | 200 | 0 | 1 |  | 0 | 0 | 0 | 0 | 0 | 0 | 0 | 0 | 0 | 0 | 0 | 0 | 0 | 0 | 0 | 0 | 0 | 0 | 0 | 0 | 0 |  | 0 | 0 | 0 | 0 | 0 | 0 | 0 | 0 | 0 | 0 | 0 | 0 | 0 | 0 | 0 | 0 | 0 | 0 | 0 |  | 1 | 1 | 1 | 1 | 1 | 1 | 1 | 1 | 1 | 1 | 1 | 0
SDGE | Los Coches | 138 | 0 | 0 | 0 | 0 | 0 | 0 | 0 | 0 | 0 | 0 | 0 | 0 | 0 | 0 | 0 | 0 | 0 | 0 | 0 | 0 |  | 0 | 0 | 0 | 0 | 0 | 0 | 0 | 0 | 0 | 0 | 0 | 0 | 0 | 0 | 0 | 0 | 0 | 0 | 0 | 0 | 2 |  | 0 | 0 | 0 | 0 | 0 | 0 | 0 | 0 | 0 | 0 | 0 | 0 | 0 | 0 | 0 | 0 | 0 | 0 | 0 |  | 1 | 1 | 1 | 1 | 1 | 1 | 1 | 1 | 1 | 1 | 1 | 0
SDGE | Los Coches | 69 | 0 | 0 | 0 | 0 | 0 | 0 | 0 | 0 | 0 | 0 | 0 | 0 | 0 | 0 | 0 | 1.5 | 0 | 1.5 | 0 | 1 |  | 0 | 0 | 0 | 0 | 0 | 0 | 0 | 0 | 0 | 0 | 0 | 0 | 0 | 0 | 0 | 0 | 0 | 0 | 0 | 0 | 2 |  | 0 | 0 | 0 | 0 | 0 | 0 | 0 | 0 | 0 | 0 | 0 | 0 | 0 | 0 | 0 | 0 | 0 | 0 | 0 |  | 1 | 1 | 1 | 1 | 1 | 1 | 1 | 1 | 1 | 1 | 1 | 0
PG&E GBA | Los Esteros | 115 | 0 | 0 | 0 | 0 | 0 | 0 | 0 | 0 | 0 | 0 | 0 | 0 | 0 | 0 | 0 | 3.3 | 0 | 3.3 | 0 | 1 |  | 0 | 0 | 0 | 0 | 0 | 0 | 0 | 0 | 0 | 0 | 0 | 0 | 0 | 0 | 0 | 200 | 6 | 206 | 0 | 1 | 0 |  | 0 | 0 | 0 | 0 | 0 | 0 | 0 | 0 | 0 | 0 | 0 | 0 | 0 | 0 | 0 | 2 | 2 | 2 | 0 |  | 1 | 1 | 1 | 1 | 1 | 1 | 1 | 4 | 4 | 4 | 1 | 1
PG&E GBA | Los Esteros | 230 | 0 | 0 | 0 | 0 | 0 | 0 | 0 | 0 | 0 | 0 | 0 | 0 | 0 | 0 | 0 | 0 | 100 | 100 | 0 | 1 |  | 0 | 0 | 0 | 0 | 0 | 0 | 0 | 0 | 0 | 0 | 0 | 0 | 0 | 0 | 0 | 0 | 0 | 0 | 0 | 0 | 0 |  | 0 | 0 | 0 | 0 | 0 | 0 | 0 | 0 | 0 | 0 | 0 | 0 | 0 | 0 | 0 | 0 | 0 | 0 | 0 |  | 1 | 1 | 1 | 1 | 1 | 1 | 1 | 1 | 1 | 1 | 1 | 0
PG&E GBA | Los Positas | 230 | 0 | 0 | 0 | 0 | 0 | 0 | 0 | 0 | 0 | 0 | 0 | 0 | 0 | 0 | 0 | 0 | 0 | 0 | 0 | 0 |  | 0 | 0 | 0 | 0 | 0 | 0 | 0 | 0 | 0 | 0 | 0 | 0 | 0 | 0 | 0 | 0 | 0 | 0 | 0 | 0 | 0 |  | 0 | 0 | 0 | 0 | 0 | 0 | 0 | 0 | 0 | 0 | 0 | 0 | 0 | 0 | 0 | 0 | 0 | 0 | 0 |  | 1 | 1 | 1 | 1 | 1 | 1 | 1 | 1 | 1 | 1 | 1 | 0
PG&E GBA | Los Positas | 60 | 0 | 0 | 0 | 0 | 0 | 0 | 0 | 0 | 0 | 0 | 0 | 0 | 0 | 0 | 0 | 0 | 0 | 0 | 0 | 0 |  | 0 | 0 | 0 | 0 | 0 | 0 | 0 | 0 | 0 | 0 | 0 | 0 | 0 | 0 | 0 | 0 | 0 | 0 | 0 | 0 | 0 |  | 0 | 0 | 0 | 0 | 0 | 0 | 0 | 0 | 0 | 0 | 0 | 0 | 0 | 0 | 0 | 0 | 0 | 0 | 0 |  | 1 | 1 | 1 | 1 | 1 | 1 | 1 | 1 | 1 | 1 | 1 | 0
SDGE | Loveland | 69 | 0 | 0 | 0 | 0 | 0 | 0 | 0 | 0 | 0 | 0 | 0 | 4 | 0 | 0 | 0 | 0 | 0 | 0 | 0 | 1 |  | 0 | 0 | 0 | 0 | 0 | 0 | 0 | 0 | 0 | 0 | 0 | 0.84 | 0 | 0 | 0 | 0 | 0 | 0 | 0 | 1 | 3 |  | 0 | 0 | 0 | 0 | 0 | 0 | 0 | 0 | 0 | 0 | 0 | 0 | 0 | 0 | 0 | 0 | 0 | 0 | 0 |  | 1 | 1 | 1 | 1 | 1 | 1 | 1 | 1 | 1 | 1 | 1 | 0
SCE NOL | Lugo | 230 | 0 | 0 | 0 | 0 | 0 | 0 | 0 | 0 | 0 | 0 | 0 | 0 | 0 | 0 | 0 | 0 | 0 | 0 | 0 | 0 |  | 0 | 0 | 0 | 0 | 0 | 0 | 0 | 0 | 0 | 0 | 0 | 0 | 0 | 0 | 0 | 0 | 0 | 0 | 0 | 0 | 1 |  | 0 | 0 | 0 | 0 | 0 | 0 | 0 | 0 | 0 | 0 | 0 | 0 | 0 | 0 | 0 | 0 | 0 | 0 | 0 |  | 1 | 1 | 1 | 1 | 1 | 1 | 1 | 1 | 1 | 1 | 1 | 0
SCE Metro | Lugo | 500 | 389 | 0 | 0 | 0 | 0 | 1750 | 0 | 1750 | 0 | 0 | 0 | 0 | 0 | 0 | 0 | 0 | 0 | 0 | 0 | 1 |  | 0 | 0 | 0 | 0 | 0 | 0 | 0 | 0 | 0 | 0 | 0 | 0 | 0 | 0 | 0 | 0 | 0 | 0 | 0 | 0 | 0 |  | 0 | 0 | 0 | 0 | 0 | 0 | 0 | 0 | 0 | 0 | 0 | 0 | 0 | 0 | 0 | 0 | 0 | 0 | 0 |  | 1 | 1 | 1 | 1 | 1 | 1 | 1 | 1 | 1 | 1 | 1 | 0
PG&E FRESNO | Madera | 70 | 0 | 0 | 0 | 0 | 0 | 0 | 0 | 0 | 0 | 0 | 0 | 0 | 0 | 0 | 0 | 0 | 0 | 0 | 0 | 0 |  | 0 | 0 | 0 | 0 | 0 | 0 | 0 | 0 | 0 | 0 | 0 | 0 | 0 | 0 | 0 | 0 | 0 | 0 | 0 | 0 | 1 |  | 0 | 0 | 0 | 0 | 0 | 0 | 0 | 0 | 0 | 0 | 0 | 0 | 0 | 0 | 0 | 0 | 0 | 0 | 0 |  | 1 | 1 | 1 | 1 | 1 | 1 | 1 | 1 | 1 | 1 | 1 | 0
PG&E NGBA | Madison | 115 | 0 | 0 | 0 | 0 | 0 | 0 | 0 | 0 | 0 | 0 | 0 | 0 | 0 | 13 | 13 | 10.2 | 0 | 10.2 | 0 | 1 |  | 0 | 0 | 0 | 0 | 0 | 0 | 0 | 0 | 0 | 0 | 0 | 0 | 0 | 13 | 13 | 10.2 | 0 | 10.2 | 0 | 1 | 0 |  | 0 | 0 | 0 | 0 | 0 | 0 | 0 | 0 | 0 | 0 | 0 | 0 | 0 | 0 | 0 | 0 | 0 | 0 | 0 |  | 1 | 1 | 1 | 1 | 1 | 1 | 1 | 1 | 1 | 1 | 1 | 0
PG&E KERN | Magunden | 115 | 0 | 0 | 0 | 0 | 0 | 0 | 0 | 0 | 0 | 0 | 0 | 0 | 0 | 0 | 0 | 0 | 0 | 0 | 0 | 0 |  | 0 | 0 | 0 | 0 | 0 | 0 | 0 | 0 | 0 | 0 | 0 | 0 | 0 | 0 | 0 | 0 | 0 | 0 | 0 | 0 | 0 |  | 0 | 0 | 0 | 0 | 0 | 0 | 0 | 0 | 0 | 0 | 0 | 0 | 0 | 0 | 0 | 0 | 0 | 0 | 0 |  | 1 | 1 | 1 | 1 | 1 | 1 | 1 | 1 | 1 | 1 | 1 | 0
SCE Northern | Magunden | 230 | 0 | 0 | 0 | 0 | 0 | 0 | 0 | 0 | 0 | 0 | 0 | 0 | 0 | 0 | 0 | 0 | 0 | 0 | 0 | 0 |  | 0 | 0 | 0 | 0 | 0 | 0 | 0 | 0 | 0 | 0 | 0 | 0 | 0 | 0 | 0 | 0 | 0 | 0 | 0 | 0 | 0 |  | 0 | 0 | 0 | 0 | 0 | 0 | 0 | 0 | 0 | 0 | 0 | 0 | 0 | 0 | 0 | 0 | 0 | 0 | 0 |  | 1 | 1 | 1 | 1 | 1 | 1 | 1 | 1 | 1 | 1 | 1 | 0
PG&E FRESNO | Malaga | 115 | 0 | 0 | 0 | 0 | 0 | 0 | 0 | 0 | 0 | 0 | 0 | 0 | 0 | 0 | 0 | 97 | 0 | 97 | 0 | 1 |  | 0 | 0 | 0 | 0 | 0 | 0 | 0 | 0 | 0 | 0 | 0 | 0 | 0 | 0 | 0 | 0 | 0 | 0 | 0 | 0 | 2 |  | 0 | 0 | 0 | 0 | 0 | 0 | 0 | 0 | 0 | 0 | 0 | 0 | 0 | 0 | 0 | 0 | 0 | 0 | 0 |  | 1 | 1 | 1 | 1 | 1 | 1 | 1 | 1 | 1 | 1 | 1 | 0
PG&E NGBA | Malin | 500 | 0 | 0 | 0 | 0 | 0 | 0 | 0 | 0 | 0 | 0 | 0 | 0 | 0 | 0 | 0 | 0 | 0 | 0 | 0 | 0 |  | 0 | 0 | 0 | 0 | 0 | 0 | 0 | 0 | 0 | 0 | 0 | 0 | 0 | 0 | 0 | 0 | 0 | 0 | 0 | 0 | 0 |  | 0 | 0 | 0 | 0 | 0 | 0 | 0 | 0 | 0 | 0 | 0 | 0 | 0 | 0 | 0 | 0 | 0 | 0 | 0 |  | 1 | 1 | 1 | 1 | 1 | 1 | 1 | 1 | 1 | 1 | 1 | 0
SCE Northern | Mandalay | 230 | 0 | 0 | 0 | 0 | 0 | 0 | 0 | 0 | 0 | 0 | 0 | 0 | 0 | 0 | 0 | 0 | 0 | 0 | 0 | 0 |  | 0 | 0 | 0 | 0 | 0 | 0 | 0 | 0 | 0 | 0 | 0 | 0 | 0 | 0 | 0 | 200 | 0 | 200 | 0 | 1 | 0 |  | 0 | 0 | 0 | 0 | 0 | 0 | 0 | 0 | 0 | 0 | 0 | 0 | 0 | 0 | 0 | 2 | 0 | 2 | 0 |  | 1 | 1 | 1 | 1 | 1 | 1 | 1 | 4 | 1 | 4 | 1 | 1
PG&E FRESNO | Manning | 230 | 0 | 0 | 0 | 0 | 0 | 0 | 0 | 0 | 0 | 0 | 0 | 0 | 100 | 400 | 500 | 0 | 100 | 100 | 0 | 1 |  | 0 | 0 | 0 | 0 | 0 | 0 | 0 | 0 | 0 | 0 | 0 | 0 | 0 | 0 | 0 | 0 | 0 | 0 | 0 | 0 | 0 |  | 0 | 0 | 0 | 0 | 0 | 0 | 0 | 0 | 0 | 0 | 0 | 0 | 0 | 0 | 0 | 0 | 0 | 0 | 0 |  | 1 | 1 | 1 | 1 | 1 | 1 | 1 | 1 | 1 | 1 | 1 | 0
PG&E FRESNO | Manning | 500 | 0 | 0 | 0 | 0 | 0 | 0 | 0 | 0 | 0 | 0 | 0 | 0 | 900 | 1100 | 2000 | 0 | 545 | 545 | 0 | 1 |  | 0 | 0 | 0 | 0 | 0 | 0 | 0 | 0 | 0 | 0 | 0 | 0 | 492.5 | 480 | 972.5 | 0 | 210 | 210 | 0 | 1 | 0 |  | 0 | 0 | 0 | 0 | 0 | 0 | 0 | 0 | 0 | 0 | 0 | 0 | 0 | 0 | 0 | 0 | 0 | 0 | 0 |  | 1 | 1 | 1 | 1 | 1 | 1 | 1 | 1 | 1 | 1 | 1 | 0
PG&E GBA | Manteca | 115 | 0 | 0 | 0 | 0 | 0 | 0 | 0 | 0 | 0 | 0 | 0 | 1.5 | 0 | 0 | 0 | 0 | 0 | 0 | 0 | 1 |  | 0 | 0 | 0 | 0 | 0 | 0 | 0 | 0 | 0 | 0 | 0 | 1.5 | 0 | 0 | 0 | 0 | 0 | 0 | 0 | 1 | 0 |  | 0 | 0 | 0 | 0 | 0 | 0 | 0 | 0 | 0 | 0 | 0 | 0 | 0 | 0 | 0 | 0 | 0 | 0 | 0 |  | 1 | 1 | 1 | 1 | 1 | 1 | 1 | 1 | 1 | 1 | 1 | 0
SDGE | Margarita | 138 | 0 | 0 | 0 | 0 | 0 | 0 | 0 | 0 | 0 | 0 | 0 | 0 | 0 | 0 | 0 | 0 | 0 | 0 | 0 | 0 |  | 0 | 0 | 0 | 0 | 0 | 0 | 0 | 0 | 0 | 0 | 0 | 0 | 0 | 0 | 0 | 0 | 0 | 0 | 0 | 0 | 0 |  | 0 | 0 | 0 | 0 | 0 | 0 | 0 | 0 | 0 | 0 | 0 | 0 | 0 | 0 | 0 | 0 | 0 | 0 | 0 |  | 1 | 1 | 1 | 1 | 1 | 1 | 1 | 1 | 1 | 1 | 1 | 0
PG&E GBA | Martin | 230 | 0 | 0 | 0 | 0 | 0 | 0 | 0 | 0 | 0 | 0 | 0 | 0 | 0 | 0 | 0 | 0 | 0 | 0 | 0 | 0 |  | 0 | 0 | 0 | 0 | 0 | 0 | 0 | 0 | 0 | 0 | 0 | 0 | 0 | 0 | 0 | 0 | 0 | 0 | 0 | 0 | 1 |  | 0 | 0 | 0 | 0 | 0 | 0 | 0 | 0 | 0 | 0 | 0 | 0 | 0 | 0 | 0 | 0 | 0 | 0 | 0 |  | 1 | 1 | 1 | 1 | 1 | 1 | 1 | 1 | 1 | 1 | 1 | 0
PG&E GBA | Martin | 115 | 0 | 0 | 0 | 0 | 0 | 0 | 0 | 0 | 0 | 0 | 0 | 0 | 0 | 0 | 0 | 188 | 150 | 338 | 0 | 1 |  | 0 | 0 | 0 | 0 | 0 | 0 | 0 | 0 | 0 | 0 | 0 | 8.37 | 0 | 0 | 0 | 193.02 | 111.6 | 304.62 | 0 | 1 | 1 |  | 0 | 0 | 0 | 0 | 0 | 0 | 0 | 0 | 0 | 0 | 0 | 2 | 0 | 0 | 0 | 0 | 0 | 0 | 0 |  | 1 | 1 | 1 | 1 | 1 | 5 | 1 | 1 | 1 | 1 | 1 | 1
PG&E GBA | Martinez | 115 | 0 | 0 | 0 | 0 | 0 | 0 | 0 | 0 | 0 | 0 | 0 | 0 | 0 | 0 | 0 | 0 | 0 | 0 | 0 | 0 |  | 0 | 0 | 0 | 0 | 0 | 0 | 0 | 0 | 0 | 0 | 0 | 0 | 0 | 0 | 0 | 0 | 0 | 0 | 0 | 0 | 2 |  | 0 | 0 | 0 | 0 | 0 | 0 | 0 | 0 | 0 | 0 | 0 | 0 | 0 | 0 | 0 | 0 | 0 | 0 | 0 |  | 1 | 1 | 1 | 1 | 1 | 1 | 1 | 1 | 1 | 1 | 1 | 0
PG&E FRESNO | Mc Mullin | 230 | 0 | 0 | 0 | 0 | 0 | 0 | 0 | 0 | 0 | 0 | 0 | 0 | 250 | 250 | 500 | 0 | 60 | 60 | 0 | 1 |  | 0 | 0 | 0 | 0 | 0 | 0 | 0 | 0 | 0 | 0 | 0 | 0 | 0 | 0 | 0 | 0 | 0 | 0 | 0 | 0 | 1 |  | 0 | 0 | 0 | 0 | 0 | 0 | 0 | 0 | 0 | 0 | 0 | 0 | 0 | 0 | 0 | 0 | 0 | 0 | 0 |  | 1 | 1 | 1 | 1 | 1 | 1 | 1 | 1 | 1 | 1 | 1 | 0
PG&E FRESNO | McCall | 115 | 0 | 0 | 0 | 0 | 0 | 0 | 0 | 0 | 0 | 0 | 0 | 1.5 | 0 | 0 | 0 | 0 | 0 | 0 | 0 | 1 |  | 0 | 0 | 0 | 0 | 0 | 0 | 0 | 0 | 0 | 0 | 0 | 0 | 0 | 0 | 0 | 0 | 0 | 0 | 0 | 0 | 1 |  | 0 | 0 | 0 | 0 | 0 | 0 | 0 | 0 | 0 | 0 | 0 | 0 | 0 | 0 | 0 | 0 | 0 | 0 | 0 |  | 1 | 1 | 1 | 1 | 1 | 1 | 1 | 1 | 1 | 1 | 1 | 0
PG&E FRESNO | McCall | 230 | 0 | 0 | 0 | 0 | 0 | 0 | 0 | 0 | 0 | 0 | 0 | 0 | 0 | 0 | 0 | 0 | 0 | 0 | 0 | 0 |  | 0 | 0 | 0 | 0 | 0 | 0 | 0 | 0 | 0 | 0 | 0 | 7.5 | 0 | 0 | 0 | 0 | 0 | 0 | 0 | 1 | 1 |  | 0 | 0 | 0 | 0 | 0 | 0 | 0 | 0 | 0 | 0 | 0 | 2 | 0 | 0 | 0 | 0 | 0 | 0 | 0 |  | 1 | 1 | 1 | 1 | 1 | 5 | 1 | 1 | 1 | 1 | 1 | 1
PG&E GBA | Meadow Lane | 115 | 0 | 0 | 0 | 0 | 0 | 0 | 0 | 0 | 0 | 0 | 0 | 0 | 0 | 0 | 0 | 0 | 0 | 0 | 0 | 0 |  | 0 | 0 | 0 | 0 | 0 | 0 | 0 | 0 | 0 | 0 | 0 | 0 | 0 | 0 | 0 | 0 | 0 | 0 | 0 | 0 | 0 |  | 0 | 0 | 0 | 0 | 0 | 0 | 0 | 0 | 0 | 0 | 0 | 0 | 0 | 0 | 0 | 0 | 0 | 0 | 0 |  | 1 | 1 | 1 | 1 | 1 | 1 | 1 | 1 | 1 | 1 | 1 | 0
PG&E GBA | Melones | 115 | 0 | 0 | 0 | 0 | 0 | 0 | 0 | 0 | 0 | 0 | 0 | 0 | 0 | 0 | 0 | 0 | 0 | 0 | 0 | 0 |  | 0 | 0 | 0 | 0 | 0 | 0 | 0 | 0 | 0 | 0 | 0 | 0 | 0 | 0 | 0 | 0 | 0 | 0 | 0 | 0 | 0 |  | 0 | 0 | 0 | 0 | 0 | 0 | 0 | 0 | 0 | 0 | 0 | 0 | 0 | 0 | 0 | 0 | 0 | 0 | 0 |  | 1 | 1 | 1 | 1 | 1 | 1 | 1 | 1 | 1 | 1 | 1 | 0
PG&E GBA | Melones | 230 | 0 | 0 | 0 | 0 | 0 | 0 | 0 | 0 | 0 | 0 | 0 | 0 | 0 | 0 | 0 | 0 | 0 | 0 | 0 | 0 |  | 0 | 0 | 0 | 0 | 0 | 0 | 0 | 0 | 0 | 0 | 0 | 0 | 0 | 0 | 0 | 0 | 0 | 0 | 0 | 0 | 0 |  | 0 | 0 | 0 | 0 | 0 | 0 | 0 | 0 | 0 | 0 | 0 | 0 | 0 | 0 | 0 | 0 | 0 | 0 | 0 |  | 1 | 1 | 1 | 1 | 1 | 1 | 1 | 1 | 1 | 1 | 1 | 0
SDGE | Melrose | 69 | 0 | 0 | 0 | 0 | 0 | 0 | 0 | 0 | 0 | 0 | 0 | 0 | 0 | 0 | 0 | 20 | 0 | 20 | 0 | 1 |  | 0 | 0 | 0 | 0 | 0 | 0 | 0 | 0 | 0 | 0 | 0 | 0 | 0 | 0 | 0 | 0 | 0 | 0 | 0 | 0 | 1 |  | 0 | 0 | 0 | 0 | 0 | 0 | 0 | 0 | 0 | 0 | 0 | 0 | 0 | 0 | 0 | 0 | 0 | 0 | 0 |  | 1 | 1 | 1 | 1 | 1 | 1 | 1 | 1 | 1 | 1 | 1 | 0
PG&E NGBA | Mendocino | 115 | 0 | 0 | 0 | 0 | 0 | 0 | 0 | 0 | 0 | 0 | 0 | 5 | 0 | 0 | 0 | 0 | 0 | 0 | 0 | 1 |  | 0 | 1 | 0 | 0 | 0 | 0 | 0 | 0 | 0 | 0 | 0 | 0 | 0 | 0 | 0 | 0 | 0 | 0 | 5 | 1 | 1 |  | 0 | 2 | 0 | 0 | 0 | 0 | 0 | 0 | 0 | 0 | 0 | 0 | 0 | 0 | 0 | 0 | 0 | 0 | 2 |  | 1 | 5 | 1 | 1 | 1 | 1 | 1 | 1 | 1 | 1 | 5 | 1
PG&E NGBA | Mendocino | 60 | 0 | 3 | 0 | 0 | 0 | 0 | 0 | 0 | 0 | 0 | 0 | 0 | 0 | 0 | 0 | 0 | 0 | 0 | 5 | 1 |  | 0 | 0 | 0 | 0 | 0 | 0 | 0 | 0 | 0 | 0 | 0 | 0 | 0 | 0 | 0 | 0 | 0 | 0 | 0 | 0 | 1 |  | 0 | 0 | 0 | 0 | 0 | 0 | 0 | 0 | 0 | 0 | 0 | 0 | 0 | 0 | 0 | 0 | 0 | 0 | 0 |  | 1 | 1 | 1 | 1 | 1 | 1 | 1 | 1 | 1 | 1 | 1 | 0
PG&E FRESNO | Mendota | 115 | 0 | 0 | 0 | 0 | 0 | 0 | 0 | 0 | 0 | 0 | 0 | 0 | 0 | 0 | 0 | 0 | 0 | 0 | 0 | 0 |  | 0 | 0 | 0 | 0 | 0 | 0 | 0 | 0 | 0 | 0 | 0 | 0 | 0 | 0 | 0 | 0 | 0 | 0 | 0 | 0 | 2 |  | 0 | 0 | 0 | 0 | 0 | 0 | 0 | 0 | 0 | 0 | 0 | 0 | 0 | 0 | 0 | 0 | 0 | 0 | 0 |  | 1 | 1 | 1 | 1 | 1 | 1 | 1 | 1 | 1 | 1 | 1 | 0
PG&E GBA | Menlo | 60 | 0 | 0 | 0 | 0 | 0 | 0 | 0 | 0 | 0 | 0 | 0 | 0 | 0 | 0 | 0 | 0 | 0 | 0 | 0 | 0 |  | 0 | 0 | 0 | 0 | 0 | 0 | 0 | 0 | 0 | 0 | 0 | 0 | 0 | 0 | 0 | 0 | 0 | 0 | 0 | 0 | 1 |  | 0 | 0 | 0 | 0 | 0 | 0 | 0 | 0 | 0 | 0 | 0 | 0 | 0 | 0 | 0 | 0 | 0 | 0 | 0 |  | 1 | 1 | 1 | 1 | 1 | 1 | 1 | 1 | 1 | 1 | 1 | 0
PG&E FRESNO | Merced | 115 | 0 | 0 | 0 | 0 | 0 | 0 | 0 | 0 | 0 | 0 | 0 | 4 | 0 | 0 | 0 | 0 | 0 | 0 | 0 | 1 |  | 0 | 0 | 0 | 0 | 0 | 0 | 0 | 0 | 0 | 0 | 0 | 4 | 0 | 0 | 0 | 0 | 0 | 0 | 0 | 1 | 2 |  | 0 | 0 | 0 | 0 | 0 | 0 | 0 | 0 | 0 | 0 | 0 | 0 | 0 | 0 | 0 | 0 | 0 | 0 | 0 |  | 1 | 1 | 1 | 1 | 1 | 1 | 1 | 1 | 1 | 1 | 1 | 0
EOP | Mercury | 138 | 0 | 0 | 0 | 0 | 0 | 0 | 0 | 0 | 0 | 0 | 0 | 0 | 0 | 0 | 0 | 0 | 0 | 0 | 0 | 0 |  | 0 | 0 | 0 | 0 | 0 | 0 | 0 | 0 | 0 | 0 | 0 | 0 | 0 | 0 | 0 | 0 | 0 | 0 | 0 | 0 | 2 |  | 0 | 0 | 0 | 0 | 0 | 0 | 0 | 0 | 0 | 0 | 0 | 0 | 0 | 0 | 0 | 0 | 0 | 0 | 0 |  | 1 | 1 | 1 | 1 | 1 | 1 | 1 | 1 | 1 | 1 | 1 | 0
PG&E FRESNO | Mercy Springs | 70 | 0 | 2 | 0 | 0 | 0 | 0 | 0 | 0 | 0 | 0 | 0 | 0 | 0 | 75 | 75 | 78 | 0 | 78 | 0 | 1 |  | 0 | 0 | 0 | 0 | 0 | 0 | 0 | 0 | 0 | 0 | 0 | 0 | 0 | 0 | 0 | 0 | 0 | 0 | 0 | 0 | 1 |  | 0 | 0 | 0 | 0 | 0 | 0 | 0 | 0 | 0 | 0 | 0 | 0 | 0 | 0 | 0 | 0 | 0 | 0 | 0 |  | 1 | 1 | 1 | 1 | 1 | 1 | 1 | 1 | 1 | 1 | 1 | 0
PG&E NGBA | Meridian | 60 | 0 | 0 | 0 | 0 | 0 | 0 | 0 | 0 | 0 | 0 | 0 | 0 | 0 | 0 | 0 | 0 | 0 | 0 | 0 | 0 |  | 0 | 0 | 0 | 0 | 0 | 0 | 0 | 0 | 0 | 0 | 0 | 0 | 0 | 0 | 0 | 0 | 0 | 0 | 0 | 0 | 1 |  | 0 | 0 | 0 | 0 | 0 | 0 | 0 | 0 | 0 | 0 | 0 | 0 | 0 | 0 | 0 | 0 | 0 | 0 | 0 |  | 1 | 1 | 1 | 1 | 1 | 1 | 1 | 1 | 1 | 1 | 1 | 0
PG&E KERN | Mesa (PGE) | 115 | 0 | 0 | 0 | 0 | 0 | 0 | 0 | 0 | 0 | 0 | 0 | 0 | 0 | 0 | 0 | 0 | 0 | 0 | 0 | 0 |  | 0 | 0 | 0 | 0 | 0 | 0 | 0 | 0 | 0 | 0 | 0 | 0 | 0 | 0 | 0 | 0 | 0 | 0 | 0 | 0 | 1 |  | 0 | 0 | 0 | 0 | 0 | 0 | 0 | 0 | 0 | 0 | 0 | 0 | 0 | 0 | 0 | 0 | 0 | 0 | 0 |  | 1 | 1 | 1 | 1 | 1 | 1 | 1 | 1 | 1 | 1 | 1 | 0
PG&E KERN | Mesa (PGE) | 230 | 0 | 0 | 0 | 0 | 0 | 0 | 0 | 0 | 0 | 0 | 0 | 0 | 0 | 0 | 0 | 0 | 0 | 0 | 0 | 0 |  | 0 | 0 | 0 | 0 | 0 | 0 | 0 | 0 | 0 | 0 | 0 | 2.62 | 0 | 0 | 0 | 0 | 0 | 0 | 0 | 1 | 0 |  | 0 | 0 | 0 | 0 | 0 | 0 | 0 | 0 | 0 | 0 | 0 | 2 | 0 | 0 | 0 | 0 | 0 | 0 | 0 |  | 1 | 1 | 1 | 1 | 1 | 4 | 1 | 1 | 1 | 1 | 1 | 1
SCE Metro | Mesa (SCE) | 230 | 0 | 0 | 0 | 0 | 0 | 0 | 0 | 0 | 0 | 0 | 0 | 2.62 | 0 | 0 | 0 | 6.5 | 0 | 6.5 | 0 | 1 |  | 0 | 0 | 0 | 0 | 0 | 0 | 0 | 0 | 0 | 0 | 0 | 0 | 0 | 0 | 0 | 0 | 3.5 | 3.5 | 0 | 1 | 0 |  | 0 | 0 | 0 | 0 | 0 | 0 | 0 | 0 | 0 | 0 | 0 | 0 | 0 | 0 | 0 | 0 | 2 | 0 | 0 |  | 1 | 1 | 1 | 1 | 1 | 1 | 1 | 1 | 4 | 1 | 1 | 1
SCE Metro | Mesa (SCE) | 500 | 0 | 0 | 0 | 0 | 0 | 0 | 0 | 0 | 0 | 0 | 0 | 0 | 0 | 0 | 0 | 0 | 0 | 0 | 0 | 0 |  | 0 | 0 | 0 | 0 | 0 | 0 | 0 | 0 | 0 | 0 | 0 | 0 | 0 | 0 | 0 | 0 | 0 | 0 | 0 | 0 | 0 |  | 0 | 0 | 0 | 0 | 0 | 0 | 0 | 0 | 0 | 0 | 0 | 0 | 0 | 0 | 0 | 0 | 0 | 0 | 0 |  | 1 | 1 | 1 | 1 | 1 | 1 | 1 | 1 | 1 | 1 | 1 | 0
SDGE | Mesa Heights | 69 | 0 | 0 | 0 | 0 | 0 | 0 | 0 | 0 | 0 | 0 | 0 | 0 | 0 | 0 | 0 | 10.5 | 0 | 10.5 | 0 | 1 |  | 0 | 0 | 0 | 0 | 0 | 0 | 0 | 0 | 0 | 0 | 0 | 0 | 0 | 0 | 0 | 0 | 0 | 0 | 0 | 0 | 1 |  | 0 | 0 | 0 | 0 | 0 | 0 | 0 | 0 | 0 | 0 | 0 | 0 | 0 | 0 | 0 | 0 | 0 | 0 | 0 |  | 1 | 1 | 1 | 1 | 1 | 1 | 1 | 1 | 1 | 1 | 1 | 0
PG&E GBA | Metcalf | 115 | 0 | 0 | 0 | 0 | 0 | 0 | 0 | 0 | 0 | 0 | 0 | 0 | 0 | 0 | 0 | 0 | 0 | 0 | 0 | 0 |  | 0 | 1.8 | 0 | 0 | 0 | 0 | 0 | 0 | 0 | 0 | 0 | 0 | 0 | 0 | 0 | 0 | 0 | 0 | 0 | 1 | 0 |  | 0 | 2 | 0 | 0 | 0 | 0 | 0 | 0 | 0 | 0 | 0 | 0 | 0 | 0 | 0 | 0 | 0 | 0 | 0 |  | 1 | 4 | 1 | 1 | 1 | 1 | 1 | 1 | 1 | 1 | 1 | 1
PG&E GBA | Metcalf | 230 | 0 | 0 | 0 | 0 | 0 | 0 | 0 | 0 | 0 | 0 | 0 | 0 | 0 | 0 | 0 | 0 | 251.075 | 251.075 | 0 | 1 |  | 0 | 0 | 0 | 0 | 0 | 0 | 0 | 0 | 0 | 0 | 0 | 0 | 0 | 0 | 0 | 250 | 100 | 350 | 0 | 1 | 0 |  | 0 | 0 | 0 | 0 | 0 | 0 | 0 | 0 | 0 | 0 | 0 | 0 | 0 | 0 | 0 | 2 | 0 | 1 | 0 |  | 1 | 1 | 1 | 1 | 1 | 1 | 1 | 4 | 1 | 3 | 1 | 1
PG&E GBA | Metcalf | 500 | 0 | 0 | 0 | 0 | 0 | 0 | 0 | 0 | 0 | 0 | 0 | 0 | 0 | 0 | 0 | 0 | 0 | 0 | 0 | 0 |  | 0 | 0 | 0 | 0 | 0 | 0 | 0 | 0 | 0 | 0 | 0 | 0 | 0 | 0 | 0 | 0 | 0 | 0 | 0 | 0 | 0 |  | 0 | 0 | 0 | 0 | 0 | 0 | 0 | 0 | 0 | 0 | 0 | 0 | 0 | 0 | 0 | 0 | 0 | 0 | 0 |  | 1 | 1 | 1 | 1 | 1 | 1 | 1 | 1 | 1 | 1 | 1 | 0
PG&E KERN | Midway | 115 | 0 | 0 | 0 | 0 | 0 | 0 | 0 | 0 | 0 | 0 | 0 | 0 | 205 | 180 | 385 | 0 | 60 | 60 | 0 | 1 |  | 0 | 0 | 0 | 0 | 0 | 0 | 0 | 0 | 0 | 0 | 0 | 0 | 200 | 147 | 347 | 80 | 26 | 106 | 0 | 1 | 0 |  | 0 | 0 | 0 | 0 | 0 | 0 | 0 | 0 | 0 | 0 | 0 | 0 | 0 | 0 | 0 | 2 | 0 | 2 | 0 |  | 1 | 1 | 1 | 1 | 1 | 1 | 1 | 4 | 1 | 4 | 1 | 1
PG&E KERN | Midway | 230 | 0 | 0 | 0 | 0 | 0 | 0 | 0 | 0 | 0 | 0 | 0 | 0 | 0 | 0 | 0 | 0 | 0 | 0 | 0 | 0 |  | 0 | 0 | 0 | 0 | 0 | 0 | 0 | 0 | 0 | 0 | 0 | 0 | 0 | 0 | 0 | 0 | 0 | 0 | 0 | 0 | 0 |  | 0 | 0 | 0 | 0 | 0 | 0 | 0 | 0 | 0 | 0 | 0 | 0 | 0 | 0 | 0 | 0 | 0 | 0 | 0 |  | 1 | 1 | 1 | 1 | 1 | 1 | 1 | 1 | 1 | 1 | 1 | 0
PG&E KERN | Midway | 500 | 0 | 0 | 0 | 0 | 0 | 0 | 0 | 0 | 0 | 0 | 0 | 0 | 450 | 1000 | 1450 | 0 | 425 | 425 | 0 | 1 |  | 0 | 0 | 0 | 0 | 0 | 0 | 0 | 0 | 0 | 0 | 0 | 0 | 100 | 700 | 800 | 340 | 302 | 642 | 0 | 1 | 0 |  | 0 | 0 | 0 | 0 | 0 | 0 | 0 | 0 | 0 | 0 | 0 | 0 | 0 | 0 | 0 | 2 | 0 | 2 | 0 |  | 1 | 1 | 1 | 1 | 1 | 1 | 1 | 4 | 1 | 4 | 1 | 1
SDGE | Miguel | 230 | 0 | 0 | 0 | 0 | 0 | 0 | 0 | 0 | 0 | 0 | 0 | 0 | 0 | 0 | 0 | 0 | 0 | 0 | 0 | 0 |  | 0 | 0 | 0 | 0 | 0 | 0 | 0 | 0 | 0 | 0 | 0 | 0 | 0 | 0 | 0 | 9.75 | 0 | 9.75 | 0 | 1 | 5 |  | 0 | 0 | 0 | 0 | 0 | 0 | 0 | 0 | 0 | 0 | 0 | 0 | 0 | 0 | 0 | 2 | 0 | 2 | 0 |  | 1 | 1 | 1 | 1 | 1 | 1 | 1 | 5 | 1 | 5 | 1 | 1
SDGE | Miguel | 500 | 0 | 0 | 0 | 0 | 0 | 0 | 0 | 0 | 0 | 0 | 0 | 0 | 0 | 0 | 0 | 0 | 0 | 0 | 0 | 0 |  | 0 | 0 | 0 | 0 | 0 | 0 | 0 | 0 | 0 | 0 | 0 | 0 | 0 | 0 | 0 | 0 | 0 | 0 | 0 | 0 | 5 |  | 0 | 0 | 0 | 0 | 0 | 0 | 0 | 0 | 0 | 0 | 0 | 0 | 0 | 0 | 0 | 0 | 0 | 0 | 0 |  | 1 | 1 | 1 | 1 | 1 | 1 | 1 | 1 | 1 | 1 | 1 | 0
SDGE | Miguel | 69 | 0 | 0 | 0 | 0 | 0 | 0 | 0 | 0 | 0 | 0 | 0 | 0 | 0 | 0 | 0 | 9.75 | 0 | 9.75 | 0 | 1 |  | 0 | 0 | 0 | 0 | 0 | 0 | 0 | 0 | 0 | 0 | 0 | 0 | 0 | 0 | 0 | 0 | 0 | 0 | 0 | 0 | 4 |  | 0 | 0 | 0 | 0 | 0 | 0 | 0 | 0 | 0 | 0 | 0 | 0 | 0 | 0 | 0 | 0 | 0 | 0 | 0 |  | 1 | 1 | 1 | 1 | 1 | 1 | 1 | 1 | 1 | 1 | 1 | 0
PG&E GBA | Millbrae | 115 | 0 | 0 | 0 | 0 | 0 | 0 | 0 | 0 | 0 | 0 | 0 | 3.5 | 0 | 0 | 0 | 0 | 0 | 0 | 0 | 1 |  | 0 | 0 | 0 | 0 | 0 | 0 | 0 | 0 | 0 | 0 | 0 | 0 | 0 | 0 | 0 | 0 | 0 | 0 | 0 | 0 | 1 |  | 0 | 0 | 0 | 0 | 0 | 0 | 0 | 0 | 0 | 0 | 0 | 0 | 0 | 0 | 0 | 0 | 0 | 0 | 0 |  | 1 | 1 | 1 | 1 | 1 | 1 | 1 | 1 | 1 | 1 | 1 | 0
PG&E GBA | Miller | 115 | 0 | 0 | 0 | 0 | 0 | 0 | 0 | 0 | 0 | 0 | 0 | 0 | 0 | 0 | 0 | 0 | 0 | 0 | 0 | 0 |  | 0 | 0 | 0 | 0 | 0 | 0 | 0 | 0 | 0 | 0 | 0 | 0 | 0 | 0 | 0 | 0 | 0 | 0 | 0 | 0 | 0 |  | 0 | 0 | 0 | 0 | 0 | 0 | 0 | 0 | 0 | 0 | 0 | 0 | 0 | 0 | 0 | 0 | 0 | 0 | 0 |  | 1 | 1 | 1 | 1 | 1 | 1 | 1 | 1 | 1 | 1 | 1 | 0
SCE Metro | Mira Loma | 230 | 0 | 0 | 0 | 0 | 0 | 0 | 0 | 0 | 0 | 0 | 0 | 0 | 0 | 0 | 0 | 42 | 100 | 142 | 0 | 1 |  | 0 | 0 | 0 | 0 | 0 | 0 | 0 | 0 | 0 | 0 | 0 | 0 | 0 | 0 | 0 | 285 | 100 | 385 | 0 | 1 | 0 |  | 0 | 0 | 0 | 0 | 0 | 0 | 0 | 0 | 0 | 0 | 0 | 0 | 0 | 0 | 0 | 2 | 0 | 2 | 0 |  | 1 | 1 | 1 | 1 | 1 | 1 | 1 | 4 | 1 | 4 | 1 | 1
SCE Metro | Mira Loma | 500 | 0 | 0 | 0 | 0 | 0 | 0 | 0 | 0 | 0 | 0 | 0 | 0 | 0 | 0 | 0 | 0 | 0 | 0 | 0 | 0 |  | 0 | 0 | 0 | 0 | 0 | 0 | 0 | 0 | 0 | 0 | 0 | 0 | 0 | 0 | 0 | 0 | 0 | 0 | 0 | 0 | 0 |  | 0 | 0 | 0 | 0 | 0 | 0 | 0 | 0 | 0 | 0 | 0 | 0 | 0 | 0 | 0 | 0 | 0 | 0 | 0 |  | 1 | 1 | 1 | 1 | 1 | 1 | 1 | 1 | 1 | 1 | 1 | 0
SCE Eastern | Mirage | 115 | 0 | 0 | 0 | 0 | 0 | 0 | 0 | 0 | 0 | 0 | 0 | 0 | 0 | 0 | 0 | 0 | 0 | 0 | 0 | 0 |  | 0 | 0 | 0 | 0 | 0 | 0 | 0 | 0 | 0 | 0 | 0 | 0 | 0 | 0 | 0 | 0 | 0 | 0 | 0 | 0 | 1 |  | 0 | 0 | 0 | 0 | 0 | 0 | 0 | 0 | 0 | 0 | 0 | 0 | 0 | 0 | 0 | 0 | 0 | 0 | 0 |  | 1 | 1 | 1 | 1 | 1 | 1 | 1 | 1 | 1 | 1 | 1 | 0
SCE Eastern | Mirage | 230 | 500 | 0 | 0 | 0 | 0 | 0 | 0 | 0 | 0 | 0 | 0 | 0 | 0 | 0 | 0 | 50 | 0 | 50 | 0 | 1 |  | 790 | 0 | 0 | 0 | 0 | 0 | 0 | 0 | 0 | 0 | 0 | 0 | 0 | 0 | 0 | 50 | 0 | 50 | 0 | 1 | 1 |  | 2 | 0 | 0 | 0 | 0 | 0 | 0 | 0 | 0 | 0 | 0 | 0 | 0 | 0 | 0 | 0 | 0 | 0 | 0 |  | 5 | 1 | 1 | 1 | 1 | 1 | 1 | 1 | 1 | 1 | 1 | 1
SDGE | Mission | 138 | 0 | 0 | 0 | 0 | 0 | 0 | 0 | 0 | 0 | 0 | 0 | 0 | 0 | 0 | 0 | 0 | 0 | 0 | 0 | 0 |  | 0 | 0 | 0 | 0 | 0 | 0 | 0 | 0 | 0 | 0 | 0 | 0 | 0 | 0 | 0 | 0 | 0 | 0 | 0 | 0 | 2 |  | 0 | 0 | 0 | 0 | 0 | 0 | 0 | 0 | 0 | 0 | 0 | 0 | 0 | 0 | 0 | 0 | 0 | 0 | 0 |  | 1 | 1 | 1 | 1 | 1 | 1 | 1 | 1 | 1 | 1 | 1 | 0
SDGE | Mission | 230 | 0 | 0 | 0 | 0 | 0 | 0 | 0 | 0 | 0 | 0 | 0 | 0 | 0 | 0 | 0 | 0 | 0 | 0 | 0 | 0 |  | 0 | 0 | 0 | 0 | 0 | 0 | 0 | 0 | 0 | 0 | 0 | 0 | 0 | 0 | 0 | 9 | 0 | 9 | 0 | 1 | 3 |  | 0 | 0 | 0 | 0 | 0 | 0 | 0 | 0 | 0 | 0 | 0 | 0 | 0 | 0 | 0 | 2 | 0 | 2 | 0 |  | 1 | 1 | 1 | 1 | 1 | 1 | 1 | 5 | 1 | 5 | 1 | 1
SDGE | Mission | 69 | 0 | 0 | 0 | 0 | 0 | 0 | 0 | 0 | 0 | 0 | 0 | 0 | 0 | 0 | 0 | 0 | 0 | 0 | 0 | 0 |  | 0 | 0 | 0 | 0 | 0 | 0 | 0 | 0 | 0 | 0 | 0 | 0 | 0 | 0 | 0 | 0 | 0 | 0 | 0 | 0 | 2 |  | 0 | 0 | 0 | 0 | 0 | 0 | 0 | 0 | 0 | 0 | 0 | 0 | 0 | 0 | 0 | 0 | 0 | 0 | 0 |  | 1 | 1 | 1 | 1 | 1 | 1 | 1 | 1 | 1 | 1 | 1 | 0
PG&E GBA | Mi-Wuk | 115 | 0 | 0 | 0 | 0 | 0 | 0 | 0 | 0 | 0 | 0 | 0 | 0 | 0 | 0 | 0 | 0 | 0 | 0 | 0 | 0 |  | 0 | 0 | 0 | 0 | 0 | 0 | 0 | 0 | 0 | 0 | 0 | 0 | 0 | 0 | 0 | 0 | 0 | 0 | 0 | 0 | 0 |  | 0 | 0 | 0 | 0 | 0 | 0 | 0 | 0 | 0 | 0 | 0 | 0 | 0 | 0 | 0 | 0 | 0 | 0 | 0 |  | 1 | 1 | 1 | 1 | 1 | 1 | 1 | 1 | 1 | 1 | 1 | 0
EOP | Mohave | 500 | 0 | 0 | 492 | 126.5 | 618.5 | 0 | 0 | 0 | 0 | 0 | 0 | 0 | 100 | 887 | 987 | 0 | 275 | 275 | 0 | 1 |  | 0 | 0 | 0 | 0 | 0 | 0 | 0 | 0 | 0 | 0 | 0 | 0 | 0 | 700 | 700 | 500 | 0 | 500 | 0 | 1 | 0 |  | 0 | 0 | 0 | 0 | 0 | 0 | 0 | 0 | 0 | 0 | 0 | 0 | 0 | 0 | 0 | 2 | 0 | 2 | 0 |  | 1 | 1 | 1 | 1 | 1 | 1 | 1 | 4 | 1 | 4 | 1 | 1
PG&E NGBA | Monroe | 115 | 0 | 0 | 0 | 0 | 0 | 0 | 0 | 0 | 0 | 0 | 0 | 0 | 0 | 0 | 0 | 0 | 0 | 0 | 0 | 0 |  | 0 | 0 | 0 | 0 | 0 | 0 | 0 | 0 | 0 | 0 | 0 | 0 | 0 | 0 | 0 | 0 | 0 | 0 | 0 | 0 | 1 |  | 0 | 0 | 0 | 0 | 0 | 0 | 0 | 0 | 0 | 0 | 0 | 0 | 0 | 0 | 0 | 0 | 0 | 0 | 0 |  | 1 | 1 | 1 | 1 | 1 | 1 | 1 | 1 | 1 | 1 | 1 | 0
SDGE | Monserate | 69 | 0 | 0 | 0 | 0 | 0 | 0 | 0 | 0 | 0 | 0 | 0 | 0 | 0 | 0 | 0 | 0 | 0 | 0 | 0 | 0 |  | 0 | 0 | 0 | 0 | 0 | 0 | 0 | 0 | 0 | 0 | 0 | 0 | 0 | 0 | 0 | 0 | 0 | 0 | 0 | 0 | 1 |  | 0 | 0 | 0 | 0 | 0 | 0 | 0 | 0 | 0 | 0 | 0 | 0 | 0 | 0 | 0 | 0 | 0 | 0 | 0 |  | 1 | 1 | 1 | 1 | 1 | 1 | 1 | 1 | 1 | 1 | 1 | 0
PG&E GBA | Monta Vista | 115 | 0 | 0 | 0 | 0 | 0 | 0 | 0 | 0 | 0 | 0 | 0 | 0 | 0 | 0 | 0 | 0 | 0 | 0 | 0 | 0 |  | 0 | 0 | 0 | 0 | 0 | 0 | 0 | 0 | 0 | 0 | 0 | 0 | 0 | 0 | 0 | 0 | 0 | 0 | 0 | 0 | 1 |  | 0 | 0 | 0 | 0 | 0 | 0 | 0 | 0 | 0 | 0 | 0 | 0 | 0 | 0 | 0 | 0 | 0 | 0 | 0 |  | 1 | 1 | 1 | 1 | 1 | 1 | 1 | 1 | 1 | 1 | 1 | 0
PG&E GBA | Monta Vista | 230 | 0 | 0 | 0 | 0 | 0 | 0 | 0 | 0 | 0 | 0 | 0 | 0 | 0 | 0 | 0 | 0 | 0 | 0 | 0 | 0 |  | 0 | 0 | 0 | 0 | 0 | 0 | 0 | 0 | 0 | 0 | 0 | 0 | 0 | 0 | 0 | 0 | 0 | 0 | 0 | 0 | 1 |  | 0 | 0 | 0 | 0 | 0 | 0 | 0 | 0 | 0 | 0 | 0 | 0 | 0 | 0 | 0 | 0 | 0 | 0 | 0 |  | 1 | 1 | 1 | 1 | 1 | 1 | 1 | 1 | 1 | 1 | 1 | 0
PG&E GBA | Monta Vista | 60 | 0 | 0 | 0 | 0 | 0 | 0 | 0 | 0 | 0 | 0 | 0 | 0 | 0 | 0 | 0 | 0 | 0 | 0 | 0 | 0 |  | 0 | 0 | 0 | 0 | 0 | 0 | 0 | 0 | 0 | 0 | 0 | 0 | 0 | 0 | 0 | 0 | 0 | 0 | 0 | 0 | 1 |  | 0 | 0 | 0 | 0 | 0 | 0 | 0 | 0 | 0 | 0 | 0 | 0 | 0 | 0 | 0 | 0 | 0 | 0 | 0 |  | 1 | 1 | 1 | 1 | 1 | 1 | 1 | 1 | 1 | 1 | 1 | 0
PG&E NGBA | Monticello | 115 | 0 | 0 | 0 | 0 | 0 | 0 | 0 | 0 | 0 | 0 | 0 | 0 | 0 | 0 | 0 | 0 | 0 | 0 | 0 | 0 |  | 0 | 0 | 0 | 0 | 0 | 0 | 0 | 0 | 0 | 0 | 0 | 0 | 0 | 0 | 0 | 0 | 0 | 0 | 0 | 0 | 2 |  | 0 | 0 | 0 | 0 | 0 | 0 | 0 | 0 | 0 | 0 | 0 | 0 | 0 | 0 | 0 | 0 | 0 | 0 | 0 |  | 1 | 1 | 1 | 1 | 1 | 1 | 1 | 1 | 1 | 1 | 1 | 0
SCE Northern | Moorpark | 230 | 0 | 0 | 0 | 0 | 0 | 0 | 0 | 0 | 0 | 0 | 0 | 0 | 0 | 0 | 0 | 350 | 150 | 500 | 0 | 1 |  | 0 | 0 | 0 | 0 | 0 | 0 | 0 | 0 | 0 | 0 | 0 | 0 | 0 | 0 | 0 | 434.9 | 0 | 434.9 | 0 | 1 | 0 |  | 0 | 0 | 0 | 0 | 0 | 0 | 0 | 0 | 0 | 0 | 0 | 0 | 0 | 0 | 0 | 1 | 0 | 0 | 0 |  | 1 | 1 | 1 | 1 | 1 | 1 | 1 | 3 | 1 | 1 | 1 | 1
SCE Northern | Moorpark | 66 | 0 | 0 | 0 | 0 | 0 | 0 | 0 | 0 | 0 | 0 | 0 | 0 | 0 | 0 | 0 | 0 | 0 | 0 | 0 | 0 |  | 0 | 0 | 0 | 0 | 0 | 0 | 0 | 0 | 0 | 0 | 0 | 0 | 0 | 0 | 0 | 0 | 0 | 0 | 0 | 0 | 0 |  | 0 | 0 | 0 | 0 | 0 | 0 | 0 | 0 | 0 | 0 | 0 | 0 | 0 | 0 | 0 | 0 | 0 | 0 | 0 |  | 1 | 1 | 1 | 1 | 1 | 1 | 1 | 1 | 1 | 1 | 1 | 0
PG&E GBA | Moraga | 115 | 0 | 0 | 0 | 0 | 0 | 0 | 0 | 0 | 0 | 0 | 0 | 0 | 0 | 0 | 0 | 0 | 0 | 0 | 0 | 0 |  | 0 | 0 | 0 | 0 | 0 | 0 | 0 | 0 | 0 | 0 | 0 | 0 | 0 | 0 | 0 | 0 | 0 | 0 | 0 | 0 | 1 |  | 0 | 0 | 0 | 0 | 0 | 0 | 0 | 0 | 0 | 0 | 0 | 0 | 0 | 0 | 0 | 0 | 0 | 0 | 0 |  | 1 | 1 | 1 | 1 | 1 | 1 | 1 | 1 | 1 | 1 | 1 | 0
PG&E GBA | Moraga | 230 | 0 | 0 | 0 | 0 | 0 | 0 | 0 | 0 | 0 | 0 | 0 | 0 | 0 | 0 | 0 | 0 | 0 | 0 | 0 | 0 |  | 0 | 0 | 0 | 0 | 0 | 0 | 0 | 0 | 0 | 0 | 0 | 0 | 0 | 0 | 0 | 0 | 0 | 0 | 0 | 0 | 1 |  | 0 | 0 | 0 | 0 | 0 | 0 | 0 | 0 | 0 | 0 | 0 | 0 | 0 | 0 | 0 | 0 | 0 | 0 | 0 |  | 1 | 1 | 1 | 1 | 1 | 1 | 1 | 1 | 1 | 1 | 1 | 0
PG&E GBA | Morgan Hill | 115 | 0 | 0 | 0 | 0 | 0 | 0 | 0 | 0 | 0 | 0 | 0 | 0 | 0 | 0 | 0 | 0 | 0 | 0 | 0 | 0 |  | 0 | 0 | 0 | 0 | 0 | 0 | 0 | 0 | 0 | 0 | 0 | 0 | 0 | 0 | 0 | 0 | 0 | 0 | 0 | 0 | 1 |  | 0 | 0 | 0 | 0 | 0 | 0 | 0 | 0 | 0 | 0 | 0 | 0 | 0 | 0 | 0 | 0 | 0 | 0 | 0 |  | 1 | 1 | 1 | 1 | 1 | 1 | 1 | 1 | 1 | 1 | 1 | 0
PG&E KERN | Morro Bay | 115 | 0 | 0 | 0 | 0 | 0 | 0 | 0 | 0 | 0 | 0 | 0 | 0 | 0 | 0 | 0 | 0 | 0 | 0 | 0 | 0 |  | 0 | 0 | 0 | 0 | 0 | 0 | 0 | 0 | 0 | 0 | 0 | 0 | 0 | 0 | 0 | 0 | 0 | 0 | 0 | 0 | 1 |  | 0 | 0 | 0 | 0 | 0 | 0 | 0 | 0 | 0 | 0 | 0 | 0 | 0 | 0 | 0 | 0 | 0 | 0 | 0 |  | 1 | 1 | 1 | 1 | 1 | 1 | 1 | 1 | 1 | 1 | 1 | 0
PG&E KERN | Morro Bay | 230 | 0 | 0 | 0 | 0 | 0 | 0 | 0 | 0 | 0 | 0 | 0 | 0 | 0 | 0 | 0 | 0 | 0 | 0 | 0 | 0 |  | 0 | 0 | 0 | 0 | 0 | 0 | 0 | 0 | 0 | 0 | 0 | 0 | 0 | 0 | 0 | 0 | 0 | 0 | 0 | 0 | 0 |  | 0 | 0 | 0 | 0 | 0 | 0 | 0 | 0 | 0 | 0 | 0 | 0 | 0 | 0 | 0 | 0 | 0 | 0 | 0 |  | 1 | 1 | 1 | 1 | 1 | 1 | 1 | 1 | 1 | 1 | 1 | 0
PG&E KERN | Morro Bay | 500 | 0 | 0 | 0 | 0 | 0 | 0 | 0 | 0 | 0 | 0 | 0 | 0 | 0 | 0 | 0 | 0 | 0 | 0 | 0 | 0 |  | 0 | 0 | 0 | 0 | 0 | 0 | 0 | 0 | 0 | 0 | 0 | 0 | 0 | 0 | 0 | 0 | 0 | 0 | 0 | 0 | 0 |  | 0 | 0 | 0 | 0 | 0 | 0 | 0 | 0 | 0 | 0 | 0 | 0 | 0 | 0 | 0 | 0 | 0 | 0 | 0 |  | 1 | 1 | 1 | 1 | 1 | 1 | 1 | 1 | 1 | 1 | 1 | 0
PG&E GBA | Moss Landing | 115 | 0 | 0 | 0 | 0 | 0 | 0 | 0 | 0 | 0 | 0 | 0 | 0 | 0 | 0 | 0 | 0 | 0 | 0 | 0 | 0 |  | 0 | 0 | 0 | 0 | 0 | 0 | 0 | 0 | 0 | 0 | 0 | 0 | 0 | 0 | 0 | 0 | 0 | 0 | 0 | 0 | 0 |  | 0 | 0 | 0 | 0 | 0 | 0 | 0 | 0 | 0 | 0 | 0 | 0 | 0 | 0 | 0 | 0 | 0 | 0 | 0 |  | 1 | 1 | 1 | 1 | 1 | 1 | 1 | 1 | 1 | 1 | 1 | 0
PG&E GBA | Moss Landing | 230 | 0 | 0 | 0 | 0 | 0 | 0 | 0 | 0 | 0 | 0 | 0 | 0 | 0 | 0 | 0 | 0 | 0 | 0 | 0 | 0 |  | 0 | 0 | 0 | 0 | 0 | 0 | 0 | 0 | 0 | 0 | 0 | 0 | 0 | 0 | 0 | 0 | 0 | 0 | 0 | 0 | 0 |  | 0 | 0 | 0 | 0 | 0 | 0 | 0 | 0 | 0 | 0 | 0 | 0 | 0 | 0 | 0 | 0 | 0 | 0 | 0 |  | 1 | 1 | 1 | 1 | 1 | 1 | 1 | 1 | 1 | 1 | 1 | 0
PG&E GBA | Moss Landing | 500 | 0 | 0 | 0 | 0 | 0 | 0 | 0 | 0 | 0 | 0 | 0 | 0 | 0 | 0 | 0 | 0 | 400 | 400 | 0 | 1 |  | 0 | 0 | 0 | 0 | 0 | 0 | 0 | 0 | 0 | 0 | 0 | 0 | 0 | 0 | 0 | 0 | 500 | 500 | 0 | 1 | 0 |  | 0 | 0 | 0 | 0 | 0 | 0 | 0 | 0 | 0 | 0 | 0 | 0 | 0 | 0 | 0 | 0 | 1 | 1 | 0 |  | 1 | 1 | 1 | 1 | 1 | 1 | 1 | 1 | 3 | 3 | 1 | 1
EOP | Mountain Pass | 115 | 0 | 0 | 0 | 0 | 0 | 0 | 0 | 0 | 0 | 0 | 0 | 0 | 0 | 0 | 0 | 0 | 0 | 0 | 0 | 0 |  | 0 | 0 | 0 | 0 | 0 | 0 | 0 | 0 | 0 | 0 | 0 | 0 | 0 | 0 | 0 | 0 | 0 | 0 | 0 | 0 | 1 |  | 0 | 0 | 0 | 0 | 0 | 0 | 0 | 0 | 0 | 0 | 0 | 0 | 0 | 0 | 0 | 0 | 0 | 0 | 0 |  | 1 | 1 | 1 | 1 | 1 | 1 | 1 | 1 | 1 | 1 | 1 | 0
PG&E GBA | Mountain View | 115 | 0 | 0 | 0 | 0 | 0 | 0 | 0 | 0 | 0 | 0 | 0 | 0 | 0 | 0 | 0 | 0 | 0 | 0 | 0 | 0 |  | 0 | 0 | 0 | 0 | 0 | 0 | 0 | 0 | 0 | 0 | 0 | 0 | 0 | 0 | 0 | 0 | 0 | 0 | 0 | 0 | 1 |  | 0 | 0 | 0 | 0 | 0 | 0 | 0 | 0 | 0 | 0 | 0 | 0 | 0 | 0 | 0 | 0 | 0 | 0 | 0 |  | 1 | 1 | 1 | 1 | 1 | 1 | 1 | 1 | 1 | 1 | 1 | 0
PG&E GBA | Mt Eden | 115 | 0 | 0 | 0 | 0 | 0 | 0 | 0 | 0 | 0 | 0 | 0 | 0 | 0 | 0 | 0 | 0 | 0 | 0 | 0 | 0 |  | 0 | 0 | 0 | 0 | 0 | 0 | 0 | 0 | 0 | 0 | 0 | 0 | 0 | 0 | 0 | 0 | 0 | 0 | 0 | 0 | 1 |  | 0 | 0 | 0 | 0 | 0 | 0 | 0 | 0 | 0 | 0 | 0 | 0 | 0 | 0 | 0 | 0 | 0 | 0 | 0 |  | 1 | 1 | 1 | 1 | 1 | 1 | 1 | 1 | 1 | 1 | 1 | 0
PG&E KERN | Mt Poso | 115 | 0 | 0 | 0 | 0 | 0 | 0 | 0 | 0 | 0 | 0 | 0 | 0 | 0 | 0 | 0 | 0 | 0 | 0 | 0 | 0 |  | 0 | 0 | 0 | 0 | 0 | 0 | 0 | 0 | 0 | 0 | 0 | 0 | 0 | 0 | 0 | 0 | 0 | 0 | 0 | 0 | 0 |  | 0 | 0 | 0 | 0 | 0 | 0 | 0 | 0 | 0 | 0 | 0 | 0 | 0 | 0 | 0 | 0 | 0 | 0 | 0 |  | 1 | 1 | 1 | 1 | 1 | 1 | 1 | 1 | 1 | 1 | 1 | 0
SDGE | Murray | 69 | 0 | 0 | 0 | 0 | 0 | 0 | 0 | 0 | 0 | 0 | 0 | 0 | 0 | 0 | 0 | 9 | 0 | 9 | 0 | 1 |  | 0 | 0 | 0 | 0 | 0 | 0 | 0 | 0 | 0 | 0 | 0 | 0 | 0 | 0 | 0 | 0 | 0 | 0 | 0 | 0 | 2 |  | 0 | 0 | 0 | 0 | 0 | 0 | 0 | 0 | 0 | 0 | 0 | 0 | 0 | 0 | 0 | 0 | 0 | 0 | 0 |  | 1 | 1 | 1 | 1 | 1 | 1 | 1 | 1 | 1 | 1 | 1 | 0
PG&E FRESNO | Mustang | 230 | 0 | 0 | 0 | 0 | 0 | 0 | 0 | 0 | 0 | 0 | 0 | 0 | 231.5 | 425 | 656.5 | 0 | 150 | 150 | 0 | 1 |  | 0 | 0 | 0 | 0 | 0 | 0 | 0 | 0 | 0 | 0 | 0 | 0 | 206.5 | 300 | 506.5 | 75 | 75 | 150 | 0 | 1 | 1 |  | 0 | 0 | 0 | 0 | 0 | 0 | 0 | 0 | 0 | 0 | 0 | 0 | 0 | 0 | 0 | 2 | 0 | 0 | 0 |  | 1 | 1 | 1 | 1 | 1 | 1 | 1 | 5 | 1 | 1 | 1 | 1
SCE Northern | Neenach | 66 | 0 | 0 | 0 | 0 | 0 | 0 | 0 | 0 | 0 | 0 | 0 | 0 | 0 | 0 | 0 | 0 | 0 | 0 | 0 | 0 |  | 0 | 0 | 0 | 0 | 0 | 0 | 0 | 0 | 0 | 0 | 0 | 0 | 0 | 0 | 0 | 0 | 0 | 0 | 0 | 0 | 0 |  | 0 | 0 | 0 | 0 | 0 | 0 | 0 | 0 | 0 | 0 | 0 | 0 | 0 | 0 | 0 | 0 | 0 | 0 | 0 |  | 1 | 1 | 1 | 1 | 1 | 1 | 1 | 1 | 1 | 1 | 1 | 0
PG&E KERN | New Sub - Gates - Midway (Proposed) | 230 | 0 | 0 | 0 | 0 | 0 | 0 | 0 | 0 | 0 | 0 | 0 | 0 | 300 | 840 | 1140 | 238.5 | 200 | 438.5 | 0 | 1 |  | 0 | 0 | 0 | 0 | 0 | 0 | 0 | 0 | 0 | 0 | 0 | 0 | 50 | 700 | 750 | 0 | 475 | 475 | 0 | 1 | 0 |  | 0 | 0 | 0 | 0 | 0 | 0 | 0 | 0 | 0 | 0 | 0 | 0 | 0 | 0 | 0 | 0 | 2 | 0 | 0 |  | 1 | 1 | 1 | 1 | 1 | 1 | 1 | 1 | 4 | 1 | 1 | 1
PG&E KERN | New Sub - Gates - Templeton (Proposed) | 230 | 0 | 0 | 0 | 0 | 0 | 0 | 0 | 0 | 0 | 0 | 0 | 0 | 50 | 250 | 300 | 0 | 85 | 85 | 0 | 1 |  | 0 | 0 | 0 | 0 | 0 | 0 | 0 | 0 | 0 | 0 | 0 | 0 | 0 | 0 | 0 | 0 | 0 | 0 | 0 | 0 | 1 |  | 0 | 0 | 0 | 0 | 0 | 0 | 0 | 0 | 0 | 0 | 0 | 0 | 0 | 0 | 0 | 0 | 0 | 0 | 0 |  | 1 | 1 | 1 | 1 | 1 | 1 | 1 | 1 | 1 | 1 | 1 | 0
SCE NOL | New Sub - Kramer - Lugo (Proposed) | 230 | 0 | 0 | 0 | 0 | 0 | 0 | 0 | 0 | 0 | 0 | 0 | 0 | 0 | 0 | 0 | 0 | 0 | 0 | 0 | 0 |  | 0 | 0 | 0 | 0 | 0 | 0 | 0 | 0 | 0 | 0 | 0 | 0 | 0 | 0 | 0 | 0 | 0 | 0 | 0 | 0 | 3 |  | 0 | 0 | 0 | 0 | 0 | 0 | 0 | 0 | 0 | 0 | 0 | 0 | 0 | 0 | 0 | 0 | 0 | 0 | 0 |  | 1 | 1 | 1 | 1 | 1 | 1 | 1 | 1 | 1 | 1 | 1 | 0
PG&E FRESNO | New Sub - Los Banos - Midway (Proposed) | 500 | 0 | 0 | 0 | 0 | 0 | 0 | 0 | 0 | 0 | 0 | 0 | 0 | 700 | 700 | 1400 | 0 | 300 | 300 | 0 | 1 |  | 0 | 0 | 0 | 0 | 0 | 0 | 0 | 0 | 0 | 0 | 0 | 0 | 0 | 0 | 0 | 0 | 0 | 0 | 0 | 0 | 0 |  | 0 | 0 | 0 | 0 | 0 | 0 | 0 | 0 | 0 | 0 | 0 | 0 | 0 | 0 | 0 | 0 | 0 | 0 | 0 |  | 1 | 1 | 1 | 1 | 1 | 1 | 1 | 1 | 1 | 1 | 1 | 0
SCE NOL | New Sub - Lugo - Pisgah (Proposed) | 230 | 0 | 0 | 150 | 0 | 150 | 0 | 0 | 0 | 0 | 0 | 0 | 0 | 0 | 0 | 0 | 0 | 0 | 0 | 0 | 1 |  | 0 | 0 | 100 | 50 | 150 | 0 | 0 | 0 | 0 | 0 | 0 | 0 | 0 | 0 | 0 | 0 | 0 | 0 | 0 | 1 | 1 |  | 0 | 0 | 0 | 2 | 0 | 0 | 0 | 0 | 0 | 0 | 0 | 0 | 0 | 0 | 0 | 0 | 0 | 0 | 0 |  | 1 | 1 | 1 | 1 | 1 | 1 | 1 | 1 | 1 | 1 | 1 | 0
PG&E KERN | New Sub - Midway - Wheeler Ridge (Proposed) | 230 | 0 | 0 | 0 | 0 | 0 | 0 | 0 | 0 | 0 | 0 | 0 | 0 | 150 | 300 | 450 | 92 | 0 | 92 | 0 | 1 |  | 0 | 0 | 0 | 0 | 0 | 0 | 0 | 0 | 0 | 0 | 0 | 0 | 120 | 265 | 385 | 92 | 68 | 160 | 0 | 1 | 0 |  | 0 | 0 | 0 | 0 | 0 | 0 | 0 | 0 | 0 | 0 | 0 | 0 | 0 | 0 | 0 | 0 | 2 | 2 | 0 |  | 1 | 1 | 1 | 1 | 1 | 1 | 1 | 1 | 4 | 4 | 1 | 1
PG&E NGBA | New Sub - Near existing Leavitt (PSREC) | 345 | 0 | 0 | 300 | 0 | 300 | 0 | 0 | 0 | 0 | 0 | 0 | 0 | 0 | 0 | 0 | 0 | 0 | 0 | 0 | 1 |  | 0 | 0 | 300 | 0 | 300 | 0 | 0 | 0 | 0 | 0 | 0 | 0 | 0 | 0 | 0 | 0 | 0 | 0 | 0 | 1 | 0 |  | 0 | 0 | 0 | 0 | 0 | 0 | 0 | 0 | 0 | 0 | 0 | 0 | 0 | 0 | 0 | 0 | 0 | 0 | 0 |  | 1 | 1 | 1 | 1 | 1 | 1 | 1 | 1 | 1 | 1 | 1 | 0
PG&E NGBA | New Sub - Near existing Madeline (NVE) | 345 | 0 | 0 | 700 | 0 | 700 | 0 | 0 | 0 | 0 | 0 | 0 | 0 | 0 | 0 | 0 | 0 | 0 | 0 | 0 | 1 |  | 0 | 0 | 400.4 | 0 | 400.4 | 0 | 0 | 0 | 0 | 0 | 0 | 0 | 0 | 0 | 0 | 0 | 0 | 0 | 0 | 1 | 0 |  | 0 | 0 | 0 | 0 | 0 | 0 | 0 | 0 | 0 | 0 | 0 | 0 | 0 | 0 | 0 | 0 | 0 | 0 | 0 |  | 1 | 1 | 1 | 1 | 1 | 1 | 1 | 1 | 1 | 1 | 1 | 0
SDGE | New Sub - North Gila - IV (Proposed) | 500 | 0 | 0 | 0 | 0 | 0 | 0 | 0 | 0 | 0 | 0 | 0 | 0 | 150 | 400 | 550 | 0 | 165 | 165 | 0 | 1 |  | 0 | 0 | 0 | 0 | 0 | 0 | 0 | 0 | 0 | 0 | 0 | 0 | 0 | 0 | 0 | 0 | 0 | 0 | 0 | 0 | 4 |  | 0 | 0 | 0 | 0 | 0 | 0 | 0 | 0 | 0 | 0 | 0 | 0 | 0 | 0 | 0 | 0 | 0 | 0 | 0 |  | 1 | 1 | 1 | 1 | 1 | 1 | 1 | 1 | 1 | 1 | 1 | 0
PG&E NGBA | New Sub - Pit 1 - Cottonwood (Proposed) | 230 | 0 | 0 | 200 | 6 | 206 | 0 | 0 | 0 | 0 | 0 | 0 | 0 | 0 | 0 | 0 | 0 | 0 | 0 | 0 | 1 |  | 0 | 0 | 200 | 10 | 210 | 0 | 0 | 0 | 0 | 0 | 0 | 0 | 0 | 0 | 0 | 0 | 0 | 0 | 0 | 1 | 0 |  | 0 | 0 | 0 | 2 | 0 | 0 | 0 | 0 | 0 | 0 | 0 | 0 | 0 | 0 | 0 | 0 | 0 | 0 | 0 |  | 1 | 1 | 1 | 1 | 1 | 1 | 1 | 1 | 1 | 1 | 1 | 0
PG&E GBA | New Sub - Rancho Seco - Bellota (Proposed) | 230 | 0 | 0 | 0 | 0 | 0 | 0 | 0 | 0 | 0 | 0 | 0 | 0 | 52 | 200 | 252 | 0 | 40 | 40 | 0 | 1 |  | 0 | 0 | 0 | 0 | 0 | 0 | 0 | 0 | 0 | 0 | 0 | 0 | 0 | 0 | 0 | 0 | 0 | 0 | 0 | 0 | 0 |  | 0 | 0 | 0 | 0 | 0 | 0 | 0 | 0 | 0 | 0 | 0 | 0 | 0 | 0 | 0 | 0 | 0 | 0 | 0 |  | 1 | 1 | 1 | 1 | 1 | 1 | 1 | 1 | 1 | 1 | 1 | 0
SDGE | New Sub - Suncrest - Ocotillo (Proposed) | 500 | 0 | 0 | 300 | 100 | 400 | 0 | 0 | 0 | 0 | 0 | 0 | 0 | 0 | 0 | 0 | 0 | 0 | 0 | 0 | 1 |  | 0 | 0 | 350 | 50 | 400 | 0 | 0 | 0 | 0 | 0 | 0 | 0 | 0 | 0 | 0 | 0 | 0 | 0 | 0 | 1 | 4 |  | 0 | 0 | 1 | 0 | 0 | 0 | 0 | 0 | 0 | 0 | 0 | 0 | 0 | 0 | 0 | 0 | 0 | 0 | 0 |  | 1 | 1 | 3 | 1 | 1 | 1 | 1 | 1 | 1 | 1 | 1 | 1
PG&E FRESNO | New Sub - Westley - Quinto (Proposed) | 230 | 0 | 0 | 0 | 0 | 0 | 0 | 0 | 0 | 0 | 0 | 0 | 0 | 0 | 0 | 0 | 0 | 0 | 0 | 0 | 0 |  | 0 | 0 | 0 | 0 | 0 | 0 | 0 | 0 | 0 | 0 | 0 | 0 | 0 | 0 | 0 | 0 | 0 | 0 | 0 | 0 | 1 |  | 0 | 0 | 0 | 0 | 0 | 0 | 0 | 0 | 0 | 0 | 0 | 0 | 0 | 0 | 0 | 0 | 0 | 0 | 0 |  | 1 | 1 | 1 | 1 | 1 | 1 | 1 | 1 | 1 | 1 | 1 | 0
PG&E GBA | Newark | 115 | 0 | 0 | 0 | 0 | 0 | 0 | 0 | 0 | 0 | 0 | 0 | 0 | 0 | 0 | 0 | 0 | 0 | 0 | 0 | 0 |  | 0 | 0 | 0 | 0 | 0 | 0 | 0 | 0 | 0 | 0 | 0 | 0 | 0 | 0 | 0 | 0 | 0 | 0 | 0 | 0 | 0 |  | 0 | 0 | 0 | 0 | 0 | 0 | 0 | 0 | 0 | 0 | 0 | 0 | 0 | 0 | 0 | 0 | 0 | 0 | 0 |  | 1 | 1 | 1 | 1 | 1 | 1 | 1 | 1 | 1 | 1 | 1 | 0
PG&E GBA | Newark | 230 | 0 | 0 | 0 | 0 | 0 | 0 | 0 | 0 | 0 | 0 | 0 | 0 | 0 | 0 | 0 | 0 | 0 | 0 | 0 | 0 |  | 0 | 0 | 0 | 0 | 0 | 0 | 0 | 0 | 0 | 0 | 0 | 0 | 0 | 0 | 0 | 0 | 0 | 0 | 0 | 0 | 0 |  | 0 | 0 | 0 | 0 | 0 | 0 | 0 | 0 | 0 | 0 | 0 | 0 | 0 | 0 | 0 | 0 | 0 | 0 | 0 |  | 1 | 1 | 1 | 1 | 1 | 1 | 1 | 1 | 1 | 1 | 1 | 0
PG&E GBA | Newark | 60 | 0 | 0 | 0 | 0 | 0 | 0 | 0 | 0 | 0 | 0 | 0 | 2.5 | 0 | 0 | 0 | 0 | 0 | 0 | 0 | 1 |  | 0 | 0 | 0 | 0 | 0 | 0 | 0 | 0 | 0 | 0 | 0 | 0 | 0 | 0 | 0 | 0 | 0 | 0 | 0 | 0 | 0 |  | 0 | 0 | 0 | 0 | 0 | 0 | 0 | 0 | 0 | 0 | 0 | 0 | 0 | 0 | 0 | 0 | 0 | 0 | 0 |  | 1 | 1 | 1 | 1 | 1 | 1 | 1 | 1 | 1 | 1 | 1 | 0
PG&E FRESNO | Newhall | 115 | 0 | 0 | 0 | 0 | 0 | 0 | 0 | 0 | 0 | 0 | 0 | 0 | 0 | 0 | 0 | 0 | 0 | 0 | 0 | 0 |  | 0 | 0 | 0 | 0 | 0 | 0 | 0 | 0 | 0 | 0 | 0 | 0 | 0 | 0 | 0 | 0 | 0 | 0 | 0 | 0 | 1 |  | 0 | 0 | 0 | 0 | 0 | 0 | 0 | 0 | 0 | 0 | 0 | 0 | 0 | 0 | 0 | 0 | 0 | 0 | 0 |  | 1 | 1 | 1 | 1 | 1 | 1 | 1 | 1 | 1 | 1 | 1 | 0
PG&E KERN | Norco | 115 | 0 | 0.8 | 0 | 0 | 0 | 0 | 0 | 0 | 0 | 0 | 0 | 0 | 0 | 0 | 0 | 0 | 0 | 0 | 0 | 1 |  | 0 | 0 | 0 | 0 | 0 | 0 | 0 | 0 | 0 | 0 | 0 | 0 | 0 | 0 | 0 | 0 | 0 | 0 | 0 | 0 | 0 |  | 0 | 0 | 0 | 0 | 0 | 0 | 0 | 0 | 0 | 0 | 0 | 0 | 0 | 0 | 0 | 0 | 0 | 0 | 0 |  | 1 | 1 | 1 | 1 | 1 | 1 | 1 | 1 | 1 | 1 | 1 | 0
PG&E GBA | Nortech | 115 | 0 | 0 | 0 | 0 | 0 | 0 | 0 | 0 | 0 | 0 | 0 | 0 | 0 | 0 | 0 | 0 | 0 | 0 | 0 | 0 |  | 0 | 0 | 0 | 0 | 0 | 0 | 0 | 0 | 0 | 0 | 0 | 0 | 0 | 0 | 0 | 0 | 0 | 0 | 0 | 0 | 1 |  | 0 | 0 | 0 | 0 | 0 | 0 | 0 | 0 | 0 | 0 | 0 | 0 | 0 | 0 | 0 | 0 | 0 | 0 | 0 |  | 1 | 1 | 1 | 1 | 1 | 1 | 1 | 1 | 1 | 1 | 1 | 0
SDGE | North City Metering | 138 | 0 | 0 | 0 | 0 | 0 | 0 | 0 | 0 | 0 | 0 | 0 | 0 | 0 | 0 | 0 | 0 | 0 | 0 | 0 | 0 |  | 0 | 0 | 0 | 0 | 0 | 0 | 0 | 0 | 0 | 0 | 0 | 0 | 0 | 0 | 0 | 0 | 0 | 0 | 0 | 0 | 3 |  | 0 | 0 | 0 | 0 | 0 | 0 | 0 | 0 | 0 | 0 | 0 | 0 | 0 | 0 | 0 | 0 | 0 | 0 | 0 |  | 1 | 1 | 1 | 1 | 1 | 1 | 1 | 1 | 1 | 1 | 1 | 0
PG&E GBA | North Dublin | 230 | 0 | 0 | 0 | 0 | 0 | 0 | 0 | 0 | 0 | 0 | 0 | 0 | 0 | 0 | 0 | 0 | 0 | 0 | 0 | 0 |  | 0 | 0 | 0 | 0 | 0 | 0 | 0 | 0 | 0 | 0 | 0 | 0 | 0 | 0 | 0 | 0 | 0 | 0 | 0 | 0 | 0 |  | 0 | 0 | 0 | 0 | 0 | 0 | 0 | 0 | 0 | 0 | 0 | 0 | 0 | 0 | 0 | 0 | 0 | 0 | 0 |  | 1 | 1 | 1 | 1 | 1 | 1 | 1 | 1 | 1 | 1 | 1 | 0
SDGE | North Gila | 500 | 0 | 0 | 0 | 0 | 0 | 0 | 0 | 0 | 0 | 0 | 0 | 0 | 0 | 0 | 0 | 0 | 0 | 0 | 0 | 0 |  | 0 | 0 | 0 | 0 | 0 | 0 | 0 | 0 | 0 | 0 | 0 | 0 | 0 | 0 | 0 | 0 | 0 | 0 | 0 | 0 | 3 |  | 0 | 0 | 0 | 0 | 0 | 0 | 0 | 0 | 0 | 0 | 0 | 0 | 0 | 0 | 0 | 0 | 0 | 0 | 0 |  | 1 | 1 | 1 | 1 | 1 | 1 | 1 | 1 | 1 | 1 | 1 | 0
SCE Metro | North of SONGS | 230 | 0 | 0 | 0 | 0 | 0 | 0 | 0 | 0 | 0 | 0 | 0 | 0 | 0 | 0 | 0 | 0 | 0 | 0 | 0 | 0 |  | 0 | 0 | 0 | 0 | 0 | 0 | 0 | 0 | 0 | 0 | 0 | 0 | 0 | 0 | 0 | 0 | 0 | 0 | 0 | 0 | 0 |  | 0 | 0 | 0 | 0 | 0 | 0 | 0 | 0 | 0 | 0 | 0 | 0 | 0 | 0 | 0 | 0 | 0 | 0 | 0 |  | 1 | 1 | 1 | 1 | 1 | 1 | 1 | 1 | 1 | 1 | 1 | 0
SCE Metro | North of SONGS | 500 | 0 | 0 | 0 | 0 | 0 | 0 | 0 | 0 | 0 | 0 | 0 | 0 | 0 | 0 | 0 | 0 | 0 | 0 | 0 | 0 |  | 0 | 0 | 0 | 0 | 0 | 0 | 0 | 0 | 0 | 0 | 0 | 0 | 0 | 0 | 0 | 0 | 0 | 0 | 0 | 0 | 0 |  | 0 | 0 | 0 | 0 | 0 | 0 | 0 | 0 | 0 | 0 | 0 | 0 | 0 | 0 | 0 | 0 | 0 | 0 | 0 |  | 1 | 1 | 1 | 1 | 1 | 1 | 1 | 1 | 1 | 1 | 1 | 0
PG&E NGBA | Notre Dame | 115 | 0 | 0 | 0 | 0 | 0 | 0 | 0 | 0 | 0 | 0 | 0 | 0 | 0 | 0 | 0 | 0 | 0 | 0 | 0 | 0 |  | 0 | 0 | 0 | 0 | 0 | 0 | 0 | 0 | 0 | 0 | 0 | 0 | 0 | 0 | 0 | 0 | 0 | 0 | 0 | 0 | 0 |  | 0 | 0 | 0 | 0 | 0 | 0 | 0 | 0 | 0 | 0 | 0 | 0 | 0 | 0 | 0 | 0 | 0 | 0 | 0 |  | 1 | 1 | 1 | 1 | 1 | 1 | 1 | 1 | 1 | 1 | 1 | 0
PG&E GBA | Oakland C | 115 | 0 | 0 | 0 | 0 | 0 | 0 | 0 | 0 | 0 | 0 | 0 | 0 | 0 | 0 | 0 | 0 | 0 | 0 | 0 | 0 |  | 0 | 0 | 0 | 0 | 0 | 0 | 0 | 0 | 0 | 0 | 0 | 0 | 0 | 0 | 0 | 55 | 0 | 55 | 0 | 1 | 2 |  | 0 | 0 | 0 | 0 | 0 | 0 | 0 | 0 | 0 | 0 | 0 | 0 | 0 | 0 | 0 | 2 | 0 | 2 | 0 |  | 1 | 1 | 1 | 1 | 1 | 1 | 1 | 5 | 1 | 5 | 1 | 1
PG&E GBA | Oakland J | 115 | 0 | 0 | 0 | 0 | 0 | 0 | 0 | 0 | 0 | 0 | 0 | 0 | 0 | 0 | 0 | 0 | 0 | 0 | 0 | 0 |  | 0 | 0 | 0 | 0 | 0 | 0 | 0 | 0 | 0 | 0 | 0 | 0 | 0 | 0 | 0 | 0 | 0 | 0 | 0 | 0 | 1 |  | 0 | 0 | 0 | 0 | 0 | 0 | 0 | 0 | 0 | 0 | 0 | 0 | 0 | 0 | 0 | 0 | 0 | 0 | 0 |  | 1 | 1 | 1 | 1 | 1 | 1 | 1 | 1 | 1 | 1 | 1 | 0
PG&E GBA | Oakland L | 115 | 0 | 0 | 0 | 0 | 0 | 0 | 0 | 0 | 0 | 0 | 0 | 0 | 0 | 0 | 0 | 0 | 0 | 0 | 0 | 0 |  | 0 | 0 | 0 | 0 | 0 | 0 | 0 | 0 | 0 | 0 | 0 | 0 | 0 | 0 | 0 | 0 | 0 | 0 | 0 | 0 | 1 |  | 0 | 0 | 0 | 0 | 0 | 0 | 0 | 0 | 0 | 0 | 0 | 0 | 0 | 0 | 0 | 0 | 0 | 0 | 0 |  | 1 | 1 | 1 | 1 | 1 | 1 | 1 | 1 | 1 | 1 | 1 | 0
PG&E GBA | Oakland X | 115 | 0 | 0 | 0 | 0 | 0 | 0 | 0 | 0 | 0 | 0 | 0 | 0 | 0 | 0 | 0 | 0 | 0 | 0 | 0 | 0 |  | 0 | 0 | 0 | 0 | 0 | 0 | 0 | 0 | 0 | 0 | 0 | 0 | 0 | 0 | 0 | 0 | 0 | 0 | 0 | 0 | 1 |  | 0 | 0 | 0 | 0 | 0 | 0 | 0 | 0 | 0 | 0 | 0 | 0 | 0 | 0 | 0 | 0 | 0 | 0 | 0 |  | 1 | 1 | 1 | 1 | 1 | 1 | 1 | 1 | 1 | 1 | 1 | 0
SDGE | Ocean Ranch | 69 | 0 | 0 | 0 | 0 | 0 | 0 | 0 | 0 | 0 | 0 | 0 | 0 | 0 | 0 | 0 | 0 | 0 | 0 | 0 | 0 |  | 0 | 0 | 0 | 0 | 0 | 0 | 0 | 0 | 0 | 0 | 0 | 0 | 0 | 0 | 0 | 0 | 0 | 0 | 0 | 0 | 1 |  | 0 | 0 | 0 | 0 | 0 | 0 | 0 | 0 | 0 | 0 | 0 | 0 | 0 | 0 | 0 | 0 | 0 | 0 | 0 |  | 1 | 1 | 1 | 1 | 1 | 1 | 1 | 1 | 1 | 1 | 1 | 0
PG&E KERN | Oceano | 115 | 0 | 0 | 0 | 0 | 0 | 0 | 0 | 0 | 0 | 0 | 0 | 0 | 0 | 0 | 0 | 0 | 0 | 0 | 0 | 0 |  | 0 | 0 | 0 | 0 | 0 | 0 | 0 | 0 | 0 | 0 | 0 | 0 | 0 | 0 | 0 | 0 | 0 | 0 | 0 | 0 | 1 |  | 0 | 0 | 0 | 0 | 0 | 0 | 0 | 0 | 0 | 0 | 0 | 0 | 0 | 0 | 0 | 0 | 0 | 0 | 0 |  | 1 | 1 | 1 | 1 | 1 | 1 | 1 | 1 | 1 | 1 | 1 | 0
SDGE | Ocotillo Express | 500 | 0 | 0 | 0 | 0 | 0 | 0 | 0 | 0 | 0 | 0 | 0 | 0 | 0 | 0 | 0 | 0 | 0 | 0 | 0 | 0 |  | 0 | 0 | 0 | 0 | 0 | 0 | 0 | 0 | 0 | 0 | 0 | 0 | 0 | 0 | 0 | 0 | 0 | 0 | 0 | 0 | 4 |  | 0 | 0 | 0 | 0 | 0 | 0 | 0 | 0 | 0 | 0 | 0 | 0 | 0 | 0 | 0 | 0 | 0 | 0 | 0 |  | 1 | 1 | 1 | 1 | 1 | 1 | 1 | 1 | 1 | 1 | 1 | 0
PG&E KERN | Old River | 70 | 0 | 0 | 0 | 0 | 0 | 0 | 0 | 0 | 0 | 0 | 0 | 2.4 | 0 | 0 | 0 | 0 | 0 | 0 | 0 | 1 |  | 0 | 0 | 0 | 0 | 0 | 0 | 0 | 0 | 0 | 0 | 0 | 0 | 0 | 0 | 0 | 0 | 0 | 0 | 0 | 0 | 0 |  | 0 | 0 | 0 | 0 | 0 | 0 | 0 | 0 | 0 | 0 | 0 | 0 | 0 | 0 | 0 | 0 | 0 | 0 | 0 |  | 1 | 1 | 1 | 1 | 1 | 1 | 1 | 1 | 1 | 1 | 1 | 0
SDGE | Old Town | 230 | 0 | 0 | 0 | 0 | 0 | 0 | 0 | 0 | 0 | 0 | 0 | 0 | 0 | 0 | 0 | 0 | 0 | 0 | 0 | 0 |  | 0 | 0 | 0 | 0 | 0 | 0 | 0 | 0 | 0 | 0 | 0 | 0 | 0 | 0 | 0 | 0 | 0 | 0 | 0 | 0 | 2 |  | 0 | 0 | 0 | 0 | 0 | 0 | 0 | 0 | 0 | 0 | 0 | 0 | 0 | 0 | 0 | 0 | 0 | 0 | 0 |  | 1 | 1 | 1 | 1 | 1 | 1 | 1 | 1 | 1 | 1 | 1 | 0
SCE Metro | Olinda | 230 | 0 | 0 | 0 | 0 | 0 | 0 | 0 | 0 | 0 | 0 | 0 | 0 | 0 | 0 | 0 | 0 | 0 | 0 | 0 | 0 |  | 0 | 0 | 0 | 0 | 0 | 0 | 0 | 0 | 0 | 0 | 0 | 0 | 0 | 0 | 0 | 0 | 0 | 0 | 0 | 0 | 0 |  | 0 | 0 | 0 | 0 | 0 | 0 | 0 | 0 | 0 | 0 | 0 | 0 | 0 | 0 | 0 | 0 | 0 | 0 | 0 |  | 1 | 1 | 1 | 1 | 1 | 1 | 1 | 1 | 1 | 1 | 1 | 0
PG&E FRESNO | Olive | 115 | 0 | 0 | 0 | 0 | 0 | 0 | 0 | 0 | 0 | 0 | 0 | 0 | 40 | 0 | 40 | 20 | 0 | 20 | 0 | 1 |  | 0 | 0 | 0 | 0 | 0 | 0 | 0 | 0 | 0 | 0 | 0 | 0 | 40 | 0 | 40 | 20 | 0 | 20 | 0 | 1 | 0 |  | 0 | 0 | 0 | 0 | 0 | 0 | 0 | 0 | 0 | 0 | 0 | 0 | 0 | 0 | 0 | 0 | 0 | 0 | 0 |  | 1 | 1 | 1 | 1 | 1 | 1 | 1 | 1 | 1 | 1 | 1 | 0
PG&E NGBA | Olivehurst | 115 | 0 | 0 | 0 | 0 | 0 | 0 | 0 | 0 | 0 | 0 | 0 | 0 | 0 | 0 | 0 | 0 | 0 | 0 | 0 | 0 |  | 0 | 0 | 0 | 0 | 0 | 0 | 0 | 0 | 0 | 0 | 0 | 0 | 0 | 0 | 0 | 0 | 0 | 0 | 0 | 0 | 0 |  | 0 | 0 | 0 | 0 | 0 | 0 | 0 | 0 | 0 | 0 | 0 | 0 | 0 | 0 | 0 | 0 | 0 | 0 | 0 |  | 1 | 1 | 1 | 1 | 1 | 1 | 1 | 1 | 1 | 1 | 1 | 0
PG&E NGBA | Oregon Trail | 60 | 0 | 0 | 0 | 0 | 0 | 0 | 0 | 0 | 0 | 0 | 0 | 0 | 0 | 0 | 0 | 0 | 0 | 0 | 0 | 0 |  | 0 | 0 | 0 | 0 | 0 | 0 | 0 | 0 | 0 | 0 | 0 | 0 | 0 | 0 | 0 | 0 | 0 | 0 | 0 | 0 | 0 |  | 0 | 0 | 0 | 0 | 0 | 0 | 0 | 0 | 0 | 0 | 0 | 0 | 0 | 0 | 0 | 0 | 0 | 0 | 0 |  | 1 | 1 | 1 | 1 | 1 | 1 | 1 | 1 | 1 | 1 | 1 | 0
SCE Northern | Ormond Beach | 230 | 0 | 0 | 0 | 0 | 0 | 0 | 0 | 0 | 0 | 0 | 0 | 0 | 0 | 0 | 0 | 0 | 0 | 0 | 0 | 0 |  | 0 | 0 | 0 | 0 | 0 | 0 | 0 | 0 | 0 | 0 | 0 | 0 | 0 | 0 | 0 | 0 | 0 | 0 | 0 | 0 | 0 |  | 0 | 0 | 0 | 0 | 0 | 0 | 0 | 0 | 0 | 0 | 0 | 0 | 0 | 0 | 0 | 0 | 0 | 0 | 0 |  | 1 | 1 | 1 | 1 | 1 | 1 | 1 | 1 | 1 | 1 | 1 | 0
PG&E FRESNO | Oro Loma | 115 | 0 | 0 | 0 | 0 | 0 | 0 | 0 | 0 | 0 | 0 | 0 | 0 | 0 | 0 | 0 | 0 | 0 | 0 | 0 | 0 |  | 0 | 0 | 0 | 0 | 0 | 0 | 0 | 0 | 0 | 0 | 0 | 0 | 0 | 0 | 0 | 0 | 0 | 0 | 0 | 0 | 1 |  | 0 | 0 | 0 | 0 | 0 | 0 | 0 | 0 | 0 | 0 | 0 | 0 | 0 | 0 | 0 | 0 | 0 | 0 | 0 |  | 1 | 1 | 1 | 1 | 1 | 1 | 1 | 1 | 1 | 1 | 1 | 0
PG&E FRESNO | Oro Loma | 70 | 0 | 0 | 0 | 0 | 0 | 0 | 0 | 0 | 0 | 0 | 0 | 5 | 0 | 0 | 0 | 0 | 0 | 0 | 0 | 1 |  | 0 | 0 | 0 | 0 | 0 | 0 | 0 | 0 | 0 | 0 | 0 | 0 | 0 | 0 | 0 | 0 | 0 | 0 | 0 | 0 | 1 |  | 0 | 0 | 0 | 0 | 0 | 0 | 0 | 0 | 0 | 0 | 0 | 0 | 0 | 0 | 0 | 0 | 0 | 0 | 0 |  | 1 | 1 | 1 | 1 | 1 | 1 | 1 | 1 | 1 | 1 | 1 | 0
PG&E FRESNO | Orosi | 70 | 0 | 0 | 0 | 0 | 0 | 0 | 0 | 0 | 0 | 0 | 0 | 0 | 0 | 0 | 0 | 0 | 0 | 0 | 0 | 0 |  | 0 | 0 | 0 | 0 | 0 | 0 | 0 | 0 | 0 | 0 | 0 | 0 | 0 | 0 | 0 | 0 | 0 | 0 | 0 | 0 | 1 |  | 0 | 0 | 0 | 0 | 0 | 0 | 0 | 0 | 0 | 0 | 0 | 0 | 0 | 0 | 0 | 0 | 0 | 0 | 0 |  | 1 | 1 | 1 | 1 | 1 | 1 | 1 | 1 | 1 | 1 | 1 | 0
SDGE | Otay | 69 | 0 | 0 | 0 | 0 | 0 | 0 | 0 | 0 | 0 | 0 | 0 | 0 | 0 | 0 | 0 | 49.7 | 0 | 49.7 | 0 | 1 |  | 0 | 0 | 0 | 0 | 0 | 0 | 0 | 0 | 0 | 0 | 0 | 0 | 0 | 0 | 0 | 0 | 0 | 0 | 0 | 0 | 4 |  | 0 | 0 | 0 | 0 | 0 | 0 | 0 | 0 | 0 | 0 | 0 | 0 | 0 | 0 | 0 | 0 | 0 | 0 | 0 |  | 1 | 1 | 1 | 1 | 1 | 1 | 1 | 1 | 1 | 1 | 1 | 0
SDGE | Otay Mesa | 230 | 0 | 0 | 0 | 0 | 0 | 0 | 0 | 0 | 0 | 0 | 0 | 0 | 0 | 0 | 0 | 65 | 0 | 65 | 0 | 1 |  | 0 | 0 | 0 | 0 | 0 | 0 | 0 | 0 | 0 | 0 | 0 | 0 | 0 | 0 | 0 | 0 | 0 | 0 | 0 | 0 | 5 |  | 0 | 0 | 0 | 0 | 0 | 0 | 0 | 0 | 0 | 0 | 0 | 0 | 0 | 0 | 0 | 0 | 0 | 0 | 0 |  | 1 | 1 | 1 | 1 | 1 | 1 | 1 | 1 | 1 | 1 | 1 | 0
PG&E FRESNO | Padre Flats SW STA | 230 | 0 | 0 | 0 | 0 | 0 | 0 | 0 | 0 | 0 | 0 | 0 | 0 | 0 | 0 | 0 | 0 | 0 | 0 | 0 | 0 |  | 0 | 0 | 0 | 0 | 0 | 0 | 0 | 0 | 0 | 0 | 0 | 0 | 0 | 0 | 0 | 0 | 0 | 0 | 0 | 0 | 1 |  | 0 | 0 | 0 | 0 | 0 | 0 | 0 | 0 | 0 | 0 | 0 | 0 | 0 | 0 | 0 | 0 | 0 | 0 | 0 |  | 1 | 1 | 1 | 1 | 1 | 1 | 1 | 1 | 1 | 1 | 1 | 0
EOP | Pahrump | 138 | 0 | 0 | 0 | 0 | 0 | 0 | 0 | 0 | 0 | 0 | 0 | 0 | 0 | 0 | 0 | 0 | 0 | 0 | 0 | 0 |  | 0 | 0 | 0 | 0 | 0 | 0 | 0 | 0 | 0 | 0 | 0 | 0 | 0 | 0 | 0 | 0 | 0 | 0 | 0 | 0 | 2 |  | 0 | 0 | 0 | 0 | 0 | 0 | 0 | 0 | 0 | 0 | 0 | 0 | 0 | 0 | 0 | 0 | 0 | 0 | 0 |  | 1 | 1 | 1 | 1 | 1 | 1 | 1 | 1 | 1 | 1 | 1 | 0
EOP | Pahrump | 230 | 0 | 0 | 0 | 0 | 0 | 0 | 0 | 0 | 0 | 0 | 0 | 0 | 0 | 0 | 0 | 0 | 0 | 0 | 0 | 0 |  | 0 | 0 | 0 | 0 | 0 | 0 | 0 | 0 | 0 | 0 | 0 | 0 | 0 | 0 | 0 | 0 | 0 | 0 | 0 | 0 | 2 |  | 0 | 0 | 0 | 0 | 0 | 0 | 0 | 0 | 0 | 0 | 0 | 0 | 0 | 0 | 0 | 0 | 0 | 0 | 0 |  | 1 | 1 | 1 | 1 | 1 | 1 | 1 | 1 | 1 | 1 | 1 | 0
SDGE | Pala | 69 | 0 | 0 | 0 | 0 | 0 | 0 | 0 | 0 | 0 | 0 | 0 | 0 | 0 | 0 | 0 | 10 | 0 | 10 | 0 | 1 |  | 0 | 0 | 0 | 0 | 0 | 0 | 0 | 0 | 0 | 0 | 0 | 0 | 0 | 0 | 0 | 10 | 0 | 10 | 0 | 1 | 3 |  | 0 | 0 | 0 | 0 | 0 | 0 | 0 | 0 | 0 | 0 | 0 | 0 | 0 | 0 | 0 | 0 | 0 | 0 | 0 |  | 1 | 1 | 1 | 1 | 1 | 1 | 1 | 1 | 1 | 1 | 1 | 0
PG&E NGBA | Palermo | 115 | 0 | 0 | 0 | 0 | 0 | 0 | 0 | 0 | 0 | 0 | 0 | 0 | 0 | 0 | 0 | 0 | 0 | 0 | 0 | 0 |  | 0 | 4.1 | 0 | 0 | 0 | 0 | 0 | 0 | 0 | 0 | 0 | 0 | 0 | 0 | 0 | 0 | 0 | 0 | 0 | 1 | 0 |  | 0 | 2 | 0 | 0 | 0 | 0 | 0 | 0 | 0 | 0 | 0 | 0 | 0 | 0 | 0 | 0 | 0 | 0 | 0 |  | 1 | 4 | 1 | 1 | 1 | 1 | 1 | 1 | 1 | 1 | 1 | 1
PG&E NGBA | Palermo | 230 | 0 | 0 | 0 | 0 | 0 | 0 | 0 | 0 | 0 | 0 | 0 | 0 | 0 | 0 | 0 | 0 | 0 | 0 | 0 | 0 |  | 0 | 0 | 0 | 0 | 0 | 0 | 0 | 0 | 0 | 0 | 0 | 0 | 0 | 0 | 0 | 0 | 0 | 0 | 0 | 0 | 0 |  | 0 | 0 | 0 | 0 | 0 | 0 | 0 | 0 | 0 | 0 | 0 | 0 | 0 | 0 | 0 | 0 | 0 | 0 | 0 |  | 1 | 1 | 1 | 1 | 1 | 1 | 1 | 1 | 1 | 1 | 1 | 0
SCE Eastern | Palo Verde | 500 | 0 | 0 | 0 | 0 | 0 | 3099 | 0 | 3099 | 0 | 0 | 0 | 0 | 0 | 0 | 0 | 0 | 0 | 0 | 0 | 1 |  | 0 | 0 | 0 | 0 | 0 | 3535.6 | 0 | 3535.6 | 0 | 0 | 0 | 0 | 0 | 0 | 0 | 0 | 0 | 0 | 0 | 1 | 2 |  | 0 | 0 | 0 | 0 | 0 | 1 | 0 | 1 | 0 | 0 | 0 | 0 | 0 | 0 | 0 | 0 | 0 | 0 | 0 |  | 1 | 1 | 1 | 3 | 1 | 1 | 1 | 1 | 1 | 1 | 1 | 1
SDGE | Palomar Energy | 230 | 0 | 0 | 0 | 0 | 0 | 0 | 0 | 0 | 0 | 0 | 0 | 0 | 0 | 0 | 0 | 0 | 0 | 0 | 0 | 0 |  | 0 | 0 | 0 | 0 | 0 | 0 | 0 | 0 | 0 | 0 | 0 | 0 | 0 | 0 | 0 | 0 | 0 | 0 | 0 | 0 | 3 |  | 0 | 0 | 0 | 0 | 0 | 0 | 0 | 0 | 0 | 0 | 0 | 0 | 0 | 0 | 0 | 0 | 0 | 0 | 0 |  | 1 | 1 | 1 | 1 | 1 | 1 | 1 | 1 | 1 | 1 | 1 | 0
PG&E KERN | Panama | 70 | 0 | 0 | 0 | 0 | 0 | 0 | 0 | 0 | 0 | 0 | 0 | 0 | 0 | 0 | 0 | 0 | 0 | 0 | 0 | 0 |  | 0 | 0 | 0 | 0 | 0 | 0 | 0 | 0 | 0 | 0 | 0 | 0 | 0 | 0 | 0 | 0 | 0 | 0 | 0 | 0 | 0 |  | 0 | 0 | 0 | 0 | 0 | 0 | 0 | 0 | 0 | 0 | 0 | 0 | 0 | 0 | 0 | 0 | 0 | 0 | 0 |  | 1 | 1 | 1 | 1 | 1 | 1 | 1 | 1 | 1 | 1 | 1 | 0
PG&E FRESNO | Panoche | 115 | 0 | 0 | 0 | 0 | 0 | 0 | 0 | 0 | 0 | 0 | 0 | 6.15 | 0 | 0 | 0 | 0 | 0 | 0 | 0 | 1 |  | 0 | 0 | 0 | 0 | 0 | 0 | 0 | 0 | 0 | 0 | 0 | 6 | 0 | 0 | 0 | 0 | 0 | 0 | 0 | 1 | 1 |  | 0 | 0 | 0 | 0 | 0 | 0 | 0 | 0 | 0 | 0 | 0 | 0 | 0 | 0 | 0 | 0 | 0 | 0 | 0 |  | 1 | 1 | 1 | 1 | 1 | 1 | 1 | 1 | 1 | 1 | 1 | 0
PG&E FRESNO | Panoche | 230 | 0 | 0 | 0 | 0 | 0 | 0 | 0 | 0 | 0 | 0 | 0 | 0 | 200 | 400 | 600 | 0 | 160 | 160 | 0 | 1 |  | 0 | 0 | 0 | 0 | 0 | 0 | 0 | 0 | 0 | 0 | 0 | 0 | 100 | 260 | 360 | 0 | 100 | 100 | 0 | 1 | 1 |  | 0 | 0 | 0 | 0 | 0 | 0 | 0 | 0 | 0 | 0 | 0 | 0 | 0 | 0 | 0 | 0 | 0 | 0 | 0 |  | 1 | 1 | 1 | 1 | 1 | 1 | 1 | 1 | 1 | 1 | 1 | 0
SCE Northern | Pardee | 230 | 0 | 0 | 0 | 0 | 0 | 0 | 0 | 0 | 0 | 0 | 0 | 0 | 0 | 0 | 0 | 15 | 0 | 15 | 0 | 1 |  | 0 | 0 | 0 | 0 | 0 | 0 | 0 | 0 | 0 | 0 | 0 | 0 | 0 | 0 | 0 | 15 | 0 | 15 | 0 | 1 | 0 |  | 0 | 0 | 0 | 0 | 0 | 0 | 0 | 0 | 0 | 0 | 0 | 0 | 0 | 0 | 0 | 0 | 0 | 0 | 0 |  | 1 | 1 | 1 | 1 | 1 | 1 | 1 | 1 | 1 | 1 | 1 | 0
PG&E NGBA | Parkway | 230 | 0 | 3.8 | 0 | 0 | 0 | 0 | 0 | 0 | 0 | 0 | 0 | 0 | 0 | 0 | 0 | 0 | 0 | 0 | 0 | 1 |  | 0 | 2.3 | 0 | 0 | 0 | 0 | 0 | 0 | 0 | 0 | 0 | 0 | 0 | 0 | 0 | 0 | 0 | 0 | 0 | 1 | 0 |  | 0 | 0 | 0 | 0 | 0 | 0 | 0 | 0 | 0 | 0 | 0 | 0 | 0 | 0 | 0 | 0 | 0 | 0 | 0 |  | 1 | 1 | 1 | 1 | 1 | 1 | 1 | 1 | 1 | 1 | 1 | 0
SCE Northern | Pastoria | 230 | 0 | 0 | 0 | 0 | 0 | 0 | 0 | 0 | 0 | 0 | 0 | 0 | 0 | 105 | 105 | 80 | 0 | 80 | 0 | 1 |  | 0 | 0 | 0 | 0 | 0 | 0 | 0 | 0 | 0 | 0 | 0 | 0 | 0 | 0 | 0 | 0 | 0 | 0 | 0 | 0 | 0 |  | 0 | 0 | 0 | 0 | 0 | 0 | 0 | 0 | 0 | 0 | 0 | 0 | 0 | 0 | 0 | 0 | 0 | 0 | 0 |  | 1 | 1 | 1 | 1 | 1 | 1 | 1 | 1 | 1 | 1 | 1 | 0
SCE Metro | Pauda | 230 | 0 | 0 | 0 | 0 | 0 | 0 | 0 | 0 | 0 | 0 | 0 | 0 | 0 | 0 | 0 | 120 | 0 | 120 | 0 | 1 |  | 0 | 0 | 0 | 0 | 0 | 0 | 0 | 0 | 0 | 0 | 0 | 0 | 0 | 0 | 0 | 195 | 0 | 195 | 0 | 1 | 0 |  | 0 | 0 | 0 | 0 | 0 | 0 | 0 | 0 | 0 | 0 | 0 | 0 | 0 | 0 | 0 | 2 | 0 | 2 | 0 |  | 1 | 1 | 1 | 1 | 1 | 1 | 1 | 4 | 1 | 4 | 1 | 1
PG&E GBA | Paul Sweet | 115 | 0 | 0 | 0 | 0 | 0 | 0 | 0 | 0 | 0 | 0 | 0 | 0 | 0 | 0 | 0 | 0 | 0 | 0 | 0 | 0 |  | 0 | 0 | 0 | 0 | 0 | 0 | 0 | 0 | 0 | 0 | 0 | 0 | 0 | 0 | 0 | 0 | 0 | 0 | 0 | 0 | 0 |  | 0 | 0 | 0 | 0 | 0 | 0 | 0 | 0 | 0 | 0 | 0 | 0 | 0 | 0 | 0 | 0 | 0 | 0 | 0 |  | 1 | 1 | 1 | 1 | 1 | 1 | 1 | 1 | 1 | 1 | 1 | 0
PG&E NGBA | Peabody | 230 | 0 | 0 | 0 | 0 | 0 | 0 | 0 | 0 | 0 | 0 | 0 | 8 | 0 | 0 | 0 | 0 | 0 | 0 | 0 | 1 |  | 0 | 0 | 0 | 0 | 0 | 0 | 0 | 0 | 0 | 0 | 0 | 4.4 | 0 | 0 | 0 | 0 | 0 | 0 | 0 | 1 | 0 |  | 0 | 0 | 0 | 0 | 0 | 0 | 0 | 0 | 0 | 0 | 0 | 0 | 0 | 0 | 0 | 0 | 0 | 0 | 0 |  | 1 | 1 | 1 | 1 | 1 | 1 | 1 | 1 | 1 | 1 | 1 | 0
PG&E NGBA | Pease | 115 | 0 | 0 | 0 | 0 | 0 | 0 | 0 | 0 | 0 | 0 | 0 | 0 | 0 | 0 | 0 | 0 | 0 | 0 | 0 | 0 |  | 0 | 0 | 0 | 0 | 0 | 0 | 0 | 0 | 0 | 0 | 0 | 0 | 0 | 0 | 0 | 0 | 0 | 0 | 0 | 0 | 0 |  | 0 | 0 | 0 | 0 | 0 | 0 | 0 | 0 | 0 | 0 | 0 | 0 | 0 | 0 | 0 | 0 | 0 | 0 | 0 |  | 1 | 1 | 1 | 1 | 1 | 1 | 1 | 1 | 1 | 1 | 1 | 0
PG&E NGBA | Pease | 60 | 0 | 0 | 0 | 0 | 0 | 0 | 0 | 0 | 0 | 0 | 0 | 3 | 0 | 0 | 0 | 0 | 0 | 0 | 0 | 1 |  | 0 | 0 | 0 | 0 | 0 | 0 | 0 | 0 | 0 | 0 | 0 | 0 | 0 | 0 | 0 | 0 | 0 | 0 | 0 | 0 | 0 |  | 0 | 0 | 0 | 0 | 0 | 0 | 0 | 0 | 0 | 0 | 0 | 0 | 0 | 0 | 0 | 0 | 0 | 0 | 0 |  | 1 | 1 | 1 | 1 | 1 | 1 | 1 | 1 | 1 | 1 | 1 | 0
SDGE | Penasquitos | 138 | 0 | 0 | 0 | 0 | 0 | 0 | 0 | 0 | 0 | 0 | 0 | 0 | 0 | 0 | 0 | 0 | 0 | 0 | 0 | 0 |  | 0 | 0 | 0 | 0 | 0 | 0 | 0 | 0 | 0 | 0 | 0 | 0 | 0 | 0 | 0 | 0 | 0 | 0 | 0 | 0 | 2 |  | 0 | 0 | 0 | 0 | 0 | 0 | 0 | 0 | 0 | 0 | 0 | 0 | 0 | 0 | 0 | 0 | 0 | 0 | 0 |  | 1 | 1 | 1 | 1 | 1 | 1 | 1 | 1 | 1 | 1 | 1 | 0
SDGE | Penasquitos | 230 | 0 | 0 | 0 | 0 | 0 | 0 | 0 | 0 | 0 | 0 | 0 | 0 | 0 | 0 | 0 | 0 | 0 | 0 | 0 | 0 |  | 0 | 0 | 0 | 0 | 0 | 0 | 0 | 0 | 0 | 0 | 0 | 0 | 0 | 0 | 0 | 0 | 0 | 0 | 0 | 0 | 2 |  | 0 | 0 | 0 | 0 | 0 | 0 | 0 | 0 | 0 | 0 | 0 | 0 | 0 | 0 | 0 | 0 | 0 | 0 | 0 |  | 1 | 1 | 1 | 1 | 1 | 1 | 1 | 1 | 1 | 1 | 1 | 0
SDGE | Penasquitos | 69 | 0 | 0 | 0 | 0 | 0 | 0 | 0 | 0 | 0 | 0 | 0 | 0 | 0 | 0 | 0 | 0 | 0 | 0 | 0 | 0 |  | 0 | 0 | 0 | 0 | 0 | 0 | 0 | 0 | 0 | 0 | 0 | 0 | 0 | 0 | 0 | 0 | 0 | 0 | 0 | 0 | 2 |  | 0 | 0 | 0 | 0 | 0 | 0 | 0 | 0 | 0 | 0 | 0 | 0 | 0 | 0 | 0 | 0 | 0 | 0 | 0 |  | 1 | 1 | 1 | 1 | 1 | 1 | 1 | 1 | 1 | 1 | 1 | 0
SDGE | Pendleton | 69 | 0 | 0 | 0 | 0 | 0 | 0 | 0 | 0 | 0 | 0 | 0 | 0 | 0 | 0 | 0 | 0 | 50 | 50 | 0 | 1 |  | 0 | 0 | 0 | 0 | 0 | 0 | 0 | 0 | 0 | 0 | 0 | 0 | 0 | 0 | 0 | 0 | 0 | 0 | 0 | 0 | 1 |  | 0 | 0 | 0 | 0 | 0 | 0 | 0 | 0 | 0 | 0 | 0 | 0 | 0 | 0 | 0 | 0 | 0 | 0 | 0 |  | 1 | 1 | 1 | 1 | 1 | 1 | 1 | 1 | 1 | 1 | 1 | 0
PG&E NGBA | Penngrove | 115 | 0 | 0 | 0 | 0 | 0 | 0 | 0 | 0 | 0 | 0 | 0 | 0 | 0 | 0 | 0 | 0 | 0 | 0 | 0 | 0 |  | 0 | 0 | 0 | 0 | 0 | 0 | 0 | 0 | 0 | 0 | 0 | 0 | 0 | 0 | 0 | 0 | 0 | 0 | 0 | 0 | 1 |  | 0 | 0 | 0 | 0 | 0 | 0 | 0 | 0 | 0 | 0 | 0 | 0 | 0 | 0 | 0 | 0 | 0 | 0 | 0 |  | 1 | 1 | 1 | 1 | 1 | 1 | 1 | 1 | 1 | 1 | 1 | 0
PG&E GBA | Peoria | 115 | 0 | 1 | 0 | 0 | 0 | 0 | 0 | 0 | 0 | 0 | 0 | 0 | 0 | 0 | 0 | 0 | 0 | 0 | 0 | 1 |  | 0 | 2 | 0 | 0 | 0 | 0 | 0 | 0 | 0 | 0 | 0 | 0 | 0 | 0 | 0 | 0 | 0 | 0 | 0 | 1 | 0 |  | 0 | 2 | 0 | 0 | 0 | 0 | 0 | 0 | 0 | 0 | 0 | 0 | 0 | 0 | 0 | 0 | 0 | 0 | 0 |  | 1 | 4 | 1 | 1 | 1 | 1 | 1 | 1 | 1 | 1 | 1 | 1
PG&E GBA | Piercy | 115 | 0 | 0 | 0 | 0 | 0 | 0 | 0 | 0 | 0 | 0 | 0 | 0 | 0 | 0 | 0 | 0 | 0 | 0 | 0 | 0 |  | 0 | 0 | 0 | 0 | 0 | 0 | 0 | 0 | 0 | 0 | 0 | 0 | 0 | 0 | 0 | 0 | 0 | 0 | 0 | 0 | 0 |  | 0 | 0 | 0 | 0 | 0 | 0 | 0 | 0 | 0 | 0 | 0 | 0 | 0 | 0 | 0 | 0 | 0 | 0 | 0 |  | 1 | 1 | 1 | 1 | 1 | 1 | 1 | 1 | 1 | 1 | 1 | 0
PG&E FRESNO | Pine Flat | 230 | 0 | 0 | 0 | 0 | 0 | 0 | 0 | 0 | 0 | 0 | 0 | 0 | 0 | 0 | 0 | 0 | 0 | 0 | 0 | 0 |  | 0 | 8 | 0 | 0 | 0 | 0 | 0 | 0 | 0 | 0 | 0 | 0 | 0 | 0 | 0 | 0 | 0 | 0 | 0 | 1 | 1 |  | 0 | 2 | 0 | 0 | 0 | 0 | 0 | 0 | 0 | 0 | 0 | 0 | 0 | 0 | 0 | 0 | 0 | 0 | 0 |  | 1 | 5 | 1 | 1 | 1 | 1 | 1 | 1 | 1 | 1 | 1 | 1
SCE NOL | Pisgah | 230 | 0 | 0 | 0 | 0 | 0 | 0 | 0 | 0 | 0 | 0 | 0 | 0 | 100 | 400 | 500 | 0 | 205 | 205 | 0 | 1 |  | 0 | 0 | 0 | 0 | 0 | 0 | 0 | 0 | 0 | 0 | 0 | 0 | 80 | 200 | 280 | 0 | 115 | 115 | 0 | 1 | 1 |  | 0 | 0 | 0 | 0 | 0 | 0 | 0 | 0 | 0 | 0 | 0 | 0 | 0 | 0 | 0 | 0 | 0 | 0 | 0 |  | 1 | 1 | 1 | 1 | 1 | 1 | 1 | 1 | 1 | 1 | 1 | 0
PG&E NGBA | Pit 1 | 230 | 0 | 0 | 0 | 0 | 0 | 0 | 0 | 0 | 0 | 0 | 0 | 0 | 0 | 0 | 0 | 0 | 0 | 0 | 0 | 0 |  | 0 | 0 | 0 | 0 | 0 | 0 | 0 | 0 | 0 | 0 | 0 | 0 | 0 | 0 | 0 | 0 | 0 | 0 | 0 | 0 | 0 |  | 0 | 0 | 0 | 0 | 0 | 0 | 0 | 0 | 0 | 0 | 0 | 0 | 0 | 0 | 0 | 0 | 0 | 0 | 0 |  | 1 | 1 | 1 | 1 | 1 | 1 | 1 | 1 | 1 | 1 | 1 | 0
PG&E NGBA | Pit 1 | 60 | 0 | 0 | 0 | 0 | 0 | 0 | 0 | 0 | 0 | 0 | 0 | 0 | 0 | 0 | 0 | 0 | 0 | 0 | 0 | 0 |  | 0 | 0 | 0 | 0 | 0 | 0 | 0 | 0 | 0 | 0 | 0 | 0 | 0 | 0 | 0 | 0 | 0 | 0 | 0 | 0 | 0 |  | 0 | 0 | 0 | 0 | 0 | 0 | 0 | 0 | 0 | 0 | 0 | 0 | 0 | 0 | 0 | 0 | 0 | 0 | 0 |  | 1 | 1 | 1 | 1 | 1 | 1 | 1 | 1 | 1 | 1 | 1 | 0
PG&E NGBA | Pit 3 | 230 | 0 | 0 | 0 | 0 | 0 | 0 | 0 | 0 | 0 | 0 | 0 | 0 | 0 | 0 | 0 | 0 | 0 | 0 | 0 | 0 |  | 0 | 0 | 0 | 0 | 0 | 0 | 0 | 0 | 0 | 0 | 0 | 0 | 0 | 0 | 0 | 0 | 0 | 0 | 0 | 0 | 0 |  | 0 | 0 | 0 | 0 | 0 | 0 | 0 | 0 | 0 | 0 | 0 | 0 | 0 | 0 | 0 | 0 | 0 | 0 | 0 |  | 1 | 1 | 1 | 1 | 1 | 1 | 1 | 1 | 1 | 1 | 1 | 0
PG&E NGBA | Pit 4 | 230 | 0 | 0 | 0 | 0 | 0 | 0 | 0 | 0 | 0 | 0 | 0 | 0 | 0 | 0 | 0 | 0 | 0 | 0 | 0 | 0 |  | 0 | 0 | 0 | 0 | 0 | 0 | 0 | 0 | 0 | 0 | 0 | 0 | 0 | 0 | 0 | 0 | 0 | 0 | 0 | 0 | 0 |  | 0 | 0 | 0 | 0 | 0 | 0 | 0 | 0 | 0 | 0 | 0 | 0 | 0 | 0 | 0 | 0 | 0 | 0 | 0 |  | 1 | 1 | 1 | 1 | 1 | 1 | 1 | 1 | 1 | 1 | 1 | 0
PG&E GBA | Pittsburg | 115 | 0 | 0 | 0 | 0 | 0 | 0 | 0 | 0 | 0 | 0 | 0 | 0 | 0 | 0 | 0 | 0 | 75 | 75 | 0 | 1 |  | 0 | 0 | 0 | 0 | 0 | 0 | 0 | 0 | 0 | 0 | 0 | 0 | 0 | 0 | 0 | 0 | 0 | 0 | 0 | 0 | 2 |  | 0 | 0 | 0 | 0 | 0 | 0 | 0 | 0 | 0 | 0 | 0 | 0 | 0 | 0 | 0 | 0 | 0 | 0 | 0 |  | 1 | 1 | 1 | 1 | 1 | 1 | 1 | 1 | 1 | 1 | 1 | 0
PG&E GBA | Pittsburg | 230 | 0 | 0 | 0 | 0 | 0 | 0 | 0 | 0 | 0 | 0 | 0 | 0 | 0 | 0 | 0 | 0 | 175 | 175 | 0 | 1 |  | 0 | 0 | 0 | 0 | 0 | 0 | 0 | 0 | 0 | 0 | 0 | 0 | 0 | 0 | 0 | 0 | 0 | 0 | 0 | 0 | 2 |  | 0 | 0 | 0 | 0 | 0 | 0 | 0 | 0 | 0 | 0 | 0 | 0 | 0 | 0 | 0 | 0 | 0 | 0 | 0 |  | 1 | 1 | 1 | 1 | 1 | 1 | 1 | 1 | 1 | 1 | 1 | 0
PG&E NGBA | Pleasant Grove | 115 | 0 | 0 | 0 | 0 | 0 | 0 | 0 | 0 | 0 | 0 | 0 | 0 | 0 | 0 | 0 | 0 | 0 | 0 | 0 | 0 |  | 0 | 0 | 0 | 0 | 0 | 0 | 0 | 0 | 0 | 0 | 0 | 2.75 | 0 | 0 | 0 | 0 | 0 | 0 | 0 | 1 | 0 |  | 0 | 0 | 0 | 0 | 0 | 0 | 0 | 0 | 0 | 0 | 0 | 2 | 0 | 0 | 0 | 0 | 0 | 0 | 0 |  | 1 | 1 | 1 | 1 | 1 | 4 | 1 | 1 | 1 | 1 | 1 | 1
PG&E NGBA | POE | 230 | 0 | 0 | 0 | 0 | 0 | 0 | 0 | 0 | 0 | 0 | 0 | 0 | 0 | 0 | 0 | 0 | 0 | 0 | 0 | 0 |  | 0 | 0 | 0 | 0 | 0 | 0 | 0 | 0 | 0 | 0 | 0 | 0 | 0 | 0 | 0 | 0 | 0 | 0 | 0 | 0 | 0 |  | 0 | 0 | 0 | 0 | 0 | 0 | 0 | 0 | 0 | 0 | 0 | 0 | 0 | 0 | 0 | 0 | 0 | 0 | 0 |  | 1 | 1 | 1 | 1 | 1 | 1 | 1 | 1 | 1 | 1 | 1 | 0
SDGE | Point Loma | 69 | 0 | 0 | 0 | 0 | 0 | 0 | 0 | 0 | 0 | 0 | 0 | 0 | 0 | 0 | 0 | 0 | 0 | 0 | 0 | 0 |  | 0 | 0 | 0 | 0 | 0 | 0 | 0 | 0 | 0 | 0 | 0 | 0 | 0 | 0 | 0 | 0 | 0 | 0 | 0 | 0 | 3 |  | 0 | 0 | 0 | 0 | 0 | 0 | 0 | 0 | 0 | 0 | 0 | 0 | 0 | 0 | 0 | 0 | 0 | 0 | 0 |  | 1 | 1 | 1 | 1 | 1 | 1 | 1 | 1 | 1 | 1 | 1 | 0
SDGE | Pomerado | 69 | 0 | 0 | 0 | 0 | 0 | 0 | 0 | 0 | 0 | 0 | 0 | 0 | 0 | 0 | 0 | 100 | 0 | 100 | 0 | 1 |  | 0 | 0 | 0 | 0 | 0 | 0 | 0 | 0 | 0 | 0 | 0 | 0 | 0 | 0 | 0 | 100 | 0 | 100 | 0 | 1 | 3 |  | 0 | 0 | 0 | 0 | 0 | 0 | 0 | 0 | 0 | 0 | 0 | 0 | 0 | 0 | 0 | 0 | 0 | 0 | 0 |  | 1 | 1 | 1 | 1 | 1 | 1 | 1 | 1 | 1 | 1 | 1 | 0
PG&E KERN | Poso Mountain | 115 | 0 | 0 | 0 | 0 | 0 | 0 | 0 | 0 | 0 | 0 | 0 | 0 | 0 | 0 | 0 | 0 | 0 | 0 | 0 | 0 |  | 0 | 0 | 0 | 0 | 0 | 0 | 0 | 0 | 0 | 0 | 0 | 3.8 | 0 | 0 | 0 | 0 | 0 | 0 | 0 | 1 | 0 |  | 0 | 0 | 0 | 0 | 0 | 0 | 0 | 0 | 0 | 0 | 0 | 2 | 0 | 0 | 0 | 0 | 0 | 0 | 0 |  | 1 | 1 | 1 | 1 | 1 | 4 | 1 | 1 | 1 | 1 | 1 | 1
EOP | Primm | 230 | 0 | 0 | 0 | 0 | 0 | 0 | 0 | 0 | 0 | 0 | 0 | 0 | 0 | 0 | 0 | 200 | 0 | 200 | 0 | 1 |  | 0 | 0 | 0 | 0 | 0 | 0 | 0 | 0 | 0 | 0 | 0 | 0 | 0 | 0 | 0 | 200 | 0 | 200 | 0 | 1 | 1 |  | 0 | 0 | 0 | 0 | 0 | 0 | 0 | 0 | 0 | 0 | 0 | 0 | 0 | 0 | 0 | 0 | 0 | 0 | 0 |  | 1 | 1 | 1 | 1 | 1 | 1 | 1 | 1 | 1 | 1 | 1 | 0
PG&E NGBA | Putah Creek | 115 | 0 | 0 | 0 | 0 | 0 | 0 | 0 | 0 | 0 | 0 | 0 | 4.3 | 0 | 3 | 3 | 3 | 0 | 3 | 0 | 1 |  | 0 | 0 | 0 | 0 | 0 | 0 | 0 | 0 | 0 | 0 | 0 | 6.85 | 0 | 3 | 3 | 3 | 0 | 3 | 0 | 1 | 0 |  | 0 | 0 | 0 | 0 | 0 | 0 | 0 | 0 | 0 | 0 | 0 | 2 | 0 | 0 | 0 | 0 | 0 | 0 | 0 |  | 1 | 1 | 1 | 1 | 1 | 4 | 1 | 1 | 1 | 1 | 1 | 1
SDGE | Q1806 | 138 | 0 | 0 | 0 | 0 | 0 | 0 | 0 | 0 | 0 | 0 | 0 | 0 | 0 | 0 | 0 | 0 | 0 | 0 | 0 | 0 |  | 0 | 0 | 0 | 0 | 0 | 0 | 0 | 0 | 0 | 0 | 0 | 0 | 0 | 0 | 0 | 0 | 0 | 0 | 0 | 0 | 0 |  | 0 | 0 | 0 | 0 | 0 | 0 | 0 | 0 | 0 | 0 | 0 | 0 | 0 | 0 | 0 | 0 | 0 | 0 | 0 |  | 1 | 1 | 1 | 1 | 1 | 1 | 1 | 1 | 1 | 1 | 1 | 0
PG&E FRESNO | Quinto | 230 | 0 | 0 | 0 | 0 | 0 | 0 | 0 | 0 | 0 | 0 | 0 | 0 | 160 | 290 | 450 | 0 | 100 | 100 | 0 | 1 |  | 0 | 0 | 0 | 0 | 0 | 0 | 0 | 0 | 0 | 0 | 0 | 0 | 121 | 0 | 121 | 0 | 0 | 0 | 0 | 1 | 1 |  | 0 | 0 | 0 | 0 | 0 | 0 | 0 | 0 | 0 | 0 | 0 | 0 | 0 | 0 | 0 | 0 | 0 | 0 | 0 |  | 1 | 1 | 1 | 1 | 1 | 1 | 1 | 1 | 1 | 1 | 1 | 0
PG&E GBA | Race Track | 115 | 0 | 0 | 0 | 0 | 0 | 0 | 0 | 0 | 0 | 0 | 0 | 0 | 0 | 0 | 0 | 0 | 0 | 0 | 0 | 0 |  | 0 | 0 | 0 | 0 | 0 | 0 | 0 | 0 | 0 | 0 | 0 | 0 | 0 | 0 | 0 | 0 | 0 | 0 | 0 | 0 | 0 |  | 0 | 0 | 0 | 0 | 0 | 0 | 0 | 0 | 0 | 0 | 0 | 0 | 0 | 0 | 0 | 0 | 0 | 0 | 0 |  | 1 | 1 | 1 | 1 | 1 | 1 | 1 | 1 | 1 | 1 | 1 | 0
SDGE | Rancho Mission Viejo | 138 | 0 | 0 | 0 | 0 | 0 | 0 | 0 | 0 | 0 | 0 | 0 | 0 | 0 | 0 | 0 | 0 | 0 | 0 | 0 | 0 |  | 0 | 0 | 0 | 0 | 0 | 0 | 0 | 0 | 0 | 0 | 0 | 0 | 0 | 0 | 0 | 0 | 0 | 0 | 0 | 0 | 0 |  | 0 | 0 | 0 | 0 | 0 | 0 | 0 | 0 | 0 | 0 | 0 | 0 | 0 | 0 | 0 | 0 | 0 | 0 | 0 |  | 1 | 1 | 1 | 1 | 1 | 1 | 1 | 1 | 1 | 1 | 1 | 0
PG&E GBA | Rancho Seco | 230 | 0 | 0 | 0 | 0 | 0 | 0 | 0 | 0 | 0 | 0 | 0 | 0 | 0 | 0 | 0 | 0 | 0 | 0 | 0 | 0 |  | 0 | 0 | 0 | 0 | 0 | 0 | 0 | 0 | 0 | 0 | 0 | 0 | 0 | 0 | 0 | 0 | 0 | 0 | 0 | 0 | 0 |  | 0 | 0 | 0 | 0 | 0 | 0 | 0 | 0 | 0 | 0 | 0 | 0 | 0 | 0 | 0 | 0 | 0 | 0 | 0 |  | 1 | 1 | 1 | 1 | 1 | 1 | 1 | 1 | 1 | 1 | 1 | 0
SCE Metro | Rancho Vista | 230 | 0 | 0 | 0 | 0 | 0 | 0 | 0 | 0 | 0 | 0 | 0 | 0 | 0 | 0 | 0 | 0 | 0 | 0 | 0 | 0 |  | 0 | 0 | 0 | 0 | 0 | 0 | 0 | 0 | 0 | 0 | 0 | 0 | 0 | 0 | 0 | 0 | 0 | 0 | 0 | 0 | 0 |  | 0 | 0 | 0 | 0 | 0 | 0 | 0 | 0 | 0 | 0 | 0 | 0 | 0 | 0 | 0 | 0 | 0 | 0 | 0 |  | 1 | 1 | 1 | 1 | 1 | 1 | 1 | 1 | 1 | 1 | 1 | 0
SCE Metro | Rancho Vista | 500 | 0 | 0 | 0 | 0 | 0 | 0 | 0 | 0 | 0 | 0 | 0 | 0 | 0 | 0 | 0 | 0 | 0 | 0 | 0 | 0 |  | 0 | 0 | 0 | 0 | 0 | 0 | 0 | 0 | 0 | 0 | 0 | 0 | 0 | 0 | 0 | 0 | 0 | 0 | 0 | 0 | 0 |  | 0 | 0 | 0 | 0 | 0 | 0 | 0 | 0 | 0 | 0 | 0 | 0 | 0 | 0 | 0 | 0 | 0 | 0 | 0 |  | 1 | 1 | 1 | 1 | 1 | 1 | 1 | 1 | 1 | 1 | 1 | 0
SCE NOL | Ransburg | 115 | 0 | 0 | 0 | 0 | 0 | 0 | 0 | 0 | 0 | 0 | 0 | 3.3 | 0 | 0 | 0 | 0 | 0 | 0 | 0 | 1 |  | 0 | 0 | 0 | 0 | 0 | 0 | 0 | 0 | 0 | 0 | 0 | 0 | 0 | 0 | 0 | 0 | 0 | 0 | 0 | 0 | 3 |  | 0 | 0 | 0 | 0 | 0 | 0 | 0 | 0 | 0 | 0 | 0 | 0 | 0 | 0 | 0 | 0 | 0 | 0 | 0 |  | 1 | 1 | 1 | 1 | 1 | 1 | 1 | 1 | 1 | 1 | 1 | 0
PG&E GBA | Ravenswood | 115 | 0 | 0 | 0 | 0 | 0 | 0 | 0 | 0 | 0 | 0 | 0 | 0 | 0 | 0 | 0 | 0 | 0 | 0 | 0 | 0 |  | 0 | 0 | 0 | 0 | 0 | 0 | 0 | 0 | 0 | 0 | 0 | 0 | 0 | 0 | 0 | 0 | 0 | 0 | 0 | 0 | 1 |  | 0 | 0 | 0 | 0 | 0 | 0 | 0 | 0 | 0 | 0 | 0 | 0 | 0 | 0 | 0 | 0 | 0 | 0 | 0 |  | 1 | 1 | 1 | 1 | 1 | 1 | 1 | 1 | 1 | 1 | 1 | 0
PG&E GBA | Ravenswood | 230 | 0 | 0 | 0 | 0 | 0 | 0 | 0 | 0 | 0 | 0 | 0 | 0 | 0 | 0 | 0 | 0 | 0 | 0 | 0 | 0 |  | 0 | 0 | 0 | 0 | 0 | 0 | 0 | 0 | 0 | 0 | 0 | 0 | 0 | 0 | 0 | 0 | 0 | 0 | 0 | 0 | 1 |  | 0 | 0 | 0 | 0 | 0 | 0 | 0 | 0 | 0 | 0 | 0 | 0 | 0 | 0 | 0 | 0 | 0 | 0 | 0 |  | 1 | 1 | 1 | 1 | 1 | 1 | 1 | 1 | 1 | 1 | 1 | 0
SCE Northern | Rector | 230 | 0 | 0 | 0 | 0 | 0 | 0 | 0 | 0 | 0 | 0 | 0 | 15 | 0 | 200 | 200 | 0 | 50 | 50 | 0 | 1 |  | 0 | 0 | 0 | 0 | 0 | 0 | 0 | 0 | 0 | 0 | 0 | 3 | 0 | 0 | 0 | 0 | 0 | 0 | 0 | 1 | 0 |  | 0 | 0 | 0 | 0 | 0 | 0 | 0 | 0 | 0 | 0 | 0 | 0 | 0 | 0 | 0 | 0 | 0 | 0 | 0 |  | 1 | 1 | 1 | 1 | 1 | 1 | 1 | 1 | 1 | 1 | 1 | 0
SCE Eastern | Red Bluff | 230 | 0 | 0 | 0 | 0 | 0 | 0 | 0 | 0 | 0 | 0 | 0 | 0 | 0 | 463.5 | 463.5 | 446 | 0 | 446 | 0 | 1 |  | 0 | 0 | 0 | 0 | 0 | 0 | 0 | 0 | 0 | 0 | 0 | 0 | 100 | 463.5 | 563.5 | 416 | 0 | 416 | 0 | 1 | 2 |  | 0 | 0 | 0 | 0 | 0 | 0 | 0 | 0 | 0 | 0 | 0 | 0 | 2 | 0 | 1 | 0 | 0 | 0 | 0 |  | 1 | 1 | 1 | 1 | 1 | 1 | 5 | 1 | 1 | 1 | 1 | 1
SCE Eastern | Red Bluff | 500 | 0 | 0 | 0 | 0 | 0 | 0 | 0 | 0 | 0 | 0 | 0 | 0 | 175 | 250 | 425 | 225 | 100 | 325 | 0 | 1 |  | 0 | 0 | 0 | 0 | 0 | 0 | 0 | 0 | 0 | 0 | 0 | 0 | 0 | 575 | 575 | 375 | 200 | 575 | 0 | 1 | 2 |  | 0 | 0 | 0 | 0 | 0 | 0 | 0 | 0 | 0 | 0 | 0 | 0 | 0 | 2 | 1 | 2 | 2 | 2 | 0 |  | 1 | 1 | 1 | 1 | 1 | 1 | 3 | 5 | 5 | 5 | 1 | 1
PG&E NGBA | Redbud | 115 | 0 | 0 | 0 | 0 | 0 | 0 | 0 | 0 | 0 | 0 | 0 | 0 | 0 | 0 | 0 | 0 | 0 | 0 | 0 | 0 |  | 0 | 0 | 0 | 0 | 0 | 0 | 0 | 0 | 0 | 0 | 0 | 0 | 0 | 0 | 0 | 0 | 0 | 0 | 0 | 0 | 1 |  | 0 | 0 | 0 | 0 | 0 | 0 | 0 | 0 | 0 | 0 | 0 | 0 | 0 | 0 | 0 | 0 | 0 | 0 | 0 |  | 1 | 1 | 1 | 1 | 1 | 1 | 1 | 1 | 1 | 1 | 1 | 0
SCE Metro | Redondo | 230 | 0 | 0 | 0 | 0 | 0 | 0 | 0 | 0 | 0 | 0 | 0 | 0 | 0 | 0 | 0 | 0 | 0 | 0 | 0 | 0 |  | 0 | 0 | 0 | 0 | 0 | 0 | 0 | 0 | 0 | 0 | 0 | 0 | 0 | 0 | 0 | 0 | 0 | 0 | 0 | 0 | 0 |  | 0 | 0 | 0 | 0 | 0 | 0 | 0 | 0 | 0 | 0 | 0 | 0 | 0 | 0 | 0 | 0 | 0 | 0 | 0 |  | 1 | 1 | 1 | 1 | 1 | 1 | 1 | 1 | 1 | 1 | 1 | 0
PG&E FRESNO | Reedley | 115 | 0 | 0 | 0 | 0 | 0 | 0 | 0 | 0 | 0 | 0 | 0 | 0 | 0 | 0 | 0 | 0 | 0 | 0 | 0 | 0 |  | 0 | 0 | 0 | 0 | 0 | 0 | 0 | 0 | 0 | 0 | 0 | 0 | 0 | 0 | 0 | 0 | 0 | 0 | 0 | 0 | 2 |  | 0 | 0 | 0 | 0 | 0 | 0 | 0 | 0 | 0 | 0 | 0 | 0 | 0 | 0 | 0 | 0 | 0 | 0 | 0 |  | 1 | 1 | 1 | 1 | 1 | 1 | 1 | 1 | 1 | 1 | 1 | 0
PG&E KERN | Renfro | 115 | 0 | 0 | 0 | 0 | 0 | 0 | 0 | 0 | 0 | 0 | 0 | 0 | 0 | 0 | 0 | 0 | 0 | 0 | 0 | 0 |  | 0 | 0 | 0 | 0 | 0 | 0 | 0 | 0 | 0 | 0 | 0 | 0 | 0 | 0 | 0 | 0 | 0 | 0 | 0 | 0 | 0 |  | 0 | 0 | 0 | 0 | 0 | 0 | 0 | 0 | 0 | 0 | 0 | 0 | 0 | 0 | 0 | 0 | 0 | 0 | 0 |  | 1 | 1 | 1 | 1 | 1 | 1 | 1 | 1 | 1 | 1 | 1 | 0
PG&E GBA | Richmond R | 115 | 0 | 0.5 | 0 | 0 | 0 | 0 | 0 | 0 | 0 | 0 | 0 | 8 | 0 | 0 | 0 | 0 | 0 | 0 | 0 | 1 |  | 0 | 0 | 0 | 0 | 0 | 0 | 0 | 0 | 0 | 0 | 0 | 2.7 | 0 | 0 | 0 | 0 | 0 | 0 | 0 | 1 | 2 |  | 0 | 0 | 0 | 0 | 0 | 0 | 0 | 0 | 0 | 0 | 0 | 0 | 0 | 0 | 0 | 0 | 0 | 0 | 0 |  | 1 | 1 | 1 | 1 | 1 | 1 | 1 | 1 | 1 | 1 | 1 | 0
PG&E NGBA | Rincon | 115 | 0 | 0 | 0 | 0 | 0 | 0 | 0 | 0 | 0 | 0 | 0 | 0 | 0 | 0 | 0 | 0 | 0 | 0 | 0 | 0 |  | 0 | 0 | 0 | 0 | 0 | 0 | 0 | 0 | 0 | 0 | 0 | 0 | 0 | 0 | 0 | 0 | 0 | 0 | 0 | 0 | 2 |  | 0 | 0 | 0 | 0 | 0 | 0 | 0 | 0 | 0 | 0 | 0 | 0 | 0 | 0 | 0 | 0 | 0 | 0 | 0 |  | 1 | 1 | 1 | 1 | 1 | 1 | 1 | 1 | 1 | 1 | 1 | 0
PG&E KERN | Rio Bravo | 115 | 0 | 0 | 0 | 0 | 0 | 0 | 0 | 0 | 0 | 0 | 0 | 0 | 0 | 0 | 0 | 0 | 0 | 0 | 0 | 0 |  | 0 | 0 | 0 | 0 | 0 | 0 | 0 | 0 | 0 | 0 | 0 | 0 | 0 | 0 | 0 | 0 | 0 | 0 | 0 | 0 | 0 |  | 0 | 0 | 0 | 0 | 0 | 0 | 0 | 0 | 0 | 0 | 0 | 0 | 0 | 0 | 0 | 0 | 0 | 0 | 0 |  | 1 | 1 | 1 | 1 | 1 | 1 | 1 | 1 | 1 | 1 | 1 | 0
SCE Metro | Rio Hondo | 230 | 0 | 0 | 0 | 0 | 0 | 0 | 0 | 0 | 0 | 0 | 0 | 0 | 0 | 0 | 0 | 265 | 10 | 275 | 0 | 1 |  | 0 | 0 | 0 | 0 | 0 | 0 | 0 | 0 | 0 | 0 | 0 | 0 | 0 | 0 | 0 | 0 | 0 | 0 | 0 | 0 | 0 |  | 0 | 0 | 0 | 0 | 0 | 0 | 0 | 0 | 0 | 0 | 0 | 0 | 0 | 0 | 0 | 0 | 0 | 0 | 0 |  | 1 | 1 | 1 | 1 | 1 | 1 | 1 | 1 | 1 | 1 | 1 | 0
PG&E NGBA | Rio Oso | 115 | 0 | 0 | 0 | 0 | 0 | 0 | 0 | 0 | 0 | 0 | 0 | 0 | 0 | 0 | 0 | 0 | 0 | 0 | 0 | 0 |  | 0 | 0 | 0 | 0 | 0 | 0 | 0 | 0 | 0 | 0 | 0 | 0 | 0 | 0 | 0 | 0 | 0 | 0 | 0 | 0 | 0 |  | 0 | 0 | 0 | 0 | 0 | 0 | 0 | 0 | 0 | 0 | 0 | 0 | 0 | 0 | 0 | 0 | 0 | 0 | 0 |  | 1 | 1 | 1 | 1 | 1 | 1 | 1 | 1 | 1 | 1 | 1 | 0
PG&E NGBA | Rio Oso | 230 | 0 | 0 | 0 | 0 | 0 | 0 | 0 | 0 | 0 | 0 | 0 | 0 | 0 | 0 | 0 | 0 | 0 | 0 | 0 | 0 |  | 0 | 0 | 0 | 0 | 0 | 0 | 0 | 0 | 0 | 0 | 0 | 0 | 65 | 200 | 265 | 0 | 95 | 95 | 0 | 1 | 0 |  | 0 | 0 | 0 | 0 | 0 | 0 | 0 | 0 | 0 | 0 | 0 | 0 | 2 | 2 | 2 | 0 | 2 | 2 | 0 |  | 1 | 1 | 1 | 1 | 1 | 1 | 4 | 1 | 4 | 4 | 1 | 1
PG&E GBA | Ripon | 115 | 0 | 0 | 0 | 0 | 0 | 0 | 0 | 0 | 0 | 0 | 0 | 2.6 | 0 | 0 | 0 | 99 | 0 | 99 | 0 | 1 |  | 0 | 0 | 0 | 0 | 0 | 0 | 0 | 0 | 0 | 0 | 0 | 2.6 | 0 | 0 | 0 | 50 | 0 | 50 | 0 | 1 | 0 |  | 0 | 0 | 0 | 0 | 0 | 0 | 0 | 0 | 0 | 0 | 0 | 0 | 0 | 0 | 0 | 0 | 0 | 0 | 0 |  | 1 | 1 | 1 | 1 | 1 | 1 | 1 | 1 | 1 | 1 | 1 | 0
PG&E GBA | Riverbank | 115 | 0 | 0 | 0 | 0 | 0 | 0 | 0 | 0 | 0 | 0 | 0 | 0 | 0 | 0 | 0 | 0 | 0 | 0 | 0 | 0 |  | 0 | 0 | 0 | 0 | 0 | 0 | 0 | 0 | 0 | 0 | 0 | 0 | 0 | 0 | 0 | 0 | 0 | 0 | 0 | 0 | 0 |  | 0 | 0 | 0 | 0 | 0 | 0 | 0 | 0 | 0 | 0 | 0 | 0 | 0 | 0 | 0 | 0 | 0 | 0 | 0 |  | 1 | 1 | 1 | 1 | 1 | 1 | 1 | 1 | 1 | 1 | 1 | 0
SCE NOL | Roadway | 115 | 0 | 2.7 | 0 | 0 | 0 | 0 | 0 | 0 | 0 | 0 | 0 | 2 | 211 | 34 | 245 | 100 | 10 | 110 | 0 | 1 |  | 0 | 0 | 0 | 0 | 0 | 0 | 0 | 0 | 0 | 0 | 0 | 0 | 211 | 10 | 221 | 100 | 10 | 110 | 0 | 1 | 2 |  | 0 | 0 | 0 | 0 | 0 | 0 | 0 | 0 | 0 | 0 | 0 | 0 | 0 | 0 | 0 | 0 | 0 | 0 | 0 |  | 1 | 1 | 1 | 1 | 1 | 1 | 1 | 1 | 1 | 1 | 1 | 0
PG&E NGBA | Rock Creek 1 | 230 | 0 | 0 | 0 | 0 | 0 | 0 | 0 | 0 | 0 | 0 | 0 | 0 | 0 | 0 | 0 | 0 | 0 | 0 | 0 | 0 |  | 0 | 0 | 0 | 0 | 0 | 0 | 0 | 0 | 0 | 0 | 0 | 0 | 0 | 0 | 0 | 0 | 0 | 0 | 0 | 0 | 0 |  | 0 | 0 | 0 | 0 | 0 | 0 | 0 | 0 | 0 | 0 | 0 | 0 | 0 | 0 | 0 | 0 | 0 | 0 | 0 |  | 1 | 1 | 1 | 1 | 1 | 1 | 1 | 1 | 1 | 1 | 1 | 0
SCE Northern | Rosamond | 66 | 0 | 0 | 0 | 0 | 0 | 0 | 0 | 0 | 0 | 0 | 0 | 0 | 0 | 0 | 0 | 0 | 0 | 0 | 0 | 0 |  | 0 | 0 | 0 | 0 | 0 | 0 | 0 | 0 | 0 | 0 | 0 | 0 | 0 | 0 | 0 | 0 | 0 | 0 | 0 | 0 | 0 |  | 0 | 0 | 0 | 0 | 0 | 0 | 0 | 0 | 0 | 0 | 0 | 0 | 0 | 0 | 0 | 0 | 0 | 0 | 0 |  | 1 | 1 | 1 | 1 | 1 | 1 | 1 | 1 | 1 | 1 | 1 | 0
PG&E GBA | Rossmoor | 230 | 0 | 0 | 0 | 0 | 0 | 0 | 0 | 0 | 0 | 0 | 0 | 0 | 0 | 0 | 0 | 0 | 0 | 0 | 0 | 0 |  | 0 | 0 | 0 | 0 | 0 | 0 | 0 | 0 | 0 | 0 | 0 | 0 | 0 | 0 | 0 | 0 | 0 | 0 | 0 | 0 | 0 |  | 0 | 0 | 0 | 0 | 0 | 0 | 0 | 0 | 0 | 0 | 0 | 0 | 0 | 0 | 0 | 0 | 0 | 0 | 0 |  | 1 | 1 | 1 | 1 | 1 | 1 | 1 | 1 | 1 | 1 | 1 | 0
PG&E NGBA | Round Mountain | 230 | 0 | 0 | 0 | 0 | 0 | 0 | 0 | 0 | 0 | 0 | 0 | 0 | 0 | 0 | 0 | 0 | 0 | 0 | 0 | 0 |  | 0 | 14 | 80 | 20 | 100 | 0 | 0 | 0 | 0 | 0 | 0 | 0 | 0 | 0 | 0 | 0 | 0 | 0 | 0 | 1 | 0 |  | 0 | 2 | 2 | 2 | 2 | 0 | 0 | 0 | 0 | 0 | 0 | 0 | 0 | 0 | 0 | 0 | 0 | 0 | 0 |  | 1 | 4 | 4 | 1 | 1 | 1 | 1 | 1 | 1 | 1 | 1 | 1
PG&E NGBA | Round Mountain | 500 | 0 | 0 | 0 | 0 | 0 | 0 | 0 | 0 | 0 | 0 | 0 | 0 | 0 | 0 | 0 | 0 | 0 | 0 | 0 | 0 |  | 0 | 0 | 0 | 0 | 0 | 0 | 0 | 0 | 0 | 0 | 0 | 0 | 0 | 0 | 0 | 0 | 0 | 0 | 0 | 0 | 0 |  | 0 | 0 | 0 | 0 | 0 | 0 | 0 | 0 | 0 | 0 | 0 | 0 | 0 | 0 | 0 | 0 | 0 | 0 | 0 |  | 1 | 1 | 1 | 1 | 1 | 1 | 1 | 1 | 1 | 1 | 1 | 0
PG&E GBA | Salado | 115 | 0 | 0 | 0 | 0 | 0 | 0 | 0 | 0 | 0 | 0 | 0 | 0 | 0 | 0 | 0 | 0 | 0 | 0 | 0 | 0 |  | 0 | 0 | 0 | 0 | 0 | 0 | 0 | 0 | 0 | 0 | 0 | 0 | 0 | 0 | 0 | 0 | 0 | 0 | 0 | 0 | 0 |  | 0 | 0 | 0 | 0 | 0 | 0 | 0 | 0 | 0 | 0 | 0 | 0 | 0 | 0 | 0 | 0 | 0 | 0 | 0 |  | 1 | 1 | 1 | 1 | 1 | 1 | 1 | 1 | 1 | 1 | 1 | 0
PG&E GBA | Salado | 60 | 0 | 0 | 0 | 0 | 0 | 0 | 0 | 0 | 0 | 0 | 0 | 0 | 0 | 0 | 0 | 0 | 0 | 0 | 0 | 0 |  | 0 | 0 | 0 | 0 | 0 | 0 | 0 | 0 | 0 | 0 | 0 | 0 | 0 | 0 | 0 | 0 | 0 | 0 | 0 | 0 | 0 |  | 0 | 0 | 0 | 0 | 0 | 0 | 0 | 0 | 0 | 0 | 0 | 0 | 0 | 0 | 0 | 0 | 0 | 0 | 0 |  | 1 | 1 | 1 | 1 | 1 | 1 | 1 | 1 | 1 | 1 | 1 | 0
PG&E GBA | Salinas | 115 | 0 | 3.25 | 0 | 0 | 0 | 0 | 0 | 0 | 0 | 0 | 0 | 3 | 0 | 0 | 0 | 0 | 0 | 0 | 0 | 1 |  | 0 | 0 | 0 | 0 | 0 | 0 | 0 | 0 | 0 | 0 | 0 | 0 | 0 | 0 | 0 | 0 | 0 | 0 | 0 | 0 | 0 |  | 0 | 0 | 0 | 0 | 0 | 0 | 0 | 0 | 0 | 0 | 0 | 0 | 0 | 0 | 0 | 0 | 0 | 0 | 0 |  | 1 | 1 | 1 | 1 | 1 | 1 | 1 | 1 | 1 | 1 | 1 | 0
SDGE | Salt Creek | 69 | 0 | 0 | 0 | 0 | 0 | 0 | 0 | 0 | 0 | 0 | 0 | 0 | 0 | 0 | 0 | 0 | 0 | 0 | 0 | 0 |  | 0 | 0 | 0 | 0 | 0 | 0 | 0 | 0 | 0 | 0 | 0 | 0 | 0 | 0 | 0 | 0 | 0 | 0 | 0 | 0 | 5 |  | 0 | 0 | 0 | 0 | 0 | 0 | 0 | 0 | 0 | 0 | 0 | 0 | 0 | 0 | 0 | 0 | 0 | 0 | 0 |  | 1 | 1 | 1 | 1 | 1 | 1 | 1 | 1 | 1 | 1 | 1 | 0
SCE Eastern | San Bernardino | 230 | 0 | 5.25 | 0 | 0 | 0 | 0 | 0 | 0 | 0 | 0 | 0 | 0 | 0 | 0 | 0 | 0 | 0 | 0 | 0 | 1 |  | 0 | 0 | 0 | 0 | 0 | 0 | 0 | 0 | 0 | 0 | 0 | 0 | 0 | 0 | 0 | 0 | 0 | 0 | 0 | 0 | 1 |  | 0 | 0 | 0 | 0 | 0 | 0 | 0 | 0 | 0 | 0 | 0 | 0 | 0 | 0 | 0 | 0 | 0 | 0 | 0 |  | 1 | 1 | 1 | 1 | 1 | 1 | 1 | 1 | 1 | 1 | 1 | 0
PG&E GBA | SAN FRAN A (POTRERO PP) | 115 | 0 | 0 | 0 | 0 | 0 | 0 | 0 | 0 | 0 | 0 | 0 | 0 | 0 | 0 | 0 | 0 | 0 | 0 | 0 | 0 |  | 0 | 0 | 0 | 0 | 0 | 0 | 0 | 0 | 0 | 0 | 0 | 0 | 0 | 0 | 0 | 0 | 0 | 0 | 0 | 0 | 1 |  | 0 | 0 | 0 | 0 | 0 | 0 | 0 | 0 | 0 | 0 | 0 | 0 | 0 | 0 | 0 | 0 | 0 | 0 | 0 |  | 1 | 1 | 1 | 1 | 1 | 1 | 1 | 1 | 1 | 1 | 1 | 0
PG&E GBA | SAN FRAN A (POTRERO PP) | 230 | 0 | 0 | 0 | 0 | 0 | 0 | 0 | 0 | 0 | 0 | 0 | 0 | 0 | 0 | 0 | 0 | 0 | 0 | 0 | 0 |  | 0 | 0 | 0 | 0 | 0 | 0 | 0 | 0 | 0 | 0 | 0 | 0 | 0 | 0 | 0 | 0 | 0 | 0 | 0 | 0 | 1 |  | 0 | 0 | 0 | 0 | 0 | 0 | 0 | 0 | 0 | 0 | 0 | 0 | 0 | 0 | 0 | 0 | 0 | 0 | 0 |  | 1 | 1 | 1 | 1 | 1 | 1 | 1 | 1 | 1 | 1 | 1 | 0
PG&E GBA | San Jose A | 115 | 0 | 0 | 0 | 0 | 0 | 0 | 0 | 0 | 0 | 0 | 0 | 0 | 0 | 0 | 0 | 0 | 0 | 0 | 0 | 0 |  | 0 | 0 | 0 | 0 | 0 | 0 | 0 | 0 | 0 | 0 | 0 | 0 | 0 | 0 | 0 | 0 | 0 | 0 | 0 | 0 | 0 |  | 0 | 0 | 0 | 0 | 0 | 0 | 0 | 0 | 0 | 0 | 0 | 0 | 0 | 0 | 0 | 0 | 0 | 0 | 0 |  | 1 | 1 | 1 | 1 | 1 | 1 | 1 | 1 | 1 | 1 | 1 | 0
PG&E GBA | San Jose B | 115 | 0 | 0 | 0 | 0 | 0 | 0 | 0 | 0 | 0 | 0 | 0 | 0 | 0 | 0 | 0 | 0 | 0 | 0 | 0 | 0 |  | 0 | 0 | 0 | 0 | 0 | 0 | 0 | 0 | 0 | 0 | 0 | 0 | 0 | 0 | 0 | 0 | 0 | 0 | 0 | 0 | 0 |  | 0 | 0 | 0 | 0 | 0 | 0 | 0 | 0 | 0 | 0 | 0 | 0 | 0 | 0 | 0 | 0 | 0 | 0 | 0 |  | 1 | 1 | 1 | 1 | 1 | 1 | 1 | 1 | 1 | 1 | 1 | 0
PG&E GBA | San Leandro U | 115 | 0 | 0 | 0 | 0 | 0 | 0 | 0 | 0 | 0 | 0 | 0 | 0 | 0 | 0 | 0 | 0 | 0 | 0 | 0 | 0 |  | 0 | 0 | 0 | 0 | 0 | 0 | 0 | 0 | 0 | 0 | 0 | 0 | 0 | 0 | 0 | 0 | 0 | 0 | 0 | 0 | 1 |  | 0 | 0 | 0 | 0 | 0 | 0 | 0 | 0 | 0 | 0 | 0 | 0 | 0 | 0 | 0 | 0 | 0 | 0 | 0 |  | 1 | 1 | 1 | 1 | 1 | 1 | 1 | 1 | 1 | 1 | 1 | 0
PG&E KERN | San Luis Obispo | 115 | 0 | 0 | 0 | 0 | 0 | 0 | 0 | 0 | 0 | 0 | 0 | 0 | 0 | 0 | 0 | 0 | 0 | 0 | 0 | 0 |  | 0 | 11 | 0 | 0 | 0 | 0 | 0 | 0 | 0 | 0 | 0 | 0 | 0 | 0 | 0 | 0 | 0 | 0 | 0 | 1 | 1 |  | 0 | 2 | 0 | 0 | 0 | 0 | 0 | 0 | 0 | 0 | 0 | 0 | 0 | 0 | 0 | 0 | 0 | 0 | 0 |  | 1 | 5 | 1 | 1 | 1 | 1 | 1 | 1 | 1 | 1 | 1 | 1
PG&E KERN | San Luis Obispo | 70 | 0 | 11 | 0 | 0 | 0 | 0 | 0 | 0 | 0 | 0 | 0 | 0 | 0 | 0 | 0 | 0 | 0 | 0 | 0 | 1 |  | 0 | 0 | 0 | 0 | 0 | 0 | 0 | 0 | 0 | 0 | 0 | 0 | 0 | 0 | 0 | 0 | 0 | 0 | 0 | 0 | 1 |  | 0 | 0 | 0 | 0 | 0 | 0 | 0 | 0 | 0 | 0 | 0 | 0 | 0 | 0 | 0 | 0 | 0 | 0 | 0 |  | 1 | 1 | 1 | 1 | 1 | 1 | 1 | 1 | 1 | 1 | 1 | 0
SDGE | San Luis Rey | 230 | 0 | 0 | 0 | 0 | 0 | 0 | 0 | 0 | 0 | 0 | 0 | 0 | 0 | 0 | 0 | 0 | 0 | 0 | 0 | 0 |  | 0 | 0 | 0 | 0 | 0 | 0 | 0 | 0 | 0 | 0 | 0 | 0 | 0 | 0 | 0 | 20 | 0 | 20 | 0 | 1 | 1 |  | 0 | 0 | 0 | 0 | 0 | 0 | 0 | 0 | 0 | 0 | 0 | 0 | 0 | 0 | 0 | 2 | 0 | 2 | 0 |  | 1 | 1 | 1 | 1 | 1 | 1 | 1 | 5 | 1 | 5 | 1 | 1
SDGE | San Luis Rey | 69 | 0 | 0 | 0 | 0 | 0 | 0 | 0 | 0 | 0 | 0 | 0 | 0 | 0 | 0 | 0 | 0 | 0 | 0 | 0 | 0 |  | 0 | 0 | 0 | 0 | 0 | 0 | 0 | 0 | 0 | 0 | 0 | 0 | 0 | 0 | 0 | 0 | 0 | 0 | 0 | 0 | 1 |  | 0 | 0 | 0 | 0 | 0 | 0 | 0 | 0 | 0 | 0 | 0 | 0 | 0 | 0 | 0 | 0 | 0 | 0 | 0 |  | 1 | 1 | 1 | 1 | 1 | 1 | 1 | 1 | 1 | 1 | 1 | 0
SDGE | San Marcos | 69 | 0 | 0 | 0 | 0 | 0 | 0 | 0 | 0 | 0 | 0 | 0 | 0 | 0 | 0 | 0 | 0 | 0 | 0 | 0 | 0 |  | 0 | 0 | 0 | 0 | 0 | 0 | 0 | 0 | 0 | 0 | 0 | 0 | 0 | 0 | 0 | 0 | 0 | 0 | 0 | 0 | 2 |  | 0 | 0 | 0 | 0 | 0 | 0 | 0 | 0 | 0 | 0 | 0 | 0 | 0 | 0 | 0 | 0 | 0 | 0 | 0 |  | 1 | 1 | 1 | 1 | 1 | 1 | 1 | 1 | 1 | 1 | 1 | 0
SCE Metro | San Onofre | 230 | 0 | 0 | 0 | 0 | 0 | 0 | 0 | 0 | 0 | 0 | 0 | 0 | 0 | 0 | 0 | 0 | 0 | 0 | 0 | 0 |  | 0 | 0 | 0 | 0 | 0 | 0 | 0 | 0 | 0 | 0 | 0 | 0 | 0 | 0 | 0 | 0 | 0 | 0 | 0 | 0 | 0 |  | 0 | 0 | 0 | 0 | 0 | 0 | 0 | 0 | 0 | 0 | 0 | 0 | 0 | 0 | 0 | 0 | 0 | 0 | 0 |  | 1 | 1 | 1 | 1 | 1 | 1 | 1 | 1 | 1 | 1 | 1 | 0
PG&E GBA | San Pablo | 115 | 0 | 0 | 0 | 0 | 0 | 0 | 0 | 0 | 0 | 0 | 0 | 0 | 0 | 0 | 0 | 0 | 0 | 0 | 0 | 0 |  | 0 | 0 | 0 | 0 | 0 | 0 | 0 | 0 | 0 | 0 | 0 | 0 | 0 | 0 | 0 | 0 | 0 | 0 | 0 | 0 | 2 |  | 0 | 0 | 0 | 0 | 0 | 0 | 0 | 0 | 0 | 0 | 0 | 0 | 0 | 0 | 0 | 0 | 0 | 0 | 0 |  | 1 | 1 | 1 | 1 | 1 | 1 | 1 | 1 | 1 | 1 | 1 | 0
PG&E GBA | San Ramon | 230 | 0 | 0 | 0 | 0 | 0 | 0 | 0 | 0 | 0 | 0 | 0 | 0 | 0 | 0 | 0 | 0 | 0 | 0 | 0 | 0 |  | 0 | 0 | 0 | 0 | 0 | 0 | 0 | 0 | 0 | 0 | 0 | 1.9 | 0 | 0 | 0 | 0 | 0 | 0 | 0 | 1 | 0 |  | 0 | 0 | 0 | 0 | 0 | 0 | 0 | 0 | 0 | 0 | 0 | 2 | 0 | 0 | 0 | 0 | 0 | 0 | 0 |  | 1 | 1 | 1 | 1 | 1 | 4 | 1 | 1 | 1 | 1 | 1 | 1
SDGE | San Ysidro | 69 | 0 | 0 | 0 | 0 | 0 | 0 | 0 | 0 | 0 | 0 | 0 | 0 | 0 | 0 | 0 | 0 | 0 | 0 | 0 | 0 |  | 0 | 0 | 0 | 0 | 0 | 0 | 0 | 0 | 0 | 0 | 0 | 0 | 0 | 0 | 0 | 0 | 0 | 0 | 0 | 0 | 4 |  | 0 | 0 | 0 | 0 | 0 | 0 | 0 | 0 | 0 | 0 | 0 | 0 | 0 | 0 | 0 | 0 | 0 | 0 | 0 |  | 1 | 1 | 1 | 1 | 1 | 1 | 1 | 1 | 1 | 1 | 1 | 0
SCE NOL | Sandlot | 230 | 0 | 0 | 0 | 0 | 0 | 0 | 0 | 0 | 0 | 0 | 0 | 0 | 0 | 0 | 0 | 0 | 0 | 0 | 0 | 0 |  | 0 | 0 | 0 | 0 | 0 | 0 | 0 | 0 | 0 | 0 | 0 | 0 | 0 | 0 | 0 | 0 | 0 | 0 | 0 | 0 | 3 |  | 0 | 0 | 0 | 0 | 0 | 0 | 0 | 0 | 0 | 0 | 0 | 0 | 0 | 0 | 0 | 0 | 0 | 0 | 0 |  | 1 | 1 | 1 | 1 | 1 | 1 | 1 | 1 | 1 | 1 | 1 | 0
EOP | Sandy | 138 | 0 | 0 | 0 | 0 | 0 | 0 | 0 | 0 | 0 | 0 | 0 | 0 | 0 | 0 | 0 | 0 | 0 | 0 | 0 | 0 |  | 0 | 0 | 0 | 0 | 0 | 0 | 0 | 0 | 0 | 0 | 0 | 0 | 0 | 0 | 0 | 0 | 0 | 0 | 0 | 0 | 2 |  | 0 | 0 | 0 | 0 | 0 | 0 | 0 | 0 | 0 | 0 | 0 | 0 | 0 | 0 | 0 | 0 | 0 | 0 | 0 |  | 1 | 1 | 1 | 1 | 1 | 1 | 1 | 1 | 1 | 1 | 1 | 0
PG&E FRESNO | Sanger | 115 | 0 | 1.5 | 0 | 0 | 0 | 0 | 0 | 0 | 0 | 0 | 0 | 0 | 100 | 100 | 200 | 0 | 30 | 30 | 0 | 1 |  | 0 | 3 | 0 | 0 | 0 | 0 | 0 | 0 | 0 | 0 | 0 | 2 | 0 | 0 | 0 | 0 | 0 | 0 | 0 | 1 | 2 |  | 0 | 2 | 0 | 0 | 0 | 0 | 0 | 0 | 0 | 0 | 0 | 2 | 0 | 0 | 0 | 0 | 0 | 0 | 0 |  | 1 | 5 | 1 | 1 | 1 | 5 | 1 | 1 | 1 | 1 | 1 | 1
SCE Northern | Santa Clara | 230 | 0 | 0 | 0 | 0 | 0 | 0 | 0 | 0 | 0 | 0 | 0 | 0 | 0 | 0 | 0 | 0 | 0 | 0 | 0 | 0 |  | 0 | 0 | 0 | 0 | 0 | 0 | 0 | 0 | 0 | 0 | 0 | 0 | 0 | 0 | 0 | 15 | 0 | 15 | 0 | 1 | 0 |  | 0 | 0 | 0 | 0 | 0 | 0 | 0 | 0 | 0 | 0 | 0 | 0 | 0 | 0 | 0 | 2 | 0 | 2 | 0 |  | 1 | 1 | 1 | 1 | 1 | 1 | 1 | 4 | 1 | 4 | 1 | 1
PG&E NGBA | Santa Rosa A | 115 | 0 | 0 | 0 | 0 | 0 | 0 | 0 | 0 | 0 | 0 | 0 | 0 | 0 | 0 | 0 | 0 | 0 | 0 | 0 | 0 |  | 0 | 0 | 0 | 0 | 0 | 0 | 0 | 0 | 0 | 0 | 0 | 0 | 0 | 0 | 0 | 0 | 0 | 0 | 0 | 0 | 1 |  | 0 | 0 | 0 | 0 | 0 | 0 | 0 | 0 | 0 | 0 | 0 | 0 | 0 | 0 | 0 | 0 | 0 | 0 | 0 |  | 1 | 1 | 1 | 1 | 1 | 1 | 1 | 1 | 1 | 1 | 1 | 0
PG&E GBA | Santa Teresa | 115 | 0 | 0 | 0 | 0 | 0 | 0 | 0 | 0 | 0 | 0 | 0 | 0 | 0 | 0 | 0 | 0 | 0 | 0 | 0 | 0 |  | 0 | 0 | 0 | 0 | 0 | 0 | 0 | 0 | 0 | 0 | 0 | 0 | 0 | 0 | 0 | 0 | 0 | 0 | 0 | 0 | 0 |  | 0 | 0 | 0 | 0 | 0 | 0 | 0 | 0 | 0 | 0 | 0 | 0 | 0 | 0 | 0 | 0 | 0 | 0 | 0 |  | 1 | 1 | 1 | 1 | 1 | 1 | 1 | 1 | 1 | 1 | 1 | 0
SDGE | Santee | 138 | 0 | 0 | 0 | 0 | 0 | 0 | 0 | 0 | 0 | 0 | 0 | 0 | 0 | 0 | 0 | 10 | 0 | 10 | 0 | 1 |  | 0 | 0 | 0 | 0 | 0 | 0 | 0 | 0 | 0 | 0 | 0 | 0 | 0 | 0 | 0 | 0 | 0 | 0 | 0 | 0 | 3 |  | 0 | 0 | 0 | 0 | 0 | 0 | 0 | 0 | 0 | 0 | 0 | 0 | 0 | 0 | 0 | 0 | 0 | 0 | 0 |  | 1 | 1 | 1 | 1 | 1 | 1 | 1 | 1 | 1 | 1 | 1 | 0
SCE Metro | Santiago | 230 | 0 | 0 | 0 | 0 | 0 | 0 | 0 | 0 | 0 | 0 | 0 | 0 | 0 | 0 | 0 | 0 | 0 | 0 | 0 | 0 |  | 0 | 0 | 0 | 0 | 0 | 0 | 0 | 0 | 0 | 0 | 0 | 0 | 0 | 0 | 0 | 0 | 0 | 0 | 0 | 0 | 0 |  | 0 | 0 | 0 | 0 | 0 | 0 | 0 | 0 | 0 | 0 | 0 | 0 | 0 | 0 | 0 | 0 | 0 | 0 | 0 |  | 1 | 1 | 1 | 1 | 1 | 1 | 1 | 1 | 1 | 1 | 1 | 0
PG&E GBA | Saratoga | 230 | 0 | 0 | 0 | 0 | 0 | 0 | 0 | 0 | 0 | 0 | 0 | 0 | 0 | 0 | 0 | 0 | 0 | 0 | 0 | 0 |  | 0 | 0 | 0 | 0 | 0 | 0 | 0 | 0 | 0 | 0 | 0 | 0 | 0 | 0 | 0 | 0 | 0 | 0 | 0 | 0 | 1 |  | 0 | 0 | 0 | 0 | 0 | 0 | 0 | 0 | 0 | 0 | 0 | 0 | 0 | 0 | 0 | 0 | 0 | 0 | 0 |  | 1 | 1 | 1 | 1 | 1 | 1 | 1 | 1 | 1 | 1 | 1 | 0
SCE Northern | Saugus | 230 | 0 | 0 | 0 | 0 | 0 | 0 | 0 | 0 | 0 | 0 | 0 | 0 | 0 | 0 | 0 | 0 | 0 | 0 | 0 | 0 |  | 0 | 0 | 0 | 0 | 0 | 0 | 0 | 0 | 0 | 0 | 0 | 0 | 0 | 0 | 0 | 0 | 0 | 0 | 0 | 0 | 0 |  | 0 | 0 | 0 | 0 | 0 | 0 | 0 | 0 | 0 | 0 | 0 | 0 | 0 | 0 | 0 | 0 | 0 | 0 | 0 |  | 1 | 1 | 1 | 1 | 1 | 1 | 1 | 1 | 1 | 1 | 1 | 0
PG&E FRESNO | Schindler | 115 | 0 | 0 | 0 | 0 | 0 | 0 | 0 | 0 | 0 | 0 | 0 | 0 | 100 | 0 | 100 | 0 | 40 | 40 | 0 | 1 |  | 0 | 0 | 0 | 0 | 0 | 0 | 0 | 0 | 0 | 0 | 0 | 2 | 0 | 100 | 100 | 0 | 40 | 40 | 0 | 1 | 0 |  | 0 | 0 | 0 | 0 | 0 | 0 | 0 | 0 | 0 | 0 | 0 | 2 | 0 | 2 | 0 | 0 | 0 | 0 | 0 |  | 1 | 1 | 1 | 1 | 1 | 4 | 1 | 1 | 1 | 1 | 1 | 1
PG&E FRESNO | Schindler | 70 | 0 | 0 | 0 | 0 | 0 | 0 | 0 | 0 | 0 | 0 | 0 | 0 | 0 | 0 | 0 | 0 | 0 | 0 | 0 | 0 |  | 0 | 0 | 0 | 0 | 0 | 0 | 0 | 0 | 0 | 0 | 0 | 0 | 0 | 0 | 0 | 0 | 0 | 0 | 0 | 0 | 1 |  | 0 | 0 | 0 | 0 | 0 | 0 | 0 | 0 | 0 | 0 | 0 | 0 | 0 | 0 | 0 | 0 | 0 | 0 | 0 |  | 1 | 1 | 1 | 1 | 1 | 1 | 1 | 1 | 1 | 1 | 1 | 0
PG&E GBA | Schulte | 115 | 0 | 0 | 0 | 0 | 0 | 0 | 0 | 0 | 0 | 0 | 0 | 0 | 0 | 0 | 0 | 0 | 0 | 0 | 0 | 0 |  | 0 | 0 | 0 | 0 | 0 | 0 | 0 | 0 | 0 | 0 | 0 | 0 | 0 | 0 | 0 | 0 | 0 | 0 | 0 | 0 | 0 |  | 0 | 0 | 0 | 0 | 0 | 0 | 0 | 0 | 0 | 0 | 0 | 0 | 0 | 0 | 0 | 0 | 0 | 0 | 0 |  | 1 | 1 | 1 | 1 | 1 | 1 | 1 | 1 | 1 | 1 | 1 | 0
SDGE | Scripps | 69 | 0 | 0 | 0 | 0 | 0 | 0 | 0 | 0 | 0 | 0 | 0 | 0 | 0 | 0 | 0 | 0 | 0 | 0 | 0 | 0 |  | 0 | 0 | 0 | 0 | 0 | 0 | 0 | 0 | 0 | 0 | 0 | 0 | 0 | 0 | 0 | 0 | 0 | 0 | 0 | 0 | 2 |  | 0 | 0 | 0 | 0 | 0 | 0 | 0 | 0 | 0 | 0 | 0 | 0 | 0 | 0 | 0 | 0 | 0 | 0 | 0 |  | 1 | 1 | 1 | 1 | 1 | 1 | 1 | 1 | 1 | 1 | 1 | 0
PG&E KERN | Semitropic | 115 | 0 | 0 | 0 | 0 | 0 | 0 | 0 | 0 | 0 | 0 | 0 | 4.66 | 0 | 0 | 0 | 0 | 0 | 0 | 0 | 1 |  | 0 | 0 | 0 | 0 | 0 | 0 | 0 | 0 | 0 | 0 | 0 | 4.66 | 0 | 0 | 0 | 0 | 0 | 0 | 0 | 1 | 0 |  | 0 | 0 | 0 | 0 | 0 | 0 | 0 | 0 | 0 | 0 | 0 | 0 | 0 | 0 | 0 | 0 | 0 | 0 | 0 |  | 1 | 1 | 1 | 1 | 1 | 1 | 1 | 1 | 1 | 1 | 1 | 0
SCE Metro | Serrano | 230 | 0 | 0 | 0 | 0 | 0 | 0 | 0 | 0 | 0 | 0 | 0 | 0 | 0 | 0 | 0 | 0 | 0 | 0 | 0 | 0 |  | 0 | 0 | 0 | 0 | 0 | 0 | 0 | 0 | 0 | 0 | 0 | 0 | 0 | 0 | 0 | 0 | 0 | 0 | 0 | 0 | 0 |  | 0 | 0 | 0 | 0 | 0 | 0 | 0 | 0 | 0 | 0 | 0 | 0 | 0 | 0 | 0 | 0 | 0 | 0 | 0 |  | 1 | 1 | 1 | 1 | 1 | 1 | 1 | 1 | 1 | 1 | 1 | 0
SCE Metro | Serrano | 500 | 0 | 0 | 0 | 0 | 0 | 0 | 0 | 0 | 0 | 0 | 0 | 0 | 0 | 0 | 0 | 0 | 0 | 0 | 0 | 0 |  | 0 | 0 | 0 | 0 | 0 | 0 | 0 | 0 | 0 | 0 | 0 | 0 | 0 | 0 | 0 | 0 | 0 | 0 | 0 | 0 | 0 |  | 0 | 0 | 0 | 0 | 0 | 0 | 0 | 0 | 0 | 0 | 0 | 0 | 0 | 0 | 0 | 0 | 0 | 0 | 0 |  | 1 | 1 | 1 | 1 | 1 | 1 | 1 | 1 | 1 | 1 | 1 | 0
SDGE | Shadowridge | 138 | 0 | 0 | 0 | 0 | 0 | 0 | 0 | 0 | 0 | 0 | 0 | 0 | 0 | 0 | 0 | 0 | 0 | 0 | 0 | 0 |  | 0 | 0 | 0 | 0 | 0 | 0 | 0 | 0 | 0 | 0 | 0 | 0 | 0 | 0 | 0 | 0 | 0 | 0 | 0 | 0 | 3 |  | 0 | 0 | 0 | 0 | 0 | 0 | 0 | 0 | 0 | 0 | 0 | 0 | 0 | 0 | 0 | 0 | 0 | 0 | 0 |  | 1 | 1 | 1 | 1 | 1 | 1 | 1 | 1 | 1 | 1 | 1 | 0
PG&E KERN | Shafter | 115 | 0 | 0 | 0 | 0 | 0 | 0 | 0 | 0 | 0 | 0 | 0 | 2.25 | 0 | 0 | 0 | 0 | 0 | 0 | 0 | 1 |  | 0 | 0 | 0 | 0 | 0 | 0 | 0 | 0 | 0 | 0 | 0 | 2.25 | 85.5 | 0 | 85.5 | 0 | 0 | 0 | 0 | 1 | 0 |  | 0 | 0 | 0 | 0 | 0 | 0 | 0 | 0 | 0 | 0 | 0 | 0 | 2 | 0 | 2 | 0 | 0 | 0 | 0 |  | 1 | 1 | 1 | 1 | 1 | 1 | 4 | 1 | 1 | 1 | 1 | 1
PG&E NGBA | Silverado | 115 | 0 | 0 | 0 | 0 | 0 | 0 | 0 | 0 | 0 | 0 | 0 | 0 | 0 | 0 | 0 | 0 | 0 | 0 | 0 | 0 |  | 0 | 0 | 0 | 0 | 0 | 0 | 0 | 0 | 0 | 0 | 0 | 0 | 0 | 0 | 0 | 0 | 0 | 0 | 0 | 0 | 2 |  | 0 | 0 | 0 | 0 | 0 | 0 | 0 | 0 | 0 | 0 | 0 | 0 | 0 | 0 | 0 | 0 | 0 | 0 | 0 |  | 1 | 1 | 1 | 1 | 1 | 1 | 1 | 1 | 1 | 1 | 1 | 0
SDGE | Silvergate | 230 | 0 | 0 | 0 | 0 | 0 | 0 | 0 | 0 | 0 | 0 | 0 | 0 | 0 | 0 | 0 | 0 | 0 | 0 | 0 | 0 |  | 0 | 0 | 0 | 0 | 0 | 0 | 0 | 0 | 0 | 0 | 0 | 0 | 0 | 0 | 0 | 100 | 0 | 100 | 0 | 1 | 4 |  | 0 | 0 | 0 | 0 | 0 | 0 | 0 | 0 | 0 | 0 | 0 | 0 | 0 | 0 | 0 | 2 | 0 | 2 | 0 |  | 1 | 1 | 1 | 1 | 1 | 1 | 1 | 5 | 1 | 5 | 1 | 1
SDGE | Silvergate | 69 | 0 | 0 | 0 | 0 | 0 | 0 | 0 | 0 | 0 | 0 | 0 | 0 | 0 | 0 | 0 | 0 | 0 | 0 | 0 | 0 |  | 0 | 0 | 0 | 0 | 0 | 0 | 0 | 0 | 0 | 0 | 0 | 0 | 0 | 0 | 0 | 0 | 0 | 0 | 0 | 0 | 3 |  | 0 | 0 | 0 | 0 | 0 | 0 | 0 | 0 | 0 | 0 | 0 | 0 | 0 | 0 | 0 | 0 | 0 | 0 | 0 |  | 1 | 1 | 1 | 1 | 1 | 1 | 1 | 1 | 1 | 1 | 1 | 0
PG&E KERN | Sisquoc | 115 | 0 | 0 | 0 | 0 | 0 | 0 | 0 | 0 | 0 | 0 | 0 | 0 | 0 | 0 | 0 | 0 | 0 | 0 | 0 | 0 |  | 0 | 0 | 0 | 0 | 0 | 0 | 0 | 0 | 0 | 0 | 0 | 0 | 0 | 0 | 0 | 0 | 0 | 0 | 0 | 0 | 1 |  | 0 | 0 | 0 | 0 | 0 | 0 | 0 | 0 | 0 | 0 | 0 | 0 | 0 | 0 | 0 | 0 | 0 | 0 | 0 |  | 1 | 1 | 1 | 1 | 1 | 1 | 1 | 1 | 1 | 1 | 1 | 0
EOP | Sloan Canyon | 230 | 0 | 0 | 260 | 50 | 310 | 0 | 0 | 0 | 0 | 0 | 0 | 0 | 0 | 0 | 0 | 0 | 0 | 0 | 0 | 1 |  | 0 | 0 | 310 | 0 | 310 | 0 | 0 | 0 | 0 | 0 | 0 | 0 | 0 | 0 | 0 | 0 | 100 | 100 | 0 | 1 | 1 |  | 0 | 0 | 1 | 0 | 0 | 0 | 0 | 0 | 0 | 0 | 0 | 0 | 0 | 0 | 0 | 0 | 2 | 2 | 0 |  | 1 | 1 | 3 | 1 | 1 | 1 | 1 | 1 | 5 | 5 | 1 | 1
EOP | Sloan Canyon | 500 | 0 | 0 | 0 | 0 | 0 | 0 | 0 | 0 | 0 | 0 | 0 | 0 | 0 | 0 | 0 | 0 | 0 | 0 | 0 | 0 |  | 0 | 0 | 0 | 0 | 0 | 0 | 0 | 0 | 0 | 0 | 0 | 0 | 0 | 0 | 0 | 0 | 0 | 0 | 0 | 0 | 1 |  | 0 | 0 | 0 | 0 | 0 | 0 | 0 | 0 | 0 | 0 | 0 | 0 | 0 | 0 | 0 | 0 | 0 | 0 | 0 |  | 1 | 1 | 1 | 1 | 1 | 1 | 1 | 1 | 1 | 1 | 1 | 0
PG&E KERN | Smyrna | 115 | 0 | 0 | 0 | 0 | 0 | 0 | 0 | 0 | 0 | 0 | 0 | 6 | 0 | 0 | 0 | 0 | 0 | 0 | 0 | 1 |  | 0 | 0 | 0 | 0 | 0 | 0 | 0 | 0 | 0 | 0 | 0 | 6.1 | 0 | 0 | 0 | 0 | 0 | 0 | 0 | 1 | 0 |  | 0 | 0 | 0 | 0 | 0 | 0 | 0 | 0 | 0 | 0 | 0 | 0 | 0 | 0 | 0 | 0 | 0 | 0 | 0 |  | 1 | 1 | 1 | 1 | 1 | 1 | 1 | 1 | 1 | 1 | 1 | 0
PG&E GBA | Sobrante | 115 | 0 | 0 | 0 | 0 | 0 | 0 | 0 | 0 | 0 | 0 | 0 | 0 | 0 | 0 | 0 | 0 | 0 | 0 | 0 | 0 |  | 0 | 0 | 0 | 0 | 0 | 0 | 0 | 0 | 0 | 0 | 0 | 5 | 0 | 0 | 0 | 0 | 0 | 0 | 0 | 1 | 2 |  | 0 | 0 | 0 | 0 | 0 | 0 | 0 | 0 | 0 | 0 | 0 | 2 | 0 | 0 | 0 | 0 | 0 | 0 | 0 |  | 1 | 1 | 1 | 1 | 1 | 5 | 1 | 1 | 1 | 1 | 1 | 1
PG&E GBA | Sobrante | 230 | 0 | 0 | 0 | 0 | 0 | 0 | 0 | 0 | 0 | 0 | 0 | 0 | 0 | 0 | 0 | 0 | 0 | 0 | 0 | 0 |  | 0 | 0 | 0 | 0 | 0 | 0 | 0 | 0 | 0 | 0 | 0 | 0 | 0 | 0 | 0 | 0 | 0 | 0 | 0 | 0 | 2 |  | 0 | 0 | 0 | 0 | 0 | 0 | 0 | 0 | 0 | 0 | 0 | 0 | 0 | 0 | 0 | 0 | 0 | 0 | 0 |  | 1 | 1 | 1 | 1 | 1 | 1 | 1 | 1 | 1 | 1 | 1 | 0
PG&E KERN | Solar | 230 | 0 | 0 | 0 | 0 | 0 | 0 | 0 | 0 | 0 | 0 | 0 | 0 | 0 | 0 | 0 | 0 | 0 | 0 | 0 | 0 |  | 0 | 0 | 0 | 0 | 0 | 0 | 0 | 0 | 0 | 0 | 0 | 0 | 0 | 0 | 0 | 0 | 0 | 0 | 0 | 0 | 0 |  | 0 | 0 | 0 | 0 | 0 | 0 | 0 | 0 | 0 | 0 | 0 | 0 | 0 | 0 | 0 | 0 | 0 | 0 | 0 |  | 1 | 1 | 1 | 1 | 1 | 1 | 1 | 1 | 1 | 1 | 1 | 0
PG&E GBA | Soledad | 115 | 0 | 0 | 0 | 0 | 0 | 0 | 0 | 0 | 0 | 0 | 0 | 0 | 0 | 0 | 0 | 0 | 0 | 0 | 0 | 0 |  | 0 | 0 | 0 | 0 | 0 | 0 | 0 | 0 | 0 | 0 | 0 | 0 | 0 | 0 | 0 | 0 | 0 | 0 | 0 | 0 | 0 |  | 0 | 0 | 0 | 0 | 0 | 0 | 0 | 0 | 0 | 0 | 0 | 0 | 0 | 0 | 0 | 0 | 0 | 0 | 0 |  | 1 | 1 | 1 | 1 | 1 | 1 | 1 | 1 | 1 | 1 | 1 | 0
PG&E GBA | Soledad | 60 | 0 | 0 | 6 | 0 | 6 | 0 | 0 | 0 | 0 | 0 | 0 | 0 | 0 | 0 | 0 | 0 | 0 | 0 | 0 | 1 |  | 0 | 0 | 0 | 0 | 0 | 0 | 0 | 0 | 0 | 0 | 0 | 0 | 0 | 0 | 0 | 0 | 0 | 0 | 0 | 0 | 0 |  | 0 | 0 | 0 | 0 | 0 | 0 | 0 | 0 | 0 | 0 | 0 | 0 | 0 | 0 | 0 | 0 | 0 | 0 | 0 |  | 1 | 1 | 1 | 1 | 1 | 1 | 1 | 1 | 1 | 1 | 1 | 0
SDGE | Spring Valley | 69 | 0 | 0 | 0 | 0 | 0 | 0 | 0 | 0 | 0 | 0 | 0 | 0 | 0 | 0 | 0 | 0 | 0 | 0 | 0 | 0 |  | 0 | 0 | 0 | 0 | 0 | 0 | 0 | 0 | 0 | 0 | 0 | 0 | 0 | 0 | 0 | 0 | 0 | 0 | 0 | 0 | 3 |  | 0 | 0 | 0 | 0 | 0 | 0 | 0 | 0 | 0 | 0 | 0 | 0 | 0 | 0 | 0 | 0 | 0 | 0 | 0 |  | 1 | 1 | 1 | 1 | 1 | 1 | 1 | 1 | 1 | 1 | 1 | 0
SCE Northern | Springville | 230 | 0 | 0 | 0 | 0 | 0 | 0 | 0 | 0 | 0 | 0 | 0 | 3 | 170 | 180 | 350 | 225 | 50 | 275 | 0 | 1 |  | 0 | 0 | 0 | 0 | 0 | 0 | 0 | 0 | 0 | 0 | 0 | 0 | 0 | 0 | 0 | 225 | 0 | 225 | 0 | 1 | 0 |  | 0 | 0 | 0 | 0 | 0 | 0 | 0 | 0 | 0 | 0 | 0 | 0 | 0 | 0 | 0 | 0 | 0 | 0 | 0 |  | 1 | 1 | 1 | 1 | 1 | 1 | 1 | 1 | 1 | 1 | 1 | 0
PG&E GBA | Stagg | 230 | 0 | 0 | 0 | 0 | 0 | 0 | 0 | 0 | 0 | 0 | 0 | 0 | 0 | 0 | 0 | 0 | 0 | 0 | 0 | 0 |  | 0 | 0 | 0 | 0 | 0 | 0 | 0 | 0 | 0 | 0 | 0 | 0 | 0 | 0 | 0 | 0 | 0 | 0 | 0 | 0 | 0 |  | 0 | 0 | 0 | 0 | 0 | 0 | 0 | 0 | 0 | 0 | 0 | 0 | 0 | 0 | 0 | 0 | 0 | 0 | 0 |  | 1 | 1 | 1 | 1 | 1 | 1 | 1 | 1 | 1 | 1 | 1 | 0
PG&E GBA | Standard Oil | 115 | 0 | 0 | 0 | 0 | 0 | 0 | 0 | 0 | 0 | 0 | 0 | 0 | 0 | 0 | 0 | 0 | 0 | 0 | 0 | 0 |  | 0 | 0 | 0 | 0 | 0 | 0 | 0 | 0 | 0 | 0 | 0 | 0 | 0 | 0 | 0 | 0 | 0 | 0 | 0 | 0 | 2 |  | 0 | 0 | 0 | 0 | 0 | 0 | 0 | 0 | 0 | 0 | 0 | 0 | 0 | 0 | 0 | 0 | 0 | 0 | 0 |  | 1 | 1 | 1 | 1 | 1 | 1 | 1 | 1 | 1 | 1 | 1 | 0
PG&E GBA | Stanislaus | 115 | 0 | 0 | 0 | 0 | 0 | 0 | 0 | 0 | 0 | 0 | 0 | 0 | 0 | 0 | 0 | 0 | 0 | 0 | 0 | 0 |  | 0 | 0 | 0 | 0 | 0 | 0 | 0 | 0 | 0 | 0 | 0 | 0 | 0 | 0 | 0 | 0 | 0 | 0 | 0 | 0 | 0 |  | 0 | 0 | 0 | 0 | 0 | 0 | 0 | 0 | 0 | 0 | 0 | 0 | 0 | 0 | 0 | 0 | 0 | 0 | 0 |  | 1 | 1 | 1 | 1 | 1 | 1 | 1 | 1 | 1 | 1 | 1 | 0
PG&E KERN | Stockdale | 115 | 0 | 0 | 0 | 0 | 0 | 0 | 0 | 0 | 0 | 0 | 0 | 1.8 | 0 | 0 | 0 | 0 | 0 | 0 | 0 | 1 |  | 0 | 0 | 0 | 0 | 0 | 0 | 0 | 0 | 0 | 0 | 0 | 1.7 | 0 | 0 | 0 | 0 | 0 | 0 | 0 | 1 | 0 |  | 0 | 0 | 0 | 0 | 0 | 0 | 0 | 0 | 0 | 0 | 0 | 0 | 0 | 0 | 0 | 0 | 0 | 0 | 0 |  | 1 | 1 | 1 | 1 | 1 | 1 | 1 | 1 | 1 | 1 | 1 | 0
PG&E KERN | Stockdale | 230 | 0 | 0 | 0 | 0 | 0 | 0 | 0 | 0 | 0 | 0 | 0 | 0 | 0 | 0 | 0 | 0 | 0 | 0 | 0 | 0 |  | 0 | 0 | 0 | 0 | 0 | 0 | 0 | 0 | 0 | 0 | 0 | 0 | 0 | 0 | 0 | 0 | 0 | 0 | 0 | 0 | 0 |  | 0 | 0 | 0 | 0 | 0 | 0 | 0 | 0 | 0 | 0 | 0 | 0 | 0 | 0 | 0 | 0 | 0 | 0 | 0 |  | 1 | 1 | 1 | 1 | 1 | 1 | 1 | 1 | 1 | 1 | 1 | 0
PG&E GBA | Stockton A | 115 | 0 | 0 | 0 | 0 | 0 | 0 | 0 | 0 | 0 | 0 | 0 | 0 | 0 | 0 | 0 | 0 | 0 | 0 | 0 | 0 |  | 0 | 0 | 0 | 0 | 0 | 0 | 0 | 0 | 0 | 0 | 0 | 0 | 0 | 0 | 0 | 0 | 0 | 0 | 0 | 0 | 1 |  | 0 | 0 | 0 | 0 | 0 | 0 | 0 | 0 | 0 | 0 | 0 | 0 | 0 | 0 | 0 | 0 | 0 | 0 | 0 |  | 1 | 1 | 1 | 1 | 1 | 1 | 1 | 1 | 1 | 1 | 1 | 0
PG&E GBA | Stone | 115 | 0 | 0 | 0 | 0 | 0 | 0 | 0 | 0 | 0 | 0 | 0 | 0 | 0 | 0 | 0 | 0 | 0 | 0 | 0 | 0 |  | 0 | 0 | 0 | 0 | 0 | 0 | 0 | 0 | 0 | 0 | 0 | 0 | 0 | 0 | 0 | 0 | 0 | 0 | 0 | 0 | 0 |  | 0 | 0 | 0 | 0 | 0 | 0 | 0 | 0 | 0 | 0 | 0 | 0 | 0 | 0 | 0 | 0 | 0 | 0 | 0 |  | 1 | 1 | 1 | 1 | 1 | 1 | 1 | 1 | 1 | 1 | 1 | 0
PG&E FRESNO | Storey | 230 | 0 | 0 | 0 | 0 | 0 | 0 | 0 | 0 | 0 | 0 | 0 | 0 | 0 | 0 | 0 | 0 | 0 | 0 | 0 | 0 |  | 0 | 0 | 0 | 0 | 0 | 0 | 0 | 0 | 0 | 0 | 0 | 0 | 0 | 0 | 0 | 0 | 0 | 0 | 0 | 0 | 2 |  | 0 | 0 | 0 | 0 | 0 | 0 | 0 | 0 | 0 | 0 | 0 | 0 | 0 | 0 | 0 | 0 | 0 | 0 | 0 |  | 1 | 1 | 1 | 1 | 1 | 1 | 1 | 1 | 1 | 1 | 1 | 0
PG&E NGBA | Summit | 115 | 0 | 0 | 0 | 0 | 0 | 0 | 0 | 0 | 0 | 0 | 0 | 0 | 0 | 0 | 0 | 0 | 0 | 0 | 0 | 0 |  | 0 | 0 | 0 | 0 | 0 | 0 | 0 | 0 | 0 | 0 | 0 | 0 | 0 | 0 | 0 | 0 | 0 | 0 | 0 | 0 | 0 |  | 0 | 0 | 0 | 0 | 0 | 0 | 0 | 0 | 0 | 0 | 0 | 0 | 0 | 0 | 0 | 0 | 0 | 0 | 0 |  | 1 | 1 | 1 | 1 | 1 | 1 | 1 | 1 | 1 | 1 | 1 | 0
SDGE | Suncrest | 230 | 0 | 0 | 0 | 0 | 0 | 0 | 0 | 0 | 0 | 0 | 0 | 0 | 0 | 0 | 0 | 0 | 0 | 0 | 0 | 0 |  | 0 | 0 | 0 | 0 | 0 | 0 | 0 | 0 | 0 | 0 | 0 | 0 | 0 | 0 | 0 | 0 | 0 | 0 | 0 | 0 | 3 |  | 0 | 0 | 0 | 0 | 0 | 0 | 0 | 0 | 0 | 0 | 0 | 0 | 0 | 0 | 0 | 0 | 0 | 0 | 0 |  | 1 | 1 | 1 | 1 | 1 | 1 | 1 | 1 | 1 | 1 | 1 | 0
SDGE | Suncrest | 500 | 0 | 0 | 0 | 0 | 0 | 0 | 0 | 0 | 0 | 0 | 0 | 0 | 0 | 0 | 0 | 0 | 0 | 0 | 0 | 0 |  | 0 | 0 | 0 | 0 | 0 | 0 | 0 | 0 | 0 | 0 | 0 | 0 | 0 | 0 | 0 | 0 | 0 | 0 | 0 | 0 | 3 |  | 0 | 0 | 0 | 0 | 0 | 0 | 0 | 0 | 0 | 0 | 0 | 0 | 0 | 0 | 0 | 0 | 0 | 0 | 0 |  | 1 | 1 | 1 | 1 | 1 | 1 | 1 | 1 | 1 | 1 | 1 | 0
PG&E KERN | Sunrise | 230 | 0 | 0 | 0 | 0 | 0 | 0 | 0 | 0 | 0 | 0 | 0 | 0 | 0 | 0 | 0 | 0 | 0 | 0 | 0 | 0 |  | 0 | 0 | 0 | 0 | 0 | 0 | 0 | 0 | 0 | 0 | 0 | 0 | 0 | 0 | 0 | 0 | 0 | 0 | 0 | 0 | 0 |  | 0 | 0 | 0 | 0 | 0 | 0 | 0 | 0 | 0 | 0 | 0 | 0 | 0 | 0 | 0 | 0 | 0 | 0 | 0 |  | 1 | 1 | 1 | 1 | 1 | 1 | 1 | 1 | 1 | 1 | 1 | 0
PG&E KERN | Sunset | 230 | 0 | 0 | 0 | 0 | 0 | 0 | 0 | 0 | 0 | 0 | 0 | 0 | 0 | 0 | 0 | 0 | 0 | 0 | 0 | 0 |  | 0 | 0 | 0 | 0 | 0 | 0 | 0 | 0 | 0 | 0 | 0 | 0 | 0 | 0 | 0 | 0 | 0 | 0 | 0 | 0 | 0 |  | 0 | 0 | 0 | 0 | 0 | 0 | 0 | 0 | 0 | 0 | 0 | 0 | 0 | 0 | 0 | 0 | 0 | 0 | 0 |  | 1 | 1 | 1 | 1 | 1 | 1 | 1 | 1 | 1 | 1 | 1 | 0
PG&E GBA | Swift | 115 | 0 | 0 | 0 | 0 | 0 | 0 | 0 | 0 | 0 | 0 | 0 | 0 | 0 | 0 | 0 | 0 | 0 | 0 | 0 | 0 |  | 0 | 0 | 0 | 0 | 0 | 0 | 0 | 0 | 0 | 0 | 0 | 0 | 0 | 0 | 0 | 0 | 0 | 0 | 0 | 0 | 0 |  | 0 | 0 | 0 | 0 | 0 | 0 | 0 | 0 | 0 | 0 | 0 | 0 | 0 | 0 | 0 | 0 | 0 | 0 | 0 |  | 1 | 1 | 1 | 1 | 1 | 1 | 1 | 1 | 1 | 1 | 1 | 0
SDGE | Sycamore Canyon | 138 | 0 | 0 | 0 | 0 | 0 | 0 | 0 | 0 | 0 | 0 | 0 | 0 | 0 | 0 | 0 | 0 | 0 | 0 | 0 | 0 |  | 0 | 0 | 0 | 0 | 0 | 0 | 0 | 0 | 0 | 0 | 0 | 0 | 0 | 0 | 0 | 0 | 0 | 0 | 0 | 0 | 3 |  | 0 | 0 | 0 | 0 | 0 | 0 | 0 | 0 | 0 | 0 | 0 | 0 | 0 | 0 | 0 | 0 | 0 | 0 | 0 |  | 1 | 1 | 1 | 1 | 1 | 1 | 1 | 1 | 1 | 1 | 1 | 0
SDGE | Sycamore Canyon | 230 | 0 | 0 | 0 | 0 | 0 | 0 | 0 | 0 | 0 | 0 | 0 | 0 | 0 | 0 | 0 | 0 | 0 | 0 | 409.2 | 1 |  | 0 | 0 | 0 | 0 | 0 | 0 | 0 | 0 | 0 | 0 | 0 | 0 | 0 | 0 | 0 | 0 | 0 | 0 | 487 | 1 | 3 |  | 0 | 0 | 0 | 0 | 0 | 0 | 0 | 0 | 0 | 0 | 0 | 0 | 0 | 0 | 0 | 0 | 0 | 0 | 1 |  | 1 | 1 | 1 | 1 | 1 | 1 | 1 | 1 | 1 | 1 | 3 | 1
SDGE | Sycamore Canyon | 69 | 0 | 0 | 0 | 0 | 0 | 0 | 0 | 0 | 0 | 0 | 0 | 0 | 0 | 0 | 0 | 0 | 0 | 0 | 0 | 0 |  | 0 | 0 | 0 | 0 | 0 | 0 | 0 | 0 | 0 | 0 | 0 | 0 | 0 | 0 | 0 | 0 | 0 | 0 | 0 | 0 | 2 |  | 0 | 0 | 0 | 0 | 0 | 0 | 0 | 0 | 0 | 0 | 0 | 0 | 0 | 0 | 0 | 0 | 0 | 0 | 0 |  | 1 | 1 | 1 | 1 | 1 | 1 | 1 | 1 | 1 | 1 | 1 | 0
SCE Northern | Sylmar | 230 | 0 | 0 | 0 | 0 | 0 | 0 | 0 | 0 | 0 | 0 | 0 | 0 | 0 | 0 | 0 | 0 | 0 | 0 | 0 | 0 |  | 0 | 0 | 0 | 0 | 0 | 0 | 0 | 0 | 0 | 0 | 0 | 0 | 0 | 0 | 0 | 0 | 0 | 0 | 0 | 0 | 0 |  | 0 | 0 | 0 | 0 | 0 | 0 | 0 | 0 | 0 | 0 | 0 | 0 | 0 | 0 | 0 | 0 | 0 | 0 | 0 |  | 1 | 1 | 1 | 1 | 1 | 1 | 1 | 1 | 1 | 1 | 1 | 0
PG&E NGBA | Table Mountain | 115 | 0 | 0 | 0 | 0 | 0 | 0 | 0 | 0 | 0 | 0 | 0 | 0 | 0 | 0 | 0 | 0 | 0 | 0 | 0 | 0 |  | 0 | 0 | 0 | 0 | 0 | 0 | 0 | 0 | 0 | 0 | 0 | 0 | 0 | 0 | 0 | 0 | 0 | 0 | 0 | 0 | 0 |  | 0 | 0 | 0 | 0 | 0 | 0 | 0 | 0 | 0 | 0 | 0 | 0 | 0 | 0 | 0 | 0 | 0 | 0 | 0 |  | 1 | 1 | 1 | 1 | 1 | 1 | 1 | 1 | 1 | 1 | 1 | 0
PG&E NGBA | Table Mountain | 230 | 0 | 0 | 90.5 | 22.5 | 113 | 0 | 0 | 0 | 0 | 0 | 0 | 0 | 0 | 0 | 0 | 0 | 0 | 0 | 0 | 1 |  | 0 | 0 | 60.5 | 52.5 | 113 | 0 | 0 | 0 | 0 | 0 | 0 | 3 | 0 | 0 | 0 | 0 | 0 | 0 | 0 | 1 | 0 |  | 0 | 0 | 0 | 2 | 0 | 0 | 0 | 0 | 0 | 0 | 0 | 2 | 0 | 0 | 0 | 0 | 0 | 0 | 0 |  | 1 | 1 | 1 | 1 | 1 | 4 | 1 | 1 | 1 | 1 | 1 | 1
PG&E NGBA | Table Mountain | 500 | 0 | 0 | 0 | 0 | 0 | 0 | 0 | 0 | 0 | 0 | 0 | 0 | 0 | 0 | 0 | 0 | 0 | 0 | 0 | 0 |  | 0 | 0 | 0 | 0 | 0 | 0 | 0 | 0 | 0 | 0 | 0 | 0 | 0 | 0 | 0 | 0 | 0 | 0 | 0 | 0 | 0 |  | 0 | 0 | 0 | 0 | 0 | 0 | 0 | 0 | 0 | 0 | 0 | 0 | 0 | 0 | 0 | 0 | 0 | 0 | 0 |  | 1 | 1 | 1 | 1 | 1 | 1 | 1 | 1 | 1 | 1 | 1 | 0
PG&E NGBA | Table Mountain | 60 | 0 | 0 | 0 | 0 | 0 | 0 | 0 | 0 | 0 | 0 | 0 | 0 | 0 | 0 | 0 | 0 | 0 | 0 | 0 | 0 |  | 0 | 0 | 0 | 0 | 0 | 0 | 0 | 0 | 0 | 0 | 0 | 0 | 0 | 0 | 0 | 0 | 0 | 0 | 0 | 0 | 0 |  | 0 | 0 | 0 | 0 | 0 | 0 | 0 | 0 | 0 | 0 | 0 | 0 | 0 | 0 | 0 | 0 | 0 | 0 | 0 |  | 1 | 1 | 1 | 1 | 1 | 1 | 1 | 1 | 1 | 1 | 1 | 0
PG&E KERN | Taft | 115 | 0 | 0 | 0 | 0 | 0 | 0 | 0 | 0 | 0 | 0 | 0 | 8 | 0 | 3 | 3 | 3 | 0 | 3 | 0 | 1 |  | 0 | 0 | 0 | 0 | 0 | 0 | 0 | 0 | 0 | 0 | 0 | 13 | 0 | 0 | 0 | 0 | 0 | 0 | 0 | 1 | 0 |  | 0 | 0 | 0 | 0 | 0 | 0 | 0 | 0 | 0 | 0 | 0 | 2 | 0 | 0 | 0 | 0 | 0 | 0 | 0 |  | 1 | 1 | 1 | 1 | 1 | 4 | 1 | 1 | 1 | 1 | 1 | 1
SDGE | Talega | 138 | 0 | 0 | 0 | 0 | 0 | 0 | 0 | 0 | 0 | 0 | 0 | 0 | 0 | 0 | 0 | 0 | 80 | 80 | 0 | 1 |  | 0 | 0 | 0 | 0 | 0 | 0 | 0 | 0 | 0 | 0 | 0 | 0 | 0 | 0 | 0 | 0 | 0 | 0 | 0 | 0 | 0 |  | 0 | 0 | 0 | 0 | 0 | 0 | 0 | 0 | 0 | 0 | 0 | 0 | 0 | 0 | 0 | 0 | 0 | 0 | 0 |  | 1 | 1 | 1 | 1 | 1 | 1 | 1 | 1 | 1 | 1 | 1 | 0
SDGE | Talega | 230 | 0 | 0 | 0 | 0 | 0 | 0 | 0 | 0 | 0 | 0 | 0 | 0 | 0 | 0 | 0 | 0 | 0 | 0 | 0 | 0 |  | 0 | 0 | 0 | 0 | 0 | 0 | 0 | 0 | 0 | 0 | 0 | 0 | 0 | 0 | 0 | 100 | 0 | 100 | 0 | 1 | 0 |  | 0 | 0 | 0 | 0 | 0 | 0 | 0 | 0 | 0 | 0 | 0 | 0 | 0 | 0 | 0 | 2 | 0 | 2 | 0 |  | 1 | 1 | 1 | 1 | 1 | 1 | 1 | 4 | 1 | 4 | 1 | 1
PG&E GBA | Tassajara | 230 | 0 | 0 | 0 | 0 | 0 | 0 | 0 | 0 | 0 | 0 | 0 | 0 | 0 | 0 | 0 | 0 | 0 | 0 | 0 | 0 |  | 0 | 0 | 0 | 0 | 0 | 0 | 0 | 0 | 0 | 0 | 0 | 0 | 0 | 0 | 0 | 0 | 0 | 0 | 0 | 0 | 0 |  | 0 | 0 | 0 | 0 | 0 | 0 | 0 | 0 | 0 | 0 | 0 | 0 | 0 | 0 | 0 | 0 | 0 | 0 | 0 |  | 1 | 1 | 1 | 1 | 1 | 1 | 1 | 1 | 1 | 1 | 1 | 0
PG&E KERN | Tejon | 70 | 0 | 0 | 0 | 0 | 0 | 0 | 0 | 0 | 0 | 0 | 0 | 0 | 0 | 0 | 0 | 0 | 0 | 0 | 0 | 0 |  | 0 | 0 | 0 | 0 | 0 | 0 | 0 | 0 | 0 | 0 | 0 | 0 | 0 | 0 | 0 | 0 | 0 | 0 | 0 | 0 | 0 |  | 0 | 0 | 0 | 0 | 0 | 0 | 0 | 0 | 0 | 0 | 0 | 0 | 0 | 0 | 0 | 0 | 0 | 0 | 0 |  | 1 | 1 | 1 | 1 | 1 | 1 | 1 | 1 | 1 | 1 | 1 | 0
SDGE | Telegraph Canyon | 138 | 0 | 0 | 0 | 0 | 0 | 0 | 0 | 0 | 0 | 0 | 0 | 0 | 0 | 0 | 0 | 0 | 0 | 0 | 0 | 0 |  | 0 | 0 | 0 | 0 | 0 | 0 | 0 | 0 | 0 | 0 | 0 | 0 | 0 | 0 | 0 | 0 | 0 | 0 | 0 | 0 | 4 |  | 0 | 0 | 0 | 0 | 0 | 0 | 0 | 0 | 0 | 0 | 0 | 0 | 0 | 0 | 0 | 0 | 0 | 0 | 0 |  | 1 | 1 | 1 | 1 | 1 | 1 | 1 | 1 | 1 | 1 | 1 | 0
PG&E KERN | Temblor | 115 | 0 | 0 | 0 | 0 | 0 | 0 | 0 | 0 | 0 | 0 | 0 | 0 | 0 | 0 | 0 | 0 | 0 | 0 | 0 | 0 |  | 0 | 0 | 0 | 0 | 0 | 0 | 0 | 0 | 0 | 0 | 0 | 0 | 0 | 0 | 0 | 0 | 0 | 0 | 0 | 0 | 0 |  | 0 | 0 | 0 | 0 | 0 | 0 | 0 | 0 | 0 | 0 | 0 | 0 | 0 | 0 | 0 | 0 | 0 | 0 | 0 |  | 1 | 1 | 1 | 1 | 1 | 1 | 1 | 1 | 1 | 1 | 1 | 0
PG&E KERN | Templeton | 230 | 0 | 0 | 113.07 | 0 | 113.07 | 0 | 0 | 0 | 0 | 0 | 0 | 0 | 0 | 0 | 0 | 0 | 0 | 0 | 0 | 1 |  | 0 | 0 | 100 | 0 | 100 | 0 | 0 | 0 | 0 | 0 | 0 | 0 | 0 | 0 | 0 | 0 | 0 | 0 | 0 | 1 | 0 |  | 0 | 0 | 0 | 0 | 0 | 0 | 0 | 0 | 0 | 0 | 0 | 0 | 0 | 0 | 0 | 0 | 0 | 0 | 0 |  | 1 | 1 | 1 | 1 | 1 | 1 | 1 | 1 | 1 | 1 | 1 | 0
PG&E KERN | Templeton | 70 | 0 | 3 | 0 | 0 | 0 | 0 | 0 | 0 | 0 | 0 | 0 | 0 | 0 | 0 | 0 | 0 | 0 | 0 | 0 | 1 |  | 0 | 0 | 0 | 0 | 0 | 0 | 0 | 0 | 0 | 0 | 0 | 0 | 0 | 0 | 0 | 0 | 0 | 0 | 0 | 0 | 1 |  | 0 | 0 | 0 | 0 | 0 | 0 | 0 | 0 | 0 | 0 | 0 | 0 | 0 | 0 | 0 | 0 | 0 | 0 | 0 |  | 1 | 1 | 1 | 1 | 1 | 1 | 1 | 1 | 1 | 1 | 1 | 0
PG&E GBA | Tesla | 115 | 0 | 0 | 0 | 0 | 0 | 0 | 0 | 0 | 0 | 0 | 0 | 0 | 0 | 0 | 0 | 0 | 0 | 0 | 0 | 0 |  | 0 | 0 | 0 | 0 | 0 | 0 | 0 | 0 | 0 | 0 | 0 | 0 | 0 | 0 | 0 | 0 | 0 | 0 | 0 | 0 | 0 |  | 0 | 0 | 0 | 0 | 0 | 0 | 0 | 0 | 0 | 0 | 0 | 0 | 0 | 0 | 0 | 0 | 0 | 0 | 0 |  | 1 | 1 | 1 | 1 | 1 | 1 | 1 | 1 | 1 | 1 | 1 | 0
PG&E GBA | Tesla | 230 | 0 | 0 | 100 | 76.5 | 176.5 | 0 | 0 | 0 | 0 | 0 | 0 | 0 | 0 | 0 | 0 | 125 | 0 | 125 | 0 | 1 |  | 0 | 0 | 130 | 45 | 175 | 0 | 0 | 0 | 0 | 0 | 0 | 0 | 0 | 0 | 0 | 0 | 0 | 0 | 0 | 1 | 0 |  | 0 | 0 | 1 | 0 | 0 | 0 | 0 | 0 | 0 | 0 | 0 | 0 | 0 | 0 | 0 | 0 | 0 | 0 | 0 |  | 1 | 1 | 3 | 1 | 1 | 1 | 1 | 1 | 1 | 1 | 1 | 1
PG&E GBA | Tesla | 500 | 0 | 0 | 300 | 0 | 300 | 1707 | 0 | 1707 | 0 | 0 | 0 | 0 | 0 | 400 | 400 | 0 | 200 | 200 | 0 | 1 |  | 0 | 0 | 302 | 0 | 302 | 1500 | 0 | 1500 | 0 | 0 | 0 | 0 | 400 | 0 | 400 | 0 | 0 | 0 | 0 | 1 | 0 |  | 0 | 0 | 0 | 0 | 0 | 0 | 0 | 0 | 0 | 0 | 0 | 0 | 2 | 0 | 0 | 0 | 0 | 0 | 0 |  | 1 | 1 | 1 | 1 | 1 | 1 | 4 | 1 | 1 | 1 | 1 | 1
PG&E KERN | Tevis | 115 | 0 | 0 | 0 | 0 | 0 | 0 | 0 | 0 | 0 | 0 | 0 | 0 | 0 | 0 | 0 | 0 | 0 | 0 | 0 | 0 |  | 0 | 0 | 0 | 0 | 0 | 0 | 0 | 0 | 0 | 0 | 0 | 0 | 0 | 0 | 0 | 0 | 0 | 0 | 0 | 0 | 0 |  | 0 | 0 | 0 | 0 | 0 | 0 | 0 | 0 | 0 | 0 | 0 | 0 | 0 | 0 | 0 | 0 | 0 | 0 | 0 |  | 1 | 1 | 1 | 1 | 1 | 1 | 1 | 1 | 1 | 1 | 1 | 0
EOP | Thousandaire | 138 | 0 | 0 | 0 | 0 | 0 | 0 | 0 | 0 | 0 | 0 | 0 | 0 | 0 | 0 | 0 | 0 | 0 | 0 | 0 | 0 |  | 0 | 0 | 0 | 0 | 0 | 0 | 0 | 0 | 0 | 0 | 0 | 0 | 0 | 0 | 0 | 0 | 0 | 0 | 0 | 0 | 2 |  | 0 | 0 | 0 | 0 | 0 | 0 | 0 | 0 | 0 | 0 | 0 | 0 | 0 | 0 | 0 | 0 | 0 | 0 | 0 |  | 1 | 1 | 1 | 1 | 1 | 1 | 1 | 1 | 1 | 1 | 1 | 0
PG&E KERN | Topaz | 230 | 0 | 0 | 0 | 0 | 0 | 0 | 0 | 0 | 0 | 0 | 0 | 0 | 0 | 0 | 0 | 0 | 0 | 0 | 0 | 0 |  | 0 | 0 | 0 | 0 | 0 | 0 | 0 | 0 | 0 | 0 | 0 | 0 | 0 | 0 | 0 | 0 | 0 | 0 | 0 | 0 | 0 |  | 0 | 0 | 0 | 0 | 0 | 0 | 0 | 0 | 0 | 0 | 0 | 0 | 0 | 0 | 0 | 0 | 0 | 0 | 0 |  | 1 | 1 | 1 | 1 | 1 | 1 | 1 | 1 | 1 | 1 | 1 | 0
SCE NOL | Tortilla | 115 | 0 | 0 | 0 | 0 | 0 | 0 | 0 | 0 | 0 | 0 | 0 | 3 | 0 | 0 | 0 | 0 | 0 | 0 | 0 | 1 |  | 0 | 0 | 0 | 0 | 0 | 0 | 0 | 0 | 0 | 0 | 0 | 3 | 0 | 0 | 0 | 0 | 0 | 0 | 0 | 1 | 3 |  | 0 | 0 | 0 | 0 | 0 | 0 | 0 | 0 | 0 | 0 | 0 | 0 | 0 | 0 | 0 | 0 | 0 | 0 | 0 |  | 1 | 1 | 1 | 1 | 1 | 1 | 1 | 1 | 1 | 1 | 1 | 0
SDGE | Trabuco | 138 | 0 | 0 | 0 | 0 | 0 | 0 | 0 | 0 | 0 | 0 | 0 | 0 | 0 | 0 | 0 | 0 | 0 | 0 | 0 | 0 |  | 0 | 0 | 0 | 0 | 0 | 0 | 0 | 0 | 0 | 0 | 0 | 0 | 0 | 0 | 0 | 0 | 0 | 0 | 0 | 0 | 0 |  | 0 | 0 | 0 | 0 | 0 | 0 | 0 | 0 | 0 | 0 | 0 | 0 | 0 | 0 | 0 | 0 | 0 | 0 | 0 |  | 1 | 1 | 1 | 1 | 1 | 1 | 1 | 1 | 1 | 1 | 1 | 0
PG&E GBA | Tracy | 115 | 0 | 3 | 0 | 0 | 0 | 0 | 0 | 0 | 0 | 0 | 0 | 0 | 0 | 0 | 0 | 0 | 0 | 0 | 0 | 1 |  | 0 | 5 | 0 | 0 | 0 | 0 | 0 | 0 | 0 | 0 | 0 | 2 | 0 | 0 | 0 | 0 | 0 | 0 | 0 | 1 | 0 |  | 0 | 2 | 0 | 0 | 0 | 0 | 0 | 0 | 0 | 0 | 0 | 2 | 0 | 0 | 0 | 0 | 0 | 0 | 0 |  | 1 | 4 | 1 | 1 | 1 | 4 | 1 | 1 | 1 | 1 | 1 | 1
PG&E FRESNO | Tranquility | 230 | 0 | 0 | 0 | 0 | 0 | 0 | 0 | 0 | 0 | 0 | 0 | 0 | 300 | 1000 | 1300 | 662 | 160 | 822 | 0 | 1 |  | 0 | 0 | 0 | 0 | 0 | 0 | 0 | 0 | 0 | 0 | 0 | 0 | 370 | 305 | 675 | 502.5 | 183.5 | 686 | 0 | 1 | 1 |  | 0 | 0 | 0 | 0 | 0 | 0 | 0 | 0 | 0 | 0 | 0 | 0 | 1 | 0 | 0 | 0 | 1 | 0 | 0 |  | 1 | 1 | 1 | 1 | 1 | 1 | 3 | 1 | 3 | 1 | 1 | 1
PG&E GBA | Trimble | 115 | 0 | 0 | 0 | 0 | 0 | 0 | 0 | 0 | 0 | 0 | 0 | 0 | 0 | 0 | 0 | 0 | 0 | 0 | 0 | 0 |  | 0 | 0 | 0 | 0 | 0 | 0 | 0 | 0 | 0 | 0 | 0 | 0 | 0 | 0 | 0 | 0 | 0 | 0 | 0 | 0 | 0 |  | 0 | 0 | 0 | 0 | 0 | 0 | 0 | 0 | 0 | 0 | 0 | 0 | 0 | 0 | 0 | 0 | 0 | 0 | 0 |  | 1 | 1 | 1 | 1 | 1 | 1 | 1 | 1 | 1 | 1 | 1 | 0
EOP | Trout Canyon | 230 | 0 | 0 | 0 | 0 | 0 | 0 | 0 | 0 | 0 | 0 | 0 | 0 | 666 | 1245 | 1911 | 731 | 260 | 991 | 0 | 1 |  | 0 | 0 | 0 | 0 | 0 | 0 | 0 | 0 | 0 | 0 | 0 | 0 | 615 | 1015 | 1630 | 555 | 255 | 810 | 0 | 1 | 2 |  | 0 | 0 | 0 | 0 | 0 | 0 | 0 | 0 | 0 | 0 | 0 | 0 | 0 | 0 | 0 | 0 | 0 | 0 | 0 |  | 1 | 1 | 1 | 1 | 1 | 1 | 1 | 1 | 1 | 1 | 1 | 0
EOP | Trout Canyon | 500 | 0 | 0 | 0 | 0 | 0 | 0 | 0 | 0 | 0 | 0 | 0 | 0 | 0 | 0 | 0 | 0 | 0 | 0 | 0 | 0 |  | 0 | 0 | 0 | 0 | 0 | 0 | 0 | 0 | 0 | 0 | 0 | 0 | 0 | 0 | 0 | 0 | 0 | 0 | 0 | 0 | 2 |  | 0 | 0 | 0 | 0 | 0 | 0 | 0 | 0 | 0 | 0 | 0 | 0 | 0 | 0 | 0 | 0 | 0 | 0 | 0 |  | 1 | 1 | 1 | 1 | 1 | 1 | 1 | 1 | 1 | 1 | 1 | 0
PG&E NGBA | Tulucay | 230 | 0 | 0 | 0 | 0 | 0 | 0 | 0 | 0 | 0 | 0 | 0 | 0 | 0 | 0 | 0 | 0 | 0 | 0 | 0 | 0 |  | 0 | 0 | 0 | 0 | 0 | 0 | 0 | 0 | 0 | 0 | 0 | 0.65 | 25 | 0 | 25 | 0 | 0 | 0 | 0 | 1 | 1 |  | 0 | 0 | 0 | 0 | 0 | 0 | 0 | 0 | 0 | 0 | 0 | 2 | 2 | 0 | 2 | 0 | 0 | 0 | 0 |  | 1 | 1 | 1 | 1 | 1 | 5 | 5 | 1 | 1 | 1 | 1 | 1
PG&E NGBA | Tulucay | 60 | 0 | 0 | 0 | 0 | 0 | 0 | 0 | 0 | 0 | 0 | 0 | 0 | 24.5 | 0 | 24.5 | 0 | 0 | 0 | 0 | 1 |  | 0 | 0 | 0 | 0 | 0 | 0 | 0 | 0 | 0 | 0 | 0 | 0 | 0 | 0 | 0 | 0 | 0 | 0 | 0 | 0 | 2 |  | 0 | 0 | 0 | 0 | 0 | 0 | 0 | 0 | 0 | 0 | 0 | 0 | 0 | 0 | 0 | 0 | 0 | 0 | 0 |  | 1 | 1 | 1 | 1 | 1 | 1 | 1 | 1 | 1 | 1 | 1 | 0
PG&E KERN | Tupman | 115 | 0 | 0 | 0 | 0 | 0 | 0 | 0 | 0 | 0 | 0 | 0 | 0 | 0 | 0 | 0 | 0 | 0 | 0 | 0 | 0 |  | 0 | 0 | 0 | 0 | 0 | 0 | 0 | 0 | 0 | 0 | 0 | 0 | 55 | 0 | 55 | 0 | 0 | 0 | 0 | 1 | 0 |  | 0 | 0 | 0 | 0 | 0 | 0 | 0 | 0 | 0 | 0 | 0 | 0 | 2 | 0 | 2 | 0 | 0 | 0 | 0 |  | 1 | 1 | 1 | 1 | 1 | 1 | 4 | 1 | 1 | 1 | 1 | 1
PG&E NGBA | Ukiah | 115 | 0 | 0 | 0 | 0 | 0 | 0 | 0 | 0 | 0 | 0 | 0 | 0 | 0 | 0 | 0 | 0 | 0 | 0 | 0 | 0 |  | 0 | 1 | 0 | 0 | 0 | 0 | 0 | 0 | 0 | 0 | 0 | 0 | 0 | 0 | 0 | 0 | 0 | 0 | 0 | 1 | 1 |  | 0 | 2 | 0 | 0 | 0 | 0 | 0 | 0 | 0 | 0 | 0 | 0 | 0 | 0 | 0 | 0 | 0 | 0 | 0 |  | 1 | 5 | 1 | 1 | 1 | 1 | 1 | 1 | 1 | 1 | 1 | 1
PG&E KERN | Union (Estrella) | 70 | 0 | 0 | 0 | 0 | 0 | 0 | 0 | 0 | 0 | 0 | 0 | 0 | 0 | 0 | 0 | 0 | 0 | 0 | 0 | 0 |  | 0 | 0 | 0 | 0 | 0 | 0 | 0 | 0 | 0 | 0 | 0 | 0 | 0 | 0 | 0 | 0 | 0 | 0 | 0 | 0 | 1 |  | 0 | 0 | 0 | 0 | 0 | 0 | 0 | 0 | 0 | 0 | 0 | 0 | 0 | 0 | 0 | 0 | 0 | 0 | 0 |  | 1 | 1 | 1 | 1 | 1 | 1 | 1 | 1 | 1 | 1 | 1 | 0
PG&E NGBA | Vaca Dixon | 115 | 0 | 0 | 0 | 0 | 0 | 0 | 0 | 0 | 0 | 0 | 0 | 0 | 0 | 0 | 0 | 0 | 0 | 0 | 0 | 0 |  | 0 | 0 | 0 | 0 | 0 | 0 | 0 | 0 | 0 | 0 | 0 | 0 | 0 | 0 | 0 | 0 | 0 | 0 | 0 | 0 | 0 |  | 0 | 0 | 0 | 0 | 0 | 0 | 0 | 0 | 0 | 0 | 0 | 0 | 0 | 0 | 0 | 0 | 0 | 0 | 0 |  | 1 | 1 | 1 | 1 | 1 | 1 | 1 | 1 | 1 | 1 | 1 | 0
PG&E NGBA | Vaca Dixon | 230 | 0 | 0 | 0 | 0 | 0 | 0 | 0 | 0 | 0 | 0 | 0 | 0 | 0 | 0 | 0 | 0 | 0 | 0 | 0 | 0 |  | 0 | 0 | 0 | 0 | 0 | 0 | 0 | 0 | 0 | 0 | 0 | 0 | 0 | 200 | 200 | 0 | 80 | 80 | 0 | 1 | 0 |  | 0 | 0 | 0 | 0 | 0 | 0 | 0 | 0 | 0 | 0 | 0 | 0 | 0 | 2 | 2 | 0 | 2 | 2 | 0 |  | 1 | 1 | 1 | 1 | 1 | 1 | 4 | 1 | 4 | 4 | 1 | 1
PG&E NGBA | Vaca Dixon | 500 | 0 | 0 | 0 | 0 | 0 | 0 | 0 | 0 | 0 | 0 | 0 | 0 | 0 | 0 | 0 | 0 | 0 | 0 | 0 | 0 |  | 0 | 0 | 0 | 0 | 0 | 0 | 0 | 0 | 0 | 0 | 0 | 0 | 0 | 0 | 0 | 0 | 0 | 0 | 0 | 0 | 0 |  | 0 | 0 | 0 | 0 | 0 | 0 | 0 | 0 | 0 | 0 | 0 | 0 | 0 | 0 | 0 | 0 | 0 | 0 | 0 |  | 1 | 1 | 1 | 1 | 1 | 1 | 1 | 1 | 1 | 1 | 1 | 0
PG&E NGBA | Vaca Dixon | 60 | 0 | 0 | 0 | 0 | 0 | 0 | 0 | 0 | 0 | 0 | 0 | 0 | 0 | 0 | 0 | 0 | 0 | 0 | 0 | 0 |  | 0 | 0 | 0 | 0 | 0 | 0 | 0 | 0 | 0 | 0 | 0 | 0 | 0 | 0 | 0 | 0 | 0 | 0 | 0 | 0 | 0 |  | 0 | 0 | 0 | 0 | 0 | 0 | 0 | 0 | 0 | 0 | 0 | 0 | 0 | 0 | 0 | 0 | 0 | 0 | 0 |  | 1 | 1 | 1 | 1 | 1 | 1 | 1 | 1 | 1 | 1 | 1 | 0
SCE Eastern | Valley (SCE) | 500 | 0 | 0 | 0 | 0 | 0 | 0 | 0 | 0 | 0 | 0 | 0 | 0 | 0 | 0 | 0 | 720 | 0 | 720 | 0 | 1 |  | 0 | 0 | 0 | 0 | 0 | 0 | 0 | 0 | 0 | 0 | 0 | 0 | 0 | 0 | 0 | 770 | 0 | 770 | 0 | 1 | 1 |  | 0 | 0 | 0 | 0 | 0 | 0 | 0 | 0 | 0 | 0 | 0 | 0 | 0 | 0 | 0 | 0 | 0 | 0 | 0 |  | 1 | 1 | 1 | 1 | 1 | 1 | 1 | 1 | 1 | 1 | 1 | 0
EOP | Valley (VEA) | 138 | 0 | 0 | 0 | 0 | 0 | 0 | 0 | 0 | 0 | 0 | 0 | 0 | 0 | 0 | 0 | 0 | 40 | 40 | 0 | 1 |  | 0 | 0 | 0 | 0 | 0 | 0 | 0 | 0 | 0 | 0 | 0 | 0 | 0 | 0 | 0 | 25 | 0 | 25 | 0 | 1 | 2 |  | 0 | 0 | 0 | 0 | 0 | 0 | 0 | 0 | 0 | 0 | 0 | 0 | 0 | 0 | 0 | 2 | 0 | 0 | 0 |  | 1 | 1 | 1 | 1 | 1 | 1 | 1 | 5 | 1 | 1 | 1 | 1
SDGE | Valley Center | 69 | 0 | 0 | 0 | 0 | 0 | 0 | 0 | 0 | 0 | 0 | 0 | 10 | 0 | 0 | 0 | 0 | 0 | 0 | 0 | 1 |  | 0 | 0 | 0 | 0 | 0 | 0 | 0 | 0 | 0 | 0 | 0 | 0 | 0 | 0 | 0 | 0 | 0 | 0 | 0 | 0 | 2 |  | 0 | 0 | 0 | 0 | 0 | 0 | 0 | 0 | 0 | 0 | 0 | 0 | 0 | 0 | 0 | 0 | 0 | 0 | 0 |  | 1 | 1 | 1 | 1 | 1 | 1 | 1 | 1 | 1 | 1 | 1 | 0
PG&E GBA | Valley Home | 115 | 0 | 0 | 0 | 0 | 0 | 0 | 0 | 0 | 0 | 0 | 0 | 0 | 0 | 0 | 0 | 0 | 0 | 0 | 0 | 0 |  | 0 | 0 | 0 | 0 | 0 | 0 | 0 | 0 | 0 | 0 | 0 | 0 | 0 | 0 | 0 | 0 | 0 | 0 | 0 | 0 | 0 |  | 0 | 0 | 0 | 0 | 0 | 0 | 0 | 0 | 0 | 0 | 0 | 0 | 0 | 0 | 0 | 0 | 0 | 0 | 0 |  | 1 | 1 | 1 | 1 | 1 | 1 | 1 | 1 | 1 | 1 | 1 | 0
PG&E GBA | Valley Springs | 230 | 0 | 3 | 0 | 0 | 0 | 0 | 0 | 0 | 0 | 0 | 0 | 0 | 0 | 0 | 0 | 0 | 0 | 0 | 0 | 1 |  | 0 | 0 | 0 | 0 | 0 | 0 | 0 | 0 | 0 | 0 | 0 | 0 | 0 | 0 | 0 | 0 | 0 | 0 | 0 | 0 | 1 |  | 0 | 0 | 0 | 0 | 0 | 0 | 0 | 0 | 0 | 0 | 0 | 0 | 0 | 0 | 0 | 0 | 0 | 0 | 0 |  | 1 | 1 | 1 | 1 | 1 | 1 | 1 | 1 | 1 | 1 | 1 | 0
PG&E GBA | Valley Springs | 60 | 0 | 0 | 0 | 0 | 0 | 0 | 0 | 0 | 0 | 0 | 0 | 0 | 0 | 0 | 0 | 0 | 0 | 0 | 0 | 0 |  | 0 | 0 | 0 | 0 | 0 | 0 | 0 | 0 | 0 | 0 | 0 | 0 | 0 | 0 | 0 | 0 | 0 | 0 | 0 | 0 | 0 |  | 0 | 0 | 0 | 0 | 0 | 0 | 0 | 0 | 0 | 0 | 0 | 0 | 0 | 0 | 0 | 0 | 0 | 0 | 0 |  | 1 | 1 | 1 | 1 | 1 | 1 | 1 | 1 | 1 | 1 | 1 | 0
EOP | Valley Switch | 138 | 0 | 0 | 0 | 0 | 0 | 0 | 0 | 0 | 0 | 0 | 0 | 0 | 0 | 0 | 0 | 0 | 0 | 0 | 0 | 0 |  | 0 | 0 | 0 | 0 | 0 | 0 | 0 | 0 | 0 | 0 | 0 | 0 | 0 | 0 | 0 | 0 | 0 | 0 | 0 | 0 | 2 |  | 0 | 0 | 0 | 0 | 0 | 0 | 0 | 0 | 0 | 0 | 0 | 0 | 0 | 0 | 0 | 0 | 0 | 0 | 0 |  | 1 | 1 | 1 | 1 | 1 | 1 | 1 | 1 | 1 | 1 | 1 | 0
EOP | Valley Switch | 230 | 0 | 0 | 0 | 0 | 0 | 0 | 0 | 0 | 0 | 0 | 0 | 0 | 0 | 0 | 0 | 0 | 0 | 0 | 0 | 0 |  | 0 | 0 | 0 | 0 | 0 | 0 | 0 | 0 | 0 | 0 | 0 | 0 | 0 | 0 | 0 | 0 | 0 | 0 | 0 | 0 | 2 |  | 0 | 0 | 0 | 0 | 0 | 0 | 0 | 0 | 0 | 0 | 0 | 0 | 0 | 0 | 0 | 0 | 0 | 0 | 0 |  | 1 | 1 | 1 | 1 | 1 | 1 | 1 | 1 | 1 | 1 | 1 | 0
PG&E GBA | Vasco | 230 | 0 | 0 | 0 | 0 | 0 | 0 | 0 | 0 | 0 | 0 | 0 | 0 | 0 | 0 | 0 | 0 | 0 | 0 | 0 | 0 |  | 0 | 0 | 0 | 0 | 0 | 0 | 0 | 0 | 0 | 0 | 0 | 0 | 0 | 0 | 0 | 0 | 0 | 0 | 0 | 0 | 0 |  | 0 | 0 | 0 | 0 | 0 | 0 | 0 | 0 | 0 | 0 | 0 | 0 | 0 | 0 | 0 | 0 | 0 | 0 | 0 |  | 1 | 1 | 1 | 1 | 1 | 1 | 1 | 1 | 1 | 1 | 1 | 0
PG&E GBA | Vasona | 230 | 0 | 0 | 0 | 0 | 0 | 0 | 0 | 0 | 0 | 0 | 0 | 0 | 0 | 0 | 0 | 0 | 0 | 0 | 0 | 0 |  | 0 | 0 | 0 | 0 | 0 | 0 | 0 | 0 | 0 | 0 | 0 | 0 | 0 | 0 | 0 | 0 | 0 | 0 | 0 | 0 | 1 |  | 0 | 0 | 0 | 0 | 0 | 0 | 0 | 0 | 0 | 0 | 0 | 0 | 0 | 0 | 0 | 0 | 0 | 0 | 0 |  | 1 | 1 | 1 | 1 | 1 | 1 | 1 | 1 | 1 | 1 | 1 | 0
SCE Northern | Vestal | 230 | 0 | 0 | 0 | 0 | 0 | 0 | 0 | 0 | 0 | 0 | 0 | 0 | 125 | 275 | 400 | 110 | 55 | 165 | 0 | 1 |  | 0 | 0 | 0 | 0 | 0 | 0 | 0 | 0 | 0 | 0 | 0 | 0 | 205 | 50 | 255 | 190 | 0 | 190 | 0 | 1 | 0 |  | 0 | 0 | 0 | 0 | 0 | 0 | 0 | 0 | 0 | 0 | 0 | 0 | 2 | 0 | 0 | 2 | 0 | 1 | 0 |  | 1 | 1 | 1 | 1 | 1 | 1 | 4 | 4 | 1 | 3 | 1 | 1
SCE Northern | Vestal | 66 | 0 | 0 | 0 | 0 | 0 | 0 | 0 | 0 | 0 | 0 | 0 | 0 | 0 | 0 | 0 | 80 | 0 | 80 | 0 | 1 |  | 0 | 0 | 0 | 0 | 0 | 0 | 0 | 0 | 0 | 0 | 0 | 0 | 0 | 0 | 0 | 0 | 0 | 0 | 0 | 0 | 0 |  | 0 | 0 | 0 | 0 | 0 | 0 | 0 | 0 | 0 | 0 | 0 | 0 | 0 | 0 | 0 | 0 | 0 | 0 | 0 |  | 1 | 1 | 1 | 1 | 1 | 1 | 1 | 1 | 1 | 1 | 1 | 0
SCE NOL | Victor | 115 | 0 | 0 | 0 | 0 | 0 | 0 | 0 | 0 | 0 | 0 | 0 | 7 | 0 | 115 | 115 | 0 | 20 | 20 | 0 | 1 |  | 0 | 0 | 0 | 0 | 0 | 0 | 0 | 0 | 0 | 0 | 0 | 16 | 0 | 115 | 115 | 0 | 60 | 60 | 0 | 1 | 2 |  | 0 | 0 | 0 | 0 | 0 | 0 | 0 | 0 | 0 | 0 | 0 | 2 | 0 | 0 | 0 | 0 | 2 | 2 | 0 |  | 1 | 1 | 1 | 1 | 1 | 5 | 1 | 1 | 5 | 5 | 1 | 1
SCE NOL | Victor | 230 | 0 | 0 | 0 | 0 | 0 | 0 | 0 | 0 | 0 | 0 | 0 | 5 | 0 | 0 | 0 | 0 | 0 | 0 | 0 | 1 |  | 0 | 0 | 0 | 0 | 0 | 0 | 0 | 0 | 0 | 0 | 0 | 0 | 0 | 0 | 0 | 0 | 0 | 0 | 0 | 0 | 2 |  | 0 | 0 | 0 | 0 | 0 | 0 | 0 | 0 | 0 | 0 | 0 | 0 | 0 | 0 | 0 | 0 | 0 | 0 | 0 |  | 1 | 1 | 1 | 1 | 1 | 1 | 1 | 1 | 1 | 1 | 1 | 0
SCE Metro | Viejo | 230 | 0 | 0 | 0 | 0 | 0 | 0 | 0 | 0 | 0 | 0 | 0 | 0 | 0 | 0 | 0 | 0 | 0 | 0 | 0 | 0 |  | 0 | 0 | 0 | 0 | 0 | 0 | 0 | 0 | 0 | 0 | 0 | 0 | 0 | 0 | 0 | 0 | 0 | 0 | 0 | 0 | 0 |  | 0 | 0 | 0 | 0 | 0 | 0 | 0 | 0 | 0 | 0 | 0 | 0 | 0 | 0 | 0 | 0 | 0 | 0 | 0 |  | 1 | 1 | 1 | 1 | 1 | 1 | 1 | 1 | 1 | 1 | 1 | 0
PG&E GBA | Vierra | 115 | 0 | 0 | 0 | 0 | 0 | 0 | 0 | 0 | 0 | 0 | 0 | 2.975 | 0 | 0 | 0 | 92 | 0 | 92 | 0 | 1 |  | 0 | 0 | 0 | 0 | 0 | 0 | 0 | 0 | 0 | 0 | 0 | 0 | 0 | 0 | 0 | 0 | 0 | 0 | 0 | 0 | 0 |  | 0 | 0 | 0 | 0 | 0 | 0 | 0 | 0 | 0 | 0 | 0 | 0 | 0 | 0 | 0 | 0 | 0 | 0 | 0 |  | 1 | 1 | 1 | 1 | 1 | 1 | 1 | 1 | 1 | 1 | 1 | 0
SCE Metro | Villa Park | 230 | 0 | 0 | 0 | 0 | 0 | 0 | 0 | 0 | 0 | 0 | 0 | 0 | 0 | 0 | 0 | 0 | 0 | 0 | 0 | 0 |  | 0 | 0 | 0 | 0 | 0 | 0 | 0 | 0 | 0 | 0 | 0 | 0 | 0 | 0 | 0 | 0 | 0 | 0 | 0 | 0 | 0 |  | 0 | 0 | 0 | 0 | 0 | 0 | 0 | 0 | 0 | 0 | 0 | 0 | 0 | 0 | 0 | 0 | 0 | 0 | 0 |  | 1 | 1 | 1 | 1 | 1 | 1 | 1 | 1 | 1 | 1 | 1 | 0
SCE Northern | Vincent | 230 | 0 | 0 | 0 | 0 | 0 | 0 | 0 | 0 | 0 | 0 | 0 | 0 | 0 | 780 | 780 | 399 | 375 | 774 | 0 | 1 |  | 0 | 0 | 0 | 0 | 0 | 0 | 0 | 0 | 0 | 0 | 0 | 0 | 0 | 1067 | 1067 | 799 | 230.5 | 1029.5 | 0 | 1 | 0 |  | 0 | 0 | 0 | 0 | 0 | 0 | 0 | 0 | 0 | 0 | 0 | 0 | 0 | 1 | 1 | 2 | 0 | 1 | 0 |  | 1 | 1 | 1 | 1 | 1 | 1 | 3 | 4 | 1 | 3 | 1 | 1
SCE Northern | Vincent | 500 | 0 | 0 | 0 | 0 | 0 | 0 | 0 | 0 | 0 | 0 | 0 | 0 | 0 | 0 | 0 | 0 | 0 | 0 | 0 | 0 |  | 0 | 0 | 0 | 0 | 0 | 0 | 0 | 0 | 0 | 0 | 0 | 0 | 0 | 0 | 0 | 0 | 0 | 0 | 0 | 0 | 0 |  | 0 | 0 | 0 | 0 | 0 | 0 | 0 | 0 | 0 | 0 | 0 | 0 | 0 | 0 | 0 | 0 | 0 | 0 | 0 |  | 1 | 1 | 1 | 1 | 1 | 1 | 1 | 1 | 1 | 1 | 1 | 0
PG&E GBA | Vineyard | 230 | 0 | 0 | 0 | 0 | 0 | 0 | 0 | 0 | 0 | 0 | 0 | 0 | 0 | 0 | 0 | 0 | 0 | 0 | 0 | 0 |  | 0 | 0 | 0 | 0 | 0 | 0 | 0 | 0 | 0 | 0 | 0 | 0 | 0 | 0 | 0 | 0 | 0 | 0 | 0 | 0 | 0 |  | 0 | 0 | 0 | 0 | 0 | 0 | 0 | 0 | 0 | 0 | 0 | 0 | 0 | 0 | 0 | 0 | 0 | 0 | 0 |  | 1 | 1 | 1 | 1 | 1 | 1 | 1 | 1 | 1 | 1 | 1 | 0
SDGE | Vineyard | 69 | 0 | 0 | 0 | 0 | 0 | 0 | 0 | 0 | 0 | 0 | 0 | 0 | 0 | 0 | 0 | 0 | 0 | 0 | 0 | 0 |  | 0 | 0 | 0 | 0 | 0 | 0 | 0 | 0 | 0 | 0 | 0 | 0 | 0 | 0 | 0 | 0 | 0 | 0 | 0 | 0 | 3 |  | 0 | 0 | 0 | 0 | 0 | 0 | 0 | 0 | 0 | 0 | 0 | 0 | 0 | 0 | 0 | 0 | 0 | 0 | 0 |  | 1 | 1 | 1 | 1 | 1 | 1 | 1 | 1 | 1 | 1 | 1 | 0
SCE Eastern | Vista (SCE) | 230 | 0 | 2.6 | 0 | 0 | 0 | 0 | 0 | 0 | 0 | 0 | 0 | 0 | 0 | 0 | 0 | 200 | 0 | 200 | 0 | 1 |  | 0 | 2.6 | 0 | 0 | 0 | 0 | 0 | 0 | 0 | 0 | 0 | 0 | 0 | 0 | 0 | 200 | 0 | 200 | 0 | 1 | 1 |  | 0 | 0 | 0 | 0 | 0 | 0 | 0 | 0 | 0 | 0 | 0 | 0 | 0 | 0 | 0 | 0 | 0 | 0 | 0 |  | 1 | 1 | 1 | 1 | 1 | 1 | 1 | 1 | 1 | 1 | 1 | 0
EOP | Vista (VEA) | 138 | 0 | 0 | 0 | 0 | 0 | 0 | 0 | 0 | 0 | 0 | 0 | 0 | 0 | 0 | 0 | 0 | 0 | 0 | 0 | 0 |  | 0 | 0 | 0 | 0 | 0 | 0 | 0 | 0 | 0 | 0 | 0 | 0 | 50 | 150 | 200 | 100 | 0 | 100 | 0 | 1 | 2 |  | 0 | 0 | 0 | 0 | 0 | 0 | 0 | 0 | 0 | 0 | 0 | 0 | 2 | 2 | 2 | 2 | 0 | 2 | 0 |  | 1 | 1 | 1 | 1 | 1 | 1 | 5 | 5 | 1 | 5 | 1 | 1
EOP | Vista (VEA) | 230 | 0 | 0 | 0 | 0 | 0 | 0 | 0 | 0 | 0 | 0 | 0 | 0 | 50 | 150 | 200 | 0 | 40 | 40 | 0 | 1 |  | 0 | 0 | 0 | 0 | 0 | 0 | 0 | 0 | 0 | 0 | 0 | 0 | 0 | 0 | 0 | 0 | 0 | 0 | 0 | 0 | 2 |  | 0 | 0 | 0 | 0 | 0 | 0 | 0 | 0 | 0 | 0 | 0 | 0 | 0 | 0 | 0 | 0 | 0 | 0 | 0 |  | 1 | 1 | 1 | 1 | 1 | 1 | 1 | 1 | 1 | 1 | 1 | 0
PG&E FRESNO | Wahtoke | 115 | 0 | 0 | 0 | 0 | 0 | 0 | 0 | 0 | 0 | 0 | 0 | 0 | 0 | 0 | 0 | 0 | 0 | 0 | 0 | 0 |  | 0 | 0 | 0 | 0 | 0 | 0 | 0 | 0 | 0 | 0 | 0 | 0 | 0 | 0 | 0 | 0 | 0 | 0 | 0 | 0 | 1 |  | 0 | 0 | 0 | 0 | 0 | 0 | 0 | 0 | 0 | 0 | 0 | 0 | 0 | 0 | 0 | 0 | 0 | 0 | 0 |  | 1 | 1 | 1 | 1 | 1 | 1 | 1 | 1 | 1 | 1 | 1 | 0
SCE Northern | Wakefield | 66 | 0 | 0 | 0 | 0 | 0 | 0 | 0 | 0 | 0 | 0 | 0 | 0 | 0 | 0 | 0 | 15 | 0 | 15 | 0 | 1 |  | 0 | 0 | 0 | 0 | 0 | 0 | 0 | 0 | 0 | 0 | 0 | 0 | 0 | 0 | 0 | 0 | 0 | 0 | 0 | 0 | 0 |  | 0 | 0 | 0 | 0 | 0 | 0 | 0 | 0 | 0 | 0 | 0 | 0 | 0 | 0 | 0 | 0 | 0 | 0 | 0 |  | 1 | 1 | 1 | 1 | 1 | 1 | 1 | 1 | 1 | 1 | 1 | 0
SCE Metro | Walnut | 230 | 0 | 0 | 0 | 0 | 0 | 0 | 0 | 0 | 0 | 0 | 0 | 0 | 0 | 0 | 0 | 400 | 0 | 400 | 0 | 1 |  | 0 | 0 | 0 | 0 | 0 | 0 | 0 | 0 | 0 | 0 | 0 | 0 | 0 | 0 | 0 | 200 | 0 | 200 | 0 | 1 | 0 |  | 0 | 0 | 0 | 0 | 0 | 0 | 0 | 0 | 0 | 0 | 0 | 0 | 0 | 0 | 0 | 0 | 0 | 0 | 0 |  | 1 | 1 | 1 | 1 | 1 | 1 | 1 | 1 | 1 | 1 | 1 | 0
SCE Northern | Warne | 230 | 0 | 0 | 0 | 0 | 0 | 0 | 0 | 0 | 0 | 0 | 0 | 0 | 0 | 0 | 0 | 0 | 0 | 0 | 0 | 0 |  | 0 | 0 | 0 | 0 | 0 | 0 | 0 | 0 | 0 | 0 | 0 | 0 | 0 | 0 | 0 | 0 | 0 | 0 | 0 | 0 | 0 |  | 0 | 0 | 0 | 0 | 0 | 0 | 0 | 0 | 0 | 0 | 0 | 0 | 0 | 0 | 0 | 0 | 0 | 0 | 0 |  | 1 | 1 | 1 | 1 | 1 | 1 | 1 | 1 | 1 | 1 | 1 | 0
PG&E GBA | Warnerville | 230 | 0 | 0 | 0 | 0 | 0 | 0 | 0 | 0 | 0 | 0 | 0 | 0 | 0 | 0 | 0 | 0 | 0 | 0 | 0 | 0 |  | 0 | 0 | 0 | 0 | 0 | 0 | 0 | 0 | 0 | 0 | 0 | 0 | 0 | 0 | 0 | 0 | 0 | 0 | 0 | 0 | 1 |  | 0 | 0 | 0 | 0 | 0 | 0 | 0 | 0 | 0 | 0 | 0 | 0 | 0 | 0 | 0 | 0 | 0 | 0 | 0 |  | 1 | 1 | 1 | 1 | 1 | 1 | 1 | 1 | 1 | 1 | 1 | 0
PG&E FRESNO | Waukena | 115 | 0 | 0 | 0 | 0 | 0 | 0 | 0 | 0 | 0 | 0 | 0 | 0 | 0 | 0 | 0 | 0 | 0 | 0 | 0 | 0 |  | 0 | 0 | 0 | 0 | 0 | 0 | 0 | 0 | 0 | 0 | 0 | 0 | 0 | 0 | 0 | 0 | 0 | 0 | 0 | 0 | 1 |  | 0 | 0 | 0 | 0 | 0 | 0 | 0 | 0 | 0 | 0 | 0 | 0 | 0 | 0 | 0 | 0 | 0 | 0 | 0 |  | 1 | 1 | 1 | 1 | 1 | 1 | 1 | 1 | 1 | 1 | 1 | 0
PG&E GBA | Weber | 230 | 0 | 0 | 0 | 0 | 0 | 0 | 0 | 0 | 0 | 0 | 0 | 0 | 0 | 0 | 0 | 0 | 0 | 0 | 0 | 0 |  | 0 | 0 | 0 | 0 | 0 | 0 | 0 | 0 | 0 | 0 | 0 | 0 | 70 | 115 | 185 | 0 | 60 | 60 | 0 | 1 | 0 |  | 0 | 0 | 0 | 0 | 0 | 0 | 0 | 0 | 0 | 0 | 0 | 0 | 2 | 2 | 2 | 0 | 2 | 2 | 0 |  | 1 | 1 | 1 | 1 | 1 | 1 | 4 | 1 | 4 | 4 | 1 | 1
PG&E GBA | Weber | 60 | 0 | 0 | 0 | 0 | 0 | 0 | 0 | 0 | 0 | 0 | 0 | 4 | 0 | 0 | 0 | 20 | 0 | 20 | 0 | 1 |  | 0 | 0 | 0 | 0 | 0 | 0 | 0 | 0 | 0 | 0 | 0 | 0 | 0 | 0 | 0 | 0 | 0 | 0 | 0 | 0 | 0 |  | 0 | 0 | 0 | 0 | 0 | 0 | 0 | 0 | 0 | 0 | 0 | 0 | 0 | 0 | 0 | 0 | 0 | 0 | 0 |  | 1 | 1 | 1 | 1 | 1 | 1 | 1 | 1 | 1 | 1 | 1 | 0
PG&E FRESNO | West Fresno | 115 | 0 | 0 | 0 | 0 | 0 | 0 | 0 | 0 | 0 | 0 | 0 | 0 | 0 | 0 | 0 | 0 | 0 | 0 | 0 | 0 |  | 0 | 0 | 0 | 0 | 0 | 0 | 0 | 0 | 0 | 0 | 0 | 0 | 0 | 0 | 0 | 0 | 0 | 0 | 0 | 0 | 1 |  | 0 | 0 | 0 | 0 | 0 | 0 | 0 | 0 | 0 | 0 | 0 | 0 | 0 | 0 | 0 | 0 | 0 | 0 | 0 |  | 1 | 1 | 1 | 1 | 1 | 1 | 1 | 1 | 1 | 1 | 1 | 0
PG&E FRESNO | Westley | 230 | 0 | 0 | 0 | 0 | 0 | 0 | 0 | 0 | 0 | 0 | 0 | 0 | 0 | 0 | 0 | 0 | 0 | 0 | 0 | 0 |  | 0 | 0 | 0 | 0 | 0 | 0 | 0 | 0 | 0 | 0 | 0 | 0 | 0 | 0 | 0 | 0 | 0 | 0 | 0 | 0 | 1 |  | 0 | 0 | 0 | 0 | 0 | 0 | 0 | 0 | 0 | 0 | 0 | 0 | 0 | 0 | 0 | 0 | 0 | 0 | 0 |  | 1 | 1 | 1 | 1 | 1 | 1 | 1 | 1 | 1 | 1 | 1 | 0
PG&E KERN | Westpark | 115 | 0 | 0 | 0 | 0 | 0 | 0 | 0 | 0 | 0 | 0 | 0 | 0 | 0 | 0 | 0 | 0 | 0 | 0 | 0 | 0 |  | 0 | 0 | 0 | 0 | 0 | 0 | 0 | 0 | 0 | 0 | 0 | 0 | 0 | 0 | 0 | 0 | 0 | 0 | 0 | 0 | 0 |  | 0 | 0 | 0 | 0 | 0 | 0 | 0 | 0 | 0 | 0 | 0 | 0 | 0 | 0 | 0 | 0 | 0 | 0 | 0 |  | 1 | 1 | 1 | 1 | 1 | 1 | 1 | 1 | 1 | 1 | 1 | 0
PG&E KERN | Wheeler Ridge | 230 | 0 | 0 | 0 | 0 | 0 | 0 | 0 | 0 | 0 | 0 | 0 | 0 | 250 | 350 | 600 | 0 | 120 | 120 | 0 | 1 |  | 0 | 0 | 0 | 0 | 0 | 0 | 0 | 0 | 0 | 0 | 0 | 0 | 200 | 261.5 | 461.5 | 0 | 141 | 141 | 0 | 1 | 0 |  | 0 | 0 | 0 | 0 | 0 | 0 | 0 | 0 | 0 | 0 | 0 | 0 | 0 | 0 | 0 | 0 | 1 | 1 | 0 |  | 1 | 1 | 1 | 1 | 1 | 1 | 1 | 1 | 3 | 3 | 1 | 1
PG&E KERN | Wheeler Ridge | 115 | 0 | 0 | 0 | 0 | 0 | 0 | 0 | 0 | 0 | 0 | 0 | 0 | 0 | 0 | 0 | 0 | 0 | 0 | 0 | 0 |  | 0 | 0 | 0 | 0 | 0 | 0 | 0 | 0 | 0 | 0 | 0 | 0 | 0 | 0 | 0 | 0 | 0 | 0 | 0 | 0 | 0 |  | 0 | 0 | 0 | 0 | 0 | 0 | 0 | 0 | 0 | 0 | 0 | 0 | 0 | 0 | 0 | 0 | 0 | 0 | 0 |  | 1 | 1 | 1 | 1 | 1 | 1 | 1 | 1 | 1 | 1 | 1 | 0
PG&E KERN | Wheeler Ridge | 70 | 0 | 0 | 0 | 0 | 0 | 0 | 0 | 0 | 0 | 0 | 0 | 0 | 0 | 0 | 0 | 92 | 0 | 92 | 0 | 1 |  | 0 | 0 | 0 | 0 | 0 | 0 | 0 | 0 | 0 | 0 | 0 | 0 | 0 | 0 | 0 | 0 | 0 | 0 | 0 | 0 | 0 |  | 0 | 0 | 0 | 0 | 0 | 0 | 0 | 0 | 0 | 0 | 0 | 0 | 0 | 0 | 0 | 0 | 0 | 0 | 0 |  | 1 | 1 | 1 | 1 | 1 | 1 | 1 | 1 | 1 | 1 | 1 | 0
SCE Northern | Whirlwind | 230 | 0 | 0 | 300 | 0 | 300 | 0 | 0 | 0 | 0 | 0 | 0 | 0 | 318 | 588 | 906 | 837 | 654 | 1491 | 400 | 1 |  | 0 | 0 | 300 | 0 | 300 | 0 | 0 | 0 | 0 | 0 | 0 | 0 | 224 | 551 | 775 | 663 | 100 | 763 | 458 | 1 | 0 |  | 0 | 0 | 0 | 0 | 0 | 0 | 0 | 0 | 0 | 0 | 0 | 0 | 0 | 0 | 0 | 0 | 0 | 0 | 1 |  | 1 | 1 | 1 | 1 | 1 | 1 | 1 | 1 | 1 | 1 | 3 | 1
SCE Northern | Whirlwind | 500 | 0 | 0 | 0 | 0 | 0 | 0 | 0 | 0 | 0 | 0 | 0 | 0 | 0 | 0 | 0 | 0 | 0 | 0 | 0 | 0 |  | 0 | 0 | 0 | 0 | 0 | 0 | 0 | 0 | 0 | 0 | 0 | 0 | 0 | 0 | 0 | 0 | 0 | 0 | 0 | 0 | 0 |  | 0 | 0 | 0 | 0 | 0 | 0 | 0 | 0 | 0 | 0 | 0 | 0 | 0 | 0 | 0 | 0 | 0 | 0 | 0 |  | 1 | 1 | 1 | 1 | 1 | 1 | 1 | 1 | 1 | 1 | 1 | 0
PG&E GBA | Whisman | 115 | 0 | 0 | 0 | 0 | 0 | 0 | 0 | 0 | 0 | 0 | 0 | 0 | 0 | 0 | 0 | 0 | 0 | 0 | 0 | 0 |  | 0 | 0 | 0 | 0 | 0 | 0 | 0 | 0 | 0 | 0 | 0 | 0 | 0 | 0 | 0 | 0 | 0 | 0 | 0 | 0 | 1 |  | 0 | 0 | 0 | 0 | 0 | 0 | 0 | 0 | 0 | 0 | 0 | 0 | 0 | 0 | 0 | 0 | 0 | 0 | 0 |  | 1 | 1 | 1 | 1 | 1 | 1 | 1 | 1 | 1 | 1 | 1 | 0
SCE Eastern | Wildlife | 230 | 0 | 0 | 0 | 0 | 0 | 0 | 0 | 0 | 0 | 0 | 0 | 0 | 0 | 0 | 0 | 0 | 0 | 0 | 0 | 0 |  | 0 | 0 | 0 | 0 | 0 | 0 | 0 | 0 | 0 | 0 | 0 | 0 | 0 | 0 | 0 | 0 | 0 | 0 | 0 | 0 | 1 |  | 0 | 0 | 0 | 0 | 0 | 0 | 0 | 0 | 0 | 0 | 0 | 0 | 0 | 0 | 0 | 0 | 0 | 0 | 0 |  | 1 | 1 | 1 | 1 | 1 | 1 | 1 | 1 | 1 | 1 | 1 | 0
PG&E FRESNO | Wilson | 115 | 0 | 0 | 0 | 0 | 0 | 0 | 0 | 0 | 0 | 0 | 0 | 0 | 0 | 0 | 0 | 0 | 25 | 25 | 0 | 1 |  | 0 | 1 | 0 | 0 | 0 | 0 | 0 | 0 | 0 | 0 | 0 | 0 | 0 | 0 | 0 | 0 | 0 | 0 | 0 | 1 | 2 |  | 0 | 2 | 0 | 0 | 0 | 0 | 0 | 0 | 0 | 0 | 0 | 0 | 0 | 0 | 0 | 0 | 0 | 0 | 0 |  | 1 | 5 | 1 | 1 | 1 | 1 | 1 | 1 | 1 | 1 | 1 | 1
PG&E FRESNO | Wilson | 230 | 0 | 0 | 150 | 50 | 200 | 0 | 0 | 0 | 0 | 0 | 0 | 0 | 0 | 0 | 0 | 0 | 0 | 0 | 0 | 1 |  | 0 | 0 | 169 | 31 | 200 | 0 | 0 | 0 | 0 | 0 | 0 | 0 | 0 | 0 | 0 | 0 | 0 | 0 | 0 | 1 | 2 |  | 0 | 0 | 1 | 0 | 0 | 0 | 0 | 0 | 0 | 0 | 0 | 0 | 0 | 0 | 0 | 0 | 0 | 0 | 0 |  | 1 | 1 | 3 | 1 | 1 | 1 | 1 | 1 | 1 | 1 | 1 | 1
SCE Northern | Windhub | 230 | 0 | 0 | 174 | 0 | 174 | 0 | 0 | 0 | 0 | 0 | 0 | 0 | 130 | 1220 | 1350 | 1000 | 70 | 1070 | 0 | 1 |  | 0 | 0 | 124 | 0 | 124 | 0 | 0 | 0 | 0 | 0 | 0 | 0 | 213.25 | 1099 | 1312.25 | 600 | 275 | 875 | 0 | 1 | 0 |  | 0 | 0 | 0 | 0 | 0 | 0 | 0 | 0 | 0 | 0 | 0 | 0 | 2 | 0 | 0 | 0 | 2 | 0 | 0 |  | 1 | 1 | 1 | 1 | 1 | 1 | 4 | 1 | 4 | 1 | 1 | 1
SCE Northern | Windhub | 500 | 0 | 0 | 0 | 0 | 0 | 0 | 0 | 0 | 0 | 0 | 0 | 0 | 878.5 | 200 | 1078.5 | 15 | 80 | 95 | 0 | 1 |  | 0 | 0 | 0 | 0 | 0 | 0 | 0 | 0 | 0 | 0 | 0 | 0 | 775 | 0 | 775 | 0 | 0 | 0 | 0 | 1 | 0 |  | 0 | 0 | 0 | 0 | 0 | 0 | 0 | 0 | 0 | 0 | 0 | 0 | 0 | 0 | 0 | 0 | 0 | 0 | 0 |  | 1 | 1 | 1 | 1 | 1 | 1 | 1 | 1 | 1 | 1 | 1 | 0
PG&E GBA | Windmaster | 230 | 0 | 0 | 0 | 0 | 0 | 0 | 0 | 0 | 0 | 0 | 0 | 0 | 0 | 0 | 0 | 0 | 0 | 0 | 0 | 0 |  | 0 | 0 | 0 | 0 | 0 | 0 | 0 | 0 | 0 | 0 | 0 | 0 | 0 | 0 | 0 | 0 | 0 | 0 | 0 | 0 | 0 |  | 0 | 0 | 0 | 0 | 0 | 0 | 0 | 0 | 0 | 0 | 0 | 0 | 0 | 0 | 0 | 0 | 0 | 0 | 0 |  | 1 | 1 | 1 | 1 | 1 | 1 | 1 | 1 | 1 | 1 | 1 | 0
PG&E NGBA | Windsor | 60 | 0 | 0 | 0 | 0 | 0 | 0 | 0 | 0 | 0 | 0 | 0 | 0 | 0 | 0 | 0 | 0 | 0 | 0 | 0 | 0 |  | 0 | 0 | 0 | 0 | 0 | 0 | 0 | 0 | 0 | 0 | 0 | 0 | 0 | 0 | 0 | 0 | 0 | 0 | 0 | 0 | 1 |  | 0 | 0 | 0 | 0 | 0 | 0 | 0 | 0 | 0 | 0 | 0 | 0 | 0 | 0 | 0 | 0 | 0 | 0 | 0 |  | 1 | 1 | 1 | 1 | 1 | 1 | 1 | 1 | 1 | 1 | 1 | 0
PG&E NGBA | Woodland | 115 | 0 | 0 | 0 | 0 | 0 | 0 | 0 | 0 | 0 | 0 | 0 | 0 | 0 | 12 | 12 | 0 | 0 | 0 | 0 | 1 |  | 0 | 0 | 0 | 0 | 0 | 0 | 0 | 0 | 0 | 0 | 0 | 1.5 | 0 | 12 | 12 | 0 | 0 | 0 | 0 | 1 | 0 |  | 0 | 0 | 0 | 0 | 0 | 0 | 0 | 0 | 0 | 0 | 0 | 2 | 0 | 0 | 0 | 0 | 0 | 0 | 0 |  | 1 | 1 | 1 | 1 | 1 | 4 | 1 | 1 | 1 | 1 | 1 | 1
PG&E FRESNO | Woodward | 115 | 0 | 0 | 0 | 0 | 0 | 0 | 0 | 0 | 0 | 0 | 0 | 0 | 0 | 0 | 0 | 0 | 0 | 0 | 0 | 0 |  | 0 | 0 | 0 | 0 | 0 | 0 | 0 | 0 | 0 | 0 | 0 | 0 | 0 | 0 | 0 | 0 | 0 | 0 | 0 | 0 | 1 |  | 0 | 0 | 0 | 0 | 0 | 0 | 0 | 0 | 0 | 0 | 0 | 0 | 0 | 0 | 0 | 0 | 0 | 0 | 0 |  | 1 | 1 | 1 | 1 | 1 | 1 | 1 | 1 | 1 | 1 | 1 | 0
PG&E NGBA | Wyandotte | 115 | 0 | 10 | 0 | 0 | 0 | 0 | 0 | 0 | 0 | 0 | 0 | 3.6 | 0 | 0 | 0 | 0 | 0 | 0 | 0 | 1 |  | 0 | 0 | 0 | 0 | 0 | 0 | 0 | 0 | 0 | 0 | 0 | 3.5 | 0 | 0 | 0 | 0 | 0 | 0 | 0 | 1 | 0 |  | 0 | 0 | 0 | 0 | 0 | 0 | 0 | 0 | 0 | 0 | 0 | 0 | 0 | 0 | 0 | 0 | 0 | 0 | 0 |  | 1 | 1 | 1 | 1 | 1 | 1 | 1 | 1 | 1 | 1 | 1 | 0

## Previous_TPP_BaseCase
The 24-25 TPP base case portfolio by substation. The 24-25 TPP base case uses the same IRP baseline, so no baseline adjustments are needed. With new transmission constraints, staff did need to convert the 24-25 TPP portfolio to the updated substation names.
|  |  | Updated Substation Names used in 25-26 TPP mapping |  | 2030 | [14 empty] | 2034 | [14 empty] | 2039
[5 empty] | Geothermal | Biomass | Wind | Wind | OOS Wind | OOS Wind | Offshore Wind | Offshore Wind | Distributed Solar | Solar | Solar | Battery_4hr | Battery_8hr | LDES | Has | Geothermal | Biomass | Wind | Wind | OOS Wind | OOS Wind | Offshore Wind | Offshore Wind | Distributed Solar | Solar | Solar | Battery_4hr | Battery_8hr | LDES | Has | Geothermal | Biomass | Wind | Wind | OOS Wind | OOS Wind | Offshore Wind | Offshore Wind | Distributed Solar | Solar | Solar | Battery_4hr | Battery_8hr | LDES | Has
Area | Substation | Voltage | Sub Name | Voltagge | FCDS | FCDS | FCDS | EODS | FCDS | EODS | FCDS | EODS | FCDS | FCDS | EODS | FCDS | FCDS | FCDS | Res | FCDS | FCDS | FCDS | EODS | FCDS | EODS | FCDS | EODS | FCDS | FCDS | EODS | FCDS | FCDS | FCDS | Res | FCDS | FCDS | FCDS | EODS | FCDS | EODS | FCDS | EODS | FCDS | FCDS | EODS | FCDS | FCDS | FCDS | Res
PG&E Kern Study Area | 7th Standard | 115 | 7th Standard | 115 | 0 | 0 | 0 | 0 | 0 | 0 | 0 | 0 | 2.5 | 0 | 0 | 0 | 0 | 0 | 1 | 0 | 0 | 0 | 0 | 0 | 0 | 0 | 0 | 2.5 | 0 | 0 | 0 | 0 | 0 | 1 | 0 | 0 | 0 | 0 | 0 | 0 | 0 | 0 | 2.5 | 0 | 0 | 0 | 0 | 0 | 1
SCE Metro Study Area | Alamitos | 230 | Alamitos | 230 | 0 | 0 | 0 | 0 | 0 | 0 | 0 | 0 | 0 | 0 | 0 | 0 | 0 | 0 | 0 | 0 | 0 | 0 | 0 | 0 | 0 | 0 | 0 | 0 | 0 | 0 | 0 | 0 | 0 | 0 | 0 | 0 | 0 | 0 | 0 | 0 | 0 | 0 | 0 | 0 | 0 | 0 | 0 | 0 | 0
SCE Eastern Study Area | Alberhill | 500 | Alberhill | 500 | 0 | 0 | 0 | 0 | 0 | 0 | 0 | 0 | 0 | 0 | 0 | 0 | 0 | 0 | 0 | 0 | 0 | 0 | 0 | 0 | 0 | 0 | 0 | 0 | 0 | 0 | 0 | 0 | 0 | 0 | 0 | 0 | 0 | 0 | 0 | 0 | 0 | 0 | 0 | 0 | 0 | 0 | 0 | 0 | 0
PG&E Kern Study Area | Alpaugh | 115 | Alpaugh | 115 | 0 | 0 | 0 | 0 | 0 | 0 | 0 | 0 | 6 | 0 | 0 | 10 | 0 | 0 | 1 | 0 | 0 | 0 | 0 | 0 | 0 | 0 | 0 | 6 | 0 | 0 | 10 | 0 | 0 | 1 | 0 | 0 | 0 | 0 | 0 | 0 | 0 | 0 | 6 | 0 | 0 | 10 | 0 | 0 | 1
SDG&E Study Area | Alpine | 69 | Alpine | 69 | 0 | 0 | 0 | 0 | 0 | 0 | 0 | 0 | 0 | 0 | 0 | 0 | 0 | 0 | 0 | 0 | 0 | 0 | 0 | 0 | 0 | 0 | 0 | 0 | 0 | 0 | 0 | 0 | 0 | 0 | 0 | 0 | 0 | 0 | 0 | 0 | 0 | 0 | 0 | 0 | 0 | 0 | 0 | 0 | 0
PG&E Greater Bay Study Area | Altamont Midway (Sandhill) | 230 | Altamont Midway (Sandhill) | 230 | 0 | 0 | 5 | 0 | 0 | 0 | 0 | 0 | 0 | 0 | 0 | 0 | 0 | 0 | 1 | 0 | 0 | 5 | 0 | 0 | 0 | 0 | 0 | 0 | 0 | 0 | 0 | 0 | 0 | 1 | 0 | 0 | 5 | 0 | 0 | 0 | 0 | 0 | 0 | 0 | 0 | 0 | 0 | 0 | 1
SCE Northern Area | Antelope | 500 | Antelope | 500 | 0 | 0 | 0 | 0 | 0 | 0 | 0 | 0 | 0 | 0 | 0 | 0 | 0 | 0 | 0 | 0 | 0 | 0 | 0 | 0 | 0 | 0 | 0 | 0 | 0 | 0 | 0 | 0 | 0 | 0 | 0 | 0 | 0 | 0 | 0 | 0 | 0 | 0 | 0 | 0 | 0 | 0 | 0 | 0 | 0
SCE Northern Area | Antelope | 230 | Antelope | 230 | 0 | 0 | 106 | 0 | 0 | 0 | 0 | 0 | 2 | 217 | 0 | 28 | 24 | 0 | 1 | 0 | 0 | 140 | 16 | 0 | 0 | 0 | 0 | 2 | 217 | 38 | 28 | 24 | 0 | 1 | 0 | 0 | 140 | 16 | 0 | 0 | 0 | 0 | 2 | 217 | 250 | 28 | 128.5 | 0 | 1
PG&E Kern Study Area | Arco | 230 | Arco | 230 | 0 | 0 | 0 | 0 | 0 | 0 | 0 | 0 | 6.99 | 0 | 200 | 21.6 | 0 | 0 | 1 | 0 | 0 | 0 | 0 | 0 | 0 | 0 | 0 | 6.99 | 85 | 315 | 170.4 | 0 | 0 | 1 | 0 | 0 | 0 | 0 | 0 | 0 | 0 | 0 | 6.99 | 135 | 515 | 170.4 | 100 | 0 | 1
SCE Metro Study Area | ArcoGen | 230 | ArcoGen | 230 | 0 | 0 | 0 | 0 | 0 | 0 | 0 | 0 | 0 | 0 | 0 | 0 | 0 | 0 | 0 | 0 | 0 | 0 | 0 | 0 | 0 | 0 | 0 | 0 | 0 | 0 | 0 | 0 | 0 | 0 | 0 | 0 | 0 | 0 | 0 | 0 | 0 | 0 | 0 | 0 | 0 | 0 | 0 | 0 | 0
SDG&E Study Area | Artesian | 230 | Artesian | 230 | 0 | 0 | 0 | 0 | 0 | 0 | 0 | 0 | 0 | 0 | 0 | 0 | 0 | 0 | 0 | 0 | 0 | 0 | 0 | 0 | 0 | 0 | 0 | 0 | 0 | 0 | 0 | 0 | 0 | 0 | 0 | 0 | 0 | 0 | 0 | 0 | 0 | 0 | 0 | 0 | 0 | 0 | 0 | 0 | 0
PG&E Fresno Study Area | Ashlan | 230 | Ashlan | 230 | 0 | 0 | 0 | 0 | 0 | 0 | 0 | 0 | 0 | 0 | 0 | 0 | 0 | 0 | 0 | 0 | 0 | 0 | 0 | 0 | 0 | 0 | 0 | 0 | 0 | 0 | 0 | 0 | 0 | 0 | 0 | 0 | 0 | 0 | 0 | 0 | 0 | 0 | 0 | 0 | 0 | 0 | 0 | 0 | 0
PG&E North of Greater Bay Study Area | Atlantic | 230 | Atlantic | 230 | 0 | 0 | 0 | 0 | 0 | 0 | 0 | 0 | 0 | 0 | 0 | 0 | 0 | 0 | 0 | 0 | 0 | 0 | 0 | 0 | 0 | 0 | 0 | 0 | 0 | 0 | 0 | 0 | 0 | 0 | 0 | 0 | 0 | 0 | 0 | 0 | 0 | 0 | 0 | 0 | 0 | 0 | 0 | 0 | 0
PG&E North of Greater Bay Study Area | Atlantic | 115 | Atlantic | 115 | 0 | 0 | 0 | 0 | 0 | 0 | 0 | 0 | 0 | 0 | 0 | 0 | 0 | 0 | 0 | 0 | 0 | 0 | 0 | 0 | 0 | 0 | 0 | 0 | 0 | 0 | 0 | 0 | 0 | 0 | 0 | 0 | 0 | 0 | 0 | 0 | 0 | 0 | 0 | 0 | 0 | 0 | 0 | 0 | 0
PG&E Greater Bay Study Area | Avena | 115 | Avena | 115 | 0 | 0 | 0 | 0 | 0 | 0 | 0 | 0 | 0 | 0 | 0 | 0 | 0 | 0 | 0 | 0 | 0 | 0 | 0 | 0 | 0 | 0 | 0 | 0 | 0 | 0 | 0 | 0 | 0 | 0 | 0 | 0 | 0 | 0 | 0 | 0 | 0 | 0 | 0 | 0 | 0 | 0 | 0 | 0 | 0
SDG&E Study Area | Avocado | 69 | Avocado | 69 | 0 | 0 | 0 | 0 | 0 | 0 | 0 | 0 | 0 | 0 | 0 | 0 | 0 | 0 | 0 | 0 | 0 | 0 | 0 | 0 | 0 | 0 | 0 | 0 | 0 | 0 | 29.6 | 0 | 0 | 1 | 0 | 0 | 0 | 0 | 0 | 0 | 0 | 0 | 0 | 0 | 0 | 29.6 | 0 | 0 | 1
PG&E North of Greater Bay Study Area | Bahia | 230 | Bahia | 230 | 0 | 0 | 0 | 0 | 0 | 0 | 0 | 0 | 0 | 0 | 0 | 0 | 0 | 0 | 0 | 0 | 0 | 0 | 0 | 0 | 0 | 0 | 0 | 0 | 0 | 0 | 0 | 0 | 0 | 0 | 0 | 0 | 0 | 0 | 0 | 0 | 0 | 0 | 0 | 0 | 0 | 0 | 0 | 0 | 0
SCE Northern Area | Bailey | 230 | Bailey | 230 | 0 | 0 | 0 | 0 | 0 | 0 | 0 | 0 | 0 | 0 | 0 | 0 | 0 | 0 | 0 | 0 | 0 | 0 | 0 | 0 | 0 | 0 | 0 | 0 | 0 | 0 | 0 | 0 | 0 | 0 | 0 | 0 | 0 | 0 | 0 | 0 | 0 | 0 | 0 | 0 | 0 | 0 | 0 | 0 | 0
PG&E Kern Study Area | Bakersfield | 230 | Bakersfield | 230 | 0 | 0 | 0 | 0 | 0 | 0 | 0 | 0 | 0 | 0 | 0 | 0 | 0 | 0 | 0 | 0 | 0 | 0 | 0 | 0 | 0 | 0 | 0 | 0 | 0 | 0 | 0 | 0 | 0 | 0 | 0 | 0 | 0 | 0 | 0 | 0 | 0 | 0 | 0 | 0 | 0 | 0 | 0 | 0 | 0
PG&E Fresno Study Area | Balch 2 | 230 | Balch | 230 | 0 | 3 | 0 | 0 | 0 | 0 | 0 | 0 | 0 | 0 | 0 | 0 | 0 | 0 | 1 | 0 | 3 | 0 | 0 | 0 | 0 | 0 | 0 | 0 | 0 | 0 | 0 | 0 | 0 | 1 | 0 | 3 | 0 | 0 | 0 | 0 | 0 | 0 | 0 | 0 | 0 | 0 | 0 | 0 | 1
SCE Metro Study Area | Barre | 230 | Barre | 230 | 0 | 0 | 0 | 0 | 0 | 0 | 0 | 0 | 23 | 0 | 0 | 10 | 0 | 0 | 1 | 0 | 0 | 0 | 0 | 0 | 0 | 0 | 0 | 23 | 0 | 0 | 10 | 0 | 0 | 1 | 0 | 0 | 0 | 0 | 0 | 0 | 0 | 0 | 23 | 0 | 0 | 10 | 0 | 0 | 1
SDG&E Study Area | Bay Boulevard | 230 | Bay Boulevard | 230 | 0 | 0 | 0 | 0 | 0 | 0 | 0 | 0 | 0 | 0 | 0 | 0 | 0 | 0 | 0 | 0 | 0 | 0 | 0 | 0 | 0 | 0 | 0 | 0 | 0 | 0 | 0 | 0 | 0 | 0 | 0 | 0 | 0 | 0 | 0 | 0 | 0 | 0 | 0 | 0 | 0 | 0 | 0 | 0 | 0
East of Pisgah Study Area | Beatty | 138 | Beatty | 138 | 450 | 0 | 0 | 0 | 0 | 0 | 0 | 0 | 0 | 0 | 0 | 0 | 0 | 0 | 1 | 500 | 0 | 0 | 0 | 0 | 0 | 0 | 0 | 0 | 0 | 0 | 0 | 0 | 0 | 1 | 500 | 0 | 0 | 0 | 0 | 0 | 0 | 0 | 0 | 0 | 0 | 0 | 0 | 0 | 1
PG&E Greater Bay Study Area | Belden | 230 | Belden | 230 | 0 | 0 | 0 | 0 | 0 | 0 | 0 | 0 | 0 | 0 | 0 | 0 | 0 | 0 | 0 | 0 | 0 | 0 | 0 | 0 | 0 | 0 | 0 | 0 | 0 | 0 | 0 | 0 | 0 | 0 | 0 | 0 | 0 | 0 | 0 | 0 | 0 | 0 | 0 | 0 | 0 | 0 | 0 | 0 | 0
PG&E North of Greater Bay Study Area | Bellevue | 115 | Bellevue | 115 | 0 | 0 | 0 | 0 | 0 | 0 | 0 | 0 | 0.96 | 0 | 0 | 0 | 0 | 0 | 1 | 0 | 0 | 0 | 0 | 0 | 0 | 0 | 0 | 0.96 | 0 | 0 | 0 | 0 | 0 | 1 | 0 | 0 | 0 | 0 | 0 | 0 | 0 | 0 | 0.96 | 0 | 0 | 0 | 0 | 0 | 1
PG&E North of Greater Bay Study Area | Bellota | 230 | Bellota | 230 | 0 | 0 | 0 | 0 | 0 | 0 | 0 | 0 | 0 | 0 | 0 | 0 | 0 | 0 | 0 | 0 | 0 | 0 | 0 | 0 | 0 | 0 | 0 | 0 | 0 | 0 | 0 | 0 | 0 | 0 | 0 | 0 | 0 | 0 | 0 | 0 | 0 | 0 | 0 | 0 | 0 | 0 | 0 | 0 | 0
PG&E North of Greater Bay Study Area | Bellota | 115 | Bellota | 115 | 0 | 1 | 0 | 0 | 0 | 0 | 0 | 0 | 0 | 0 | 0 | 0 | 0 | 0 | 1 | 0 | 1 | 0 | 0 | 0 | 0 | 0 | 0 | 0 | 0 | 0 | 0 | 0 | 0 | 1 | 0 | 1 | 0 | 0 | 0 | 0 | 0 | 0 | 0 | 0 | 0 | 0 | 0 | 0 | 1
SCE Northern Area | Big Creek | 230 | Big Creek | 230 | 0 | 0 | 0 | 0 | 0 | 0 | 0 | 0 | 0 | 0 | 0 | 0 | 0 | 0 | 0 | 0 | 0 | 0 | 0 | 0 | 0 | 0 | 0 | 0 | 0 | 0 | 0 | 0 | 0 | 0 | 0 | 0 | 0 | 0 | 0 | 0 | 0 | 0 | 0 | 0 | 0 | 0 | 0 | 0 | 0
PG&E North of Greater Bay Study Area | Birds Landing | 230 | Birds Landing | 230 | 0 | 0 | 100 | 110 | 0 | 0 | 0 | 0 | 0 | 0 | 0 | 0 | 0 | 0 | 1 | 0 | 0 | 100 | 110 | 0 | 0 | 0 | 0 | 0 | 0 | 0 | 0 | 38.4 | 0 | 1 | 0 | 0 | 100 | 110 | 0 | 0 | 0 | 0 | 0 | 50 | 140 | 0 | 98.4 | 0 | 1
SCE Eastern Study Area | BlytheSC 161 kV | 161 | Blythe | 161 | 0 | 0 | 0 | 0 | 0 | 0 | 0 | 0 | 0 | 0 | 0 | 0 | 0 | 0 | 0 | 0 | 0 | 0 | 0 | 0 | 0 | 0 | 0 | 0 | 0 | 0 | 0 | 0 | 0 | 0 | 0 | 0 | 0 | 0 | 0 | 0 | 0 | 0 | 0 | 0 | 0 | 0 | 0 | 0 | 0
PG&E North of Greater Bay Study Area | Bogue | 115 | Bogue | 115 | 0 | 0 | 0 | 0 | 0 | 0 | 0 | 0 | 0 | 0 | 0 | 0 | 0 | 0 | 0 | 0 | 0 | 0 | 0 | 0 | 0 | 0 | 0 | 0 | 0 | 0 | 0 | 0 | 0 | 0 | 0 | 0 | 0 | 0 | 0 | 0 | 0 | 0 | 0 | 0 | 0 | 0 | 0 | 0 | 0
East of Pisgah Study Area | Bond Tap | 138 | 0 | 0 | 0 | 0 | 0 | 0 | 0 | 0 | 0 | 0 | 0 | 0 | 0 | 0 | 0 | 0 | 0 | 0 | 0 | 0 | 0 | 0 | 0 | 0 | 0 | 0 | 0 | 0 | 0 | 0 | 0 | 0 | 0 | 0 | 0 | 0 | 0 | 0 | 0 | 0 | 0 | 0 | 0 | 0 | 0 | 0 | 0
PG&E Fresno Study Area | Borden | 230 | Borden | 230 | 0 | 0 | 0 | 0 | 0 | 0 | 0 | 0 | 0 | 0 | 0 | 0 | 0 | 0 | 0 | 0 | 0 | 0 | 0 | 0 | 0 | 0 | 0 | 4.5 | 0 | 0 | 0 | 0 | 0 | 1 | 0 | 0 | 0 | 0 | 0 | 0 | 0 | 0 | 4.5 | 80 | 60 | 0 | 36 | 0 | 1
PG&E North of Greater Bay Study Area | Bottle Rock | 230 | 0 | 0 | 0 | 0 | 0 | 0 | 0 | 0 | 0 | 0 | 0 | 0 | 0 | 0 | 0 | 0 | 0 | 0 | 0 | 0 | 0 | 0 | 0 | 0 | 0 | 0 | 0 | 0 | 0 | 0 | 0 | 0 | 0 | 0 | 0 | 0 | 0 | 0 | 0 | 0 | 0 | 0 | 0 | 0 | 0 | 0 | 0
PG&E Greater Bay Study Area | Brentwood | 230 | Brentwood | 230 | 0 | 1 | 0 | 0 | 0 | 0 | 0 | 0 | 5.99 | 0 | 0 | 0.8 | 0 | 0 | 1 | 0 | 1 | 0 | 0 | 0 | 0 | 0 | 0 | 5.99 | 0 | 0 | 0.8 | 0 | 0 | 1 | 0 | 1 | 0 | 0 | 0 | 0 | 0 | 0 | 5.99 | 0 | 0 | 0.8 | 0 | 0 | 1
PG&E North of Greater Bay Study Area | Brighton | 230 | Brighton | 230 | 0 | 0 | 0 | 0 | 0 | 0 | 0 | 0 | 0 | 0 | 0 | 0 | 0 | 0 | 0 | 0 | 0 | 0 | 0 | 0 | 0 | 0 | 0 | 0 | 0 | 0 | 0 | 0 | 0 | 0 | 0 | 0 | 0 | 0 | 0 | 0 | 0 | 0 | 0 | 0 | 0 | 0 | 0 | 0 | 0
PG&E North of Greater Bay Study Area | Brunswick | 115 | Brunswick | 115 | 0 | 7 | 0 | 0 | 0 | 0 | 0 | 0 | 0 | 0 | 0 | 0 | 0 | 0 | 1 | 0 | 7 | 0 | 0 | 0 | 0 | 0 | 0 | 0 | 0 | 0 | 0 | 0 | 0 | 1 | 0 | 7 | 0 | 0 | 0 | 0 | 0 | 0 | 0 | 0 | 0 | 0 | 0 | 0 | 1
PG&E Kern Study Area | Buena Vista PP | 230 | Buena Vista | 230 | 0 | 0 | 0 | 0 | 0 | 0 | 0 | 0 | 0 | 0 | 0 | 0 | 0 | 0 | 0 | 0 | 0 | 0 | 0 | 0 | 0 | 0 | 0 | 0 | 0 | 0 | 0 | 0 | 0 | 0 | 0 | 0 | 0 | 0 | 0 | 0 | 0 | 0 | 0 | 0 | 0 | 0 | 0 | 0 | 0
PG&E Kern Study Area | Cabrillo | 115 | Cabrillo | 115 | 0 | 0 | 0 | 0 | 0 | 0 | 0 | 0 | 0 | 0 | 0 | 0 | 0 | 0 | 0 | 0 | 0 | 0 | 0 | 0 | 0 | 0 | 0 | 0 | 0 | 0 | 0 | 0 | 0 | 0 | 0 | 0 | 0 | 0 | 0 | 0 | 0 | 0 | 0 | 0 | 0 | 0 | 0 | 0 | 0
PG&E Fresno Study Area | Cal Flats | 230 | Cal Flats | 230 | 0 | 0 | 0 | 0 | 0 | 0 | 0 | 0 | 0 | 0 | 0 | 0 | 0 | 0 | 0 | 0 | 0 | 0 | 0 | 0 | 0 | 0 | 0 | 0 | 0 | 0 | 0 | 0 | 0 | 0 | 0 | 0 | 0 | 0 | 0 | 0 | 0 | 0 | 0 | 0 | 0 | 0 | 0 | 0 | 0
PG&E Kern Study Area | Cal Water | 115 | 0 | 0 | 0 | 0 | 0 | 0 | 0 | 0 | 0 | 0 | 0 | 0 | 0 | 0 | 0 | 0 | 0 | 0 | 0 | 0 | 0 | 0 | 0 | 0 | 0 | 0 | 0 | 0 | 0 | 0 | 0 | 0 | 0 | 0 | 0 | 0 | 0 | 0 | 0 | 0 | 0 | 0 | 0 | 0 | 0 | 0 | 0
SCE North of Lugo Study Area | Calcite | 230 | Calcite | 230 | 0 | 0 | 0 | 0 | 0 | 0 | 0 | 0 | 0 | 0 | 0 | 0 | 0 | 0 | 0 | 0 | 0 | 0 | 0 | 0 | 0 | 0 | 0 | 0 | 150 | 250 | 200 | 0 | 0 | 1 | 0 | 0 | 0 | 0 | 0 | 0 | 0 | 0 | 0 | 150 | 250 | 200 | 0 | 0 | 1
PG&E Kern Study Area | Caliente | 230 | Caliente | 230 | 0 | 1 | 200 | 10 | 0 | 0 | 0 | 0 | 0 | 0 | 0 | 0 | 0 | 0 | 1 | 0 | 1 | 200 | 10 | 0 | 0 | 0 | 0 | 0 | 0 | 0 | 0 | 0 | 0 | 1 | 0 | 1 | 200 | 10 | 0 | 0 | 0 | 0 | 0 | 100 | 0 | 0 | 0 | 0 | 1
PG&E Kern Study Area | Callender SS | 115 | Callender | 115 | 0 | 0 | 0 | 0 | 0 | 0 | 0 | 0 | 0 | 0 | 0 | 0 | 0 | 0 | 0 | 0 | 0 | 0 | 0 | 0 | 0 | 0 | 0 | 0 | 0 | 0 | 0 | 0 | 0 | 0 | 0 | 0 | 0 | 0 | 0 | 0 | 0 | 0 | 0 | 0 | 0 | 0 | 0 | 0 | 0
PG&E North of Greater Bay Study Area | Calpella | 115 | Calpella | 115 | 0 | 0 | 0 | 0 | 0 | 0 | 0 | 0 | 4 | 0 | 0 | 0 | 0 | 0 | 1 | 0 | 0 | 0 | 0 | 0 | 0 | 0 | 0 | 4 | 0 | 0 | 0 | 0 | 0 | 1 | 0 | 0 | 0 | 0 | 0 | 0 | 0 | 0 | 4 | 0 | 0 | 0 | 0 | 0 | 1
PG&E Greater Bay Study Area | Camanche | 230 | Camanche | 230 | 0 | 0 | 0 | 0 | 0 | 0 | 0 | 0 | 0 | 0 | 0 | 0 | 0 | 0 | 0 | 0 | 0 | 0 | 0 | 0 | 0 | 0 | 0 | 0 | 0 | 0 | 0 | 0 | 0 | 0 | 0 | 0 | 0 | 0 | 0 | 0 | 0 | 0 | 0 | 0 | 0 | 0 | 0 | 0 | 0
PG&E Fresno Study Area | Cantua | 115 | Cantua | 115 | 0 | 0 | 0 | 0 | 0 | 0 | 0 | 0 | 0 | 0 | 0 | 0 | 0 | 0 | 0 | 0 | 0 | 0 | 0 | 0 | 0 | 0 | 0 | 0 | 0 | 0 | 0 | 0 | 0 | 0 | 0 | 0 | 0 | 0 | 0 | 0 | 0 | 0 | 0 | 0 | 0 | 0 | 0 | 0 | 0
SDG&E Study Area | Capistrano | 230 | Capistrano | 230 | 0 | 0 | 0 | 0 | 0 | 0 | 0 | 0 | 0 | 0 | 0 | 0 | 0 | 0 | 0 | 0 | 0 | 0 | 0 | 0 | 0 | 0 | 0 | 0 | 0 | 0 | 0 | 0 | 0 | 0 | 0 | 0 | 0 | 0 | 0 | 0 | 0 | 0 | 0 | 0 | 0 | 0 | 0 | 0 | 0
SDG&E Study Area | Capistrano | 138 | Capistrano | 138 | 0 | 0 | 0 | 0 | 0 | 0 | 0 | 0 | 0 | 0 | 0 | 250 | 0 | 0 | 1 | 0 | 0 | 0 | 0 | 0 | 0 | 0 | 0 | 0 | 0 | 0 | 250 | 0 | 0 | 1 | 0 | 0 | 0 | 0 | 0 | 0 | 0 | 0 | 0 | 0 | 0 | 250 | 0 | 0 | 1
PG&E North of Greater Bay Study Area | Carberry | 230 | Carberry | 230 | 0 | 9.6 | 0 | 0 | 0 | 0 | 0 | 0 | 0 | 0 | 0 | 0 | 0 | 0 | 1 | 0 | 9.6 | 0 | 0 | 0 | 0 | 0 | 0 | 0 | 0 | 0 | 0 | 0 | 0 | 1 | 0 | 9.6 | 0 | 0 | 0 | 0 | 0 | 0 | 0 | 0 | 0 | 0 | 0 | 0 | 1
PG&E North of Greater Bay Study Area | Caribou | 230 | Caribou | 230 | 0 | 11 | 0 | 0 | 0 | 0 | 0 | 0 | 0 | 0 | 0 | 0 | 0 | 0 | 1 | 0 | 11 | 0 | 0 | 0 | 0 | 0 | 0 | 0 | 0 | 0 | 0 | 0 | 0 | 1 | 0 | 11 | 0 | 0 | 0 | 0 | 0 | 0 | 0 | 0 | 0 | 0 | 0 | 0 | 1
PG&E North of Greater Bay Study Area | Carquinez | 115 | Carquinez | 115 | 0 | 0 | 0 | 0 | 0 | 0 | 0 | 0 | 0 | 0 | 0 | 0 | 0 | 0 | 0 | 0 | 0 | 0 | 0 | 0 | 0 | 0 | 0 | 0 | 0 | 0 | 0 | 0 | 0 | 0 | 0 | 0 | 0 | 0 | 0 | 0 | 0 | 0 | 0 | 0 | 0 | 0 | 0 | 0 | 0
PG&E Kern Study Area | Carrizo Plains | 115 | Carrizo Plains | 115 | 0 | 0 | 0 | 0 | 0 | 0 | 0 | 0 | 0 | 0 | 0 | 0 | 0 | 0 | 0 | 0 | 0 | 0 | 0 | 0 | 0 | 0 | 0 | 0 | 0 | 0 | 0 | 0 | 0 | 0 | 0 | 0 | 0 | 0 | 0 | 0 | 0 | 0 | 0 | 0 | 0 | 0 | 0 | 0 | 0
PG&E Greater Bay Study Area | Castro Valley | 230 | Castro Valley | 230 | 0 | 0 | 0 | 0 | 0 | 0 | 0 | 0 | 0 | 0 | 0 | 0 | 0 | 0 | 0 | 0 | 0 | 0 | 0 | 0 | 0 | 0 | 0 | 0 | 0 | 0 | 0 | 0 | 0 | 0 | 0 | 0 | 0 | 0 | 0 | 0 | 0 | 0 | 0 | 0 | 0 | 0 | 0 | 0 | 0
PG&E Greater Bay Study Area | Cayetano | 230 | Cayetano | 230 | 0 | 0 | 0 | 0 | 0 | 0 | 0 | 0 | 0 | 0 | 100 | 100 | 0 | 0 | 1 | 0 | 0 | 0 | 0 | 0 | 0 | 0 | 0 | 0 | 0 | 100 | 100 | 0 | 0 | 1 | 0 | 0 | 0 | 0 | 0 | 0 | 0 | 0 | 0 | 0 | 100 | 100 | 0 | 0 | 1
SCE Metro Study Area | Center | 230 | Center | 230 | 0 | 0 | 0 | 0 | 0 | 0 | 0 | 0 | 0 | 0 | 0 | 90 | 0 | 0 | 1 | 0 | 0 | 0 | 0 | 0 | 0 | 0 | 0 | 0 | 0 | 0 | 90 | 0 | 0 | 1 | 0 | 0 | 0 | 0 | 0 | 0 | 0 | 0 | 0 | 0 | 0 | 90 | 80 | 0 | 1
PG&E Kern Study Area | Charca | 115 | Charca | 115 | 0 | 0 | 0 | 0 | 0 | 0 | 0 | 0 | 4.66 | 0 | 0 | 0 | 0 | 0 | 1 | 0 | 0 | 0 | 0 | 0 | 0 | 0 | 0 | 4.66 | 0 | 0 | 0 | 0 | 0 | 1 | 0 | 0 | 0 | 0 | 0 | 0 | 0 | 0 | 4.66 | 0 | 0 | 0 | 0 | 0 | 1
East of Pisgah Study Area | Charleston | 138 | Charleston | 138 | 0 | 0 | 0 | 0 | 0 | 0 | 0 | 0 | 0 | 0 | 0 | 0 | 0 | 0 | 0 | 0 | 0 | 0 | 0 | 0 | 0 | 0 | 0 | 0 | 0 | 0 | 0 | 0 | 0 | 0 | 0 | 0 | 0 | 0 | 0 | 0 | 0 | 0 | 0 | 0 | 0 | 0 | 0 | 0 | 0
SCE Metro Study Area | Chevmain | 230 | Chevmain | 230 | 0 | 0 | 0 | 0 | 0 | 0 | 0 | 0 | 0 | 0 | 0 | 0 | 0 | 0 | 0 | 0 | 0 | 0 | 0 | 0 | 0 | 0 | 0 | 0 | 0 | 0 | 0 | 0 | 0 | 0 | 0 | 0 | 0 | 0 | 0 | 0 | 0 | 0 | 0 | 0 | 0 | 0 | 0 | 0 | 0
SDG&E Study Area | Chicarita | 138 | Chicarita | 138 | 0 | 0 | 0 | 0 | 0 | 0 | 0 | 0 | 0 | 0 | 0 | 0 | 0 | 0 | 0 | 0 | 0 | 0 | 0 | 0 | 0 | 0 | 0 | 0 | 0 | 0 | 0 | 0 | 0 | 0 | 0 | 0 | 0 | 0 | 0 | 0 | 0 | 0 | 0 | 0 | 0 | 0 | 0 | 0 | 0
SCE Metro Study Area | Chino | 230 | Chino | 230 | 0 | 0 | 0 | 0 | 0 | 0 | 0 | 0 | 0 | 0 | 0 | 0 | 0 | 0 | 0 | 0 | 0 | 0 | 0 | 0 | 0 | 0 | 0 | 0 | 0 | 0 | 0 | 0 | 0 | 0 | 0 | 0 | 0 | 0 | 0 | 0 | 0 | 0 | 0 | 0 | 0 | 0 | 0 | 0 | 0
PG&E Fresno Study Area | Chowchilla | 115 | Chowchilla | 115 | 0 | 0 | 0 | 0 | 0 | 0 | 0 | 0 | 0 | 0 | 0 | 0 | 0 | 0 | 0 | 0 | 0 | 0 | 0 | 0 | 0 | 0 | 0 | 7 | 0 | 0 | 0 | 0 | 0 | 1 | 0 | 0 | 0 | 0 | 0 | 0 | 0 | 0 | 7 | 0 | 0 | 0 | 0 | 0 | 1
PG&E Greater Bay Study Area | Christie | 115 | Christie | 115 | 0 | 0 | 0 | 0 | 0 | 0 | 0 | 0 | 0 | 0 | 0 | 0 | 0 | 0 | 0 | 0 | 0 | 0 | 0 | 0 | 0 | 0 | 0 | 0 | 0 | 0 | 0 | 0 | 0 | 0 | 0 | 0 | 0 | 0 | 0 | 0 | 0 | 0 | 0 | 0 | 0 | 0 | 0 | 0 | 0
SCE Eastern Study Area | Cielo Azul | 500 | Cielo Azul | 500 | 0 | 0 | 0 | 0 | 0 | 0 | 0 | 0 | 0 | 100 | 1400 | 400 | 150 | 0 | 1 | 0 | 0 | 0 | 0 | 0 | 0 | 0 | 0 | 0 | 100 | 1400 | 500 | 150 | 0 | 1 | 0 | 0 | 0 | 0 | 0 | 0 | 0 | 0 | 0 | 700 | 1900 | 500 | 450 | 0 | 1
PG&E North of Greater Bay Study Area | Cloverdale | 115 | Cloverdale | 115 | 32 | 0 | 0 | 0 | 0 | 0 | 0 | 0 | 0 | 0 | 0 | 0 | 0 | 0 | 1 | 32 | 0 | 0 | 0 | 0 | 0 | 0 | 0 | 0 | 0 | 0 | 0 | 0 | 0 | 1 | 32 | 0 | 0 | 0 | 0 | 0 | 0 | 0 | 0 | 0 | 0 | 0 | 0 | 0 | 1
PG&E Greater Bay Study Area | Coburn | 230 | Coburn | 230 | 0 | 4.82 | 0 | 0 | 0 | 0 | 0 | 0 | 0 | 0 | 0 | 0 | 0 | 0 | 1 | 0 | 4.82 | 100 | 0 | 0 | 0 | 0 | 0 | 0 | 0 | 0 | 0 | 0 | 0 | 1 | 0 | 4.82 | 100 | 0 | 0 | 0 | 0 | 0 | 0 | 0 | 0 | 0 | 0 | 0 | 1
PG&E North of Greater Bay Study Area | Colgate | 230 | Colgate | 230 | 0 | 5 | 0 | 0 | 0 | 0 | 0 | 0 | 0 | 0 | 0 | 0 | 0 | 0 | 1 | 0 | 5 | 0 | 0 | 0 | 0 | 0 | 0 | 0 | 0 | 0 | 0 | 0 | 0 | 1 | 0 | 5 | 0 | 0 | 0 | 0 | 0 | 0 | 0 | 0 | 0 | 0 | 0 | 0 | 1
PG&E Greater Bay Study Area | Collinsville | 500 | Collinsville | 500 | 0 | 0 | 0 | 0 | 0 | 0 | 0 | 0 | 0 | 0 | 0 | 0 | 0 | 0 | 0 | 0 | 0 | 0 | 0 | 0 | 0 | 0 | 0 | 0 | 0 | 0 | 0 | 0 | 0 | 0 | 0 | 0 | 0 | 0 | 0 | 0 | 0 | 0 | 0 | 0 | 0 | 0 | 0 | 0 | 0
PG&E Greater Bay Study Area | Collinsville | 230 | Collinsville | 230 | 0 | 0 | 0 | 0 | 0 | 0 | 0 | 0 | 0 | 0 | 0 | 0 | 0 | 0 | 0 | 0 | 0 | 0 | 0 | 0 | 0 | 0 | 0 | 0 | 0 | 0 | 0 | 0 | 0 | 0 | 0 | 0 | 0 | 0 | 0 | 0 | 0 | 0 | 0 | 0 | 0 | 0 | 0 | 0 | 0
SCE Eastern Study Area | Colorado River | 500 | Colorado River | 500 | 0 | 0 | 0 | 0 | 0 | 0 | 0 | 0 | 0 | 0 | 0 | 0 | 0 | 0 | 0 | 0 | 0 | 0 | 0 | 0 | 0 | 0 | 0 | 0 | 0 | 0 | 0 | 0 | 0 | 0 | 0 | 0 | 0 | 0 | 0 | 0 | 0 | 0 | 0 | 0 | 0 | 0 | 0 | 0 | 0
SCE Eastern Study Area | Colorado River | 230 | Colorado River | 230 | 0 | 0 | 0 | 0 | 0 | 0 | 0 | 0 | 0 | 300 | 395 | 204 | 0 | 0 | 1 | 0 | 0 | 0 | 0 | 0 | 0 | 0 | 0 | 0 | 300 | 395 | 204 | 0 | 0 | 1 | 0 | 0 | 0 | 0 | 0 | 0 | 0 | 0 | 0 | 500 | 895 | 204 | 200 | 0 | 1
PG&E Kern Study Area | Columbus | 115 | Columbus | 115 | 0 | 0 | 0 | 0 | 0 | 0 | 0 | 0 | 0 | 0 | 0 | 0 | 0 | 0 | 0 | 0 | 0 | 0 | 0 | 0 | 0 | 0 | 0 | 0 | 0 | 0 | 0 | 0 | 0 | 0 | 0 | 0 | 0 | 0 | 0 | 0 | 0 | 0 | 0 | 0 | 0 | 0 | 0 | 0 | 0
PG&E Greater Bay Study Area | Contra Costa PP | 230 | Contra Costa PP | 230 | 0 | 0 | 0 | 0 | 0 | 0 | 0 | 0 | 0 | 0 | 0 | 0 | 0 | 0 | 0 | 0 | 0 | 0 | 0 | 0 | 0 | 0 | 0 | 0 | 0 | 0 | 0 | 0 | 0 | 0 | 0 | 0 | 0 | 0 | 0 | 0 | 0 | 0 | 0 | 0 | 0 | 0 | 0 | 0 | 0
PG&E Greater Bay Study Area | Contra Costa | 230 | Contra Costa | 230 | 0 | 0 | 0 | 0 | 0 | 0 | 0 | 0 | 0.9375 | 0 | 0 | 0 | 0 | 0 | 1 | 0 | 0 | 0 | 0 | 0 | 0 | 0 | 0 | 0.9375 | 0 | 0 | 0 | 0 | 0 | 1 | 0 | 0 | 0 | 0 | 0 | 0 | 0 | 0 | 0.9375 | 0 | 0 | 0 | 0 | 0 | 1
SCE North of Lugo Study Area | Control | 115 | Control | 115 | 0 | 1.5 | 0 | 0 | 0 | 0 | 0 | 0 | 0 | 0 | 0 | 0 | 0 | 0 | 1 | 0 | 1.5 | 0 | 0 | 0 | 0 | 0 | 0 | 0 | 0 | 0 | 0 | 0 | 0 | 1 | 0 | 1.5 | 0 | 0 | 0 | 0 | 0 | 0 | 0 | 0 | 0 | 0 | 0 | 0 | 1
SCE North of Lugo Study Area | Coolwater | 230 | Coolwater | 230 | 0 | 0 | 0 | 0 | 0 | 0 | 0 | 0 | 0 | 0 | 0 | 0 | 0 | 0 | 0 | 0 | 0 | 0 | 0 | 0 | 0 | 0 | 0 | 0 | 0 | 0 | 0 | 0 | 0 | 0 | 0 | 0 | 0 | 0 | 0 | 0 | 0 | 0 | 0 | 0 | 0 | 0 | 0 | 0 | 0
SCE North of Lugo Study Area | Coolwater | 115 | Coolwater | 115 | 0 | 0 | 210 | 0 | 0 | 0 | 0 | 0 | 0 | 150 | 200 | 110 | 0 | 0 | 1 | 0 | 0 | 210 | 0 | 0 | 0 | 0 | 0 | 0 | 150 | 200 | 110 | 0 | 0 | 1 | 0 | 0 | 210 | 0 | 0 | 0 | 0 | 0 | 0 | 150 | 200 | 110 | 0 | 0 | 1
PG&E Fresno Study Area | Corcoran | 115 | Corcoran | 115 | 0 | 0 | 0 | 0 | 0 | 0 | 0 | 0 | 4 | 0 | 0 | 0 | 0 | 0 | 1 | 0 | 0 | 0 | 0 | 0 | 0 | 0 | 0 | 4 | 0 | 0 | 0 | 0 | 0 | 1 | 0 | 0 | 0 | 0 | 0 | 0 | 0 | 0 | 4 | 0 | 0 | 0 | 0 | 0 | 1
PG&E North of Greater Bay Study Area | Corona | 115 | Corona | 115 | 0 | 0 | 0 | 0 | 0 | 0 | 0 | 0 | 0 | 0 | 0 | 0 | 0 | 0 | 0 | 0 | 0 | 0 | 0 | 0 | 0 | 0 | 0 | 0 | 0 | 0 | 0 | 0 | 0 | 0 | 0 | 0 | 0 | 0 | 0 | 0 | 0 | 0 | 0 | 0 | 0 | 0 | 0 | 0 | 0
PG&E North of Greater Bay Study Area | Cortina | 230 | Cortina | 230 | 0 | 0 | 0 | 0 | 0 | 0 | 0 | 0 | 0 | 0 | 0 | 0 | 0 | 0 | 0 | 0 | 0 | 0 | 0 | 0 | 0 | 0 | 0 | 0 | 0 | 0 | 0 | 0 | 0 | 0 | 0 | 0 | 0 | 0 | 0 | 0 | 0 | 0 | 0 | 0 | 0 | 0 | 0 | 0 | 0
PG&E North of Greater Bay Study Area | Cortina | 115 | Cortina | 115 | 0 | 5 | 0 | 0 | 0 | 0 | 0 | 0 | 0 | 80 | 150 | 100 | 0 | 0 | 1 | 0 | 5 | 0 | 0 | 0 | 0 | 0 | 0 | 0 | 80 | 150 | 150 | 0 | 0 | 1 | 0 | 5 | 0 | 0 | 0 | 0 | 0 | 0 | 0 | 80 | 150 | 150 | 0 | 0 | 1
PG&E Greater Bay Study Area | Cottle | 230 | Cottle | 230 | 0 | 2 | 0 | 0 | 0 | 0 | 0 | 0 | 0 | 0 | 0 | 0 | 0 | 0 | 1 | 0 | 2 | 0 | 0 | 0 | 0 | 0 | 0 | 0 | 0 | 0 | 0 | 0 | 0 | 1 | 0 | 2 | 0 | 0 | 0 | 0 | 0 | 0 | 0 | 0 | 0 | 0 | 0 | 0 | 1
PG&E North of Greater Bay Study Area | Cottonwood | 230 | Cottonwood | 230 | 0 | 0 | 0 | 0 | 0 | 0 | 0 | 0 | 0 | 0 | 0 | 0 | 0 | 0 | 0 | 0 | 0 | 0 | 0 | 0 | 0 | 0 | 0 | 0 | 0 | 0 | 0 | 0 | 0 | 0 | 0 | 0 | 0 | 0 | 0 | 0 | 0 | 0 | 0 | 0 | 0 | 0 | 0 | 0 | 0
PG&E Greater Bay Study Area | Coyote | 230 | Coyote | 230 | 0 | 0 | 0 | 0 | 0 | 0 | 0 | 0 | 0 | 0 | 0 | 0 | 0 | 0 | 0 | 0 | 0 | 0 | 0 | 0 | 0 | 0 | 0 | 0 | 0 | 0 | 0 | 0 | 0 | 0 | 0 | 0 | 0 | 0 | 0 | 0 | 0 | 0 | 0 | 0 | 0 | 0 | 0 | 0 | 0
SDG&E Study Area | Creelman | 69 | Creelman | 69 | 0 | 0 | 0 | 0 | 0 | 0 | 0 | 0 | 0 | 0 | 0 | 0.47 | 0 | 0 | 1 | 0 | 0 | 0 | 0 | 0 | 0 | 0 | 0 | 0 | 0 | 0 | 0.47 | 0 | 0 | 1 | 0 | 0 | 0 | 0 | 0 | 0 | 0 | 0 | 0 | 0 | 0 | 0.47 | 0 | 0 | 1
PG&E Greater Bay Study Area | Crow Creek | 60 | Crow Creek | 60 | 0 | 0 | 0 | 0 | 0 | 0 | 0 | 0 | 0 | 0 | 0 | 0 | 0 | 0 | 0 | 0 | 0 | 0 | 0 | 0 | 0 | 0 | 0 | 0 | 0 | 0 | 0 | 0 | 0 | 0 | 0 | 0 | 0 | 0 | 0 | 0 | 0 | 0 | 0 | 0 | 0 | 0 | 0 | 0 | 0
PG&E Greater Bay Study Area | Curtis | 115 | Curtis | 115 | 0 | 5 | 0 | 0 | 0 | 0 | 0 | 0 | 0 | 0 | 0 | 0 | 0 | 0 | 1 | 0 | 5 | 0 | 0 | 0 | 0 | 0 | 0 | 0 | 0 | 0 | 0 | 0 | 0 | 1 | 0 | 5 | 0 | 0 | 0 | 0 | 0 | 0 | 0 | 0 | 0 | 0 | 0 | 0 | 1
PG&E Fresno Study Area | Dairyland | 115 | Dairyland | 115 | 0 | 0 | 0 | 0 | 0 | 0 | 0 | 0 | 0 | 0 | 0 | 0 | 0 | 0 | 0 | 0 | 0 | 0 | 0 | 0 | 0 | 0 | 0 | 5 | 0 | 0 | 0 | 0 | 0 | 1 | 0 | 0 | 0 | 0 | 0 | 0 | 0 | 0 | 5 | 0 | 0 | 0 | 0 | 0 | 1
PG&E North of Greater Bay Study Area | Davis | 115 | Davis | 115 | 0 | 0 | 0 | 0 | 0 | 0 | 0 | 0 | 0 | 0 | 0 | 0 | 0 | 0 | 0 | 0 | 0 | 0 | 0 | 0 | 0 | 0 | 0 | 0 | 0 | 0 | 0 | 0 | 0 | 0 | 0 | 0 | 0 | 0 | 0 | 0 | 0 | 0 | 0 | 10 | 85 | 0 | 40 | 0 | 1
SCE Metro Study Area | Del Amo | 230 | Del Amo | 230 | 0 | 0 | 0 | 0 | 0 | 0 | 0 | 0 | 0 | 0 | 0 | 0 | 0 | 0 | 0 | 0 | 0 | 0 | 0 | 0 | 0 | 0 | 0 | 0 | 0 | 0 | 0 | 0 | 0 | 0 | 0 | 0 | 0 | 0 | 0 | 0 | 0 | 0 | 0 | 0 | 0 | 0 | 0 | 0 | 0
SCE Eastern Study Area | Delaney | 500 | Delaney | 500 | 0 | 0 | 0 | 0 | 0 | 0 | 0 | 0 | 0 | 10 | 140 | 0 | 0 | 0 | 1 | 0 | 0 | 0 | 0 | 0 | 0 | 0 | 0 | 0 | 10 | 140 | 0 | 0 | 0 | 1 | 0 | 0 | 0 | 0 | 0 | 0 | 0 | 0 | 0 | 10 | 290 | 0 | 100 | 0 | 1
PG&E North of Greater Bay Study Area | Delevan | 230 | Delevan | 230 | 0 | 0 | 0 | 0 | 0 | 0 | 0 | 0 | 0 | 0 | 0 | 0 | 0 | 0 | 0 | 0 | 0 | 0 | 0 | 0 | 0 | 0 | 0 | 0 | 170 | 130 | 0 | 50 | 0 | 1 | 0 | 0 | 0 | 0 | 0 | 0 | 0 | 0 | 0 | 200 | 300 | 0 | 175 | 0 | 1
PG&E Greater Bay Study Area | Delta PP | 230 | Delta PP | 230 | 0 | 0 | 0 | 0 | 0 | 0 | 0 | 0 | 0 | 0 | 0 | 0 | 0 | 0 | 0 | 0 | 0 | 0 | 0 | 0 | 0 | 0 | 0 | 0 | 0 | 0 | 0 | 0 | 0 | 0 | 0 | 0 | 0 | 0 | 0 | 0 | 0 | 0 | 0 | 0 | 0 | 0 | 0 | 0 | 0
East of Pisgah Study Area | Desert View | 230 | Desert View | 230 | 0 | 0 | 0 | 0 | 0 | 0 | 0 | 0 | 0 | 0 | 0 | 0 | 0 | 0 | 0 | 0 | 0 | 0 | 0 | 0 | 0 | 0 | 0 | 0 | 0 | 0 | 0 | 0 | 0 | 0 | 0 | 0 | 0 | 0 | 0 | 0 | 0 | 0 | 0 | 0 | 190 | 79.1 | 0 | 0 | 1
SCE Eastern Study Area | Devers | 500 | Devers | 500 | 0 | 0 | 0 | 0 | 0 | 0 | 0 | 0 | 0 | 0 | 0 | 0 | 0 | 0 | 0 | 0 | 0 | 0 | 0 | 0 | 0 | 0 | 0 | 0 | 0 | 0 | 0 | 0 | 0 | 0 | 0 | 0 | 0 | 0 | 0 | 0 | 0 | 0 | 0 | 0 | 0 | 0 | 0 | 0 | 0
SCE Eastern Study Area | Devers | 230 | Devers | 230 | 0 | 0 | 224 | 100 | 0 | 0 | 0 | 0 | 0 | 0 | 0 | 0 | 120 | 0 | 1 | 0 | 0 | 224 | 100 | 0 | 0 | 0 | 0 | 0 | 300 | 100 | 0 | 120 | 0 | 1 | 0 | 0 | 224 | 100 | 0 | 0 | 0 | 0 | 0 | 300 | 100 | 0 | 120 | 0 | 1
PG&E Kern Study Area | Diablo | 500 | Diablo Canyon | 500 | 0 | 0 | 0 | 0 | 0 | 0 | 0 | 0 | 0 | 0 | 0 | 0 | 0 | 0 | 0 | 0 | 0 | 0 | 0 | 0 | 0 | 2924 | 0 | 0 | 0 | 0 | 0 | 0 | 0 | 1 | 0 | 0 | 0 | 0 | 0 | 0 | 2924 | 0 | 0 | 0 | 0 | 0 | 0 | 0 | 1
PG&E Kern Study Area | Diablo | 230 | Diablo Canyon | 230 | 0 | 0 | 0 | 0 | 0 | 0 | 0 | 0 | 0 | 0 | 0 | 0 | 0 | 0 | 0 | 0 | 0 | 0 | 0 | 0 | 0 | 0 | 0 | 0 | 0 | 0 | 0 | 0 | 0 | 0 | 0 | 0 | 0 | 0 | 0 | 0 | 0 | 0 | 0 | 0 | 0 | 0 | 0 | 0 | 0
PG&E Greater Bay Study Area | Dixon Landing | 115 | Dixon Landing | 115 | 0 | 0 | 0 | 0 | 0 | 0 | 0 | 0 | 2.3 | 0 | 0 | 0 | 0 | 0 | 1 | 0 | 0 | 0 | 0 | 0 | 0 | 0 | 0 | 2.3 | 0 | 0 | 0 | 0 | 0 | 1 | 0 | 0 | 0 | 0 | 0 | 0 | 0 | 0 | 2.3 | 0 | 0 | 0 | 0 | 0 | 1
PG&E Greater Bay Study Area | Donnells PH | 115 | 0 | 0 | 0 | 3 | 0 | 0 | 0 | 0 | 0 | 0 | 0 | 0 | 0 | 0 | 0 | 0 | 1 | 0 | 3 | 0 | 0 | 0 | 0 | 0 | 0 | 0 | 0 | 0 | 0 | 0 | 0 | 1 | 0 | 3 | 0 | 0 | 0 | 0 | 0 | 0 | 0 | 0 | 0 | 0 | 0 | 0 | 1
PG&E Fresno Study Area | Dos Amigos | 230 | Dos Amigos | 230 | 0 | 0 | 0 | 0 | 0 | 0 | 0 | 0 | 3 | 0 | 0 | 0 | 0 | 0 | 1 | 0 | 0 | 0 | 0 | 0 | 0 | 0 | 0 | 3 | 0 | 0 | 0 | 0 | 0 | 1 | 0 | 0 | 0 | 0 | 0 | 0 | 0 | 0 | 3 | 0 | 0 | 0 | 0 | 0 | 1
PG&E North of Greater Bay Study Area | Drum | 115 | Drum | 115 | 0 | 0 | 0 | 0 | 0 | 0 | 0 | 0 | 0 | 0 | 0 | 0 | 0 | 0 | 0 | 0 | 0 | 0 | 0 | 0 | 0 | 0 | 0 | 0 | 0 | 0 | 0 | 0 | 0 | 0 | 0 | 0 | 0 | 0 | 0 | 0 | 0 | 0 | 0 | 0 | 0 | 0 | 0 | 0 | 0
PG&E Greater Bay Study Area | Dumbarton | 115 | Dumbarton | 115 | 0 | 0 | 0 | 0 | 0 | 0 | 0 | 0 | 1 | 0 | 0 | 0 | 0 | 0 | 1 | 0 | 0 | 0 | 0 | 0 | 0 | 0 | 0 | 1 | 0 | 0 | 0 | 0 | 0 | 1 | 0 | 0 | 0 | 0 | 0 | 0 | 0 | 0 | 1 | 0 | 0 | 0 | 0 | 0 | 1
SCE Eastern Study Area | Eagle Mountain | 230 | Eagle Mountain | 230 | 0 | 0 | 0 | 0 | 0 | 0 | 0 | 0 | 0 | 0 | 0 | 0 | 0 | 0 | 0 | 0 | 0 | 0 | 0 | 0 | 0 | 0 | 0 | 0 | 0 | 0 | 0 | 0 | 0 | 0 | 0 | 0 | 0 | 0 | 0 | 0 | 0 | 0 | 0 | 0 | 0 | 0 | 0 | 0 | 0
PG&E North of Greater Bay Study Area | Eagle Rock (PGE) | 115 | Eagle Rock (PGE) | 115 | 32 | 2 | 104 | 27 | 0 | 0 | 0 | 0 | 0 | 0 | 0 | 0 | 0 | 0 | 1 | 32 | 2 | 104 | 27 | 0 | 0 | 0 | 0 | 0 | 0 | 0 | 0 | 0 | 0 | 1 | 32 | 2 | 104 | 27 | 0 | 0 | 0 | 0 | 0 | 0 | 0 | 0 | 0 | 0 | 1
SCE Metro Study Area | Eagle Rock (SCE) | 230 | Eagle Rock (SCE) | 230 | 0 | 0 | 0 | 0 | 0 | 0 | 0 | 0 | 0 | 0 | 0 | 0 | 0 | 0 | 0 | 0 | 0 | 0 | 0 | 0 | 0 | 0 | 0 | 0 | 0 | 0 | 0 | 0 | 0 | 0 | 0 | 0 | 0 | 0 | 0 | 0 | 0 | 0 | 0 | 0 | 0 | 0 | 0 | 0 | 0
PG&E North of Greater Bay Study Area | East Nicolaus | 115 | East Nicolaus | 115 | 0 | 0 | 0 | 0 | 0 | 0 | 0 | 0 | 0 | 0 | 0 | 0 | 0 | 0 | 0 | 0 | 0 | 0 | 0 | 0 | 0 | 0 | 0 | 0 | 0 | 0 | 0 | 0 | 0 | 0 | 0 | 0 | 0 | 0 | 0 | 0 | 0 | 0 | 0 | 0 | 0 | 0 | 0 | 0 | 0
PG&E Greater Bay Study Area | East Shore | 230 | Eastshore | 230 | 0 | 0 | 0 | 0 | 0 | 0 | 0 | 0 | 0 | 0 | 0 | 0 | 0 | 0 | 0 | 0 | 0 | 0 | 0 | 0 | 0 | 0 | 0 | 0 | 0 | 0 | 0 | 0 | 0 | 0 | 0 | 0 | 0 | 0 | 0 | 0 | 0 | 0 | 0 | 0 | 0 | 0 | 0 | 0 | 0
PG&E Greater Bay Study Area | East Shore | 115 | Eastshore | 115 | 0 | 0 | 0 | 0 | 0 | 0 | 0 | 0 | 0 | 0 | 0 | 0 | 0 | 0 | 0 | 0 | 0 | 0 | 0 | 0 | 0 | 0 | 0 | 0 | 0 | 0 | 0 | 0 | 0 | 0 | 0 | 0 | 0 | 0 | 0 | 0 | 0 | 0 | 0 | 0 | 0 | 0 | 0 | 0 | 0
SDG&E Study Area | ECO | 500 | ECO | 500 | 0 | 0 | 0 | 0 | 0 | 0 | 0 | 0 | 0 | 0 | 0 | 0 | 0 | 0 | 0 | 0 | 0 | 500 | 0 | 0 | 0 | 0 | 0 | 0 | 0 | 0 | 0 | 0 | 0 | 1 | 0 | 0 | 500 | 0 | 0 | 0 | 0 | 0 | 0 | 0 | 0 | 0 | 0 | 0 | 1
SDG&E Study Area | ECO | 230 | ECO | 230 | 0 | 0 | 415 | 185 | 0 | 0 | 0 | 0 | 0 | 0 | 0 | 0 | 0 | 0 | 1 | 0 | 0 | 415 | 185 | 0 | 0 | 0 | 0 | 0 | 0 | 0 | 0 | 0 | 0 | 1 | 0 | 0 | 415 | 185 | 0 | 0 | 0 | 0 | 0 | 0 | 0 | 0 | 0 | 0 | 1
SDG&E Study Area | ECO | 138 | ECO | 138 | 0 | 0 | 60 | 4 | 0 | 0 | 0 | 0 | 0 | 0 | 182 | 117.15 | 0 | 0 | 1 | 0 | 0 | 60 | 4 | 0 | 0 | 0 | 0 | 0 | 0 | 182 | 117.15 | 0 | 0 | 1 | 0 | 0 | 60 | 4 | 0 | 0 | 0 | 0 | 0 | 0 | 182 | 117.15 | 0 | 0 | 1
PG&E Greater Bay Study Area | Edes | 115 | Edes | 115 | 0 | 0 | 0 | 0 | 0 | 0 | 0 | 0 | 0 | 0 | 0 | 0 | 0 | 0 | 0 | 0 | 0 | 0 | 0 | 0 | 0 | 0 | 0 | 0 | 0 | 0 | 0 | 0 | 0 | 0 | 0 | 0 | 0 | 0 | 0 | 0 | 0 | 0 | 0 | 0 | 0 | 0 | 0 | 0 | 0
PG&E Greater Bay Study Area | Eight Mile | 230 | Eight Mile | 230 | 0 | 0 | 0 | 0 | 0 | 0 | 0 | 0 | 0 | 0 | 0 | 0 | 0 | 0 | 0 | 0 | 0 | 0 | 0 | 0 | 0 | 0 | 0 | 0 | 0 | 0 | 0 | 0 | 0 | 0 | 0 | 0 | 0 | 0 | 0 | 0 | 0 | 0 | 0 | 0 | 0 | 0 | 0 | 0 | 0
SDG&E Study Area | El Cajon | 69 | El Cajon | 69 | 0 | 0 | 0 | 0 | 0 | 0 | 0 | 0 | 0 | 0 | 0 | 50 | 0 | 0 | 1 | 0 | 0 | 0 | 0 | 0 | 0 | 0 | 0 | 0 | 0 | 0 | 50 | 0 | 0 | 1 | 0 | 0 | 0 | 0 | 0 | 0 | 0 | 0 | 0 | 0 | 0 | 50 | 0 | 0 | 1
SCE Eastern Study Area | El Casco | 230 | El Casco | 230 | 0 | 0 | 0 | 0 | 0 | 0 | 0 | 0 | 0 | 0 | 0 | 65 | 0 | 0 | 1 | 0 | 0 | 0 | 0 | 0 | 0 | 0 | 0 | 0 | 0 | 0 | 65 | 0 | 0 | 1 | 0 | 0 | 0 | 0 | 0 | 0 | 0 | 0 | 0 | 0 | 0 | 65 | 0 | 0 | 1
PG&E Fresno Study Area | El Nido (PGE) | 115 | El Nido (PGE) | 115 | 0 | 0 | 0 | 0 | 0 | 0 | 0 | 0 | 3 | 0 | 0 | 0 | 0 | 0 | 1 | 0 | 0 | 0 | 0 | 0 | 0 | 0 | 0 | 3 | 0 | 0 | 0 | 0 | 0 | 1 | 0 | 0 | 0 | 0 | 0 | 0 | 0 | 0 | 3 | 0 | 0 | 0 | 0 | 0 | 1
SCE Metro Study Area | El Nido (SCE) | 230 | El Nido (SCE) | 230 | 0 | 0 | 0 | 0 | 0 | 0 | 0 | 0 | 0 | 0 | 0 | 0 | 13 | 0 | 1 | 0 | 0 | 0 | 0 | 0 | 0 | 0 | 0 | 0 | 0 | 0 | 0 | 13 | 0 | 1 | 0 | 0 | 0 | 0 | 0 | 0 | 0 | 0 | 0 | 0 | 0 | 0 | 13 | 0 | 1
PG&E Greater Bay Study Area | El Patio | 115 | El Patio | 115 | 0 | 0 | 0 | 0 | 0 | 0 | 0 | 0 | 0 | 0 | 0 | 0 | 0 | 0 | 0 | 0 | 0 | 0 | 0 | 0 | 0 | 0 | 0 | 0 | 0 | 0 | 0 | 0 | 0 | 0 | 0 | 0 | 0 | 0 | 0 | 0 | 0 | 0 | 0 | 0 | 0 | 0 | 0 | 0 | 0
SCE Metro Study Area | El Segundo | 230 | El Segundo | 230 | 0 | 0 | 0 | 0 | 0 | 0 | 0 | 0 | 0 | 0 | 0 | 0 | 0 | 0 | 0 | 0 | 0 | 0 | 0 | 0 | 0 | 0 | 0 | 0 | 0 | 0 | 0 | 0 | 0 | 0 | 0 | 0 | 0 | 0 | 0 | 0 | 0 | 0 | 0 | 0 | 0 | 0 | 0 | 0 | 0
East of Pisgah Study Area | Eldorado | 500 | Eldorado | 500 | 240 | 0 | 0 | 0 | 2100 | 0 | 0 | 0 | 0 | 0 | 0 | 0 | 0 | 0 | 1 | 299 | 0 | 0 | 0 | 2904.8 | 0 | 0 | 0 | 0 | 0 | 0 | 0 | 0 | 0 | 1 | 299 | 0 | 0 | 0 | 3000 | 0 | 0 | 0 | 0 | 0 | 0 | 0 | 0 | 0 | 1
East of Pisgah Study Area | Eldorado | 230 | Eldorado | 230 | 26 | 0 | 0 | 0 | 0 | 0 | 0 | 0 | 0 | 0 | 300 | 279 | 0 | 0 | 1 | 76 | 0 | 0 | 0 | 0 | 0 | 0 | 0 | 0 | 0 | 300 | 279 | 0 | 0 | 1 | 76 | 0 | 0 | 0 | 0 | 0 | 0 | 0 | 0 | 0 | 300 | 279 | 250 | 0 | 1
PG&E Kern Study Area | Elk Hills | 230 | Elk Hills | 230 | 0 | 0 | 0 | 0 | 0 | 0 | 0 | 0 | 5.25 | 0 | 0 | 0 | 0 | 0 | 1 | 0 | 0 | 0 | 0 | 0 | 0 | 0 | 0 | 5.25 | 0 | 0 | 0 | 0 | 0 | 1 | 0 | 0 | 0 | 0 | 0 | 0 | 0 | 0 | 5.25 | 0 | 0 | 0 | 0 | 0 | 1
SDG&E Study Area | Elliot | 69 | Elliot | 69 | 0 | 0 | 0 | 0 | 0 | 0 | 0 | 0 | 0 | 0 | 0 | 9.75 | 0 | 0 | 1 | 0 | 0 | 0 | 0 | 0 | 0 | 0 | 0 | 0 | 0 | 0 | 9.75 | 0 | 0 | 1 | 0 | 0 | 0 | 0 | 0 | 0 | 0 | 0 | 0 | 0 | 0 | 9.75 | 0 | 0 | 1
SCE Metro Study Area | Ellis | 230 | Ellis | 230 | 0 | 0 | 0 | 0 | 0 | 0 | 0 | 0 | 0 | 0 | 0 | 0 | 0 | 0 | 0 | 0 | 0 | 0 | 0 | 0 | 0 | 0 | 0 | 0 | 0 | 0 | 0 | 0 | 0 | 0 | 0 | 0 | 0 | 0 | 0 | 0 | 0 | 0 | 0 | 0 | 0 | 0 | 0 | 0 | 0
SDG&E Study Area | Encina | 230 | Encina | 230 | 0 | 0 | 0 | 0 | 0 | 0 | 0 | 0 | 0 | 0 | 0 | 0 | 0 | 0 | 0 | 0 | 0 | 0 | 0 | 0 | 0 | 0 | 0 | 0 | 0 | 0 | 0 | 0 | 0 | 0 | 0 | 0 | 0 | 0 | 0 | 0 | 0 | 0 | 0 | 0 | 0 | 0 | 0 | 0 | 0
SDG&E Study Area | Escondido | 230 | Escondido | 230 | 0 | 0 | 0 | 0 | 0 | 0 | 0 | 0 | 0 | 0 | 0 | 0 | 0 | 0 | 0 | 0 | 0 | 0 | 0 | 0 | 0 | 0 | 0 | 0 | 0 | 0 | 0 | 0 | 0 | 0 | 0 | 0 | 0 | 0 | 0 | 0 | 0 | 0 | 0 | 0 | 0 | 0 | 92 | 0 | 1
SCE Eastern Study Area | Etiwanda | 230 | Etiwanda | 230 | 0 | 0 | 0 | 0 | 0 | 0 | 0 | 0 | 0 | 0 | 0 | 100 | 0 | 0 | 1 | 0 | 0 | 0 | 0 | 0 | 0 | 0 | 0 | 0 | 0 | 0 | 100 | 0 | 0 | 1 | 0 | 0 | 0 | 0 | 0 | 0 | 0 | 0 | 0 | 0 | 0 | 100 | 0 | 0 | 1
PG&E Greater Bay Study Area | Evergreen | 115 | Evergreen | 115 | 0 | 0 | 0 | 0 | 0 | 0 | 0 | 0 | 0 | 0 | 0 | 0 | 0 | 0 | 0 | 0 | 0 | 0 | 0 | 0 | 0 | 0 | 0 | 0 | 0 | 0 | 0 | 0 | 0 | 0 | 0 | 0 | 0 | 0 | 0 | 0 | 0 | 0 | 0 | 0 | 0 | 0 | 0 | 0 | 0
PG&E Fresno Study Area | Excelsior | 115 | Excelsior | 115 | 0 | 0 | 0 | 0 | 0 | 0 | 0 | 0 | 0 | 0 | 0 | 0 | 0 | 0 | 0 | 0 | 0 | 0 | 0 | 0 | 0 | 0 | 0 | 0 | 0 | 0 | 0 | 0 | 0 | 0 | 0 | 0 | 0 | 0 | 0 | 0 | 0 | 0 | 0 | 0 | 0 | 0 | 0 | 0 | 0
PG&E Fresno Study Area | Exchequer | 115 | Exchequer | 115 | 0 | 5.2 | 0 | 0 | 0 | 0 | 0 | 0 | 0 | 0 | 0 | 0 | 0 | 0 | 1 | 0 | 5.2 | 0 | 0 | 0 | 0 | 0 | 0 | 0 | 0 | 0 | 0 | 0 | 0 | 1 | 0 | 5.2 | 0 | 0 | 0 | 0 | 0 | 0 | 0 | 0 | 0 | 0 | 0 | 0 | 1
PG&E Kern Study Area | Fairway | 115 | Fairway | 115 | 0 | 0 | 0 | 0 | 0 | 0 | 0 | 0 | 0 | 0 | 0 | 0 | 0 | 0 | 0 | 0 | 0 | 0 | 0 | 0 | 0 | 0 | 0 | 0 | 0 | 0 | 0 | 0 | 0 | 0 | 0 | 0 | 0 | 0 | 0 | 0 | 0 | 0 | 0 | 0 | 0 | 0 | 0 | 0 | 0
PG&E Kern Study Area | Famoso | 115 | Famoso | 115 | 0 | 0 | 0 | 0 | 0 | 0 | 0 | 0 | 5 | 0 | 0 | 0 | 0 | 0 | 1 | 0 | 0 | 0 | 0 | 0 | 0 | 0 | 0 | 5 | 0 | 0 | 0 | 0 | 0 | 1 | 0 | 0 | 0 | 0 | 0 | 0 | 0 | 0 | 5 | 0 | 0 | 0 | 0 | 0 | 1
PG&E Greater Bay Study Area | Fibreboard (SPI Sonora) | 115 | Fibreboard (SPI Sonora) | 115 | 0 | 0 | 0 | 0 | 0 | 0 | 0 | 0 | 0 | 0 | 0 | 0 | 0 | 0 | 0 | 0 | 0 | 0 | 0 | 0 | 0 | 0 | 0 | 0 | 0 | 0 | 0 | 0 | 0 | 0 | 0 | 0 | 0 | 0 | 0 | 0 | 0 | 0 | 0 | 0 | 0 | 0 | 0 | 0 | 0
PG&E Fresno Study Area | Figarden | 230 | Figarden | 230 | 0 | 0 | 0 | 0 | 0 | 0 | 0 | 0 | 0 | 0 | 0 | 0 | 0 | 0 | 0 | 0 | 0 | 0 | 0 | 0 | 0 | 0 | 0 | 0 | 0 | 0 | 0 | 0 | 0 | 0 | 0 | 0 | 0 | 0 | 0 | 0 | 0 | 0 | 0 | 0 | 0 | 0 | 0 | 0 | 0
PG&E Fresno Study Area | Fink (Proposed) | 230 | Fink | 230 | 0 | 0 | 0 | 0 | 0 | 0 | 0 | 0 | 0 | 170 | 0 | 157 | 30 | 0 | 1 | 0 | 0 | 0 | 0 | 0 | 0 | 0 | 0 | 0 | 170 | 0 | 157 | 30 | 0 | 1 | 0 | 0 | 0 | 0 | 0 | 0 | 0 | 0 | 0 | 170 | 0 | 157 | 30 | 0 | 1
PG&E Greater Bay Study Area | FMC | 115 | FMC | 115 | 0 | 0 | 0 | 0 | 0 | 0 | 0 | 0 | 0 | 0 | 0 | 0 | 0 | 0 | 0 | 0 | 0 | 0 | 0 | 0 | 0 | 0 | 0 | 0 | 0 | 0 | 0 | 0 | 0 | 0 | 0 | 0 | 0 | 0 | 0 | 0 | 0 | 0 | 0 | 0 | 0 | 0 | 0 | 0 | 0
PG&E Greater Bay Study Area | Frogtown | 115 | Frogtown | 115 | 0 | 0 | 0 | 0 | 0 | 0 | 0 | 0 | 0 | 0 | 0 | 0 | 0 | 0 | 0 | 0 | 0 | 0 | 0 | 0 | 0 | 0 | 0 | 0 | 0 | 0 | 0 | 0 | 0 | 0 | 0 | 0 | 0 | 0 | 0 | 0 | 0 | 0 | 0 | 0 | 0 | 0 | 0 | 0 | 0
PG&E North of Greater Bay Study Area | Fulton | 230 | Fulton | 230 | 0 | 0 | 0 | 0 | 0 | 0 | 0 | 0 | 0 | 0 | 0 | 38 | 0 | 0 | 1 | 17 | 0 | 0 | 0 | 0 | 0 | 0 | 0 | 0 | 0 | 0 | 38 | 0 | 0 | 1 | 17 | 0 | 0 | 0 | 0 | 0 | 0 | 0 | 0 | 0 | 0 | 38 | 0 | 0 | 1
PG&E North of Greater Bay Study Area | Fulton | 115 | Fulton | 115 | 0 | 2 | 0 | 0 | 0 | 0 | 0 | 0 | 0 | 0 | 0 | 0 | 0 | 0 | 1 | 0 | 2 | 0 | 0 | 0 | 0 | 0 | 0 | 0 | 0 | 0 | 0 | 0 | 0 | 1 | 0 | 2 | 0 | 0 | 0 | 0 | 0 | 0 | 0 | 0 | 0 | 0 | 0 | 0 | 1
East of Pisgah Study Area | Carpenter Canyon (fka Gamebird) | 230 | Carpenter Canyon (fka Gamebird) | 230 | 0 | 0 | 0 | 0 | 0 | 0 | 0 | 0 | 0 | 210 | 0 | 0 | 0 | 0 | 1 | 0 | 0 | 0 | 0 | 0 | 0 | 0 | 0 | 0 | 210 | 0 | 200 | 0 | 0 | 1 | 0 | 0 | 0 | 0 | 0 | 0 | 0 | 0 | 0 | 210 | 150 | 200 | 40.5 | 0 | 1
East of Pisgah Study Area | Carpenter Canyon (fka Gamebird) | 138 | Carpenter Canyon (fka Gamebird) | 138 | 0 | 0 | 0 | 0 | 0 | 0 | 0 | 0 | 0 | 0 | 0 | 0 | 0 | 0 | 0 | 0 | 0 | 0 | 0 | 0 | 0 | 0 | 0 | 0 | 0 | 0 | 0 | 0 | 0 | 0 | 0 | 0 | 0 | 0 | 0 | 0 | 0 | 0 | 0 | 0 | 0 | 0 | 0 | 0 | 0
PG&E Kern Study Area | Ganso | 115 | Ganso | 115 | 0 | 1 | 0 | 0 | 0 | 0 | 0 | 0 | 1.5 | 0 | 0 | 0 | 0 | 0 | 1 | 0 | 1 | 0 | 0 | 0 | 0 | 0 | 0 | 1.5 | 0 | 0 | 0 | 0 | 0 | 1 | 0 | 1 | 0 | 0 | 0 | 0 | 0 | 0 | 1.5 | 0 | 0 | 0 | 0 | 0 | 1
PG&E Fresno Study Area | Gates | 500 | Gates | 500 | 0 | 0 | 0 | 0 | 0 | 0 | 0 | 0 | 0 | 0 | 0 | 0 | 0 | 0 | 0 | 0 | 0 | 0 | 0 | 0 | 0 | 0 | 0 | 0 | 0 | 0 | 0 | 0 | 0 | 0 | 0 | 0 | 0 | 0 | 0 | 0 | 0 | 0 | 0 | 0 | 0 | 0 | 0 | 0 | 0
PG&E Fresno Study Area | Gates | 230 | Gates | 230 | 0 | 0 | 0 | 0 | 0 | 0 | 0 | 0 | 4.59 | 781.5 | 143.5 | 763.131 | 0 | 0 | 1 | 0 | 0 | 0 | 0 | 0 | 0 | 0 | 0 | 4.59 | 1026.5 | 143.5 | 763.131 | 0 | 0 | 1 | 0 | 0 | 0 | 0 | 0 | 0 | 0 | 0 | 4.59 | 1026.5 | 618.5 | 763.131 | 232 | 0 | 1
PG&E Fresno Study Area | New Sub - Gates - Midway (Proposed) | 230 | New Sub - Gates - Midway (Proposed) | 230 | 0 | 0 | 0 | 0 | 0 | 0 | 0 | 0 | 0 | 0 | 0 | 0 | 0 | 0 | 0 | 0 | 0 | 0 | 0 | 0 | 0 | 0 | 0 | 0 | 0 | 0 | 0 | 0 | 0 | 0 | 0 | 0 | 0 | 0 | 0 | 0 | 0 | 0 | 0 | 50 | 700 | 0 | 475 | 0 | 1
PG&E Kern Study Area | New Sub - Gates - Templeton (Proposed) | 230 | New Sub - Gates - Templeton (Proposed) | 230 | 0 | 0 | 0 | 0 | 0 | 0 | 0 | 0 | 0 | 0 | 0 | 0 | 0 | 0 | 0 | 0 | 0 | 0 | 0 | 0 | 0 | 0 | 0 | 0 | 0 | 0 | 0 | 0 | 0 | 0 | 0 | 0 | 0 | 0 | 0 | 0 | 0 | 0 | 0 | 0 | 0 | 0 | 0 | 0 | 0
PG&E North of Greater Bay Study Area | Geysers 12 | 230 | Geysers 12 | 230 | 13 | 0 | 0 | 0 | 0 | 0 | 0 | 0 | 0 | 0 | 0 | 0 | 0 | 0 | 1 | 63 | 0 | 0 | 0 | 0 | 0 | 0 | 0 | 0 | 0 | 0 | 0 | 0 | 0 | 1 | 63 | 0 | 0 | 0 | 0 | 0 | 0 | 0 | 0 | 0 | 0 | 0 | 0 | 0 | 1
PG&E North of Greater Bay Study Area | Geysers 17 | 230 | Geysers 17 | 230 | 0 | 0 | 0 | 0 | 0 | 0 | 0 | 0 | 0 | 0 | 0 | 0 | 0 | 0 | 0 | 0 | 0 | 0 | 0 | 0 | 0 | 0 | 0 | 0 | 0 | 0 | 0 | 0 | 0 | 0 | 0 | 0 | 0 | 0 | 0 | 0 | 0 | 0 | 0 | 0 | 0 | 0 | 0 | 0 | 0
PG&E North of Greater Bay Study Area | Geysers 5&6 | 115 | 0 | 0 | 0 | 0 | 0 | 0 | 0 | 0 | 0 | 0 | 0 | 0 | 0 | 0 | 0 | 0 | 0 | 0 | 0 | 0 | 0 | 0 | 0 | 0 | 0 | 0 | 0 | 0 | 0 | 0 | 0 | 0 | 0 | 0 | 0 | 0 | 0 | 0 | 0 | 0 | 0 | 0 | 0 | 0 | 0 | 0 | 0
PG&E North of Greater Bay Study Area | Geysers 9&10 Sonoma | 230 | 0 | 0 | 0 | 0 | 0 | 0 | 0 | 0 | 0 | 0 | 0 | 0 | 0 | 0 | 0 | 0 | 0 | 0 | 0 | 0 | 0 | 0 | 0 | 0 | 0 | 0 | 0 | 0 | 0 | 0 | 0 | 0 | 0 | 0 | 0 | 0 | 0 | 0 | 0 | 0 | 0 | 0 | 0 | 0 | 0 | 0 | 0
PG&E Fresno Study Area | Giffen | 70 | 0 | 0 | 0 | 0 | 0 | 0 | 0 | 0 | 0 | 0 | 0 | 0 | 0 | 0 | 0 | 0 | 0 | 0 | 0 | 0 | 0 | 0 | 0 | 0 | 0 | 0 | 0 | 0 | 0 | 0 | 0 | 0 | 0 | 0 | 0 | 0 | 0 | 0 | 0 | 0 | 0 | 0 | 0 | 0 | 0 | 0 | 0
PG&E North of Greater Bay Study Area | Glenn | 230 | Glenn | 230 | 0 | 4 | 106.5 | 96 | 0 | 0 | 0 | 0 | 0 | 0 | 0 | 0 | 0 | 0 | 1 | 0 | 4 | 233 | 100 | 0 | 0 | 0 | 0 | 0 | 0 | 0 | 0 | 0 | 0 | 1 | 0 | 4 | 233 | 100 | 0 | 0 | 0 | 0 | 0 | 0 | 0 | 0 | 0 | 0 | 1
PG&E North of Greater Bay Study Area | Gold Hill | 230 | Gold Hill | 230 | 0 | 0 | 0 | 0 | 0 | 0 | 0 | 0 | 0 | 0 | 0 | 0 | 0 | 0 | 0 | 0 | 0 | 0 | 0 | 0 | 0 | 0 | 0 | 0 | 0 | 0 | 50 | 0 | 0 | 1 | 0 | 0 | 0 | 0 | 0 | 0 | 0 | 0 | 0 | 0 | 0 | 50 | 0 | 0 | 1
SCE Northern Area | Goleta | 230 | Goleta | 230 | 0 | 1 | 0 | 0 | 0 | 0 | 0 | 0 | 0 | 0 | 0 | 70 | 0 | 0 | 1 | 0 | 1 | 0 | 0 | 0 | 0 | 0 | 0 | 0 | 0 | 0 | 70 | 0 | 0 | 1 | 0 | 1 | 0 | 0 | 0 | 0 | 0 | 0 | 0 | 0 | 0 | 70 | 0 | 0 | 1
SCE Metro Study Area | Goodrich | 230 | Goodrich | 230 | 0 | 0 | 0 | 0 | 0 | 0 | 0 | 0 | 0 | 0 | 0 | 0 | 0 | 0 | 0 | 0 | 0 | 0 | 0 | 0 | 0 | 0 | 0 | 0 | 0 | 0 | 0 | 0 | 0 | 0 | 0 | 0 | 0 | 0 | 0 | 0 | 0 | 0 | 0 | 0 | 0 | 0 | 0 | 0 | 0
PG&E Kern Study Area | Goose Lake | 115 | Goose Lake | 115 | 0 | 0 | 0 | 0 | 0 | 0 | 0 | 0 | 0 | 0 | 0 | 0 | 0 | 0 | 0 | 0 | 0 | 0 | 0 | 0 | 0 | 0 | 0 | 0 | 0 | 0 | 0 | 0 | 0 | 0 | 0 | 0 | 0 | 0 | 0 | 0 | 0 | 0 | 0 | 0 | 0 | 0 | 0 | 0 | 0
SCE Metro Study Area | Gould | 230 | Gould | 230 | 0 | 0 | 0 | 0 | 0 | 0 | 0 | 0 | 0 | 0 | 0 | 0 | 0 | 0 | 0 | 0 | 0 | 0 | 0 | 0 | 0 | 0 | 0 | 0 | 0 | 0 | 0 | 0 | 0 | 0 | 0 | 0 | 0 | 0 | 0 | 0 | 0 | 0 | 0 | 0 | 0 | 0 | 0 | 0 | 0
PG&E Greater Bay Study Area | Grant | 115 | Grant | 115 | 0 | 0 | 0 | 0 | 0 | 0 | 0 | 0 | 0 | 0 | 0 | 0 | 0 | 0 | 0 | 0 | 0 | 0 | 0 | 0 | 0 | 0 | 0 | 0 | 0 | 0 | 0 | 0 | 0 | 0 | 0 | 0 | 0 | 0 | 0 | 0 | 0 | 0 | 0 | 0 | 0 | 0 | 0 | 0 | 0
PG&E Greater Bay Study Area | Green Valley | 115 | Green Valley | 115 | 0 | 0 | 0 | 0 | 0 | 0 | 0 | 0 | 0 | 0 | 0 | 0 | 0 | 0 | 0 | 0 | 0 | 0 | 0 | 0 | 0 | 0 | 0 | 0 | 0 | 0 | 0 | 0 | 0 | 0 | 0 | 0 | 0 | 0 | 0 | 0 | 0 | 0 | 0 | 0 | 0 | 0 | 0 | 0 | 0
PG&E North of Greater Bay Study Area | Greenleaf 1 | 115 | Greenleaf 1 | 115 | 0 | 0 | 0 | 0 | 0 | 0 | 0 | 0 | 0 | 0 | 0 | 0 | 0 | 0 | 0 | 0 | 0 | 0 | 0 | 0 | 0 | 0 | 0 | 0 | 0 | 0 | 0 | 0 | 0 | 0 | 0 | 0 | 0 | 0 | 0 | 0 | 0 | 0 | 0 | 0 | 0 | 0 | 0 | 0 | 0
PG&E Fresno Study Area | Gregg | 230 | Gregg | 230 | 0 | 0 | 105 | 35 | 0 | 0 | 0 | 0 | 0 | 0 | 0 | 0 | 0 | 0 | 1 | 0 | 0 | 105 | 35 | 0 | 0 | 0 | 0 | 0 | 0 | 0 | 0 | 0 | 130 | 1 | 0 | 0 | 105 | 35 | 0 | 0 | 0 | 0 | 0 | 0 | 0 | 0 | 0 | 130 | 1
PG&E Kern Study Area | Grimmway-Malaga | 115 | Grimmway-Malaga | 115 | 0 | 0 | 0 | 0 | 0 | 0 | 0 | 0 | 2.4 | 0 | 0 | 0 | 0 | 0 | 1 | 0 | 0 | 0 | 0 | 0 | 0 | 0 | 0 | 2.4 | 0 | 0 | 0 | 0 | 0 | 1 | 0 | 0 | 0 | 0 | 0 | 0 | 0 | 0 | 2.4 | 0 | 0 | 0 | 0 | 0 | 1
PG&E Fresno Study Area | GWF Hanford | 115 | GWF Hanford | 115 | 0 | 0 | 0 | 0 | 0 | 0 | 0 | 0 | 0 | 0 | 0 | 32 | 0 | 0 | 1 | 0 | 0 | 0 | 0 | 0 | 0 | 0 | 0 | 0 | 0 | 0 | 32 | 0 | 0 | 1 | 0 | 0 | 0 | 0 | 0 | 0 | 0 | 0 | 0 | 0 | 0 | 32 | 0 | 0 | 1
SCE Metro Study Area | HarborGen | 230 | HarborGen | 230 | 0 | 0 | 0 | 0 | 0 | 0 | 0 | 0 | 0 | 0 | 0 | 0 | 0 | 0 | 0 | 0 | 0 | 0 | 0 | 0 | 0 | 0 | 0 | 0 | 0 | 0 | 0 | 0 | 0 | 0 | 0 | 0 | 0 | 0 | 0 | 0 | 0 | 0 | 0 | 0 | 0 | 0 | 0 | 0 | 0
East of Pisgah Study Area | Harry Allen | 500 | Harry Allen | 500 | 0 | 0 | 0 | 0 | 1060 | 0 | 0 | 0 | 0 | 0 | 0 | 0 | 0 | 0 | 1 | 0 | 0 | 0 | 0 | 1060 | 0 | 0 | 0 | 0 | 0 | 0 | 0 | 0 | 0 | 1 | 0 | 0 | 0 | 0 | 1060 | 0 | 0 | 0 | 0 | 0 | 0 | 0 | 0 | 0 | 1
SDG&E Study Area | Hassayampa | 500 | Hassayampa | 500 | 0 | 0 | 0 | 0 | 0 | 0 | 0 | 0 | 0 | 250 | 0 | 10 | 0 | 0 | 1 | 0 | 0 | 0 | 0 | 0 | 0 | 0 | 0 | 0 | 250 | 0 | 10 | 0 | 0 | 1 | 0 | 0 | 0 | 0 | 0 | 0 | 0 | 0 | 0 | 250 | 0 | 10 | 0 | 0 | 1
PG&E Fresno Study Area | Helm | 230 | Helm | 230 | 0 | 0 | 0 | 0 | 0 | 0 | 0 | 0 | 0 | 0 | 60 | 0 | 20 | 0 | 1 | 0 | 0 | 0 | 0 | 0 | 0 | 0 | 0 | 0 | 0 | 60 | 0 | 20 | 0 | 1 | 0 | 0 | 0 | 0 | 0 | 0 | 0 | 0 | 0 | 20 | 135 | 0 | 80 | 0 | 1
PG&E Fresno Study Area | Henrietta | 230 | Henrietta | 230 | 0 | 0 | 0 | 0 | 0 | 0 | 0 | 0 | 3 | 0 | 0 | 0 | 0 | 0 | 1 | 0 | 0 | 0 | 0 | 0 | 0 | 0 | 0 | 3 | 0 | 0 | 0 | 0 | 0 | 1 | 0 | 0 | 0 | 0 | 0 | 0 | 0 | 0 | 3 | 115 | 190 | 40 | 50 | 0 | 1
PG&E Fresno Study Area | Herndon | 230 | Herndon | 230 | 0 | 0 | 0 | 0 | 0 | 0 | 0 | 0 | 0 | 0 | 0 | 0 | 0 | 0 | 0 | 0 | 0 | 0 | 0 | 0 | 0 | 0 | 0 | 0 | 0 | 0 | 0 | 0 | 0 | 0 | 0 | 0 | 0 | 0 | 0 | 0 | 0 | 0 | 0 | 0 | 0 | 0 | 0 | 0 | 0
PG&E Greater Bay Study Area | Hicks | 230 | Hicks | 230 | 0 | 0 | 0 | 0 | 0 | 0 | 0 | 0 | 0 | 0 | 0 | 0 | 0 | 0 | 0 | 0 | 0 | 0 | 0 | 0 | 0 | 0 | 0 | 0 | 0 | 0 | 0 | 0 | 0 | 0 | 0 | 0 | 0 | 0 | 0 | 0 | 0 | 0 | 0 | 0 | 0 | 0 | 0 | 0 | 0
PG&E North of Greater Bay Study Area | Higgins | 115 | Higgins | 115 | 0 | 15 | 0 | 0 | 0 | 0 | 0 | 0 | 0 | 0 | 0 | 0 | 0 | 0 | 1 | 0 | 15 | 0 | 0 | 0 | 0 | 0 | 0 | 0 | 0 | 0 | 0 | 0 | 0 | 1 | 0 | 15 | 0 | 0 | 0 | 0 | 0 | 0 | 0 | 0 | 0 | 0 | 0 | 0 | 1
PG&E North of Greater Bay Study Area | Hilltop (NVE) | 345 | Hilltop | 345 | 0 | 0 | 0 | 0 | 0 | 0 | 0 | 0 | 0 | 0 | 0 | 0 | 0 | 0 | 0 | 0 | 0 | 0 | 0 | 0 | 0 | 0 | 0 | 0 | 0 | 0 | 0 | 0 | 0 | 0 | 0 | 0 | 200 | 0 | 0 | 0 | 0 | 0 | 0 | 0 | 0 | 0 | 0 | 0 | 1
PG&E North of Greater Bay Study Area | New Sub - Near existing Madeline (NVE) | 345 | New Sub - Near existing Madeline (NVE) | 345 | 0 | 0 | 0 | 0 | 0 | 0 | 0 | 0 | 0 | 0 | 0 | 0 | 0 | 0 | 0 | 0 | 0 | 0 | 0 | 0 | 0 | 0 | 0 | 0 | 0 | 0 | 0 | 0 | 0 | 0 | 0 | 0 | 400.4 | 0 | 0 | 0 | 0 | 0 | 0 | 0 | 0 | 0 | 0 | 0 | 1
PG&E North of Greater Bay Study Area | New Sub - Near existing Leavitt (PSREC) | 345 | New Sub - Near existing Leavitt (PSREC) | 345 | 0 | 0 | 0 | 0 | 0 | 0 | 0 | 0 | 0 | 0 | 0 | 0 | 0 | 0 | 0 | 0 | 0 | 0 | 0 | 0 | 0 | 0 | 0 | 0 | 0 | 0 | 0 | 0 | 0 | 0 | 0 | 0 | 300 | 0 | 0 | 0 | 0 | 0 | 0 | 0 | 0 | 0 | 0 | 0 | 1
SCE Metro Study Area | Hinson | 230 | Hinson | 230 | 0 | 5.6 | 0 | 0 | 0 | 0 | 0 | 0 | 2.4 | 0 | 0 | 200 | 0 | 0 | 1 | 0 | 5.6 | 0 | 0 | 0 | 0 | 0 | 0 | 2.4 | 0 | 0 | 200 | 0 | 0 | 1 | 0 | 5.6 | 0 | 0 | 0 | 0 | 0 | 0 | 2.4 | 0 | 0 | 250 | 0 | 0 | 1
PG&E Greater Bay Study Area | Hollister | 115 | Hollister | 115 | 0 | 0 | 0 | 0 | 0 | 0 | 0 | 0 | 0 | 0 | 0 | 10 | 0 | 0 | 1 | 0 | 0 | 0 | 0 | 0 | 0 | 0 | 0 | 0 | 0 | 0 | 10 | 0 | 0 | 1 | 0 | 0 | 0 | 0 | 0 | 0 | 0 | 0 | 0 | 0 | 0 | 10 | 0 | 0 | 1
PG&E North of Greater Bay Study Area | Homestake | 115 | Homestake | 115 | 0 | 0 | 0 | 0 | 0 | 0 | 0 | 0 | 0 | 0 | 0 | 0 | 0 | 0 | 0 | 0 | 0 | 0 | 0 | 0 | 0 | 0 | 0 | 0 | 0 | 0 | 0 | 0 | 0 | 0 | 0 | 0 | 0 | 0 | 0 | 0 | 0 | 0 | 0 | 0 | 0 | 0 | 0 | 0 | 0
PG&E North of Greater Bay Study Area | Honcut | 115 | Honcut | 115 | 0 | 2 | 0 | 0 | 0 | 0 | 0 | 0 | 0 | 0 | 0 | 0 | 0 | 0 | 1 | 0 | 2 | 0 | 0 | 0 | 0 | 0 | 0 | 0 | 0 | 0 | 0 | 0 | 0 | 1 | 0 | 2 | 0 | 0 | 0 | 0 | 0 | 0 | 0 | 0 | 0 | 0 | 0 | 0 | 1
SDG&E Study Area | Hoodoo Wash | 500 | Hoodoo Wash | 500 | 0 | 0 | 0 | 0 | 0 | 0 | 0 | 0 | 0 | 250 | 700 | 400 | 100 | 0 | 1 | 0 | 0 | 0 | 0 | 0 | 0 | 0 | 0 | 0 | 250 | 700 | 400 | 100 | 0 | 1 | 0 | 0 | 0 | 0 | 0 | 0 | 0 | 0 | 0 | 250 | 875 | 400 | 150 | 0 | 1
PG&E North of Greater Bay Study Area | Hopland | 115 | Hopland | 115 | 0 | 0 | 0 | 0 | 0 | 0 | 0 | 0 | 0 | 0 | 0 | 0 | 0 | 0 | 0 | 0 | 0 | 0 | 0 | 0 | 0 | 0 | 0 | 0 | 0 | 0 | 0 | 0 | 0 | 0 | 0 | 0 | 0 | 0 | 0 | 0 | 0 | 0 | 0 | 0 | 0 | 0 | 0 | 0 | 0
PG&E North of Greater Bay Study Area | Humboldt | 115 | Humboldt | 115 | 0 | 2.5 | 0 | 0 | 0 | 0 | 0 | 0 | 7.969 | 0 | 0 | 1.25 | 0 | 0 | 1 | 0 | 2.5 | 0 | 0 | 0 | 0 | 0 | 0 | 7.969 | 0 | 0 | 1.25 | 0 | 0 | 1 | 0 | 2.5 | 0 | 0 | 0 | 0 | 0 | 0 | 7.969 | 0 | 0 | 1.25 | 0 | 0 | 1
PG&E North of Greater Bay Study Area | Humboldt (Proposed) | 500 | Humboldt | 500 | 0 | 0 | 0 | 0 | 0 | 0 | 0 | 0 | 0 | 0 | 0 | 0 | 0 | 0 | 0 | 0 | 0 | 0 | 0 | 0 | 0 | 931 | 0 | 0 | 0 | 0 | 0 | 0 | 0 | 1 | 0 | 0 | 0 | 0 | 0 | 0 | 1607 | 0 | 0 | 0 | 0 | 0 | 0 | 0 | 1
SCE Metro Study Area | Huntington Beach | 230 | Huntington Beach | 230 | 0 | 0 | 0 | 0 | 0 | 0 | 0 | 0 | 0 | 0 | 0 | 0 | 0 | 0 | 0 | 0 | 0 | 0 | 0 | 0 | 0 | 0 | 0 | 0 | 0 | 0 | 0 | 0 | 0 | 0 | 0 | 0 | 0 | 0 | 0 | 0 | 0 | 0 | 0 | 0 | 0 | 0 | 0 | 0 | 0
PG&E North of Greater Bay Study Area | Ignacio | 230 | Ignacio | 230 | 0 | 0 | 0 | 0 | 0 | 0 | 0 | 0 | 0 | 0 | 0 | 0 | 0 | 0 | 0 | 0 | 0 | 0 | 0 | 0 | 0 | 0 | 0 | 0 | 0 | 0 | 0 | 0 | 0 | 0 | 0 | 0 | 0 | 0 | 0 | 0 | 0 | 0 | 0 | 0 | 0 | 0 | 0 | 0 | 0
PG&E North of Greater Bay Study Area | Ignacio | 115 | Ignacio | 115 | 0 | 0 | 0 | 0 | 0 | 0 | 0 | 0 | 0 | 0 | 0 | 0 | 0 | 0 | 0 | 0 | 0 | 0 | 0 | 0 | 0 | 0 | 0 | 0 | 0 | 0 | 0 | 0 | 0 | 0 | 0 | 0 | 0 | 0 | 0 | 0 | 0 | 0 | 0 | 0 | 0 | 0 | 0 | 0 | 0
SDG&E Study Area | Imperial Valley | 500 | Imperial Valley | 500 | 0 | 0 | 0 | 0 | 0 | 0 | 0 | 0 | 0 | 0 | 0 | 0 | 0 | 0 | 0 | 0 | 0 | 0 | 0 | 0 | 0 | 0 | 0 | 0 | 0 | 0 | 0 | 0 | 0 | 0 | 0 | 0 | 0 | 0 | 0 | 0 | 0 | 0 | 0 | 0 | 0 | 0 | 0 | 0 | 0
SDG&E Study Area | Imperial Valley | 230 | Imperial Valley | 230 | 50 | 0 | 0 | 0 | 0 | 0 | 0 | 0 | 0 | 0 | 0 | 174 | 0 | 0 | 1 | 160 | 0 | 0 | 0 | 0 | 0 | 0 | 0 | 0 | 200 | 0 | 174 | 0 | 0 | 1 | 160 | 0 | 0 | 0 | 0 | 0 | 0 | 0 | 0 | 200 | 162 | 174 | 63 | 0 | 1
East of Pisgah Study Area | Innovation | 230 | Innovation | 230 | 0 | 0 | 0 | 0 | 0 | 0 | 0 | 0 | 0 | 300 | 0 | 50 | 50 | 0 | 1 | 0 | 0 | 0 | 0 | 0 | 0 | 0 | 0 | 0 | 300 | 200 | 50 | 50 | 0 | 1 | 0 | 0 | 0 | 0 | 0 | 0 | 0 | 0 | 0 | 300 | 200 | 100 | 50 | 0 | 1
East of Pisgah Study Area | Innovation | 138 | Innovation | 138 | 0 | 0 | 0 | 0 | 0 | 0 | 0 | 0 | 0 | 0 | 0 | 0 | 0 | 0 | 0 | 0 | 0 | 0 | 0 | 0 | 0 | 0 | 0 | 0 | 0 | 0 | 0 | 0 | 0 | 0 | 0 | 0 | 0 | 0 | 0 | 0 | 0 | 0 | 0 | 0 | 0 | 0 | 0 | 0 | 0
SCE North of Lugo Study Area | Inyokern | 115 | Inyokern | 115 | 0 | 0 | 0 | 0 | 0 | 0 | 0 | 0 | 0 | 0 | 0 | 0 | 0 | 0 | 0 | 0 | 0 | 0 | 0 | 0 | 0 | 0 | 0 | 0 | 0 | 0 | 0 | 0 | 0 | 0 | 0 | 0 | 0 | 0 | 0 | 0 | 0 | 0 | 0 | 0 | 0 | 0 | 0 | 0 | 0
East of Pisgah Study Area | IS Tap | 138 | IS Tap | 138 | 0 | 0 | 0 | 0 | 0 | 0 | 0 | 0 | 0 | 0 | 0 | 0 | 0 | 0 | 0 | 0 | 0 | 0 | 0 | 0 | 0 | 0 | 0 | 0 | 0 | 0 | 0 | 0 | 0 | 0 | 0 | 0 | 0 | 0 | 0 | 0 | 0 | 0 | 0 | 0 | 0 | 0 | 0 | 0 | 0
East of Pisgah Study Area | Ivanpah | 230 | Ivanpah | 230 | 0 | 0 | 0 | 0 | 0 | 0 | 0 | 0 | 0 | 0 | 0 | 0 | 0 | 0 | 0 | 0 | 0 | 0 | 0 | 0 | 0 | 0 | 0 | 0 | 0 | 0 | 0 | 0 | 0 | 0 | 0 | 0 | 0 | 0 | 0 | 0 | 0 | 0 | 0 | 0 | 0 | 0 | 0 | 0 | 0
East of Pisgah Study Area | Jackass (DOE) | 138 | Jackass (DOE) | 138 | 0 | 0 | 0 | 0 | 0 | 0 | 0 | 0 | 0 | 0 | 0 | 0 | 0 | 0 | 0 | 0 | 0 | 0 | 0 | 0 | 0 | 0 | 0 | 0 | 0 | 0 | 0 | 0 | 0 | 0 | 0 | 0 | 0 | 0 | 0 | 0 | 0 | 0 | 0 | 0 | 0 | 0 | 0 | 0 | 0
PG&E Fresno Study Area | Jackson Swt | 115 | 0 | 0 | 0 | 0 | 0 | 0 | 0 | 0 | 0 | 0 | 0 | 0 | 0 | 0 | 0 | 0 | 0 | 0 | 0 | 0 | 0 | 0 | 0 | 0 | 0 | 0 | 0 | 0 | 0 | 0 | 0 | 0 | 0 | 0 | 0 | 0 | 0 | 0 | 0 | 0 | 0 | 0 | 0 | 0 | 0 | 0 | 0
PG&E North of Greater Bay Study Area | Jessup | 115 | Jessup | 115 | 0 | 6 | 0 | 0 | 0 | 0 | 0 | 0 | 0 | 0 | 0 | 0 | 0 | 0 | 1 | 0 | 6 | 0 | 0 | 0 | 0 | 0 | 0 | 0 | 0 | 0 | 0 | 0 | 0 | 1 | 0 | 6 | 0 | 0 | 0 | 0 | 0 | 0 | 0 | 0 | 0 | 0 | 0 | 0 | 1
SCE Metro Study Area | Johanna | 230 | Johanna | 230 | 0 | 0 | 0 | 0 | 0 | 0 | 0 | 0 | 0 | 0 | 0 | 40 | 50 | 0 | 1 | 0 | 0 | 0 | 0 | 0 | 0 | 0 | 0 | 0 | 0 | 0 | 40 | 50 | 0 | 1 | 0 | 0 | 0 | 0 | 0 | 0 | 0 | 0 | 0 | 0 | 0 | 40 | 50 | 0 | 1
SCE Eastern Study Area | Julian Hinds | 230 | Julian Hinds | 230 | 0 | 0 | 0 | 0 | 0 | 0 | 0 | 0 | 0 | 0 | 0 | 0 | 0 | 0 | 0 | 0 | 0 | 0 | 0 | 0 | 0 | 0 | 0 | 0 | 0 | 0 | 0 | 0 | 0 | 0 | 0 | 0 | 0 | 0 | 0 | 0 | 0 | 0 | 0 | 0 | 0 | 0 | 0 | 0 | 0
PG&E Greater Bay Study Area | Kasson | 115 | Kasson | 115 | 0 | 0 | 0 | 0 | 0 | 0 | 0 | 0 | 0 | 0 | 0 | 0 | 0 | 0 | 0 | 0 | 0 | 0 | 0 | 0 | 0 | 0 | 0 | 0 | 0 | 0 | 0 | 0 | 0 | 0 | 0 | 0 | 0 | 0 | 0 | 0 | 0 | 0 | 0 | 0 | 0 | 0 | 0 | 0 | 0
PG&E Fresno Study Area | Kearney | 230 | Kearney | 230 | 0 | 0 | 0 | 0 | 0 | 0 | 0 | 0 | 10 | 0 | 0 | 0 | 0 | 0 | 1 | 0 | 0 | 0 | 0 | 0 | 0 | 0 | 0 | 10 | 0 | 0 | 0 | 0 | 0 | 1 | 0 | 0 | 0 | 0 | 0 | 0 | 0 | 0 | 10 | 0 | 0 | 0 | 0 | 0 | 1
PG&E Greater Bay Study Area | Kelso | 230 | Kelso | 230 | 0 | 0 | 151 | 45 | 0 | 0 | 0 | 0 | 0 | 0 | 0 | 0 | 0 | 0 | 1 | 0 | 0 | 151 | 45 | 0 | 0 | 0 | 0 | 0 | 0 | 0 | 0 | 0 | 0 | 1 | 0 | 0 | 151 | 45 | 0 | 0 | 0 | 0 | 0 | 0 | 0 | 0 | 0 | 0 | 1
PG&E Kern Study Area | Kern Oil | 115 | Kern Oil | 115 | 0 | 0 | 0 | 0 | 0 | 0 | 0 | 0 | 1 | 0 | 0 | 0 | 0 | 0 | 1 | 0 | 0 | 0 | 0 | 0 | 0 | 0 | 0 | 1 | 0 | 0 | 0 | 0 | 0 | 1 | 0 | 0 | 0 | 0 | 0 | 0 | 0 | 0 | 1 | 0 | 0 | 0 | 0 | 0 | 1
PG&E Kern Study Area | Kern PP | 230 | Kern PP | 230 | 0 | 0 | 0 | 0 | 0 | 0 | 0 | 0 | 0 | 0 | 0 | 0 | 0 | 0 | 0 | 0 | 0 | 0 | 0 | 0 | 0 | 0 | 0 | 0 | 0 | 0 | 0 | 0 | 0 | 0 | 0 | 0 | 0 | 0 | 0 | 0 | 0 | 0 | 0 | 0 | 0 | 0 | 0 | 0 | 0
PG&E Kern Study Area | Kern PP | 115 | Kern PP | 115 | 0 | 0 | 0 | 0 | 0 | 0 | 0 | 0 | 0 | 0 | 0 | 0 | 0 | 0 | 0 | 0 | 0 | 0 | 0 | 0 | 0 | 0 | 0 | 0 | 0 | 0 | 0 | 0 | 0 | 0 | 0 | 0 | 0 | 0 | 0 | 0 | 0 | 0 | 0 | 0 | 0 | 0 | 0 | 0 | 0
PG&E Kern Study Area | Kernridge | 115 | Kernridge | 115 | 0 | 0 | 0 | 0 | 0 | 0 | 0 | 0 | 0 | 0 | 0 | 0 | 0 | 0 | 0 | 0 | 0 | 0 | 0 | 0 | 0 | 0 | 0 | 0 | 0 | 0 | 0 | 0 | 0 | 0 | 0 | 0 | 0 | 0 | 0 | 0 | 0 | 0 | 0 | 0 | 0 | 0 | 0 | 0 | 0
PG&E Greater Bay Study Area | Kirker | 115 | Kirker | 115 | 0 | 0 | 0 | 0 | 0 | 0 | 0 | 0 | 3.9 | 0 | 0 | 20 | 0 | 0 | 1 | 0 | 0 | 0 | 0 | 0 | 0 | 0 | 0 | 3.9 | 0 | 0 | 20 | 0 | 0 | 1 | 0 | 0 | 0 | 0 | 0 | 0 | 0 | 0 | 3.9 | 0 | 0 | 20 | 0 | 0 | 1
PG&E North of Greater Bay Study Area | Knights Landing | 115 | Knights Landing | 115 | 0 | 0 | 0 | 0 | 0 | 0 | 0 | 0 | 0 | 0 | 0 | 0 | 0 | 0 | 0 | 0 | 0 | 0 | 0 | 0 | 0 | 0 | 0 | 0 | 0 | 0 | 0 | 0 | 0 | 0 | 0 | 0 | 0 | 0 | 0 | 0 | 0 | 0 | 0 | 0 | 0 | 0 | 0 | 0 | 0
SCE North of Lugo Study Area | Kramer | 230 | Kramer | 230 | 0 | 0 | 0 | 0 | 0 | 0 | 0 | 0 | 0 | 161 | 450 | 286 | 80 | 0 | 1 | 0 | 0 | 0 | 0 | 0 | 0 | 0 | 0 | 0 | 161 | 450 | 306 | 80 | 0 | 1 | 0 | 0 | 0 | 0 | 0 | 0 | 0 | 0 | 0 | 161 | 450 | 306 | 80 | 0 | 1
SCE North of Lugo Study Area | Kramer | 115 | Kramer | 115 | 0 | 0 | 0 | 0 | 0 | 0 | 0 | 0 | 0 | 0 | 0 | 0 | 0 | 0 | 0 | 0 | 0 | 0 | 0 | 0 | 0 | 0 | 0 | 8 | 0 | 0 | 0 | 0 | 0 | 1 | 0 | 0 | 0 | 0 | 0 | 0 | 0 | 0 | 8 | 0 | 33 | 30 | 0 | 0 | 1
SCE North of Lugo Study Area | New Sub - Kramer - Lugo (Proposed) | 230 | New Sub - Kramer - Lugo (Proposed) | 230 | 0 | 0 | 0 | 0 | 0 | 0 | 0 | 0 | 0 | 0 | 0 | 0 | 0 | 0 | 0 | 0 | 0 | 0 | 0 | 0 | 0 | 0 | 0 | 0 | 0 | 0 | 0 | 0 | 0 | 0 | 0 | 0 | 0 | 0 | 0 | 0 | 0 | 0 | 0 | 0 | 0 | 0 | 0 | 0 | 0
SCE Metro Study Area | La Cienega | 230 | La Cienega | 230 | 0 | 0 | 0 | 0 | 0 | 0 | 0 | 0 | 0 | 0 | 0 | 0 | 0 | 0 | 0 | 0 | 0 | 0 | 0 | 0 | 0 | 0 | 0 | 0 | 0 | 0 | 0 | 0 | 0 | 0 | 0 | 0 | 0 | 0 | 0 | 0 | 0 | 0 | 0 | 0 | 0 | 0 | 0 | 0 | 0
SCE Metro Study Area | La Fresa | 230 | La Fresa | 230 | 0 | 0 | 0 | 0 | 0 | 0 | 0 | 0 | 0.64 | 0 | 0 | 0 | 0 | 0 | 1 | 0 | 0 | 0 | 0 | 0 | 0 | 0 | 0 | 0.64 | 0 | 0 | 0 | 0 | 0 | 1 | 0 | 0 | 0 | 0 | 0 | 0 | 0 | 0 | 0.64 | 0 | 0 | 0 | 0 | 0 | 1
SCE Metro Study Area | Laguna Bell | 230 | Laguna Bell | 230 | 0 | 0 | 0 | 0 | 0 | 0 | 0 | 0 | 0 | 0 | 0 | 350 | 0 | 0 | 1 | 0 | 0 | 0 | 0 | 0 | 0 | 0 | 0 | 0 | 0 | 0 | 600 | 0 | 0 | 1 | 0 | 0 | 0 | 0 | 0 | 0 | 0 | 0 | 0 | 0 | 0 | 600 | 0 | 0 | 1
PG&E Kern Study Area | Lakeview | 70 | Lakeview | 70 | 0 | 0 | 0 | 0 | 0 | 0 | 0 | 0 | 0 | 0 | 70 | 64.4 | 0 | 0 | 1 | 0 | 0 | 0 | 0 | 0 | 0 | 0 | 0 | 0 | 0 | 70 | 64.4 | 0 | 0 | 1 | 0 | 0 | 0 | 0 | 0 | 0 | 0 | 0 | 0 | 0 | 70 | 64.4 | 0 | 0 | 1
PG&E North of Greater Bay Study Area | Lakeville | 230 | Lakeville | 230 | 0 | 0.995 | 0 | 0 | 0 | 0 | 0 | 0 | 0 | 0 | 11.6 | 41 | 0 | 0 | 1 | 0 | 0.995 | 0 | 0 | 0 | 0 | 0 | 0 | 0 | 0 | 11.6 | 41 | 0 | 0 | 1 | 0 | 0.995 | 0 | 0 | 0 | 0 | 0 | 0 | 0 | 0 | 11.6 | 41 | 0 | 0 | 1
PG&E North of Greater Bay Study Area | Lakeville | 115 | Lakeville | 115 | 0 | 0 | 0 | 0 | 0 | 0 | 0 | 0 | 0 | 0 | 0 | 0 | 0 | 0 | 0 | 0 | 0 | 0 | 0 | 0 | 0 | 0 | 0 | 0 | 0 | 0 | 0 | 0 | 0 | 0 | 0 | 0 | 0 | 0 | 0 | 0 | 0 | 0 | 0 | 0 | 0 | 0 | 0 | 0 | 0
PG&E North of Greater Bay Study Area | Lambie | 230 | Lambie | 230 | 0 | 0 | 0 | 0 | 0 | 0 | 0 | 0 | 0 | 0 | 0 | 0 | 0 | 0 | 0 | 0 | 0 | 0 | 0 | 0 | 0 | 0 | 0 | 0 | 0 | 0 | 0 | 0 | 0 | 0 | 0 | 0 | 0 | 0 | 0 | 0 | 0 | 0 | 0 | 0 | 0 | 0 | 0 | 0 | 0
PG&E Greater Bay Study Area | Lammers | 115 | Lammers | 115 | 0 | 0 | 0 | 0 | 0 | 0 | 0 | 0 | 1.1 | 0 | 0 | 0 | 0 | 0 | 1 | 0 | 0 | 0 | 0 | 0 | 0 | 0 | 0 | 1.1 | 0 | 0 | 0 | 0 | 0 | 1 | 0 | 0 | 0 | 0 | 0 | 0 | 0 | 0 | 1.1 | 0 | 0 | 0 | 0 | 0 | 1
PG&E Kern Study Area | Lamont | 115 | Lamont | 115 | 0 | 5 | 0 | 0 | 0 | 0 | 0 | 0 | 3.2 | 0 | 12 | 0 | 0 | 0 | 1 | 0 | 5 | 0 | 0 | 0 | 0 | 0 | 0 | 3.2 | 0 | 12 | 0 | 0 | 0 | 1 | 0 | 5 | 0 | 0 | 0 | 0 | 0 | 0 | 3.2 | 0 | 102 | 0 | 45 | 0 | 1
PG&E Fresno Study Area | Las Aguilas | 230 | Las Aguilas | 230 | 0 | 0 | 0 | 0 | 0 | 0 | 0 | 0 | 0 | 0 | 0 | 0 | 0 | 0 | 0 | 0 | 0 | 0 | 0 | 0 | 0 | 0 | 0 | 0 | 0 | 0 | 0 | 0 | 0 | 0 | 0 | 0 | 0 | 0 | 0 | 0 | 0 | 0 | 0 | 0 | 0 | 0 | 0 | 0 | 0
East of Pisgah Study Area | Lathrop | 138 | Lathrop | 138 | 0 | 0 | 310 | 0 | 0 | 0 | 0 | 0 | 0 | 0 | 0 | 0 | 0 | 0 | 1 | 0 | 0 | 310 | 0 | 0 | 0 | 0 | 0 | 0 | 0 | 0 | 0 | 0 | 0 | 1 | 0 | 0 | 310 | 0 | 0 | 0 | 0 | 0 | 0 | 25 | 325 | 150 | 0 | 0 | 1
PG&E Fresno Study Area | Le Grand | 115 | Le Grand | 115 | 0 | 0 | 0 | 0 | 0 | 0 | 0 | 0 | 0 | 0 | 0 | 0 | 0 | 0 | 0 | 0 | 0 | 0 | 0 | 0 | 0 | 0 | 0 | 0 | 0 | 0 | 0 | 0 | 0 | 0 | 0 | 0 | 0 | 0 | 0 | 0 | 0 | 0 | 0 | 25 | 5 | 0 | 24 | 0 | 1
PG&E Kern Study Area | Lerdo | 115 | Lerdo | 115 | 0 | 0 | 0 | 0 | 0 | 0 | 0 | 0 | 0 | 0 | 0 | 0 | 0 | 0 | 0 | 0 | 0 | 0 | 0 | 0 | 0 | 0 | 0 | 0 | 0 | 0 | 0 | 0 | 0 | 0 | 0 | 0 | 0 | 0 | 0 | 0 | 0 | 0 | 0 | 0 | 0 | 0 | 0 | 0 | 0
SCE Metro Study Area | Lewis | 230 | Lewis | 230 | 0 | 0 | 0 | 0 | 0 | 0 | 0 | 0 | 0 | 0 | 0 | 0 | 0 | 0 | 0 | 0 | 0 | 0 | 0 | 0 | 0 | 0 | 0 | 0 | 0 | 0 | 0 | 0 | 0 | 0 | 0 | 0 | 0 | 0 | 0 | 0 | 0 | 0 | 0 | 0 | 0 | 0 | 0 | 0 | 0
SCE Metro Study Area | Lighthipe | 230 | Lighthipe | 230 | 0 | 0 | 0 | 0 | 0 | 0 | 0 | 0 | 0.96 | 0 | 0 | 175 | 0 | 0 | 1 | 0 | 0 | 0 | 0 | 0 | 0 | 0 | 0 | 0.96 | 0 | 0 | 175 | 0 | 0 | 1 | 0 | 0 | 0 | 0 | 0 | 0 | 0 | 0 | 7.96 | 0 | 0 | 175 | 200 | 0 | 1
PG&E North of Greater Bay Study Area | Lincoln | 115 | Lincoln | 115 | 0 | 0 | 0 | 0 | 0 | 0 | 0 | 0 | 0 | 0 | 0 | 0 | 0 | 0 | 0 | 0 | 0 | 0 | 0 | 0 | 0 | 0 | 0 | 0 | 0 | 0 | 0 | 0 | 0 | 0 | 0 | 0 | 0 | 0 | 0 | 0 | 0 | 0 | 0 | 0 | 0 | 0 | 0 | 0 | 0
PG&E Kern Study Area | Live Oak | 115 | Live Oak | 115 | 0 | 0 | 0 | 0 | 0 | 0 | 0 | 0 | 0 | 0 | 0 | 0 | 0 | 0 | 0 | 0 | 0 | 0 | 0 | 0 | 0 | 0 | 0 | 0 | 0 | 0 | 0 | 0 | 0 | 0 | 0 | 0 | 0 | 0 | 0 | 0 | 0 | 0 | 0 | 0 | 0 | 0 | 0 | 0 | 0
PG&E Greater Bay Study Area | Llagas | 115 | Llagas | 115 | 0 | 0 | 0 | 0 | 0 | 0 | 0 | 0 | 0 | 0 | 0 | 0 | 44 | 0 | 1 | 0 | 0 | 0 | 0 | 0 | 0 | 0 | 0 | 0 | 0 | 0 | 0 | 44 | 0 | 1 | 0 | 0 | 0 | 0 | 0 | 0 | 0 | 0 | 0 | 0 | 0 | 0 | 44 | 0 | 1
PG&E Greater Bay Study Area | Lockeford | 230 | Lockeford | 230 | 0 | 0 | 0 | 0 | 0 | 0 | 0 | 0 | 0 | 0 | 0 | 0 | 0 | 0 | 0 | 0 | 0 | 0 | 0 | 0 | 0 | 0 | 0 | 0 | 0 | 0 | 0 | 0 | 0 | 0 | 0 | 0 | 0 | 0 | 0 | 0 | 0 | 0 | 0 | 0 | 0 | 0 | 0 | 0 | 0
PG&E North of Greater Bay Study Area | Logan Creek | 230 | Logan Creek | 230 | 0 | 0 | 0 | 0 | 0 | 0 | 0 | 0 | 0 | 0 | 0 | 0 | 0 | 0 | 0 | 0 | 0 | 0 | 0 | 0 | 0 | 0 | 0 | 0 | 0 | 0 | 0 | 0 | 0 | 0 | 0 | 0 | 0 | 0 | 0 | 0 | 0 | 0 | 0 | 0 | 0 | 0 | 0 | 0 | 0
PG&E Greater Bay Study Area | Lonetree | 230 | Lone Tree | 230 | 0 | 0 | 0 | 0 | 0 | 0 | 0 | 0 | 1 | 0 | 0 | 0 | 0 | 0 | 1 | 0 | 0 | 0 | 0 | 0 | 0 | 0 | 0 | 1 | 0 | 0 | 0 | 0 | 0 | 1 | 0 | 0 | 0 | 0 | 0 | 0 | 0 | 0 | 1 | 0 | 0 | 0 | 0 | 0 | 1
PG&E Fresno Study Area | Los Banos | 500 | Los Banos | 500 | 0 | 0 | 0 | 0 | 0 | 0 | 0 | 0 | 0 | 0 | 0 | 0 | 0 | 0 | 0 | 0 | 0 | 0 | 0 | 0 | 0 | 0 | 0 | 0 | 0 | 0 | 0 | 0 | 0 | 0 | 0 | 0 | 0 | 0 | 0 | 0 | 0 | 0 | 0 | 0 | 0 | 0 | 0 | 0 | 0
PG&E Fresno Study Area | Los Banos | 230 | Los Banos | 230 | 0 | 0 | 120 | 30 | 0 | 0 | 0 | 0 | 0.75 | 250 | 250 | 99.6 | 26 | 0 | 1 | 0 | 0 | 120 | 30 | 0 | 0 | 0 | 0 | 0.75 | 250 | 250 | 99.6 | 71 | 0 | 1 | 0 | 0 | 120 | 30 | 0 | 0 | 0 | 0 | 0.75 | 250 | 250 | 99.6 | 71 | 0 | 1
PG&E Fresno Study Area | New Sub - Los Banos - Midway (Proposed) | 500 | New Sub - Los Banos - Midway (Proposed) | 500 | 0 | 0 | 0 | 0 | 0 | 0 | 0 | 0 | 0 | 0 | 0 | 0 | 0 | 0 | 0 | 0 | 0 | 0 | 0 | 0 | 0 | 0 | 0 | 0 | 0 | 0 | 0 | 0 | 0 | 0 | 0 | 0 | 0 | 0 | 0 | 0 | 0 | 0 | 0 | 0 | 0 | 0 | 0 | 0 | 0
PG&E Greater Bay Study Area | Los Esteros | 230 | Los Esteros | 230 | 0 | 0 | 0 | 0 | 0 | 0 | 0 | 0 | 0 | 0 | 0 | 0 | 0 | 0 | 0 | 0 | 0 | 0 | 0 | 0 | 0 | 0 | 0 | 0 | 0 | 0 | 0 | 0 | 0 | 0 | 0 | 0 | 0 | 0 | 0 | 0 | 0 | 0 | 0 | 0 | 0 | 0 | 0 | 0 | 0
PG&E Greater Bay Study Area | Los Esteros | 115 | Los Esteros | 115 | 0 | 0 | 0 | 0 | 0 | 0 | 0 | 0 | 0 | 0 | 0 | 200 | 6 | 0 | 1 | 0 | 0 | 0 | 0 | 0 | 0 | 0 | 0 | 0 | 0 | 0 | 200 | 6 | 0 | 1 | 0 | 0 | 0 | 0 | 0 | 0 | 0 | 0 | 0 | 0 | 0 | 200 | 6 | 0 | 1
PG&E Greater Bay Study Area | Los Positas | 230 | Los Positas | 230 | 0 | 0 | 0 | 0 | 0 | 0 | 0 | 0 | 0 | 0 | 0 | 0 | 0 | 0 | 0 | 0 | 0 | 0 | 0 | 0 | 0 | 0 | 0 | 0 | 0 | 0 | 0 | 0 | 0 | 0 | 0 | 0 | 0 | 0 | 0 | 0 | 0 | 0 | 0 | 0 | 0 | 0 | 0 | 0 | 0
SDG&E Study Area | Loveland | 69 | Loveland | 69 | 0 | 0 | 0 | 0 | 0 | 0 | 0 | 0 | 0.84 | 0 | 0 | 0 | 0 | 0 | 1 | 0 | 0 | 0 | 0 | 0 | 0 | 0 | 0 | 0.84 | 0 | 0 | 0 | 0 | 0 | 1 | 0 | 0 | 0 | 0 | 0 | 0 | 0 | 0 | 0.84 | 0 | 0 | 0 | 0 | 0 | 1
SCE Metro Study Area | Lugo | 500 | Lugo | 500 | 0 | 0 | 0 | 0 | 0 | 0 | 0 | 0 | 0 | 0 | 0 | 0 | 0 | 0 | 0 | 0 | 0 | 0 | 0 | 0 | 0 | 0 | 0 | 0 | 0 | 0 | 0 | 0 | 0 | 0 | 0 | 0 | 0 | 0 | 0 | 0 | 0 | 0 | 0 | 0 | 0 | 0 | 0 | 0 | 0
SCE North of Lugo Study Area | Lugo | 230 | Lugo | 230 | 0 | 0 | 0 | 0 | 0 | 0 | 0 | 0 | 0 | 0 | 0 | 0 | 0 | 0 | 0 | 0 | 0 | 0 | 0 | 0 | 0 | 0 | 0 | 0 | 0 | 0 | 0 | 0 | 0 | 0 | 0 | 0 | 0 | 0 | 0 | 0 | 0 | 0 | 0 | 0 | 0 | 0 | 0 | 0 | 0
SCE North of Lugo Study Area | New Sub - Lugo - Pisgah (Proposed) | 230 | New Sub - Lugo - Pisgah (Proposed) | 230 | 0 | 0 | 100 | 50 | 0 | 0 | 0 | 0 | 0 | 0 | 0 | 0 | 0 | 0 | 1 | 0 | 0 | 100 | 50 | 0 | 0 | 0 | 0 | 0 | 0 | 0 | 0 | 0 | 0 | 1 | 0 | 0 | 100 | 50 | 0 | 0 | 0 | 0 | 0 | 0 | 0 | 0 | 0 | 0 | 1
PG&E North of Greater Bay Study Area | Madison | 115 | Madison | 115 | 0 | 0 | 0 | 0 | 0 | 0 | 0 | 0 | 0 | 0 | 13 | 10.2 | 0 | 0 | 1 | 0 | 0 | 0 | 0 | 0 | 0 | 0 | 0 | 0 | 0 | 13 | 10.2 | 0 | 0 | 1 | 0 | 0 | 0 | 0 | 0 | 0 | 0 | 0 | 0 | 0 | 13 | 10.2 | 0 | 0 | 1
SCE Northern Area | Magunden | 230 | Magunden | 230 | 0 | 0 | 0 | 0 | 0 | 0 | 0 | 0 | 0 | 0 | 0 | 0 | 0 | 0 | 0 | 0 | 0 | 0 | 0 | 0 | 0 | 0 | 0 | 0 | 0 | 0 | 0 | 0 | 0 | 0 | 0 | 0 | 0 | 0 | 0 | 0 | 0 | 0 | 0 | 0 | 0 | 0 | 0 | 0 | 0
PG&E Kern Study Area | Magunden | 115 | Magunden | 115 | 0 | 0 | 0 | 0 | 0 | 0 | 0 | 0 | 0 | 0 | 0 | 0 | 0 | 0 | 0 | 0 | 0 | 0 | 0 | 0 | 0 | 0 | 0 | 0 | 0 | 0 | 0 | 0 | 0 | 0 | 0 | 0 | 0 | 0 | 0 | 0 | 0 | 0 | 0 | 0 | 0 | 0 | 0 | 0 | 0
PG&E North of Greater Bay Study Area | Malin | 500 | Malin | 500 | 0 | 0 | 0 | 0 | 0 | 0 | 0 | 0 | 0 | 0 | 0 | 0 | 0 | 0 | 0 | 0 | 0 | 0 | 0 | 0 | 0 | 0 | 0 | 0 | 0 | 0 | 0 | 0 | 0 | 0 | 0 | 0 | 0 | 0 | 0 | 0 | 0 | 0 | 0 | 0 | 0 | 0 | 0 | 0 | 0
SCE Northern Area | Mandalay | 230 | Mandalay | 230 | 0 | 0 | 0 | 0 | 0 | 0 | 0 | 0 | 0 | 0 | 0 | 0 | 0 | 0 | 0 | 0 | 0 | 0 | 0 | 0 | 0 | 0 | 0 | 0 | 0 | 0 | 200 | 0 | 0 | 1 | 0 | 0 | 0 | 0 | 0 | 0 | 0 | 0 | 0 | 0 | 0 | 200 | 0 | 0 | 1
PG&E Fresno Study Area | Manning | 500 | Manning | 500 | 0 | 0 | 0 | 0 | 0 | 0 | 0 | 0 | 0 | 0 | 0 | 0 | 0 | 0 | 0 | 0 | 0 | 0 | 0 | 0 | 0 | 0 | 0 | 0 | 492.25 | 0 | 0 | 0 | 0 | 1 | 0 | 0 | 0 | 0 | 0 | 0 | 0 | 0 | 0 | 492.5 | 480 | 0 | 210 | 0 | 1
PG&E Fresno Study Area | Manning | 230 | Manning | 230 | 0 | 0 | 0 | 0 | 0 | 0 | 0 | 0 | 0 | 0 | 0 | 0 | 0 | 0 | 0 | 0 | 0 | 0 | 0 | 0 | 0 | 0 | 0 | 0 | 0 | 0 | 0 | 0 | 0 | 0 | 0 | 0 | 0 | 0 | 0 | 0 | 0 | 0 | 0 | 0 | 0 | 0 | 0 | 0 | 0
PG&E Greater Bay Study Area | Manteca | 115 | Manteca | 115 | 0 | 0 | 0 | 0 | 0 | 0 | 0 | 0 | 1.5 | 0 | 0 | 0 | 0 | 0 | 1 | 0 | 0 | 0 | 0 | 0 | 0 | 0 | 0 | 1.5 | 0 | 0 | 0 | 0 | 0 | 1 | 0 | 0 | 0 | 0 | 0 | 0 | 0 | 0 | 1.5 | 0 | 0 | 0 | 0 | 0 | 1
SDG&E Study Area | Margarita | 138 | Margarita | 138 | 0 | 0 | 0 | 0 | 0 | 0 | 0 | 0 | 0 | 0 | 0 | 0 | 0 | 0 | 0 | 0 | 0 | 0 | 0 | 0 | 0 | 0 | 0 | 0 | 0 | 0 | 0 | 0 | 0 | 0 | 0 | 0 | 0 | 0 | 0 | 0 | 0 | 0 | 0 | 0 | 0 | 0 | 0 | 0 | 0
PG&E Greater Bay Study Area | Mariposa | 230 | 0 | 0 | 0 | 0 | 0 | 0 | 0 | 0 | 0 | 0 | 0 | 0 | 0 | 0 | 0 | 0 | 0 | 0 | 0 | 0 | 0 | 0 | 0 | 0 | 0 | 0 | 0 | 0 | 0 | 0 | 0 | 0 | 0 | 0 | 0 | 0 | 0 | 0 | 0 | 0 | 0 | 0 | 0 | 0 | 0 | 0 | 0
PG&E Greater Bay Study Area | Martin | 115 | Martin | 115 | 0 | 0 | 0 | 0 | 0 | 0 | 0 | 0 | 8.37 | 0 | 0 | 4.62 | 50 | 0 | 1 | 0 | 0 | 0 | 0 | 0 | 0 | 0 | 0 | 8.37 | 0 | 0 | 193.02 | 61.6 | 0 | 1 | 0 | 0 | 0 | 0 | 0 | 0 | 0 | 0 | 8.37 | 0 | 0 | 193.02 | 111.6 | 0 | 1
PG&E Greater Bay Study Area | Martin | 230 | Martin | 230 | 0 | 0 | 0 | 0 | 0 | 0 | 0 | 0 | 0 | 0 | 0 | 0 | 0 | 0 | 0 | 0 | 0 | 0 | 0 | 0 | 0 | 0 | 0 | 0 | 0 | 0 | 0 | 0 | 0 | 0 | 0 | 0 | 0 | 0 | 0 | 0 | 0 | 0 | 0 | 0 | 0 | 0 | 0 | 0 | 0
PG&E Greater Bay Study Area | Martinez | 115 | Martinez | 115 | 0 | 0 | 0 | 0 | 0 | 0 | 0 | 0 | 0 | 0 | 0 | 0 | 0 | 0 | 0 | 0 | 0 | 0 | 0 | 0 | 0 | 0 | 0 | 0 | 0 | 0 | 0 | 0 | 0 | 0 | 0 | 0 | 0 | 0 | 0 | 0 | 0 | 0 | 0 | 0 | 0 | 0 | 0 | 0 | 0
PG&E Fresno Study Area | Mc Mullin | 230 | Mc Mullin | 230 | 0 | 0 | 0 | 0 | 0 | 0 | 0 | 0 | 0 | 0 | 0 | 0 | 0 | 0 | 0 | 0 | 0 | 0 | 0 | 0 | 0 | 0 | 0 | 0 | 0 | 0 | 0 | 0 | 0 | 0 | 0 | 0 | 0 | 0 | 0 | 0 | 0 | 0 | 0 | 0 | 0 | 0 | 0 | 0 | 0
PG&E Fresno Study Area | McCall | 230 | McCall | 230 | 0 | 0 | 0 | 0 | 0 | 0 | 0 | 0 | 1.75 | 0 | 0 | 0 | 0 | 0 | 1 | 0 | 0 | 0 | 0 | 0 | 0 | 0 | 0 | 7.5 | 0 | 0 | 0 | 0 | 0 | 1 | 0 | 0 | 0 | 0 | 0 | 0 | 0 | 0 | 7.5 | 0 | 0 | 0 | 0 | 0 | 1
East of Pisgah Study Area | McCullough (LDWP) | 500 | 0 | 0 | 0 | 0 | 0 | 0 | 0 | 0 | 0 | 0 | 0 | 0 | 0 | 0 | 0 | 0 | 0 | 0 | 0 | 0 | 0 | 0 | 0 | 0 | 0 | 0 | 0 | 0 | 0 | 0 | 0 | 0 | 0 | 0 | 0 | 0 | 0 | 0 | 0 | 0 | 0 | 0 | 0 | 0 | 0 | 0 | 0
East of Pisgah Study Area | Mead | 230 | 0 | 0 | 0 | 0 | 0 | 0 | 0 | 0 | 0 | 0 | 0 | 0 | 0 | 0 | 0 | 0 | 0 | 0 | 0 | 0 | 0 | 0 | 0 | 0 | 0 | 0 | 0 | 0 | 0 | 0 | 0 | 0 | 0 | 0 | 0 | 0 | 0 | 0 | 0 | 0 | 0 | 0 | 0 | 0 | 0 | 0 | 0
PG&E Greater Bay Study Area | Melones | 115 | Melones | 115 | 0 | 0 | 0 | 0 | 0 | 0 | 0 | 0 | 0 | 0 | 0 | 0 | 0 | 0 | 0 | 0 | 0 | 0 | 0 | 0 | 0 | 0 | 0 | 0 | 0 | 0 | 0 | 0 | 0 | 0 | 0 | 0 | 0 | 0 | 0 | 0 | 0 | 0 | 0 | 0 | 0 | 0 | 0 | 0 | 0
PG&E North of Greater Bay Study Area | Mendocino | 115 | Mendocino | 115 | 0 | 1 | 0 | 0 | 0 | 0 | 0 | 0 | 0 | 0 | 0 | 0 | 0 | 5 | 1 | 0 | 1 | 0 | 0 | 0 | 0 | 0 | 0 | 0 | 0 | 0 | 0 | 0 | 5 | 1 | 0 | 1 | 0 | 0 | 0 | 0 | 0 | 0 | 0 | 0 | 0 | 0 | 0 | 5 | 1
PG&E Fresno Study Area | Mendota | 115 | Mendota | 115 | 0 | 0 | 0 | 0 | 0 | 0 | 0 | 0 | 0 | 0 | 0 | 0 | 0 | 0 | 0 | 0 | 0 | 0 | 0 | 0 | 0 | 0 | 0 | 0 | 0 | 0 | 0 | 0 | 0 | 0 | 0 | 0 | 0 | 0 | 0 | 0 | 0 | 0 | 0 | 0 | 0 | 0 | 0 | 0 | 0
PG&E Fresno Study Area | Merced | 115 | Merced | 115 | 0 | 0 | 0 | 0 | 0 | 0 | 0 | 0 | 0 | 0 | 0 | 0 | 0 | 0 | 0 | 0 | 0 | 0 | 0 | 0 | 0 | 0 | 0 | 4 | 0 | 0 | 0 | 0 | 0 | 1 | 0 | 0 | 0 | 0 | 0 | 0 | 0 | 0 | 4 | 0 | 0 | 0 | 0 | 0 | 1
East of Pisgah Study Area | Mercry Switch | 138 | 0 | 0 | 0 | 0 | 0 | 0 | 0 | 0 | 0 | 0 | 0 | 0 | 0 | 0 | 0 | 0 | 0 | 0 | 0 | 0 | 0 | 0 | 0 | 0 | 0 | 0 | 0 | 0 | 0 | 0 | 0 | 0 | 0 | 0 | 0 | 0 | 0 | 0 | 0 | 0 | 0 | 0 | 0 | 0 | 0 | 0 | 0
PG&E Kern Study Area | Mesa | 230 | Mesa (PGE) | 230 | 0 | 0 | 0 | 0 | 0 | 0 | 0 | 0 | 2.62 | 0 | 0 | 0 | 0 | 0 | 1 | 0 | 0 | 0 | 0 | 0 | 0 | 0 | 0 | 2.62 | 0 | 0 | 0 | 0 | 0 | 1 | 0 | 0 | 0 | 0 | 0 | 0 | 0 | 0 | 2.62 | 0 | 0 | 0 | 0 | 0 | 1
PG&E Kern Study Area | Mesa | 115 | Mesa (PGE) | 115 | 0 | 0 | 0 | 0 | 0 | 0 | 0 | 0 | 0 | 0 | 0 | 0 | 0 | 0 | 0 | 0 | 0 | 0 | 0 | 0 | 0 | 0 | 0 | 0 | 0 | 0 | 0 | 0 | 0 | 0 | 0 | 0 | 0 | 0 | 0 | 0 | 0 | 0 | 0 | 0 | 0 | 0 | 0 | 0 | 0
SCE Metro Study Area | Mesa (SCE) | 500 | Mesa (SCE) | 500 | 0 | 0 | 0 | 0 | 0 | 0 | 0 | 0 | 0 | 0 | 0 | 0 | 0 | 0 | 0 | 0 | 0 | 0 | 0 | 0 | 0 | 0 | 0 | 0 | 0 | 0 | 0 | 0 | 0 | 0 | 0 | 0 | 0 | 0 | 0 | 0 | 0 | 0 | 0 | 0 | 0 | 0 | 0 | 0 | 0
SCE Metro Study Area | Mesa (SCE) | 230 | Mesa (SCE) | 230 | 0 | 0 | 0 | 0 | 0 | 0 | 0 | 0 | 0 | 0 | 0 | 0 | 3.5 | 0 | 1 | 0 | 0 | 0 | 0 | 0 | 0 | 0 | 0 | 0 | 0 | 0 | 0 | 3.5 | 0 | 1 | 0 | 0 | 0 | 0 | 0 | 0 | 0 | 0 | 0 | 0 | 0 | 0 | 3.5 | 0 | 1
PG&E Greater Bay Study Area | Metcalf | 500 | Metcalf | 500 | 0 | 0 | 0 | 0 | 0 | 0 | 0 | 0 | 0 | 0 | 0 | 0 | 0 | 0 | 0 | 0 | 0 | 0 | 0 | 0 | 0 | 0 | 0 | 0 | 0 | 0 | 0 | 0 | 0 | 0 | 0 | 0 | 0 | 0 | 0 | 0 | 0 | 0 | 0 | 0 | 0 | 0 | 0 | 0 | 0
PG&E Greater Bay Study Area | Metcalf | 230 | Metcalf | 230 | 0 | 0 | 0 | 0 | 0 | 0 | 0 | 0 | 0 | 0 | 0 | 0 | 0 | 0 | 0 | 0 | 0 | 0 | 0 | 0 | 0 | 0 | 0 | 0 | 0 | 0 | 200 | 100 | 0 | 1 | 0 | 0 | 0 | 0 | 0 | 0 | 0 | 0 | 0 | 0 | 0 | 250 | 100 | 0 | 1
PG&E Greater Bay Study Area | Metcalf | 115 | Metcalf | 115 | 0 | 1.8 | 0 | 0 | 0 | 0 | 0 | 0 | 0 | 0 | 0 | 0 | 0 | 0 | 1 | 0 | 1.8 | 0 | 0 | 0 | 0 | 0 | 0 | 0 | 0 | 0 | 0 | 0 | 0 | 1 | 0 | 1.8 | 0 | 0 | 0 | 0 | 0 | 0 | 0 | 0 | 0 | 0 | 0 | 0 | 1
PG&E Kern Study Area | Midway | 500 | Midway | 500 | 0 | 0 | 0 | 0 | 0 | 0 | 0 | 0 | 0 | 0 | 500 | 0 | 100 | 0 | 1 | 0 | 0 | 0 | 0 | 0 | 0 | 0 | 0 | 0 | 100 | 556 | 340 | 141 | 0 | 1 | 0 | 0 | 0 | 0 | 0 | 0 | 0 | 0 | 0 | 100 | 700 | 340 | 302 | 0 | 1
PG&E Kern Study Area | Midway | 230 | Midway | 230 | 0 | 0 | 0 | 0 | 0 | 0 | 0 | 0 | 0 | 0 | 0 | 0 | 0 | 0 | 0 | 0 | 0 | 0 | 0 | 0 | 0 | 0 | 0 | 0 | 0 | 0 | 0 | 0 | 0 | 0 | 0 | 0 | 0 | 0 | 0 | 0 | 0 | 0 | 0 | 0 | 0 | 0 | 0 | 0 | 0
PG&E Kern Study Area | Midway | 115 | Midway | 115 | 0 | 0 | 0 | 0 | 0 | 0 | 0 | 0 | 0 | 100 | 100 | 80 | 0 | 0 | 1 | 0 | 0 | 0 | 0 | 0 | 0 | 0 | 0 | 0 | 200 | 148 | 80 | 1 | 0 | 1 | 0 | 0 | 0 | 0 | 0 | 0 | 0 | 0 | 0 | 200 | 147 | 80 | 26 | 0 | 1
SDG&E Study Area | Miguel | 500 | Miguel | 500 | 0 | 0 | 0 | 0 | 0 | 0 | 0 | 0 | 0 | 0 | 0 | 0 | 0 | 0 | 0 | 0 | 0 | 0 | 0 | 0 | 0 | 0 | 0 | 0 | 0 | 0 | 0 | 0 | 0 | 0 | 0 | 0 | 0 | 0 | 0 | 0 | 0 | 0 | 0 | 0 | 0 | 0 | 0 | 0 | 0
SDG&E Study Area | Miguel | 230 | Miguel | 230 | 0 | 0 | 0 | 0 | 0 | 0 | 0 | 0 | 0 | 0 | 0 | 9.75 | 0 | 0 | 1 | 0 | 0 | 0 | 0 | 0 | 0 | 0 | 0 | 0 | 0 | 0 | 9.75 | 0 | 0 | 1 | 0 | 0 | 0 | 0 | 0 | 0 | 0 | 0 | 0 | 0 | 0 | 9.75 | 0 | 0 | 1
PG&E Greater Bay Study Area | Miller | 115 | Miller | 115 | 0 | 0 | 0 | 0 | 0 | 0 | 0 | 0 | 0 | 0 | 0 | 0 | 0 | 0 | 0 | 0 | 0 | 0 | 0 | 0 | 0 | 0 | 0 | 0 | 0 | 0 | 0 | 0 | 0 | 0 | 0 | 0 | 0 | 0 | 0 | 0 | 0 | 0 | 0 | 0 | 0 | 0 | 0 | 0 | 0
SCE Metro Study Area | Mira Loma | 500 | Mira Loma | 500 | 0 | 0 | 0 | 0 | 0 | 0 | 0 | 0 | 0 | 0 | 0 | 0 | 0 | 0 | 0 | 0 | 0 | 0 | 0 | 0 | 0 | 0 | 0 | 0 | 0 | 0 | 0 | 0 | 0 | 0 | 0 | 0 | 0 | 0 | 0 | 0 | 0 | 0 | 0 | 0 | 0 | 0 | 0 | 0 | 0
SCE Metro Study Area | Mira Loma | 230 | Mira Loma | 230 | 0 | 0 | 0 | 0 | 0 | 0 | 0 | 0 | 0 | 0 | 0 | 285 | 100 | 0 | 1 | 0 | 0 | 0 | 0 | 0 | 0 | 0 | 0 | 0 | 0 | 0 | 285 | 100 | 0 | 1 | 0 | 0 | 0 | 0 | 0 | 0 | 0 | 0 | 0 | 0 | 0 | 285 | 100 | 0 | 1
SCE Eastern Study Area | Mirage | 230 | Mirage | 230 | 700 | 0 | 0 | 0 | 0 | 0 | 0 | 0 | 0 | 0 | 0 | 50 | 0 | 0 | 1 | 790 | 0 | 0 | 0 | 0 | 0 | 0 | 0 | 0 | 0 | 0 | 50 | 0 | 0 | 1 | 790 | 0 | 0 | 0 | 0 | 0 | 0 | 0 | 0 | 0 | 0 | 50 | 0 | 0 | 1
SDG&E Study Area | Mission | 230 | Mission | 230 | 0 | 0 | 0 | 0 | 0 | 0 | 0 | 0 | 0 | 0 | 0 | 9 | 0 | 0 | 1 | 0 | 0 | 0 | 0 | 0 | 0 | 0 | 0 | 0 | 0 | 0 | 9 | 0 | 0 | 1 | 0 | 0 | 0 | 0 | 0 | 0 | 0 | 0 | 0 | 0 | 0 | 9 | 0 | 0 | 1
PG&E Greater Bay Study Area | Mi-Wuk | 115 | Mi-Wuk | 115 | 0 | 0 | 0 | 0 | 0 | 0 | 0 | 0 | 0 | 0 | 0 | 0 | 0 | 0 | 0 | 0 | 0 | 0 | 0 | 0 | 0 | 0 | 0 | 0 | 0 | 0 | 0 | 0 | 0 | 0 | 0 | 0 | 0 | 0 | 0 | 0 | 0 | 0 | 0 | 0 | 0 | 0 | 0 | 0 | 0
East of Pisgah Study Area | Mohave | 500 | Mohave | 500 | 0 | 0 | 0 | 0 | 0 | 0 | 0 | 0 | 0 | 0 | 0 | 0 | 0 | 0 | 0 | 0 | 0 | 0 | 0 | 0 | 0 | 0 | 0 | 0 | 0 | 700 | 500 | 0 | 0 | 1 | 0 | 0 | 0 | 0 | 0 | 0 | 0 | 0 | 0 | 0 | 700 | 500 | 0 | 0 | 1
PG&E North of Greater Bay Study Area | Monroe | 115 | Monroe | 115 | 0 | 0 | 0 | 0 | 0 | 0 | 0 | 0 | 0 | 0 | 0 | 0 | 0 | 0 | 0 | 0 | 0 | 0 | 0 | 0 | 0 | 0 | 0 | 0 | 0 | 0 | 0 | 0 | 0 | 0 | 0 | 0 | 0 | 0 | 0 | 0 | 0 | 0 | 0 | 0 | 0 | 0 | 0 | 0 | 0
PG&E Greater Bay Study Area | Monta Vista | 230 | Monta Vista | 230 | 0 | 0 | 0 | 0 | 0 | 0 | 0 | 0 | 0 | 0 | 0 | 0 | 0 | 0 | 0 | 0 | 0 | 0 | 0 | 0 | 0 | 0 | 0 | 0 | 0 | 0 | 0 | 0 | 0 | 0 | 0 | 0 | 0 | 0 | 0 | 0 | 0 | 0 | 0 | 0 | 0 | 0 | 0 | 0 | 0
PG&E North of Greater Bay Study Area | Monticello | 115 | Monticello | 115 | 0 | 0 | 0 | 0 | 0 | 0 | 0 | 0 | 0 | 0 | 0 | 0 | 0 | 0 | 0 | 0 | 0 | 0 | 0 | 0 | 0 | 0 | 0 | 0 | 0 | 0 | 0 | 0 | 0 | 0 | 0 | 0 | 0 | 0 | 0 | 0 | 0 | 0 | 0 | 0 | 0 | 0 | 0 | 0 | 0
SCE Northern Area | Moorpark | 230 | Moorpark | 230 | 0 | 0 | 0 | 0 | 0 | 0 | 0 | 0 | 0 | 0 | 0 | 134.9 | 0 | 0 | 1 | 0 | 0 | 0 | 0 | 0 | 0 | 0 | 0 | 0 | 0 | 0 | 434.9 | 0 | 0 | 1 | 0 | 0 | 0 | 0 | 0 | 0 | 0 | 0 | 0 | 0 | 0 | 434.9 | 0 | 0 | 1
PG&E Greater Bay Study Area | Moraga | 230 | Moraga | 230 | 0 | 0 | 0 | 0 | 0 | 0 | 0 | 0 | 0 | 0 | 0 | 0 | 0 | 0 | 0 | 0 | 0 | 0 | 0 | 0 | 0 | 0 | 0 | 0 | 0 | 0 | 0 | 0 | 0 | 0 | 0 | 0 | 0 | 0 | 0 | 0 | 0 | 0 | 0 | 0 | 0 | 0 | 0 | 0 | 0
PG&E Greater Bay Study Area | Moraga | 115 | Moraga | 115 | 0 | 0 | 0 | 0 | 0 | 0 | 0 | 0 | 0 | 0 | 0 | 0 | 0 | 0 | 0 | 0 | 0 | 0 | 0 | 0 | 0 | 0 | 0 | 0 | 0 | 0 | 0 | 0 | 0 | 0 | 0 | 0 | 0 | 0 | 0 | 0 | 0 | 0 | 0 | 0 | 0 | 0 | 0 | 0 | 0
PG&E Greater Bay Study Area | Morgan Hill | 115 | Morgan Hill | 115 | 0 | 0 | 0 | 0 | 0 | 0 | 0 | 0 | 0 | 0 | 0 | 0 | 0 | 0 | 0 | 0 | 0 | 0 | 0 | 0 | 0 | 0 | 0 | 0 | 0 | 0 | 0 | 0 | 0 | 0 | 0 | 0 | 0 | 0 | 0 | 0 | 0 | 0 | 0 | 0 | 0 | 0 | 0 | 0 | 0
PG&E Kern Study Area | Morro Bay (Proposed) | 500 | Morro Bay | 500 | 0 | 0 | 0 | 0 | 0 | 0 | 0 | 0 | 0 | 0 | 0 | 0 | 0 | 0 | 0 | 0 | 0 | 0 | 0 | 0 | 0 | 0 | 0 | 0 | 0 | 0 | 0 | 0 | 0 | 0 | 0 | 0 | 0 | 0 | 0 | 0 | 0 | 0 | 0 | 0 | 0 | 0 | 0 | 0 | 0
PG&E Kern Study Area | Morro Bay | 230 | Morro Bay | 230 | 0 | 0 | 0 | 0 | 0 | 0 | 0 | 0 | 0 | 0 | 0 | 0 | 0 | 0 | 0 | 0 | 0 | 0 | 0 | 0 | 0 | 0 | 0 | 0 | 0 | 0 | 0 | 0 | 0 | 0 | 0 | 0 | 0 | 0 | 0 | 0 | 0 | 0 | 0 | 0 | 0 | 0 | 0 | 0 | 0
PG&E Kern Study Area | Morro Bay | 115 | Morro Bay | 115 | 0 | 0 | 0 | 0 | 0 | 0 | 0 | 0 | 0 | 0 | 0 | 0 | 0 | 0 | 0 | 0 | 0 | 0 | 0 | 0 | 0 | 0 | 0 | 0 | 0 | 0 | 0 | 0 | 0 | 0 | 0 | 0 | 0 | 0 | 0 | 0 | 0 | 0 | 0 | 0 | 0 | 0 | 0 | 0 | 0
PG&E Greater Bay Study Area | Moss Landing | 500 | Moss Landing | 500 | 0 | 0 | 0 | 0 | 0 | 0 | 0 | 0 | 0 | 0 | 0 | 0 | 0 | 0 | 0 | 0 | 0 | 0 | 0 | 0 | 0 | 0 | 0 | 0 | 0 | 0 | 0 | 0 | 0 | 0 | 0 | 0 | 0 | 0 | 0 | 0 | 0 | 0 | 0 | 0 | 0 | 0 | 500 | 0 | 1
PG&E Greater Bay Study Area | Moss Landing | 230 | Moss Landing | 230 | 0 | 0 | 0 | 0 | 0 | 0 | 0 | 0 | 0 | 0 | 0 | 0 | 0 | 0 | 0 | 0 | 0 | 0 | 0 | 0 | 0 | 0 | 0 | 0 | 0 | 0 | 0 | 0 | 0 | 0 | 0 | 0 | 0 | 0 | 0 | 0 | 0 | 0 | 0 | 0 | 0 | 0 | 0 | 0 | 0
PG&E Greater Bay Study Area | Moss Landing | 115 | Moss Landing | 115 | 0 | 0 | 0 | 0 | 0 | 0 | 0 | 0 | 0 | 0 | 0 | 0 | 0 | 0 | 0 | 0 | 0 | 0 | 0 | 0 | 0 | 0 | 0 | 0 | 0 | 0 | 0 | 0 | 0 | 0 | 0 | 0 | 0 | 0 | 0 | 0 | 0 | 0 | 0 | 0 | 0 | 0 | 0 | 0 | 0
PG&E Kern Study Area | Mt Poso | 115 | Mt Poso | 115 | 0 | 0 | 0 | 0 | 0 | 0 | 0 | 0 | 0 | 0 | 0 | 0 | 0 | 0 | 0 | 0 | 0 | 0 | 0 | 0 | 0 | 0 | 0 | 0 | 0 | 0 | 0 | 0 | 0 | 0 | 0 | 0 | 0 | 0 | 0 | 0 | 0 | 0 | 0 | 0 | 0 | 0 | 0 | 0 | 0
PG&E Fresno Study Area | Mustang | 230 | Mustang | 230 | 0 | 0 | 0 | 0 | 0 | 0 | 0 | 0 | 0 | 106.5 | 200 | 0 | 50 | 0 | 1 | 0 | 0 | 0 | 0 | 0 | 0 | 0 | 0 | 0 | 106.5 | 200 | 0 | 50 | 0 | 1 | 0 | 0 | 0 | 0 | 0 | 0 | 0 | 0 | 0 | 206.5 | 300 | 75 | 75 | 0 | 1
PG&E Fresno Study Area | New Melones | 230 | Melones | 230 | 0 | 0 | 0 | 0 | 0 | 0 | 0 | 0 | 0 | 0 | 0 | 0 | 0 | 0 | 0 | 0 | 0 | 0 | 0 | 0 | 0 | 0 | 0 | 0 | 0 | 0 | 0 | 0 | 0 | 0 | 0 | 0 | 0 | 0 | 0 | 0 | 0 | 0 | 0 | 0 | 0 | 0 | 0 | 0 | 0
PG&E Greater Bay Study Area | Newark | 230 | Newark | 230 | 0 | 0 | 0 | 0 | 0 | 0 | 0 | 0 | 0 | 0 | 0 | 0 | 0 | 0 | 0 | 0 | 0 | 0 | 0 | 0 | 0 | 0 | 0 | 0 | 0 | 0 | 0 | 0 | 0 | 0 | 0 | 0 | 0 | 0 | 0 | 0 | 0 | 0 | 0 | 0 | 0 | 0 | 0 | 0 | 0
PG&E Greater Bay Study Area | Newark | 115 | Newark | 115 | 0 | 0 | 0 | 0 | 0 | 0 | 0 | 0 | 0 | 0 | 0 | 0 | 0 | 0 | 0 | 0 | 0 | 0 | 0 | 0 | 0 | 0 | 0 | 0 | 0 | 0 | 0 | 0 | 0 | 0 | 0 | 0 | 0 | 0 | 0 | 0 | 0 | 0 | 0 | 0 | 0 | 0 | 0 | 0 | 0
PG&E Fresno Study Area | Newhall | 115 | Newhall | 115 | 0 | 0 | 0 | 0 | 0 | 0 | 0 | 0 | 0 | 0 | 0 | 0 | 0 | 0 | 0 | 0 | 0 | 0 | 0 | 0 | 0 | 0 | 0 | 0 | 0 | 0 | 0 | 0 | 0 | 0 | 0 | 0 | 0 | 0 | 0 | 0 | 0 | 0 | 0 | 0 | 0 | 0 | 0 | 0 | 0
PG&E Kern Study Area | Norco | 115 | Norco | 115 | 0 | 0 | 0 | 0 | 0 | 0 | 0 | 0 | 0 | 0 | 0 | 0 | 0 | 0 | 0 | 0 | 0 | 0 | 0 | 0 | 0 | 0 | 0 | 0 | 0 | 0 | 0 | 0 | 0 | 0 | 0 | 0 | 0 | 0 | 0 | 0 | 0 | 0 | 0 | 0 | 0 | 0 | 0 | 0 | 0
SDG&E Study Area | North City Metering | 138 | North City Metering | 138 | 0 | 0 | 0 | 0 | 0 | 0 | 0 | 0 | 0 | 0 | 0 | 0 | 0 | 0 | 0 | 0 | 0 | 0 | 0 | 0 | 0 | 0 | 0 | 0 | 0 | 0 | 0 | 0 | 0 | 0 | 0 | 0 | 0 | 0 | 0 | 0 | 0 | 0 | 0 | 0 | 0 | 0 | 0 | 0 | 0
PG&E Greater Bay Study Area | North Dublin | 230 | North Dublin | 230 | 0 | 0 | 0 | 0 | 0 | 0 | 0 | 0 | 0 | 0 | 0 | 0 | 0 | 0 | 0 | 0 | 0 | 0 | 0 | 0 | 0 | 0 | 0 | 0 | 0 | 0 | 0 | 0 | 0 | 0 | 0 | 0 | 0 | 0 | 0 | 0 | 0 | 0 | 0 | 0 | 0 | 0 | 0 | 0 | 0
SDG&E Study Area | North Gila | 500 | North Gila | 500 | 0 | 0 | 0 | 0 | 0 | 0 | 0 | 0 | 0 | 0 | 0 | 0 | 0 | 0 | 0 | 0 | 0 | 0 | 0 | 0 | 0 | 0 | 0 | 0 | 0 | 0 | 0 | 0 | 0 | 0 | 0 | 0 | 0 | 0 | 0 | 0 | 0 | 0 | 0 | 0 | 0 | 0 | 0 | 0 | 0
SDG&E Study Area | New Sub - North Gila - IV (Proposed) | 500 | New Sub - North Gila - IV (Proposed) | 500 | 0 | 0 | 0 | 0 | 0 | 0 | 0 | 0 | 0 | 0 | 0 | 0 | 0 | 0 | 0 | 0 | 0 | 0 | 0 | 0 | 0 | 0 | 0 | 0 | 0 | 0 | 0 | 0 | 0 | 0 | 0 | 0 | 0 | 0 | 0 | 0 | 0 | 0 | 0 | 0 | 0 | 0 | 0 | 0 | 0
PG&E Greater Bay Study Area | Oakland C | 115 | Oakland C | 115 | 0 | 0 | 0 | 0 | 0 | 0 | 0 | 0 | 0 | 0 | 0 | 55 | 0 | 0 | 1 | 0 | 0 | 0 | 0 | 0 | 0 | 0 | 0 | 0 | 0 | 0 | 55 | 0 | 0 | 1 | 0 | 0 | 0 | 0 | 0 | 0 | 0 | 0 | 0 | 0 | 0 | 55 | 0 | 0 | 1
PG&E Greater Bay Study Area | Oakland J | 115 | Oakland J | 115 | 0 | 0 | 0 | 0 | 0 | 0 | 0 | 0 | 0 | 0 | 0 | 0 | 0 | 0 | 0 | 0 | 0 | 0 | 0 | 0 | 0 | 0 | 0 | 0 | 0 | 0 | 0 | 0 | 0 | 0 | 0 | 0 | 0 | 0 | 0 | 0 | 0 | 0 | 0 | 0 | 0 | 0 | 0 | 0 | 0
PG&E Kern Study Area | Oceano | 115 | Oceano | 115 | 0 | 0 | 0 | 0 | 0 | 0 | 0 | 0 | 0 | 0 | 0 | 0 | 0 | 0 | 0 | 0 | 0 | 0 | 0 | 0 | 0 | 0 | 0 | 0 | 0 | 0 | 0 | 0 | 0 | 0 | 0 | 0 | 0 | 0 | 0 | 0 | 0 | 0 | 0 | 0 | 0 | 0 | 0 | 0 | 0
SDG&E Study Area | Ocotillo Express | 500 | Ocotillo Express | 500 | 0 | 0 | 0 | 0 | 0 | 0 | 0 | 0 | 0 | 0 | 0 | 0 | 0 | 0 | 0 | 0 | 0 | 0 | 0 | 0 | 0 | 0 | 0 | 0 | 0 | 0 | 0 | 0 | 0 | 0 | 0 | 0 | 0 | 0 | 0 | 0 | 0 | 0 | 0 | 0 | 0 | 0 | 0 | 0 | 0
SDG&E Study Area | Old Town | 230 | Old Town | 230 | 0 | 0 | 0 | 0 | 0 | 0 | 0 | 0 | 0 | 0 | 0 | 0 | 0 | 0 | 0 | 0 | 0 | 0 | 0 | 0 | 0 | 0 | 0 | 0 | 0 | 0 | 0 | 0 | 0 | 0 | 0 | 0 | 0 | 0 | 0 | 0 | 0 | 0 | 0 | 0 | 0 | 0 | 0 | 0 | 0
SCE Metro Study Area | Olinda | 230 | Olinda | 230 | 0 | 0 | 0 | 0 | 0 | 0 | 0 | 0 | 0 | 0 | 0 | 0 | 0 | 0 | 0 | 0 | 0 | 0 | 0 | 0 | 0 | 0 | 0 | 0 | 0 | 0 | 0 | 0 | 0 | 0 | 0 | 0 | 0 | 0 | 0 | 0 | 0 | 0 | 0 | 0 | 0 | 0 | 0 | 0 | 0
PG&E Kern Study Area | Olive | 115 | Olive | 115 | 0 | 0 | 0 | 0 | 0 | 0 | 0 | 0 | 0 | 40 | 0 | 20 | 0 | 0 | 1 | 0 | 0 | 0 | 0 | 0 | 0 | 0 | 0 | 0 | 40 | 0 | 20 | 0 | 0 | 1 | 0 | 0 | 0 | 0 | 0 | 0 | 0 | 0 | 0 | 40 | 0 | 20 | 0 | 0 | 1
PG&E North of Greater Bay Study Area | Olivehurst | 115 | Olivehurst | 115 | 0 | 0 | 0 | 0 | 0 | 0 | 0 | 0 | 0 | 0 | 0 | 0 | 0 | 0 | 0 | 0 | 0 | 0 | 0 | 0 | 0 | 0 | 0 | 0 | 0 | 0 | 0 | 0 | 0 | 0 | 0 | 0 | 0 | 0 | 0 | 0 | 0 | 0 | 0 | 0 | 0 | 0 | 0 | 0 | 0
SCE Northern Area | Ormond Beach | 230 | Ormond Beach | 230 | 0 | 0 | 0 | 0 | 0 | 0 | 0 | 0 | 0 | 0 | 0 | 0 | 0 | 0 | 0 | 0 | 0 | 0 | 0 | 0 | 0 | 0 | 0 | 0 | 0 | 0 | 0 | 0 | 0 | 0 | 0 | 0 | 0 | 0 | 0 | 0 | 0 | 0 | 0 | 0 | 0 | 0 | 0 | 0 | 0
SDG&E Study Area | Otay | 69 | Otay | 69 | 0 | 0 | 0 | 0 | 0 | 0 | 0 | 0 | 0 | 0 | 0 | 0 | 0 | 0 | 0 | 0 | 0 | 0 | 0 | 0 | 0 | 0 | 0 | 0 | 0 | 0 | 0 | 0 | 0 | 0 | 0 | 0 | 0 | 0 | 0 | 0 | 0 | 0 | 0 | 0 | 0 | 0 | 0 | 0 | 0
SDG&E Study Area | Otay Mesa | 230 | Otay Mesa | 230 | 0 | 0 | 0 | 0 | 0 | 0 | 0 | 0 | 0 | 0 | 0 | 0 | 0 | 0 | 0 | 0 | 0 | 0 | 0 | 0 | 0 | 0 | 0 | 0 | 0 | 0 | 0 | 0 | 0 | 0 | 0 | 0 | 0 | 0 | 0 | 0 | 0 | 0 | 0 | 0 | 0 | 0 | 0 | 0 | 0
PG&E Fresno Study Area | Padre Flats SW STA | 230 | Padre Flats SW STA | 230 | 0 | 0 | 0 | 0 | 0 | 0 | 0 | 0 | 0 | 0 | 0 | 0 | 0 | 0 | 0 | 0 | 0 | 0 | 0 | 0 | 0 | 0 | 0 | 0 | 0 | 0 | 0 | 0 | 0 | 0 | 0 | 0 | 0 | 0 | 0 | 0 | 0 | 0 | 0 | 0 | 0 | 0 | 0 | 0 | 0
East of Pisgah Study Area | Pahrump | 230 | Pahrump | 230 | 0 | 0 | 0 | 0 | 0 | 0 | 0 | 0 | 0 | 0 | 0 | 0 | 0 | 0 | 0 | 0 | 0 | 0 | 0 | 0 | 0 | 0 | 0 | 0 | 0 | 0 | 0 | 0 | 0 | 0 | 0 | 0 | 0 | 0 | 0 | 0 | 0 | 0 | 0 | 0 | 0 | 0 | 0 | 0 | 0
East of Pisgah Study Area | Pahrump | 138 | Pahrump | 138 | 0 | 0 | 0 | 0 | 0 | 0 | 0 | 0 | 0 | 0 | 0 | 0 | 0 | 0 | 0 | 0 | 0 | 0 | 0 | 0 | 0 | 0 | 0 | 0 | 0 | 0 | 0 | 0 | 0 | 0 | 0 | 0 | 0 | 0 | 0 | 0 | 0 | 0 | 0 | 0 | 0 | 0 | 0 | 0 | 0
SDG&E Study Area | Pala | 69 | Pala | 69 | 0 | 0 | 0 | 0 | 0 | 0 | 0 | 0 | 0 | 0 | 0 | 10 | 0 | 0 | 1 | 0 | 0 | 0 | 0 | 0 | 0 | 0 | 0 | 0 | 0 | 0 | 10 | 0 | 0 | 1 | 0 | 0 | 0 | 0 | 0 | 0 | 0 | 0 | 0 | 0 | 0 | 10 | 0 | 0 | 1
PG&E North of Greater Bay Study Area | Palermo | 230 | Palermo | 230 | 0 | 0 | 0 | 0 | 0 | 0 | 0 | 0 | 0 | 0 | 0 | 0 | 0 | 0 | 0 | 0 | 0 | 0 | 0 | 0 | 0 | 0 | 0 | 0 | 0 | 0 | 0 | 0 | 0 | 0 | 0 | 0 | 0 | 0 | 0 | 0 | 0 | 0 | 0 | 0 | 0 | 0 | 0 | 0 | 0
PG&E North of Greater Bay Study Area | Palermo | 115 | Palermo | 115 | 0 | 4.1 | 0 | 0 | 0 | 0 | 0 | 0 | 0 | 0 | 0 | 0 | 0 | 0 | 1 | 0 | 4.1 | 0 | 0 | 0 | 0 | 0 | 0 | 0 | 0 | 0 | 0 | 0 | 0 | 1 | 0 | 4.1 | 0 | 0 | 0 | 0 | 0 | 0 | 0 | 0 | 0 | 0 | 0 | 0 | 1
SCE Eastern Study Area | Palo Verde | 500 | Palo Verde | 500 | 0 | 0 | 0 | 0 | 2130.8 | 0 | 0 | 0 | 0 | 0 | 0 | 0 | 0 | 0 | 1 | 0 | 0 | 0 | 0 | 2130.8 | 0 | 0 | 0 | 0 | 0 | 0 | 0 | 0 | 0 | 1 | 0 | 0 | 0 | 0 | 3535.6 | 0 | 0 | 0 | 0 | 0 | 0 | 0 | 0 | 0 | 1
SDG&E Study Area | Palomar Energy | 230 | Palomar Energy | 230 | 0 | 0 | 0 | 0 | 0 | 0 | 0 | 0 | 0 | 0 | 0 | 0 | 0 | 0 | 0 | 0 | 0 | 0 | 0 | 0 | 0 | 0 | 0 | 0 | 0 | 0 | 0 | 0 | 0 | 0 | 0 | 0 | 0 | 0 | 0 | 0 | 0 | 0 | 0 | 0 | 0 | 0 | 0 | 0 | 0
PG&E Fresno Study Area | Panoche | 115 | Panoche | 115 | 0 | 0 | 0 | 0 | 0 | 0 | 0 | 0 | 0 | 0 | 0 | 0 | 0 | 0 | 0 | 0 | 0 | 0 | 0 | 0 | 0 | 0 | 0 | 6 | 0 | 0 | 0 | 0 | 0 | 1 | 0 | 0 | 0 | 0 | 0 | 0 | 0 | 0 | 6 | 0 | 0 | 0 | 0 | 0 | 1
PG&E Fresno Study Area | Panoche | 230 | Panoche | 230 | 0 | 0 | 0 | 0 | 0 | 0 | 0 | 0 | 0 | 0 | 0 | 0 | 0 | 0 | 0 | 0 | 0 | 0 | 0 | 0 | 0 | 0 | 0 | 0 | 100 | 0 | 0 | 0 | 0 | 1 | 0 | 0 | 0 | 0 | 0 | 0 | 0 | 0 | 0 | 100 | 260 | 0 | 100 | 0 | 1
SCE Northern Area | Pardee | 230 | Pardee | 230 | 0 | 0 | 0 | 0 | 0 | 0 | 0 | 0 | 0 | 0 | 0 | 15 | 0 | 0 | 1 | 0 | 0 | 0 | 0 | 0 | 0 | 0 | 0 | 0 | 0 | 0 | 15 | 0 | 0 | 1 | 0 | 0 | 0 | 0 | 0 | 0 | 0 | 0 | 0 | 0 | 0 | 15 | 0 | 0 | 1
PG&E North of Greater Bay Study Area | Parkway | 230 | Parkway | 230 | 0 | 2.3 | 0 | 0 | 0 | 0 | 0 | 0 | 0 | 0 | 0 | 0 | 0 | 0 | 1 | 0 | 2.3 | 0 | 0 | 0 | 0 | 0 | 0 | 0 | 0 | 0 | 0 | 0 | 0 | 1 | 0 | 2.3 | 0 | 0 | 0 | 0 | 0 | 0 | 0 | 0 | 0 | 0 | 0 | 0 | 1
SCE Northern Area | Pastoria | 230 | Pastoria | 230 | 0 | 0 | 0 | 0 | 0 | 0 | 0 | 0 | 0 | 0 | 0 | 0 | 0 | 0 | 0 | 0 | 0 | 0 | 0 | 0 | 0 | 0 | 0 | 0 | 0 | 0 | 0 | 0 | 0 | 0 | 0 | 0 | 0 | 0 | 0 | 0 | 0 | 0 | 0 | 0 | 0 | 0 | 0 | 0 | 0
SCE Metro Study Area | Pauda | 230 | Pauda | 230 | 0 | 0 | 0 | 0 | 0 | 0 | 0 | 0 | 0 | 0 | 0 | 195 | 0 | 0 | 1 | 0 | 0 | 0 | 0 | 0 | 0 | 0 | 0 | 0 | 0 | 0 | 195 | 0 | 0 | 1 | 0 | 0 | 0 | 0 | 0 | 0 | 0 | 0 | 0 | 0 | 0 | 195 | 0 | 0 | 1
PG&E North of Greater Bay Study Area | Peabody | 230 | Peabody | 230 | 0 | 0 | 0 | 0 | 0 | 0 | 0 | 0 | 4.4 | 0 | 0 | 0 | 0 | 0 | 1 | 0 | 0 | 0 | 0 | 0 | 0 | 0 | 0 | 4.4 | 0 | 0 | 0 | 0 | 0 | 1 | 0 | 0 | 0 | 0 | 0 | 0 | 0 | 0 | 4.4 | 0 | 0 | 0 | 0 | 0 | 1
PG&E North of Greater Bay Study Area | Pease | 115 | Pease | 115 | 0 | 0 | 0 | 0 | 0 | 0 | 0 | 0 | 0 | 0 | 0 | 0 | 0 | 0 | 0 | 0 | 0 | 0 | 0 | 0 | 0 | 0 | 0 | 0 | 0 | 0 | 0 | 0 | 0 | 0 | 0 | 0 | 0 | 0 | 0 | 0 | 0 | 0 | 0 | 0 | 0 | 0 | 0 | 0 | 0
SDG&E Study Area | Penasquitos | 230 | Penasquitos | 230 | 0 | 0 | 0 | 0 | 0 | 0 | 0 | 0 | 0 | 0 | 0 | 0 | 0 | 0 | 0 | 0 | 0 | 0 | 0 | 0 | 0 | 0 | 0 | 0 | 0 | 0 | 0 | 0 | 0 | 0 | 0 | 0 | 0 | 0 | 0 | 0 | 0 | 0 | 0 | 0 | 0 | 0 | 0 | 0 | 0
PG&E North of Greater Bay Study Area | Penngrove | 115 | Penngrove | 115 | 0 | 0 | 0 | 0 | 0 | 0 | 0 | 0 | 0 | 0 | 0 | 0 | 0 | 0 | 0 | 0 | 0 | 0 | 0 | 0 | 0 | 0 | 0 | 0 | 0 | 0 | 0 | 0 | 0 | 0 | 0 | 0 | 0 | 0 | 0 | 0 | 0 | 0 | 0 | 0 | 0 | 0 | 0 | 0 | 0
PG&E Greater Bay Study Area | Peoria | 115 | Peoria | 115 | 0 | 2 | 0 | 0 | 0 | 0 | 0 | 0 | 0 | 0 | 0 | 0 | 0 | 0 | 1 | 0 | 2 | 0 | 0 | 0 | 0 | 0 | 0 | 0 | 0 | 0 | 0 | 0 | 0 | 1 | 0 | 2 | 0 | 0 | 0 | 0 | 0 | 0 | 0 | 0 | 0 | 0 | 0 | 0 | 1
PG&E Greater Bay Study Area | Piercy | 115 | Piercy | 115 | 0 | 0 | 0 | 0 | 0 | 0 | 0 | 0 | 0 | 0 | 0 | 0 | 0 | 0 | 0 | 0 | 0 | 0 | 0 | 0 | 0 | 0 | 0 | 0 | 0 | 0 | 0 | 0 | 0 | 0 | 0 | 0 | 0 | 0 | 0 | 0 | 0 | 0 | 0 | 0 | 0 | 0 | 0 | 0 | 0
PG&E Fresno Study Area | Pine Flat | 230 | Pine Flat | 230 | 0 | 8 | 0 | 0 | 0 | 0 | 0 | 0 | 0 | 0 | 0 | 0 | 0 | 0 | 1 | 0 | 8 | 0 | 0 | 0 | 0 | 0 | 0 | 0 | 0 | 0 | 0 | 0 | 0 | 1 | 0 | 8 | 0 | 0 | 0 | 0 | 0 | 0 | 0 | 0 | 0 | 0 | 0 | 0 | 1
SCE North of Lugo Study Area | Pisgah | 230 | Pisgah | 230 | 0 | 0 | 0 | 0 | 0 | 0 | 0 | 0 | 0 | 0 | 0 | 0 | 0 | 0 | 0 | 0 | 0 | 0 | 0 | 0 | 0 | 0 | 0 | 0 | 0 | 0 | 0 | 0 | 0 | 0 | 0 | 0 | 0 | 0 | 0 | 0 | 0 | 0 | 0 | 80 | 200 | 0 | 115 | 0 | 1
PG&E North of Greater Bay Study Area | Pit 1 | 230 | Pit 1 | 230 | 0 | 0 | 0 | 0 | 0 | 0 | 0 | 0 | 0 | 0 | 0 | 0 | 0 | 0 | 0 | 0 | 0 | 0 | 0 | 0 | 0 | 0 | 0 | 0 | 0 | 0 | 0 | 0 | 0 | 0 | 0 | 0 | 0 | 0 | 0 | 0 | 0 | 0 | 0 | 0 | 0 | 0 | 0 | 0 | 0
PG&E North of Greater Bay Study Area | New Sub - Pit 1 - Cottonwood (Proposed) | 230 | New Sub - Pit 1 - Cottonwood (Proposed) | 230 | 0 | 0 | 200 | 10 | 0 | 0 | 0 | 0 | 0 | 0 | 0 | 0 | 0 | 0 | 1 | 0 | 0 | 200 | 10 | 0 | 0 | 0 | 0 | 0 | 0 | 0 | 0 | 0 | 0 | 1 | 0 | 0 | 200 | 10 | 0 | 0 | 0 | 0 | 0 | 0 | 0 | 0 | 0 | 0 | 1
PG&E North of Greater Bay Study Area | Pit 4 | 230 | Pit 4 | 230 | 0 | 0 | 0 | 0 | 0 | 0 | 0 | 0 | 0 | 0 | 0 | 0 | 0 | 0 | 0 | 0 | 0 | 0 | 0 | 0 | 0 | 0 | 0 | 0 | 0 | 0 | 0 | 0 | 0 | 0 | 0 | 0 | 0 | 0 | 0 | 0 | 0 | 0 | 0 | 0 | 0 | 0 | 0 | 0 | 0
PG&E Greater Bay Study Area | Pittsburg | 230 | Pittsburg | 230 | 0 | 0 | 0 | 0 | 0 | 0 | 0 | 0 | 0 | 0 | 0 | 0 | 0 | 0 | 0 | 0 | 0 | 0 | 0 | 0 | 0 | 0 | 0 | 0 | 0 | 0 | 0 | 0 | 0 | 0 | 0 | 0 | 0 | 0 | 0 | 0 | 0 | 0 | 0 | 0 | 0 | 0 | 0 | 0 | 0
PG&E Greater Bay Study Area | Pittsburg | 115 | Pittsburg | 115 | 0 | 0 | 0 | 0 | 0 | 0 | 0 | 0 | 0 | 0 | 0 | 0 | 0 | 0 | 0 | 0 | 0 | 0 | 0 | 0 | 0 | 0 | 0 | 0 | 0 | 0 | 0 | 0 | 0 | 0 | 0 | 0 | 0 | 0 | 0 | 0 | 0 | 0 | 0 | 0 | 0 | 0 | 0 | 0 | 0
PG&E North of Greater Bay Study Area | Placerville | 115 | 0 | 0 | 0 | 2 | 0 | 0 | 0 | 0 | 0 | 0 | 1 | 0 | 0 | 0 | 0 | 0 | 1 | 0 | 2 | 0 | 0 | 0 | 0 | 0 | 0 | 1 | 0 | 0 | 0 | 0 | 0 | 1 | 0 | 2 | 0 | 0 | 0 | 0 | 0 | 0 | 1 | 0 | 0 | 0 | 0 | 0 | 1
PG&E North of Greater Bay Study Area | Pleasant Grove | 115 | Pleasant Grove | 115 | 0 | 0 | 0 | 0 | 0 | 0 | 0 | 0 | 2.75 | 0 | 0 | 0 | 0 | 0 | 1 | 0 | 0 | 0 | 0 | 0 | 0 | 0 | 0 | 2.75 | 0 | 0 | 0 | 0 | 0 | 1 | 0 | 0 | 0 | 0 | 0 | 0 | 0 | 0 | 2.75 | 0 | 0 | 0 | 0 | 0 | 1
PG&E North of Greater Bay Study Area | POE | 230 | POE | 230 | 0 | 0 | 0 | 0 | 0 | 0 | 0 | 0 | 0 | 0 | 0 | 0 | 0 | 0 | 0 | 0 | 0 | 0 | 0 | 0 | 0 | 0 | 0 | 0 | 0 | 0 | 0 | 0 | 0 | 0 | 0 | 0 | 0 | 0 | 0 | 0 | 0 | 0 | 0 | 0 | 0 | 0 | 0 | 0 | 0
SDG&E Study Area | Point Loma | 69 | Point Loma | 69 | 0 | 0 | 0 | 0 | 0 | 0 | 0 | 0 | 0 | 0 | 0 | 0 | 0 | 0 | 0 | 0 | 0 | 0 | 0 | 0 | 0 | 0 | 0 | 0 | 0 | 0 | 0 | 0 | 0 | 0 | 0 | 0 | 0 | 0 | 0 | 0 | 0 | 0 | 0 | 0 | 0 | 0 | 0 | 0 | 0
SDG&E Study Area | Pomerado | 69 | Pomerado | 69 | 0 | 0 | 0 | 0 | 0 | 0 | 0 | 0 | 0 | 0 | 0 | 100 | 0 | 0 | 1 | 0 | 0 | 0 | 0 | 0 | 0 | 0 | 0 | 0 | 0 | 0 | 100 | 0 | 0 | 1 | 0 | 0 | 0 | 0 | 0 | 0 | 0 | 0 | 0 | 0 | 0 | 100 | 0 | 0 | 1
PG&E Kern Study Area | Poso Mountain | 115 | Poso Mountain | 115 | 0 | 0 | 0 | 0 | 0 | 0 | 0 | 0 | 3.8 | 0 | 0 | 0 | 0 | 0 | 1 | 0 | 0 | 0 | 0 | 0 | 0 | 0 | 0 | 3.8 | 0 | 0 | 0 | 0 | 0 | 1 | 0 | 0 | 0 | 0 | 0 | 0 | 0 | 0 | 3.8 | 0 | 0 | 0 | 0 | 0 | 1
East of Pisgah Study Area | Primm | 230 | Primm | 230 | 0 | 0 | 0 | 0 | 0 | 0 | 0 | 0 | 0 | 0 | 0 | 200 | 0 | 0 | 1 | 0 | 0 | 0 | 0 | 0 | 0 | 0 | 0 | 0 | 0 | 0 | 200 | 0 | 0 | 1 | 0 | 0 | 0 | 0 | 0 | 0 | 0 | 0 | 0 | 0 | 0 | 200 | 0 | 0 | 1
PG&E North of Greater Bay Study Area | Putah Creek | 115 | Putah Creek | 115 | 0 | 0 | 0 | 0 | 0 | 0 | 0 | 0 | 6.85 | 0 | 3 | 3 | 0 | 0 | 1 | 0 | 0 | 0 | 0 | 0 | 0 | 0 | 0 | 6.85 | 0 | 3 | 3 | 0 | 0 | 1 | 0 | 0 | 0 | 0 | 0 | 0 | 0 | 0 | 6.85 | 0 | 3 | 3 | 0 | 0 | 1
SDG&E Study Area | Q1806 Switchyard | 138 | 0 | 0 | 0 | 0 | 0 | 0 | 0 | 0 | 0 | 0 | 0 | 0 | 0 | 0 | 0 | 0 | 0 | 0 | 0 | 0 | 0 | 0 | 0 | 0 | 0 | 0 | 0 | 0 | 0 | 0 | 0 | 0 | 0 | 0 | 0 | 0 | 0 | 0 | 0 | 0 | 0 | 0 | 0 | 0 | 0 | 0 | 0
PG&E Fresno Study Area | Quinto | 230 | Quinto | 230 | 0 | 0 | 0 | 0 | 0 | 0 | 0 | 0 | 0 | 121 | 0 | 0 | 0 | 0 | 1 | 0 | 0 | 0 | 0 | 0 | 0 | 0 | 0 | 0 | 121 | 0 | 0 | 0 | 0 | 1 | 0 | 0 | 0 | 0 | 0 | 0 | 0 | 0 | 0 | 121 | 0 | 0 | 0 | 0 | 1
PG&E Greater Bay Study Area | Race Track | 115 | Race Track | 115 | 0 | 0 | 0 | 0 | 0 | 0 | 0 | 0 | 0 | 0 | 0 | 0 | 0 | 0 | 0 | 0 | 0 | 0 | 0 | 0 | 0 | 0 | 0 | 0 | 0 | 0 | 0 | 0 | 0 | 0 | 0 | 0 | 0 | 0 | 0 | 0 | 0 | 0 | 0 | 0 | 0 | 0 | 0 | 0 | 0
SDG&E Study Area | Rancho Mission Viejo | 138 | Rancho Mission Viejo | 138 | 0 | 0 | 0 | 0 | 0 | 0 | 0 | 0 | 0 | 0 | 0 | 0 | 0 | 0 | 0 | 0 | 0 | 0 | 0 | 0 | 0 | 0 | 0 | 0 | 0 | 0 | 0 | 0 | 0 | 0 | 0 | 0 | 0 | 0 | 0 | 0 | 0 | 0 | 0 | 0 | 0 | 0 | 0 | 0 | 0
PG&E North of Greater Bay Study Area | New Sub - Rancho Seco - Bellota (Proposed) | 230 | New Sub - Rancho Seco - Bellota (Proposed) | 230 | 0 | 0 | 0 | 0 | 0 | 0 | 0 | 0 | 0 | 0 | 0 | 0 | 0 | 0 | 0 | 0 | 0 | 0 | 0 | 0 | 0 | 0 | 0 | 0 | 0 | 0 | 0 | 0 | 0 | 0 | 0 | 0 | 0 | 0 | 0 | 0 | 0 | 0 | 0 | 0 | 0 | 0 | 0 | 0 | 0
SCE Metro Study Area | Rancho Vista | 500 | Rancho Vista | 500 | 0 | 0 | 0 | 0 | 0 | 0 | 0 | 0 | 0 | 0 | 0 | 0 | 0 | 0 | 0 | 0 | 0 | 0 | 0 | 0 | 0 | 0 | 0 | 0 | 0 | 0 | 0 | 0 | 0 | 0 | 0 | 0 | 0 | 0 | 0 | 0 | 0 | 0 | 0 | 0 | 0 | 0 | 0 | 0 | 0
SCE Metro Study Area | Rancho Vista | 230 | Rancho Vista | 230 | 0 | 0 | 0 | 0 | 0 | 0 | 0 | 0 | 0 | 0 | 0 | 0 | 0 | 0 | 0 | 0 | 0 | 0 | 0 | 0 | 0 | 0 | 0 | 0 | 0 | 0 | 0 | 0 | 0 | 0 | 0 | 0 | 0 | 0 | 0 | 0 | 0 | 0 | 0 | 0 | 0 | 0 | 0 | 0 | 0
SCE North of Lugo Study Area | Ransburg | 115 | Ransburg | 115 | 0 | 0 | 0 | 0 | 0 | 0 | 0 | 0 | 0 | 0 | 0 | 0 | 0 | 0 | 0 | 0 | 0 | 0 | 0 | 0 | 0 | 0 | 0 | 0 | 0 | 0 | 0 | 0 | 0 | 0 | 0 | 0 | 0 | 0 | 0 | 0 | 0 | 0 | 0 | 0 | 0 | 0 | 0 | 0 | 0
SCE Northern Area | Rector | 230 | Rector | 230 | 0 | 0 | 0 | 0 | 0 | 0 | 0 | 0 | 3 | 0 | 0 | 0 | 0 | 0 | 1 | 0 | 0 | 0 | 0 | 0 | 0 | 0 | 0 | 3 | 0 | 0 | 0 | 0 | 0 | 1 | 0 | 0 | 0 | 0 | 0 | 0 | 0 | 0 | 3 | 0 | 0 | 0 | 0 | 0 | 1
SCE Eastern Study Area | Red Bluff | 500 | Red Bluff | 500 | 0 | 0 | 0 | 0 | 0 | 0 | 0 | 0 | 0 | 0 | 250 | 375 | 0 | 0 | 1 | 0 | 0 | 0 | 0 | 0 | 0 | 0 | 0 | 0 | 0 | 250 | 375 | 0 | 0 | 1 | 0 | 0 | 0 | 0 | 0 | 0 | 0 | 0 | 0 | 0 | 575 | 375 | 200 | 0 | 1
SCE Eastern Study Area | Red Bluff | 230 | Red Bluff | 230 | 0 | 0 | 0 | 0 | 0 | 0 | 0 | 0 | 0 | 100 | 363.5 | 416 | 0 | 0 | 1 | 0 | 0 | 0 | 0 | 0 | 0 | 0 | 0 | 0 | 100 | 363.5 | 416 | 0 | 0 | 1 | 0 | 0 | 0 | 0 | 0 | 0 | 0 | 0 | 0 | 100 | 463.5 | 416 | 0 | 0 | 1
SCE Metro Study Area | Redondo | 230 | Redondo | 230 | 0 | 0 | 0 | 0 | 0 | 0 | 0 | 0 | 0 | 0 | 0 | 0 | 0 | 0 | 0 | 0 | 0 | 0 | 0 | 0 | 0 | 0 | 0 | 0 | 0 | 0 | 0 | 0 | 0 | 0 | 0 | 0 | 0 | 0 | 0 | 0 | 0 | 0 | 0 | 0 | 0 | 0 | 0 | 0 | 0
PG&E Kern Study Area | Renfro | 115 | Renfro | 115 | 0 | 0 | 0 | 0 | 0 | 0 | 0 | 0 | 0 | 0 | 0 | 0 | 0 | 0 | 0 | 0 | 0 | 0 | 0 | 0 | 0 | 0 | 0 | 0 | 0 | 0 | 0 | 0 | 0 | 0 | 0 | 0 | 0 | 0 | 0 | 0 | 0 | 0 | 0 | 0 | 0 | 0 | 0 | 0 | 0
PG&E Greater Bay Study Area | Richmond | 115 | Richmond R | 115 | 0 | 0 | 0 | 0 | 0 | 0 | 0 | 0 | 2.7 | 0 | 0 | 0 | 0 | 0 | 1 | 0 | 0 | 0 | 0 | 0 | 0 | 0 | 0 | 2.7 | 0 | 0 | 0 | 0 | 0 | 1 | 0 | 0 | 0 | 0 | 0 | 0 | 0 | 0 | 2.7 | 0 | 0 | 0 | 0 | 0 | 1
PG&E North of Greater Bay Study Area | Rincon | 115 | Rincon | 115 | 0 | 0 | 0 | 0 | 0 | 0 | 0 | 0 | 0 | 0 | 0 | 0 | 0 | 0 | 0 | 0 | 0 | 0 | 0 | 0 | 0 | 0 | 0 | 0 | 0 | 0 | 0 | 0 | 0 | 0 | 0 | 0 | 0 | 0 | 0 | 0 | 0 | 0 | 0 | 0 | 0 | 0 | 0 | 0 | 0
PG&E Kern Study Area | Rio Bravo | 115 | Rio Bravo | 115 | 0 | 0 | 0 | 0 | 0 | 0 | 0 | 0 | 0 | 0 | 0 | 0 | 0 | 0 | 0 | 0 | 0 | 0 | 0 | 0 | 0 | 0 | 0 | 0 | 0 | 0 | 0 | 0 | 0 | 0 | 0 | 0 | 0 | 0 | 0 | 0 | 0 | 0 | 0 | 0 | 0 | 0 | 0 | 0 | 0
SCE Metro Study Area | Rio Hondo | 230 | Rio Hondo | 230 | 0 | 0 | 0 | 0 | 0 | 0 | 0 | 0 | 0 | 0 | 0 | 0 | 0 | 0 | 0 | 0 | 0 | 0 | 0 | 0 | 0 | 0 | 0 | 0 | 0 | 0 | 0 | 0 | 0 | 0 | 0 | 0 | 0 | 0 | 0 | 0 | 0 | 0 | 0 | 0 | 0 | 0 | 0 | 0 | 0
PG&E North of Greater Bay Study Area | Rio Oso | 230 | Rio Oso | 230 | 0 | 0 | 0 | 0 | 0 | 0 | 0 | 0 | 0 | 0 | 0 | 0 | 0 | 0 | 0 | 0 | 0 | 0 | 0 | 0 | 0 | 0 | 0 | 0 | 0 | 0 | 0 | 0 | 0 | 0 | 0 | 0 | 0 | 0 | 0 | 0 | 0 | 0 | 0 | 65 | 200 | 0 | 95 | 0 | 1
PG&E North of Greater Bay Study Area | Rio Oso | 115 | Rio Oso | 115 | 0 | 0 | 0 | 0 | 0 | 0 | 0 | 0 | 0 | 0 | 0 | 0 | 0 | 0 | 0 | 0 | 0 | 0 | 0 | 0 | 0 | 0 | 0 | 0 | 0 | 0 | 0 | 0 | 0 | 0 | 0 | 0 | 0 | 0 | 0 | 0 | 0 | 0 | 0 | 0 | 0 | 0 | 0 | 0 | 0
PG&E Greater Bay Study Area | Ripon | 115 | Ripon | 115 | 0 | 0 | 0 | 0 | 0 | 0 | 0 | 0 | 2.6 | 0 | 0 | 50 | 0 | 0 | 1 | 0 | 0 | 0 | 0 | 0 | 0 | 0 | 0 | 2.6 | 0 | 0 | 50 | 0 | 0 | 1 | 0 | 0 | 0 | 0 | 0 | 0 | 0 | 0 | 2.6 | 0 | 0 | 50 | 0 | 0 | 1
PG&E Greater Bay Study Area | Riverbank | 115 | Riverbank | 115 | 0 | 0 | 0 | 0 | 0 | 0 | 0 | 0 | 0 | 0 | 0 | 0 | 0 | 0 | 0 | 0 | 0 | 0 | 0 | 0 | 0 | 0 | 0 | 0 | 0 | 0 | 0 | 0 | 0 | 0 | 0 | 0 | 0 | 0 | 0 | 0 | 0 | 0 | 0 | 0 | 0 | 0 | 0 | 0 | 0
SCE North of Lugo Study Area | Roadway | 115 | Roadway | 115 | 0 | 0 | 0 | 0 | 0 | 0 | 0 | 0 | 0 | 211 | 10 | 100 | 10 | 0 | 1 | 0 | 0 | 0 | 0 | 0 | 0 | 0 | 0 | 0 | 211 | 10 | 100 | 10 | 0 | 1 | 0 | 0 | 0 | 0 | 0 | 0 | 0 | 0 | 0 | 211 | 10 | 100 | 10 | 0 | 1
PG&E Greater Bay Study Area | Rossmoor | 230 | Rossmoor | 230 | 0 | 0 | 0 | 0 | 0 | 0 | 0 | 0 | 0 | 0 | 0 | 0 | 0 | 0 | 0 | 0 | 0 | 0 | 0 | 0 | 0 | 0 | 0 | 0 | 0 | 0 | 0 | 0 | 0 | 0 | 0 | 0 | 0 | 0 | 0 | 0 | 0 | 0 | 0 | 0 | 0 | 0 | 0 | 0 | 0
PG&E North of Greater Bay Study Area | Round Mountain | 500 | Round Mountain | 500 | 0 | 0 | 0 | 0 | 0 | 0 | 0 | 0 | 0 | 0 | 0 | 0 | 0 | 0 | 0 | 0 | 0 | 0 | 0 | 0 | 0 | 0 | 0 | 0 | 0 | 0 | 0 | 0 | 0 | 0 | 0 | 0 | 0 | 0 | 0 | 0 | 0 | 0 | 0 | 0 | 0 | 0 | 0 | 0 | 0
PG&E North of Greater Bay Study Area | Round Mountain | 230 | Round Mountain | 230 | 0 | 14 | 0 | 0 | 0 | 0 | 0 | 0 | 0 | 0 | 0 | 0 | 0 | 0 | 1 | 0 | 14 | 80 | 20 | 0 | 0 | 0 | 0 | 0 | 0 | 0 | 0 | 0 | 0 | 1 | 0 | 14 | 80 | 20 | 0 | 0 | 0 | 0 | 0 | 0 | 0 | 0 | 0 | 0 | 1
PG&E Greater Bay Study Area | Salado | 115 | Salado | 115 | 0 | 0 | 0 | 0 | 0 | 0 | 0 | 0 | 0 | 0 | 0 | 0 | 0 | 0 | 0 | 0 | 0 | 0 | 0 | 0 | 0 | 0 | 0 | 0 | 0 | 0 | 0 | 0 | 0 | 0 | 0 | 0 | 0 | 0 | 0 | 0 | 0 | 0 | 0 | 0 | 0 | 0 | 0 | 0 | 0
SDG&E Study Area | Salt Creek | 69 | Salt Creek | 69 | 0 | 0 | 0 | 0 | 0 | 0 | 0 | 0 | 0 | 0 | 0 | 0 | 0 | 0 | 0 | 0 | 0 | 0 | 0 | 0 | 0 | 0 | 0 | 0 | 0 | 0 | 0 | 0 | 0 | 0 | 0 | 0 | 0 | 0 | 0 | 0 | 0 | 0 | 0 | 0 | 0 | 0 | 0 | 0 | 0
SCE Eastern Study Area | San Bernardino | 230 | San Bernardino | 230 | 0 | 0 | 0 | 0 | 0 | 0 | 0 | 0 | 0 | 0 | 0 | 0 | 0 | 0 | 0 | 0 | 0 | 0 | 0 | 0 | 0 | 0 | 0 | 0 | 0 | 0 | 0 | 0 | 0 | 0 | 0 | 0 | 0 | 0 | 0 | 0 | 0 | 0 | 0 | 0 | 0 | 0 | 0 | 0 | 0
PG&E Greater Bay Study Area | San Jose B | 115 | San Jose B | 115 | 0 | 0 | 0 | 0 | 0 | 0 | 0 | 0 | 0 | 0 | 0 | 0 | 0 | 0 | 0 | 0 | 0 | 0 | 0 | 0 | 0 | 0 | 0 | 0 | 0 | 0 | 0 | 0 | 0 | 0 | 0 | 0 | 0 | 0 | 0 | 0 | 0 | 0 | 0 | 0 | 0 | 0 | 0 | 0 | 0
PG&E Greater Bay Study Area | San Leandro | 115 | San Leandro U | 115 | 0 | 0 | 0 | 0 | 0 | 0 | 0 | 0 | 0 | 0 | 0 | 0 | 0 | 0 | 0 | 0 | 0 | 0 | 0 | 0 | 0 | 0 | 0 | 0 | 0 | 0 | 0 | 0 | 0 | 0 | 0 | 0 | 0 | 0 | 0 | 0 | 0 | 0 | 0 | 0 | 0 | 0 | 0 | 0 | 0
PG&E Kern Study Area | San Luis Obispo | 115 | San Luis Obispo | 115 | 0 | 11 | 0 | 0 | 0 | 0 | 0 | 0 | 0 | 0 | 0 | 0 | 0 | 0 | 1 | 0 | 11 | 0 | 0 | 0 | 0 | 0 | 0 | 0 | 0 | 0 | 0 | 0 | 0 | 1 | 0 | 11 | 0 | 0 | 0 | 0 | 0 | 0 | 0 | 0 | 0 | 0 | 0 | 0 | 1
SDG&E Study Area | San Luis Rey | 230 | San Luis Rey | 230 | 0 | 0 | 0 | 0 | 0 | 0 | 0 | 0 | 0 | 0 | 0 | 20 | 0 | 0 | 1 | 0 | 0 | 0 | 0 | 0 | 0 | 0 | 0 | 0 | 0 | 0 | 20 | 0 | 0 | 1 | 0 | 0 | 0 | 0 | 0 | 0 | 0 | 0 | 0 | 0 | 0 | 20 | 0 | 0 | 1
SDG&E Study Area | San Onofre | 230 | San Onofre | 230 | 0 | 0 | 0 | 0 | 0 | 0 | 0 | 0 | 0 | 0 | 0 | 0 | 0 | 0 | 0 | 0 | 0 | 0 | 0 | 0 | 0 | 0 | 0 | 0 | 0 | 0 | 0 | 0 | 0 | 0 | 0 | 0 | 0 | 0 | 0 | 0 | 0 | 0 | 0 | 0 | 0 | 0 | 0 | 0 | 0
PG&E Greater Bay Study Area | San Pablo Sub | 115 | San Pablo | 115 | 0 | 0 | 0 | 0 | 0 | 0 | 0 | 0 | 0 | 0 | 0 | 0 | 0 | 0 | 0 | 0 | 0 | 0 | 0 | 0 | 0 | 0 | 0 | 0 | 0 | 0 | 0 | 0 | 0 | 0 | 0 | 0 | 0 | 0 | 0 | 0 | 0 | 0 | 0 | 0 | 0 | 0 | 0 | 0 | 0
PG&E Greater Bay Study Area | San Ramon | 230 | San Ramon | 230 | 0 | 0 | 0 | 0 | 0 | 0 | 0 | 0 | 1.9 | 0 | 0 | 0 | 0 | 0 | 1 | 0 | 0 | 0 | 0 | 0 | 0 | 0 | 0 | 1.9 | 0 | 0 | 0 | 0 | 0 | 1 | 0 | 0 | 0 | 0 | 0 | 0 | 0 | 0 | 1.9 | 0 | 0 | 0 | 0 | 0 | 1
SCE North of Lugo Study Area | Sandlot | 230 | Sandlot | 230 | 0 | 0 | 0 | 0 | 0 | 0 | 0 | 0 | 0 | 0 | 0 | 0 | 0 | 0 | 0 | 0 | 0 | 0 | 0 | 0 | 0 | 0 | 0 | 0 | 0 | 0 | 0 | 0 | 0 | 0 | 0 | 0 | 0 | 0 | 0 | 0 | 0 | 0 | 0 | 0 | 0 | 0 | 0 | 0 | 0
East of Pisgah Study Area | Sandy | 138 | Sandy | 138 | 0 | 0 | 0 | 0 | 0 | 0 | 0 | 0 | 0 | 0 | 0 | 0 | 0 | 0 | 0 | 0 | 0 | 0 | 0 | 0 | 0 | 0 | 0 | 0 | 0 | 0 | 0 | 0 | 0 | 0 | 0 | 0 | 0 | 0 | 0 | 0 | 0 | 0 | 0 | 0 | 0 | 0 | 0 | 0 | 0
PG&E Fresno Study Area | Sanger | 115 | Sanger | 115 | 0 | 3 | 0 | 0 | 0 | 0 | 0 | 0 | 2 | 0 | 0 | 0 | 0 | 0 | 1 | 0 | 3 | 0 | 0 | 0 | 0 | 0 | 0 | 2 | 0 | 0 | 0 | 0 | 0 | 1 | 0 | 3 | 0 | 0 | 0 | 0 | 0 | 0 | 2 | 0 | 0 | 0 | 0 | 0 | 1
SCE Northern Area | Santa Clara | 230 | Santa Clara | 230 | 0 | 0 | 0 | 0 | 0 | 0 | 0 | 0 | 0 | 0 | 0 | 15 | 0 | 0 | 1 | 0 | 0 | 0 | 0 | 0 | 0 | 0 | 0 | 0 | 0 | 0 | 15 | 0 | 0 | 1 | 0 | 0 | 0 | 0 | 0 | 0 | 0 | 0 | 0 | 0 | 0 | 15 | 0 | 0 | 1
PG&E North of Greater Bay Study Area | Santa Rosa | 115 | Santa Rosa A | 115 | 0 | 0 | 0 | 0 | 0 | 0 | 0 | 0 | 0 | 0 | 0 | 0 | 0 | 0 | 0 | 0 | 0 | 0 | 0 | 0 | 0 | 0 | 0 | 0 | 0 | 0 | 0 | 0 | 0 | 0 | 0 | 0 | 0 | 0 | 0 | 0 | 0 | 0 | 0 | 0 | 0 | 0 | 0 | 0 | 0
PG&E Greater Bay Study Area | Santa Teresa | 115 | Santa Teresa | 115 | 0 | 0 | 0 | 0 | 0 | 0 | 0 | 0 | 0 | 0 | 0 | 0 | 0 | 0 | 0 | 0 | 0 | 0 | 0 | 0 | 0 | 0 | 0 | 0 | 0 | 0 | 0 | 0 | 0 | 0 | 0 | 0 | 0 | 0 | 0 | 0 | 0 | 0 | 0 | 0 | 0 | 0 | 0 | 0 | 0
SDG&E Study Area | Santee | 138 | Santee | 138 | 0 | 0 | 0 | 0 | 0 | 0 | 0 | 0 | 0 | 0 | 0 | 0 | 0 | 0 | 0 | 0 | 0 | 0 | 0 | 0 | 0 | 0 | 0 | 0 | 0 | 0 | 0 | 0 | 0 | 0 | 0 | 0 | 0 | 0 | 0 | 0 | 0 | 0 | 0 | 0 | 0 | 0 | 0 | 0 | 0
SCE Metro Study Area | Santiago | 230 | Santiago | 230 | 0 | 0 | 0 | 0 | 0 | 0 | 0 | 0 | 0 | 0 | 0 | 0 | 0 | 0 | 0 | 0 | 0 | 0 | 0 | 0 | 0 | 0 | 0 | 0 | 0 | 0 | 0 | 0 | 0 | 0 | 0 | 0 | 0 | 0 | 0 | 0 | 0 | 0 | 0 | 0 | 0 | 0 | 0 | 0 | 0
PG&E Greater Bay Study Area | Saratoga | 230 | Saratoga | 230 | 0 | 0 | 0 | 0 | 0 | 0 | 0 | 0 | 0 | 0 | 0 | 0 | 0 | 0 | 0 | 0 | 0 | 0 | 0 | 0 | 0 | 0 | 0 | 0 | 0 | 0 | 0 | 0 | 0 | 0 | 0 | 0 | 0 | 0 | 0 | 0 | 0 | 0 | 0 | 0 | 0 | 0 | 0 | 0 | 0
SCE Northern Area | Saugus | 230 | Saugus | 230 | 0 | 0 | 0 | 0 | 0 | 0 | 0 | 0 | 0 | 0 | 0 | 0 | 0 | 0 | 0 | 0 | 0 | 0 | 0 | 0 | 0 | 0 | 0 | 0 | 0 | 0 | 0 | 0 | 0 | 0 | 0 | 0 | 0 | 0 | 0 | 0 | 0 | 0 | 0 | 0 | 0 | 0 | 0 | 0 | 0
PG&E Fresno Study Area | Schindler | 115 | Schindler | 115 | 0 | 0 | 0 | 0 | 0 | 0 | 0 | 0 | 2 | 0 | 0 | 0 | 0 | 0 | 1 | 0 | 0 | 0 | 0 | 0 | 0 | 0 | 0 | 2 | 0 | 0 | 0 | 0 | 0 | 1 | 0 | 0 | 0 | 0 | 0 | 0 | 0 | 0 | 2 | 0 | 100 | 0 | 40 | 0 | 1
PG&E Greater Bay Study Area | Schulte | 115 | Schulte | 115 | 0 | 0 | 0 | 0 | 0 | 0 | 0 | 0 | 0 | 0 | 0 | 0 | 0 | 0 | 0 | 0 | 0 | 0 | 0 | 0 | 0 | 0 | 0 | 0 | 0 | 0 | 0 | 0 | 0 | 0 | 0 | 0 | 0 | 0 | 0 | 0 | 0 | 0 | 0 | 0 | 0 | 0 | 0 | 0 | 0
PG&E Kern Study Area | Semitropic | 115 | Semitropic | 115 | 0 | 0 | 0 | 0 | 0 | 0 | 0 | 0 | 4.66 | 0 | 0 | 0 | 0 | 0 | 1 | 0 | 0 | 0 | 0 | 0 | 0 | 0 | 0 | 4.66 | 0 | 0 | 0 | 0 | 0 | 1 | 0 | 0 | 0 | 0 | 0 | 0 | 0 | 0 | 4.66 | 0 | 0 | 0 | 0 | 0 | 1
SCE Metro Study Area | Serrano | 500 | Serrano | 500 | 0 | 0 | 0 | 0 | 0 | 0 | 0 | 0 | 0 | 0 | 0 | 0 | 0 | 0 | 0 | 0 | 0 | 0 | 0 | 0 | 0 | 0 | 0 | 0 | 0 | 0 | 0 | 0 | 0 | 0 | 0 | 0 | 0 | 0 | 0 | 0 | 0 | 0 | 0 | 0 | 0 | 0 | 0 | 0 | 0
SCE Metro Study Area | Serrano | 230 | Serrano | 230 | 0 | 0 | 0 | 0 | 0 | 0 | 0 | 0 | 0 | 0 | 0 | 0 | 0 | 0 | 0 | 0 | 0 | 0 | 0 | 0 | 0 | 0 | 0 | 0 | 0 | 0 | 0 | 0 | 0 | 0 | 0 | 0 | 0 | 0 | 0 | 0 | 0 | 0 | 0 | 0 | 0 | 0 | 0 | 0 | 0
SDG&E Study Area | Shadowridge | 138 | Shadowridge | 138 | 0 | 0 | 0 | 0 | 0 | 0 | 0 | 0 | 0 | 0 | 0 | 0 | 0 | 0 | 0 | 0 | 0 | 0 | 0 | 0 | 0 | 0 | 0 | 0 | 0 | 0 | 0 | 0 | 0 | 0 | 0 | 0 | 0 | 0 | 0 | 0 | 0 | 0 | 0 | 0 | 0 | 0 | 0 | 0 | 0
PG&E Kern Study Area | Shafter | 115 | Shafter | 115 | 0 | 0 | 0 | 0 | 0 | 0 | 0 | 0 | 2.25 | 0 | 0 | 0 | 0 | 0 | 1 | 0 | 0 | 0 | 0 | 0 | 0 | 0 | 0 | 2.25 | 0 | 0 | 0 | 0 | 0 | 1 | 0 | 0 | 0 | 0 | 0 | 0 | 0 | 0 | 2.25 | 85.5 | 0 | 0 | 0 | 0 | 1
PG&E North of Greater Bay Study Area | Shiloh II | 230 | 0 | 0 | 0 | 0 | 0 | 0 | 0 | 0 | 0 | 0 | 0 | 0 | 0 | 0 | 0 | 0 | 0 | 0 | 0 | 0 | 0 | 0 | 0 | 0 | 0 | 0 | 0 | 0 | 0 | 0 | 0 | 0 | 0 | 0 | 0 | 0 | 0 | 0 | 0 | 0 | 0 | 0 | 0 | 0 | 0 | 0 | 0
PG&E North of Greater Bay Study Area | Silverado | 115 | Silverado | 115 | 0 | 0 | 0 | 0 | 0 | 0 | 0 | 0 | 0 | 0 | 0 | 0 | 0 | 0 | 0 | 0 | 0 | 0 | 0 | 0 | 0 | 0 | 0 | 0 | 0 | 0 | 0 | 0 | 0 | 0 | 0 | 0 | 0 | 0 | 0 | 0 | 0 | 0 | 0 | 0 | 0 | 0 | 0 | 0 | 0
SDG&E Study Area | Silvergate | 230 | Silvergate | 230 | 0 | 0 | 0 | 0 | 0 | 0 | 0 | 0 | 0 | 0 | 0 | 100 | 0 | 0 | 1 | 0 | 0 | 0 | 0 | 0 | 0 | 0 | 0 | 0 | 0 | 0 | 100 | 0 | 0 | 1 | 0 | 0 | 0 | 0 | 0 | 0 | 0 | 0 | 0 | 0 | 0 | 100 | 0 | 0 | 1
PG&E Kern Study Area | Sisquoc | 115 | Sisquoc | 115 | 0 | 0 | 0 | 0 | 0 | 0 | 0 | 0 | 0 | 0 | 0 | 0 | 0 | 0 | 0 | 0 | 0 | 0 | 0 | 0 | 0 | 0 | 0 | 0 | 0 | 0 | 0 | 0 | 0 | 0 | 0 | 0 | 0 | 0 | 0 | 0 | 0 | 0 | 0 | 0 | 0 | 0 | 0 | 0 | 0
East of Pisgah Study Area | Sloan Canyon | 230 | Sloan Canyon | 230 | 0 | 0 | 310 | 0 | 0 | 0 | 0 | 0 | 0 | 0 | 0 | 0 | 0 | 0 | 1 | 0 | 0 | 310 | 0 | 0 | 0 | 0 | 0 | 0 | 0 | 0 | 0 | 0 | 0 | 1 | 0 | 0 | 310 | 0 | 0 | 0 | 0 | 0 | 0 | 0 | 0 | 0 | 100 | 0 | 1
PG&E Kern Study Area | Smyrna | 115 | Smyrna | 115 | 0 | 0 | 0 | 0 | 0 | 0 | 0 | 0 | 6.1 | 0 | 0 | 0 | 0 | 0 | 1 | 0 | 0 | 0 | 0 | 0 | 0 | 0 | 0 | 6.1 | 0 | 0 | 0 | 0 | 0 | 1 | 0 | 0 | 0 | 0 | 0 | 0 | 0 | 0 | 6.1 | 0 | 0 | 0 | 0 | 0 | 1
PG&E Greater Bay Study Area | Sobrante | 115 | Sobrante | 115 | 0 | 0 | 0 | 0 | 0 | 0 | 0 | 0 | 5 | 0 | 0 | 0 | 0 | 0 | 1 | 0 | 0 | 0 | 0 | 0 | 0 | 0 | 0 | 5 | 0 | 0 | 0 | 0 | 0 | 1 | 0 | 0 | 0 | 0 | 0 | 0 | 0 | 0 | 5 | 0 | 0 | 0 | 0 | 0 | 1
PG&E Kern Study Area | Solar SS | 230 | Solar | 230 | 0 | 0 | 0 | 0 | 0 | 0 | 0 | 0 | 0 | 0 | 0 | 0 | 0 | 0 | 0 | 0 | 0 | 0 | 0 | 0 | 0 | 0 | 0 | 0 | 0 | 0 | 0 | 0 | 0 | 0 | 0 | 0 | 0 | 0 | 0 | 0 | 0 | 0 | 0 | 0 | 0 | 0 | 0 | 0 | 0
SCE Northern Area | Springville | 230 | Springville | 230 | 0 | 0 | 0 | 0 | 0 | 0 | 0 | 0 | 0 | 0 | 0 | 225 | 0 | 0 | 1 | 0 | 0 | 0 | 0 | 0 | 0 | 0 | 0 | 0 | 0 | 0 | 225 | 0 | 0 | 1 | 0 | 0 | 0 | 0 | 0 | 0 | 0 | 0 | 0 | 0 | 0 | 225 | 0 | 0 | 1
PG&E Greater Bay Study Area | Stagg | 230 | Stagg | 230 | 0 | 0 | 0 | 0 | 0 | 0 | 0 | 0 | 0 | 0 | 0 | 0 | 0 | 0 | 0 | 0 | 0 | 0 | 0 | 0 | 0 | 0 | 0 | 0 | 0 | 0 | 0 | 0 | 0 | 0 | 0 | 0 | 0 | 0 | 0 | 0 | 0 | 0 | 0 | 0 | 0 | 0 | 0 | 0 | 0
PG&E Greater Bay Study Area | Std Oil | 115 | Standard Oil | 115 | 0 | 0 | 0 | 0 | 0 | 0 | 0 | 0 | 0 | 0 | 0 | 0 | 0 | 0 | 0 | 0 | 0 | 0 | 0 | 0 | 0 | 0 | 0 | 0 | 0 | 0 | 0 | 0 | 0 | 0 | 0 | 0 | 0 | 0 | 0 | 0 | 0 | 0 | 0 | 0 | 0 | 0 | 0 | 0 | 0
PG&E Kern Study Area | Stockdale | 230 | Stockdale | 230 | 0 | 0 | 0 | 0 | 0 | 0 | 0 | 0 | 0 | 0 | 0 | 0 | 0 | 0 | 0 | 0 | 0 | 0 | 0 | 0 | 0 | 0 | 0 | 0 | 0 | 0 | 0 | 0 | 0 | 0 | 0 | 0 | 0 | 0 | 0 | 0 | 0 | 0 | 0 | 0 | 0 | 0 | 0 | 0 | 0
PG&E Kern Study Area | Stockdale | 115 | Stockdale | 115 | 0 | 0 | 0 | 0 | 0 | 0 | 0 | 0 | 1.7 | 0 | 0 | 0 | 0 | 0 | 1 | 0 | 0 | 0 | 0 | 0 | 0 | 0 | 0 | 1.7 | 0 | 0 | 0 | 0 | 0 | 1 | 0 | 0 | 0 | 0 | 0 | 0 | 0 | 0 | 1.7 | 0 | 0 | 0 | 0 | 0 | 1
PG&E Fresno Study Area | Storey | 230 | Storey | 230 | 0 | 0 | 0 | 0 | 0 | 0 | 0 | 0 | 0 | 0 | 0 | 0 | 0 | 0 | 0 | 0 | 0 | 0 | 0 | 0 | 0 | 0 | 0 | 0 | 0 | 0 | 0 | 0 | 0 | 0 | 0 | 0 | 0 | 0 | 0 | 0 | 0 | 0 | 0 | 0 | 0 | 0 | 0 | 0 | 0
PG&E North of Greater Bay Study Area | Summit | 115 | Summit | 115 | 0 | 0 | 0 | 0 | 0 | 0 | 0 | 0 | 0 | 0 | 0 | 0 | 0 | 0 | 0 | 0 | 0 | 0 | 0 | 0 | 0 | 0 | 0 | 0 | 0 | 0 | 0 | 0 | 0 | 0 | 0 | 0 | 0 | 0 | 0 | 0 | 0 | 0 | 0 | 0 | 0 | 0 | 0 | 0 | 0
SDG&E Study Area | Suncrest | 500 | Suncrest | 500 | 0 | 0 | 0 | 0 | 0 | 0 | 0 | 0 | 0 | 0 | 0 | 0 | 0 | 0 | 0 | 0 | 0 | 0 | 0 | 0 | 0 | 0 | 0 | 0 | 0 | 0 | 0 | 0 | 0 | 0 | 0 | 0 | 0 | 0 | 0 | 0 | 0 | 0 | 0 | 0 | 0 | 0 | 0 | 0 | 0
SDG&E Study Area | Suncrest | 230 | Suncrest | 230 | 0 | 0 | 0 | 0 | 0 | 0 | 0 | 0 | 0 | 0 | 0 | 0 | 0 | 0 | 0 | 0 | 0 | 0 | 0 | 0 | 0 | 0 | 0 | 0 | 0 | 0 | 0 | 0 | 0 | 0 | 0 | 0 | 0 | 0 | 0 | 0 | 0 | 0 | 0 | 0 | 0 | 0 | 0 | 0 | 0
SDG&E Study Area | New Sub - Suncrest - Ocotillo (Proposed) | 500 | New Sub - Suncrest - Ocotillo (Proposed) | 500 | 0 | 0 | 350 | 50 | 0 | 0 | 0 | 0 | 0 | 0 | 0 | 0 | 0 | 0 | 1 | 0 | 0 | 350 | 50 | 0 | 0 | 0 | 0 | 0 | 0 | 0 | 0 | 0 | 0 | 1 | 0 | 0 | 350 | 50 | 0 | 0 | 0 | 0 | 0 | 0 | 0 | 0 | 0 | 0 | 1
PG&E Kern Study Area | Sunset | 230 | Sunset | 230 | 0 | 0 | 0 | 0 | 0 | 0 | 0 | 0 | 0 | 0 | 0 | 0 | 0 | 0 | 0 | 0 | 0 | 0 | 0 | 0 | 0 | 0 | 0 | 0 | 0 | 0 | 0 | 0 | 0 | 0 | 0 | 0 | 0 | 0 | 0 | 0 | 0 | 0 | 0 | 0 | 0 | 0 | 0 | 0 | 0
PG&E Kern Study Area | Surf | 115 | 0 | 0 | 0 | 0 | 0 | 0 | 0 | 0 | 0 | 0 | 0 | 0 | 0 | 0 | 0 | 0 | 0 | 0 | 0 | 0 | 0 | 0 | 0 | 0 | 0 | 0 | 0 | 0 | 0 | 0 | 0 | 0 | 0 | 0 | 0 | 0 | 0 | 0 | 0 | 0 | 0 | 0 | 0 | 0 | 0 | 0 | 0
SDG&E Study Area | Sycamore Canyon | 230 | Sycamore Canyon | 230 | 0 | 0 | 0 | 0 | 0 | 0 | 0 | 0 | 0 | 0 | 0 | 0 | 0 | 322 | 1 | 0 | 0 | 0 | 0 | 0 | 0 | 0 | 0 | 0 | 0 | 0 | 0 | 0 | 437 | 1 | 0 | 0 | 0 | 0 | 0 | 0 | 0 | 0 | 0 | 0 | 0 | 0 | 0 | 487 | 1
SDG&E Study Area | Sycamore Canyon | 138 | Sycamore Canyon | 138 | 0 | 0 | 0 | 0 | 0 | 0 | 0 | 0 | 0 | 0 | 0 | 0 | 0 | 0 | 0 | 0 | 0 | 0 | 0 | 0 | 0 | 0 | 0 | 0 | 0 | 0 | 0 | 0 | 0 | 0 | 0 | 0 | 0 | 0 | 0 | 0 | 0 | 0 | 0 | 0 | 0 | 0 | 0 | 0 | 0
SCE Metro Study Area | Sylmar | 230 | Sylmar | 230 | 0 | 0 | 0 | 0 | 0 | 0 | 0 | 0 | 0 | 0 | 0 | 0 | 0 | 0 | 0 | 0 | 0 | 0 | 0 | 0 | 0 | 0 | 0 | 0 | 0 | 0 | 0 | 0 | 0 | 0 | 0 | 0 | 0 | 0 | 0 | 0 | 0 | 0 | 0 | 0 | 0 | 0 | 0 | 0 | 0
PG&E North of Greater Bay Study Area | Table Mountain | 500 | Table Mountain | 500 | 0 | 0 | 0 | 0 | 0 | 0 | 0 | 0 | 0 | 0 | 0 | 0 | 0 | 0 | 0 | 0 | 0 | 0 | 0 | 0 | 0 | 0 | 0 | 0 | 0 | 0 | 0 | 0 | 0 | 0 | 0 | 0 | 0 | 0 | 0 | 0 | 0 | 0 | 0 | 0 | 0 | 0 | 0 | 0 | 0
PG&E North of Greater Bay Study Area | Table Mountain | 230 | Table Mountain | 230 | 0 | 0 | 0 | 0 | 0 | 0 | 0 | 0 | 3 | 0 | 0 | 0 | 0 | 0 | 1 | 0 | 0 | 60.5 | 52.5 | 0 | 0 | 0 | 0 | 3 | 0 | 0 | 0 | 0 | 0 | 1 | 0 | 0 | 60.5 | 52.5 | 0 | 0 | 0 | 0 | 3 | 0 | 0 | 0 | 0 | 0 | 1
PG&E Kern Study Area | Taft | 115 | Taft | 115 | 0 | 0 | 0 | 0 | 0 | 0 | 0 | 0 | 13 | 0 | 0 | 0 | 0 | 0 | 1 | 0 | 0 | 0 | 0 | 0 | 0 | 0 | 0 | 13 | 0 | 0 | 0 | 0 | 0 | 1 | 0 | 0 | 0 | 0 | 0 | 0 | 0 | 0 | 13 | 0 | 0 | 0 | 0 | 0 | 1
SDG&E Study Area | Talega | 230 | Talega | 230 | 0 | 0 | 0 | 0 | 0 | 0 | 0 | 0 | 0 | 0 | 0 | 0 | 0 | 0 | 0 | 0 | 0 | 0 | 0 | 0 | 0 | 0 | 0 | 0 | 0 | 0 | 100 | 0 | 0 | 1 | 0 | 0 | 0 | 0 | 0 | 0 | 0 | 0 | 0 | 0 | 0 | 100 | 0 | 0 | 1
SDG&E Study Area | Talega | 138 | Talega | 138 | 0 | 0 | 0 | 0 | 0 | 0 | 0 | 0 | 0 | 0 | 0 | 0 | 0 | 0 | 0 | 0 | 0 | 0 | 0 | 0 | 0 | 0 | 0 | 0 | 0 | 0 | 0 | 0 | 0 | 0 | 0 | 0 | 0 | 0 | 0 | 0 | 0 | 0 | 0 | 0 | 0 | 0 | 0 | 0 | 0
PG&E Greater Bay Study Area | Tassajara | 230 | Tassajara | 230 | 0 | 0 | 0 | 0 | 0 | 0 | 0 | 0 | 0 | 0 | 0 | 0 | 0 | 0 | 0 | 0 | 0 | 0 | 0 | 0 | 0 | 0 | 0 | 0 | 0 | 0 | 0 | 0 | 0 | 0 | 0 | 0 | 0 | 0 | 0 | 0 | 0 | 0 | 0 | 0 | 0 | 0 | 0 | 0 | 0
PG&E Kern Study Area | Temblor | 115 | Temblor | 115 | 0 | 0 | 0 | 0 | 0 | 0 | 0 | 0 | 0 | 0 | 0 | 0 | 0 | 0 | 0 | 0 | 0 | 0 | 0 | 0 | 0 | 0 | 0 | 0 | 0 | 0 | 0 | 0 | 0 | 0 | 0 | 0 | 0 | 0 | 0 | 0 | 0 | 0 | 0 | 0 | 0 | 0 | 0 | 0 | 0
PG&E Kern Study Area | Templeton | 230 | Templeton | 230 | 0 | 0 | 100 | 0 | 0 | 0 | 0 | 0 | 0 | 0 | 0 | 0 | 0 | 0 | 1 | 0 | 0 | 100 | 0 | 0 | 0 | 0 | 0 | 0 | 0 | 0 | 0 | 0 | 0 | 1 | 0 | 0 | 100 | 0 | 0 | 0 | 0 | 0 | 0 | 0 | 0 | 0 | 0 | 0 | 1
PG&E Greater Bay Study Area | Tesla | 500 | Tesla | 500 | 0 | 0 | 302 | 0 | 0 | 0 | 0 | 0 | 0 | 0 | 0 | 0 | 0 | 0 | 1 | 0 | 0 | 302 | 0 | 0 | 0 | 0 | 0 | 0 | 0 | 0 | 0 | 0 | 0 | 1 | 0 | 0 | 302 | 0 | 1500 | 0 | 0 | 0 | 0 | 400 | 0 | 0 | 0 | 0 | 1
PG&E Greater Bay Study Area | Tesla | 230 | Tesla | 230 | 0 | 0 | 130 | 45 | 0 | 0 | 0 | 0 | 0 | 0 | 0 | 0 | 0 | 0 | 1 | 0 | 0 | 130 | 45 | 0 | 0 | 0 | 0 | 0 | 0 | 0 | 0 | 0 | 0 | 1 | 0 | 0 | 130 | 45 | 0 | 0 | 0 | 0 | 0 | 0 | 0 | 0 | 0 | 0 | 1
PG&E Greater Bay Study Area | Tesla | 115 | Tesla | 115 | 0 | 0 | 0 | 0 | 0 | 0 | 0 | 0 | 0 | 0 | 0 | 0 | 0 | 0 | 0 | 0 | 0 | 0 | 0 | 0 | 0 | 0 | 0 | 0 | 0 | 0 | 0 | 0 | 0 | 0 | 0 | 0 | 0 | 0 | 0 | 0 | 0 | 0 | 0 | 0 | 0 | 0 | 0 | 0 | 0
PG&E Kern Study Area | Tevis | 115 | Tevis | 115 | 0 | 0 | 0 | 0 | 0 | 0 | 0 | 0 | 0 | 0 | 0 | 0 | 0 | 0 | 0 | 0 | 0 | 0 | 0 | 0 | 0 | 0 | 0 | 0 | 0 | 0 | 0 | 0 | 0 | 0 | 0 | 0 | 0 | 0 | 0 | 0 | 0 | 0 | 0 | 0 | 0 | 0 | 0 | 0 | 0
East of Pisgah Study Area | Thousandaire | 138 | Thousandaire | 138 | 0 | 0 | 0 | 0 | 0 | 0 | 0 | 0 | 0 | 0 | 0 | 0 | 0 | 0 | 0 | 0 | 0 | 0 | 0 | 0 | 0 | 0 | 0 | 0 | 0 | 0 | 0 | 0 | 0 | 0 | 0 | 0 | 0 | 0 | 0 | 0 | 0 | 0 | 0 | 0 | 0 | 0 | 0 | 0 | 0
SCE North of Lugo Study Area | Tortilla | 115 | Tortilla | 115 | 0 | 0 | 0 | 0 | 0 | 0 | 0 | 0 | 3 | 0 | 0 | 0 | 0 | 0 | 1 | 0 | 0 | 0 | 0 | 0 | 0 | 0 | 0 | 3 | 0 | 0 | 0 | 0 | 0 | 1 | 0 | 0 | 0 | 0 | 0 | 0 | 0 | 0 | 3 | 0 | 0 | 0 | 0 | 0 | 1
SDG&E Study Area | Trabuco | 138 | Trabuco | 138 | 0 | 0 | 0 | 0 | 0 | 0 | 0 | 0 | 0 | 0 | 0 | 0 | 0 | 0 | 0 | 0 | 0 | 0 | 0 | 0 | 0 | 0 | 0 | 0 | 0 | 0 | 0 | 0 | 0 | 0 | 0 | 0 | 0 | 0 | 0 | 0 | 0 | 0 | 0 | 0 | 0 | 0 | 0 | 0 | 0
PG&E Greater Bay Study Area | Tracy | 500 | Tracy | 115 | 0 | 0 | 0 | 0 | 0 | 0 | 0 | 0 | 0 | 0 | 0 | 0 | 0 | 0 | 0 | 0 | 0 | 0 | 0 | 0 | 0 | 0 | 0 | 0 | 0 | 0 | 0 | 0 | 0 | 0 | 0 | 0 | 0 | 0 | 0 | 0 | 0 | 0 | 0 | 0 | 0 | 0 | 0 | 0 | 0
PG&E Greater Bay Study Area | Tracy | 230 | Tracy | 115 | 0 | 5 | 0 | 0 | 0 | 0 | 0 | 0 | 0 | 0 | 0 | 0 | 0 | 0 | 1 | 0 | 5 | 0 | 0 | 0 | 0 | 0 | 0 | 2 | 0 | 0 | 0 | 0 | 0 | 1 | 0 | 5 | 0 | 0 | 0 | 0 | 0 | 0 | 2 | 0 | 0 | 0 | 0 | 0 | 1
PG&E Fresno Study Area | Tranquility | 230 | Tranquility | 230 | 0 | 0 | 0 | 0 | 0 | 0 | 0 | 0 | 0 | 360 | 180 | 502.5 | 29 | 0 | 1 | 0 | 0 | 0 | 0 | 0 | 0 | 0 | 0 | 0 | 370 | 215 | 502.5 | 29 | 0 | 1 | 0 | 0 | 0 | 0 | 0 | 0 | 0 | 0 | 0 | 370 | 305 | 502.5 | 183.5 | 0 | 1
East of Pisgah Study Area | Trout Canyon | 230 | Trout Canyon | 230 | 0 | 0 | 0 | 0 | 0 | 0 | 0 | 0 | 0 | 565 | 265 | 305 | 130 | 0 | 1 | 0 | 0 | 0 | 0 | 0 | 0 | 0 | 0 | 0 | 565 | 365 | 455 | 130 | 0 | 1 | 0 | 0 | 0 | 0 | 0 | 0 | 0 | 0 | 0 | 615 | 1015 | 555 | 255 | 0 | 1
PG&E North of Greater Bay Study Area | Tulucay | 230 | Tulucay | 230 | 0 | 0 | 0 | 0 | 0 | 0 | 0 | 0 | 0.65 | 25 | 0 | 0 | 0 | 0 | 1 | 0 | 0 | 0 | 0 | 0 | 0 | 0 | 0 | 0.65 | 25 | 0 | 0 | 0 | 0 | 1 | 0 | 0 | 0 | 0 | 0 | 0 | 0 | 0 | 0.65 | 25 | 0 | 0 | 0 | 0 | 1
PG&E Kern Study Area | Tupman | 115 | Tupman | 115 | 0 | 0 | 0 | 0 | 0 | 0 | 0 | 0 | 0 | 0 | 0 | 0 | 0 | 0 | 0 | 0 | 0 | 0 | 0 | 0 | 0 | 0 | 0 | 0 | 55 | 0 | 0 | 0 | 0 | 1 | 0 | 0 | 0 | 0 | 0 | 0 | 0 | 0 | 0 | 55 | 0 | 0 | 0 | 0 | 1
PG&E North of Greater Bay Study Area | Ukiah | 115 | Ukiah | 115 | 0 | 1 | 0 | 0 | 0 | 0 | 0 | 0 | 0 | 0 | 0 | 0 | 0 | 0 | 1 | 0 | 1 | 0 | 0 | 0 | 0 | 0 | 0 | 0 | 0 | 0 | 0 | 0 | 0 | 1 | 0 | 1 | 0 | 0 | 0 | 0 | 0 | 0 | 0 | 0 | 0 | 0 | 0 | 0 | 1
PG&E North of Greater Bay Study Area | Vaca Dixon | 500 | Vaca Dixon | 500 | 0 | 0 | 0 | 0 | 0 | 0 | 0 | 0 | 0 | 0 | 0 | 0 | 0 | 0 | 0 | 0 | 0 | 0 | 0 | 0 | 0 | 0 | 0 | 0 | 0 | 0 | 0 | 0 | 0 | 0 | 0 | 0 | 0 | 0 | 0 | 0 | 0 | 0 | 0 | 0 | 0 | 0 | 0 | 0 | 0
PG&E North of Greater Bay Study Area | Vaca Dixon | 230 | Vaca Dixon | 230 | 0 | 0 | 0 | 0 | 0 | 0 | 0 | 0 | 0 | 0 | 0 | 0 | 0 | 0 | 0 | 0 | 0 | 0 | 0 | 0 | 0 | 0 | 0 | 0 | 0 | 0 | 0 | 0 | 0 | 0 | 0 | 0 | 0 | 0 | 0 | 0 | 0 | 0 | 0 | 0 | 200 | 0 | 80 | 0 | 1
PG&E North of Greater Bay Study Area | Vaca Dixon | 115 | Vaca Dixon | 115 | 0 | 0 | 0 | 0 | 0 | 0 | 0 | 0 | 0 | 0 | 0 | 0 | 0 | 0 | 0 | 0 | 0 | 0 | 0 | 0 | 0 | 0 | 0 | 0 | 0 | 0 | 0 | 0 | 0 | 0 | 0 | 0 | 0 | 0 | 0 | 0 | 0 | 0 | 0 | 0 | 0 | 0 | 0 | 0 | 0
SCE Eastern Study Area | Valley (SCE) | 500 | Valley (SCE) | 500 | 0 | 0 | 0 | 0 | 0 | 0 | 0 | 0 | 0 | 0 | 0 | 770 | 0 | 0 | 1 | 0 | 0 | 0 | 0 | 0 | 0 | 0 | 0 | 0 | 0 | 0 | 770 | 0 | 0 | 1 | 0 | 0 | 0 | 0 | 0 | 0 | 0 | 0 | 0 | 0 | 0 | 770 | 0 | 0 | 1
East of Pisgah Study Area | Valley (VEA) | 138 | Valley (VEA) | 138 | 0 | 0 | 0 | 0 | 0 | 0 | 0 | 0 | 0 | 0 | 0 | 0 | 0 | 0 | 0 | 0 | 0 | 0 | 0 | 0 | 0 | 0 | 0 | 0 | 0 | 0 | 0 | 0 | 0 | 0 | 0 | 0 | 0 | 0 | 0 | 0 | 0 | 0 | 0 | 0 | 0 | 25 | 0 | 0 | 1
PG&E Greater Bay Study Area | Valley Home | 115 | Valley Home | 115 | 0 | 0 | 0 | 0 | 0 | 0 | 0 | 0 | 0 | 0 | 0 | 0 | 0 | 0 | 0 | 0 | 0 | 0 | 0 | 0 | 0 | 0 | 0 | 0 | 0 | 0 | 0 | 0 | 0 | 0 | 0 | 0 | 0 | 0 | 0 | 0 | 0 | 0 | 0 | 0 | 0 | 0 | 0 | 0 | 0
East of Pisgah Study Area | Valley Switch | 138 | Valley Switch | 138 | 0 | 0 | 0 | 0 | 0 | 0 | 0 | 0 | 0 | 0 | 0 | 0 | 0 | 0 | 0 | 0 | 0 | 0 | 0 | 0 | 0 | 0 | 0 | 0 | 0 | 0 | 0 | 0 | 0 | 0 | 0 | 0 | 0 | 0 | 0 | 0 | 0 | 0 | 0 | 0 | 0 | 0 | 0 | 0 | 0
PG&E Greater Bay Study Area | Vasona | 230 | Vasona | 230 | 0 | 0 | 0 | 0 | 0 | 0 | 0 | 0 | 0 | 0 | 0 | 0 | 0 | 0 | 0 | 0 | 0 | 0 | 0 | 0 | 0 | 0 | 0 | 0 | 0 | 0 | 0 | 0 | 0 | 0 | 0 | 0 | 0 | 0 | 0 | 0 | 0 | 0 | 0 | 0 | 0 | 0 | 0 | 0 | 0
SCE Northern Area | Vestal | 230 | Vestal | 230 | 0 | 0 | 0 | 0 | 0 | 0 | 0 | 0 | 0 | 205 | 50 | 190 | 0 | 0 | 1 | 0 | 0 | 0 | 0 | 0 | 0 | 0 | 0 | 0 | 205 | 50 | 190 | 0 | 0 | 1 | 0 | 0 | 0 | 0 | 0 | 0 | 0 | 0 | 0 | 205 | 50 | 190 | 0 | 0 | 1
SCE North of Lugo Study Area | Victor | 230 | Victor | 230 | 0 | 0 | 0 | 0 | 0 | 0 | 0 | 0 | 0 | 0 | 0 | 0 | 0 | 0 | 0 | 0 | 0 | 0 | 0 | 0 | 0 | 0 | 0 | 0 | 0 | 0 | 0 | 0 | 0 | 0 | 0 | 0 | 0 | 0 | 0 | 0 | 0 | 0 | 0 | 0 | 0 | 0 | 0 | 0 | 0
SCE North of Lugo Study Area | Victor | 115 | Victor | 115 | 0 | 0 | 0 | 0 | 0 | 0 | 0 | 0 | 0 | 0 | 0 | 0 | 0 | 0 | 0 | 0 | 0 | 0 | 0 | 0 | 0 | 0 | 0 | 0 | 0 | 0 | 0 | 0 | 0 | 0 | 0 | 0 | 0 | 0 | 0 | 0 | 0 | 0 | 16 | 0 | 115 | 0 | 60 | 0 | 1
0 | Victorville (LDWP) | 500 | 0 | 0 | 0 | 0 | 0 | 0 | 0 | 0 | 0 | 0 | 0 | 0 | 0 | 0 | 0 | 0 | 0 | 0 | 0 | 0 | 0 | 0 | 0 | 0 | 0 | 0 | 0 | 0 | 0 | 0 | 0 | 0 | 0 | 0 | 0 | 0 | 0 | 0 | 0 | 0 | 0 | 0 | 0 | 0 | 0 | 0 | 0
SCE Metro Study Area | Viejo | 230 | Viejo | 230 | 0 | 0 | 0 | 0 | 0 | 0 | 0 | 0 | 0 | 0 | 0 | 0 | 0 | 0 | 0 | 0 | 0 | 0 | 0 | 0 | 0 | 0 | 0 | 0 | 0 | 0 | 0 | 0 | 0 | 0 | 0 | 0 | 0 | 0 | 0 | 0 | 0 | 0 | 0 | 0 | 0 | 0 | 0 | 0 | 0
PG&E Greater Bay Study Area | Vierra | 115 | Vierra | 115 | 0 | 0 | 0 | 0 | 0 | 0 | 0 | 0 | 0 | 0 | 0 | 0 | 0 | 0 | 0 | 0 | 0 | 0 | 0 | 0 | 0 | 0 | 0 | 0 | 0 | 0 | 0 | 0 | 0 | 0 | 0 | 0 | 0 | 0 | 0 | 0 | 0 | 0 | 0 | 0 | 0 | 0 | 0 | 0 | 0
SCE Metro Study Area | Villa Park | 230 | Villa Park | 230 | 0 | 0 | 0 | 0 | 0 | 0 | 0 | 0 | 0 | 0 | 0 | 0 | 0 | 0 | 0 | 0 | 0 | 0 | 0 | 0 | 0 | 0 | 0 | 0 | 0 | 0 | 0 | 0 | 0 | 0 | 0 | 0 | 0 | 0 | 0 | 0 | 0 | 0 | 0 | 0 | 0 | 0 | 0 | 0 | 0
SCE Northern Area | Vincent | 500 | Vincent | 500 | 0 | 0 | 0 | 0 | 0 | 0 | 0 | 0 | 0 | 0 | 0 | 0 | 0 | 0 | 0 | 0 | 0 | 0 | 0 | 0 | 0 | 0 | 0 | 0 | 0 | 0 | 0 | 0 | 0 | 0 | 0 | 0 | 0 | 0 | 0 | 0 | 0 | 0 | 0 | 0 | 0 | 0 | 0 | 0 | 0
SCE Northern Area | Vincent | 230 | Vincent | 230 | 0 | 0 | 0 | 0 | 0 | 0 | 0 | 0 | 0 | 0 | 400 | 499 | 20.5 | 0 | 1 | 0 | 0 | 0 | 0 | 0 | 0 | 0 | 0 | 0 | 0 | 617 | 799 | 20.5 | 0 | 1 | 0 | 0 | 0 | 0 | 0 | 0 | 0 | 0 | 0 | 0 | 1067 | 799 | 230.5 | 0 | 1
PG&E Greater Bay Study Area | Vineyard | 230 | Vineyard | 230 | 0 | 0 | 0 | 0 | 0 | 0 | 0 | 0 | 0 | 0 | 0 | 0 | 0 | 0 | 0 | 0 | 0 | 0 | 0 | 0 | 0 | 0 | 0 | 0 | 0 | 0 | 0 | 0 | 0 | 0 | 0 | 0 | 0 | 0 | 0 | 0 | 0 | 0 | 0 | 0 | 0 | 0 | 0 | 0 | 0
SCE Eastern Study Area | Vista (SCE) | 230 | Vista (SCE) | 230 | 0 | 2.6 | 0 | 0 | 0 | 0 | 0 | 0 | 0 | 0 | 0 | 200 | 0 | 0 | 1 | 0 | 2.6 | 0 | 0 | 0 | 0 | 0 | 0 | 0 | 0 | 0 | 200 | 0 | 0 | 1 | 0 | 2.6 | 0 | 0 | 0 | 0 | 0 | 0 | 0 | 0 | 0 | 200 | 0 | 0 | 1
East of Pisgah Study Area | Vista (VEA) | 138 | Vista (VEA) | 138 | 0 | 0 | 0 | 0 | 0 | 0 | 0 | 0 | 0 | 0 | 0 | 0 | 0 | 0 | 0 | 0 | 0 | 0 | 0 | 0 | 0 | 0 | 0 | 0 | 0 | 0 | 0 | 0 | 0 | 0 | 0 | 0 | 0 | 0 | 0 | 0 | 0 | 0 | 0 | 50 | 150 | 100 | 0 | 0 | 1
SCE Metro Study Area | Walnut | 230 | Walnut | 230 | 0 | 0 | 0 | 0 | 0 | 0 | 0 | 0 | 0 | 0 | 0 | 200 | 0 | 0 | 1 | 0 | 0 | 0 | 0 | 0 | 0 | 0 | 0 | 0 | 0 | 0 | 200 | 0 | 0 | 1 | 0 | 0 | 0 | 0 | 0 | 0 | 0 | 0 | 0 | 0 | 0 | 200 | 0 | 0 | 1
SCE Northern Area | Warne | 230 | Warne | 230 | 0 | 0 | 0 | 0 | 0 | 0 | 0 | 0 | 0 | 0 | 0 | 0 | 0 | 0 | 0 | 0 | 0 | 0 | 0 | 0 | 0 | 0 | 0 | 0 | 0 | 0 | 0 | 0 | 0 | 0 | 0 | 0 | 0 | 0 | 0 | 0 | 0 | 0 | 0 | 0 | 0 | 0 | 0 | 0 | 0
PG&E Fresno Study Area | Warnerville | 230 | Warnerville | 230 | 0 | 0 | 0 | 0 | 0 | 0 | 0 | 0 | 0 | 0 | 0 | 0 | 0 | 0 | 0 | 0 | 0 | 0 | 0 | 0 | 0 | 0 | 0 | 0 | 0 | 0 | 0 | 0 | 0 | 0 | 0 | 0 | 0 | 0 | 0 | 0 | 0 | 0 | 0 | 0 | 0 | 0 | 0 | 0 | 0
PG&E Fresno Study Area | Waukena | 115 | Waukena | 115 | 0 | 0 | 0 | 0 | 0 | 0 | 0 | 0 | 0 | 0 | 0 | 0 | 0 | 0 | 0 | 0 | 0 | 0 | 0 | 0 | 0 | 0 | 0 | 0 | 0 | 0 | 0 | 0 | 0 | 0 | 0 | 0 | 0 | 0 | 0 | 0 | 0 | 0 | 0 | 0 | 0 | 0 | 0 | 0 | 0
PG&E Greater Bay Study Area | Weber | 230 | Weber | 230 | 0 | 0 | 0 | 0 | 0 | 0 | 0 | 0 | 0 | 0 | 0 | 0 | 0 | 0 | 0 | 0 | 0 | 0 | 0 | 0 | 0 | 0 | 0 | 0 | 0 | 0 | 0 | 0 | 0 | 0 | 0 | 0 | 0 | 0 | 0 | 0 | 0 | 0 | 0 | 70 | 115 | 0 | 60 | 0 | 1
PG&E Fresno Study Area | West Fresno | 115 | West Fresno | 115 | 0 | 0 | 0 | 0 | 0 | 0 | 0 | 0 | 0 | 0 | 0 | 0 | 0 | 0 | 0 | 0 | 0 | 0 | 0 | 0 | 0 | 0 | 0 | 0 | 0 | 0 | 0 | 0 | 0 | 0 | 0 | 0 | 0 | 0 | 0 | 0 | 0 | 0 | 0 | 0 | 0 | 0 | 0 | 0 | 0
PG&E Fresno Study Area | Westley | 230 | Westley | 230 | 0 | 0 | 0 | 0 | 0 | 0 | 0 | 0 | 0 | 0 | 0 | 0 | 0 | 0 | 0 | 0 | 0 | 0 | 0 | 0 | 0 | 0 | 0 | 0 | 0 | 0 | 0 | 0 | 0 | 0 | 0 | 0 | 0 | 0 | 0 | 0 | 0 | 0 | 0 | 0 | 0 | 0 | 0 | 0 | 0
PG&E Fresno Study Area | New Sub - Westley - Quinto (Proposed) | 230 | New Sub - Westley - Quinto (Proposed) | 230 | 0 | 0 | 0 | 0 | 0 | 0 | 0 | 0 | 0 | 0 | 0 | 0 | 0 | 0 | 0 | 0 | 0 | 0 | 0 | 0 | 0 | 0 | 0 | 0 | 0 | 0 | 0 | 0 | 0 | 0 | 0 | 0 | 0 | 0 | 0 | 0 | 0 | 0 | 0 | 0 | 0 | 0 | 0 | 0 | 0
PG&E Kern Study Area | Westpark | 115 | Westpark | 115 | 0 | 0 | 0 | 0 | 0 | 0 | 0 | 0 | 0 | 0 | 0 | 0 | 0 | 0 | 0 | 0 | 0 | 0 | 0 | 0 | 0 | 0 | 0 | 0 | 0 | 0 | 0 | 0 | 0 | 0 | 0 | 0 | 0 | 0 | 0 | 0 | 0 | 0 | 0 | 0 | 0 | 0 | 0 | 0 | 0
PG&E Kern Study Area | Wheeler Ridge | 230 | Wheeler Ridge | 230 | 0 | 0 | 0 | 0 | 0 | 0 | 0 | 0 | 0 | 200 | 50 | 0 | 0 | 0 | 1 | 0 | 0 | 0 | 0 | 0 | 0 | 0 | 0 | 0 | 200 | 50 | 0 | 0 | 0 | 1 | 0 | 0 | 0 | 0 | 0 | 0 | 0 | 0 | 0 | 200 | 261.5 | 0 | 141 | 0 | 1
PG&E Kern Study Area | New Sub - Midway - Wheeler Ridge (Proposed) | 230 | New Sub - Midway - Wheeler Ridge (Proposed) | 230 | 0 | 0 | 0 | 0 | 0 | 0 | 0 | 0 | 0 | 0 | 150 | 92 | 0 | 0 | 1 | 0 | 0 | 0 | 0 | 0 | 0 | 0 | 0 | 0 | 0 | 150 | 92 | 0 | 0 | 1 | 0 | 0 | 0 | 0 | 0 | 0 | 0 | 0 | 0 | 120 | 265 | 92 | 68 | 0 | 1
SCE Northern Area | Whirlwind | 230 | Whirlwind | 230 | 0 | 0 | 200 | 0 | 0 | 0 | 0 | 0 | 0 | 224 | 251 | 663 | 0 | 458 | 1 | 0 | 0 | 300 | 0 | 0 | 0 | 0 | 0 | 0 | 224 | 348 | 663 | 100 | 458 | 1 | 0 | 0 | 300 | 0 | 0 | 0 | 0 | 0 | 0 | 224 | 551 | 663 | 100 | 458 | 1
SCE Northern Area | Whirlwind | 500 | Whirlwind | 500 | 0 | 0 | 0 | 0 | 0 | 0 | 0 | 0 | 0 | 0 | 0 | 0 | 0 | 0 | 0 | 0 | 0 | 0 | 0 | 0 | 0 | 0 | 0 | 0 | 0 | 0 | 0 | 0 | 0 | 0 | 0 | 0 | 0 | 0 | 0 | 0 | 0 | 0 | 0 | 0 | 0 | 0 | 0 | 0 | 0
PG&E Fresno Study Area | Wilson | 230 | Wilson | 230 | 0 | 0 | 169 | 31 | 0 | 0 | 0 | 0 | 0 | 0 | 0 | 0 | 0 | 0 | 1 | 0 | 0 | 169 | 31 | 0 | 0 | 0 | 0 | 0 | 0 | 0 | 0 | 0 | 0 | 1 | 0 | 0 | 169 | 31 | 0 | 0 | 0 | 0 | 0 | 0 | 0 | 0 | 0 | 0 | 1
PG&E Fresno Study Area | Wilson | 115 | Wilson | 115 | 0 | 1 | 0 | 0 | 0 | 0 | 0 | 0 | 0 | 0 | 0 | 0 | 0 | 0 | 1 | 0 | 1 | 0 | 0 | 0 | 0 | 0 | 0 | 0 | 0 | 0 | 0 | 0 | 0 | 1 | 0 | 1 | 0 | 0 | 0 | 0 | 0 | 0 | 0 | 0 | 0 | 0 | 0 | 0 | 1
PG&E Kern Study Area | Windgap PP | 230 | 0 | 0 | 0 | 0 | 0 | 0 | 0 | 0 | 0 | 0 | 0 | 0 | 0 | 0 | 0 | 0 | 0 | 0 | 0 | 0 | 0 | 0 | 0 | 0 | 0 | 0 | 0 | 0 | 0 | 0 | 0 | 0 | 0 | 0 | 0 | 0 | 0 | 0 | 0 | 0 | 0 | 0 | 0 | 0 | 0 | 0 | 0
SCE Northern Area | Windhub | 230 | Windhub | 230 | 0 | 0 | 124 | 0 | 0 | 0 | 0 | 0 | 0 | 140 | 600 | 550 | 25 | 0 | 1 | 0 | 0 | 124 | 0 | 0 | 0 | 0 | 0 | 0 | 212 | 600 | 600 | 25 | 0 | 1 | 0 | 0 | 124 | 0 | 0 | 0 | 0 | 0 | 0 | 213.25 | 1099 | 600 | 275 | 0 | 1
SCE Northern Area | Windhub | 500 | Windhub | 500 | 0 | 0 | 0 | 0 | 0 | 0 | 0 | 0 | 0 | 775 | 0 | 0 | 0 | 0 | 1 | 0 | 0 | 0 | 0 | 0 | 0 | 0 | 0 | 0 | 775 | 0 | 0 | 0 | 0 | 1 | 0 | 0 | 0 | 0 | 0 | 0 | 0 | 0 | 0 | 775 | 0 | 0 | 0 | 0 | 1
PG&E North of Greater Bay Study Area | Woodland | 115 | Woodland | 115 | 0 | 0 | 0 | 0 | 0 | 0 | 0 | 0 | 1.5 | 0 | 12 | 0 | 0 | 0 | 1 | 0 | 0 | 0 | 0 | 0 | 0 | 0 | 0 | 1.5 | 0 | 12 | 0 | 0 | 0 | 1 | 0 | 0 | 0 | 0 | 0 | 0 | 0 | 0 | 1.5 | 0 | 12 | 0 | 0 | 0 | 1
PG&E North of Greater Bay Study Area | Wyandotte | 115 | Wyandotte | 115 | 0 | 0 | 0 | 0 | 0 | 0 | 0 | 0 | 3.5 | 0 | 0 | 0 | 0 | 0 | 1 | 0 | 0 | 0 | 0 | 0 | 0 | 0 | 0 | 3.5 | 0 | 0 | 0 | 0 | 0 | 1 | 0 | 0 | 0 | 0 | 0 | 0 | 0 | 0 | 3.5 | 0 | 0 | 0 | 0 | 0 | 1

## Sub_Constraint_Matrix
List of substations used in the 25-26 TPP mapping work, their geographic location, and their membership in the 2024 CAISO White Paper's transmission constraints
[7 empty] | SCE Northern | SCE Northern | SCE Northern | SCE Northern | SCE Northern | SCE Northern | SCE Northern | SCE Northern | SCE Metro | SCE Metro | SCE North of Lugo | SCE North of Lugo | SCE North of Lugo | SCE North of Lugo | SCE North of Lugo | SCE Eastern | SCE Eastern | SCE Eastern | SCE Eastern | SCE Eastern | SCE Eastern | SCE Eastern | East of Pisgah | East of Pisgah | East of Pisgah | SDG&E | SDG&E | SDG&E | SDG&E | SDG&E | SDG&E | SDG&E | SDG&E | SDG&E | SDG&E | SDG&E | SDG&E | SDG&E | SDG&E | PG&E North of Greater Bay | PG&E North of Greater Bay | PG&E North of Greater Bay | PG&E North of Greater Bay | PG&E North of Greater Bay | PG&E North of Greater Bay | PG&E North of Greater Bay | PG&E North of Greater Bay | PG&E North of Greater Bay | PG&E North of Greater Bay | PG&E Greater Bay | PG&E Greater Bay | PG&E Greater Bay | PG&E Greater Bay | PG&E Greater Bay | PG&E Greater Bay | PG&E Greater Bay | PG&E Greater Bay | PG&E Greater Bay | PG&E Greater Bay | PG&E Greater Bay | PG&E Greater Bay | PG&E Greater Bay | PG&E Greater Bay | PG&E Greater Bay | PG&E Greater Bay | PG&E Greater Bay | PG&E Greater Bay | PG&E Kern | PG&E Kern | PG&E Kern | PG&E Kern | PG&E Kern | PG&E Kern | PG&E Kern | PG&E Kern | PG&E Kern | PG&E Kern | PG&E Fresno | PG&E Fresno | PG&E Fresno | PG&E Fresno | PG&E Fresno | PG&E Fresno | PG&E Fresno | PG&E Fresno | PG&E Fresno | PG&E Fresno | PG&E Fresno | PG&E Fresno | PG&E Fresno | PG&E Fresno | PG&E Fresno | PG&E Fresno | PG&E Fresno | PG&E Fresno | PG&E Fresno | PG&E Fresno Off-Peak | DB | DC | DD | DE | DF | DG | DH
CAISO Study Area | Substation | Voltage | STATE | ZIP | COUNTY | Membership Count | Antelope-Vincent Constraint | Vincent-Lugo Constraint | Pardee-Sylmar Constraint | Windhub Constraint | Moorpark-Pardee Constraint | North of Magunden Constraint | South of Magunden Constraint | Antelope-Neenach Constraint | Hinson - Del Amo Constraint | SCE Metro Area Default Constraint | Control to Inyokern area constraint | South of Kramer Area Constraint | Victor to Lugo Area Constraint | Lugo Transformer Area Constraint | Calcite to Lugo Area Constraint | Colorado River 500/230 kV Constraint | DCRT Constraint | Devers-Red Bluff Constraint | Eagle Mountain Constraint | Etiwanda-Rancho Vista Constraint | Red Bluff 500/230 kV Constraint | Serrano-Alberhill-Valley Constraint | GLW 230kV area constraint | Sloan Canyon - Eldorado 500 kV constraint | Lugo - Victorville area constraint | Capistrano-San Onofre 230 kV constraint | Chicarita 138 kV constraint | El Cajon 69 kV constraint | Internal San Diego Area constraint | Miguel 69 kV constraint | Encina - San Luis Rey 230 kV constraint | East of Miguel constraint | San Luis Rey-San Onofre 230 kV line constraint | Ocean Ranch 69 kV constraint | Otay Mesa 230 kV constraint | Silvergate - Bay Blvd 230 kV constraint | Silvergate-Old Town 230 kV constraint | Talega 230 kV constraint | Trabuco-Capistrano 138 kV constraint | Collinsville-Tesla 500 kV Line | Woodland- Davis 115kV line | Cortina-Eagle Rock 115 kV line | Bell-Placer 115kV Line | Carberry-Round Mountain 230kV Line | Rocklin-Pleaseant grove 115kV line | Bellota-Weber 230kV line | Rio Oso-Brighton 230kV line | Rio Oso-Lockeford 230kV line | Humboldt Offshore Wind constraint | Dumbarton-Newark 115 kV line | Eastshore-San Mateo 230 kV line | Lakeville-Ignacio 230 kV line | Sobrante-Moraga 230 kV line | Windmaster-Delta pumps 230 kV line | Contra Costa- Windmaster 230 kV line | Tesla-Tracy-Pump 230 kV line #2 | Contra Costa #1 115kV Line | Kasson Jct-Heinz 115 kV line | Newark-Newark Distribution 115 kV line | Tesla-Bellota 230 kV line | Eight Mile-Tesla 230 kV line | Grant - Eastshore #2 line 115 kV | Salado-Crow Creek Sw Sta 60 kV line | Tesla-Salado 115 kV line | Morganhill-Metcalf 115kV Line | Tesla-Tracy Pump 230 kV Line #1 | Birds Landing-Contra Costa 230kV Line | Cal Flat-Gates 230 kV line | Gates-Arco 230 kV Line | Smyrna-Atwell Jct 115kV Line | Kern 230/115kV TB #4 | Maricopa-Copus 70 kV line | Midway-Taft 115 kV line | Kern-Tevis-Stockdale-Lamont 115kV line | Midway 230/115kV TB #3 | Semitropic-Midway 115kV Line | Midway-Buena Vista Jct 230kV Line | Manning 500kV | Gates 500/230kV TB #12 | Gates 500/230kV TB #11 | Gates 230/70kV TB #5 | Tranquility-Helm 230kV Line | Dairyland-Chowchilla 115kV Line | Chowchilla-Le grand 115kV Line | NEW- Melones-Cottle 230kV line | Los Banos 500/230kV TB | Schindler 115/70kV TB #1 | Panoche- Mendota 115 kV line | Panoche-Oro Loma 115kV Line | Borden-Storey #1 230kV line | Merced 115/70kV TB#2 | Helm 230/70kV TB #1 | Oro Loma-El Nido 115kV Line | Diablo-Gates 500 kV line | Mustang-Henrietta 230 kV line | Gates-Panoche 230 kV #1 and #2 Lines | NEW-Metcalf-Mosslanding 500kV | Li_Battery_4hr | Li_Battery_8hr | Solar | Geothermal | Wind | OOS Wind | OSW Wind | LDES
PG&E KERN | 7th Standard | 115 | CA |  |  | 5 | 0 | 0 | 0 | 0 | 0 | 0 | 0 | 0 | 0 | 0 | 0 | 0 | 0 | 0 | 0 | 0 | 0 | 0 | 0 | 0 | 0 | 0 | 0 | 0 | 0 | 0 | 0 | 0 | 0 | 0 | 0 | 0 | 0 | 0 | 0 | 0 | 0 | 0 | 0 | 0 | 0 | 0 | 0 | 0 | 0 | 0 | 0 | 0 | 0 | 0 | 0 | 0 | 0 | 0 | 0 | 0 | 0 | 0 | 0 | 0 | 0 | 0 | 0 | 0 | 0 | 0 | 0 | 0 | 0 | 0 | 1 | 0 | 0 | 0 | 1 | 0 | 0 | 0 | 1 | 1 | 0 | 0 | 0 | 0 | 0 | 0 | 0 | 0 | 0 | 0 | 0 | 0 | 0 | 0 | 1 | 0 | 0 | Southern_PGAE_Li_Battery_4hr | Southern_PGAE_Li_Battery_8hr | Southern_PGAE_Solar |  | Central_Valley_North_Los_Banos_Wind |  |  |  | Southern_PGAE | Central_Valley_North_Los_Banos | Arizona | Arizona_Solar | Arizona_Li_Battery_4hr | Arizona_Li_Battery_8hr |  |  | Baja_California_Wind
SCE Metro | Alamitos | 230 | CA | 90803 | LOS ANGELES | 2 | 0 | 0 | 0 | 0 | 0 | 0 | 0 | 0 | 1 | 1 | 0 | 0 | 0 | 0 | 0 | 0 | 0 | 0 | 0 | 0 | 0 | 0 | 0 | 0 | 0 | 0 | 0 | 0 | 0 | 0 | 0 | 0 | 0 | 0 | 0 | 0 | 0 | 0 | 0 | 0 | 0 | 0 | 0 | 0 | 0 | 0 | 0 | 0 | 0 | 0 | 0 | 0 | 0 | 0 | 0 | 0 | 0 | 0 | 0 | 0 | 0 | 0 | 0 | 0 | 0 | 0 | 0 | 0 | 0 | 0 | 0 | 0 | 0 | 0 | 0 | 0 | 0 | 0 | 0 | 0 | 0 | 0 | 0 | 0 | 0 | 0 | 0 | 0 | 0 | 0 | 0 | 0 | 0 | 0 | 0 | 0 | 0 | Greater_LA_Li_Battery_4hr | Greater_LA_Li_Battery_8hr | Greater_LA_Solar |  | 0 |  |  |  | Greater_LA | Greater_LA | Greater_Imperial | Greater_Imperial_Solar | Greater_Imperial_Li_Battery_4hr | Greater_Imperial_Li_Battery_8hr | Central_Valley_North_Los_Banos | El_Dorado_Mariposa | Central_Valley_North_Los_Banos_Wind
SCE Eastern | Alberhill | 115 | CA |  |  | 2 | 0 | 0 | 0 | 0 | 0 | 0 | 0 | 0 | 0 | 0 | 0 | 0 | 0 | 0 | 0 | 0 | 0 | 0 | 0 | 1 | 0 | 1 | 0 | 0 | 0 | 0 | 0 | 0 | 0 | 0 | 0 | 0 | 0 | 0 | 0 | 0 | 0 | 0 | 0 | 0 | 0 | 0 | 0 | 0 | 0 | 0 | 0 | 0 | 0 | 0 | 0 | 0 | 0 | 0 | 0 | 0 | 0 | 0 | 0 | 0 | 0 | 0 | 0 | 0 | 0 | 0 | 0 | 0 | 0 | 0 | 0 | 0 | 0 | 0 | 0 | 0 | 0 | 0 | 0 | 0 | 0 | 0 | 0 | 0 | 0 | 0 | 0 | 0 | 0 | 0 | 0 | 0 | 0 | 0 | 0 | 0 | 0 | Riverside_Li_Battery_4hr | Riverside_Li_Battery_8hr | Riverside_Solar |  | Riverside_Palm_Springs_Wind |  |  |  | Riverside | Riverside (Exclude) | Greater_Kramer | Greater_Kramer_Solar | Greater_Kramer_Li_Battery_4hr | Greater_Kramer_Li_Battery_8hr | Greater_Imperial | Greater_Imperial (Exclude) | Greater_Imperial_Wind
SCE Eastern | Alberhill | 500 | CA |  |  | 2 | 0 | 0 | 0 | 0 | 0 | 0 | 0 | 0 | 0 | 0 | 0 | 0 | 0 | 0 | 0 | 0 | 0 | 0 | 0 | 1 | 0 | 1 | 0 | 0 | 0 | 0 | 0 | 0 | 0 | 0 | 0 | 0 | 0 | 0 | 0 | 0 | 0 | 0 | 0 | 0 | 0 | 0 | 0 | 0 | 0 | 0 | 0 | 0 | 0 | 0 | 0 | 0 | 0 | 0 | 0 | 0 | 0 | 0 | 0 | 0 | 0 | 0 | 0 | 0 | 0 | 0 | 0 | 0 | 0 | 0 | 0 | 0 | 0 | 0 | 0 | 0 | 0 | 0 | 0 | 0 | 0 | 0 | 0 | 0 | 0 | 0 | 0 | 0 | 0 | 0 | 0 | 0 | 0 | 0 | 0 | 0 | 0 | Riverside_Li_Battery_4hr | Riverside_Li_Battery_8hr | Riverside_Solar |  | Riverside_Palm_Springs_Wind |  |  |  | Riverside | Riverside (Exclude) | Greater_LA | Greater_LA_Solar | Greater_LA_Li_Battery_4hr | Greater_LA_Li_Battery_8hr | Greater_Kramer | Greater_Kramer (Exclude) | Greater_Kramer_Wind
PG&E GBA | Alhambra | 115 | CA | 94553 | CONTRA COSTA | 3 | 0 | 0 | 0 | 0 | 0 | 0 | 0 | 0 | 0 | 0 | 0 | 0 | 0 | 0 | 0 | 0 | 0 | 0 | 0 | 0 | 0 | 0 | 0 | 0 | 0 | 0 | 0 | 0 | 0 | 0 | 0 | 0 | 0 | 0 | 0 | 0 | 0 | 0 | 0 | 1 | 0 | 0 | 0 | 0 | 0 | 0 | 0 | 0 | 0 | 0 | 0 | 0 | 1 | 0 | 0 | 1 | 0 | 0 | 0 | 0 | 0 | 0 | 0 | 0 | 0 | 0 | 0 | 0 | 0 | 0 | 0 | 0 | 0 | 0 | 0 | 0 | 0 | 0 | 0 | 0 | 0 | 0 | 0 | 0 | 0 | 0 | 0 | 0 | 0 | 0 | 0 | 0 | 0 | 0 | 0 | 0 | 0 | Northern_California_Li_Battery_4hr | Northern_California_Li_Battery_8hr | Northern_California_Solar |  | Solano_Wind |  |  |  | Northern_California | Solano | Greater_SD | San_Diego_Solar | San_Diego_Li_Battery_4hr | San_Diego_Li_Battery_8hr | Humboldt |  | Humboldt_Wind
PG&E FRESNO | Alpaugh | 115 | CA | 93212 | TULARE | 8 | 0 | 0 | 0 | 0 | 0 | 0 | 0 | 0 | 0 | 0 | 0 | 0 | 0 | 0 | 0 | 0 | 0 | 0 | 0 | 0 | 0 | 0 | 0 | 0 | 0 | 0 | 0 | 0 | 0 | 0 | 0 | 0 | 0 | 0 | 0 | 0 | 0 | 0 | 0 | 0 | 0 | 0 | 0 | 0 | 0 | 0 | 0 | 0 | 0 | 0 | 0 | 0 | 0 | 0 | 0 | 0 | 0 | 0 | 0 | 0 | 0 | 0 | 0 | 0 | 0 | 0 | 0 | 1 | 0 | 1 | 1 | 0 | 0 | 0 | 1 | 1 | 0 | 0 | 1 | 1 | 0 | 0 | 0 | 0 | 0 | 0 | 0 | 0 | 0 | 0 | 0 | 0 | 0 | 0 | 1 | 0 | 0 | Southern_PGAE_Li_Battery_4hr | Southern_PGAE_Li_Battery_8hr | Southern_PGAE_Solar |  | Central_Valley_North_Los_Banos_Wind |  |  |  | Southern_PGAE | Central_Valley_North_Los_Banos | Northern_California | Northern_California_Solar | Northern_California_Li_Battery_4hr | Northern_California_Li_Battery_8hr | Kern_Greater_Carrizo | Peninsula_Monterey | Kern_Greater_Carrizo_Wind
SDGE | Alpine | 69 | CA | 91901 | SAN DIEGO | 5 | 0 | 0 | 0 | 0 | 0 | 0 | 0 | 0 | 0 | 0 | 0 | 0 | 0 | 0 | 0 | 0 | 0 | 0 | 0 | 0 | 0 | 0 | 0 | 0 | 0 | 0 | 0 | 1 | 0 | 1 | 1 | 0 | 1 | 0 | 0 | 0 | 1 | 0 | 0 | 0 | 0 | 0 | 0 | 0 | 0 | 0 | 0 | 0 | 0 | 0 | 0 | 0 | 0 | 0 | 0 | 0 | 0 | 0 | 0 | 0 | 0 | 0 | 0 | 0 | 0 | 0 | 0 | 0 | 0 | 0 | 0 | 0 | 0 | 0 | 0 | 0 | 0 | 0 | 0 | 0 | 0 | 0 | 0 | 0 | 0 | 0 | 0 | 0 | 0 | 0 | 0 | 0 | 0 | 0 | 0 | 0 | 0 | San_Diego_Li_Battery_4hr | San_Diego_Li_Battery_8hr | San_Diego_Solar |  | 0 |  |  |  | Greater_SD | Greater_SD | Riverside | Riverside_Solar | Riverside_Li_Battery_4hr | Riverside_Li_Battery_8hr | Northern_California | Mendocino_Marin | Northern_California_Wind
PG&E GBA | Altamont Midway (Sandhill) | 230 | CA | 94551 | ALAMEDA | 3 | 0 | 0 | 0 | 0 | 0 | 0 | 0 | 0 | 0 | 0 | 0 | 0 | 0 | 0 | 0 | 0 | 0 | 0 | 0 | 0 | 0 | 0 | 0 | 0 | 0 | 0 | 0 | 0 | 0 | 0 | 0 | 0 | 0 | 0 | 0 | 0 | 0 | 0 | 0 | 1 | 0 | 0 | 0 | 0 | 0 | 0 | 0 | 0 | 0 | 0 | 0 | 0 | 0 | 0 | 0 | 1 | 0 | 0 | 0 | 0 | 0 | 0 | 0 | 0 | 0 | 1 | 0 | 0 | 0 | 0 | 0 | 0 | 0 | 0 | 0 | 0 | 0 | 0 | 0 | 0 | 0 | 0 | 0 | 0 | 0 | 0 | 0 | 0 | 0 | 0 | 0 | 0 | 0 | 0 | 0 | 0 | 0 | Northern_California_Li_Battery_4hr | Northern_California_Li_Battery_8hr | Northern_California_Solar |  | Solano_Wind |  |  |  | Northern_California | Solano | Southern_NV_Eldorado | Southern_NV_Eldorado_Solar | Southern_NV_Eldorado_Li_Battery_4hr | Southern_NV_Eldorado_Li_Battery_8hr | Riverside | Riverside (Exclude) | Riverside_Palm_Springs_Wind
SCE Northern | Antelope | 66 | CA | 93536 | LOS ANGELES | 1 | 1 | 0 | 0 | 0 | 0 | 0 | 0 | 0 | 0 | 0 | 0 | 0 | 0 | 0 | 0 | 0 | 0 | 0 | 0 | 0 | 0 | 0 | 0 | 0 | 0 | 0 | 0 | 0 | 0 | 0 | 0 | 0 | 0 | 0 | 0 | 0 | 0 | 0 | 0 | 0 | 0 | 0 | 0 | 0 | 0 | 0 | 0 | 0 | 0 | 0 | 0 | 0 | 0 | 0 | 0 | 0 | 0 | 0 | 0 | 0 | 0 | 0 | 0 | 0 | 0 | 0 | 0 | 0 | 0 | 0 | 0 | 0 | 0 | 0 | 0 | 0 | 0 | 0 | 0 | 0 | 0 | 0 | 0 | 0 | 0 | 0 | 0 | 0 | 0 | 0 | 0 | 0 | 0 | 0 | 0 | 0 | 0 | Tehachapi_Li_Battery_4hr | Tehachapi_Li_Battery_8hr | Tehachapi_Solar |  | Tehachapi_Wind |  |  |  | Tehachapi | Tehachapi | Southern_PGAE | Southern_PGAE_Solar | Southern_PGAE_Li_Battery_4hr | Southern_PGAE_Li_Battery_8hr | Solano |  | Solano_Wind
SCE Northern | Antelope | 230 | CA | 93536 | LOS ANGELES | 1 | 1 | 0 | 0 | 0 | 0 | 0 | 0 | 0 | 0 | 0 | 0 | 0 | 0 | 0 | 0 | 0 | 0 | 0 | 0 | 0 | 0 | 0 | 0 | 0 | 0 | 0 | 0 | 0 | 0 | 0 | 0 | 0 | 0 | 0 | 0 | 0 | 0 | 0 | 0 | 0 | 0 | 0 | 0 | 0 | 0 | 0 | 0 | 0 | 0 | 0 | 0 | 0 | 0 | 0 | 0 | 0 | 0 | 0 | 0 | 0 | 0 | 0 | 0 | 0 | 0 | 0 | 0 | 0 | 0 | 0 | 0 | 0 | 0 | 0 | 0 | 0 | 0 | 0 | 0 | 0 | 0 | 0 | 0 | 0 | 0 | 0 | 0 | 0 | 0 | 0 | 0 | 0 | 0 | 0 | 0 | 0 | 0 | Tehachapi_Li_Battery_4hr | Tehachapi_Li_Battery_8hr | Tehachapi_Solar |  | Tehachapi_Wind |  |  |  | Tehachapi | Tehachapi | Tehachapi | Tehachapi_Solar | Tehachapi_Li_Battery_4hr | Tehachapi_Li_Battery_8hr | Southern_NV_Eldorado |  | Southern_NV_Eldorado_Wind
SCE Northern | Antelope | 500 | CA | 93536 | LOS ANGELES | 2 | 1 | 1 | 0 | 0 | 0 | 0 | 0 | 0 | 0 | 0 | 0 | 0 | 0 | 0 | 0 | 0 | 0 | 0 | 0 | 0 | 0 | 0 | 0 | 0 | 0 | 0 | 0 | 0 | 0 | 0 | 0 | 0 | 0 | 0 | 0 | 0 | 0 | 0 | 0 | 0 | 0 | 0 | 0 | 0 | 0 | 0 | 0 | 0 | 0 | 0 | 0 | 0 | 0 | 0 | 0 | 0 | 0 | 0 | 0 | 0 | 0 | 0 | 0 | 0 | 0 | 0 | 0 | 0 | 0 | 0 | 0 | 0 | 0 | 0 | 0 | 0 | 0 | 0 | 0 | 0 | 0 | 0 | 0 | 0 | 0 | 0 | 0 | 0 | 0 | 0 | 0 | 0 | 0 | 0 | 0 | 0 | 0 | Tehachapi_Li_Battery_4hr | Tehachapi_Li_Battery_8hr | Tehachapi_Solar |  | Tehachapi_Wind |  |  |  | Tehachapi | Tehachapi |  |  |  |  | Tehachapi |  | Tehachapi_Wind
PG&E NGBA | Arcata | 60 | CA | 95521 | Humboldt | 1 | 0 | 0 | 0 | 0 | 0 | 0 | 0 | 0 | 0 | 0 | 0 | 0 | 0 | 0 | 0 | 0 | 0 | 0 | 0 | 0 | 0 | 0 | 0 | 0 | 0 | 0 | 0 | 0 | 0 | 0 | 0 | 0 | 0 | 0 | 0 | 0 | 0 | 0 | 0 | 1 | 0 | 0 | 0 | 0 | 0 | 0 | 0 | 0 | 0 | 0 | 0 | 0 | 0 | 0 | 0 | 0 | 0 | 0 | 0 | 0 | 0 | 0 | 0 | 0 | 0 | 0 | 0 | 0 | 0 | 0 | 0 | 0 | 0 | 0 | 0 | 0 | 0 | 0 | 0 | 0 | 0 | 0 | 0 | 0 | 0 | 0 | 0 | 0 | 0 | 0 | 0 | 0 | 0 | 0 | 0 | 0 | 0 | Northern_California_Li_Battery_4hr | Northern_California_Li_Battery_8hr | Northern_California_Solar |  | Humboldt_Wind |  |  |  | Northern_California | Humboldt
PG&E KERN | Arco | 230 | CA | 93249 | KERN | 3 | 0 | 0 | 0 | 0 | 0 | 0 | 0 | 0 | 0 | 0 | 0 | 0 | 0 | 0 | 0 | 0 | 0 | 0 | 0 | 0 | 0 | 0 | 0 | 0 | 0 | 0 | 0 | 0 | 0 | 0 | 0 | 0 | 0 | 0 | 0 | 0 | 0 | 0 | 0 | 0 | 0 | 0 | 0 | 0 | 0 | 0 | 0 | 0 | 0 | 0 | 0 | 0 | 0 | 0 | 0 | 0 | 0 | 0 | 0 | 0 | 0 | 0 | 0 | 0 | 0 | 0 | 0 | 0 | 0 | 0 | 0 | 0 | 0 | 0 | 0 | 0 | 0 | 0 | 1 | 1 | 0 | 0 | 0 | 0 | 0 | 0 | 0 | 0 | 0 | 0 | 0 | 0 | 0 | 0 | 1 | 0 | 0 | Southern_PGAE_Li_Battery_4hr | Southern_PGAE_Li_Battery_8hr | Southern_PGAE_Solar |  | Central_Valley_North_Los_Banos_Wind |  |  |  | Southern_PGAE | Central_Valley_North_Los_Banos
PG&E KERN | Arco | 70 | CA | 93249 | KERN | 3 | 0 | 0 | 0 | 0 | 0 | 0 | 0 | 0 | 0 | 0 | 0 | 0 | 0 | 0 | 0 | 0 | 0 | 0 | 0 | 0 | 0 | 0 | 0 | 0 | 0 | 0 | 0 | 0 | 0 | 0 | 0 | 0 | 0 | 0 | 0 | 0 | 0 | 0 | 0 | 0 | 0 | 0 | 0 | 0 | 0 | 0 | 0 | 0 | 0 | 0 | 0 | 0 | 0 | 0 | 0 | 0 | 0 | 0 | 0 | 0 | 0 | 0 | 0 | 0 | 0 | 0 | 0 | 0 | 0 | 0 | 0 | 0 | 0 | 0 | 0 | 0 | 0 | 0 | 1 | 1 | 0 | 0 | 0 | 0 | 0 | 0 | 0 | 0 | 0 | 0 | 0 | 0 | 0 | 0 | 1 | 0 | 0 | Southern_PGAE_Li_Battery_4hr | Southern_PGAE_Li_Battery_8hr | Southern_PGAE_Solar |  | Central_Valley_North_Los_Banos_Wind |  |  |  | Southern_PGAE | Central_Valley_North_Los_Banos
SCE Metro | ArcoGen | 230 | CA | 90745 | LOS ANGELES | 1 | 0 | 0 | 0 | 0 | 0 | 0 | 0 | 0 | 0 | 1 | 0 | 0 | 0 | 0 | 0 | 0 | 0 | 0 | 0 | 0 | 0 | 0 | 0 | 0 | 0 | 0 | 0 | 0 | 0 | 0 | 0 | 0 | 0 | 0 | 0 | 0 | 0 | 0 | 0 | 0 | 0 | 0 | 0 | 0 | 0 | 0 | 0 | 0 | 0 | 0 | 0 | 0 | 0 | 0 | 0 | 0 | 0 | 0 | 0 | 0 | 0 | 0 | 0 | 0 | 0 | 0 | 0 | 0 | 0 | 0 | 0 | 0 | 0 | 0 | 0 | 0 | 0 | 0 | 0 | 0 | 0 | 0 | 0 | 0 | 0 | 0 | 0 | 0 | 0 | 0 | 0 | 0 | 0 | 0 | 0 | 0 | 0 | Greater_LA_Li_Battery_4hr | Greater_LA_Li_Battery_8hr | Greater_LA_Solar |  | 0 |  |  |  | Greater_LA | Greater_LA
SDGE | Artesian | 230 | CA | 92127 | SAN DIEGO | 5 | 0 | 0 | 0 | 0 | 0 | 0 | 0 | 0 | 0 | 0 | 0 | 0 | 0 | 0 | 0 | 0 | 0 | 0 | 0 | 0 | 0 | 0 | 0 | 0 | 0 | 1 | 0 | 0 | 1 | 0 | 1 | 0 | 1 | 0 | 0 | 0 | 0 | 1 | 0 | 0 | 0 | 0 | 0 | 0 | 0 | 0 | 0 | 0 | 0 | 0 | 0 | 0 | 0 | 0 | 0 | 0 | 0 | 0 | 0 | 0 | 0 | 0 | 0 | 0 | 0 | 0 | 0 | 0 | 0 | 0 | 0 | 0 | 0 | 0 | 0 | 0 | 0 | 0 | 0 | 0 | 0 | 0 | 0 | 0 | 0 | 0 | 0 | 0 | 0 | 0 | 0 | 0 | 0 | 0 | 0 | 0 | 0 | San_Diego_Li_Battery_4hr | San_Diego_Li_Battery_8hr | San_Diego_Solar |  | 0 |  |  |  | Greater_SD | Greater_SD
SDGE | Artesian | 69 | CA | 92127 | SAN DIEGO | 4 | 0 | 0 | 0 | 0 | 0 | 0 | 0 | 0 | 0 | 0 | 0 | 0 | 0 | 0 | 0 | 0 | 0 | 0 | 0 | 0 | 0 | 0 | 0 | 0 | 0 | 1 | 0 | 0 | 0 | 0 | 1 | 0 | 1 | 0 | 0 | 0 | 0 | 1 | 0 | 0 | 0 | 0 | 0 | 0 | 0 | 0 | 0 | 0 | 0 | 0 | 0 | 0 | 0 | 0 | 0 | 0 | 0 | 0 | 0 | 0 | 0 | 0 | 0 | 0 | 0 | 0 | 0 | 0 | 0 | 0 | 0 | 0 | 0 | 0 | 0 | 0 | 0 | 0 | 0 | 0 | 0 | 0 | 0 | 0 | 0 | 0 | 0 | 0 | 0 | 0 | 0 | 0 | 0 | 0 | 0 | 0 | 0 | San_Diego_Li_Battery_4hr | San_Diego_Li_Battery_8hr | San_Diego_Solar |  | 0 |  |  |  | Greater_SD | Greater_SD
PG&E FRESNO | Ashlan | 230 | CA | 93705 | FRESNO | 8 | 0 | 0 | 0 | 0 | 0 | 0 | 0 | 0 | 0 | 0 | 0 | 0 | 0 | 0 | 0 | 0 | 0 | 0 | 0 | 0 | 0 | 0 | 0 | 0 | 0 | 0 | 0 | 0 | 0 | 0 | 0 | 0 | 0 | 0 | 0 | 0 | 0 | 0 | 0 | 0 | 0 | 0 | 0 | 0 | 0 | 0 | 0 | 0 | 0 | 0 | 0 | 0 | 0 | 0 | 0 | 0 | 0 | 0 | 0 | 1 | 0 | 0 | 0 | 0 | 0 | 0 | 0 | 0 | 0 | 0 | 0 | 0 | 0 | 0 | 0 | 0 | 0 | 0 | 0 | 1 | 0 | 1 | 1 | 1 | 0 | 1 | 0 | 1 | 0 | 0 | 0 | 0 | 1 | 0 | 0 | 0 | 0 | Southern_PGAE_Li_Battery_4hr | Southern_PGAE_Li_Battery_8hr | Southern_PGAE_Solar |  | Central_Valley_North_Los_Banos_Wind |  |  |  | Southern_PGAE | Central_Valley_North_Los_Banos
PG&E NGBA | Atlantic | 115 | CA | 95678 | PLACER | 5 | 0 | 0 | 0 | 0 | 0 | 0 | 0 | 0 | 0 | 0 | 0 | 0 | 0 | 0 | 0 | 0 | 0 | 0 | 0 | 0 | 0 | 0 | 0 | 0 | 0 | 0 | 0 | 0 | 0 | 0 | 0 | 0 | 0 | 0 | 0 | 0 | 0 | 0 | 0 | 1 | 0 | 0 | 0 | 0 | 0 | 1 | 0 | 1 | 0 | 0 | 0 | 0 | 0 | 0 | 0 | 0 | 0 | 0 | 0 | 1 | 1 | 0 | 0 | 0 | 0 | 0 | 0 | 0 | 0 | 0 | 0 | 0 | 0 | 0 | 0 | 0 | 0 | 0 | 0 | 0 | 0 | 0 | 0 | 0 | 0 | 0 | 0 | 0 | 0 | 0 | 0 | 0 | 0 | 0 | 0 | 0 | 0 | Northern_California_Li_Battery_4hr | Northern_California_Li_Battery_8hr | Northern_California_Solar |  | Northern_California_Wind |  |  |  | Northern_California | Northern_California
PG&E NGBA | Atlantic | 230 | CA | 95678 | PLACER | 7 | 0 | 0 | 0 | 0 | 0 | 0 | 0 | 0 | 0 | 0 | 0 | 0 | 0 | 0 | 0 | 0 | 0 | 0 | 0 | 0 | 0 | 0 | 0 | 0 | 0 | 0 | 0 | 0 | 0 | 0 | 0 | 0 | 0 | 0 | 0 | 0 | 0 | 0 | 0 | 1 | 0 | 0 | 1 | 0 | 0 | 1 | 1 | 1 | 0 | 0 | 0 | 0 | 0 | 0 | 0 | 0 | 0 | 0 | 0 | 1 | 1 | 0 | 0 | 0 | 0 | 0 | 0 | 0 | 0 | 0 | 0 | 0 | 0 | 0 | 0 | 0 | 0 | 0 | 0 | 0 | 0 | 0 | 0 | 0 | 0 | 0 | 0 | 0 | 0 | 0 | 0 | 0 | 0 | 0 | 0 | 0 | 0 | Northern_California_Li_Battery_4hr | Northern_California_Li_Battery_8hr | Northern_California_Solar |  | Northern_California_Wind |  |  |  | Northern_California | Northern_California
PG&E NGBA | Atlantic | 60 | CA | 95678 | PLACER | 7 | 0 | 0 | 0 | 0 | 0 | 0 | 0 | 0 | 0 | 0 | 0 | 0 | 0 | 0 | 0 | 0 | 0 | 0 | 0 | 0 | 0 | 0 | 0 | 0 | 0 | 0 | 0 | 0 | 0 | 0 | 0 | 0 | 0 | 0 | 0 | 0 | 0 | 0 | 0 | 1 | 0 | 0 | 1 | 0 | 0 | 1 | 1 | 1 | 0 | 0 | 0 | 0 | 0 | 0 | 0 | 0 | 0 | 0 | 0 | 1 | 1 | 0 | 0 | 0 | 0 | 0 | 0 | 0 | 0 | 0 | 0 | 0 | 0 | 0 | 0 | 0 | 0 | 0 | 0 | 0 | 0 | 0 | 0 | 0 | 0 | 0 | 0 | 0 | 0 | 0 | 0 | 0 | 0 | 0 | 0 | 0 | 0 | Northern_California_Li_Battery_4hr | Northern_California_Li_Battery_8hr | Northern_California_Solar |  | Northern_California_Wind |  |  |  | Northern_California | Northern_California
PG&E FRESNO | Atwater | 115 | CA | 95301 | Merced | 9 | 0 | 0 | 0 | 0 | 0 | 0 | 0 | 0 | 0 | 0 | 0 | 0 | 0 | 0 | 0 | 0 | 0 | 0 | 0 | 0 | 0 | 0 | 0 | 0 | 0 | 0 | 0 | 0 | 0 | 0 | 0 | 0 | 0 | 0 | 0 | 0 | 0 | 0 | 0 | 0 | 0 | 0 | 0 | 0 | 0 | 1 | 0 | 0 | 0 | 0 | 0 | 0 | 0 | 0 | 0 | 0 | 0 | 0 | 0 | 1 | 0 | 0 | 0 | 0 | 0 | 0 | 0 | 0 | 0 | 0 | 0 | 0 | 0 | 0 | 0 | 0 | 0 | 0 | 0 | 1 | 0 | 1 | 1 | 1 | 0 | 1 | 0 | 1 | 0 | 0 | 0 | 0 | 1 | 0 | 0 | 0 | 0 | Southern_PGAE_Li_Battery_4hr | Southern_PGAE_Li_Battery_8hr | Southern_PGAE_Solar |  | Central_Valley_North_Los_Banos_Wind |  |  |  | Southern_PGAE | Central_Valley_North_Los_Banos
PG&E GBA | Avena | 115 | CA | 95320 | SAN JOAQUIN | 4 | 0 | 0 | 0 | 0 | 0 | 0 | 0 | 0 | 0 | 0 | 0 | 0 | 0 | 0 | 0 | 0 | 0 | 0 | 0 | 0 | 0 | 0 | 0 | 0 | 0 | 0 | 0 | 0 | 0 | 0 | 0 | 0 | 0 | 0 | 0 | 0 | 0 | 0 | 0 | 0 | 0 | 0 | 0 | 0 | 0 | 1 | 0 | 0 | 0 | 0 | 0 | 0 | 0 | 0 | 0 | 1 | 0 | 0 | 0 | 1 | 0 | 0 | 0 | 1 | 0 | 0 | 0 | 0 | 0 | 0 | 0 | 0 | 0 | 0 | 0 | 0 | 0 | 0 | 0 | 0 | 0 | 0 | 0 | 0 | 0 | 0 | 0 | 0 | 0 | 0 | 0 | 0 | 0 | 0 | 0 | 0 | 0 | Northern_California_Li_Battery_4hr | Northern_California_Li_Battery_8hr | Northern_California_Solar |  | Solano_Wind |  |  |  | Northern_California | Solano
SDGE | Avocado | 69 | CA | 92028 | SAN DIEGO | 5 | 0 | 0 | 0 | 0 | 0 | 0 | 0 | 0 | 0 | 0 | 0 | 0 | 0 | 0 | 0 | 0 | 0 | 0 | 0 | 0 | 0 | 0 | 0 | 0 | 0 | 1 | 0 | 0 | 1 | 0 | 0 | 0 | 1 | 1 | 0 | 0 | 0 | 1 | 0 | 0 | 0 | 0 | 0 | 0 | 0 | 0 | 0 | 0 | 0 | 0 | 0 | 0 | 0 | 0 | 0 | 0 | 0 | 0 | 0 | 0 | 0 | 0 | 0 | 0 | 0 | 0 | 0 | 0 | 0 | 0 | 0 | 0 | 0 | 0 | 0 | 0 | 0 | 0 | 0 | 0 | 0 | 0 | 0 | 0 | 0 | 0 | 0 | 0 | 0 | 0 | 0 | 0 | 0 | 0 | 0 | 0 | 0 | San_Diego_Li_Battery_4hr | San_Diego_Li_Battery_8hr | San_Diego_Solar |  | 0 |  |  |  | Greater_SD | Greater_SD
PG&E NGBA | Bahia | 230 | CA |  |  | 9 | 0 | 0 | 0 | 0 | 0 | 0 | 0 | 0 | 0 | 0 | 0 | 0 | 0 | 0 | 0 | 0 | 0 | 0 | 0 | 0 | 0 | 0 | 0 | 0 | 0 | 0 | 0 | 0 | 0 | 0 | 0 | 0 | 0 | 0 | 0 | 0 | 0 | 0 | 0 | 1 | 0 | 0 | 0 | 0 | 0 | 0 | 0 | 0 | 0 | 0 | 0 | 0 | 1 | 1 | 1 | 1 | 0 | 0 | 1 | 1 | 0 | 0 | 0 | 0 | 0 | 1 | 1 | 0 | 0 | 0 | 0 | 0 | 0 | 0 | 0 | 0 | 0 | 0 | 0 | 0 | 0 | 0 | 0 | 0 | 0 | 0 | 0 | 0 | 0 | 0 | 0 | 0 | 0 | 0 | 0 | 0 | 0 | Northern_California_Li_Battery_4hr | Northern_California_Li_Battery_8hr | Northern_California_Solar |  | Solano_Wind |  |  |  | Northern_California | Solano
SCE Northern | Bailey | 230 | CA | 93536 | LOS ANGELES | 4 | 0 | 0 | 1 | 0 | 0 | 0 | 1 | 1 | 0 | 0 | 0 | 0 | 0 | 0 | 0 | 0 | 0 | 0 | 0 | 0 | 0 | 0 | 0 | 0 | 1 | 0 | 0 | 0 | 0 | 0 | 0 | 0 | 0 | 0 | 0 | 0 | 0 | 0 | 0 | 0 | 0 | 0 | 0 | 0 | 0 | 0 | 0 | 0 | 0 | 0 | 0 | 0 | 0 | 0 | 0 | 0 | 0 | 0 | 0 | 0 | 0 | 0 | 0 | 0 | 0 | 0 | 0 | 0 | 0 | 0 | 0 | 0 | 0 | 0 | 0 | 0 | 0 | 0 | 0 | 0 | 0 | 0 | 0 | 0 | 0 | 0 | 0 | 0 | 0 | 0 | 0 | 0 | 0 | 0 | 0 | 0 | 0 | Tehachapi_Li_Battery_4hr | Tehachapi_Li_Battery_8hr | Tehachapi_Solar |  | Tehachapi_Wind |  |  |  | Tehachapi | Tehachapi
SCE NOL | Baker | 115 | CA | 92309 | San Bernardino | 3 | 0 | 0 | 0 | 0 | 0 | 0 | 0 | 0 | 0 | 0 | 0 | 1 | 1 | 1 | 0 | 0 | 0 | 0 | 0 | 0 | 0 | 0 | 0 | 0 | 0 | 0 | 0 | 0 | 0 | 0 | 0 | 0 | 0 | 0 | 0 | 0 | 0 | 0 | 0 | 0 | 0 | 0 | 0 | 0 | 0 | 0 | 0 | 0 | 0 | 0 | 0 | 0 | 0 | 0 | 0 | 0 | 0 | 0 | 0 | 0 | 0 | 0 | 0 | 0 | 0 | 0 | 0 | 0 | 0 | 0 | 0 | 0 | 0 | 0 | 0 | 0 | 0 | 0 | 0 | 0 | 0 | 0 | 0 | 0 | 0 | 0 | 0 | 0 | 0 | 0 | 0 | 0 | 0 | 0 | 0 | 0 | 0 | Southern_NV_Eldorado_Li_Battery_4hr | Southern_NV_Eldorado_Li_Battery_8hr | Southern_NV_Eldorado_Solar | Inyokern_North_Kramer_Geothermal | Southern_NV_Eldorado_Wind |  |  |  | Southern_NV_Eldorado | Southern_NV_Eldorado
PG&E KERN | Bakersfield | 230 | CA | 93301 | KERN | 2 | 0 | 0 | 0 | 0 | 0 | 0 | 0 | 0 | 0 | 0 | 0 | 0 | 0 | 0 | 0 | 0 | 0 | 0 | 0 | 0 | 0 | 0 | 0 | 0 | 0 | 0 | 0 | 0 | 0 | 0 | 0 | 0 | 0 | 0 | 0 | 0 | 0 | 0 | 0 | 0 | 0 | 0 | 0 | 0 | 0 | 0 | 0 | 0 | 0 | 0 | 0 | 0 | 0 | 0 | 0 | 0 | 0 | 0 | 0 | 0 | 0 | 0 | 0 | 0 | 0 | 0 | 0 | 0 | 0 | 0 | 0 | 0 | 0 | 0 | 0 | 0 | 0 | 0 | 1 | 0 | 0 | 0 | 0 | 0 | 0 | 0 | 0 | 0 | 0 | 0 | 0 | 0 | 0 | 0 | 1 | 0 | 0 | Southern_PGAE_Li_Battery_4hr | Southern_PGAE_Li_Battery_8hr | Southern_PGAE_Solar |  | Central_Valley_North_Los_Banos_Wind |  |  |  | Southern_PGAE | Central_Valley_North_Los_Banos
PG&E FRESNO | Balch | 230 | CA | 93664 | FRESNO | 6 | 0 |  | 0 | 0 | 0 | 0 | 0 | 0 | 0 | 0 | 0 | 0 | 0 | 0 | 0 | 0 | 0 | 0 | 0 | 0 | 0 | 0 | 0 | 0 | 0 | 0 | 0 | 0 | 0 | 0 | 0 | 0 | 0 | 0 | 0 | 0 | 0 | 0 | 0 | 0 | 0 | 0 | 0 | 0 | 0 | 1 | 0 | 0 | 0 | 0 | 0 | 0 | 0 | 0 | 0 | 0 | 0 | 0 | 0 | 0 | 0 | 0 | 0 | 0 | 0 | 0 | 0 | 0 | 0 | 0 | 0 | 0 | 0 | 0 | 0 | 0 | 0 | 0 | 1 | 1 | 0 | 1 | 0 | 0 | 0 | 1 | 0 | 0 | 0 | 1 | 0 | 0 | 0 | 0 | 0 | 0 | 0 | Southern_PGAE_Li_Battery_4hr | Southern_PGAE_Li_Battery_8hr | Southern_PGAE_Solar |  | Central_Valley_North_Los_Banos_Wind |  |  |  | Southern_PGAE | Central_Valley_North_Los_Banos
SCE Eastern | Bannister | 230 | CA | 92257 | IMPERIAL | 3 | 0 | 0 | 0 | 0 | 0 | 0 | 0 | 0 | 0 | 0 | 0 | 0 | 0 | 0 | 0 | 0 | 0 | 0 | 1 | 1 | 0 | 1 | 0 | 0 | 0 | 0 | 0 | 0 | 0 | 0 | 0 | 0 | 0 | 0 | 0 | 0 | 0 | 0 | 0 | 0 | 0 | 0 | 0 | 0 | 0 | 0 | 0 | 0 | 0 | 0 | 0 | 0 | 0 | 0 | 0 | 0 | 0 | 0 | 0 | 0 | 0 | 0 | 0 | 0 | 0 | 0 | 0 | 0 | 0 | 0 | 0 | 0 | 0 | 0 | 0 | 0 | 0 | 0 | 0 | 0 | 0 | 0 | 0 | 0 | 0 | 0 | 0 | 0 | 0 | 0 | 0 | 0 | 0 | 0 | 0 | 0 | 0 | Greater_Imperial_Li_Battery_4hr | Greater_Imperial_Li_Battery_8hr | Greater_Imperial_Solar |  | Greater_Imperial_Wind |  |  |  | Greater_Imperial | Greater_Imperial (Exclude)
SCE Metro | Barre | 230 | CA | 90680 | ORANGE | 1 | 0 | 0 | 0 | 0 | 0 | 0 | 0 | 0 | 0 | 1 | 0 | 0 | 0 | 0 | 0 | 0 | 0 | 0 | 0 | 0 | 0 | 0 | 0 | 0 | 0 | 0 | 0 | 0 | 0 | 0 | 0 | 0 | 0 | 0 | 0 | 0 | 0 | 0 | 0 | 0 | 0 | 0 | 0 | 0 | 0 | 0 | 0 | 0 | 0 | 0 | 0 | 0 | 0 | 0 | 0 | 0 | 0 | 0 | 0 | 0 | 0 | 0 | 0 | 0 | 0 | 0 | 0 | 0 | 0 | 0 | 0 | 0 | 0 | 0 | 0 | 0 | 0 | 0 | 0 | 0 | 0 | 0 | 0 | 0 | 0 | 0 | 0 | 0 | 0 | 0 | 0 | 0 | 0 | 0 | 0 | 0 | 0 | Greater_LA_Li_Battery_4hr | Greater_LA_Li_Battery_8hr | Greater_LA_Solar |  | 0 |  |  |  | Greater_LA | Greater_LA
SDGE | Bay Boulevard | 69 | CA | 91905 | SAN DIEGO | 4 | 0 | 0 | 0 | 0 | 0 | 0 | 0 | 0 | 0 | 0 | 0 | 0 | 0 | 0 | 0 | 0 | 0 | 0 | 0 | 0 | 0 | 0 | 0 | 0 | 0 | 0 | 0 | 0 | 0 | 0 | 1 | 0 | 1 | 0 | 0 | 1 | 1 | 0 | 0 | 0 | 0 | 0 | 0 | 0 | 0 | 0 | 0 | 0 | 0 | 0 | 0 | 0 | 0 | 0 | 0 | 0 | 0 | 0 | 0 | 0 | 0 | 0 | 0 | 0 | 0 | 0 | 0 | 0 | 0 | 0 | 0 | 0 | 0 | 0 | 0 | 0 | 0 | 0 | 0 | 0 | 0 | 0 | 0 | 0 | 0 | 0 | 0 | 0 | 0 | 0 | 0 | 0 | 0 | 0 | 0 | 0 | 0 | San_Diego_Li_Battery_4hr | San_Diego_Li_Battery_8hr | San_Diego_Solar |  | 0 |  |  |  | Greater_SD | Greater_SD
SDGE | Bay Boulevard | 230 | CA | 91905 | SAN DIEGO | 5 | 0 | 0 | 0 | 0 | 0 | 0 | 0 | 0 | 0 | 0 | 0 | 0 | 0 | 0 | 0 | 0 | 0 | 0 | 0 | 0 | 0 | 0 | 0 | 0 | 0 | 0 | 0 | 0 | 1 | 0 | 1 | 0 | 1 | 0 | 0 | 1 | 1 | 0 | 0 | 0 | 0 | 0 | 0 | 0 | 0 | 0 | 0 | 0 | 0 | 0 | 0 | 0 | 0 | 0 | 0 | 0 | 0 | 0 | 0 | 0 | 0 | 0 | 0 | 0 | 0 | 0 | 0 | 0 | 0 | 0 | 0 | 0 | 0 | 0 | 0 | 0 | 0 | 0 | 0 | 0 | 0 | 0 | 0 | 0 | 0 | 0 | 0 | 0 | 0 | 0 | 0 | 0 | 0 | 0 | 0 | 0 | 0 | San_Diego_Li_Battery_4hr | San_Diego_Li_Battery_8hr | San_Diego_Solar |  | 0 |  |  |  | Greater_SD | Greater_SD
EOP | Beatty | 138 | NV | 89003 | NYE | 3 | 0 | 0 | 0 | 0 | 0 | 0 | 0 | 0 | 0 | 0 | 0 | 0 | 0 | 0 | 0 | 0 | 0 | 0 | 0 | 0 | 0 | 0 | 1 | 1 | 1 | 0 | 0 | 0 | 0 | 0 | 0 | 0 | 0 | 0 | 0 | 0 | 0 | 0 | 0 | 0 | 0 | 0 | 0 | 0 | 0 | 0 | 0 | 0 | 0 | 0 | 0 | 0 | 0 | 0 | 0 | 0 | 0 | 0 | 0 | 0 | 0 | 0 | 0 | 0 | 0 | 0 | 0 | 0 | 0 | 0 | 0 | 0 | 0 | 0 | 0 | 0 | 0 | 0 | 0 | 0 | 0 | 0 | 0 | 0 | 0 | 0 | 0 | 0 | 0 | 0 | 0 | 0 | 0 | 0 | 0 | 0 | 0 | Southern_NV_Eldorado_Li_Battery_4hr | Southern_NV_Eldorado_Li_Battery_8hr | Southern_NV_Eldorado_Solar | Central_Nevada_Geothermal | Southern_NV_Eldorado_Wind |  |  |  | Southern_NV_Eldorado | Southern_NV_Eldorado
EOP | Beatty | 230 | NV | 89003 | NYE | 3 | 0 | 0 | 0 | 0 | 0 | 0 | 0 | 0 | 0 | 0 | 0 | 0 | 0 | 0 | 0 | 0 | 0 | 0 | 0 | 0 | 0 | 0 | 1 | 1 | 1 | 0 | 0 | 0 | 0 | 0 | 0 | 0 | 0 | 0 | 0 | 0 | 0 | 0 | 0 | 0 | 0 | 0 | 0 | 0 | 0 | 0 | 0 | 0 | 0 | 0 | 0 | 0 | 0 | 0 | 0 | 0 | 0 | 0 | 0 | 0 | 0 | 0 | 0 | 0 | 0 | 0 | 0 | 0 | 0 | 0 | 0 | 0 | 0 | 0 | 0 | 0 | 0 | 0 | 0 | 0 | 0 | 0 | 0 | 0 | 0 | 0 | 0 | 0 | 0 | 0 | 0 | 0 | 0 | 0 | 0 | 0 | 0 | Southern_NV_Eldorado_Li_Battery_4hr | Southern_NV_Eldorado_Li_Battery_8hr | Southern_NV_Eldorado_Solar | Central_Nevada_Geothermal | Southern_NV_Eldorado_Wind |  |  |  | Southern_NV_Eldorado | Southern_NV_Eldorado
PG&E NGBA | Belden | 230 | CA | 95915 | PLUMAS | 9 | 0 | 0 | 0 | 0 | 0 | 0 | 0 | 0 | 0 | 0 | 0 | 0 | 0 | 0 | 0 | 0 | 0 | 0 | 0 | 0 | 0 | 0 | 0 | 0 | 0 | 0 | 0 | 0 | 0 | 0 | 0 | 0 | 0 | 0 | 0 | 0 | 0 | 0 | 0 | 1 | 1 | 0 | 1 | 0 | 1 | 1 | 1 | 1 | 0 | 0 | 0 | 0 | 0 | 0 | 0 | 0 | 0 | 0 | 0 | 1 | 1 | 0 | 0 | 0 | 0 | 0 | 0 | 0 | 0 | 0 | 0 | 0 | 0 | 0 | 0 | 0 | 0 | 0 | 0 | 0 | 0 | 0 | 0 | 0 | 0 | 0 | 0 | 0 | 0 | 0 | 0 | 0 | 0 | 0 | 0 | 0 | 0 | Northern_California_Li_Battery_4hr | Northern_California_Li_Battery_8hr | Northern_California_Solar |  | Northern_California_Wind |  |  |  | Northern_California | Northern_California
PG&E NGBA | Bell | 115 | CA | 95602 | Placer | 5 | 0 | 0 | 0 | 0 | 0 | 0 | 0 | 0 | 0 | 0 | 0 | 0 | 0 | 0 | 0 | 0 | 0 | 0 | 0 | 0 | 0 | 0 | 0 | 0 | 0 | 0 | 0 | 0 | 0 | 0 | 0 | 0 | 0 | 0 | 0 | 0 | 0 | 0 | 0 | 1 | 0 | 0 | 0 | 0 | 0 | 1 | 0 | 1 | 0 | 0 | 0 | 0 | 0 | 0 | 0 | 0 | 0 | 0 | 0 | 1 | 1 | 0 | 0 | 0 | 0 | 0 | 0 | 0 | 0 | 0 | 0 | 0 | 0 | 0 | 0 | 0 | 0 | 0 | 0 | 0 | 0 | 0 | 0 | 0 | 0 | 0 | 0 | 0 | 0 | 0 | 0 | 0 | 0 | 0 | 0 | 0 | 0 | Northern_California_Li_Battery_4hr | Northern_California_Li_Battery_8hr | Northern_California_Solar |  | Northern_California_Wind |  |  |  | Northern_California | Northern_California
PG&E NGBA | Bellevue | 115 | CA | 95407 | SONOMA | 3 | 0 | 0 | 0 | 0 | 0 | 0 | 0 | 0 | 0 | 0 | 0 | 0 | 0 | 0 | 0 | 0 | 0 | 0 | 0 | 0 | 0 | 0 | 0 | 0 | 0 | 0 | 0 | 0 | 0 | 0 | 0 | 0 | 0 | 0 | 0 | 0 | 0 | 0 | 0 | 1 | 0 | 0 | 0 | 0 | 0 | 0 | 0 | 0 | 0 | 0 | 0 | 0 | 1 | 0 | 0 | 0 | 0 | 0 | 0 | 0 | 0 | 0 | 0 | 0 | 0 | 0 | 1 | 0 | 0 | 0 | 0 | 0 | 0 | 0 | 0 | 0 | 0 | 0 | 0 | 0 | 0 | 0 | 0 | 0 | 0 | 0 | 0 | 0 | 0 | 0 | 0 | 0 | 0 | 0 | 0 | 0 | 0 | Northern_California_Li_Battery_4hr | Northern_California_Li_Battery_8hr | Northern_California_Solar |  | Northern_California_Wind |  |  |  | Northern_California | Mendocino_Marin
PG&E GBA | Bellota | 115 | CA | 95236 | SAN JOAQUIN | 4 | 0 | 0 | 0 | 0 | 0 | 0 | 0 | 0 | 0 | 0 | 0 | 0 | 0 | 0 | 0 | 0 | 0 | 0 | 0 | 0 | 0 | 0 | 0 | 0 | 0 | 0 | 0 | 0 | 0 | 0 | 0 | 0 | 0 | 0 | 0 | 0 | 0 | 0 | 0 | 0 | 0 | 0 | 0 | 0 | 0 | 1 | 0 | 0 | 0 | 0 | 0 | 0 | 0 | 0 | 0 | 0 | 0 | 1 | 0 | 1 | 1 | 0 | 0 | 0 | 0 | 0 | 0 | 0 | 0 | 0 | 0 | 0 | 0 | 0 | 0 | 0 | 0 | 0 | 0 | 0 | 0 | 0 | 0 | 0 | 0 | 0 | 0 | 0 | 0 | 0 | 0 | 0 | 0 | 0 | 0 | 0 | 0 | Northern_California_Li_Battery_4hr | Northern_California_Li_Battery_8hr | Northern_California_Solar |  | Solano_Wind |  |  |  | Northern_California | Solano
PG&E GBA | Bellota | 230 | CA | 95236 | SAN JOAQUIN | 3 | 0 | 0 | 0 | 0 | 0 | 0 | 0 | 0 | 0 | 0 | 0 | 0 | 0 | 0 | 0 | 0 | 0 | 0 | 0 | 0 | 0 | 0 | 0 | 0 | 0 | 0 | 0 | 0 | 0 | 0 | 0 | 0 | 0 | 0 | 0 | 0 | 0 | 0 | 0 | 0 | 0 | 0 | 0 | 0 | 0 | 1 | 0 | 0 | 0 | 0 | 0 | 0 | 0 | 0 | 0 | 0 | 0 | 0 | 0 | 1 | 1 | 0 | 0 | 0 | 0 | 0 | 0 | 0 | 0 | 0 | 0 | 0 | 0 | 0 | 0 | 0 | 0 | 0 | 0 | 0 | 0 | 0 | 0 | 0 | 0 | 0 | 0 | 0 | 0 | 0 | 0 | 0 | 0 | 0 | 0 | 0 | 0 | Northern_California_Li_Battery_4hr | Northern_California_Li_Battery_8hr | Northern_California_Solar |  | Solano_Wind |  |  |  | Northern_California | Solano
SCE Northern | Big Creek | 230 | CA | 93664 | FRESNO | 4 | 1 | 0 | 1 | 0 | 0 | 1 | 1 | 0 | 0 | 0 | 0 | 0 | 0 | 0 | 0 | 0 | 0 | 0 | 0 | 0 | 0 | 0 | 0 | 0 | 0 | 0 | 0 | 0 | 0 | 0 | 0 | 0 | 0 | 0 | 0 | 0 | 0 | 0 | 0 | 0 | 0 | 0 | 0 | 0 | 0 | 0 | 0 | 0 | 0 | 0 | 0 | 0 | 0 | 0 | 0 | 0 | 0 | 0 | 0 | 0 | 0 | 0 | 0 | 0 | 0 | 0 | 0 | 0 | 0 | 0 | 0 | 0 | 0 | 0 | 0 | 0 | 0 | 0 | 0 | 0 | 0 | 0 | 0 | 0 | 0 | 0 | 0 | 0 | 0 | 0 | 0 | 0 | 0 | 0 | 0 | 0 | 0 | Southern_PGAE_Li_Battery_4hr | Southern_PGAE_Li_Battery_8hr | Southern_PGAE_Solar |  | Central_Valley_North_Los_Banos_Wind |  |  |  | Southern_PGAE | Central_Valley_North_Los_Banos
PG&E FRESNO | Biola | 70 | CA | 93630 | Fresno | 7 | 0 | 0 | 0 | 0 | 0 | 0 | 0 | 0 | 0 | 0 | 0 | 0 | 0 | 0 | 0 | 0 | 0 | 0 | 0 | 0 | 0 | 0 | 0 | 0 | 0 | 0 | 0 | 0 | 0 | 0 | 0 | 0 | 0 | 0 | 0 | 0 | 0 | 0 | 0 | 0 | 0 | 0 | 0 | 0 | 0 | 0 | 0 | 0 | 0 | 0 | 0 | 0 | 0 | 0 | 0 | 0 | 0 | 0 | 0 | 0 | 0 | 0 | 0 | 0 | 0 | 0 | 0 | 0 | 0 | 0 | 0 | 0 | 0 | 0 | 0 | 0 | 0 | 0 | 0 | 1 | 0 | 1 | 1 | 1 | 0 | 1 | 0 | 1 | 0 | 0 | 0 | 0 | 1 | 0 | 0 | 0 | 0 | Southern_PGAE_Li_Battery_4hr | Southern_PGAE_Li_Battery_8hr | Southern_PGAE_Solar |  | Central_Valley_North_Los_Banos_Wind |  |  |  | Southern_PGAE | Central_Valley_North_Los_Banos
PG&E GBA | Birds Landing | 230 | CA | 94571 | SOLANO | 8 | 0 | 0 | 0 | 0 | 0 | 0 | 0 | 0 | 0 | 0 | 0 | 0 | 0 | 0 | 0 | 0 | 0 | 0 | 0 | 0 | 0 | 0 | 0 | 0 | 0 | 0 | 0 | 0 | 0 | 0 | 0 | 0 | 0 | 0 | 0 | 0 | 0 | 0 | 0 | 1 | 0 | 0 | 0 | 0 | 0 | 0 | 0 | 0 | 0 | 0 | 0 | 0 | 0 | 1 | 1 | 1 | 0 | 0 | 1 | 1 | 0 | 0 | 0 | 0 | 0 | 1 | 1 | 0 | 0 | 0 | 0 | 0 | 0 | 0 | 0 | 0 | 0 | 0 | 0 | 0 | 0 | 0 | 0 | 0 | 0 | 0 | 0 | 0 | 0 | 0 | 0 | 0 | 0 | 0 | 0 | 0 | 0 | Northern_California_Li_Battery_4hr | Northern_California_Li_Battery_8hr | Northern_California_Solar |  | Solano_Wind |  |  |  | Northern_California | Solano
SCE Northern | Bliss | 66 | CA | 93267 | Tulare | 4 | 1 | 0 | 1 | 0 | 0 | 1 | 1 | 0 | 0 | 0 | 0 | 0 | 0 | 0 | 0 | 0 | 0 | 0 | 0 | 0 | 0 | 0 | 0 | 0 | 0 | 0 | 0 | 0 | 0 | 0 | 0 | 0 | 0 | 0 | 0 | 0 | 0 | 0 | 0 | 0 | 0 | 0 | 0 | 0 | 0 | 0 | 0 | 0 | 0 | 0 | 0 | 0 | 0 | 0 | 0 | 0 | 0 | 0 | 0 | 0 | 0 | 0 | 0 | 0 | 0 | 0 | 0 | 0 | 0 | 0 | 0 | 0 | 0 | 0 | 0 | 0 | 0 | 0 | 0 | 0 | 0 | 0 | 0 | 0 | 0 | 0 | 0 | 0 | 0 | 0 | 0 | 0 | 0 | 0 | 0 | 0 | 0 | Tehachapi_Li_Battery_4hr | Tehachapi_Li_Battery_8hr | Tehachapi_Solar |  | Central_Valley_North_Los_Banos_Wind |  |  |  | Tehachapi | Central_Valley_North_Los_Banos
SCE Eastern | Blythe | 161 | CA | 92225 | RIVERSIDE | 3 | 0 | 0 | 0 | 0 | 0 | 0 | 0 | 0 | 0 | 0 | 0 | 0 | 0 | 0 | 0 | 0 | 0 | 0 | 1 | 0 | 0 | 0 | 0 | 0 | 0 | 0 | 0 | 0 | 0 | 0 | 0 | 1 | 1 | 0 | 0 | 0 | 0 | 0 | 0 | 0 | 0 | 0 | 0 | 0 | 0 | 0 | 0 | 0 | 0 | 0 | 0 | 0 | 0 | 0 | 0 | 0 | 0 | 0 | 0 | 0 | 0 | 0 | 0 | 0 | 0 | 0 | 0 | 0 | 0 | 0 | 0 | 0 | 0 | 0 | 0 | 0 | 0 | 0 | 0 | 0 | 0 | 0 | 0 | 0 | 0 | 0 | 0 | 0 | 0 | 0 | 0 | 0 | 0 | 0 | 0 | 0 | 0 | Riverside_Li_Battery_4hr | Riverside_Li_Battery_8hr | Riverside_Solar |  | Riverside_Palm_Springs_Wind |  |  |  | Riverside | Riverside (Exclude)
PG&E NGBA | Bogue | 115 | CA | 95991 | SUTTER | 7 | 0 | 0 | 0 | 0 | 0 | 0 | 0 | 0 | 0 | 0 | 0 | 0 | 0 | 0 | 0 | 0 | 0 | 0 | 0 | 0 | 0 | 0 | 0 | 0 | 0 | 0 | 0 | 0 | 0 | 0 | 0 | 0 | 0 | 0 | 0 | 0 | 0 | 0 | 0 | 1 | 0 | 0 | 0 | 0 | 1 | 1 | 1 | 1 | 0 | 0 | 0 | 0 | 0 | 0 | 0 | 0 | 0 | 0 | 0 | 1 | 1 | 0 | 0 | 0 | 0 | 0 | 0 | 0 | 0 | 0 | 0 | 0 | 0 | 0 | 0 | 0 | 0 | 0 | 0 | 0 | 0 | 0 | 0 | 0 | 0 | 0 | 0 | 0 | 0 | 0 | 0 | 0 | 0 | 0 | 0 | 0 | 0 | Northern_California_Li_Battery_4hr | Northern_California_Li_Battery_8hr | Northern_California_Solar |  | Northern_California_Wind |  |  |  | Northern_California | Northern_California
PG&E FRESNO | Borden | 230 | CA | 93636 | MADERA | 13 | 0 | 0 | 0 | 0 | 0 | 0 | 0 | 0 | 0 | 0 | 0 | 0 | 0 | 0 | 0 | 0 | 0 | 0 | 0 | 0 | 0 | 0 | 0 | 0 | 0 | 0 | 0 | 0 | 0 | 0 | 0 | 0 | 0 | 0 | 0 | 0 | 0 | 0 | 0 | 0 | 0 | 0 | 0 | 0 | 0 | 1 | 0 | 0 | 0 | 0 | 0 | 0 | 0 | 0 | 0 | 0 | 0 | 0 | 0 | 0 | 0 | 0 | 0 | 0 | 0 | 0 | 0 | 0 | 0 | 0 | 0 | 0 | 0 | 0 | 0 | 0 | 0 | 0 | 1 | 1 | 0 | 1 | 1 | 1 | 1 | 1 | 0 | 1 | 1 | 1 | 0 | 0 | 1 | 0 | 1 | 0 | 0 | Southern_PGAE_Li_Battery_4hr | Southern_PGAE_Li_Battery_8hr | Southern_PGAE_Solar |  | Central_Valley_North_Los_Banos_Wind |  |  |  | Southern_PGAE | Central_Valley_North_Los_Banos
PG&E FRESNO | Borden | 70 | CA | 93636 | MADERA | 12 | 0 | 0 | 0 | 0 | 0 | 0 | 0 | 0 | 0 | 0 | 0 | 0 | 0 | 0 | 0 | 0 | 0 | 0 | 0 | 0 | 0 | 0 | 0 | 0 | 0 | 0 | 0 | 0 | 0 | 0 | 0 | 0 | 0 | 0 | 0 | 0 | 0 | 0 | 0 | 0 | 0 | 0 | 0 | 0 | 0 | 1 | 0 | 0 | 0 | 0 | 0 | 0 | 0 | 0 | 0 | 0 | 0 | 0 | 0 | 0 | 0 | 0 | 0 | 0 | 0 | 0 | 0 | 0 | 0 | 0 | 0 | 0 | 0 | 0 | 0 | 0 | 0 | 0 | 1 | 0 | 0 | 1 | 1 | 1 | 1 | 1 | 0 | 1 | 1 | 1 | 0 | 0 | 1 | 0 | 1 | 0 | 0 | Southern_PGAE_Li_Battery_4hr | Southern_PGAE_Li_Battery_8hr | Southern_PGAE_Solar |  | Central_Valley_North_Los_Banos_Wind |  |  |  | Southern_PGAE | Central_Valley_North_Los_Banos
SDGE | Boulevard East | 138 | CA | 91905 | San Diego | 4 | 0 | 0 | 0 | 0 | 0 | 0 | 0 | 0 | 0 | 0 | 0 | 0 | 0 | 0 | 0 | 0 | 0 | 0 | 0 | 0 | 0 | 0 | 0 | 0 | 0 | 0 | 0 | 0 | 0 | 0 | 1 | 0 | 1 | 0 | 0 | 1 | 1 | 0 | 0 | 0 | 0 | 0 | 0 | 0 | 0 | 0 | 0 | 0 | 0 | 0 | 0 | 0 | 0 | 0 | 0 | 0 | 0 | 0 | 0 | 0 | 0 | 0 | 0 | 0 | 0 | 0 | 0 | 0 | 0 | 0 | 0 | 0 | 0 | 0 | 0 | 0 | 0 | 0 | 0 | 0 | 0 | 0 | 0 | 0 | 0 | 0 | 0 | 0 | 0 | 0 | 0 | 0 | 0 | 0 | 0 | 0 | 0 | Greater_Imperial_Li_Battery_4hr | Greater_Imperial_Li_Battery_8hr | Greater_Imperial_Solar |  | Greater_Imperial_Wind |  |  |  | Greater_Imperial | Greater_Imperial
SDGE | Boulevard East | 69 | CA | 91905 | San Diego | 4 | 0 | 0 | 0 | 0 | 0 | 0 | 0 | 0 | 0 | 0 | 0 | 0 | 0 | 0 | 0 | 0 | 0 | 0 | 0 | 0 | 0 | 0 | 0 | 0 | 0 | 0 | 0 | 0 | 0 | 0 | 1 | 0 | 1 | 0 | 0 | 1 | 1 | 0 | 0 | 0 | 0 | 0 | 0 | 0 | 0 | 0 | 0 | 0 | 0 | 0 | 0 | 0 | 0 | 0 | 0 | 0 | 0 | 0 | 0 | 0 | 0 | 0 | 0 | 0 | 0 | 0 | 0 | 0 | 0 | 0 | 0 | 0 | 0 | 0 | 0 | 0 | 0 | 0 | 0 | 0 | 0 | 0 | 0 | 0 | 0 | 0 | 0 | 0 | 0 | 0 | 0 | 0 | 0 | 0 | 0 | 0 | 0 | Greater_Imperial_Li_Battery_4hr | Greater_Imperial_Li_Battery_8hr | Greater_Imperial_Solar |  | Greater_Imperial_Wind |  |  |  | Greater_Imperial | Greater_Imperial
PG&E GBA | Brentwood | 230 | CA | 94513 | CONTRA COSTA | 7 | 0 | 0 | 0 | 0 | 0 | 0 | 0 | 0 | 0 | 0 | 0 | 0 | 0 | 0 | 0 | 0 | 0 | 0 | 0 | 0 | 0 | 0 | 0 | 0 | 0 | 0 | 0 | 0 | 0 | 0 | 0 | 0 | 0 | 0 | 0 | 0 | 0 | 0 | 0 | 1 | 0 | 0 | 0 | 0 | 0 | 0 | 0 | 0 | 0 | 0 | 0 | 0 | 0 | 1 | 1 | 1 | 0 | 0 | 1 | 1 | 0 | 0 | 0 | 0 | 0 | 1 | 0 | 0 | 0 | 0 | 0 | 0 | 0 | 0 | 0 | 0 | 0 | 0 | 0 | 0 | 0 | 0 | 0 | 0 | 0 | 0 | 0 | 0 | 0 | 0 | 0 | 0 | 0 | 0 | 0 | 0 | 0 | Northern_California_Li_Battery_4hr | Northern_California_Li_Battery_8hr | Northern_California_Solar |  | Solano_Wind |  |  |  | Northern_California | Solano
PG&E NGBA | Bridgeville | 115 | CA | 95526 | Humboldt | 1 | 0 | 0 | 0 | 0 | 0 | 0 | 0 | 0 | 0 | 0 | 0 | 0 | 0 | 0 | 0 | 0 | 0 | 0 | 0 | 0 | 0 | 0 | 0 | 0 | 0 | 0 | 0 | 0 | 0 | 0 | 0 | 0 | 0 | 0 | 0 | 0 | 0 | 0 | 0 | 1 | 0 | 0 | 0 | 0 | 0 | 0 | 0 | 0 | 0 | 0 | 0 | 0 | 0 | 0 | 0 | 0 | 0 | 0 | 0 | 0 | 0 | 0 | 0 | 0 | 0 | 0 | 0 | 0 | 0 | 0 | 0 | 0 | 0 | 0 | 0 | 0 | 0 | 0 | 0 | 0 | 0 | 0 | 0 | 0 | 0 | 0 | 0 | 0 | 0 | 0 | 0 | 0 | 0 | 0 | 0 | 0 | 0 | Northern_California_Li_Battery_4hr | Northern_California_Li_Battery_8hr | Northern_California_Solar |  | Humboldt_Wind |  |  |  | Northern_California | Humboldt
PG&E NGBA | Brighton | 115 | CA | 95826 | SACRAMENTO | 6 | 0 | 0 | 0 | 0 | 0 | 0 | 0 | 0 | 0 | 0 | 0 | 0 | 0 | 0 | 0 | 0 | 0 | 0 | 0 | 0 | 0 | 0 | 0 | 0 | 0 | 0 | 0 | 0 | 0 | 0 | 0 | 0 | 0 | 0 | 0 | 0 | 0 | 0 | 0 | 1 | 0 | 0 | 0 | 0 | 0 | 1 | 0 | 1 | 0 | 0 | 0 | 0 | 0 | 0 | 0 | 0 | 0 | 0 | 0 | 1 | 1 | 0 | 0 | 0 | 0 | 0 | 0 | 0 | 0 | 0 | 0 | 0 | 0 | 0 | 0 | 0 | 0 | 0 | 0 | 0 | 0 | 0 | 0 | 0 | 0 | 1 | 0 | 0 | 0 | 0 | 0 | 0 | 0 | 0 | 0 | 0 | 0 | Northern_California_Li_Battery_4hr | Northern_California_Li_Battery_8hr | Northern_California_Solar |  | Solano_Wind |  |  |  | Northern_California | Solano
PG&E NGBA | Brighton | 230 | CA | 95826 | SACRAMENTO | 6 | 0 | 0 | 0 | 0 | 0 | 0 | 0 | 0 | 0 | 0 | 0 | 0 | 0 | 0 | 0 | 0 | 0 | 0 | 0 | 0 | 0 | 0 | 0 | 0 | 0 | 0 | 0 | 0 | 0 | 0 | 0 | 0 | 0 | 0 | 0 | 0 | 0 | 0 | 0 | 1 | 0 | 0 | 0 | 0 | 0 | 1 | 0 | 1 | 0 | 0 | 0 | 0 | 0 | 0 | 0 | 0 | 0 | 0 | 0 | 1 | 1 | 0 | 0 | 0 | 0 | 0 | 0 | 0 | 0 | 0 | 0 | 0 | 0 | 0 | 0 | 0 | 0 | 0 | 0 | 0 | 0 | 0 | 0 | 0 | 0 | 1 | 0 | 0 | 0 | 0 | 0 | 0 | 0 | 0 | 0 | 0 | 0 | Northern_California_Li_Battery_4hr | Northern_California_Li_Battery_8hr | Northern_California_Solar |  | Solano_Wind |  |  |  | Northern_California | Solano
PG&E NGBA | Brunswick | 115 | CA | 95945 | NEVADA | 7 | 0 | 0 | 0 | 0 | 0 | 0 | 0 | 0 | 0 | 0 | 0 | 0 | 0 | 0 | 0 | 0 | 0 | 0 | 0 | 0 | 0 | 0 | 0 | 0 | 0 | 0 | 0 | 0 | 0 | 0 | 0 | 0 | 0 | 0 | 0 | 0 | 0 | 0 | 0 | 1 | 0 | 0 | 1 | 0 | 0 | 1 | 1 | 1 | 0 | 0 | 0 | 0 | 0 | 0 | 0 | 0 | 0 | 0 | 0 | 1 | 1 | 0 | 0 | 0 | 0 | 0 | 0 | 0 | 0 | 0 | 0 | 0 | 0 | 0 | 0 | 0 | 0 | 0 | 0 | 0 | 0 | 0 | 0 | 0 | 0 | 0 | 0 | 0 | 0 | 0 | 0 | 0 | 0 | 0 | 0 | 0 | 0 | Northern_California_Li_Battery_4hr | Northern_California_Li_Battery_8hr | Northern_California_Solar |  | Northern_California_Wind |  |  |  | Northern_California | Northern_California
PG&E NGBA | Bucks Creek | 230 | CA | 95984 | PLUMAS | 10 | 0 | 0 | 0 | 0 | 0 | 0 | 0 | 0 | 0 | 0 | 0 | 0 | 0 | 0 | 0 | 0 | 0 | 0 | 0 | 0 | 0 | 0 | 0 | 0 | 0 | 0 | 0 | 0 | 0 | 0 | 0 | 0 | 0 | 0 | 0 | 0 | 0 | 0 | 0 | 1 | 1 | 0 | 1 | 0 | 1 | 1 | 1 | 1 | 0 | 0 | 0 | 0 | 0 | 0 | 0 | 0 | 0 | 0 | 1 | 1 | 1 | 0 | 0 | 0 | 0 | 0 | 0 | 0 | 0 | 0 | 0 | 0 | 0 | 0 | 0 | 0 | 0 | 0 | 0 | 0 | 0 | 0 | 0 | 0 | 0 | 0 | 0 | 0 | 0 | 0 | 0 | 0 | 0 | 0 | 0 | 0 | 0 | Northern_California_Li_Battery_4hr | Northern_California_Li_Battery_8hr | Northern_California_Solar |  | Northern_California_Wind |  |  |  | Northern_California | Northern_California
PG&E KERN | Buena Vista | 230 | CA | 93901 | MONTEREY | 3 | 0 | 0 | 0 | 0 | 0 | 0 | 0 | 0 | 0 | 0 | 0 | 0 | 0 | 0 | 0 | 0 | 0 | 0 | 0 | 0 | 0 | 0 | 0 | 0 | 0 | 0 | 0 | 0 | 0 | 0 | 0 | 0 | 0 | 0 | 0 | 0 | 0 | 0 | 0 | 0 | 0 | 0 | 0 | 0 | 0 | 0 | 0 | 0 | 0 | 0 | 0 | 0 | 0 | 0 | 0 | 0 | 0 | 0 | 0 | 0 | 0 | 0 | 0 | 0 | 0 | 0 | 0 | 0 | 0 | 0 | 0 | 0 | 0 | 0 | 0 | 0 | 0 | 0 | 1 | 1 | 0 | 0 | 0 | 0 | 0 | 0 | 0 | 0 | 0 | 0 | 0 | 0 | 0 | 0 | 1 | 0 | 0 | Southern_PGAE_Li_Battery_4hr | Southern_PGAE_Li_Battery_8hr | Southern_PGAE_Solar |  | Kern_Greater_Carrizo_Wind |  |  |  | Southern_PGAE | Peninsula_Monterey
PG&E FRESNO | Bullard | 115 | CA | 93710 | Fresno | 12 | 0 | 0 | 0 | 0 | 0 | 0 | 0 | 0 | 0 | 0 | 0 | 0 | 0 | 0 | 0 | 0 | 0 | 0 | 0 | 0 | 0 | 0 | 0 | 0 | 0 | 0 | 0 | 0 | 0 | 0 | 0 | 0 | 0 | 0 | 0 | 0 | 0 | 0 | 0 | 0 | 0 | 0 | 0 | 0 | 0 | 1 | 0 | 0 | 0 | 0 | 0 | 0 | 0 | 0 | 0 | 0 | 0 | 0 | 0 | 0 | 0 | 0 | 0 | 0 | 0 | 0 | 0 | 0 | 0 | 0 | 0 | 0 | 0 | 0 | 0 | 0 | 0 | 0 | 1 | 0 | 0 | 1 | 1 | 1 | 1 | 1 | 0 | 1 | 1 | 1 | 0 | 0 | 1 | 0 | 1 | 0 | 0 | Southern_PGAE_Li_Battery_4hr | Southern_PGAE_Li_Battery_8hr | Southern_PGAE_Solar |  | Central_Valley_North_Los_Banos_Wind |  |  |  | Southern_PGAE | Central_Valley_North_Los_Banos
PG&E GBA | Burlingame | 115 | CA | 94010 | San Mateo | 2 | 0 | 0 | 0 | 0 | 0 | 0 | 0 | 0 | 0 | 0 | 0 | 0 | 0 | 0 | 0 | 0 | 0 | 0 | 0 | 0 | 0 | 0 | 0 | 0 | 0 | 0 | 0 | 0 | 0 | 0 | 0 | 0 | 0 | 0 | 0 | 0 | 0 | 0 | 0 | 1 | 0 | 0 | 0 | 0 | 0 | 0 | 0 | 0 | 0 | 0 | 0 | 0 | 1 | 0 | 0 | 0 | 0 | 0 | 0 | 0 | 0 | 0 | 0 | 0 | 0 | 0 | 0 | 0 | 0 | 0 | 0 | 0 | 0 | 0 | 0 | 0 | 0 | 0 | 0 | 0 | 0 | 0 | 0 | 0 | 0 | 0 | 0 | 0 | 0 | 0 | 0 | 0 | 0 | 0 | 0 | 0 | 0 | Northern_California_Li_Battery_4hr | Northern_California_Li_Battery_8hr | Northern_California_Solar |  | Kern_Greater_Carrizo_Wind |  |  |  | Northern_California | Peninsula_Monterey
PG&E NGBA | Burney Forest | 230 | CA | 96013 | SHASTA | 2 | 0 | 0 | 0 | 0 | 0 | 0 | 0 | 0 | 0 | 0 | 0 | 0 | 0 | 0 | 0 | 0 | 0 | 0 | 0 | 0 | 0 | 0 | 0 | 0 | 0 | 0 | 0 | 0 | 0 | 0 | 0 | 0 | 0 | 0 | 0 | 0 | 0 | 0 | 0 | 1 | 0 | 0 | 0 | 1 | 0 | 0 | 0 | 0 | 0 | 0 | 0 | 0 | 0 | 0 | 0 | 0 | 0 | 0 | 0 | 0 | 0 | 0 | 0 | 0 | 0 | 0 | 0 | 0 | 0 | 0 | 0 | 0 | 0 | 0 | 0 | 0 | 0 | 0 | 0 | 0 | 0 | 0 | 0 | 0 | 0 | 0 | 0 | 0 | 0 | 0 | 0 | 0 | 0 | 0 | 0 | 0 | 0 | Northern_California_Li_Battery_4hr | Northern_California_Li_Battery_8hr | Northern_California_Solar |  | Northern_California_Wind |  |  |  | Northern_California | Northern_California
PG&E NGBA | Butte | 115 | CA | 95928 | Butte | 1 | 0 | 0 | 0 | 0 | 0 | 0 | 0 | 0 | 0 | 0 | 0 | 0 | 0 | 0 | 0 | 0 | 0 | 0 | 0 | 0 | 0 | 0 | 0 | 0 | 0 | 0 | 0 | 0 | 0 | 0 | 0 | 0 | 0 | 0 | 0 | 0 | 0 | 0 | 0 | 1 | 0 | 0 | 0 | 0 | 0 | 0 | 0 | 0 | 0 | 0 | 0 | 0 | 0 | 0 | 0 | 0 | 0 | 0 | 0 | 0 | 0 | 0 | 0 | 0 | 0 | 0 | 0 | 0 | 0 | 0 | 0 | 0 | 0 | 0 | 0 | 0 | 0 | 0 | 0 | 0 | 0 | 0 | 0 | 0 | 0 | 0 | 0 | 0 | 0 | 0 | 0 | 0 | 0 | 0 | 0 | 0 | 0 | Northern_California_Li_Battery_4hr | Northern_California_Li_Battery_8hr | Northern_California_Solar |  | Northern_California_Wind |  |  |  | Northern_California | Northern_California
PG&E KERN | Cabrillo | 115 | CA | 93436 | SANTA BARBARA | 5 | 0 | 0 | 0 | 0 | 0 | 0 | 0 | 0 | 0 | 0 | 0 | 0 | 0 | 0 | 0 | 0 | 0 | 0 | 0 | 0 | 0 | 0 | 0 | 0 | 0 | 0 | 0 | 0 | 0 | 0 | 0 | 0 | 0 | 0 | 0 | 0 | 0 | 0 | 0 | 0 | 0 | 0 | 0 | 0 | 0 | 0 | 0 | 0 | 0 | 0 | 0 | 0 | 0 | 0 | 0 | 0 | 0 | 0 | 0 | 0 | 0 | 0 | 0 | 0 | 0 | 0 | 0 | 1 | 1 | 0 | 0 | 0 | 0 | 0 | 0 | 0 | 0 | 0 | 0 | 1 | 0 | 0 | 0 | 0 | 0 | 1 | 0 | 0 | 0 | 0 | 0 | 0 | 0 | 0 | 0 | 1 | 0 | Southern_PGAE_Li_Battery_4hr | Southern_PGAE_Li_Battery_8hr | Southern_PGAE_Solar |  | Kern_Greater_Carrizo_Wind |  |  |  | Southern_PGAE | Kern_Greater_Carrizo
PG&E FRESNO | Cal Flats | 230 | CA | 93451 | MONTEREY | 6 | 0 | 0 | 0 | 0 | 0 | 0 | 0 | 0 | 0 | 0 | 0 | 0 | 0 | 0 | 0 | 0 | 0 | 0 | 0 | 0 | 0 | 0 | 0 | 0 | 0 | 0 | 0 | 0 | 0 | 0 | 0 | 0 | 0 | 0 | 0 | 0 | 0 | 0 | 0 | 0 | 0 | 0 | 0 | 0 | 0 | 0 | 0 | 0 | 0 | 0 | 0 | 0 | 0 | 0 | 0 | 0 | 0 | 0 | 0 | 0 | 0 | 0 | 0 | 0 | 0 | 0 | 0 | 1 | 0 | 0 | 0 | 0 | 0 | 0 | 0 | 0 | 0 | 0 | 1 | 1 | 1 | 0 | 0 | 0 | 0 | 0 | 0 | 0 | 0 | 0 | 0 | 0 | 0 | 0 | 1 | 1 | 0 | Southern_PGAE_Li_Battery_4hr | Southern_PGAE_Li_Battery_8hr | Southern_PGAE_Solar |  | Kern_Greater_Carrizo_Wind |  |  |  | Southern_PGAE | Kern_Greater_Carrizo
SCE NOL | Calcite | 230 | CA |  |  | 2 | 0 | 0 | 0 | 0 | 0 | 0 | 0 | 0 | 0 | 0 | 0 | 0 | 0 | 1 | 1 | 0 | 0 | 0 | 0 | 0 | 0 | 0 | 0 | 0 | 0 | 0 | 0 | 0 | 0 | 0 | 0 | 0 | 0 | 0 | 0 | 0 | 0 | 0 | 0 | 0 | 0 | 0 | 0 | 0 | 0 | 0 | 0 | 0 | 0 | 0 | 0 | 0 | 0 | 0 | 0 | 0 | 0 | 0 | 0 | 0 | 0 | 0 | 0 | 0 | 0 | 0 | 0 | 0 | 0 | 0 | 0 | 0 | 0 | 0 | 0 | 0 | 0 | 0 | 0 | 0 | 0 | 0 | 0 | 0 | 0 | 0 | 0 | 0 | 0 | 0 | 0 | 0 | 0 | 0 | 0 | 0 | 0 | Greater_Kramer_Li_Battery_4hr | Greater_Kramer_Li_Battery_8hr | Greater_Kramer_Solar |  | Greater_Kramer_Wind |  |  |  | Greater_Kramer | Greater_Kramer
PG&E KERN | Caliente | 230 | CA | 93453 | SAN LUIS OBISPO | 5 | 0 | 0 | 0 | 0 | 0 | 0 | 0 | 0 | 0 | 0 | 0 | 0 | 0 | 0 | 0 | 0 | 0 | 0 | 0 | 0 | 0 | 0 | 0 | 0 | 0 | 0 | 0 | 0 | 0 | 0 | 0 | 0 | 0 | 0 | 0 | 0 | 0 | 0 | 0 | 0 | 0 | 0 | 0 | 0 | 0 | 0 | 0 | 0 | 0 | 0 | 0 | 0 | 0 | 0 | 0 | 0 | 0 | 0 | 0 | 0 | 0 | 0 | 0 | 0 | 0 | 0 | 0 | 1 | 0 | 0 | 0 | 0 | 0 | 0 | 0 | 0 | 0 | 0 | 1 | 1 | 0 | 0 | 0 | 0 | 0 | 0 | 0 | 0 | 0 | 0 | 0 | 0 | 0 | 0 | 1 | 1 | 0 | Southern_PGAE_Li_Battery_4hr | Southern_PGAE_Li_Battery_8hr | Southern_PGAE_Solar |  | Kern_Greater_Carrizo_Wind |  |  |  | Southern_PGAE | Kern_Greater_Carrizo
PG&E FRESNO | California Ave | 115 | CA | 93725 | Fresno | 5 | 0 | 0 | 0 | 0 | 0 | 0 | 0 | 0 | 0 | 0 | 0 | 0 | 0 | 0 | 0 | 0 | 0 | 0 | 0 | 0 | 0 | 0 | 0 | 0 | 0 | 0 | 0 | 0 | 0 | 0 | 0 | 0 | 0 | 0 | 0 | 0 | 0 | 0 | 0 | 0 | 0 | 0 | 0 | 0 | 0 | 0 | 0 | 0 | 0 | 0 | 0 | 0 | 0 | 0 | 0 | 0 | 0 | 0 | 0 | 0 | 0 | 0 | 0 | 0 | 0 | 0 | 0 | 0 | 1 | 0 | 0 | 0 | 0 | 0 | 0 | 0 | 0 | 0 | 0 | 1 | 0 | 1 | 0 | 1 | 0 | 1 | 0 | 0 | 0 | 0 | 0 | 0 | 0 | 0 | 0 | 0 | 0 | Southern_PGAE_Li_Battery_4hr | Southern_PGAE_Li_Battery_8hr | Southern_PGAE_Solar |  | Central_Valley_North_Los_Banos_Wind |  |  |  | Southern_PGAE | Central_Valley_North_Los_Banos
PG&E KERN | Callender | 115 | CA | 93420 | SAN LUIS OBISPO | 6 | 0 | 0 | 0 | 0 | 0 | 0 | 0 | 0 | 0 | 0 | 0 | 0 | 0 | 0 | 0 | 0 | 0 | 0 | 0 | 0 | 0 | 0 | 0 | 0 | 0 | 0 | 0 | 0 | 0 | 0 | 0 | 0 | 0 | 0 | 0 | 0 | 0 | 0 | 0 | 0 | 0 | 0 | 0 | 0 | 0 | 0 | 0 | 0 | 0 | 0 | 0 | 0 | 0 | 0 | 0 | 0 | 0 | 0 | 0 | 0 | 0 | 0 | 0 | 0 | 0 | 0 | 0 | 1 | 1 | 0 | 0 | 0 | 0 | 0 | 0 | 0 | 0 | 0 | 1 | 1 | 0 | 0 | 0 | 0 | 0 | 0 | 0 | 0 | 0 | 0 | 0 | 0 | 0 | 0 | 1 | 1 | 0 | Southern_PGAE_Li_Battery_4hr | Southern_PGAE_Li_Battery_8hr | Southern_PGAE_Solar |  | Kern_Greater_Carrizo_Wind |  |  |  | Southern_PGAE | Kern_Greater_Carrizo
PG&E NGBA | Calpella | 115 | CA | 95482 | MENDOCINO | 6 | 0 | 0 | 0 | 0 | 0 | 0 | 0 | 0 | 0 | 0 | 0 | 0 | 0 | 0 | 0 | 0 | 0 | 0 | 0 | 0 | 0 | 0 | 0 | 0 | 0 | 0 | 0 | 0 | 0 | 0 | 0 | 0 | 0 | 0 | 0 | 0 | 0 | 0 | 0 | 1 | 0 | 1 | 0 | 0 | 0 | 0 | 0 | 0 | 0 | 0 | 0 | 0 | 1 | 0 | 1 | 1 | 0 | 0 | 0 | 0 | 0 | 0 | 0 | 0 | 0 | 0 | 1 | 0 | 0 | 0 | 0 | 0 | 0 | 0 | 0 | 0 | 0 | 0 | 0 | 0 | 0 | 0 | 0 | 0 | 0 | 0 | 0 | 0 | 0 | 0 | 0 | 0 | 0 | 0 | 0 | 0 | 0 | Northern_California_Li_Battery_4hr | Northern_California_Li_Battery_8hr | Northern_California_Solar |  | Northern_California_Wind |  |  |  | Northern_California | Mendocino_Marin
PG&E GBA | Camanche | 230 | CA | 95220 | SAN JOAQUIN | 3 | 0 | 0 | 0 | 0 | 0 | 0 | 0 | 0 | 0 | 0 | 0 | 0 | 0 | 0 | 0 | 0 | 0 | 0 | 0 | 0 | 0 | 0 | 0 | 0 | 0 | 0 | 0 | 0 | 0 | 0 | 0 | 0 | 0 | 0 | 0 | 0 | 0 | 0 | 0 | 0 | 0 | 0 | 0 | 0 | 0 | 1 | 0 | 0 | 0 | 0 | 0 | 0 | 0 | 0 | 0 | 0 | 0 | 0 | 0 | 1 | 1 | 0 | 0 | 0 | 0 | 0 | 0 | 0 | 0 | 0 | 0 | 0 | 0 | 0 | 0 | 0 | 0 | 0 | 0 | 0 | 0 | 0 | 0 | 0 | 0 | 0 | 0 | 0 | 0 | 0 | 0 | 0 | 0 | 0 | 0 | 0 | 0 | Northern_California_Li_Battery_4hr | Northern_California_Li_Battery_8hr | Northern_California_Solar |  | Solano_Wind |  |  |  | Northern_California | Solano
SDGE | Cameron | 69 | CA | 90810 | Los Angeles | 5 | 0 | 0 | 0 | 0 | 0 | 0 | 0 | 0 | 0 | 0 | 0 | 0 | 0 | 0 | 0 | 0 | 0 | 0 | 0 | 0 | 0 | 0 | 0 | 0 | 0 | 0 | 0 | 1 | 0 | 1 | 1 | 0 | 1 | 0 | 0 | 0 | 1 | 0 | 0 | 0 | 0 | 0 | 0 | 0 | 0 | 0 | 0 | 0 | 0 | 0 | 0 | 0 | 0 | 0 | 0 | 0 | 0 | 0 | 0 | 0 | 0 | 0 | 0 | 0 | 0 | 0 | 0 | 0 | 0 | 0 | 0 | 0 | 0 | 0 | 0 | 0 | 0 | 0 | 0 | 0 | 0 | 0 | 0 | 0 | 0 | 0 | 0 | 0 | 0 | 0 | 0 | 0 | 0 | 0 | 0 | 0 | 0 | Greater_LA_Li_Battery_4hr | Greater_LA_Li_Battery_8hr | Greater_LA_Solar |  | 0 |  |  |  | Greater_LA | Greater_LA
SDGE | Cannon | 69 | CA | 92008 | San Diego | 2 | 0 | 0 | 0 | 0 | 0 | 0 | 0 | 0 | 0 | 0 | 0 | 0 | 0 | 0 | 0 | 0 | 0 | 0 | 0 | 0 | 0 | 0 | 0 | 0 | 0 | 0 | 0 | 0 | 0 | 0 | 1 | 0 | 1 | 0 | 0 | 0 | 0 | 0 | 0 | 0 | 0 | 0 | 0 | 0 | 0 | 0 | 0 | 0 | 0 | 0 | 0 | 0 | 0 | 0 | 0 | 0 | 0 | 0 | 0 | 0 | 0 | 0 | 0 | 0 | 0 | 0 | 0 | 0 | 0 | 0 | 0 | 0 | 0 | 0 | 0 | 0 | 0 | 0 | 0 | 0 | 0 | 0 | 0 | 0 | 0 | 0 | 0 | 0 | 0 | 0 | 0 | 0 | 0 | 0 | 0 | 0 | 0 | San_Diego_Li_Battery_4hr | San_Diego_Li_Battery_8hr | San_Diego_Solar |  | 0 |  |  |  | Greater_SD | Greater_SD
PG&E FRESNO | Cantua | 115 | CA | 93210 | FRESNO | 5 | 0 | 0 | 0 | 0 | 0 | 0 | 0 | 0 | 0 | 0 | 0 | 0 | 0 | 0 | 0 | 0 | 0 | 0 | 0 | 0 | 0 | 0 | 0 | 0 | 0 | 0 | 0 | 0 | 0 | 0 | 0 | 0 | 0 | 0 | 0 | 0 | 0 | 0 | 0 | 0 | 0 | 0 | 0 | 0 | 0 | 0 | 0 | 0 | 0 | 0 | 0 | 0 | 0 | 0 | 0 | 0 | 0 | 0 | 0 | 0 | 0 | 0 | 0 | 0 | 0 | 0 | 0 | 0 | 0 | 0 | 0 | 0 | 0 | 0 | 0 | 0 | 0 | 0 | 1 | 0 | 1 | 0 | 1 | 0 | 0 | 1 | 0 | 1 | 0 | 0 | 0 | 0 | 0 | 0 | 0 | 0 | 0 | Southern_PGAE_Li_Battery_4hr | Southern_PGAE_Li_Battery_8hr | Southern_PGAE_Solar |  | Central_Valley_North_Los_Banos_Wind |  |  |  | Southern_PGAE | Central_Valley_North_Los_Banos
SDGE | Capistrano | 138 | CA | 92675 | ORANGE | 2 | 0 | 0 | 0 | 0 | 0 | 0 | 0 | 0 | 0 | 0 | 0 | 0 | 0 | 0 | 0 | 0 | 0 | 0 | 0 | 0 | 0 | 0 | 0 | 0 | 0 | 1 | 0 | 0 | 0 | 0 | 0 | 0 | 0 | 0 | 0 | 0 | 0 | 1 | 0 | 0 | 0 | 0 | 0 | 0 | 0 | 0 | 0 | 0 | 0 | 0 | 0 | 0 | 0 | 0 | 0 | 0 | 0 | 0 | 0 | 0 | 0 | 0 | 0 | 0 | 0 | 0 | 0 | 0 | 0 | 0 | 0 | 0 | 0 | 0 | 0 | 0 | 0 | 0 | 0 | 0 | 0 | 0 | 0 | 0 | 0 | 0 | 0 | 0 | 0 | 0 | 0 | 0 | 0 | 0 | 0 | 0 | 0 | Greater_LA_Li_Battery_4hr | Greater_LA_Li_Battery_8hr | Greater_LA_Solar |  | 0 |  |  |  | Greater_LA | Greater_LA
SDGE | Capistrano | 230 | CA | 92675 | ORANGE | 2 | 0 | 0 | 0 | 0 | 0 | 0 | 0 | 0 | 0 | 0 | 0 | 0 | 0 | 0 | 0 | 0 | 0 | 0 | 0 | 0 | 0 | 0 | 0 | 0 | 0 | 1 | 0 | 0 | 0 | 0 | 0 | 0 | 0 | 0 | 0 | 0 | 0 | 1 | 0 | 0 | 0 | 0 | 0 | 0 | 0 | 0 | 0 | 0 | 0 | 0 | 0 | 0 | 0 | 0 | 0 | 0 | 0 | 0 | 0 | 0 | 0 | 0 | 0 | 0 | 0 | 0 | 0 | 0 | 0 | 0 | 0 | 0 | 0 | 0 | 0 | 0 | 0 | 0 | 0 | 0 | 0 | 0 | 0 | 0 | 0 | 0 | 0 | 0 | 0 | 0 | 0 | 0 | 0 | 0 | 0 | 0 | 0 | Greater_LA_Li_Battery_4hr | Greater_LA_Li_Battery_8hr | Greater_LA_Solar |  | 0 |  |  |  | Greater_LA | Greater_LA
PG&E NGBA | Carberry | 230 | CA | 96013 | SHASTA | 2 | 0 | 0 | 0 | 0 | 0 | 0 | 0 | 0 | 0 | 0 | 0 | 0 | 0 | 0 | 0 | 0 | 0 | 0 | 0 | 0 | 0 | 0 | 0 | 0 | 0 | 0 | 0 | 0 | 0 | 0 | 0 | 0 | 0 | 0 | 0 | 0 | 0 | 0 | 0 | 1 | 0 | 0 | 0 | 1 | 0 | 0 | 0 | 0 | 0 | 0 | 0 | 0 | 0 | 0 | 0 | 0 | 0 | 0 | 0 | 0 | 0 | 0 | 0 | 0 | 0 | 0 | 0 | 0 | 0 | 0 | 0 | 0 | 0 | 0 | 0 | 0 | 0 | 0 | 0 | 0 | 0 | 0 | 0 | 0 | 0 | 0 | 0 | 0 | 0 | 0 | 0 | 0 | 0 | 0 | 0 | 0 | 0 | Northern_California_Li_Battery_4hr | Northern_California_Li_Battery_8hr | Northern_California_Solar |  | Northern_California_Wind |  |  |  | Northern_California | Northern_California
SCE Eastern | Cardiff | 66 | CA | 92408 | San Bernardino | 2 | 0 | 0 | 0 | 0 | 0 | 0 | 0 | 0 | 0 | 0 | 0 | 0 | 0 | 0 | 0 | 0 | 0 | 0 | 0 | 1 | 0 | 1 | 0 | 0 | 0 | 0 | 0 | 0 | 0 | 0 | 0 | 0 | 0 | 0 | 0 | 0 | 0 | 0 | 0 | 0 | 0 | 0 | 0 | 0 | 0 | 0 | 0 | 0 | 0 | 0 | 0 | 0 | 0 | 0 | 0 | 0 | 0 | 0 | 0 | 0 | 0 | 0 | 0 | 0 | 0 | 0 | 0 | 0 | 0 | 0 | 0 | 0 | 0 | 0 | 0 | 0 | 0 | 0 | 0 | 0 | 0 | 0 | 0 | 0 | 0 | 0 | 0 | 0 | 0 | 0 | 0 | 0 | 0 | 0 | 0 | 0 | 0 | Riverside_Li_Battery_4hr | Riverside_Li_Battery_8hr | Riverside_Solar |  | Greater_Kramer_Wind |  |  |  | Riverside | Greater_Kramer
PG&E NGBA | Caribou | 60 | CA | 95984 | PLUMAS | 6 | 0 | 0 | 0 | 0 | 0 | 0 | 0 | 0 | 0 | 0 | 0 | 0 | 0 | 0 | 0 | 0 | 0 | 0 | 0 | 0 | 0 | 0 | 0 | 0 | 0 | 0 | 0 | 0 | 0 | 0 | 0 | 0 | 0 | 0 | 0 | 0 | 0 | 0 | 0 | 1 | 0 | 0 | 1 | 0 | 0 | 1 | 0 | 1 | 0 | 0 | 0 | 0 | 0 | 0 | 0 | 0 | 0 | 0 | 0 | 1 | 1 | 0 | 0 | 0 | 0 | 0 | 0 | 0 | 0 | 0 | 0 | 0 | 0 | 0 | 0 | 0 | 0 | 0 | 0 | 0 | 0 | 0 | 0 | 0 | 0 | 0 | 0 | 0 | 0 | 0 | 0 | 0 | 0 | 0 | 0 | 0 | 0 | Northern_California_Li_Battery_4hr | Northern_California_Li_Battery_8hr | Northern_California_Solar |  | Northern_California_Wind |  |  |  | Northern_California | Northern_California
PG&E NGBA | Caribou | 115 | CA | 95984 | PLUMAS | 2 | 0 | 0 | 0 | 0 | 0 | 0 | 0 | 0 | 0 | 0 | 0 | 0 | 0 | 0 | 0 | 0 | 0 | 0 | 0 | 0 | 0 | 0 | 0 | 0 | 0 | 0 | 0 | 0 | 0 | 0 | 0 | 0 | 0 | 0 | 0 | 0 | 0 | 0 | 0 | 1 | 0 | 0 | 0 | 0 | 0 | 0 | 0 | 0 | 0 | 0 | 0 | 0 | 0 | 0 | 0 | 0 | 0 | 0 | 0 | 1 | 0 | 0 | 0 | 0 | 0 | 0 | 0 | 0 | 0 | 0 | 0 | 0 | 0 | 0 | 0 | 0 | 0 | 0 | 0 | 0 | 0 | 0 | 0 | 0 | 0 | 0 | 0 | 0 | 0 | 0 | 0 | 0 | 0 | 0 | 0 | 0 | 0 | Northern_California_Li_Battery_4hr | Northern_California_Li_Battery_8hr | Northern_California_Solar |  | Northern_California_Wind |  |  |  | Northern_California | Northern_California
PG&E NGBA | Caribou | 230 | CA | 95984 | PLUMAS | 2 | 0 | 0 | 0 | 0 | 0 | 0 | 0 | 0 | 0 | 0 | 0 | 0 | 0 | 0 | 0 | 0 | 0 | 0 | 0 | 0 | 0 | 0 | 0 | 0 | 0 | 0 | 0 | 0 | 0 | 0 | 0 | 0 | 0 | 0 | 0 | 0 | 0 | 0 | 0 | 1 | 0 | 0 | 0 | 0 | 0 | 0 | 0 | 0 | 0 | 0 | 0 | 0 | 0 | 0 | 0 | 0 | 0 | 0 | 0 | 1 | 0 | 0 | 0 | 0 | 0 | 0 | 0 | 0 | 0 | 0 | 0 | 0 | 0 | 0 | 0 | 0 | 0 | 0 | 0 | 0 | 0 | 0 | 0 | 0 | 0 | 0 | 0 | 0 | 0 | 0 | 0 | 0 | 0 | 0 | 0 | 0 | 0 | Northern_California_Li_Battery_4hr | Northern_California_Li_Battery_8hr | Northern_California_Solar |  | Northern_California_Wind |  |  |  | Northern_California | Northern_California
EOP | Carpenter Canyon (fka Gamebird) | 138 | NV | 89048 | NYE | 3 | 0 | 0 | 0 | 0 | 0 | 0 | 0 | 0 | 0 | 0 | 0 | 0 | 0 | 0 | 0 | 0 | 0 | 0 | 0 | 0 | 0 | 0 | 1 | 1 | 1 | 0 | 0 | 0 | 0 | 0 | 0 | 0 | 0 | 0 | 0 | 0 | 0 | 0 | 0 | 0 | 0 | 0 | 0 | 0 | 0 | 0 | 0 | 0 | 0 | 0 | 0 | 0 | 0 | 0 | 0 | 0 | 0 | 0 | 0 | 0 | 0 | 0 | 0 | 0 | 0 | 0 | 0 | 0 | 0 | 0 | 0 | 0 | 0 | 0 | 0 | 0 | 0 | 0 | 0 | 0 | 0 | 0 | 0 | 0 | 0 | 0 | 0 | 0 | 0 | 0 | 0 | 0 | 0 | 0 | 0 | 0 | 0 | Southern_NV_Eldorado_Li_Battery_4hr | Southern_NV_Eldorado_Li_Battery_8hr | Southern_NV_Eldorado_Solar |  | Southern_NV_Eldorado_Wind |  |  |  | Southern_NV_Eldorado | Southern_NV_Eldorado
EOP | Carpenter Canyon (fka Gamebird) | 230 | NV | 89048 | NYE | 3 | 0 | 0 | 0 | 0 | 0 | 0 | 0 | 0 | 0 | 0 | 0 | 0 | 0 | 0 | 0 | 0 | 0 | 0 | 0 | 0 | 0 | 0 | 1 | 1 | 1 | 0 | 0 | 0 | 0 | 0 | 0 | 0 | 0 | 0 | 0 | 0 | 0 | 0 | 0 | 0 | 0 | 0 | 0 | 0 | 0 | 0 | 0 | 0 | 0 | 0 | 0 | 0 | 0 | 0 | 0 | 0 | 0 | 0 | 0 | 0 | 0 | 0 | 0 | 0 | 0 | 0 | 0 | 0 | 0 | 0 | 0 | 0 | 0 | 0 | 0 | 0 | 0 | 0 | 0 | 0 | 0 | 0 | 0 | 0 | 0 | 0 | 0 | 0 | 0 | 0 | 0 | 0 | 0 | 0 | 0 | 0 | 0 | Southern_NV_Eldorado_Li_Battery_4hr | Southern_NV_Eldorado_Li_Battery_8hr | Southern_NV_Eldorado_Solar |  | Southern_NV_Eldorado_Wind |  |  |  | Southern_NV_Eldorado | Southern_NV_Eldorado
PG&E NGBA | Carquinez | 115 | CA | 94590 | SOLANO | 3 | 0 | 0 | 0 | 0 | 0 | 0 | 0 | 0 | 0 | 0 | 0 | 0 | 0 | 0 | 0 | 0 | 0 | 0 | 0 | 0 | 0 | 0 | 0 | 0 | 0 | 0 | 0 | 0 | 0 | 0 | 0 | 0 | 0 | 0 | 0 | 0 | 0 | 0 | 0 | 1 | 0 | 0 | 0 | 0 | 0 | 0 | 0 | 0 | 0 | 0 | 0 | 0 | 1 | 0 | 0 | 0 | 0 | 0 | 0 | 0 | 0 | 0 | 0 | 0 | 0 | 0 | 1 | 0 | 0 | 0 | 0 | 0 | 0 | 0 | 0 | 0 | 0 | 0 | 0 | 0 | 0 | 0 | 0 | 0 | 0 | 0 | 0 | 0 | 0 | 0 | 0 | 0 | 0 | 0 | 0 | 0 | 0 | Northern_California_Li_Battery_4hr | Northern_California_Li_Battery_8hr | Northern_California_Solar |  | Solano_Wind |  |  |  | Northern_California | Solano
SDGE | Carrizo Gorge | 138 | CA |  |  | 4 | 0 | 0 | 0 | 0 | 0 | 0 | 0 | 0 | 0 | 0 | 0 | 0 | 0 | 0 | 0 | 0 | 0 | 0 | 0 | 0 | 0 | 0 | 0 | 0 | 0 | 0 | 0 | 0 | 0 | 0 | 1 | 0 | 1 | 0 | 0 | 1 | 1 | 0 | 0 | 0 | 0 | 0 | 0 | 0 | 0 | 0 | 0 | 0 | 0 | 0 | 0 | 0 | 0 | 0 | 0 | 0 | 0 | 0 | 0 | 0 | 0 | 0 | 0 | 0 | 0 | 0 | 0 | 0 | 0 | 0 | 0 | 0 | 0 | 0 | 0 | 0 | 0 | 0 | 0 | 0 | 0 | 0 | 0 | 0 | 0 | 0 | 0 | 0 | 0 | 0 | 0 | 0 | 0 | 0 | 0 | 0 | 0 | Greater_Imperial_Li_Battery_4hr | Greater_Imperial_Li_Battery_8hr | Greater_Imperial_Solar |  | Greater_Imperial_Wind |  |  |  | Greater_Imperial | Greater_Imperial
PG&E KERN | Carrizo Plains | 115 | CA | 93453 | SAN LUIS OBISPO | 5 | 0 | 0 | 0 | 0 | 0 | 0 | 0 | 0 | 0 | 0 | 0 | 0 | 0 | 0 | 0 | 0 | 0 | 0 | 0 | 0 | 0 | 0 | 0 | 0 | 0 | 0 | 0 | 0 | 0 | 0 | 0 | 0 | 0 | 0 | 0 | 0 | 0 | 0 | 0 | 0 | 0 | 0 | 0 | 0 | 0 | 0 | 0 | 0 | 0 | 0 | 0 | 0 | 0 | 0 | 0 | 0 | 0 | 0 | 0 | 0 | 0 | 0 | 0 | 0 | 0 | 0 | 0 | 1 | 0 | 0 | 0 | 0 | 0 | 0 | 0 | 0 | 0 | 0 | 1 | 1 | 0 | 0 | 0 | 0 | 0 | 0 | 0 | 0 | 0 | 0 | 0 | 0 | 0 | 0 | 1 | 1 | 0 | Southern_PGAE_Li_Battery_4hr | Southern_PGAE_Li_Battery_8hr | Southern_PGAE_Solar |  | Kern_Greater_Carrizo_Wind |  |  |  | Southern_PGAE | Kern_Greater_Carrizo
PG&E KERN | Casaloma | 230 | CA |  | Bakersfield | 3 | 0 | 0 | 0 | 0 | 0 | 0 | 0 | 0 | 0 | 0 | 0 | 0 | 0 | 0 | 0 | 0 | 0 | 0 | 0 | 0 | 0 | 0 | 0 | 0 | 0 | 0 | 0 | 0 | 0 | 0 | 0 | 0 | 0 | 0 | 0 | 0 | 0 | 0 | 0 | 0 | 0 | 0 | 0 | 0 | 0 | 0 | 0 | 0 | 0 | 0 | 0 | 0 | 0 | 0 | 0 | 0 | 0 | 0 | 0 | 0 | 0 | 0 | 0 | 0 | 0 | 0 | 0 | 1 | 1 | 0 | 0 | 0 | 0 | 0 | 0 | 0 | 0 | 0 | 0 | 1 | 0 | 0 | 0 | 0 | 0 | 0 | 0 | 0 | 0 | 0 | 0 | 0 | 0 | 0 | 0 | 0 | 0 | Southern_PGAE_Li_Battery_4hr | Southern_PGAE_Li_Battery_8hr | Southern_PGAE_Solar |  | Central_Valley_North_Los_Banos_Wind |  |  |  | Southern_PGAE | Central_Valley_North_Los_Banos
PG&E GBA | Castro Valley | 230 | CA | 94546 | ALAMEDA | 4 | 0 | 0 | 0 | 0 | 0 | 0 | 0 | 0 | 0 | 0 | 0 | 0 | 0 | 0 | 0 | 0 | 0 | 0 | 0 | 0 | 0 | 0 | 0 | 0 | 0 | 0 | 0 | 0 | 0 | 0 | 0 | 0 | 0 | 0 | 0 | 0 | 0 | 0 | 0 | 1 | 0 | 0 | 0 | 0 | 0 | 0 | 0 | 0 | 0 | 0 | 0 | 0 | 0 | 0 | 0 | 1 | 0 | 0 | 0 | 1 | 0 | 0 | 0 | 0 | 0 | 0 | 1 | 0 | 0 | 0 | 0 | 0 | 0 | 0 | 0 | 0 | 0 | 0 | 0 | 0 | 0 | 0 | 0 | 0 | 0 | 0 | 0 | 0 | 0 | 0 | 0 | 0 | 0 | 0 | 0 | 0 | 0 | Northern_California_Li_Battery_4hr | Northern_California_Li_Battery_8hr | Northern_California_Solar |  | Solano_Wind |  |  |  | Northern_California | Solano
PG&E GBA | Cayetano | 230 | CA | 94551 | ALAMEDA | 7 | 0 | 0 | 0 | 0 | 0 | 0 | 0 | 0 | 0 | 0 | 0 | 0 | 0 | 0 | 0 | 0 | 0 | 0 | 0 | 0 | 0 | 0 | 0 | 0 | 0 | 0 | 0 | 0 | 0 | 0 | 0 | 0 | 0 | 0 | 0 | 0 | 0 | 0 | 0 | 1 | 0 | 0 | 0 | 0 | 0 | 0 | 0 | 0 | 0 | 0 | 0 | 0 | 0 | 1 | 1 | 1 | 0 | 0 | 1 | 1 | 0 | 0 | 0 | 0 | 0 | 1 | 0 | 0 | 0 | 0 | 0 | 0 | 0 | 0 | 0 | 0 | 0 | 0 | 0 | 0 | 0 | 0 | 0 | 0 | 0 | 0 | 0 | 0 | 0 | 0 | 0 | 0 | 0 | 0 | 0 | 0 | 0 | Northern_California_Li_Battery_4hr | Northern_California_Li_Battery_8hr | Northern_California_Solar |  | Solano_Wind |  |  |  | Northern_California | Solano
SCE Metro | Center | 230 | CA | 90650 | LOS ANGELES | 1 | 0 | 0 | 0 | 0 | 0 | 0 | 0 | 0 | 0 | 1 | 0 | 0 | 0 | 0 | 0 | 0 | 0 | 0 | 0 | 0 | 0 | 0 | 0 | 0 | 0 | 0 | 0 | 0 | 0 | 0 | 0 | 0 | 0 | 0 | 0 | 0 | 0 | 0 | 0 | 0 | 0 | 0 | 0 | 0 | 0 | 0 | 0 | 0 | 0 | 0 | 0 | 0 | 0 | 0 | 0 | 0 | 0 | 0 | 0 | 0 | 0 | 0 | 0 | 0 | 0 | 0 | 0 | 0 | 0 | 0 | 0 | 0 | 0 | 0 | 0 | 0 | 0 | 0 | 0 | 0 | 0 | 0 | 0 | 0 | 0 | 0 | 0 | 0 | 0 | 0 | 0 | 0 | 0 | 0 | 0 | 0 | 0 | Greater_LA_Li_Battery_4hr | Greater_LA_Li_Battery_8hr | Greater_LA_Solar |  | 0 |  |  |  | Greater_LA | Greater_LA
PG&E KERN | Charca | 115 | CA | 93280 | KERN | 4 | 0 | 0 | 0 | 0 | 0 | 0 | 0 | 0 | 0 | 0 | 0 | 0 | 0 | 0 | 0 | 0 | 0 | 0 | 0 | 0 | 0 | 0 | 0 | 0 | 0 | 0 | 0 | 0 | 0 | 0 | 0 | 0 | 0 | 0 | 0 | 0 | 0 | 0 | 0 | 0 | 0 | 0 | 0 | 0 | 0 | 0 | 0 | 0 | 0 | 0 | 0 | 0 | 0 | 0 | 0 | 0 | 0 | 0 | 0 | 0 | 0 | 0 | 0 | 0 | 0 | 0 | 0 | 1 | 1 | 0 | 0 | 0 | 0 | 0 | 0 | 1 | 0 | 0 | 0 | 1 | 0 | 0 | 0 | 0 | 0 | 0 | 0 | 0 | 0 | 0 | 0 | 0 | 0 | 0 | 0 | 0 | 0 | Southern_PGAE_Li_Battery_4hr | Southern_PGAE_Li_Battery_8hr | Southern_PGAE_Solar |  | Central_Valley_North_Los_Banos_Wind |  |  |  | Southern_PGAE | Central_Valley_North_Los_Banos
EOP | Charleston | 138 | NV | 89060 | NYE | 3 | 0 | 0 | 0 | 0 | 0 | 0 | 0 | 0 | 0 | 0 | 0 | 0 | 0 | 0 | 0 | 0 | 0 | 0 | 0 | 0 | 0 | 0 | 1 | 1 | 1 | 0 | 0 | 0 | 0 | 0 | 0 | 0 | 0 | 0 | 0 | 0 | 0 | 0 | 0 | 0 | 0 | 0 | 0 | 0 | 0 | 0 | 0 | 0 | 0 | 0 | 0 | 0 | 0 | 0 | 0 | 0 | 0 | 0 | 0 | 0 | 0 | 0 | 0 | 0 | 0 | 0 | 0 | 0 | 0 | 0 | 0 | 0 | 0 | 0 | 0 | 0 | 0 | 0 | 0 | 0 | 0 | 0 | 0 | 0 | 0 | 0 | 0 | 0 | 0 | 0 | 0 | 0 | 0 | 0 | 0 | 0 | 0 | Southern_NV_Eldorado_Li_Battery_4hr | Southern_NV_Eldorado_Li_Battery_8hr | Southern_NV_Eldorado_Solar |  | Southern_NV_Eldorado_Wind |  |  |  | Southern_NV_Eldorado | Southern_NV_Eldorado
SCE Metro | Chevmain | 230 | CA | 90245 | LOS ANGELES | 1 | 0 | 0 | 0 | 0 | 0 | 0 | 0 | 0 | 0 | 1 | 0 | 0 | 0 | 0 | 0 | 0 | 0 | 0 | 0 | 0 | 0 | 0 | 0 | 0 | 0 | 0 | 0 | 0 | 0 | 0 | 0 | 0 | 0 | 0 | 0 | 0 | 0 | 0 | 0 | 0 | 0 | 0 | 0 | 0 | 0 | 0 | 0 | 0 | 0 | 0 | 0 | 0 | 0 | 0 | 0 | 0 | 0 | 0 | 0 | 0 | 0 | 0 | 0 | 0 | 0 | 0 | 0 | 0 | 0 | 0 | 0 | 0 | 0 | 0 | 0 | 0 | 0 | 0 | 0 | 0 | 0 | 0 | 0 | 0 | 0 | 0 | 0 | 0 | 0 | 0 | 0 | 0 | 0 | 0 | 0 | 0 | 0 | Greater_LA_Li_Battery_4hr | Greater_LA_Li_Battery_8hr | Greater_LA_Solar |  | 0 |  |  |  | Greater_LA | Greater_LA
SDGE | Chicarita | 138 | CA | 92129 | SAN DIEGO | 3 | 0 | 0 | 0 | 0 | 0 | 0 | 0 | 0 | 0 | 0 | 0 | 0 | 0 | 0 | 0 | 0 | 0 | 0 | 0 | 0 | 0 | 0 | 0 | 0 | 0 | 0 | 0 | 0 | 1 | 0 | 1 | 0 | 1 | 0 | 0 | 0 | 0 | 0 | 0 | 0 | 0 | 0 | 0 | 0 | 0 | 0 | 0 | 0 | 0 | 0 | 0 | 0 | 0 | 0 | 0 | 0 | 0 | 0 | 0 | 0 | 0 | 0 | 0 | 0 | 0 | 0 | 0 | 0 | 0 | 0 | 0 | 0 | 0 | 0 | 0 | 0 | 0 | 0 | 0 | 0 | 0 | 0 | 0 | 0 | 0 | 0 | 0 | 0 | 0 | 0 | 0 | 0 | 0 | 0 | 0 | 0 | 0 | San_Diego_Li_Battery_4hr | San_Diego_Li_Battery_8hr | San_Diego_Solar |  | 0 |  |  |  | Greater_SD | Greater_SD
SCE Metro | Chino | 230 | CA | 91710 | SAN BERNARDINO | 1 | 0 | 0 | 0 | 0 | 0 | 0 | 0 | 0 | 0 | 1 | 0 | 0 | 0 | 0 | 0 | 0 | 0 | 0 | 0 | 0 | 0 | 0 | 0 | 0 | 0 | 0 | 0 | 0 | 0 | 0 | 0 | 0 | 0 | 0 | 0 | 0 | 0 | 0 | 0 | 0 | 0 | 0 | 0 | 0 | 0 | 0 | 0 | 0 | 0 | 0 | 0 | 0 | 0 | 0 | 0 | 0 | 0 | 0 | 0 | 0 | 0 | 0 | 0 | 0 | 0 | 0 | 0 | 0 | 0 | 0 | 0 | 0 | 0 | 0 | 0 | 0 | 0 | 0 | 0 | 0 | 0 | 0 | 0 | 0 | 0 | 0 | 0 | 0 | 0 | 0 | 0 | 0 | 0 | 0 | 0 | 0 | 0 | Greater_LA_Li_Battery_4hr | Greater_LA_Li_Battery_8hr | Greater_LA_Solar |  | Greater_Kramer_Wind |  |  |  | Greater_LA | Greater_Kramer
PG&E FRESNO | Chowchilla | 115 | CA | 93610 | MADERA | 13 | 0 | 0 | 0 | 0 | 0 | 0 | 0 | 0 | 0 | 0 | 0 | 0 | 0 | 0 | 0 | 0 | 0 | 0 | 0 | 0 | 0 | 0 | 0 | 0 | 0 | 0 | 0 | 0 | 0 | 0 | 0 | 0 | 0 | 0 | 0 | 0 | 0 | 0 | 0 | 0 | 0 | 0 | 0 | 0 | 0 | 1 | 0 | 0 | 0 | 0 | 0 | 0 | 0 | 0 | 0 | 0 | 0 | 0 | 0 | 0 | 0 | 0 | 0 | 0 | 0 | 0 | 0 | 0 | 0 | 0 | 0 | 0 | 0 | 0 | 0 | 0 | 0 | 0 | 1 | 1 | 0 | 1 | 1 | 1 | 1 | 1 | 0 | 1 | 1 | 1 | 1 | 0 | 1 | 0 | 0 | 0 | 0 | Southern_PGAE_Li_Battery_4hr | Southern_PGAE_Li_Battery_8hr | Southern_PGAE_Solar |  | Central_Valley_North_Los_Banos_Wind |  |  |  | Southern_PGAE | Central_Valley_North_Los_Banos
PG&E GBA | Christie | 60 | CA | 94553 | CONTRA COSTA | 10 | 0 | 0 | 0 | 0 | 0 | 0 | 0 | 0 | 0 | 0 | 0 | 0 | 0 | 0 | 0 | 0 | 0 | 0 | 0 | 0 | 0 | 0 | 0 | 0 | 0 | 0 | 0 | 0 | 0 | 0 | 0 | 0 | 0 | 0 | 0 | 0 | 0 | 0 | 0 | 1 | 0 | 0 | 0 | 0 | 0 | 0 | 0 | 0 | 0 | 1 | 0 | 0 | 1 | 1 | 1 | 1 | 0 | 0 | 1 | 1 | 0 | 1 | 0 | 0 | 0 | 1 | 0 | 0 | 0 | 0 | 0 | 0 | 0 | 0 | 0 | 0 | 0 | 0 | 0 | 0 | 0 | 0 | 0 | 0 | 0 | 0 | 0 | 0 | 0 | 0 | 0 | 0 | 0 | 0 | 0 | 0 | 0 | Northern_California_Li_Battery_4hr | Northern_California_Li_Battery_8hr | Northern_California_Solar |  | Solano_Wind |  |  |  | Northern_California | Solano
PG&E GBA | Christie | 115 | CA | 94553 | CONTRA COSTA | 3 | 0 | 0 | 0 | 0 | 0 | 0 | 0 | 0 | 0 | 0 | 0 | 0 | 0 | 0 | 0 | 0 | 0 | 0 | 0 | 0 | 0 | 0 | 0 | 0 | 0 | 0 | 0 | 0 | 0 | 0 | 0 | 0 | 0 | 0 | 0 | 0 | 0 | 0 | 0 | 1 | 0 | 0 | 0 | 0 | 0 | 0 | 0 | 0 | 0 | 0 | 0 | 0 | 1 | 0 | 0 | 1 | 0 | 0 | 0 | 0 | 0 | 0 | 0 | 0 | 0 | 0 | 0 | 0 | 0 | 0 | 0 | 0 | 0 | 0 | 0 | 0 | 0 | 0 | 0 | 0 | 0 | 0 | 0 | 0 | 0 | 0 | 0 | 0 | 0 | 0 | 0 | 0 | 0 | 0 | 0 | 0 | 0 | Northern_California_Li_Battery_4hr | Northern_California_Li_Battery_8hr | Northern_California_Solar |  | Solano_Wind |  |  |  | Northern_California | Solano
SCE Eastern | Cielo Azul | 500 | AZ |  |  | 4 | 0 | 0 | 0 | 0 | 0 | 0 | 0 | 0 | 0 | 0 | 0 | 0 | 0 | 0 | 0 | 0 | 1 | 1 | 0 | 0 | 0 | 1 | 0 | 0 | 1 | 0 | 0 | 0 | 0 | 0 | 0 | 0 | 0 | 0 | 0 | 0 | 0 | 0 | 0 | 0 | 0 | 0 | 0 | 0 | 0 | 0 | 0 | 0 | 0 | 0 | 0 | 0 | 0 | 0 | 0 | 0 | 0 | 0 | 0 | 0 | 0 | 0 | 0 | 0 | 0 | 0 | 0 | 0 | 0 | 0 | 0 | 0 | 0 | 0 | 0 | 0 | 0 | 0 | 0 | 0 | 0 | 0 | 0 | 0 | 0 | 0 | 0 | 0 | 0 | 0 | 0 | 0 | 0 | 0 | 0 | 0 | 0 | Arizona_Li_Battery_4hr | Arizona_Li_Battery_8hr | Arizona_Solar |  | 0 |  |  |  | Arizona | Arizona
PG&E GBA | Clay | 60 | CA | 95640 | Amador | 3 | 0 | 0 | 0 | 0 | 0 | 0 | 0 | 0 | 0 | 0 | 0 | 0 | 0 | 0 | 0 | 0 | 0 | 0 | 0 | 0 | 0 | 0 | 0 | 0 | 0 | 0 | 0 | 0 | 0 | 0 | 0 | 0 | 0 | 0 | 0 | 0 | 0 | 0 | 0 | 0 | 0 | 0 | 0 | 0 | 0 | 1 | 0 | 0 | 0 | 0 | 0 | 0 | 0 | 0 | 0 | 0 | 0 | 0 | 0 | 1 | 1 | 0 | 0 | 0 | 0 | 0 | 0 | 0 | 0 | 0 | 0 | 0 | 0 | 0 | 0 | 0 | 0 | 0 | 0 | 0 | 0 | 0 | 0 | 0 | 0 | 0 | 0 | 0 | 0 | 0 | 0 | 0 | 0 | 0 | 0 | 0 | 0 | Northern_California_Li_Battery_4hr | Northern_California_Li_Battery_8hr | Northern_California_Solar |  | Central_Valley_North_Los_Banos_Wind |  |  |  | Northern_California | El_Dorado_Mariposa
PG&E GBA | Clayton | 115 | CA | 94521 | Contra Costa | 1 | 0 | 0 | 0 | 0 | 0 | 0 | 0 | 0 | 0 | 0 | 0 | 0 | 0 | 0 | 0 | 0 | 0 | 0 | 0 | 0 | 0 | 0 | 0 | 0 | 0 | 0 | 0 | 0 | 0 | 0 | 0 | 0 | 0 | 0 | 0 | 0 | 0 | 0 | 0 | 1 | 0 | 0 | 0 | 0 | 0 | 0 | 0 | 0 | 0 | 0 | 0 | 0 | 0 | 0 | 0 | 0 | 0 | 0 | 0 | 0 | 0 | 0 | 0 | 0 | 0 | 0 | 0 | 0 | 0 | 0 | 0 | 0 | 0 | 0 | 0 | 0 | 0 | 0 | 0 | 0 | 0 | 0 | 0 | 0 | 0 | 0 | 0 | 0 | 0 | 0 | 0 | 0 | 0 | 0 | 0 | 0 | 0 | Northern_California_Li_Battery_4hr | Northern_California_Li_Battery_8hr | Northern_California_Solar |  | Solano_Wind |  |  |  | Northern_California | Solano
PG&E NGBA | Cloverdale | 115 | CA | 95425 | SONOMA | 6 | 0 | 0 | 0 | 0 | 0 | 0 | 0 | 0 | 0 | 0 | 0 | 0 | 0 | 0 | 0 | 0 | 0 | 0 | 0 | 0 | 0 | 0 | 0 | 0 | 0 | 0 | 0 | 0 | 0 | 0 | 0 | 0 | 0 | 0 | 0 | 0 | 0 | 0 | 0 | 1 | 0 | 1 | 0 | 0 | 0 | 0 | 0 | 0 | 0 | 0 | 0 | 0 | 1 | 0 | 1 | 1 | 0 | 0 | 0 | 0 | 0 | 0 | 0 | 0 | 0 | 0 | 1 | 0 | 0 | 0 | 0 | 0 | 0 | 0 | 0 | 0 | 0 | 0 | 0 | 0 | 0 | 0 | 0 | 0 | 0 | 0 | 0 | 0 | 0 | 0 | 0 | 0 | 0 | 0 | 0 | 0 | 0 | Northern_California_Li_Battery_4hr | Northern_California_Li_Battery_8hr | Northern_California_Solar | Northern_California_Geothermal | Northern_California_Wind |  |  |  | Northern_California | Mendocino_Marin
PG&E FRESNO | Clovis | 115 | CA | 93611 | Fresno | 7 | 0 | 0 | 0 | 0 | 0 | 0 | 0 | 0 | 0 | 0 | 0 | 0 | 0 | 0 | 0 | 0 | 0 | 0 | 0 | 0 | 0 | 0 | 0 | 0 | 0 | 0 | 0 | 0 | 0 | 0 | 0 | 0 | 0 | 0 | 0 | 0 | 0 | 0 | 0 | 0 | 0 | 0 | 0 | 0 | 0 | 0 | 0 | 0 | 0 | 0 | 0 | 0 | 0 | 0 | 0 | 0 | 0 | 0 | 0 | 0 | 0 | 0 | 0 | 0 | 0 | 0 | 0 | 0 | 0 | 0 | 0 | 0 | 0 | 0 | 0 | 0 | 0 | 0 | 0 | 1 | 0 | 1 | 1 | 1 | 0 | 1 | 0 | 1 | 0 | 0 | 0 | 0 | 1 | 0 | 0 | 0 | 0 | Southern_PGAE_Li_Battery_4hr | Southern_PGAE_Li_Battery_8hr | Southern_PGAE_Solar |  | Central_Valley_North_Los_Banos_Wind |  |  |  | Southern_PGAE | Central_Valley_North_Los_Banos
PG&E GBA | Coburn | 230 | CA | 93930 | MONTEREY | 6 | 0 | 0 | 0 | 0 | 0 | 0 | 0 | 0 | 0 | 0 | 0 | 0 | 0 | 0 | 0 | 0 | 0 | 0 | 0 | 0 | 0 | 0 | 0 | 0 | 0 | 0 | 0 | 0 | 0 | 0 | 0 | 0 | 0 | 0 | 0 | 0 | 0 | 0 | 0 | 0 | 0 | 0 | 0 | 0 | 0 | 0 | 0 | 0 | 0 | 0 | 0 | 0 | 0 | 0 | 0 | 1 | 0 | 0 | 0 | 1 | 0 | 0 | 0 | 0 | 0 | 0 | 0 | 0 | 0 | 0 | 0 | 0 | 0 | 0 | 0 | 0 | 0 | 0 | 1 | 1 | 0 | 0 | 0 | 0 | 0 | 1 | 0 | 0 | 0 | 0 | 0 | 0 | 0 | 0 | 0 | 0 | 1 | Southern_PGAE_Li_Battery_4hr | Southern_PGAE_Li_Battery_8hr | Southern_PGAE_Solar |  | Kern_Greater_Carrizo_Wind |  |  |  | Southern_PGAE | Peninsula_Monterey
PG&E GBA | Coburn | 60 | CA | 93930 | MONTEREY | 6 | 0 | 0 | 0 | 0 | 0 | 0 | 0 | 0 | 0 | 0 | 0 | 0 | 0 | 0 | 0 | 0 | 0 | 0 | 0 | 0 | 0 | 0 | 0 | 0 | 0 | 0 | 0 | 0 | 0 | 0 | 0 | 0 | 0 | 0 | 0 | 0 | 0 | 0 | 0 | 0 | 0 | 0 | 0 | 0 | 0 | 0 | 0 | 0 | 0 | 0 | 0 | 0 | 0 | 0 | 0 | 1 | 0 | 0 | 0 | 1 | 0 | 0 | 0 | 0 | 0 | 0 | 0 | 0 | 0 | 0 | 0 | 0 | 0 | 0 | 0 | 0 | 0 | 0 | 1 | 1 | 0 | 0 | 0 | 0 | 0 | 1 | 0 | 0 | 0 | 0 | 0 | 0 | 0 | 0 | 0 | 0 | 1 | Southern_PGAE_Li_Battery_4hr | Southern_PGAE_Li_Battery_8hr | Southern_PGAE_Solar |  | Kern_Greater_Carrizo_Wind |  |  |  | Southern_PGAE | Peninsula_Monterey
PG&E NGBA | Colgate | 230 | CA | 95935 | YUBA | 7 | 0 | 0 | 0 | 0 | 0 | 0 | 0 | 0 | 0 | 0 | 0 | 0 | 0 | 0 | 0 | 0 | 0 | 0 | 0 | 0 | 0 | 0 | 0 | 0 | 0 | 0 | 0 | 0 | 0 | 0 | 0 | 0 | 0 | 0 | 0 | 0 | 0 | 0 | 0 | 1 | 0 | 0 | 0 | 0 | 1 | 1 | 1 | 1 | 0 | 0 | 0 | 0 | 0 | 0 | 0 | 0 | 0 | 0 | 0 | 1 | 1 | 0 | 0 | 0 | 0 | 0 | 0 | 0 | 0 | 0 | 0 | 0 | 0 | 0 | 0 | 0 | 0 | 0 | 0 | 0 | 0 | 0 | 0 | 0 | 0 | 0 | 0 | 0 | 0 | 0 | 0 | 0 | 0 | 0 | 0 | 0 | 0 | Northern_California_Li_Battery_4hr | Northern_California_Li_Battery_8hr | Northern_California_Solar |  | Northern_California_Wind |  |  |  | Northern_California | Northern_California
PG&E GBA | Collierville | 230 | CA | 95247 | CALAVERAS | 5 | 0 | 0 | 0 | 0 | 0 | 0 | 0 | 0 | 0 | 0 | 0 | 0 | 0 | 0 | 0 | 0 | 0 | 0 | 0 | 0 | 0 | 0 | 0 | 0 | 0 | 0 | 0 | 0 | 0 | 0 | 0 | 0 | 0 | 0 | 0 | 0 | 0 | 0 | 0 | 0 | 0 | 0 | 0 | 0 | 0 | 1 | 0 | 0 | 0 | 0 | 0 | 0 | 0 | 0 | 0 | 1 | 0 | 1 | 0 | 1 | 0 | 0 | 0 | 0 | 0 | 1 | 0 | 0 | 0 | 0 | 0 | 0 | 0 | 0 | 0 | 0 | 0 | 0 | 0 | 0 | 0 | 0 | 0 | 0 | 0 | 0 | 0 | 0 | 0 | 0 | 0 | 0 | 0 | 0 | 0 | 0 | 0 | Northern_California_Li_Battery_4hr | Northern_California_Li_Battery_8hr | Northern_California_Solar |  | Central_Valley_North_Los_Banos_Wind |  |  |  | Northern_California | El_Dorado_Mariposa
PG&E GBA | Collinsville | 230 | CA | 94585 | SOLANO | 1 | 0 | 0 | 0 | 0 | 0 | 0 | 0 | 0 | 0 | 0 | 0 | 0 | 0 | 0 | 0 | 0 | 0 | 0 | 0 | 0 | 0 | 0 | 0 | 0 | 0 | 0 | 0 | 0 | 0 | 0 | 0 | 0 | 0 | 0 | 0 | 0 | 0 | 0 | 0 | 1 | 0 | 0 | 0 | 0 | 0 | 0 | 0 | 0 | 0 | 0 | 0 | 0 | 0 | 0 | 0 | 0 | 0 | 0 | 0 | 0 | 0 | 0 | 0 | 0 | 0 | 0 | 0 | 0 | 0 | 0 | 0 | 0 | 0 | 0 | 0 | 0 | 0 | 0 | 0 | 0 | 0 | 0 | 0 | 0 | 0 | 0 | 0 | 0 | 0 | 0 | 0 | 0 | 0 | 0 | 0 | 0 | 0 | Northern_California_Li_Battery_4hr | Northern_California_Li_Battery_8hr | Northern_California_Solar |  | Solano_Wind |  |  |  | Northern_California | Solano
PG&E GBA | Collinsville | 500 | CA | 94585 | SOLANO | 1 | 0 | 0 | 0 | 0 | 0 | 0 | 0 | 0 | 0 | 0 | 0 | 0 | 0 | 0 | 0 | 0 | 0 | 0 | 0 | 0 | 0 | 0 | 0 | 0 | 0 | 0 | 0 | 0 | 0 | 0 | 0 | 0 | 0 | 0 | 0 | 0 | 0 | 0 | 0 | 1 | 0 | 0 | 0 | 0 | 0 | 0 | 0 | 0 | 0 | 0 | 0 | 0 | 0 | 0 | 0 | 0 | 0 | 0 | 0 | 0 | 0 | 0 | 0 | 0 | 0 | 0 | 0 | 0 | 0 | 0 | 0 | 0 | 0 | 0 | 0 | 0 | 0 | 0 | 0 | 0 | 0 | 0 | 0 | 0 | 0 | 0 | 0 | 0 | 0 | 0 | 0 | 0 | 0 | 0 | 0 | 0 | 0 | Northern_California_Li_Battery_4hr | Northern_California_Li_Battery_8hr | Northern_California_Solar |  | Solano_Wind |  |  |  | Northern_California | Solano
SCE Eastern | Colorado River | 230 | CA | 92239 | RIVERSIDE | 3 | 0 | 0 | 0 | 0 | 0 | 0 | 0 | 0 | 0 | 0 | 0 | 0 | 0 | 0 | 0 | 1 | 0 | 1 | 0 | 0 | 0 | 1 | 0 | 0 | 0 | 0 | 0 | 0 | 0 | 0 | 0 | 0 | 0 | 0 | 0 | 0 | 0 | 0 | 0 | 0 | 0 | 0 | 0 | 0 | 0 | 0 | 0 | 0 | 0 | 0 | 0 | 0 | 0 | 0 | 0 | 0 | 0 | 0 | 0 | 0 | 0 | 0 | 0 | 0 | 0 | 0 | 0 | 0 | 0 | 0 | 0 | 0 | 0 | 0 | 0 | 0 | 0 | 0 | 0 | 0 | 0 | 0 | 0 | 0 | 0 | 0 | 0 | 0 | 0 | 0 | 0 | 0 | 0 | 0 | 0 | 0 | 0 | Riverside_Li_Battery_4hr | Riverside_Li_Battery_8hr | Riverside_Solar |  | Riverside_Palm_Springs_Wind |  |  |  | Riverside | Riverside (Exclude)
SCE Eastern | Colorado River | 500 | CA | 92239 | RIVERSIDE | 2 | 0 | 0 | 0 | 0 | 0 | 0 | 0 | 0 | 0 | 0 | 0 | 0 | 0 | 0 | 0 | 0 | 0 | 1 | 0 | 0 | 0 | 1 | 0 | 0 | 0 | 0 | 0 | 0 | 0 | 0 | 0 | 0 | 0 | 0 | 0 | 0 | 0 | 0 | 0 | 0 | 0 | 0 | 0 | 0 | 0 | 0 | 0 | 0 | 0 | 0 | 0 | 0 | 0 | 0 | 0 | 0 | 0 | 0 | 0 | 0 | 0 | 0 | 0 | 0 | 0 | 0 | 0 | 0 | 0 | 0 | 0 | 0 | 0 | 0 | 0 | 0 | 0 | 0 | 0 | 0 | 0 | 0 | 0 | 0 | 0 | 0 | 0 | 0 | 0 | 0 | 0 | 0 | 0 | 0 | 0 | 0 | 0 | Riverside_Li_Battery_4hr | Riverside_Li_Battery_8hr | Riverside_Solar |  | Riverside_Palm_Springs_Wind |  |  |  | Riverside | Riverside (Exclude)
PG&E KERN | Columbus | 115 | CA | 93306 | KERN | 4 | 0 | 0 | 0 | 0 | 0 | 0 | 0 | 0 | 0 | 0 | 0 | 0 | 0 | 0 | 0 | 0 | 0 | 0 | 0 | 0 | 0 | 0 | 0 | 0 | 0 | 0 | 0 | 0 | 0 | 0 | 0 | 0 | 0 | 0 | 0 | 0 | 0 | 0 | 0 | 0 | 0 | 0 | 0 | 0 | 0 | 0 | 0 | 0 | 0 | 0 | 0 | 0 | 0 | 0 | 0 | 0 | 0 | 0 | 0 | 0 | 0 | 0 | 0 | 0 | 0 | 0 | 0 | 0 | 0 | 0 | 1 | 0 | 0 | 0 | 0 | 0 | 0 | 0 | 1 | 1 | 0 | 0 | 0 | 0 | 0 | 0 | 0 | 0 | 0 | 0 | 0 | 0 | 0 | 0 | 1 | 0 | 0 | Southern_PGAE_Li_Battery_4hr | Southern_PGAE_Li_Battery_8hr | Southern_PGAE_Solar |  | Central_Valley_North_Los_Banos_Wind |  |  |  | Southern_PGAE | Central_Valley_North_Los_Banos
PG&E GBA | Contra Costa | 115 | CA | 94509 | CONTRA COSTA | 9 | 0 | 0 | 0 | 0 | 0 | 0 | 0 | 0 | 0 | 0 | 0 | 0 | 0 | 0 | 0 | 0 | 0 | 0 | 0 | 0 | 0 | 0 | 0 | 0 | 0 | 0 | 0 | 0 | 0 | 0 | 0 | 0 | 0 | 0 | 0 | 0 | 0 | 0 | 0 | 1 | 0 | 0 | 0 | 0 | 0 | 0 | 0 | 0 | 0 | 0 | 0 | 0 | 0 | 1 | 1 | 1 | 1 | 0 | 1 | 1 | 0 | 0 | 0 | 0 | 0 | 1 | 1 | 0 | 0 | 0 | 0 | 0 | 0 | 0 | 0 | 0 | 0 | 0 | 0 | 0 | 0 | 0 | 0 | 0 | 0 | 0 | 0 | 0 | 0 | 0 | 0 | 0 | 0 | 0 | 0 | 0 | 0 | Northern_California_Li_Battery_4hr | Northern_California_Li_Battery_8hr | Northern_California_Solar |  | Solano_Wind |  |  |  | Northern_California | Solano
PG&E GBA | Contra Costa | 230 | CA | 94509 | CONTRA COSTA | 7 | 0 | 0 | 0 | 0 | 0 | 0 | 0 | 0 | 0 | 0 | 0 | 0 | 0 | 0 | 0 | 0 | 0 | 0 | 0 | 0 | 0 | 0 | 0 | 0 | 0 | 0 | 0 | 0 | 0 | 0 | 0 | 0 | 0 | 0 | 0 | 0 | 0 | 0 | 0 | 1 | 0 | 0 | 0 | 0 | 0 | 0 | 0 | 0 | 0 | 0 | 0 | 0 | 0 | 1 | 1 | 1 | 0 | 0 | 1 | 1 | 0 | 0 | 0 | 0 | 0 | 1 | 0 | 0 | 0 | 0 | 0 | 0 | 0 | 0 | 0 | 0 | 0 | 0 | 0 | 0 | 0 | 0 | 0 | 0 | 0 | 0 | 0 | 0 | 0 | 0 | 0 | 0 | 0 | 0 | 0 | 0 | 0 | Northern_California_Li_Battery_4hr | Northern_California_Li_Battery_8hr | Northern_California_Solar |  | Solano_Wind |  |  |  | Northern_California | Solano
PG&E GBA | Contra Costa PP | 230 | CA | 94509 | CONTRA COSTA | 8 | 0 | 0 | 0 | 0 | 0 | 0 | 0 | 0 | 0 | 0 | 0 | 0 | 0 | 0 | 0 | 0 | 0 | 0 | 0 | 0 | 0 | 0 | 0 | 0 | 0 | 0 | 0 | 0 | 0 | 0 | 0 | 0 | 0 | 0 | 0 | 0 | 0 | 0 | 0 | 1 | 0 | 0 | 0 | 0 | 0 | 0 | 0 | 0 | 0 | 0 | 0 | 0 | 0 | 1 | 1 | 1 | 0 | 0 | 1 | 1 | 0 | 0 | 0 | 0 | 0 | 1 | 1 | 0 | 0 | 0 | 0 | 0 | 0 | 0 | 0 | 0 | 0 | 0 | 0 | 0 | 0 | 0 | 0 | 0 | 0 | 0 | 0 | 0 | 0 | 0 | 0 | 0 | 0 | 0 | 0 | 0 | 0 | Northern_California_Li_Battery_4hr | Northern_California_Li_Battery_8hr | Northern_California_Solar |  | Solano_Wind |  |  |  | Northern_California | Solano
SCE NOL | Control | 115 | CA | 93514 | INYO | 4 | 0 | 0 | 0 | 0 | 0 | 0 | 0 | 0 | 0 | 0 | 1 | 1 | 1 | 1 | 0 | 0 | 0 | 0 | 0 | 0 | 0 | 0 | 0 | 0 | 0 | 0 | 0 | 0 | 0 | 0 | 0 | 0 | 0 | 0 | 0 | 0 | 0 | 0 | 0 | 0 | 0 | 0 | 0 | 0 | 0 | 0 | 0 | 0 | 0 | 0 | 0 | 0 | 0 | 0 | 0 | 0 | 0 | 0 | 0 | 0 | 0 | 0 | 0 | 0 | 0 | 0 | 0 | 0 | 0 | 0 | 0 | 0 | 0 | 0 | 0 | 0 | 0 | 0 | 0 | 0 | 0 | 0 | 0 | 0 | 0 | 0 | 0 | 0 | 0 | 0 | 0 | 0 | 0 | 0 | 0 | 0 | 0 | Greater_Kramer_Li_Battery_4hr | Greater_Kramer_Li_Battery_8hr | Greater_Kramer_Solar | Inyokern_North_Kramer_Geothermal | Greater_Kramer_Wind |  |  |  | Greater_Kramer | Greater_Kramer (Exclude)
SCE NOL | Control | 55 | CA | 93514 | INYO | 4 | 0 | 0 | 0 | 0 | 0 | 0 | 0 | 0 | 0 | 0 | 1 | 1 | 1 | 1 | 0 | 0 | 0 | 0 | 0 | 0 | 0 | 0 | 0 | 0 | 0 | 0 | 0 | 0 | 0 | 0 | 0 | 0 | 0 | 0 | 0 | 0 | 0 | 0 | 0 | 0 | 0 | 0 | 0 | 0 | 0 | 0 | 0 | 0 | 0 | 0 | 0 | 0 | 0 | 0 | 0 | 0 | 0 | 0 | 0 | 0 | 0 | 0 | 0 | 0 | 0 | 0 | 0 | 0 | 0 | 0 | 0 | 0 | 0 | 0 | 0 | 0 | 0 | 0 | 0 | 0 | 0 | 0 | 0 | 0 | 0 | 0 | 0 | 0 | 0 | 0 | 0 | 0 | 0 | 0 | 0 | 0 | 0 | Greater_Kramer_Li_Battery_4hr | Greater_Kramer_Li_Battery_8hr | Greater_Kramer_Solar |  | Greater_Kramer_Wind |  |  |  | Greater_Kramer | Greater_Kramer (Exclude)
PG&E GBA | Cooley Landing | 115 | CA | 94303 | San Mateo | 3 | 0 | 0 | 0 | 0 | 0 | 0 | 0 | 0 | 0 | 0 | 0 | 0 | 0 | 0 | 0 | 0 | 0 | 0 | 0 | 0 | 0 | 0 | 0 | 0 | 0 | 0 | 0 | 0 | 0 | 0 | 0 | 0 | 0 | 0 | 0 | 0 | 0 | 0 | 0 | 1 | 0 | 0 | 0 | 0 | 0 | 0 | 0 | 0 | 0 | 0 | 0 | 0 | 1 | 0 | 0 | 1 | 0 | 0 | 0 | 0 | 0 | 0 | 0 | 0 | 0 | 0 | 0 | 0 | 0 | 0 | 0 | 0 | 0 | 0 | 0 | 0 | 0 | 0 | 0 | 0 | 0 | 0 | 0 | 0 | 0 | 0 | 0 | 0 | 0 | 0 | 0 | 0 | 0 | 0 | 0 | 0 | 0 | Northern_California_Li_Battery_4hr | Northern_California_Li_Battery_8hr | Northern_California_Solar |  | Kern_Greater_Carrizo_Wind |  |  |  | Northern_California | Peninsula_Monterey
PG&E GBA | Cooley Landing | 60 | CA | 94303 | San Mateo | 2 | 0 | 0 | 0 | 0 | 0 | 0 | 0 | 0 | 0 | 0 | 0 | 0 | 0 | 0 | 0 | 0 | 0 | 0 | 0 | 0 | 0 | 0 | 0 | 0 | 0 | 0 | 0 | 0 | 0 | 0 | 0 | 0 | 0 | 0 | 0 | 0 | 0 | 0 | 0 | 0 | 0 | 0 | 0 | 0 | 0 | 0 | 0 | 0 | 0 | 0 | 0 | 0 | 0 | 0 | 0 | 1 | 0 | 0 | 0 | 0 | 0 | 0 | 0 | 0 | 0 | 1 | 0 | 0 | 0 | 0 | 0 | 0 | 0 | 0 | 0 | 0 | 0 | 0 | 0 | 0 | 0 | 0 | 0 | 0 | 0 | 0 | 0 | 0 | 0 | 0 | 0 | 0 | 0 | 0 | 0 | 0 | 0 | Northern_California_Li_Battery_4hr | Northern_California_Li_Battery_8hr | Northern_California_Solar |  | Kern_Greater_Carrizo_Wind |  |  |  | Northern_California | Peninsula_Monterey
SCE NOL | Coolwater | 230 | CA | 92327 | SAN BERNARDINO | 3 | 0 | 0 | 0 | 0 | 0 | 0 | 0 | 0 | 0 | 0 | 0 | 1 | 1 | 1 | 0 | 0 | 0 | 0 | 0 | 0 | 0 | 0 | 0 | 0 | 0 | 0 | 0 | 0 | 0 | 0 | 0 | 0 | 0 | 0 | 0 | 0 | 0 | 0 | 0 | 0 | 0 | 0 | 0 | 0 | 0 | 0 | 0 | 0 | 0 | 0 | 0 | 0 | 0 | 0 | 0 | 0 | 0 | 0 | 0 | 0 | 0 | 0 | 0 | 0 | 0 | 0 | 0 | 0 | 0 | 0 | 0 | 0 | 0 | 0 | 0 | 0 | 0 | 0 | 0 | 0 | 0 | 0 | 0 | 0 | 0 | 0 | 0 | 0 | 0 | 0 | 0 | 0 | 0 | 0 | 0 | 0 | 0 | Greater_Kramer_Li_Battery_4hr | Greater_Kramer_Li_Battery_8hr | Greater_Kramer_Solar |  | Greater_Kramer_Wind |  |  |  | Greater_Kramer | Greater_Kramer
SCE NOL | Coolwater | 115 | CA | 92327 | SAN BERNARDINO | 3 | 0 | 0 | 0 | 0 | 0 | 0 | 0 | 0 | 0 | 0 | 0 | 1 | 1 | 1 | 0 | 0 | 0 | 0 | 0 | 0 | 0 | 0 | 0 | 0 | 0 | 0 | 0 | 0 | 0 | 0 | 0 | 0 | 0 | 0 | 0 | 0 | 0 | 0 | 0 | 0 | 0 | 0 | 0 | 0 | 0 | 0 | 0 | 0 | 0 | 0 | 0 | 0 | 0 | 0 | 0 | 0 | 0 | 0 | 0 | 0 | 0 | 0 | 0 | 0 | 0 | 0 | 0 | 0 | 0 | 0 | 0 | 0 | 0 | 0 | 0 | 0 | 0 | 0 | 0 | 0 | 0 | 0 | 0 | 0 | 0 | 0 | 0 | 0 | 0 | 0 | 0 | 0 | 0 | 0 | 0 | 0 | 0 | Greater_Kramer_Li_Battery_4hr | Greater_Kramer_Li_Battery_8hr | Greater_Kramer_Solar |  | Greater_Kramer_Wind |  |  |  | Greater_Kramer | Greater_Kramer
PG&E KERN | Copus | 70 | CA | 93311 | Kern | 7 | 0 | 0 | 0 | 0 | 0 | 0 | 0 | 0 | 0 | 0 | 0 | 0 | 0 | 0 | 0 | 0 | 0 | 0 | 0 | 0 | 0 | 0 | 0 | 0 | 0 | 0 | 0 | 0 | 0 | 0 | 0 | 0 | 0 | 0 | 0 | 0 | 0 | 0 | 0 | 0 | 0 | 0 | 0 | 0 | 0 | 0 | 0 | 0 | 0 | 0 | 0 | 0 | 0 | 0 | 0 | 0 | 0 | 0 | 0 | 0 | 0 | 0 | 0 | 0 | 0 | 0 | 0 | 0 | 0 | 0 | 1 | 1 | 1 | 0 | 1 | 0 | 0 | 0 | 1 | 1 | 0 | 0 | 0 | 0 | 0 | 0 | 0 | 0 | 0 | 0 | 0 | 0 | 0 | 0 | 1 | 0 | 0 | Southern_PGAE_Li_Battery_4hr | Southern_PGAE_Li_Battery_8hr | Southern_PGAE_Solar |  | Central_Valley_North_Los_Banos_Wind |  |  |  | Southern_PGAE | Central_Valley_North_Los_Banos
PG&E FRESNO | Corcoran | 70 | CA | 93212 | KINGS | 9 | 0 | 0 | 0 | 0 | 0 | 0 | 0 | 0 | 0 | 0 | 0 | 0 | 0 | 0 | 0 | 0 | 0 | 0 | 0 | 0 | 0 | 0 | 0 | 0 | 0 | 0 | 0 | 0 | 0 | 0 | 0 | 0 | 0 | 0 | 0 | 0 | 0 | 0 | 0 | 0 | 0 | 0 | 0 | 0 | 0 | 1 | 0 | 0 | 0 | 0 | 0 | 0 | 0 | 0 | 0 | 0 | 0 | 0 | 0 | 0 | 0 | 0 | 0 | 0 | 0 | 0 | 0 | 0 | 0 | 0 | 0 | 0 | 0 | 0 | 0 | 0 | 0 | 0 | 1 | 1 | 0 | 1 | 0 | 1 | 1 | 1 | 0 | 0 | 0 | 1 | 0 | 0 | 0 | 0 | 1 | 0 | 0 | Southern_PGAE_Li_Battery_4hr | Southern_PGAE_Li_Battery_8hr | Southern_PGAE_Solar |  | Central_Valley_North_Los_Banos_Wind |  |  |  | Southern_PGAE | Central_Valley_North_Los_Banos
PG&E FRESNO | Corcoran | 115 | CA | 93212 | KINGS | 8 | 0 | 0 | 0 | 0 | 0 | 0 | 0 | 0 | 0 | 0 | 0 | 0 | 0 | 0 | 0 | 0 | 0 | 0 | 0 | 0 | 0 | 0 | 0 | 0 | 0 | 0 | 0 | 0 | 0 | 0 | 0 | 0 | 0 | 0 | 0 | 0 | 0 | 0 | 0 | 0 | 0 | 0 | 0 | 0 | 0 | 1 | 0 | 0 | 0 | 0 | 0 | 0 | 0 | 0 | 0 | 0 | 0 | 0 | 0 | 0 | 0 | 0 | 0 | 0 | 0 | 0 | 0 | 0 | 0 | 0 | 0 | 0 | 0 | 0 | 0 | 0 | 0 | 0 | 1 | 0 | 0 | 1 | 0 | 1 | 1 | 1 | 0 | 0 | 0 | 1 | 0 | 0 | 0 | 0 | 1 | 0 | 0 | Southern_PGAE_Li_Battery_4hr | Southern_PGAE_Li_Battery_8hr | Southern_PGAE_Solar |  | Central_Valley_North_Los_Banos_Wind |  |  |  | Southern_PGAE | Central_Valley_North_Los_Banos
PG&E NGBA | Corona | 115 | CA | 94954 | SONOMA | 3 | 0 | 0 | 0 | 0 | 0 | 0 | 0 | 0 | 0 | 0 | 0 | 0 | 0 | 0 | 0 | 0 | 0 | 0 | 0 | 0 | 0 | 0 | 0 | 0 | 0 | 0 | 0 | 0 | 0 | 0 | 0 | 0 | 0 | 0 | 0 | 0 | 0 | 0 | 0 | 1 | 0 | 0 | 0 | 0 | 0 | 0 | 0 | 0 | 0 | 0 | 0 | 0 | 1 | 0 | 0 | 0 | 0 | 0 | 0 | 0 | 0 | 0 | 0 | 0 | 0 | 0 | 1 | 0 | 0 | 0 | 0 | 0 | 0 | 0 | 0 | 0 | 0 | 0 | 0 | 0 | 0 | 0 | 0 | 0 | 0 | 0 | 0 | 0 | 0 | 0 | 0 | 0 | 0 | 0 | 0 | 0 | 0 | Northern_California_Li_Battery_4hr | Northern_California_Li_Battery_8hr | Northern_California_Solar |  | Northern_California_Wind |  |  |  | Northern_California | Mendocino_Marin
PG&E NGBA | Cortina | 230 | CA | 95987 | COLUSA | 3 | 0 | 0 | 0 | 0 | 0 | 0 | 0 | 0 | 0 | 0 | 0 | 0 | 0 | 0 | 0 | 0 | 0 | 0 | 0 | 0 | 0 | 0 | 0 | 0 | 0 | 0 | 0 | 0 | 0 | 0 | 0 | 0 | 0 | 0 | 0 | 0 | 0 | 0 | 0 | 1 | 0 | 0 | 0 | 0 | 0 | 0 | 0 | 0 | 0 | 0 | 0 | 0 | 1 | 0 | 0 | 0 | 0 | 0 | 0 | 0 | 0 | 0 | 0 | 0 | 0 | 0 | 1 | 0 | 0 | 0 | 0 | 0 | 0 | 0 | 0 | 0 | 0 | 0 | 0 | 0 | 0 | 0 | 0 | 0 | 0 | 0 | 0 | 0 | 0 | 0 | 0 | 0 | 0 | 0 | 0 | 0 | 0 | Northern_California_Li_Battery_4hr | Northern_California_Li_Battery_8hr | Northern_California_Solar |  | Northern_California_Wind |  |  |  | Northern_California | Northern_California
PG&E NGBA | Cortina | 115 | CA | 95987 | COLUSA | 3 | 0 | 0 | 0 | 0 | 0 | 0 | 0 | 0 | 0 | 0 | 0 | 0 | 0 | 0 | 0 | 0 | 0 | 0 | 0 | 0 | 0 | 0 | 0 | 0 | 0 | 0 | 0 | 0 | 0 | 0 | 0 | 0 | 0 | 0 | 0 | 0 | 0 | 0 | 0 | 1 | 0 | 0 | 0 | 0 | 0 | 0 | 0 | 0 | 0 | 0 | 0 | 0 | 0 | 0 | 0 | 1 | 0 | 0 | 0 | 0 | 0 | 0 | 0 | 0 | 0 | 0 | 1 | 0 | 0 | 0 | 0 | 0 | 0 | 0 | 0 | 0 | 0 | 0 | 0 | 0 | 0 | 0 | 0 | 0 | 0 | 0 | 0 | 0 | 0 | 0 | 0 | 0 | 0 | 0 | 0 | 0 | 0 | Northern_California_Li_Battery_4hr | Northern_California_Li_Battery_8hr | Northern_California_Solar |  | Northern_California_Wind |  |  |  | Northern_California | Northern_California
PG&E GBA | Cottle | 230 | CA | 95361 | STANISLAUS | 12 | 0 | 0 | 0 | 0 | 0 | 0 | 0 | 0 | 0 | 0 | 0 | 0 | 0 | 0 | 0 | 0 | 0 | 0 | 0 | 0 | 0 | 0 | 0 | 0 | 0 | 0 | 0 | 0 | 0 | 0 | 0 | 0 | 0 | 0 | 0 | 0 | 0 | 0 | 0 | 0 | 0 | 0 | 0 | 0 | 0 | 1 | 0 | 0 | 0 | 0 | 0 | 0 | 0 | 0 | 0 | 0 | 0 | 0 | 0 | 1 | 1 | 0 | 0 | 0 | 0 | 0 | 0 | 0 | 0 | 0 | 0 | 0 | 0 | 0 | 0 | 0 | 0 | 0 | 1 | 1 | 0 | 1 | 1 | 0 | 1 | 0 | 0 | 1 | 1 | 1 | 0 | 0 | 1 | 0 | 0 | 0 | 0 | Southern_PGAE_Li_Battery_4hr | Southern_PGAE_Li_Battery_8hr | Southern_PGAE_Solar |  | Central_Valley_North_Los_Banos_Wind |  |  |  | Southern_PGAE | Central_Valley_North_Los_Banos
PG&E NGBA | Cottonwood | 115 | CA | 96022 | SHASTA | 1 | 0 | 0 | 0 | 0 | 0 | 0 | 0 | 0 | 0 | 0 | 0 | 0 | 0 | 0 | 0 | 0 | 0 | 0 | 0 | 0 | 0 | 0 | 0 | 0 | 0 | 0 | 0 | 0 | 0 | 0 | 0 | 0 | 0 | 0 | 0 | 0 | 0 | 0 | 0 | 1 | 0 | 0 | 0 | 0 | 0 | 0 | 0 | 0 | 0 | 0 | 0 | 0 | 0 | 0 | 0 | 0 | 0 | 0 | 0 | 0 | 0 | 0 | 0 | 0 | 0 | 0 | 0 | 0 | 0 | 0 | 0 | 0 | 0 | 0 | 0 | 0 | 0 | 0 | 0 | 0 | 0 | 0 | 0 | 0 | 0 | 0 | 0 | 0 | 0 | 0 | 0 | 0 | 0 | 0 | 0 | 0 | 0 | Northern_California_Li_Battery_4hr | Northern_California_Li_Battery_8hr | Northern_California_Solar |  | Northern_California_Wind |  |  |  | Northern_California | Northern_California
PG&E NGBA | Cottonwood | 230 | CA | 96022 | SHASTA | 1 | 0 | 0 | 0 | 0 | 0 | 0 | 0 | 0 | 0 | 0 | 0 | 0 | 0 | 0 | 0 | 0 | 0 | 0 | 0 | 0 | 0 | 0 | 0 | 0 | 0 | 0 | 0 | 0 | 0 | 0 | 0 | 0 | 0 | 0 | 0 | 0 | 0 | 0 | 0 | 1 | 0 | 0 | 0 | 0 | 0 | 0 | 0 | 0 | 0 | 0 | 0 | 0 | 0 | 0 | 0 | 0 | 0 | 0 | 0 | 0 | 0 | 0 | 0 | 0 | 0 | 0 | 0 | 0 | 0 | 0 | 0 | 0 | 0 | 0 | 0 | 0 | 0 | 0 | 0 | 0 | 0 | 0 | 0 | 0 | 0 | 0 | 0 | 0 | 0 | 0 | 0 | 0 | 0 | 0 | 0 | 0 | 0 | Northern_California_Li_Battery_4hr | Northern_California_Li_Battery_8hr | Northern_California_Solar |  | Northern_California_Wind |  |  |  | Northern_California | Northern_California
PG&E NGBA | Cottonwood | 60 | CA | 96022 | SHASTA | 1 | 0 | 0 | 0 | 0 | 0 | 0 | 0 | 0 | 0 | 0 | 0 | 0 | 0 | 0 | 0 | 0 | 0 | 0 | 0 | 0 | 0 | 0 | 0 | 0 | 0 | 0 | 0 | 0 | 0 | 0 | 0 | 0 | 0 | 0 | 0 | 0 | 0 | 0 | 0 | 1 | 0 | 0 | 0 | 0 | 0 | 0 | 0 | 0 | 0 | 0 | 0 | 0 | 0 | 0 | 0 | 0 | 0 | 0 | 0 | 0 | 0 | 0 | 0 | 0 | 0 | 0 | 0 | 0 | 0 | 0 | 0 | 0 | 0 | 0 | 0 | 0 | 0 | 0 | 0 | 0 | 0 | 0 | 0 | 0 | 0 | 0 | 0 | 0 | 0 | 0 | 0 | 0 | 0 | 0 | 0 | 0 | 0 | Northern_California_Li_Battery_4hr | Northern_California_Li_Battery_8hr | Northern_California_Solar |  | Northern_California_Wind |  |  |  | Northern_California | Northern_California
PG&E NGBA | Cove Road | 230 | CA | 96065 | SHASTA | 1 | 0 | 0 | 0 | 0 | 0 | 0 | 0 | 0 | 0 | 0 | 0 | 0 | 0 | 0 | 0 | 0 | 0 | 0 | 0 | 0 | 0 | 0 | 0 | 0 | 0 | 0 | 0 | 0 | 0 | 0 | 0 | 0 | 0 | 0 | 0 | 0 | 0 | 0 | 0 | 1 | 0 | 0 | 0 | 0 | 0 | 0 | 0 | 0 | 0 | 0 | 0 | 0 | 0 | 0 | 0 | 0 | 0 | 0 | 0 | 0 | 0 | 0 | 0 | 0 | 0 | 0 | 0 | 0 | 0 | 0 | 0 | 0 | 0 | 0 | 0 | 0 | 0 | 0 | 0 | 0 | 0 | 0 | 0 | 0 | 0 | 0 | 0 | 0 | 0 | 0 | 0 | 0 | 0 | 0 | 0 | 0 | 0 | Northern_California_Li_Battery_4hr | Northern_California_Li_Battery_8hr | Northern_California_Solar |  | Northern_California_Wind |  |  |  | Northern_California | Northern_California
PG&E GBA | Coyote | 230 | CA | 95037 | SANTA CLARA | 2 | 0 | 0 | 0 | 0 | 0 | 0 | 0 | 0 | 0 | 0 | 0 | 0 | 0 | 0 | 0 | 0 | 0 | 0 | 0 | 0 | 0 | 0 | 0 | 0 | 0 | 0 | 0 | 0 | 0 | 0 | 0 | 0 | 0 | 0 | 0 | 0 | 0 | 0 | 0 | 0 | 0 | 0 | 0 | 0 | 0 | 0 | 0 | 0 | 0 | 0 | 0 | 0 | 0 | 0 | 0 | 1 | 0 | 0 | 0 | 1 | 0 | 0 | 0 | 0 | 0 | 0 | 0 | 0 | 0 | 0 | 0 | 0 | 0 | 0 | 0 | 0 | 0 | 0 | 0 | 0 | 0 | 0 | 0 | 0 | 0 | 0 | 0 | 0 | 0 | 0 | 0 | 0 | 0 | 0 | 0 | 0 | 0 | Northern_California_Li_Battery_4hr | Northern_California_Li_Battery_8hr | Northern_California_Solar |  | Kern_Greater_Carrizo_Wind |  |  |  | Northern_California | Peninsula_Monterey
PG&E GBA | Crazy Horse Canyon | 115 | CA |  | Monterey | 2 | 0 | 0 | 0 | 0 | 0 | 0 | 0 | 0 | 0 | 0 | 0 | 0 | 0 | 0 | 0 | 0 | 0 | 0 | 0 | 0 | 0 | 0 | 0 | 0 | 0 | 0 | 0 | 0 | 0 | 0 | 0 | 0 | 0 | 0 | 0 | 0 | 0 | 0 | 0 | 0 | 0 | 0 | 0 | 0 | 0 | 0 | 0 | 0 | 0 | 0 | 0 | 0 | 0 | 0 | 0 | 0 | 0 | 0 | 0 | 0 | 0 | 0 | 0 | 0 | 1 | 0 | 0 | 0 | 0 | 0 | 0 | 0 | 0 | 0 | 0 | 0 | 0 | 0 | 0 | 0 | 0 | 0 | 0 | 0 | 0 | 0 | 0 | 0 | 0 | 0 | 0 | 0 | 0 | 0 | 0 | 0 | 1 | Southern_PGAE_Li_Battery_4hr | Southern_PGAE_Li_Battery_8hr | Southern_PGAE_Solar |  | Kern_Greater_Carrizo_Wind |  |  |  | Southern_PGAE | Peninsula_Monterey
SDGE | Creelman | 69 | CA | 92065 | SAN DIEGO | 5 | 0 | 0 | 0 | 0 | 0 | 0 | 0 | 0 | 0 | 0 | 0 | 0 | 0 | 0 | 0 | 0 | 0 | 0 | 0 | 0 | 0 | 0 | 0 | 0 | 0 | 1 | 0 | 1 | 0 | 0 | 1 | 0 | 1 | 0 | 0 | 0 | 0 | 1 | 0 | 0 | 0 | 0 | 0 | 0 | 0 | 0 | 0 | 0 | 0 | 0 | 0 | 0 | 0 | 0 | 0 | 0 | 0 | 0 | 0 | 0 | 0 | 0 | 0 | 0 | 0 | 0 | 0 | 0 | 0 | 0 | 0 | 0 | 0 | 0 | 0 | 0 | 0 | 0 | 0 | 0 | 0 | 0 | 0 | 0 | 0 | 0 | 0 | 0 | 0 | 0 | 0 | 0 | 0 | 0 | 0 | 0 | 0 | San_Diego_Li_Battery_4hr | San_Diego_Li_Battery_8hr | San_Diego_Solar |  | 0 |  |  |  | Greater_SD | Greater_SD
PG&E FRESNO | Crescent | 70 | CA | 93660 | Fresno | 7 | 0 | 0 | 0 | 0 | 0 | 0 | 0 | 0 | 0 | 0 | 0 | 0 | 0 | 0 | 0 | 0 | 0 | 0 | 0 | 0 | 0 | 0 | 0 | 0 | 0 | 0 | 0 | 0 | 0 | 0 | 0 | 0 | 0 | 0 | 0 | 0 | 0 | 0 | 0 | 0 | 0 | 0 | 0 | 0 | 0 | 1 | 0 | 0 | 0 | 0 | 0 | 0 | 0 | 0 | 0 | 0 | 0 | 0 | 0 | 0 | 0 | 0 | 0 | 0 | 0 | 0 | 0 | 0 | 0 | 0 | 0 | 0 | 0 | 0 | 0 | 0 | 0 | 0 | 1 | 1 | 0 | 1 | 0 | 0 | 0 | 1 | 0 | 0 | 0 | 1 | 0 | 1 | 0 | 0 | 0 | 0 | 0 | Southern_PGAE_Li_Battery_4hr | Southern_PGAE_Li_Battery_8hr | Southern_PGAE_Solar |  | Central_Valley_North_Los_Banos_Wind |  |  |  | Southern_PGAE | Central_Valley_North_Los_Banos
PG&E FRESNO | Cressey | 115 | CA | 95388 | Merced | 9 | 0 | 0 | 0 | 0 | 0 | 0 | 0 | 0 | 0 | 0 | 0 | 0 | 0 | 0 | 0 | 0 | 0 | 0 | 0 | 0 | 0 | 0 | 0 | 0 | 0 | 0 | 0 | 0 | 0 | 0 | 0 | 0 | 0 | 0 | 0 | 0 | 0 | 0 | 0 | 0 | 0 | 0 | 0 | 0 | 0 | 1 | 0 | 0 | 0 | 0 | 0 | 0 | 0 | 0 | 0 | 0 | 0 | 0 | 0 | 1 | 0 | 0 | 0 | 0 | 0 | 0 | 0 | 0 | 0 | 0 | 0 | 0 | 0 | 0 | 0 | 0 | 0 | 0 | 0 | 1 | 0 | 1 | 1 | 1 | 0 | 1 | 0 | 1 | 0 | 0 | 0 | 0 | 1 | 0 | 0 | 0 | 0 | Southern_PGAE_Li_Battery_4hr | Southern_PGAE_Li_Battery_8hr | Southern_PGAE_Solar |  | Central_Valley_North_Los_Banos_Wind |  |  |  | Southern_PGAE | Central_Valley_North_Los_Banos
PG&E NGBA | Cresta | 230 | CA | 95965 | BUTTE | 9 | 0 | 0 | 0 | 0 | 0 | 0 | 0 | 0 | 0 | 0 | 0 | 0 | 0 | 0 | 0 | 0 | 0 | 0 | 0 | 0 | 0 | 0 | 0 | 0 | 0 | 0 | 0 | 0 | 0 | 0 | 0 | 0 | 0 | 0 | 0 | 0 | 0 | 0 | 0 | 1 | 1 | 0 | 1 | 0 | 1 | 1 | 1 | 1 | 0 | 0 | 0 | 0 | 0 | 0 | 0 | 0 | 0 | 0 | 0 | 1 | 1 | 0 | 0 | 0 | 0 | 0 | 0 | 0 | 0 | 0 | 0 | 0 | 0 | 0 | 0 | 0 | 0 | 0 | 0 | 0 | 0 | 0 | 0 | 0 | 0 | 0 | 0 | 0 | 0 | 0 | 0 | 0 | 0 | 0 | 0 | 0 | 0 | Northern_California_Li_Battery_4hr | Northern_California_Li_Battery_8hr | Northern_California_Solar |  | Northern_California_Wind |  |  |  | Northern_California | Northern_California
SDGE | Crestwood | 69 | CA | 91905 | San Diego | 5 | 0 | 0 | 0 | 0 | 0 | 0 | 0 | 0 | 0 | 0 | 0 | 0 | 0 | 0 | 0 | 0 | 0 | 0 | 0 | 0 | 0 | 0 | 0 | 0 | 0 | 0 | 0 | 1 | 0 | 1 | 1 | 0 | 1 | 0 | 0 | 0 | 1 | 0 | 0 | 0 | 0 | 0 | 0 | 0 | 0 | 0 | 0 | 0 | 0 | 0 | 0 | 0 | 0 | 0 | 0 | 0 | 0 | 0 | 0 | 0 | 0 | 0 | 0 | 0 | 0 | 0 | 0 | 0 | 0 | 0 | 0 | 0 | 0 | 0 | 0 | 0 | 0 | 0 | 0 | 0 | 0 | 0 | 0 | 0 | 0 | 0 | 0 | 0 | 0 | 0 | 0 | 0 | 0 | 0 | 0 | 0 | 0 | Greater_Imperial_Li_Battery_4hr | Greater_Imperial_Li_Battery_8hr | Greater_Imperial_Solar |  | Greater_Imperial_Wind |  |  |  | Greater_Imperial | Greater_Imperial
PG&E GBA | Crow Creek | 60 | CA | 95360 | STANISLAUS | 7 | 0 | 0 | 0 | 0 | 0 | 0 | 0 | 0 | 0 | 0 | 0 | 0 | 0 | 0 | 0 | 0 | 0 | 0 | 0 | 0 | 0 | 0 | 0 | 0 | 0 | 0 | 0 | 0 | 0 | 0 | 0 | 0 | 0 | 0 | 0 | 0 | 0 | 0 | 0 | 0 | 0 | 0 | 0 | 0 | 0 | 1 | 0 | 0 | 0 | 0 | 0 | 0 | 0 | 0 | 0 | 1 | 0 | 1 | 0 | 1 | 0 | 0 | 1 | 1 | 0 | 1 | 0 | 0 | 0 | 0 | 0 | 0 | 0 | 0 | 0 | 0 | 0 | 0 | 0 | 0 | 0 | 0 | 0 | 0 | 0 | 0 | 0 | 0 | 0 | 0 | 0 | 0 | 0 | 0 | 0 | 0 | 0 | Southern_PGAE_Li_Battery_4hr | Southern_PGAE_Li_Battery_8hr | Southern_PGAE_Solar |  | Central_Valley_North_Los_Banos_Wind |  |  |  | Southern_PGAE | Central_Valley_North_Los_Banos
PG&E GBA | Crows Landing | 60 | CA | 95360 | STANISLAUS | 7 | 0 | 0 | 0 | 0 | 0 | 0 | 0 | 0 | 0 | 0 | 0 | 0 | 0 | 0 | 0 | 0 | 0 | 0 | 0 | 0 | 0 | 0 | 0 | 0 | 0 | 0 | 0 | 0 | 0 | 0 | 0 | 0 | 0 | 0 | 0 | 0 | 0 | 0 | 0 | 0 | 0 | 0 | 0 | 0 | 0 | 1 | 0 | 0 | 0 | 0 | 0 | 0 | 0 | 0 | 0 | 1 | 0 | 1 | 0 | 1 | 0 | 0 | 1 | 1 | 0 | 1 | 0 | 0 | 0 | 0 | 0 | 0 | 0 | 0 | 0 | 0 | 0 | 0 | 0 | 0 | 0 | 0 | 0 | 0 | 0 | 0 | 0 | 0 | 0 | 0 | 0 | 0 | 0 | 0 | 0 | 0 | 0 | Southern_PGAE_Li_Battery_4hr | Southern_PGAE_Li_Battery_8hr | Southern_PGAE_Solar |  | Central_Valley_North_Los_Banos_Wind |  |  |  | Southern_PGAE | Central_Valley_North_Los_Banos
PG&E GBA | Curtis | 115 | CA | 95370 | TUOLUMNE | 5 | 0 | 0 | 0 | 0 | 0 | 0 | 0 | 0 | 0 | 0 | 0 | 0 | 0 | 0 | 0 | 0 | 0 | 0 | 0 | 0 | 0 | 0 | 0 | 0 | 0 | 0 | 0 | 0 | 0 | 0 | 0 | 0 | 0 | 0 | 0 | 0 | 0 | 0 | 0 | 0 | 0 | 0 | 0 | 0 | 0 | 1 | 0 | 0 | 0 | 0 | 0 | 0 | 0 | 0 | 0 | 1 | 0 | 1 | 0 | 1 | 0 | 0 | 0 | 0 | 0 | 1 | 0 | 0 | 0 | 0 | 0 | 0 | 0 | 0 | 0 | 0 | 0 | 0 | 0 | 0 | 0 | 0 | 0 | 0 | 0 | 0 | 0 | 0 | 0 | 0 | 0 | 0 | 0 | 0 | 0 | 0 | 0 | Northern_California_Li_Battery_4hr | Northern_California_Li_Battery_8hr | Northern_California_Solar |  | Central_Valley_North_Los_Banos_Wind |  |  |  | Northern_California | El_Dorado_Mariposa
PG&E FRESNO | Dairyland | 115 | CA | 93610 | MADERA | 8 | 0 | 0 | 0 | 0 | 0 | 0 | 0 | 0 | 0 | 0 | 0 | 0 | 0 | 0 | 0 | 0 | 0 | 0 | 0 | 0 | 0 | 0 | 0 | 0 | 0 | 0 | 0 | 0 | 0 | 0 | 0 | 0 | 0 | 0 | 0 | 0 | 0 | 0 | 0 | 0 | 0 | 0 | 0 | 0 | 0 | 1 | 0 | 0 | 0 | 0 | 0 | 0 | 0 | 0 | 0 | 0 | 0 | 0 | 0 | 0 | 0 | 0 | 0 | 0 | 0 | 0 | 0 | 0 | 0 | 0 | 0 | 0 | 0 | 0 | 0 | 0 | 0 | 0 | 0 | 1 | 0 | 1 | 1 | 1 | 0 | 1 | 0 | 1 | 0 | 0 | 0 | 0 | 1 | 0 | 0 | 0 | 0 | Southern_PGAE_Li_Battery_4hr | Southern_PGAE_Li_Battery_8hr | Southern_PGAE_Solar |  | Central_Valley_North_Los_Banos_Wind |  |  |  | Southern_PGAE | Central_Valley_North_Los_Banos
PG&E NGBA | Davis | 115 | CA | 95616 | YOLO | 5 | 0 | 0 | 0 | 0 | 0 | 0 | 0 | 0 | 0 | 0 | 0 | 0 | 0 | 0 | 0 | 0 | 0 | 0 | 0 | 0 | 0 | 0 | 0 | 0 | 0 | 0 | 0 | 0 | 0 | 0 | 0 | 0 | 0 | 0 | 0 | 0 | 0 | 0 | 0 | 1 | 0 | 0 | 0 | 0 | 0 | 0 | 0 | 0 | 0 | 0 | 0 | 0 | 0 | 1 | 1 | 1 | 0 | 0 | 0 | 0 | 0 | 0 | 0 | 0 | 0 | 0 | 1 | 0 | 0 | 0 | 0 | 0 | 0 | 0 | 0 | 0 | 0 | 0 | 0 | 0 | 0 | 0 | 0 | 0 | 0 | 0 | 0 | 0 | 0 | 0 | 0 | 0 | 0 | 0 | 0 | 0 | 0 | Northern_California_Li_Battery_4hr | Northern_California_Li_Battery_8hr | Northern_California_Solar |  | Solano_Wind |  |  |  | Northern_California | Solano
SCE Metro | Del Amo | 500 | CA | 90703 | LOS ANGELES | 1 | 0 | 0 | 0 | 0 | 0 | 0 | 0 | 0 | 0 | 1 | 0 | 0 | 0 | 0 | 0 | 0 | 0 | 0 | 0 | 0 | 0 | 0 | 0 | 0 | 0 | 0 | 0 | 0 | 0 | 0 | 0 | 0 | 0 | 0 | 0 | 0 | 0 | 0 | 0 | 0 | 0 | 0 | 0 | 0 | 0 | 0 | 0 | 0 | 0 | 0 | 0 | 0 | 0 | 0 | 0 | 0 | 0 | 0 | 0 | 0 | 0 | 0 | 0 | 0 | 0 | 0 | 0 | 0 | 0 | 0 | 0 | 0 | 0 | 0 | 0 | 0 | 0 | 0 | 0 | 0 | 0 | 0 | 0 | 0 | 0 | 0 | 0 | 0 | 0 | 0 | 0 | 0 | 0 | 0 | 0 | 0 | 0 | Greater_LA_Li_Battery_4hr | Greater_LA_Li_Battery_8hr | Greater_LA_Solar |  | 0 |  |  |  | Greater_LA | Greater_LA
SCE Metro | Del Amo | 230 | CA | 90703 | LOS ANGELES | 1 | 0 | 0 | 0 | 0 | 0 | 0 | 0 | 0 | 0 | 1 | 0 | 0 | 0 | 0 | 0 | 0 | 0 | 0 | 0 | 0 | 0 | 0 | 0 | 0 | 0 | 0 | 0 | 0 | 0 | 0 | 0 | 0 | 0 | 0 | 0 | 0 | 0 | 0 | 0 | 0 | 0 | 0 | 0 | 0 | 0 | 0 | 0 | 0 | 0 | 0 | 0 | 0 | 0 | 0 | 0 | 0 | 0 | 0 | 0 | 0 | 0 | 0 | 0 | 0 | 0 | 0 | 0 | 0 | 0 | 0 | 0 | 0 | 0 | 0 | 0 | 0 | 0 | 0 | 0 | 0 | 0 | 0 | 0 | 0 | 0 | 0 | 0 | 0 | 0 | 0 | 0 | 0 | 0 | 0 | 0 | 0 | 0 | Greater_LA_Li_Battery_4hr | Greater_LA_Li_Battery_8hr | Greater_LA_Solar |  | 0 |  |  |  | Greater_LA | Greater_LA
SCE Eastern | Delaney | 500 | AZ | 85354 | MARICOPA | 4 | 0 | 0 | 0 | 0 | 0 | 0 | 0 | 0 | 0 | 0 | 0 | 0 | 0 | 0 | 0 | 0 | 1 | 1 | 0 | 0 | 0 | 1 | 0 | 0 | 1 | 0 | 0 | 0 | 0 | 0 | 0 | 0 | 0 | 0 | 0 | 0 | 0 | 0 | 0 | 0 | 0 | 0 | 0 | 0 | 0 | 0 | 0 | 0 | 0 | 0 | 0 | 0 | 0 | 0 | 0 | 0 | 0 | 0 | 0 | 0 | 0 | 0 | 0 | 0 | 0 | 0 | 0 | 0 | 0 | 0 | 0 | 0 | 0 | 0 | 0 | 0 | 0 | 0 | 0 | 0 | 0 | 0 | 0 | 0 | 0 | 0 | 0 | 0 | 0 | 0 | 0 | 0 | 0 | 0 | 0 | 0 | 0 | Arizona_Li_Battery_4hr | Arizona_Li_Battery_8hr | Arizona_Solar |  | 0 |  |  |  | Arizona | Arizona
PG&E NGBA | Delevan | 230 | CA | 95979 | COLUSA | 2 | 0 | 0 | 0 | 0 | 0 | 0 | 0 | 0 | 0 | 0 | 0 | 0 | 0 | 0 | 0 | 0 | 0 | 0 | 0 | 0 | 0 | 0 | 0 | 0 | 0 | 0 | 0 | 0 | 0 | 0 | 0 | 0 | 0 | 0 | 0 | 0 | 0 | 0 | 0 | 1 | 0 | 0 | 0 | 0 | 0 | 0 | 0 | 0 | 0 | 0 | 0 | 0 | 0 | 0 | 0 | 0 | 0 | 0 | 0 | 0 | 0 | 0 | 0 | 0 | 0 | 0 | 1 | 0 | 0 | 0 | 0 | 0 | 0 | 0 | 0 | 0 | 0 | 0 | 0 | 0 | 0 | 0 | 0 | 0 | 0 | 0 | 0 | 0 | 0 | 0 | 0 | 0 | 0 | 0 | 0 | 0 | 0 | Northern_California_Li_Battery_4hr | Northern_California_Li_Battery_8hr | Northern_California_Solar |  | Northern_California_Wind |  |  |  | Northern_California | Northern_California
PG&E GBA | Delta PP | 230 | CA | 94514 | CONTRA COSTA | 4 | 0 | 0 | 0 | 0 | 0 | 0 | 0 | 0 | 0 | 0 | 0 | 0 | 0 | 0 | 0 | 0 | 0 | 0 | 0 | 0 | 0 | 0 | 0 | 0 | 0 | 0 | 0 | 0 | 0 | 0 | 0 | 0 | 0 | 0 | 0 | 0 | 0 | 0 | 0 | 1 | 0 | 0 | 0 | 0 | 0 | 0 | 0 | 0 | 0 | 0 | 0 | 0 | 0 | 1 | 0 | 1 | 0 | 0 | 0 | 0 | 0 | 0 | 0 | 0 | 0 | 1 | 0 | 0 | 0 | 0 | 0 | 0 | 0 | 0 | 0 | 0 | 0 | 0 | 0 | 0 | 0 | 0 | 0 | 0 | 0 | 0 | 0 | 0 | 0 | 0 | 0 | 0 | 0 | 0 | 0 | 0 | 0 | Northern_California_Li_Battery_4hr | Northern_California_Li_Battery_8hr | Northern_California_Solar |  | Solano_Wind |  |  |  | Northern_California | Solano
EOP | Desert View | 230 | NV | 89124 | CLARK | 3 | 0 | 0 | 0 | 0 | 0 | 0 | 0 | 0 | 0 | 0 | 0 | 0 | 0 | 0 | 0 | 0 | 0 | 0 | 0 | 0 | 0 | 0 | 1 | 1 | 1 | 0 | 0 | 0 | 0 | 0 | 0 | 0 | 0 | 0 | 0 | 0 | 0 | 0 | 0 | 0 | 0 | 0 | 0 | 0 | 0 | 0 | 0 | 0 | 0 | 0 | 0 | 0 | 0 | 0 | 0 | 0 | 0 | 0 | 0 | 0 | 0 | 0 | 0 | 0 | 0 | 0 | 0 | 0 | 0 | 0 | 0 | 0 | 0 | 0 | 0 | 0 | 0 | 0 | 0 | 0 | 0 | 0 | 0 | 0 | 0 | 0 | 0 | 0 | 0 | 0 | 0 | 0 | 0 | 0 | 0 | 0 | 0 | Southern_NV_Eldorado_Li_Battery_4hr | Southern_NV_Eldorado_Li_Battery_8hr | Southern_NV_Eldorado_Solar |  | Southern_NV_Eldorado_Wind |  |  |  | Southern_NV_Eldorado | Southern_NV_Eldorado
SCE Eastern | Devers | 230 | CA | 92240 | RIVERSIDE | 2 | 0 | 0 | 0 | 0 | 0 | 0 | 0 | 0 | 0 | 0 | 0 | 0 | 0 | 0 | 0 | 0 | 0 | 0 | 0 | 1 | 0 | 1 | 0 | 0 | 0 | 0 | 0 | 0 | 0 | 0 | 0 | 0 | 0 | 0 | 0 | 0 | 0 | 0 | 0 | 0 | 0 | 0 | 0 | 0 | 0 | 0 | 0 | 0 | 0 | 0 | 0 | 0 | 0 | 0 | 0 | 0 | 0 | 0 | 0 | 0 | 0 | 0 | 0 | 0 | 0 | 0 | 0 | 0 | 0 | 0 | 0 | 0 | 0 | 0 | 0 | 0 | 0 | 0 | 0 | 0 | 0 | 0 | 0 | 0 | 0 | 0 | 0 | 0 | 0 | 0 | 0 | 0 | 0 | 0 | 0 | 0 | 0 | Riverside_Li_Battery_4hr | Riverside_Li_Battery_8hr | Riverside_Solar |  | Riverside_Palm_Springs_Wind |  |  |  | Riverside | Riverside
SCE Eastern | Devers | 500 | CA | 92240 | RIVERSIDE | 2 | 0 | 0 | 0 | 0 | 0 | 0 | 0 | 0 | 0 | 0 | 0 | 0 | 0 | 0 | 0 | 0 | 0 | 0 | 0 | 1 | 0 | 1 | 0 | 0 | 0 | 0 | 0 | 0 | 0 | 0 | 0 | 0 | 0 | 0 | 0 | 0 | 0 | 0 | 0 | 0 | 0 | 0 | 0 | 0 | 0 | 0 | 0 | 0 | 0 | 0 | 0 | 0 | 0 | 0 | 0 | 0 | 0 | 0 | 0 | 0 | 0 | 0 | 0 | 0 | 0 | 0 | 0 | 0 | 0 | 0 | 0 | 0 | 0 | 0 | 0 | 0 | 0 | 0 | 0 | 0 | 0 | 0 | 0 | 0 | 0 | 0 | 0 | 0 | 0 | 0 | 0 | 0 | 0 | 0 | 0 | 0 | 0 | Riverside_Li_Battery_4hr | Riverside_Li_Battery_8hr | Riverside_Solar |  | Riverside_Palm_Springs_Wind |  |  |  | Riverside | Riverside
PG&E KERN | Diablo Canyon | 230 | CA | 93405 | SAN LUIS OBISPO | 5 | 0 | 0 | 0 | 0 | 0 | 0 | 0 | 0 | 0 | 0 | 0 | 0 | 0 | 0 | 0 | 0 | 0 | 0 | 0 | 0 | 0 | 0 | 0 | 0 | 0 | 0 | 0 | 0 | 0 | 0 | 0 | 0 | 0 | 0 | 0 | 0 | 0 | 0 | 0 | 0 | 0 | 0 | 0 | 0 | 0 | 0 | 0 | 0 | 0 | 0 | 0 | 0 | 0 | 0 | 0 | 0 | 0 | 0 | 0 | 0 | 0 | 0 | 0 | 0 | 0 | 0 | 0 | 1 | 1 | 0 | 0 | 0 | 0 | 0 | 0 | 0 | 0 | 0 | 0 | 1 | 0 | 0 | 0 | 0 | 0 | 1 | 0 | 0 | 0 | 0 | 0 | 0 | 0 | 0 | 0 | 1 | 0 | Southern_PGAE_Li_Battery_4hr | Southern_PGAE_Li_Battery_8hr | Southern_PGAE_Solar |  | Kern_Greater_Carrizo_Wind |  |  |  | Southern_PGAE | Kern_Greater_Carrizo
PG&E KERN | Diablo Canyon | 500 | CA | 93405 | SAN LUIS OBISPO | 2 | 0 | 0 | 0 | 0 | 0 | 0 | 0 | 0 | 0 | 0 | 0 | 0 | 0 | 0 | 0 | 0 | 0 | 0 | 0 | 0 | 0 | 0 | 0 | 0 | 0 | 0 | 0 | 0 | 0 | 0 | 0 | 0 | 0 | 0 | 0 | 0 | 0 | 0 | 0 | 0 | 0 | 0 | 0 | 0 | 0 | 0 | 0 | 0 | 0 | 0 | 0 | 0 | 0 | 0 | 0 | 0 | 0 | 0 | 0 | 0 | 0 | 0 | 0 | 0 | 0 | 0 | 0 | 0 | 0 | 0 | 0 | 0 | 0 | 0 | 0 | 0 | 0 | 0 | 0 | 0 | 0 | 0 | 0 | 0 | 0 | 0 | 0 | 0 | 0 | 0 | 0 | 0 | 0 | 1 | 1 | 0 | 0 | Southern_PGAE_Li_Battery_4hr | Southern_PGAE_Li_Battery_8hr | Southern_PGAE_Solar |  | Kern_Greater_Carrizo_Wind |  | Morro_Bay_Offshore_Wind |  | Southern_PGAE | Kern_Greater_Carrizo
PG&E KERN | Divide | 115 | CA | 93455 | Santa Barbara | 5 | 0 | 0 | 0 | 0 | 0 | 0 | 0 | 0 | 0 | 0 | 0 | 0 | 0 | 0 | 0 | 0 | 0 | 0 | 0 | 0 | 0 | 0 | 0 | 0 | 0 | 0 | 0 | 0 | 0 | 0 | 0 | 0 | 0 | 0 | 0 | 0 | 0 | 0 | 0 | 0 | 0 | 0 | 0 | 0 | 0 | 0 | 0 | 0 | 0 | 0 | 0 | 0 | 0 | 0 | 0 | 0 | 0 | 0 | 0 | 0 | 0 | 0 | 0 | 0 | 0 | 0 | 0 | 1 | 1 | 0 | 0 | 0 | 0 | 0 | 0 | 0 | 0 | 0 | 0 | 1 | 0 | 0 | 0 | 0 | 0 | 1 | 0 | 0 | 0 | 0 | 0 | 0 | 0 | 0 | 0 | 1 | 0 | Southern_PGAE_Li_Battery_4hr | Southern_PGAE_Li_Battery_8hr | Southern_PGAE_Solar |  | Kern_Greater_Carrizo_Wind |  |  |  | Southern_PGAE | Kern_Greater_Carrizo
PG&E GBA | Dixon Landing | 115 | CA | 94538 | ALAMEDA | 2 | 0 | 0 | 0 | 0 | 0 | 0 | 0 | 0 | 0 | 0 | 0 | 0 | 0 | 0 | 0 | 0 | 0 | 0 | 0 | 0 | 0 | 0 | 0 | 0 | 0 | 0 | 0 | 0 | 0 | 0 | 0 | 0 | 0 | 0 | 0 | 0 | 0 | 0 | 0 | 0 | 0 | 0 | 0 | 0 | 0 | 0 | 0 | 0 | 0 | 0 | 0 | 0 | 0 | 0 | 0 | 1 | 0 | 0 | 0 | 1 | 0 | 0 | 0 | 0 | 0 | 0 | 0 | 0 | 0 | 0 | 0 | 0 | 0 | 0 | 0 | 0 | 0 | 0 | 0 | 0 | 0 | 0 | 0 | 0 | 0 | 0 | 0 | 0 | 0 | 0 | 0 | 0 | 0 | 0 | 0 | 0 | 0 | Northern_California_Li_Battery_4hr | Northern_California_Li_Battery_8hr | Northern_California_Solar |  | Solano_Wind |  |  |  | Northern_California | Solano
PG&E FRESNO | Dos Amigos | 230 | CA | 93635 | MERCED | 2 | 0 | 0 | 0 | 0 | 0 | 0 | 0 | 0 | 0 | 0 | 0 | 0 | 0 | 0 | 0 | 0 | 0 | 0 | 0 | 0 | 0 | 0 | 0 | 0 | 0 | 0 | 0 | 0 | 0 | 0 | 0 | 0 | 0 | 0 | 0 | 0 | 0 | 0 | 0 | 0 | 0 | 0 | 0 | 0 | 0 | 0 | 0 | 0 | 0 | 0 | 0 | 0 | 0 | 0 | 0 | 0 | 0 | 0 | 0 | 0 | 0 | 0 | 0 | 0 | 0 | 0 | 0 | 0 | 0 | 0 | 0 | 0 | 0 | 0 | 0 | 0 | 0 | 0 | 1 | 0 | 0 | 0 | 0 | 0 | 0 | 1 | 0 | 0 | 0 | 0 | 0 | 0 | 0 | 0 | 0 | 0 | 0 | Southern_PGAE_Li_Battery_4hr | Southern_PGAE_Li_Battery_8hr | Southern_PGAE_Solar |  | Central_Valley_North_Los_Banos_Wind |  |  |  | Southern_PGAE | Central_Valley_North_Los_Banos
PG&E NGBA | Drum | 115 | CA | 95701 | PLACER | 8 | 0 | 0 | 0 | 0 | 0 | 0 | 0 | 0 | 0 | 0 | 0 | 0 | 0 | 0 | 0 | 0 | 0 | 0 | 0 | 0 | 0 | 0 | 0 | 0 | 0 | 0 | 0 | 0 | 0 | 0 | 0 | 0 | 0 | 0 | 0 | 0 | 0 | 0 | 0 | 1 | 1 | 0 | 1 | 0 | 0 | 1 | 1 | 1 | 0 | 0 | 0 | 0 | 0 | 0 | 0 | 0 | 0 | 0 | 0 | 1 | 1 | 0 | 0 | 0 | 0 | 0 | 0 | 0 | 0 | 0 | 0 | 0 | 0 | 0 | 0 | 0 | 0 | 0 | 0 | 0 | 0 | 0 | 0 | 0 | 0 | 0 | 0 | 0 | 0 | 0 | 0 | 0 | 0 | 0 | 0 | 0 | 0 | Northern_California_Li_Battery_4hr | Northern_California_Li_Battery_8hr | Northern_California_Solar |  | Northern_California_Wind |  |  |  | Northern_California | Northern_California
PG&E GBA | Dumbarton | 115 | CA | 94555 | ALAMEDA | 2 | 0 | 0 | 0 | 0 | 0 | 0 | 0 | 0 | 0 | 0 | 0 | 0 | 0 | 0 | 0 | 0 | 0 | 0 | 0 | 0 | 0 | 0 | 0 | 0 | 0 | 0 | 0 | 0 | 0 | 0 | 0 | 0 | 0 | 0 | 0 | 0 | 0 | 0 | 0 | 1 | 0 | 0 | 0 | 0 | 0 | 0 | 0 | 0 | 0 | 0 | 0 | 0 | 1 | 0 | 0 | 0 | 0 | 0 | 0 | 0 | 0 | 0 | 0 | 0 | 0 | 0 | 0 | 0 | 0 | 0 | 0 | 0 | 0 | 0 | 0 | 0 | 0 | 0 | 0 | 0 | 0 | 0 | 0 | 0 | 0 | 0 | 0 | 0 | 0 | 0 | 0 | 0 | 0 | 0 | 0 | 0 | 0 | Northern_California_Li_Battery_4hr | Northern_California_Li_Battery_8hr | Northern_California_Solar |  | Solano_Wind |  |  |  | Northern_California | Solano
SCE NOL | Dunn Siding | 115 | CA | 92338 | San Bernardino | 3 | 0 | 0 | 0 | 0 | 0 | 0 | 0 | 0 | 0 | 0 | 0 | 1 | 1 | 1 | 0 | 0 | 0 | 0 | 0 | 0 | 0 | 0 | 0 | 0 | 0 | 0 | 0 | 0 | 0 | 0 | 0 | 0 | 0 | 0 | 0 | 0 | 0 | 0 | 0 | 0 | 0 | 0 | 0 | 0 | 0 | 0 | 0 | 0 | 0 | 0 | 0 | 0 | 0 | 0 | 0 | 0 | 0 | 0 | 0 | 0 | 0 | 0 | 0 | 0 | 0 | 0 | 0 | 0 | 0 | 0 | 0 | 0 | 0 | 0 | 0 | 0 | 0 | 0 | 0 | 0 | 0 | 0 | 0 | 0 | 0 | 0 | 0 | 0 | 0 | 0 | 0 | 0 | 0 | 0 | 0 | 0 | 0 | Greater_Kramer_Li_Battery_4hr | Greater_Kramer_Li_Battery_8hr | Greater_Kramer_Solar |  | Greater_Kramer_Wind |  |  |  | Greater_Kramer | Greater_Kramer (Exclude)
SCE Eastern | Eagle Mountain | 230 | CA | 92239 | RIVERSIDE | 3 | 0 | 0 | 0 | 0 | 0 | 0 | 0 | 0 | 0 | 0 | 0 | 0 | 0 | 0 | 0 | 0 | 0 | 0 | 1 | 1 | 0 | 1 | 0 | 0 | 0 | 0 | 0 | 0 | 0 | 0 | 0 | 0 | 0 | 0 | 0 | 0 | 0 | 0 | 0 | 0 | 0 | 0 | 0 | 0 | 0 | 0 | 0 | 0 | 0 | 0 | 0 | 0 | 0 | 0 | 0 | 0 | 0 | 0 | 0 | 0 | 0 | 0 | 0 | 0 | 0 | 0 | 0 | 0 | 0 | 0 | 0 | 0 | 0 | 0 | 0 | 0 | 0 | 0 | 0 | 0 | 0 | 0 | 0 | 0 | 0 | 0 | 0 | 0 | 0 | 0 | 0 | 0 | 0 | 0 | 0 | 0 | 0 | Riverside_Li_Battery_4hr | Riverside_Li_Battery_8hr | Riverside_Solar |  | Riverside_Palm_Springs_Wind |  |  |  | Riverside | Riverside (Exclude)
PG&E NGBA | Eagle Rock (PGE) | 60 | CA | 95441 | SONOMA | 3 | 0 | 0 | 0 | 0 | 0 | 0 | 0 | 0 | 0 | 0 | 0 | 0 | 0 | 0 | 0 | 0 | 0 | 0 | 0 | 0 | 0 | 0 | 0 | 0 | 0 | 0 | 0 | 0 | 0 | 0 | 0 | 0 | 0 | 0 | 0 | 0 | 0 | 0 | 0 | 1 | 0 | 0 | 0 | 0 | 0 | 0 | 0 | 0 | 0 | 0 | 0 | 0 | 1 | 0 | 0 | 0 | 0 | 0 | 0 | 0 | 0 | 0 | 0 | 0 | 0 | 0 | 1 | 0 | 0 | 0 | 0 | 0 | 0 | 0 | 0 | 0 | 0 | 0 | 0 | 0 | 0 | 0 | 0 | 0 | 0 | 0 | 0 | 0 | 0 | 0 | 0 | 0 | 0 | 0 | 0 | 0 | 0 | Northern_California_Li_Battery_4hr | Northern_California_Li_Battery_8hr | Northern_California_Solar | Northern_California_Geothermal | Northern_California_Wind |  |  |  | Northern_California | Mendocino_Marin
PG&E NGBA | Eagle Rock (PGE) | 115 | CA | 95441 | SONOMA | 6 | 0 | 0 | 0 | 0 | 0 | 0 | 0 | 0 | 0 | 0 | 0 | 0 | 0 | 0 | 0 | 0 | 0 | 0 | 0 | 0 | 0 | 0 | 0 | 0 | 0 | 0 | 0 | 0 | 0 | 0 | 0 | 0 | 0 | 0 | 0 | 0 | 0 | 0 | 0 | 1 | 0 | 1 | 0 | 0 | 0 | 0 | 0 | 0 | 0 | 0 | 0 | 0 | 1 | 0 | 1 | 1 | 0 | 0 | 0 | 0 | 0 | 0 | 0 | 0 | 0 | 0 | 1 | 0 | 0 | 0 | 0 | 0 | 0 | 0 | 0 | 0 | 0 | 0 | 0 | 0 | 0 | 0 | 0 | 0 | 0 | 0 | 0 | 0 | 0 | 0 | 0 | 0 | 0 | 0 | 0 | 0 | 0 | Northern_California_Li_Battery_4hr | Northern_California_Li_Battery_8hr | Northern_California_Solar | Northern_California_Geothermal | Northern_California_Wind |  |  |  | Northern_California | Mendocino_Marin
SCE Metro | Eagle Rock (SCE) | 230 | CA | 91206 | LOS ANGELES | 1 | 0 | 0 | 0 | 0 | 0 | 0 | 0 | 0 | 0 | 1 | 0 | 0 | 0 | 0 | 0 | 0 | 0 | 0 | 0 | 0 | 0 | 0 | 0 | 0 | 0 | 0 | 0 | 0 | 0 | 0 | 0 | 0 | 0 | 0 | 0 | 0 | 0 | 0 | 0 | 0 | 0 | 0 | 0 | 0 | 0 | 0 | 0 | 0 | 0 | 0 | 0 | 0 | 0 | 0 | 0 | 0 | 0 | 0 | 0 | 0 | 0 | 0 | 0 | 0 | 0 | 0 | 0 | 0 | 0 | 0 | 0 | 0 | 0 | 0 | 0 | 0 | 0 | 0 | 0 | 0 | 0 | 0 | 0 | 0 | 0 | 0 | 0 | 0 | 0 | 0 | 0 | 0 | 0 | 0 | 0 | 0 | 0 | Greater_LA_Li_Battery_4hr | Greater_LA_Li_Battery_8hr | Greater_LA_Solar |  | 0 |  |  |  | Greater_LA | Greater_LA
PG&E NGBA | East Marysville | 115 | CA | 95901 | Yuba | 4 | 0 | 0 | 0 | 0 | 0 | 0 | 0 | 0 | 0 | 0 | 0 | 0 | 0 | 0 | 0 | 0 | 0 | 0 | 0 | 0 | 0 | 0 | 0 | 0 | 0 | 0 | 0 | 0 | 0 | 0 | 0 | 0 | 0 | 0 | 0 | 0 | 0 | 0 | 0 | 1 | 0 | 0 | 0 | 0 | 0 | 1 | 0 | 1 | 0 | 0 | 0 | 0 | 0 | 0 | 0 | 0 | 0 | 0 | 0 | 1 | 0 | 0 | 0 | 0 | 0 | 0 | 0 | 0 | 0 | 0 | 0 | 0 | 0 | 0 | 0 | 0 | 0 | 0 | 0 | 0 | 0 | 0 | 0 | 0 | 0 | 0 | 0 | 0 | 0 | 0 | 0 | 0 | 0 | 0 | 0 | 0 | 0 | Northern_California_Li_Battery_4hr | Northern_California_Li_Battery_8hr | Northern_California_Solar |  | Northern_California_Wind |  |  |  | Northern_California | Northern_California
PG&E NGBA | East Nicolaus | 115 | CA | 95659 | SUTTER | 5 | 0 | 0 | 0 | 0 | 0 | 0 | 0 | 0 | 0 | 0 | 0 | 0 | 0 | 0 | 0 | 0 | 0 | 0 | 0 | 0 | 0 | 0 | 0 | 0 | 0 | 0 | 0 | 0 | 0 | 0 | 0 | 0 | 0 | 0 | 0 | 0 | 0 | 0 | 0 | 1 | 0 | 0 | 0 | 0 | 0 | 1 | 0 | 1 | 0 | 0 | 0 | 0 | 0 | 0 | 0 | 0 | 0 | 0 | 0 | 1 | 1 | 0 | 0 | 0 | 0 | 0 | 0 | 0 | 0 | 0 | 0 | 0 | 0 | 0 | 0 | 0 | 0 | 0 | 0 | 0 | 0 | 0 | 0 | 0 | 0 | 0 | 0 | 0 | 0 | 0 | 0 | 0 | 0 | 0 | 0 | 0 | 0 | Northern_California_Li_Battery_4hr | Northern_California_Li_Battery_8hr | Northern_California_Solar |  | Northern_California_Wind |  |  |  | Northern_California | Northern_California
PG&E NGBA | East Nicolaus | 60 | CA | 95659 | SUTTER | 5 | 0 | 0 | 0 | 0 | 0 | 0 | 0 | 0 | 0 | 0 | 0 | 0 | 0 | 0 | 0 | 0 | 0 | 0 | 0 | 0 | 0 | 0 | 0 | 0 | 0 | 0 | 0 | 0 | 0 | 0 | 0 | 0 | 0 | 0 | 0 | 0 | 0 | 0 | 0 | 1 | 0 | 0 | 0 | 0 | 0 | 1 | 0 | 1 | 0 | 0 | 0 | 0 | 0 | 0 | 0 | 0 | 0 | 0 | 0 | 1 | 1 | 0 | 0 | 0 | 0 | 0 | 0 | 0 | 0 | 0 | 0 | 0 | 0 | 0 | 0 | 0 | 0 | 0 | 0 | 0 | 0 | 0 | 0 | 0 | 0 | 0 | 0 | 0 | 0 | 0 | 0 | 0 | 0 | 0 | 0 | 0 | 0 | Northern_California_Li_Battery_4hr | Northern_California_Li_Battery_8hr | Northern_California_Solar |  | Northern_California_Wind |  |  |  | Northern_California | Northern_California
PG&E GBA | Eastshore | 115 | CA | 94545 | ALAMEDA | 2 | 0 | 0 | 0 | 0 | 0 | 0 | 0 | 0 | 0 | 0 | 0 | 0 | 0 | 0 | 0 | 0 | 0 | 0 | 0 | 0 | 0 | 0 | 0 | 0 | 0 | 0 | 0 | 0 | 0 | 0 | 0 | 0 | 0 | 0 | 0 | 0 | 0 | 0 | 0 | 1 | 0 | 0 | 0 | 0 | 0 | 0 | 0 | 0 | 0 | 0 | 0 | 0 | 1 | 0 | 0 | 0 | 0 | 0 | 0 | 0 | 0 | 0 | 0 | 0 | 0 | 0 | 0 | 0 | 0 | 0 | 0 | 0 | 0 | 0 | 0 | 0 | 0 | 0 | 0 | 0 | 0 | 0 | 0 | 0 | 0 | 0 | 0 | 0 | 0 | 0 | 0 | 0 | 0 | 0 | 0 | 0 | 0 | Northern_California_Li_Battery_4hr | Northern_California_Li_Battery_8hr | Northern_California_Solar |  | Solano_Wind |  |  |  | Northern_California | Solano
PG&E GBA | Eastshore | 230 | CA | 94545 | ALAMEDA | 7 | 0 | 0 | 0 | 0 | 0 | 0 | 0 | 0 | 0 | 0 | 0 | 0 | 0 | 0 | 0 | 0 | 0 | 0 | 0 | 0 | 0 | 0 | 0 | 0 | 0 | 0 | 0 | 0 | 0 | 0 | 0 | 0 | 0 | 0 | 0 | 0 | 0 | 0 | 0 | 1 | 0 | 0 | 0 | 0 | 0 | 0 | 0 | 0 | 0 | 1 | 1 | 0 | 1 | 0 | 0 | 1 | 0 | 0 | 0 | 0 | 0 | 1 | 0 | 0 | 0 | 1 | 0 | 0 | 0 | 0 | 0 | 0 | 0 | 0 | 0 | 0 | 0 | 0 | 0 | 0 | 0 | 0 | 0 | 0 | 0 | 0 | 0 | 0 | 0 | 0 | 0 | 0 | 0 | 0 | 0 | 0 | 0 | Northern_California_Li_Battery_4hr | Northern_California_Li_Battery_8hr | Northern_California_Solar |  | Solano_Wind |  |  |  | Northern_California | Solano
SDGE | ECO | 138 | CA | 91934 | SAN DIEGO | 6 | 0 | 0 | 0 | 0 | 0 | 0 | 0 | 0 | 0 | 0 | 0 | 0 | 0 | 0 | 0 | 0 | 0 | 0 | 0 | 0 | 0 | 0 | 0 | 0 | 0 | 0 | 0 | 0 | 1 | 0 | 1 | 1 | 1 | 0 | 0 | 1 | 1 | 0 | 0 | 0 | 0 | 0 | 0 | 0 | 0 | 0 | 0 | 0 | 0 | 0 | 0 | 0 | 0 | 0 | 0 | 0 | 0 | 0 | 0 | 0 | 0 | 0 | 0 | 0 | 0 | 0 | 0 | 0 | 0 | 0 | 0 | 0 | 0 | 0 | 0 | 0 | 0 | 0 | 0 | 0 | 0 | 0 | 0 | 0 | 0 | 0 | 0 | 0 | 0 | 0 | 0 | 0 | 0 | 0 | 0 | 0 | 0 | Greater_Imperial_Li_Battery_4hr | Greater_Imperial_Li_Battery_8hr | Greater_Imperial_Solar |  | Greater_Imperial_Wind |  |  |  | Greater_Imperial | Greater_Imperial
SDGE | ECO | 230 | CA | 91934 | SAN DIEGO | 6 | 0 | 0 | 0 | 0 | 0 | 0 | 0 | 0 | 0 | 0 | 0 | 0 | 0 | 0 | 0 | 0 | 0 | 0 | 0 | 0 | 0 | 0 | 0 | 0 | 0 | 0 | 0 | 0 | 1 | 0 | 1 | 1 | 1 | 0 | 0 | 1 | 1 | 0 | 0 | 0 | 0 | 0 | 0 | 0 | 0 | 0 | 0 | 0 | 0 | 0 | 0 | 0 | 0 | 0 | 0 | 0 | 0 | 0 | 0 | 0 | 0 | 0 | 0 | 0 | 0 | 0 | 0 | 0 | 0 | 0 | 0 | 0 | 0 | 0 | 0 | 0 | 0 | 0 | 0 | 0 | 0 | 0 | 0 | 0 | 0 | 0 | 0 | 0 | 0 | 0 | 0 | 0 | 0 | 0 | 0 | 0 | 0 | Greater_Imperial_Li_Battery_4hr | Greater_Imperial_Li_Battery_8hr | Greater_Imperial_Solar |  | Baja_California_Wind |  |  |  | Greater_Imperial | Greater_Imperial
SDGE | ECO | 500 | CA | 91934 | SAN DIEGO | 6 | 0 | 0 | 0 | 0 | 0 | 0 | 0 | 0 | 0 | 0 | 0 | 0 | 0 | 0 | 0 | 0 | 0 | 0 | 0 | 0 | 0 | 0 | 0 | 0 | 0 | 0 | 0 | 0 | 1 | 0 | 1 | 1 | 1 | 0 | 0 | 1 | 1 | 0 | 0 | 0 | 0 | 0 | 0 | 0 | 0 | 0 | 0 | 0 | 0 | 0 | 0 | 0 | 0 | 0 | 0 | 0 | 0 | 0 | 0 | 0 | 0 | 0 | 0 | 0 | 0 | 0 | 0 | 0 | 0 | 0 | 0 | 0 | 0 | 0 | 0 | 0 | 0 | 0 | 0 | 0 | 0 | 0 | 0 | 0 | 0 | 0 | 0 | 0 | 0 | 0 | 0 | 0 | 0 | 0 | 0 | 0 | 0 | Greater_Imperial_Li_Battery_4hr | Greater_Imperial_Li_Battery_8hr | Greater_Imperial_Solar |  | Baja_California_Wind |  |  |  | Greater_Imperial | Greater_Imperial
PG&E GBA | Edenvale | 115 | CA | 95123 | Santa Clara | 2 | 0 | 0 | 0 | 0 | 0 | 0 | 0 | 0 | 0 | 0 | 0 | 0 | 0 | 0 | 0 | 0 | 0 | 0 | 0 | 0 | 0 | 0 | 0 | 0 | 0 | 0 | 0 | 0 | 0 | 0 | 0 | 0 | 0 | 0 | 0 | 0 | 0 | 0 | 0 | 0 | 0 | 0 | 0 | 0 | 0 | 0 | 0 | 0 | 0 | 0 | 0 | 0 | 0 | 0 | 0 | 0 | 0 | 0 | 0 | 1 | 0 | 0 | 0 | 0 | 0 | 0 | 0 | 0 | 0 | 0 | 0 | 0 | 0 | 0 | 0 | 0 | 0 | 0 | 0 | 0 | 0 | 0 | 0 | 0 | 0 | 0 | 0 | 0 | 0 | 0 | 0 | 0 | 0 | 0 | 0 | 0 | 1 | Northern_California_Li_Battery_4hr | Northern_California_Li_Battery_8hr | Northern_California_Solar |  | Kern_Greater_Carrizo_Wind |  |  |  | Northern_California | Peninsula_Monterey
PG&E GBA | Edes | 115 | CA | 94603 | ALAMEDA | 3 | 0 | 0 | 0 | 0 | 0 | 0 | 0 | 0 | 0 | 0 | 0 | 0 | 0 | 0 | 0 | 0 | 0 | 0 | 0 | 0 | 0 | 0 | 0 | 0 | 0 | 0 | 0 | 0 | 0 | 0 | 0 | 0 | 0 | 0 | 0 | 0 | 0 | 0 | 0 | 1 | 0 | 0 | 0 | 0 | 0 | 0 | 0 | 0 | 0 | 0 | 0 | 0 | 1 | 0 | 0 | 1 | 0 | 0 | 0 | 0 | 0 | 0 | 0 | 0 | 0 | 0 | 0 | 0 | 0 | 0 | 0 | 0 | 0 | 0 | 0 | 0 | 0 | 0 | 0 | 0 | 0 | 0 | 0 | 0 | 0 | 0 | 0 | 0 | 0 | 0 | 0 | 0 | 0 | 0 | 0 | 0 | 0 | Northern_California_Li_Battery_4hr | Northern_California_Li_Battery_8hr | Northern_California_Solar |  | Solano_Wind |  |  |  | Northern_California | Solano
PG&E GBA | Eight Mile | 230 | CA | 95209 | SAN JOAQUIN | 5 | 0 | 0 | 0 | 0 | 0 | 0 | 0 | 0 | 0 | 0 | 0 | 0 | 0 | 0 | 0 | 0 | 0 | 0 | 0 | 0 | 0 | 0 | 0 | 0 | 0 | 0 | 0 | 0 | 0 | 0 | 0 | 0 | 0 | 0 | 0 | 0 | 0 | 0 | 0 | 1 | 0 | 0 | 0 | 0 | 0 | 1 | 0 | 1 | 0 | 0 | 0 | 0 | 0 | 0 | 0 | 0 | 0 | 0 | 0 | 1 | 1 | 0 | 0 | 0 | 0 | 0 | 0 | 0 | 0 | 0 | 0 | 0 | 0 | 0 | 0 | 0 | 0 | 0 | 0 | 0 | 0 | 0 | 0 | 0 | 0 | 0 | 0 | 0 | 0 | 0 | 0 | 0 | 0 | 0 | 0 | 0 | 0 | Northern_California_Li_Battery_4hr | Northern_California_Li_Battery_8hr | Northern_California_Solar |  | Solano_Wind |  |  |  | Northern_California | Solano
SDGE | El Cajon | 69 | CA | 92020 | SAN DIEGO | 4 | 0 | 0 | 0 | 0 | 0 | 0 | 0 | 0 | 0 | 0 | 0 | 0 | 0 | 0 | 0 | 0 | 0 | 0 | 0 | 0 | 0 | 0 | 0 | 0 | 0 | 0 | 0 | 1 | 1 | 0 | 1 | 0 | 1 | 0 | 0 | 0 | 0 | 0 | 0 | 0 | 0 | 0 | 0 | 0 | 0 | 0 | 0 | 0 | 0 | 0 | 0 | 0 | 0 | 0 | 0 | 0 | 0 | 0 | 0 | 0 | 0 | 0 | 0 | 0 | 0 | 0 | 0 | 0 | 0 | 0 | 0 | 0 | 0 | 0 | 0 | 0 | 0 | 0 | 0 | 0 | 0 | 0 | 0 | 0 | 0 | 0 | 0 | 0 | 0 | 0 | 0 | 0 | 0 | 0 | 0 | 0 | 0 | San_Diego_Li_Battery_4hr | San_Diego_Li_Battery_8hr | San_Diego_Solar |  | 0 |  |  |  | Greater_SD | Greater_SD
SCE Eastern | El Casco | 230 | CA | 92373 | RIVERSIDE | 2 | 0 | 0 | 0 | 0 | 0 | 0 | 0 | 0 | 0 | 0 | 0 | 0 | 0 | 0 | 0 | 0 | 0 | 0 | 0 | 1 | 0 | 1 | 0 | 0 | 0 | 0 | 0 | 0 | 0 | 0 | 0 | 0 | 0 | 0 | 0 | 0 | 0 | 0 | 0 | 0 | 0 | 0 | 0 | 0 | 0 | 0 | 0 | 0 | 0 | 0 | 0 | 0 | 0 | 0 | 0 | 0 | 0 | 0 | 0 | 0 | 0 | 0 | 0 | 0 | 0 | 0 | 0 | 0 | 0 | 0 | 0 | 0 | 0 | 0 | 0 | 0 | 0 | 0 | 0 | 0 | 0 | 0 | 0 | 0 | 0 | 0 | 0 | 0 | 0 | 0 | 0 | 0 | 0 | 0 | 0 | 0 | 0 | Riverside_Li_Battery_4hr | Riverside_Li_Battery_8hr | Riverside_Solar |  | Riverside_Palm_Springs_Wind |  |  |  | Riverside | Riverside (Exclude)
PG&E GBA | El Cerrito G | 115 | CA | 94530 | Contra Costa | 3 | 0 | 0 | 0 | 0 | 0 | 0 | 0 | 0 | 0 | 0 | 0 | 0 | 0 | 0 | 0 | 0 | 0 | 0 | 0 | 0 | 0 | 0 | 0 | 0 | 0 | 0 | 0 | 0 | 0 | 0 | 0 | 0 | 0 | 0 | 0 | 0 | 0 | 0 | 0 | 1 | 0 | 0 | 0 | 0 | 0 | 0 | 0 | 0 | 0 | 0 | 0 | 0 | 1 | 0 | 0 | 1 | 0 | 0 | 0 | 0 | 0 | 0 | 0 | 0 | 0 | 0 | 0 | 0 | 0 | 0 | 0 | 0 | 0 | 0 | 0 | 0 | 0 | 0 | 0 | 0 | 0 | 0 | 0 | 0 | 0 | 0 | 0 | 0 | 0 | 0 | 0 | 0 | 0 | 0 | 0 | 0 | 0 | Northern_California_Li_Battery_4hr | Northern_California_Li_Battery_8hr | Northern_California_Solar |  | Solano_Wind |  |  |  | Northern_California | Solano
PG&E NGBA | El Dorado PH | 115 | CA | 95726 | El Dorado | 6 | 0 | 0 | 0 | 0 | 0 | 0 | 0 | 0 | 0 | 0 | 0 | 0 | 0 | 0 | 0 | 0 | 0 | 0 | 0 | 0 | 0 | 0 | 0 | 0 | 0 | 0 | 0 | 0 | 0 | 0 | 0 | 0 | 0 | 0 | 0 | 0 | 0 | 0 | 0 | 1 | 0 | 0 | 0 | 0 | 0 | 1 | 1 | 1 | 0 | 0 | 0 | 0 | 0 | 0 | 0 | 0 | 0 | 0 | 0 | 1 | 1 | 0 | 0 | 0 | 0 | 0 | 0 | 0 | 0 | 0 | 0 | 0 | 0 | 0 | 0 | 0 | 0 | 0 | 0 | 0 | 0 | 0 | 0 | 0 | 0 | 0 | 0 | 0 | 0 | 0 | 0 | 0 | 0 | 0 | 0 | 0 | 0 | Northern_California_Li_Battery_4hr | Northern_California_Li_Battery_8hr | Northern_California_Solar |  | Central_Valley_North_Los_Banos_Wind |  |  |  | Northern_California | El_Dorado_Mariposa
PG&E FRESNO | El Nido (PGE) | 115 | CA | 95317 | MERCED | 12 | 0 | 0 | 0 | 0 | 0 | 0 | 0 | 0 | 0 | 0 | 0 | 0 | 0 | 0 | 0 | 0 | 0 | 0 | 0 | 0 | 0 | 0 | 0 | 0 | 0 | 0 | 0 | 0 | 0 | 0 | 0 | 0 | 0 | 0 | 0 | 0 | 0 | 0 | 0 | 0 | 0 | 0 | 0 | 0 | 0 | 1 | 0 | 0 | 0 | 0 | 0 | 0 | 0 | 0 | 0 | 0 | 0 | 0 | 0 | 1 | 0 | 0 | 0 | 0 | 0 | 0 | 0 | 0 | 0 | 0 | 0 | 0 | 0 | 0 | 0 | 0 | 0 | 0 | 1 | 1 | 0 | 1 | 1 | 0 | 1 | 1 | 0 | 1 | 1 | 1 | 0 | 0 | 1 | 0 | 0 | 0 | 0 | Southern_PGAE_Li_Battery_4hr | Southern_PGAE_Li_Battery_8hr | Southern_PGAE_Solar |  | Central_Valley_North_Los_Banos_Wind |  |  |  | Southern_PGAE | Central_Valley_North_Los_Banos
SCE Metro | El Nido (SCE) | 230 | CA | 90260 | LOS ANGELES | 2 | 0 | 0 | 0 | 0 | 0 | 0 | 0 | 0 | 1 | 1 | 0 | 0 | 0 | 0 | 0 | 0 | 0 | 0 | 0 | 0 | 0 | 0 | 0 | 0 | 0 | 0 | 0 | 0 | 0 | 0 | 0 | 0 | 0 | 0 | 0 | 0 | 0 | 0 | 0 | 0 | 0 | 0 | 0 | 0 | 0 | 0 | 0 | 0 | 0 | 0 | 0 | 0 | 0 | 0 | 0 | 0 | 0 | 0 | 0 | 0 | 0 | 0 | 0 | 0 | 0 | 0 | 0 | 0 | 0 | 0 | 0 | 0 | 0 | 0 | 0 | 0 | 0 | 0 | 0 | 0 | 0 | 0 | 0 | 0 | 0 | 0 | 0 | 0 | 0 | 0 | 0 | 0 | 0 | 0 | 0 | 0 | 0 | Greater_LA_Li_Battery_4hr | Greater_LA_Li_Battery_8hr | Greater_LA_Solar |  | 0 |  |  |  | Greater_LA | Greater_LA
PG&E GBA | El Patio | 115 | CA | 95008 | SANTA CLARA | 3 | 0 | 0 | 0 | 0 | 0 | 0 | 0 | 0 | 0 | 0 | 0 | 0 | 0 | 0 | 0 | 0 | 0 | 0 | 0 | 0 | 0 | 0 | 0 | 0 | 0 | 0 | 0 | 0 | 0 | 0 | 0 | 0 | 0 | 0 | 0 | 0 | 0 | 0 | 0 | 0 | 0 | 0 | 0 | 0 | 0 | 0 | 0 | 0 | 0 | 0 | 0 | 0 | 0 | 0 | 0 | 1 | 0 | 0 | 0 | 1 | 0 | 0 | 0 | 0 | 0 | 0 | 0 | 0 | 0 | 0 | 0 | 0 | 0 | 0 | 0 | 0 | 0 | 0 | 0 | 0 | 0 | 0 | 0 | 0 | 0 | 0 | 0 | 0 | 0 | 0 | 0 | 0 | 0 | 0 | 0 | 0 | 1 | Northern_California_Li_Battery_4hr | Northern_California_Li_Battery_8hr | Northern_California_Solar |  | Kern_Greater_Carrizo_Wind |  |  |  | Northern_California | Peninsula_Monterey
SCE Metro | El Segundo | 230 | CA | 90245 | LOS ANGELES | 1 | 0 | 0 | 0 | 0 | 0 | 0 | 0 | 0 | 0 | 1 | 0 | 0 | 0 | 0 | 0 | 0 | 0 | 0 | 0 | 0 | 0 | 0 | 0 | 0 | 0 | 0 | 0 | 0 | 0 | 0 | 0 | 0 | 0 | 0 | 0 | 0 | 0 | 0 | 0 | 0 | 0 | 0 | 0 | 0 | 0 | 0 | 0 | 0 | 0 | 0 | 0 | 0 | 0 | 0 | 0 | 0 | 0 | 0 | 0 | 0 | 0 | 0 | 0 | 0 | 0 | 0 | 0 | 0 | 0 | 0 | 0 | 0 | 0 | 0 | 0 | 0 | 0 | 0 | 0 | 0 | 0 | 0 | 0 | 0 | 0 | 0 | 0 | 0 | 0 | 0 | 0 | 0 | 0 | 0 | 0 | 0 | 0 | Greater_LA_Li_Battery_4hr | Greater_LA_Li_Battery_8hr | Greater_LA_Solar |  | 0 |  |  |  | Greater_LA | Greater_LA
EOP | Eldorado | 230 | NV | 89046 | CLARK | 2 | 0 | 0 | 0 | 0 | 0 | 0 | 0 | 0 | 0 | 0 | 0 | 0 | 0 | 0 | 0 | 0 | 0 | 0 | 0 | 0 | 0 | 0 | 0 | 1 | 1 | 0 | 0 | 0 | 0 | 0 | 0 | 0 | 0 | 0 | 0 | 0 | 0 | 0 | 0 | 0 | 0 | 0 | 0 | 0 | 0 | 0 | 0 | 0 | 0 | 0 | 0 | 0 | 0 | 0 | 0 | 0 | 0 | 0 | 0 | 0 | 0 | 0 | 0 | 0 | 0 | 0 | 0 | 0 | 0 | 0 | 0 | 0 | 0 | 0 | 0 | 0 | 0 | 0 | 0 | 0 | 0 | 0 | 0 | 0 | 0 | 0 | 0 | 0 | 0 | 0 | 0 | 0 | 0 | 0 | 0 | 0 | 0 | Southern_NV_Eldorado_Li_Battery_4hr | Southern_NV_Eldorado_Li_Battery_8hr | Southern_NV_Eldorado_Solar | Northern_Nevada_Geothermal | Southern_NV_Eldorado_Wind | SW_Ext_Tx_Wind |  |  | Southern_NV_Eldorado | Southern_NV_Eldorado
EOP | Eldorado | 500 | NV | 89046 | CLARK | 1 | 0 | 0 | 0 | 0 | 0 | 0 | 0 | 0 | 0 | 0 | 0 | 0 | 0 | 0 | 0 | 0 | 0 | 0 | 0 | 0 | 0 | 0 | 0 | 0 | 1 | 0 | 0 | 0 | 0 | 0 | 0 | 0 | 0 | 0 | 0 | 0 | 0 | 0 | 0 | 0 | 0 | 0 | 0 | 0 | 0 | 0 | 0 | 0 | 0 | 0 | 0 | 0 | 0 | 0 | 0 | 0 | 0 | 0 | 0 | 0 | 0 | 0 | 0 | 0 | 0 | 0 | 0 | 0 | 0 | 0 | 0 | 0 | 0 | 0 | 0 | 0 | 0 | 0 | 0 | 0 | 0 | 0 | 0 | 0 | 0 | 0 | 0 | 0 | 0 | 0 | 0 | 0 | 0 | 0 | 0 | 0 | 0 | Southern_NV_Eldorado_Li_Battery_4hr | Southern_NV_Eldorado_Li_Battery_8hr | Southern_NV_Eldorado_Solar | Northern_Nevada_Geothermal | Southern_NV_Eldorado_Wind | Wyoming_Wind |  |  | Southern_NV_Eldorado | Southern_NV_Eldorado
SCE Northern | Elizabeth Lake | 66 | CA | 91384 | Los Angeles | 2 | 0 | 0 | 1 | 0 | 0 | 0 | 0 | 0 | 0 | 0 | 0 | 0 | 0 | 0 | 0 | 0 | 0 | 0 | 0 | 0 | 0 | 0 | 0 | 0 | 1 | 0 | 0 | 0 | 0 | 0 | 0 | 0 | 0 | 0 | 0 | 0 | 0 | 0 | 0 | 0 | 0 | 0 | 0 | 0 | 0 | 0 | 0 | 0 | 0 | 0 | 0 | 0 | 0 | 0 | 0 | 0 | 0 | 0 | 0 | 0 | 0 | 0 | 0 | 0 | 0 | 0 | 0 | 0 | 0 | 0 | 0 | 0 | 0 | 0 | 0 | 0 | 0 | 0 | 0 | 0 | 0 | 0 | 0 | 0 | 0 | 0 | 0 | 0 | 0 | 0 | 0 | 0 | 0 | 0 | 0 | 0 | 0 | Greater_LA_Li_Battery_4hr | Greater_LA_Li_Battery_8hr | Greater_LA_Solar |  | Tehachapi_Wind |  |  |  | Greater_LA | Tehachapi
PG&E KERN | Elk Hills | 230 | CA | 93268 | KERN | 6 | 0 | 0 | 0 | 0 | 0 | 0 | 0 | 0 | 0 | 0 | 0 | 0 | 0 | 0 | 0 | 0 | 0 | 0 | 0 | 0 | 0 | 0 | 0 | 0 | 0 | 0 | 0 | 0 | 0 | 0 | 0 | 0 | 0 | 0 | 0 | 0 | 0 | 0 | 0 | 0 | 0 | 0 | 0 | 0 | 0 | 0 | 0 | 0 | 0 | 0 | 0 | 0 | 0 | 0 | 0 | 0 | 0 | 0 | 0 | 0 | 0 | 0 | 0 | 0 | 0 | 0 | 0 | 1 | 1 | 0 | 1 | 0 | 0 | 0 | 1 | 0 | 0 | 0 | 1 | 0 | 0 | 0 | 0 | 0 | 0 | 0 | 0 | 0 | 0 | 0 | 0 | 0 | 0 | 0 | 1 | 0 | 0 | Southern_PGAE_Li_Battery_4hr | Southern_PGAE_Li_Battery_8hr | Southern_PGAE_Solar |  | Central_Valley_North_Los_Banos_Wind |  |  |  | Southern_PGAE | Central_Valley_North_Los_Banos
SDGE | Elliot | 69 | CA | 92124 | SAN DIEGO | 3 | 0 | 0 | 0 | 0 | 0 | 0 | 0 | 0 | 0 | 0 | 0 | 0 | 0 | 0 | 0 | 0 | 0 | 0 | 0 | 0 | 0 | 0 | 0 | 0 | 0 | 0 | 0 | 0 | 1 | 0 | 1 | 0 | 1 | 0 | 0 | 0 | 0 | 0 | 0 | 0 | 0 | 0 | 0 | 0 | 0 | 0 | 0 | 0 | 0 | 0 | 0 | 0 | 0 | 0 | 0 | 0 | 0 | 0 | 0 | 0 | 0 | 0 | 0 | 0 | 0 | 0 | 0 | 0 | 0 | 0 | 0 | 0 | 0 | 0 | 0 | 0 | 0 | 0 | 0 | 0 | 0 | 0 | 0 | 0 | 0 | 0 | 0 | 0 | 0 | 0 | 0 | 0 | 0 | 0 | 0 | 0 | 0 | San_Diego_Li_Battery_4hr | San_Diego_Li_Battery_8hr | San_Diego_Solar |  | 0 |  |  |  | Greater_SD | Greater_SD
SCE Metro | Ellis | 230 | CA | 92646 | ORANGE | 1 | 0 | 0 | 0 | 0 | 0 | 0 | 0 | 0 | 0 | 1 | 0 | 0 | 0 | 0 | 0 | 0 | 0 | 0 | 0 | 0 | 0 | 0 | 0 | 0 | 0 | 0 | 0 | 0 | 0 | 0 | 0 | 0 | 0 | 0 | 0 | 0 | 0 | 0 | 0 | 0 | 0 | 0 | 0 | 0 | 0 | 0 | 0 | 0 | 0 | 0 | 0 | 0 | 0 | 0 | 0 | 0 | 0 | 0 | 0 | 0 | 0 | 0 | 0 | 0 | 0 | 0 | 0 | 0 | 0 | 0 | 0 | 0 | 0 | 0 | 0 | 0 | 0 | 0 | 0 | 0 | 0 | 0 | 0 | 0 | 0 | 0 | 0 | 0 | 0 | 0 | 0 | 0 | 0 | 0 | 0 | 0 | 0 | Greater_LA_Li_Battery_4hr | Greater_LA_Li_Battery_8hr | Greater_LA_Solar |  | 0 |  |  |  | Greater_LA | Greater_LA
SDGE | Encina | 138 | CA | 92008 | SAN DIEGO | 2 | 0 | 0 | 0 | 0 | 0 | 0 | 0 | 0 | 0 | 0 | 0 | 0 | 0 | 0 | 0 | 0 | 0 | 0 | 0 | 0 | 0 | 0 | 0 | 0 | 0 | 0 | 0 | 0 | 0 | 0 | 1 | 0 | 1 | 0 | 0 | 0 | 0 | 0 | 0 | 0 | 0 | 0 | 0 | 0 | 0 | 0 | 0 | 0 | 0 | 0 | 0 | 0 | 0 | 0 | 0 | 0 | 0 | 0 | 0 | 0 | 0 | 0 | 0 | 0 | 0 | 0 | 0 | 0 | 0 | 0 | 0 | 0 | 0 | 0 | 0 | 0 | 0 | 0 | 0 | 0 | 0 | 0 | 0 | 0 | 0 | 0 | 0 | 0 | 0 | 0 | 0 | 0 | 0 | 0 | 0 | 0 | 0 | San_Diego_Li_Battery_4hr | San_Diego_Li_Battery_8hr | San_Diego_Solar |  | 0 |  |  |  | Greater_SD | Greater_SD
SDGE | Encina | 230 | CA | 92008 | SAN DIEGO | 2 | 0 | 0 | 0 | 0 | 0 | 0 | 0 | 0 | 0 | 0 | 0 | 0 | 0 | 0 | 0 | 0 | 0 | 0 | 0 | 0 | 0 | 0 | 0 | 0 | 0 | 0 | 0 | 0 | 0 | 0 | 1 | 0 | 1 | 0 | 0 | 0 | 0 | 0 | 0 | 0 | 0 | 0 | 0 | 0 | 0 | 0 | 0 | 0 | 0 | 0 | 0 | 0 | 0 | 0 | 0 | 0 | 0 | 0 | 0 | 0 | 0 | 0 | 0 | 0 | 0 | 0 | 0 | 0 | 0 | 0 | 0 | 0 | 0 | 0 | 0 | 0 | 0 | 0 | 0 | 0 | 0 | 0 | 0 | 0 | 0 | 0 | 0 | 0 | 0 | 0 | 0 | 0 | 0 | 0 | 0 | 0 | 0 | San_Diego_Li_Battery_4hr | San_Diego_Li_Battery_8hr | San_Diego_Solar |  | 0 |  |  |  | Greater_SD | Greater_SD
SDGE | Escondido | 230 | CA | 92029 | SAN DIEGO | 5 | 0 | 0 | 0 | 0 | 0 | 0 | 0 | 0 | 0 | 0 | 0 | 0 | 0 | 0 | 0 | 0 | 0 | 0 | 0 | 0 | 0 | 0 | 0 | 0 | 0 | 1 | 0 | 0 | 1 | 0 | 1 | 0 | 1 | 0 | 0 | 0 | 0 | 1 | 0 | 0 | 0 | 0 | 0 | 0 | 0 | 0 | 0 | 0 | 0 | 0 | 0 | 0 | 0 | 0 | 0 | 0 | 0 | 0 | 0 | 0 | 0 | 0 | 0 | 0 | 0 | 0 | 0 | 0 | 0 | 0 | 0 | 0 | 0 | 0 | 0 | 0 | 0 | 0 | 0 | 0 | 0 | 0 | 0 | 0 | 0 | 0 | 0 | 0 | 0 | 0 | 0 | 0 | 0 | 0 | 0 | 0 | 0 | San_Diego_Li_Battery_4hr | San_Diego_Li_Battery_8hr | San_Diego_Solar |  | 0 |  |  |  | Greater_SD | Greater_SD
SDGE | Escondido | 69 | CA | 92029 | SAN DIEGO | 4 | 0 | 0 | 0 | 0 | 0 | 0 | 0 | 0 | 0 | 0 | 0 | 0 | 0 | 0 | 0 | 0 | 0 | 0 | 0 | 0 | 0 | 0 | 0 | 0 | 0 | 1 | 0 | 0 | 0 | 0 | 1 | 0 | 1 | 0 | 0 | 0 | 0 | 1 | 0 | 0 | 0 | 0 | 0 | 0 | 0 | 0 | 0 | 0 | 0 | 0 | 0 | 0 | 0 | 0 | 0 | 0 | 0 | 0 | 0 | 0 | 0 | 0 | 0 | 0 | 0 | 0 | 0 | 0 | 0 | 0 | 0 | 0 | 0 | 0 | 0 | 0 | 0 | 0 | 0 | 0 | 0 | 0 | 0 | 0 | 0 | 0 | 0 | 0 | 0 | 0 | 0 | 0 | 0 | 0 | 0 | 0 | 0 | San_Diego_Li_Battery_4hr | San_Diego_Li_Battery_8hr | San_Diego_Solar |  | 0 |  |  |  | Greater_SD | Greater_SD
PG&E KERN | Estrella | 230 | CA | 93446 | San Luis Obispo | 5 | 0 | 0 | 0 | 0 | 0 | 0 | 0 | 0 | 0 | 0 | 0 | 0 | 0 | 0 | 0 | 0 | 0 | 0 | 0 | 0 | 0 | 0 | 0 | 0 | 0 | 0 | 0 | 0 | 0 | 0 | 0 | 0 | 0 | 0 | 0 | 0 | 0 | 0 | 0 | 0 | 0 | 0 | 0 | 0 | 0 | 0 | 0 | 0 | 0 | 0 | 0 | 0 | 0 | 0 | 0 | 0 | 0 | 0 | 0 | 0 | 0 | 0 | 0 | 0 | 0 | 0 | 0 | 1 | 1 | 0 | 0 | 0 | 0 | 0 | 0 | 0 | 0 | 0 | 0 | 1 | 0 | 0 | 0 | 0 | 0 | 1 | 0 | 0 | 0 | 0 | 0 | 0 | 0 | 0 | 0 | 1 | 0 | Southern_PGAE_Li_Battery_4hr | Southern_PGAE_Li_Battery_8hr | Southern_PGAE_Solar |  | Kern_Greater_Carrizo_Wind |  |  |  | Southern_PGAE | Kern_Greater_Carrizo
SCE Eastern | Etiwanda | 230 | CA | 91739 | SAN BERNARDINO | 1 | 0 | 0 | 0 | 0 | 0 | 0 | 0 | 0 | 0 | 0 | 0 | 0 | 0 | 0 | 0 | 0 | 0 | 0 | 0 | 1 | 0 | 0 | 0 | 0 | 0 | 0 | 0 | 0 | 0 | 0 | 0 | 0 | 0 | 0 | 0 | 0 | 0 | 0 | 0 | 0 | 0 | 0 | 0 | 0 | 0 | 0 | 0 | 0 | 0 | 0 | 0 | 0 | 0 | 0 | 0 | 0 | 0 | 0 | 0 | 0 | 0 | 0 | 0 | 0 | 0 | 0 | 0 | 0 | 0 | 0 | 0 | 0 | 0 | 0 | 0 | 0 | 0 | 0 | 0 | 0 | 0 | 0 | 0 | 0 | 0 | 0 | 0 | 0 | 0 | 0 | 0 | 0 | 0 | 0 | 0 | 0 | 0 | Greater_LA_Li_Battery_4hr | Greater_LA_Li_Battery_8hr | Greater_LA_Solar |  | Greater_Kramer_Wind |  |  |  | Greater_LA | Greater_Kramer
PG&E GBA | Evergreen | 115 | CA | 95111 | SANTA CLARA | 2 | 0 | 0 | 0 | 0 | 0 | 0 | 0 | 0 | 0 | 0 | 0 | 0 | 0 | 0 | 0 | 0 | 0 | 0 | 0 | 0 | 0 | 0 | 0 | 0 | 0 | 0 | 0 | 0 | 0 | 0 | 0 | 0 | 0 | 0 | 0 | 0 | 0 | 0 | 0 | 0 | 0 | 0 | 0 | 0 | 0 | 0 | 0 | 0 | 0 | 0 | 0 | 0 | 0 | 0 | 0 | 1 | 0 | 0 | 0 | 1 | 0 | 0 | 0 | 0 | 0 | 0 | 0 | 0 | 0 | 0 | 0 | 0 | 0 | 0 | 0 | 0 | 0 | 0 | 0 | 0 | 0 | 0 | 0 | 0 | 0 | 0 | 0 | 0 | 0 | 0 | 0 | 0 | 0 | 0 | 0 | 0 | 0 | Northern_California_Li_Battery_4hr | Northern_California_Li_Battery_8hr | Northern_California_Solar |  | Kern_Greater_Carrizo_Wind |  |  |  | Northern_California | Peninsula_Monterey
PG&E GBA | Evergreen | 60 | CA | 95111 | SANTA CLARA | 2 | 0 | 0 | 0 | 0 | 0 | 0 | 0 | 0 | 0 | 0 | 0 | 0 | 0 | 0 | 0 | 0 | 0 | 0 | 0 | 0 | 0 | 0 | 0 | 0 | 0 | 0 | 0 | 0 | 0 | 0 | 0 | 0 | 0 | 0 | 0 | 0 | 0 | 0 | 0 | 0 | 0 | 0 | 0 | 0 | 0 | 0 | 0 | 0 | 0 | 0 | 0 | 0 | 0 | 0 | 0 | 0 | 0 | 0 | 0 | 1 | 0 | 0 | 0 | 0 | 0 | 0 | 0 | 0 | 0 | 0 | 0 | 0 | 0 | 0 | 0 | 0 | 0 | 0 | 0 | 0 | 0 | 0 | 0 | 0 | 0 | 0 | 0 | 0 | 0 | 0 | 0 | 0 | 0 | 0 | 0 | 0 | 1 | Northern_California_Li_Battery_4hr | Northern_California_Li_Battery_8hr | Northern_California_Solar |  | Kern_Greater_Carrizo_Wind |  |  |  | Northern_California | Peninsula_Monterey
PG&E FRESNO | Excelsior | 115 | CA | 93210 | FRESNO | 9 | 0 | 0 | 0 | 0 | 0 | 0 | 0 | 0 | 0 | 0 | 0 | 0 | 0 | 0 | 0 | 0 | 0 | 0 | 0 | 0 | 0 | 0 | 0 | 0 | 0 | 0 | 0 | 0 | 0 | 0 | 0 | 0 | 0 | 0 | 0 | 0 | 0 | 0 | 0 | 0 | 0 | 0 | 0 | 0 | 0 | 1 | 0 | 0 | 0 | 0 | 0 | 0 | 0 | 0 | 0 | 0 | 0 | 0 | 0 | 0 | 0 | 0 | 0 | 0 | 0 | 0 | 0 | 0 | 0 | 0 | 0 | 0 | 0 | 0 | 0 | 0 | 0 | 0 | 1 | 1 | 1 | 1 | 1 | 0 | 0 | 1 | 1 | 1 | 0 | 0 | 0 | 0 | 0 | 0 | 0 | 0 | 0 | Southern_PGAE_Li_Battery_4hr | Southern_PGAE_Li_Battery_8hr | Southern_PGAE_Solar |  | Central_Valley_North_Los_Banos_Wind |  |  |  | Southern_PGAE | Central_Valley_North_Los_Banos
PG&E FRESNO | Exchequer | 115 | CA | 95369 | MARIPOSA | 13 | 0 | 0 | 0 | 0 | 0 | 0 | 0 | 0 | 0 | 0 | 0 | 0 | 0 | 0 | 0 | 0 | 0 | 0 | 0 | 0 | 0 | 0 | 0 | 0 | 0 | 0 | 0 | 0 | 0 | 0 | 0 | 0 | 0 | 0 | 0 | 0 | 0 | 0 | 0 | 0 | 0 | 0 | 0 | 0 | 0 | 1 | 0 | 0 | 0 | 0 | 0 | 0 | 0 | 0 | 0 | 0 | 0 | 0 | 0 | 1 | 0 | 0 | 0 | 0 | 0 | 0 | 0 | 0 | 0 | 0 | 0 | 0 | 0 | 0 | 0 | 0 | 0 | 0 | 1 | 0 | 0 | 1 | 1 | 1 | 1 | 1 | 0 | 1 | 1 | 1 | 1 | 0 | 1 | 0 | 0 | 0 | 0 | Southern_PGAE_Li_Battery_4hr | Southern_PGAE_Li_Battery_8hr | Southern_PGAE_Solar |  | Central_Valley_North_Los_Banos_Wind |  |  |  | Southern_PGAE | El_Dorado_Mariposa
PG&E KERN | Fairway | 115 | CA | 93455 | SANTA BARBARA | 5 | 0 | 0 | 0 | 0 | 0 | 0 | 0 | 0 | 0 | 0 | 0 | 0 | 0 | 0 | 0 | 0 | 0 | 0 | 0 | 0 | 0 | 0 | 0 | 0 | 0 | 0 | 0 | 0 | 0 | 0 | 0 | 0 | 0 | 0 | 0 | 0 | 0 | 0 | 0 | 0 | 0 | 0 | 0 | 0 | 0 | 0 | 0 | 0 | 0 | 0 | 0 | 0 | 0 | 0 | 0 | 0 | 0 | 0 | 0 | 0 | 0 | 0 | 0 | 0 | 0 | 0 | 0 | 1 | 1 | 0 | 0 | 0 | 0 | 0 | 0 | 0 | 0 | 0 | 0 | 1 | 0 | 0 | 0 | 0 | 0 | 1 | 0 | 0 | 0 | 0 | 0 | 0 | 0 | 0 | 0 | 1 | 0 | Southern_PGAE_Li_Battery_4hr | Southern_PGAE_Li_Battery_8hr | Southern_PGAE_Solar |  | Kern_Greater_Carrizo_Wind |  |  |  | Southern_PGAE | Kern_Greater_Carrizo
PG&E KERN | Famoso | 115 | CA | 93250 | KERN | 4 | 0 | 0 | 0 | 0 | 0 | 0 | 0 | 0 | 0 | 0 | 0 | 0 | 0 | 0 | 0 | 0 | 0 | 0 | 0 | 0 | 0 | 0 | 0 | 0 | 0 | 0 | 0 | 0 | 0 | 0 | 0 | 0 | 0 | 0 | 0 | 0 | 0 | 0 | 0 | 0 | 0 | 0 | 0 | 0 | 0 | 0 | 0 | 0 | 0 | 0 | 0 | 0 | 0 | 0 | 0 | 0 | 0 | 0 | 0 | 0 | 0 | 0 | 0 | 0 | 0 | 0 | 0 | 1 | 1 | 0 | 0 | 0 | 0 | 0 | 0 | 1 | 0 | 0 | 0 | 1 | 0 | 0 | 0 | 0 | 0 | 0 | 0 | 0 | 0 | 0 | 0 | 0 | 0 | 0 | 0 | 0 | 0 | Southern_PGAE_Li_Battery_4hr | Southern_PGAE_Li_Battery_8hr | Southern_PGAE_Solar |  | Central_Valley_North_Los_Banos_Wind |  |  |  | Southern_PGAE | Central_Valley_North_Los_Banos
PG&E NGBA | Fern Road | 500 | CA |  |  | 1 | 0 | 0 | 0 | 0 | 0 | 0 | 0 | 0 | 0 | 0 | 0 | 0 | 0 | 0 | 0 | 0 | 0 | 0 | 0 | 0 | 0 | 0 | 0 | 0 | 0 | 0 | 0 | 0 | 0 | 0 | 0 | 0 | 0 | 0 | 0 | 0 | 0 | 0 | 0 | 1 | 0 | 0 | 0 | 0 | 0 | 0 | 0 | 0 | 0 | 0 | 0 | 0 | 0 | 0 | 0 | 0 | 0 | 0 | 0 | 0 | 0 | 0 | 0 | 0 | 0 | 0 | 0 | 0 | 0 | 0 | 0 | 0 | 0 | 0 | 0 | 0 | 0 | 0 | 0 | 0 | 0 | 0 | 0 | 0 | 0 | 0 | 0 | 0 | 0 | 0 | 0 | 0 | 0 | 0 | 0 | 0 | 0 | Northern_California_Li_Battery_4hr | Northern_California_Li_Battery_8hr | Northern_California_Solar |  | Northern_California_Wind |  |  |  | Northern_California | Northern_California
PG&E GBA | Fibreboard (SPI Sonora) | 115 | CA | 94509 | CONTRA COSTA | 5 | 0 | 0 | 0 | 0 | 0 | 0 | 0 | 0 | 0 | 0 | 0 | 0 | 0 | 0 | 0 | 0 | 0 | 0 | 0 | 0 | 0 | 0 | 0 | 0 | 0 | 0 | 0 | 0 | 0 | 0 | 0 | 0 | 0 | 0 | 0 | 0 | 0 | 0 | 0 | 0 | 0 | 0 | 0 | 0 | 0 | 1 | 0 | 0 | 0 | 0 | 0 | 0 | 0 | 0 | 0 | 1 | 0 | 1 | 0 | 1 | 0 | 0 | 0 | 0 | 0 | 1 | 0 | 0 | 0 | 0 | 0 | 0 | 0 | 0 | 0 | 0 | 0 | 0 | 0 | 0 | 0 | 0 | 0 | 0 | 0 | 0 | 0 | 0 | 0 | 0 | 0 | 0 | 0 | 0 | 0 | 0 | 0 | Northern_California_Li_Battery_4hr | Northern_California_Li_Battery_8hr | Northern_California_Solar |  | Solano_Wind |  |  |  | Northern_California | Solano
PG&E FRESNO | Figarden | 230 | CA | 93711 | FRESNO | 8 | 0 | 0 | 0 | 0 | 0 | 0 | 0 | 0 | 0 | 0 | 0 | 0 | 0 | 0 | 0 | 0 | 0 | 0 | 0 | 0 | 0 | 0 | 0 | 0 | 0 | 0 | 0 | 0 | 0 | 0 | 0 | 0 | 0 | 0 | 0 | 0 | 0 | 0 | 0 | 0 | 0 | 0 | 0 | 0 | 0 | 0 | 0 | 0 | 0 | 0 | 0 | 0 | 0 | 0 | 0 | 0 | 0 | 0 | 0 | 1 | 0 | 0 | 0 | 0 | 0 | 0 | 0 | 0 | 0 | 0 | 0 | 0 | 0 | 0 | 0 | 0 | 0 | 0 | 0 | 1 | 0 | 1 | 1 | 1 | 0 | 1 | 0 | 1 | 0 | 0 | 0 | 0 | 1 | 0 | 0 | 0 | 0 | Southern_PGAE_Li_Battery_4hr | Southern_PGAE_Li_Battery_8hr | Southern_PGAE_Solar |  | Central_Valley_North_Los_Banos_Wind |  |  |  | Southern_PGAE | Central_Valley_North_Los_Banos
PG&E FRESNO | Fink | 230 | CA |  |  | 1 | 0 | 0 | 0 | 0 | 0 | 0 | 0 | 0 | 0 | 0 | 0 | 0 | 0 | 0 | 0 | 0 | 0 | 0 | 0 | 0 | 0 | 0 | 0 | 0 | 0 | 0 | 0 | 0 | 0 | 0 | 0 | 0 | 0 | 0 | 0 | 0 | 0 | 0 | 0 | 0 | 0 | 0 | 0 | 0 | 0 | 0 | 0 | 0 | 0 | 0 | 0 | 0 | 0 | 0 | 0 | 0 | 0 | 0 | 0 | 0 | 0 | 0 | 0 | 0 | 0 | 0 | 0 | 0 | 0 | 0 | 0 | 0 | 0 | 0 | 0 | 0 | 0 | 0 | 0 | 0 | 0 | 0 | 0 | 0 | 0 | 1 | 0 | 0 | 0 | 0 | 0 | 0 | 0 | 0 | 0 | 0 | 0 | Southern_PGAE_Li_Battery_4hr | Southern_PGAE_Li_Battery_8hr | Southern_PGAE_Solar |  | Central_Valley_North_Los_Banos_Wind |  |  |  | Southern_PGAE | Central_Valley_North_Los_Banos
PG&E NGBA | Fitch Mountain | 60 | CA | 95448 | Sonoma | 3 | 0 | 0 | 0 | 0 | 0 | 0 | 0 | 0 | 0 | 0 | 0 | 0 | 0 | 0 | 0 | 0 | 0 | 0 | 0 | 0 | 0 | 0 | 0 | 0 | 0 | 0 | 0 | 0 | 0 | 0 | 0 | 0 | 0 | 0 | 0 | 0 | 0 | 0 | 0 | 1 | 0 | 0 | 0 | 0 | 0 | 0 | 0 | 0 | 0 | 0 | 0 | 0 | 1 | 0 | 0 | 0 | 0 | 0 | 0 | 0 | 0 | 0 | 0 | 0 | 0 | 0 | 1 | 0 | 0 | 0 | 0 | 0 | 0 | 0 | 0 | 0 | 0 | 0 | 0 | 0 | 0 | 0 | 0 | 0 | 0 | 0 | 0 | 0 | 0 | 0 | 0 | 0 | 0 | 0 | 0 | 0 | 0 | Northern_California_Li_Battery_4hr | Northern_California_Li_Battery_8hr | Northern_California_Solar |  | Northern_California_Wind |  |  |  | Northern_California | Mendocino_Marin
PG&E GBA | FMC | 115 | CA | 95110 | SANTA CLARA | 2 | 0 | 0 | 0 | 0 | 0 | 0 | 0 | 0 | 0 | 0 | 0 | 0 | 0 | 0 | 0 | 0 | 0 | 0 | 0 | 0 | 0 | 0 | 0 | 0 | 0 | 0 | 0 | 0 | 0 | 0 | 0 | 0 | 0 | 0 | 0 | 0 | 0 | 0 | 0 | 0 | 0 | 0 | 0 | 0 | 0 | 0 | 0 | 0 | 0 | 0 | 0 | 0 | 0 | 0 | 0 | 1 | 0 | 0 | 0 | 1 | 0 | 0 | 0 | 0 | 0 | 0 | 0 | 0 | 0 | 0 | 0 | 0 | 0 | 0 | 0 | 0 | 0 | 0 | 0 | 0 | 0 | 0 | 0 | 0 | 0 | 0 | 0 | 0 | 0 | 0 | 0 | 0 | 0 | 0 | 0 | 0 | 0 | Northern_California_Li_Battery_4hr | Northern_California_Li_Battery_8hr | Northern_California_Solar |  | Kern_Greater_Carrizo_Wind |  |  |  | Northern_California | Peninsula_Monterey
PG&E GBA | Fremont | 115 | CA | 94538 | Alameda | 2 | 0 | 0 | 0 | 0 | 0 | 0 | 0 | 0 | 0 | 0 | 0 | 0 | 0 | 0 | 0 | 0 | 0 | 0 | 0 | 0 | 0 | 0 | 0 | 0 | 0 | 0 | 0 | 0 | 0 | 0 | 0 | 0 | 0 | 0 | 0 | 0 | 0 | 0 | 0 | 0 | 0 | 0 | 0 | 0 | 0 | 0 | 0 | 0 | 0 | 0 | 0 | 0 | 1 | 0 | 0 | 1 | 0 | 0 | 0 | 0 | 0 | 0 | 0 | 0 | 0 | 0 | 0 | 0 | 0 | 0 | 0 | 0 | 0 | 0 | 0 | 0 | 0 | 0 | 0 | 0 | 0 | 0 | 0 | 0 | 0 | 0 | 0 | 0 | 0 | 0 | 0 | 0 | 0 | 0 | 0 | 0 | 0 | Northern_California_Li_Battery_4hr | Northern_California_Li_Battery_8hr | Northern_California_Solar |  | Solano_Wind |  |  |  | Northern_California | Solano
PG&E GBA | French Camp | 60 | CA | 95231 | San Joaquin | 3 | 0 | 0 | 0 | 0 | 0 | 0 | 0 | 0 | 0 | 0 | 0 | 0 | 0 | 0 | 0 | 0 | 0 | 0 | 0 | 0 | 0 | 0 | 0 | 0 | 0 | 0 | 0 | 0 | 0 | 0 | 0 | 0 | 0 | 0 | 0 | 0 | 0 | 0 | 0 | 0 | 0 | 0 | 0 | 0 | 0 | 1 | 0 | 0 | 0 | 0 | 0 | 0 | 0 | 0 | 0 | 0 | 0 | 0 | 0 | 1 | 0 | 0 | 0 | 0 | 0 | 0 | 0 | 0 | 0 | 0 | 0 | 0 | 0 | 0 | 0 | 0 | 0 | 0 | 0 | 0 | 0 | 0 | 0 | 0 | 0 | 1 | 0 | 0 | 0 | 0 | 0 | 0 | 0 | 0 | 0 | 0 | 0 | Northern_California_Li_Battery_4hr | Northern_California_Li_Battery_8hr | Northern_California_Solar |  | Solano_Wind |  |  |  | Northern_California | Solano
PG&E GBA | Frogtown | 115 | CA | 95222 | CALAVERAS | 3 | 0 | 0 | 0 | 0 | 0 | 0 | 0 | 0 | 0 | 0 | 0 | 0 | 0 | 0 | 0 | 0 | 0 | 0 | 0 | 0 | 0 | 0 | 0 | 0 | 0 | 0 | 0 | 0 | 0 | 0 | 0 | 0 | 0 | 0 | 0 | 0 | 0 | 0 | 0 | 0 | 0 | 0 | 0 | 0 | 0 | 1 | 0 | 0 | 0 | 0 | 0 | 0 | 0 | 0 | 0 | 1 | 0 | 0 | 0 | 1 | 0 | 0 | 0 | 0 | 0 | 0 | 0 | 0 | 0 | 0 | 0 | 0 | 0 | 0 | 0 | 0 | 0 | 0 | 0 | 0 | 0 | 0 | 0 | 0 | 0 | 0 | 0 | 0 | 0 | 0 | 0 | 0 | 0 | 0 | 0 | 0 | 0 | Northern_California_Li_Battery_4hr | Northern_California_Li_Battery_8hr | Northern_California_Solar |  | Central_Valley_North_Los_Banos_Wind |  |  |  | Northern_California | El_Dorado_Mariposa
PG&E NGBA | Fulton | 115 | CA | 95403 | SONOMA | 10 | 0 | 0 | 0 | 0 | 0 | 0 | 0 | 0 | 0 | 0 | 0 | 0 | 0 | 0 | 0 | 0 | 0 | 0 | 0 | 0 | 0 | 0 | 0 | 0 | 0 | 0 | 0 | 0 | 0 | 0 | 0 | 0 | 0 | 0 | 0 | 0 | 0 | 0 | 0 | 1 | 0 | 1 | 0 | 0 | 0 | 0 | 0 | 0 | 0 | 0 | 0 | 1 | 1 | 1 | 1 | 1 | 0 | 0 | 0 | 1 | 0 | 0 | 0 | 0 | 0 | 1 | 1 | 0 | 0 | 0 | 0 | 0 | 0 | 0 | 0 | 0 | 0 | 0 | 0 | 0 | 0 | 0 | 0 | 0 | 0 | 0 | 0 | 0 | 0 | 0 | 0 | 0 | 0 | 0 | 0 | 0 | 0 | Northern_California_Li_Battery_4hr | Northern_California_Li_Battery_8hr | Northern_California_Solar | Northern_California_Geothermal | Northern_California_Wind |  |  |  | Northern_California | Mendocino_Marin
PG&E NGBA | Fulton | 230 | CA | 95403 | SONOMA | 10 | 0 | 0 | 0 | 0 | 0 | 0 | 0 | 0 | 0 | 0 | 0 | 0 | 0 | 0 | 0 | 0 | 0 | 0 | 0 | 0 | 0 | 0 | 0 | 0 | 0 | 0 | 0 | 0 | 0 | 0 | 0 | 0 | 0 | 0 | 0 | 0 | 0 | 0 | 0 | 1 | 0 | 1 | 0 | 0 | 0 | 0 | 0 | 0 | 0 | 0 | 0 | 0 | 1 | 1 | 1 | 1 | 0 | 0 | 1 | 1 | 0 | 0 | 0 | 0 | 0 | 1 | 1 | 0 | 0 | 0 | 0 | 0 | 0 | 0 | 0 | 0 | 0 | 0 | 0 | 0 | 0 | 0 | 0 | 0 | 0 | 0 | 0 | 0 | 0 | 0 | 0 | 0 | 0 | 0 | 0 | 0 | 0 | Northern_California_Li_Battery_4hr | Northern_California_Li_Battery_8hr | Northern_California_Solar | Northern_California_Geothermal | Northern_California_Wind |  |  |  | Northern_California | Mendocino_Marin
PG&E NGBA | Fulton | 60 | CA | 95403 | SONOMA | 3 | 0 | 0 | 0 | 0 | 0 | 0 | 0 | 0 | 0 | 0 | 0 | 0 | 0 | 0 | 0 | 0 | 0 | 0 | 0 | 0 | 0 | 0 | 0 | 0 | 0 | 0 | 0 | 0 | 0 | 0 | 0 | 0 | 0 | 0 | 0 | 0 | 0 | 0 | 0 | 1 | 0 | 0 | 0 | 0 | 0 | 0 | 0 | 0 | 0 | 0 | 0 | 0 | 1 | 0 | 0 | 0 | 0 | 0 | 0 | 0 | 0 | 0 | 0 | 0 | 0 | 0 | 1 | 0 | 0 | 0 | 0 | 0 | 0 | 0 | 0 | 0 | 0 | 0 | 0 | 0 | 0 | 0 | 0 | 0 | 0 | 0 | 0 | 0 | 0 | 0 | 0 | 0 | 0 | 0 | 0 | 0 | 0 | Northern_California_Li_Battery_4hr | Northern_California_Li_Battery_8hr | Northern_California_Solar | Northern_California_Geothermal | Northern_California_Wind |  |  |  | Northern_California | Mendocino_Marin
PG&E KERN | Ganso | 115 | CA | 93280 | KERN | 4 | 0 | 0 | 0 | 0 | 0 | 0 | 0 | 0 | 0 | 0 | 0 | 0 | 0 | 0 | 0 | 0 | 0 | 0 | 0 | 0 | 0 | 0 | 0 | 0 | 0 | 0 | 0 | 0 | 0 | 0 | 0 | 0 | 0 | 0 | 0 | 0 | 0 | 0 | 0 | 0 | 0 | 0 | 0 | 0 | 0 | 0 | 0 | 0 | 0 | 0 | 0 | 0 | 0 | 0 | 0 | 0 | 0 | 0 | 0 | 0 | 0 | 0 | 0 | 0 | 0 | 0 | 0 | 1 | 0 | 0 | 0 | 0 | 0 | 0 | 1 | 0 | 0 | 0 | 1 | 1 | 0 | 0 | 0 | 0 | 0 | 0 | 0 | 0 | 0 | 0 | 0 | 0 | 0 | 0 | 0 | 0 | 0 | Southern_PGAE_Li_Battery_4hr | Southern_PGAE_Li_Battery_8hr | Southern_PGAE_Solar |  | Central_Valley_North_Los_Banos_Wind |  |  |  | Southern_PGAE | Central_Valley_North_Los_Banos
PG&E FRESNO | Gates | 230 | CA | 93234 | FRESNO | 7 | 0 | 0 | 0 | 0 | 0 | 0 | 0 | 0 | 0 | 0 | 0 | 0 | 0 | 0 | 0 | 0 | 0 | 0 | 0 | 0 | 0 | 0 | 0 | 0 | 0 | 0 | 0 | 0 | 0 | 0 | 0 | 0 | 0 | 0 | 0 | 0 | 0 | 0 | 0 | 0 | 0 | 0 | 0 | 0 | 0 | 0 | 0 | 0 | 0 | 0 | 0 | 0 | 0 | 0 | 0 | 0 | 0 | 0 | 0 | 0 | 0 | 0 | 0 | 0 | 0 | 0 | 0 | 1 | 0 | 0 | 0 | 0 | 0 | 0 | 0 | 0 | 0 | 0 | 1 | 1 | 0 | 1 | 0 | 0 | 0 | 1 | 0 | 0 | 0 | 0 | 0 | 0 | 0 | 0 | 1 | 1 | 0 | Southern_PGAE_Li_Battery_4hr | Southern_PGAE_Li_Battery_8hr | Southern_PGAE_Solar |  | Central_Valley_North_Los_Banos_Wind |  |  |  | Southern_PGAE | Central_Valley_North_Los_Banos
PG&E FRESNO | Gates | 500 | CA | 93234 | FRESNO | 6 | 0 | 0 | 0 | 0 | 0 | 0 | 0 | 0 | 0 | 0 | 0 | 0 | 0 | 0 | 0 | 0 | 0 | 0 | 0 | 0 | 0 | 0 | 0 | 0 | 0 | 0 | 0 | 0 | 0 | 0 | 0 | 0 | 0 | 0 | 0 | 0 | 0 | 0 | 0 | 0 | 0 | 0 | 0 | 0 | 0 | 0 | 0 | 0 | 0 | 0 | 0 | 0 | 0 | 0 | 0 | 0 | 0 | 0 | 0 | 0 | 0 | 0 | 0 | 0 | 0 | 0 | 0 | 0 | 0 | 0 | 0 | 0 | 0 | 0 | 0 | 0 | 0 | 0 | 1 | 1 | 0 | 1 | 0 | 0 | 0 | 1 | 0 | 0 | 0 | 0 | 0 | 0 | 0 | 0 | 1 | 1 | 0 | Southern_PGAE_Li_Battery_4hr | Southern_PGAE_Li_Battery_8hr | Southern_PGAE_Solar |  | Central_Valley_North_Los_Banos_Wind |  |  |  | Southern_PGAE | Central_Valley_North_Los_Banos
PG&E NGBA | Geysers 12 | 230 | CA | 95448 | SONOMA | 10 | 0 | 0 | 0 | 0 | 0 | 0 | 0 | 0 | 0 | 0 | 0 | 0 | 0 | 0 | 0 | 0 | 0 | 0 | 0 | 0 | 0 | 0 | 0 | 0 | 0 | 0 | 0 | 0 | 0 | 0 | 0 | 0 | 0 | 0 | 0 | 0 | 0 | 0 | 0 | 1 | 0 | 1 | 0 | 0 | 0 | 0 | 0 | 0 | 0 | 0 | 0 | 0 | 1 | 1 | 1 | 1 | 0 | 0 | 1 | 1 | 0 | 0 | 0 | 0 | 0 | 1 | 1 | 0 | 0 | 0 | 0 | 0 | 0 | 0 | 0 | 0 | 0 | 0 | 0 | 0 | 0 | 0 | 0 | 0 | 0 | 0 | 0 | 0 | 0 | 0 | 0 | 0 | 0 | 0 | 0 | 0 | 0 | Northern_California_Li_Battery_4hr | Northern_California_Li_Battery_8hr | Northern_California_Solar | Northern_California_Geothermal | Northern_California_Wind |  |  |  | Northern_California | Mendocino_Marin
PG&E NGBA | Geysers 17 | 230 | CA |  |  | 10 | 0 | 0 | 0 | 0 | 0 | 0 | 0 | 0 | 0 | 0 | 0 | 0 | 0 | 0 | 0 | 0 | 0 | 0 | 0 | 0 | 0 | 0 | 0 | 0 | 0 | 0 | 0 | 0 | 0 | 0 | 0 | 0 | 0 | 0 | 0 | 0 | 0 | 0 | 0 | 1 | 0 | 1 | 0 | 0 | 0 | 0 | 0 | 0 | 0 | 0 | 0 | 0 | 1 | 1 | 1 | 1 | 0 | 0 | 1 | 1 | 0 | 0 | 0 | 0 | 0 | 1 | 1 | 0 | 0 | 0 | 0 | 0 | 0 | 0 | 0 | 0 | 0 | 0 | 0 | 0 | 0 | 0 | 0 | 0 | 0 | 0 | 0 | 0 | 0 | 0 | 0 | 0 | 0 | 0 | 0 | 0 | 0 | Northern_California_Li_Battery_4hr | Northern_California_Li_Battery_8hr | Northern_California_Solar | Northern_California_Geothermal | Northern_California_Wind |  |  |  | Northern_California | Mendocino_Marin
PG&E NGBA | Geysers 3 | 115 | CA | 95448 | SONOMA | 6 | 0 | 0 | 0 | 0 | 0 | 0 | 0 | 0 | 0 | 0 | 0 | 0 | 0 | 0 | 0 | 0 | 0 | 0 | 0 | 0 | 0 | 0 | 0 | 0 | 0 | 0 | 0 | 0 | 0 | 0 | 0 | 0 | 0 | 0 | 0 | 0 | 0 | 0 | 0 | 1 | 0 | 1 | 0 | 0 | 0 | 0 | 0 | 0 | 0 | 0 | 0 | 0 | 1 | 0 | 1 | 1 | 0 | 0 | 0 | 0 | 0 | 0 | 0 | 0 | 0 | 0 | 1 | 0 | 0 | 0 | 0 | 0 | 0 | 0 | 0 | 0 | 0 | 0 | 0 | 0 | 0 | 0 | 0 | 0 | 0 | 0 | 0 | 0 | 0 | 0 | 0 | 0 | 0 | 0 | 0 | 0 | 0 | Northern_California_Li_Battery_4hr | Northern_California_Li_Battery_8hr | Northern_California_Solar | Northern_California_Geothermal | Northern_California_Wind |  |  |  | Northern_California | Mendocino_Marin
PG&E NGBA | Glenn | 230 | CA | 95963 | GLENN | 1 | 0 | 0 | 0 | 0 | 0 | 0 | 0 | 0 | 0 | 0 | 0 | 0 | 0 | 0 | 0 | 0 | 0 | 0 | 0 | 0 | 0 | 0 | 0 | 0 | 0 | 0 | 0 | 0 | 0 | 0 | 0 | 0 | 0 | 0 | 0 | 0 | 0 | 0 | 0 | 1 | 0 | 0 | 0 | 0 | 0 | 0 | 0 | 0 | 0 | 0 | 0 | 0 | 0 | 0 | 0 | 0 | 0 | 0 | 0 | 0 | 0 | 0 | 0 | 0 | 0 | 0 | 0 | 0 | 0 | 0 | 0 | 0 | 0 | 0 | 0 | 0 | 0 | 0 | 0 | 0 | 0 | 0 | 0 | 0 | 0 | 0 | 0 | 0 | 0 | 0 | 0 | 0 | 0 | 0 | 0 | 0 | 0 | Northern_California_Li_Battery_4hr | Northern_California_Li_Battery_8hr | Northern_California_Solar |  | Northern_California_Wind |  |  |  | Northern_California | Northern_California
PG&E NGBA | Glenn | 60 | CA | 95963 | GLENN | 1 | 0 | 0 | 0 | 0 | 0 | 0 | 0 | 0 | 0 | 0 | 0 | 0 | 0 | 0 | 0 | 0 | 0 | 0 | 0 | 0 | 0 | 0 | 0 | 0 | 0 | 0 | 0 | 0 | 0 | 0 | 0 | 0 | 0 | 0 | 0 | 0 | 0 | 0 | 0 | 1 | 0 | 0 | 0 | 0 | 0 | 0 | 0 | 0 | 0 | 0 | 0 | 0 | 0 | 0 | 0 | 0 | 0 | 0 | 0 | 0 | 0 | 0 | 0 | 0 | 0 | 0 | 0 | 0 | 0 | 0 | 0 | 0 | 0 | 0 | 0 | 0 | 0 | 0 | 0 | 0 | 0 | 0 | 0 | 0 | 0 | 0 | 0 | 0 | 0 | 0 | 0 | 0 | 0 | 0 | 0 | 0 | 0 | Northern_California_Li_Battery_4hr | Northern_California_Li_Battery_8hr | Northern_California_Solar |  | Northern_California_Wind |  |  |  | Northern_California | Northern_California
PG&E NGBA | Gold Hill | 115 | CA | 95630 | SACRAMENTO | 5 | 0 | 0 | 0 | 0 | 0 | 0 | 0 | 0 | 0 | 0 | 0 | 0 | 0 | 0 | 0 | 0 | 0 | 0 | 0 | 0 | 0 | 0 | 0 | 0 | 0 | 0 | 0 | 0 | 0 | 0 | 0 | 0 | 0 | 0 | 0 | 0 | 0 | 0 | 0 | 1 | 0 | 0 | 0 | 0 | 0 | 1 | 0 | 1 | 0 | 0 | 0 | 0 | 0 | 0 | 0 | 0 | 0 | 0 | 0 | 1 | 1 | 0 | 0 | 0 | 0 | 0 | 0 | 0 | 0 | 0 | 0 | 0 | 0 | 0 | 0 | 0 | 0 | 0 | 0 | 0 | 0 | 0 | 0 | 0 | 0 | 0 | 0 | 0 | 0 | 0 | 0 | 0 | 0 | 0 | 0 | 0 | 0 | Northern_California_Li_Battery_4hr | Northern_California_Li_Battery_8hr | Northern_California_Solar |  | Solano_Wind |  |  |  | Northern_California | Solano
PG&E NGBA | Gold Hill | 230 | CA | 95630 | SACRAMENTO | 6 | 0 | 0 | 0 | 0 | 0 | 0 | 0 | 0 | 0 | 0 | 0 | 0 | 0 | 0 | 0 | 0 | 0 | 0 | 0 | 0 | 0 | 0 | 0 | 0 | 0 | 0 | 0 | 0 | 0 | 0 | 0 | 0 | 0 | 0 | 0 | 0 | 0 | 0 | 0 | 1 | 0 | 0 | 0 | 0 | 0 | 1 | 1 | 1 | 0 | 0 | 0 | 0 | 0 | 0 | 0 | 0 | 0 | 0 | 0 | 1 | 1 | 0 | 0 | 0 | 0 | 0 | 0 | 0 | 0 | 0 | 0 | 0 | 0 | 0 | 0 | 0 | 0 | 0 | 0 | 0 | 0 | 0 | 0 | 0 | 0 | 0 | 0 | 0 | 0 | 0 | 0 | 0 | 0 | 0 | 0 | 0 | 0 | Northern_California_Li_Battery_4hr | Northern_California_Li_Battery_8hr | Northern_California_Solar |  | Solano_Wind |  |  |  | Northern_California | Solano
SCE Northern | Goleta | 230 | CA | 93117 | SANTA BARBARA | 3 | 0 | 0 | 1 | 0 | 1 | 0 | 0 | 0 | 0 | 0 | 0 | 0 | 0 | 0 | 0 | 0 | 0 | 0 | 0 | 0 | 0 | 0 | 0 | 0 | 1 | 0 | 0 | 0 | 0 | 0 | 0 | 0 | 0 | 0 | 0 | 0 | 0 | 0 | 0 | 0 | 0 | 0 | 0 | 0 | 0 | 0 | 0 | 0 | 0 | 0 | 0 | 0 | 0 | 0 | 0 | 0 | 0 | 0 | 0 | 0 | 0 | 0 | 0 | 0 | 0 | 0 | 0 | 0 | 0 | 0 | 0 | 0 | 0 | 0 | 0 | 0 | 0 | 0 | 0 | 0 | 0 | 0 | 0 | 0 | 0 | 0 | 0 | 0 | 0 | 0 | 0 | 0 | 0 | 0 | 0 | 0 | 0 | Greater_LA_Li_Battery_4hr | Greater_LA_Li_Battery_8hr | Greater_LA_Solar |  | Kern_Greater_Carrizo_Wind |  |  |  | Greater_LA | Kern_Greater_Carrizo
SCE Metro | Goodrich | 230 | CA | 91107 | LOS ANGELES | 1 | 0 | 0 | 0 | 0 | 0 | 0 | 0 | 0 | 0 | 1 | 0 | 0 | 0 | 0 | 0 | 0 | 0 | 0 | 0 | 0 | 0 | 0 | 0 | 0 | 0 | 0 | 0 | 0 | 0 | 0 | 0 | 0 | 0 | 0 | 0 | 0 | 0 | 0 | 0 | 0 | 0 | 0 | 0 | 0 | 0 | 0 | 0 | 0 | 0 | 0 | 0 | 0 | 0 | 0 | 0 | 0 | 0 | 0 | 0 | 0 | 0 | 0 | 0 | 0 | 0 | 0 | 0 | 0 | 0 | 0 | 0 | 0 | 0 | 0 | 0 | 0 | 0 | 0 | 0 | 0 | 0 | 0 | 0 | 0 | 0 | 0 | 0 | 0 | 0 | 0 | 0 | 0 | 0 | 0 | 0 | 0 | 0 | Greater_LA_Li_Battery_4hr | Greater_LA_Li_Battery_8hr | Greater_LA_Solar |  | 0 |  |  |  | Greater_LA | Greater_LA
PG&E KERN | Goose Lake | 115 | CA | 93280 | KERN | 4 | 0 | 0 | 0 | 0 | 0 | 0 | 0 | 0 | 0 | 0 | 0 | 0 | 0 | 0 | 0 | 0 | 0 | 0 | 0 | 0 | 0 | 0 | 0 | 0 | 0 | 0 | 0 | 0 | 0 | 0 | 0 | 0 | 0 | 0 | 0 | 0 | 0 | 0 | 0 | 0 | 0 | 0 | 0 | 0 | 0 | 0 | 0 | 0 | 0 | 0 | 0 | 0 | 0 | 0 | 0 | 0 | 0 | 0 | 0 | 0 | 0 | 0 | 0 | 0 | 0 | 0 | 0 | 1 | 1 | 0 | 0 | 0 | 0 | 0 | 0 | 1 | 0 | 0 | 0 | 1 | 0 | 0 | 0 | 0 | 0 | 0 | 0 | 0 | 0 | 0 | 0 | 0 | 0 | 0 | 0 | 0 | 0 | Southern_PGAE_Li_Battery_4hr | Southern_PGAE_Li_Battery_8hr | Southern_PGAE_Solar |  | Central_Valley_North_Los_Banos_Wind |  |  |  | Southern_PGAE | Central_Valley_North_Los_Banos
SCE Metro | Gould | 230 | CA | 91011 | LOS ANGELES | 1 | 0 | 0 | 0 | 0 | 0 | 0 | 0 | 0 | 0 | 1 | 0 | 0 | 0 | 0 | 0 | 0 | 0 | 0 | 0 | 0 | 0 | 0 | 0 | 0 | 0 | 0 | 0 | 0 | 0 | 0 | 0 | 0 | 0 | 0 | 0 | 0 | 0 | 0 | 0 | 0 | 0 | 0 | 0 | 0 | 0 | 0 | 0 | 0 | 0 | 0 | 0 | 0 | 0 | 0 | 0 | 0 | 0 | 0 | 0 | 0 | 0 | 0 | 0 | 0 | 0 | 0 | 0 | 0 | 0 | 0 | 0 | 0 | 0 | 0 | 0 | 0 | 0 | 0 | 0 | 0 | 0 | 0 | 0 | 0 | 0 | 0 | 0 | 0 | 0 | 0 | 0 | 0 | 0 | 0 | 0 | 0 | 0 | Greater_LA_Li_Battery_4hr | Greater_LA_Li_Battery_8hr | Greater_LA_Solar |  | 0 |  |  |  | Greater_LA | Greater_LA
PG&E NGBA | Grand Island | 115 | CA | 95690 | Sacramento | 6 | 0 | 0 | 0 | 0 | 0 | 0 | 0 | 0 | 0 | 0 | 0 | 0 | 0 | 0 | 0 | 0 | 0 | 0 | 0 | 0 | 0 | 0 | 0 | 0 | 0 | 0 | 0 | 0 | 0 | 0 | 0 | 0 | 0 | 0 | 0 | 0 | 0 | 0 | 0 | 1 | 0 | 0 | 0 | 0 | 1 | 1 | 0 | 1 | 0 | 0 | 0 | 0 | 0 | 0 | 0 | 0 | 0 | 0 | 0 | 1 | 1 | 0 | 0 | 0 | 0 | 0 | 0 | 0 | 0 | 0 | 0 | 0 | 0 | 0 | 0 | 0 | 0 | 0 | 0 | 0 | 0 | 0 | 0 | 0 | 0 | 0 | 0 | 0 | 0 | 0 | 0 | 0 | 0 | 0 | 0 | 0 | 0 | Northern_California_Li_Battery_4hr | Northern_California_Li_Battery_8hr | Northern_California_Solar |  | Solano_Wind |  |  |  | Northern_California | Solano
SDGE | Granite | 69 | CA | 95827 | Sacramento | 3 | 0 | 0 | 0 | 0 | 0 | 0 | 0 | 0 | 0 | 0 | 0 | 0 | 0 | 0 | 0 | 0 | 0 | 0 | 0 | 0 | 0 | 0 | 0 | 0 | 0 | 0 | 0 | 1 | 0 | 0 | 1 | 0 | 1 | 0 | 0 | 0 | 0 | 0 | 0 | 0 | 0 | 0 | 0 | 0 | 0 | 0 | 0 | 0 | 0 | 0 | 0 | 0 | 0 | 0 | 0 | 0 | 0 | 0 | 0 | 0 | 0 | 0 | 0 | 0 | 0 | 0 | 0 | 0 | 0 | 0 | 0 | 0 | 0 | 0 | 0 | 0 | 0 | 0 | 0 | 0 | 0 | 0 | 0 | 0 | 0 | 0 | 0 | 0 | 0 | 0 | 0 | 0 | 0 | 0 | 0 | 0 | 0 | Northern_California_Li_Battery_4hr | Northern_California_Li_Battery_8hr | Northern_California_Solar |  | Solano_Wind |  |  |  | Northern_California | Solano
PG&E GBA | Grant | 115 | CA | 94579 | ALAMEDA | 2 | 0 | 0 | 0 | 0 | 0 | 0 | 0 | 0 | 0 | 0 | 0 | 0 | 0 | 0 | 0 | 0 | 0 | 0 | 0 | 0 | 0 | 0 | 0 | 0 | 0 | 0 | 0 | 0 | 0 | 0 | 0 | 0 | 0 | 0 | 0 | 0 | 0 | 0 | 0 | 1 | 0 | 0 | 0 | 0 | 0 | 0 | 0 | 0 | 0 | 0 | 0 | 0 | 1 | 0 | 0 | 0 | 0 | 0 | 0 | 0 | 0 | 0 | 0 | 0 | 0 | 0 | 0 | 0 | 0 | 0 | 0 | 0 | 0 | 0 | 0 | 0 | 0 | 0 | 0 | 0 | 0 | 0 | 0 | 0 | 0 | 0 | 0 | 0 | 0 | 0 | 0 | 0 | 0 | 0 | 0 | 0 | 0 | Northern_California_Li_Battery_4hr | Northern_California_Li_Battery_8hr | Northern_California_Solar |  | Solano_Wind |  |  |  | Northern_California | Solano
PG&E GBA | Green Valley | 115 | CA | 95076 | SANTA CRUZ | 5 | 0 | 0 | 0 | 0 | 0 | 0 | 0 | 0 | 0 | 0 | 0 | 0 | 0 | 0 | 0 | 0 | 0 | 0 | 0 | 0 | 0 | 0 | 0 | 0 | 0 | 0 | 0 | 0 | 0 | 0 | 0 | 0 | 0 | 0 | 0 | 0 | 0 | 0 | 0 | 0 | 0 | 0 | 0 | 0 | 0 | 0 | 0 | 0 | 0 | 0 | 0 | 0 | 1 | 0 | 0 | 1 | 0 | 0 | 0 | 1 | 0 | 0 | 0 | 0 | 1 | 0 | 0 | 0 | 0 | 0 | 0 | 0 | 0 | 0 | 0 | 0 | 0 | 0 | 0 | 0 | 0 | 0 | 0 | 0 | 0 | 0 | 0 | 0 | 0 | 0 | 0 | 0 | 0 | 0 | 0 | 0 | 1 | Northern_California_Li_Battery_4hr | Northern_California_Li_Battery_8hr | Northern_California_Solar |  | Kern_Greater_Carrizo_Wind |  |  |  | Northern_California | Peninsula_Monterey
PG&E NGBA | Greenleaf 1 | 115 | CA |  |  | 7 | 0 | 0 | 0 | 0 | 0 | 0 | 0 | 0 | 0 | 0 | 0 | 0 | 0 | 0 | 0 | 0 | 0 | 0 | 0 | 0 | 0 | 0 | 0 | 0 | 0 | 0 | 0 | 0 | 0 | 0 | 0 | 0 | 0 | 0 | 0 | 0 | 0 | 0 | 0 | 1 | 0 | 0 | 0 | 0 | 1 | 1 | 1 | 1 | 0 | 0 | 0 | 0 | 0 | 0 | 0 | 0 | 0 | 0 | 0 | 1 | 1 | 0 | 0 | 0 | 0 | 0 | 0 | 0 | 0 | 0 | 0 | 0 | 0 | 0 | 0 | 0 | 0 | 0 | 0 | 0 | 0 | 0 | 0 | 0 | 0 | 0 | 0 | 0 | 0 | 0 | 0 | 0 | 0 | 0 | 0 | 0 | 0 | Northern_California_Li_Battery_4hr | Northern_California_Li_Battery_8hr | Northern_California_Solar |  | Northern_California_Wind |  |  |  | Northern_California | Northern_California
PG&E FRESNO | Gregg | 230 | CA | 93636 | MADERA | 10 | 0 | 0 | 0 | 0 | 0 | 0 | 0 | 0 | 0 | 0 | 0 | 0 | 0 | 0 | 0 | 0 | 0 | 0 | 0 | 0 | 0 | 0 | 0 | 0 | 0 | 0 | 0 | 0 | 0 | 0 | 0 | 0 | 0 | 0 | 0 | 0 | 0 | 0 | 0 | 0 | 0 | 0 | 0 | 0 | 0 | 1 | 0 | 0 | 0 | 0 | 0 | 0 | 0 | 0 | 0 | 0 | 0 | 0 | 0 | 0 | 0 | 0 | 0 | 0 | 0 | 0 | 0 | 0 | 0 | 0 | 0 | 0 | 0 | 0 | 0 | 0 | 0 | 0 | 1 | 1 | 0 | 1 | 1 | 1 | 0 | 1 | 0 | 1 | 1 | 1 | 0 | 0 | 0 | 0 | 0 | 0 | 0 | Southern_PGAE_Li_Battery_4hr | Southern_PGAE_Li_Battery_8hr | Southern_PGAE_Solar |  | Central_Valley_North_Los_Banos_Wind |  |  |  | Southern_PGAE | Central_Valley_North_Los_Banos
PG&E FRESNO | Grimmway-Malaga | 115 | CA | 93307 | KERN | 6 | 0 | 0 | 0 | 0 | 0 | 0 | 0 | 0 | 0 | 0 | 0 | 0 | 0 | 0 | 0 | 0 | 0 | 0 | 0 | 0 | 0 | 0 | 0 | 0 | 0 | 0 | 0 | 0 | 0 | 0 | 0 | 0 | 0 | 0 | 0 | 0 | 0 | 0 | 0 | 0 | 0 | 0 | 0 | 0 | 0 | 1 | 0 | 0 | 0 | 0 | 0 | 0 | 0 | 0 | 0 | 0 | 0 | 0 | 0 | 0 | 0 | 0 | 0 | 0 | 0 | 0 | 0 | 0 | 0 | 0 | 0 | 0 | 0 | 0 | 0 | 0 | 0 | 0 | 1 | 1 | 0 | 1 | 0 | 0 | 0 | 1 | 0 | 0 | 0 | 1 | 0 | 0 | 0 | 0 | 0 | 0 | 0 | Southern_PGAE_Li_Battery_4hr | Southern_PGAE_Li_Battery_8hr | Southern_PGAE_Solar |  | Central_Valley_North_Los_Banos_Wind |  |  |  | Southern_PGAE | Central_Valley_North_Los_Banos
PG&E NGBA | Grizzly | 230 | CA | 95915 | PLUMAS | 9 | 0 | 0 | 0 | 0 | 0 | 0 | 0 | 0 | 0 | 0 | 0 | 0 | 0 | 0 | 0 | 0 | 0 | 0 | 0 | 0 | 0 | 0 | 0 | 0 | 0 | 0 | 0 | 0 | 0 | 0 | 0 | 0 | 0 | 0 | 0 | 0 | 0 | 0 | 0 | 1 | 1 | 0 | 1 | 0 | 1 | 1 | 1 | 1 | 0 | 0 | 0 | 0 | 0 | 0 | 0 | 0 | 0 | 0 | 0 | 1 | 1 | 0 | 0 | 0 | 0 | 0 | 0 | 0 | 0 | 0 | 0 | 0 | 0 | 0 | 0 | 0 | 0 | 0 | 0 | 0 | 0 | 0 | 0 | 0 | 0 | 0 | 0 | 0 | 0 | 0 | 0 | 0 | 0 | 0 | 0 | 0 | 0 | Northern_California_Li_Battery_4hr | Northern_California_Li_Battery_8hr | Northern_California_Solar |  | Northern_California_Wind |  |  |  | Northern_California | Northern_California
PG&E FRESNO | Guernsey | 70 | CA | 93230 | Kings | 7 | 0 | 0 | 0 | 0 | 0 | 0 | 0 | 0 | 0 | 0 | 0 | 0 | 0 | 0 | 0 | 0 | 0 | 0 | 0 | 0 | 0 | 0 | 0 | 0 | 0 | 0 | 0 | 0 | 0 | 0 | 0 | 0 | 0 | 0 | 0 | 0 | 0 | 0 | 0 | 0 | 0 | 0 | 0 | 0 | 0 | 1 | 0 | 0 | 0 | 0 | 0 | 0 | 0 | 0 | 0 | 0 | 0 | 0 | 0 | 0 | 0 | 0 | 0 | 0 | 0 | 0 | 0 | 0 | 0 | 0 | 0 | 0 | 0 | 0 | 0 | 0 | 0 | 0 | 1 | 1 | 0 | 1 | 0 | 0 | 0 | 1 | 0 | 0 | 0 | 1 | 0 | 0 | 0 | 0 | 1 | 0 | 0 | Southern_PGAE_Li_Battery_4hr | Southern_PGAE_Li_Battery_8hr | Southern_PGAE_Solar |  | Central_Valley_North_Los_Banos_Wind |  |  |  | Southern_PGAE | Central_Valley_North_Los_Banos
PG&E FRESNO | GWF Hanford | 115 | CA | 94565 | CONTRA COSTA | 7 | 0 | 0 | 0 | 0 | 0 | 0 | 0 | 0 | 0 | 0 | 0 | 0 | 0 | 0 | 0 | 0 | 0 | 0 | 0 | 0 | 0 | 0 | 0 | 0 | 0 | 0 | 0 | 0 | 0 | 0 | 0 | 0 | 0 | 0 | 0 | 0 | 0 | 0 | 0 | 0 | 0 | 0 | 0 | 0 | 0 | 1 | 0 | 0 | 0 | 0 | 0 | 0 | 0 | 0 | 0 | 0 | 0 | 0 | 0 | 0 | 0 | 0 | 0 | 0 | 0 | 0 | 0 | 0 | 0 | 0 | 0 | 0 | 0 | 0 | 0 | 0 | 0 | 0 | 1 | 1 | 0 | 1 | 0 | 1 | 0 | 1 | 0 | 0 | 0 | 1 | 0 | 0 | 0 | 0 | 0 | 0 | 0 | Northern_California_Li_Battery_4hr | Northern_California_Li_Battery_8hr | Northern_California_Solar |  | Solano_Wind |  |  |  | Northern_California | Solano
PG&E FRESNO | Haas | 230 | CA | 93664 | FRESNO | 6 | 0 | 0 | 0 | 0 | 0 | 0 | 0 | 0 | 0 | 0 | 0 | 0 | 0 | 0 | 0 | 0 | 0 | 0 | 0 | 0 | 0 | 0 | 0 | 0 | 0 | 0 | 0 | 0 | 0 | 0 | 0 | 0 | 0 | 0 | 0 | 0 | 0 | 0 | 0 | 0 | 0 | 0 | 0 | 0 | 0 | 1 | 0 | 0 | 0 | 0 | 0 | 0 | 0 | 0 | 0 | 0 | 0 | 0 | 0 | 0 | 0 | 0 | 0 | 0 | 0 | 0 | 0 | 0 | 0 | 0 | 0 | 0 | 0 | 0 | 0 | 0 | 0 | 0 | 1 | 1 | 0 | 1 | 0 | 0 | 0 | 1 | 0 | 0 | 0 | 1 | 0 | 0 | 0 | 0 | 0 | 0 | 0 | Southern_PGAE_Li_Battery_4hr | Southern_PGAE_Li_Battery_8hr | Southern_PGAE_Solar |  | Central_Valley_North_Los_Banos_Wind |  |  |  | Southern_PGAE | Central_Valley_North_Los_Banos
PG&E FRESNO | Hammonds | 115 | CA | 93622 | Fresno | 4 | 0 | 0 | 0 | 0 | 0 | 0 | 0 | 0 | 0 | 0 | 0 | 0 | 0 | 0 | 0 | 0 | 0 | 0 | 0 | 0 | 0 | 0 | 0 | 0 | 0 | 0 | 0 | 0 | 0 | 0 | 0 | 0 | 0 | 0 | 0 | 0 | 0 | 0 | 0 | 0 | 0 | 0 | 0 | 0 | 0 | 0 | 0 | 0 | 0 | 0 | 0 | 0 | 0 | 0 | 0 | 0 | 0 | 0 | 0 | 0 | 0 | 0 | 0 | 0 | 0 | 0 | 0 | 0 | 0 | 0 | 0 | 0 | 0 | 0 | 0 | 0 | 0 | 0 | 0 | 1 | 0 | 0 | 0 | 0 | 0 | 1 | 0 | 1 | 0 | 0 | 0 | 0 | 1 | 0 | 0 | 0 | 0 | Southern_PGAE_Li_Battery_4hr | Southern_PGAE_Li_Battery_8hr | Southern_PGAE_Solar |  | Central_Valley_North_Los_Banos_Wind |  |  |  | Southern_PGAE | Central_Valley_North_Los_Banos
SCE Metro | HarborGen | 230 | CA | 90813 | LOS ANGELES | 1 | 0 | 0 | 0 | 0 | 0 | 0 | 0 | 0 | 0 | 1 | 0 | 0 | 0 | 0 | 0 | 0 | 0 | 0 | 0 | 0 | 0 | 0 | 0 | 0 | 0 | 0 | 0 | 0 | 0 | 0 | 0 | 0 | 0 | 0 | 0 | 0 | 0 | 0 | 0 | 0 | 0 | 0 | 0 | 0 | 0 | 0 | 0 | 0 | 0 | 0 | 0 | 0 | 0 | 0 | 0 | 0 | 0 | 0 | 0 | 0 | 0 | 0 | 0 | 0 | 0 | 0 | 0 | 0 | 0 | 0 | 0 | 0 | 0 | 0 | 0 | 0 | 0 | 0 | 0 | 0 | 0 | 0 | 0 | 0 | 0 | 0 | 0 | 0 | 0 | 0 | 0 | 0 | 0 | 0 | 0 | 0 | 0 | Greater_LA_Li_Battery_4hr | Greater_LA_Li_Battery_8hr | Greater_LA_Solar |  | 0 |  |  |  | Greater_LA | Greater_LA
PG&E NGBA | Harris | 60 | CA | 95503 | Humboldt | 1 | 0 | 0 | 0 | 0 | 0 | 0 | 0 | 0 | 0 | 0 | 0 | 0 | 0 | 0 | 0 | 0 | 0 | 0 | 0 | 0 | 0 | 0 | 0 | 0 | 0 | 0 | 0 | 0 | 0 | 0 | 0 | 0 | 0 | 0 | 0 | 0 | 0 | 0 | 0 | 1 | 0 | 0 | 0 | 0 | 0 | 0 | 0 | 0 | 0 | 0 | 0 | 0 | 0 | 0 | 0 | 0 | 0 | 0 | 0 | 0 | 0 | 0 | 0 | 0 | 0 | 0 | 0 | 0 | 0 | 0 | 0 | 0 | 0 | 0 | 0 | 0 | 0 | 0 | 0 | 0 | 0 | 0 | 0 | 0 | 0 | 0 | 0 | 0 | 0 | 0 | 0 | 0 | 0 | 0 | 0 | 0 | 0 | Northern_California_Li_Battery_4hr | Northern_California_Li_Battery_8hr | Northern_California_Solar |  | Humboldt_Wind |  |  |  | Northern_California | Humboldt
EOP | Harry Allen | 500 | NV | 89040 | CLARK | 2 | 0 | 0 | 0 | 0 | 0 | 0 | 0 | 0 | 0 | 0 | 0 | 0 | 0 | 0 | 0 | 0 | 0 | 0 | 0 | 0 | 0 | 0 | 0 | 1 | 1 | 0 | 0 | 0 | 0 | 0 | 0 | 0 | 0 | 0 | 0 | 0 | 0 | 0 | 0 | 0 | 0 | 0 | 0 | 0 | 0 | 0 | 0 | 0 | 0 | 0 | 0 | 0 | 0 | 0 | 0 | 0 | 0 | 0 | 0 | 0 | 0 | 0 | 0 | 0 | 0 | 0 | 0 | 0 | 0 | 0 | 0 | 0 | 0 | 0 | 0 | 0 | 0 | 0 | 0 | 0 | 0 | 0 | 0 | 0 | 0 | 0 | 0 | 0 | 0 | 0 | 0 | 0 | 0 | 0 | 0 | 0 | 0 | 0 | 0 | 0 |  | 0 | Idaho_Wind |  |  | Nevada | Nevada
PG&E NGBA | Hartley | 60 | CA | 95453 | Lake | 3 | 0 | 0 | 0 | 0 | 0 | 0 | 0 | 0 | 0 | 0 | 0 | 0 | 0 | 0 | 0 | 0 | 0 | 0 | 0 | 0 | 0 | 0 | 0 | 0 | 0 | 0 | 0 | 0 | 0 | 0 | 0 | 0 | 0 | 0 | 0 | 0 | 0 | 0 | 0 | 1 | 0 | 0 | 0 | 0 | 0 | 0 | 0 | 0 | 0 | 0 | 0 | 0 | 1 | 0 | 0 | 0 | 0 | 0 | 0 | 0 | 0 | 0 | 0 | 0 | 0 | 0 | 1 | 0 | 0 | 0 | 0 | 0 | 0 | 0 | 0 | 0 | 0 | 0 | 0 | 0 | 0 | 0 | 0 | 0 | 0 | 0 | 0 | 0 | 0 | 0 | 0 | 0 | 0 | 0 | 0 | 0 | 0 | Northern_California_Li_Battery_4hr | Northern_California_Li_Battery_8hr | Northern_California_Solar |  | Northern_California_Wind |  |  |  | Northern_California | Northern_California
SCE NOL | Harvard | 115 | CA | 92365 | San Bernardino | 3 | 0 | 0 | 0 | 0 | 0 | 0 | 0 | 0 | 0 | 0 | 0 | 1 | 1 | 1 | 0 | 0 | 0 | 0 | 0 | 0 | 0 | 0 | 0 | 0 | 0 | 0 | 0 | 0 | 0 | 0 | 0 | 0 | 0 | 0 | 0 | 0 | 0 | 0 | 0 | 0 | 0 | 0 | 0 | 0 | 0 | 0 | 0 | 0 | 0 | 0 | 0 | 0 | 0 | 0 | 0 | 0 | 0 | 0 | 0 | 0 | 0 | 0 | 0 | 0 | 0 | 0 | 0 | 0 | 0 | 0 | 0 | 0 | 0 | 0 | 0 | 0 | 0 | 0 | 0 | 0 | 0 | 0 | 0 | 0 | 0 | 0 | 0 | 0 | 0 | 0 | 0 | 0 | 0 | 0 | 0 | 0 | 0 | Greater_Kramer_Li_Battery_4hr | Greater_Kramer_Li_Battery_8hr | Greater_Kramer_Solar |  | Greater_Kramer_Wind |  |  |  | Greater_Kramer | Greater_Kramer (Exclude)
SDGE | Hassayampa | 500 | AZ | 85354 | MARICOPA | 3 | 0 | 0 | 0 | 0 | 0 | 0 | 0 | 0 | 0 | 0 | 0 | 0 | 0 | 0 | 0 | 0 | 0 | 1 | 0 | 0 | 0 | 0 | 0 | 0 | 1 | 0 | 0 | 0 | 0 | 0 | 0 | 1 | 0 | 0 | 0 | 0 | 0 | 0 | 0 | 0 | 0 | 0 | 0 | 0 | 0 | 0 | 0 | 0 | 0 | 0 | 0 | 0 | 0 | 0 | 0 | 0 | 0 | 0 | 0 | 0 | 0 | 0 | 0 | 0 | 0 | 0 | 0 | 0 | 0 | 0 | 0 | 0 | 0 | 0 | 0 | 0 | 0 | 0 | 0 | 0 | 0 | 0 | 0 | 0 | 0 | 0 | 0 | 0 | 0 | 0 | 0 | 0 | 0 | 0 | 0 | 0 | 0 | Arizona_Li_Battery_4hr | Arizona_Li_Battery_8hr | Arizona_Solar |  | 0 |  |  |  | Arizona | Arizona
PG&E FRESNO | Helm | 230 | CA | 93660 | FRESNO | 6 | 0 | 0 | 0 | 0 | 0 | 0 | 0 | 0 | 0 | 0 | 0 | 0 | 0 | 0 | 0 | 0 | 0 | 0 | 0 | 0 | 0 | 0 | 0 | 0 | 0 | 0 | 0 | 0 | 0 | 0 | 0 | 0 | 0 | 0 | 0 | 0 | 0 | 0 | 0 | 0 | 0 | 0 | 0 | 0 | 0 | 1 | 0 | 0 | 0 | 0 | 0 | 0 | 0 | 0 | 0 | 0 | 0 | 0 | 0 | 0 | 0 | 0 | 0 | 0 | 0 | 0 | 0 | 0 | 0 | 0 | 0 | 0 | 0 | 0 | 0 | 0 | 0 | 0 | 1 | 1 | 0 | 1 | 0 | 0 | 0 | 1 | 0 | 0 | 0 | 1 | 0 | 0 | 0 | 0 | 0 | 0 | 0 | Southern_PGAE_Li_Battery_4hr | Southern_PGAE_Li_Battery_8hr | Southern_PGAE_Solar |  | Central_Valley_North_Los_Banos_Wind |  |  |  | Southern_PGAE | Central_Valley_North_Los_Banos
PG&E FRESNO | Helm | 70 | CA | 93660 | FRESNO | 4 | 0 | 0 | 0 | 0 | 0 | 0 | 0 | 0 | 0 | 0 | 0 | 0 | 0 | 0 | 0 | 0 | 0 | 0 | 0 | 0 | 0 | 0 | 0 | 0 | 0 | 0 | 0 | 0 | 0 | 0 | 0 | 0 | 0 | 0 | 0 | 0 | 0 | 0 | 0 | 0 | 0 | 0 | 0 | 0 | 0 | 0 | 0 | 0 | 0 | 0 | 0 | 0 | 0 | 0 | 0 | 0 | 0 | 0 | 0 | 0 | 0 | 0 | 0 | 0 | 0 | 0 | 0 | 0 | 0 | 0 | 0 | 0 | 0 | 0 | 0 | 0 | 0 | 0 | 0 | 1 | 0 | 1 | 0 | 0 | 0 | 1 | 0 | 0 | 0 | 0 | 0 | 1 | 0 | 0 | 0 | 0 | 0 | Southern_PGAE_Li_Battery_4hr | Southern_PGAE_Li_Battery_8hr | Southern_PGAE_Solar |  | Central_Valley_North_Los_Banos_Wind |  |  |  | Southern_PGAE | Central_Valley_North_Los_Banos
PG&E FRESNO | Henrietta | 115 | CA | 93245 | KINGS | 4 | 0 | 0 | 0 | 0 | 0 | 0 | 0 | 0 | 0 | 0 | 0 | 0 | 0 | 0 | 0 | 0 | 0 | 0 | 0 | 0 | 0 | 0 | 0 | 0 | 0 | 0 | 0 | 0 | 0 | 0 | 0 | 0 | 0 | 0 | 0 | 0 | 0 | 0 | 0 | 0 | 0 | 0 | 0 | 0 | 0 | 0 | 0 | 0 | 0 | 0 | 0 | 0 | 0 | 0 | 0 | 0 | 0 | 0 | 0 | 0 | 0 | 0 | 0 | 0 | 0 | 0 | 0 | 0 | 1 | 0 | 0 | 0 | 0 | 0 | 0 | 0 | 0 | 0 | 0 | 1 | 0 | 1 | 0 | 0 | 0 | 1 | 0 | 0 | 0 | 0 | 0 | 0 | 0 | 0 | 0 | 0 | 0 | Southern_PGAE_Li_Battery_4hr | Southern_PGAE_Li_Battery_8hr | Southern_PGAE_Solar |  | Central_Valley_North_Los_Banos_Wind |  |  |  | Southern_PGAE | Central_Valley_North_Los_Banos
PG&E FRESNO | Henrietta | 230 | CA | 93245 | KINGS | 3 | 0 | 0 | 0 | 0 | 0 | 0 | 0 | 0 | 0 | 0 | 0 | 0 | 0 | 0 | 0 | 0 | 0 | 0 | 0 | 0 | 0 | 0 | 0 | 0 | 0 | 0 | 0 | 0 | 0 | 0 | 0 | 0 | 0 | 0 | 0 | 0 | 0 | 0 | 0 | 0 | 0 | 0 | 0 | 0 | 0 | 0 | 0 | 0 | 0 | 0 | 0 | 0 | 0 | 0 | 0 | 0 | 0 | 0 | 0 | 0 | 0 | 0 | 0 | 0 | 0 | 0 | 0 | 0 | 1 | 0 | 0 | 0 | 0 | 0 | 0 | 0 | 0 | 0 | 0 | 1 | 0 | 1 | 0 | 0 | 0 | 0 | 0 | 0 | 0 | 0 | 0 | 0 | 0 | 0 | 0 | 0 | 0 | Southern_PGAE_Li_Battery_4hr | Southern_PGAE_Li_Battery_8hr | Southern_PGAE_Solar |  | Central_Valley_North_Los_Banos_Wind |  |  |  | Southern_PGAE | Central_Valley_North_Los_Banos
PG&E FRESNO | Henrietta | 70 | CA | 93245 | KINGS | 6 | 0 | 0 | 0 | 0 | 0 | 0 | 0 | 0 | 0 | 0 | 0 | 0 | 0 | 0 | 0 | 0 | 0 | 0 | 0 | 0 | 0 | 0 | 0 | 0 | 0 | 0 | 0 | 0 | 0 | 0 | 0 | 0 | 0 | 0 | 0 | 0 | 0 | 0 | 0 | 0 | 0 | 0 | 0 | 0 | 0 | 1 | 0 | 0 | 0 | 0 | 0 | 0 | 0 | 0 | 0 | 0 | 0 | 0 | 0 | 0 | 0 | 0 | 0 | 0 | 0 | 0 | 0 | 0 | 0 | 0 | 0 | 0 | 0 | 0 | 0 | 0 | 0 | 0 | 1 | 0 | 0 | 1 | 0 | 0 | 0 | 1 | 0 | 0 | 0 | 1 | 0 | 0 | 0 | 0 | 1 | 0 | 0 | Southern_PGAE_Li_Battery_4hr | Southern_PGAE_Li_Battery_8hr | Southern_PGAE_Solar |  | Central_Valley_North_Los_Banos_Wind |  |  |  | Southern_PGAE | Central_Valley_North_Los_Banos
PG&E FRESNO | Herndon | 115 | CA | 93722 | FRESNO | 7 | 0 | 0 | 0 | 0 | 0 | 0 | 0 | 0 | 0 | 0 | 0 | 0 | 0 | 0 | 0 | 0 | 0 | 0 | 0 | 0 | 0 | 0 | 0 | 0 | 0 | 0 | 0 | 0 | 0 | 0 | 0 | 0 | 0 | 0 | 0 | 0 | 0 | 0 | 0 | 0 | 0 | 0 | 0 | 0 | 0 | 0 | 0 | 0 | 0 | 0 | 0 | 0 | 0 | 0 | 0 | 0 | 0 | 0 | 0 | 0 | 0 | 0 | 0 | 0 | 0 | 0 | 0 | 0 | 0 | 0 | 0 | 0 | 0 | 0 | 0 | 0 | 0 | 0 | 0 | 1 | 0 | 1 | 1 | 1 | 0 | 1 | 0 | 1 | 0 | 0 | 0 | 0 | 1 | 0 | 0 | 0 | 0 | Southern_PGAE_Li_Battery_4hr | Southern_PGAE_Li_Battery_8hr | Southern_PGAE_Solar |  | Central_Valley_North_Los_Banos_Wind |  |  |  | Southern_PGAE | Central_Valley_North_Los_Banos
PG&E FRESNO | Herndon | 230 | CA | 93722 | FRESNO | 8 | 0 | 0 | 0 | 0 | 0 | 0 | 0 | 0 | 0 | 0 | 0 | 0 | 0 | 0 | 0 | 0 | 0 | 0 | 0 | 0 | 0 | 0 | 0 | 0 | 0 | 0 | 0 | 0 | 0 | 0 | 0 | 0 | 0 | 0 | 0 | 0 | 0 | 0 | 0 | 0 | 0 | 0 | 0 | 0 | 0 | 0 | 0 | 0 | 0 | 0 | 0 | 0 | 0 | 0 | 0 | 0 | 0 | 0 | 0 | 1 | 0 | 0 | 0 | 0 | 0 | 0 | 0 | 0 | 0 | 0 | 0 | 0 | 0 | 0 | 0 | 0 | 0 | 0 | 0 | 1 | 0 | 1 | 1 | 1 | 0 | 1 | 0 | 1 | 0 | 0 | 0 | 0 | 1 | 0 | 0 | 0 | 0 | Southern_PGAE_Li_Battery_4hr | Southern_PGAE_Li_Battery_8hr | Southern_PGAE_Solar |  | Central_Valley_North_Los_Banos_Wind |  |  |  | Southern_PGAE | Central_Valley_North_Los_Banos
PG&E GBA | Hicks | 230 | CA | 95124 | SANTA CLARA | 3 | 0 | 0 | 0 | 0 | 0 | 0 | 0 | 0 | 0 | 0 | 0 | 0 | 0 | 0 | 0 | 0 | 0 | 0 | 0 | 0 | 0 | 0 | 0 | 0 | 0 | 0 | 0 | 0 | 0 | 0 | 0 | 0 | 0 | 0 | 0 | 0 | 0 | 0 | 0 | 0 | 0 | 0 | 0 | 0 | 0 | 0 | 0 | 0 | 0 | 0 | 0 | 0 | 1 | 0 | 0 | 0 | 0 | 0 | 0 | 1 | 0 | 0 | 0 | 0 | 0 | 0 | 0 | 0 | 0 | 0 | 0 | 0 | 0 | 0 | 0 | 0 | 0 | 0 | 0 | 0 | 0 | 0 | 0 | 0 | 0 | 0 | 0 | 0 | 0 | 0 | 0 | 0 | 0 | 0 | 0 | 0 | 1 | Northern_California_Li_Battery_4hr | Northern_California_Li_Battery_8hr | Northern_California_Solar |  | Kern_Greater_Carrizo_Wind |  |  |  | Northern_California | Peninsula_Monterey
PG&E NGBA | Higgins | 115 | CA | 95949 | NEVADA | 7 | 0 | 0 | 0 | 0 | 0 | 0 | 0 | 0 | 0 | 0 | 0 | 0 | 0 | 0 | 0 | 0 | 0 | 0 | 0 | 0 | 0 | 0 | 0 | 0 | 0 | 0 | 0 | 0 | 0 | 0 | 0 | 0 | 0 | 0 | 0 | 0 | 0 | 0 | 0 | 1 | 0 | 0 | 1 | 0 | 0 | 1 | 1 | 1 | 0 | 0 | 0 | 0 | 0 | 0 | 0 | 0 | 0 | 0 | 0 | 1 | 1 | 0 | 0 | 0 | 0 | 0 | 0 | 0 | 0 | 0 | 0 | 0 | 0 | 0 | 0 | 0 | 0 | 0 | 0 | 0 | 0 | 0 | 0 | 0 | 0 | 0 | 0 | 0 | 0 | 0 | 0 | 0 | 0 | 0 | 0 | 0 | 0 | Northern_California_Li_Battery_4hr | Northern_California_Li_Battery_8hr | Northern_California_Solar |  | Northern_California_Wind |  |  |  | Northern_California | Northern_California
PG&E NGBA | Hilltop | 345 | CA | 96101 | MODOC | 1 | 0 | 0 | 0 | 0 | 0 | 0 | 0 | 0 | 0 | 0 | 0 | 0 | 0 | 0 | 0 | 0 | 0 | 0 | 0 | 0 | 0 | 0 | 0 | 0 | 0 | 0 | 0 | 0 | 0 | 0 | 0 | 0 | 0 | 0 | 0 | 0 | 0 | 0 | 0 | 1 | 0 | 0 | 0 | 0 | 0 | 0 | 0 | 0 | 0 | 0 | 0 | 0 | 0 | 0 | 0 | 0 | 0 | 0 | 0 | 0 | 0 | 0 | 0 | 0 | 0 | 0 | 0 | 0 | 0 | 0 | 0 | 0 | 0 | 0 | 0 | 0 | 0 | 0 | 0 | 0 | 0 | 0 | 0 | 0 | 0 | 0 | 0 | 0 | 0 | 0 | 0 | 0 | 0 | 0 | 0 | 0 | 0 | Northern_California_Li_Battery_4hr | Northern_California_Li_Battery_8hr | Northern_California_Solar |  | Northern_California_Wind |  |  |  | Northern_California | Northern_California
SCE Metro | Hinson | 230 | CA | 90810 | LOS ANGELES | 2 | 0 | 0 | 0 | 0 | 0 | 0 | 0 | 0 | 1 | 1 | 0 | 0 | 0 | 0 | 0 | 0 | 0 | 0 | 0 | 0 | 0 | 0 | 0 | 0 | 0 | 0 | 0 | 0 | 0 | 0 | 0 | 0 | 0 | 0 | 0 | 0 | 0 | 0 | 0 | 0 | 0 | 0 | 0 | 0 | 0 | 0 | 0 | 0 | 0 | 0 | 0 | 0 | 0 | 0 | 0 | 0 | 0 | 0 | 0 | 0 | 0 | 0 | 0 | 0 | 0 | 0 | 0 | 0 | 0 | 0 | 0 | 0 | 0 | 0 | 0 | 0 | 0 | 0 | 0 | 0 | 0 | 0 | 0 | 0 | 0 | 0 | 0 | 0 | 0 | 0 | 0 | 0 | 0 | 0 | 0 | 0 | 0 | Greater_LA_Li_Battery_4hr | Greater_LA_Li_Battery_8hr | Greater_LA_Solar |  | 0 |  |  |  | Greater_LA | Greater_LA
PG&E GBA | Hollister | 115 | CA | 95023 | SAN BENITO | 4 | 0 | 0 | 0 | 0 | 0 | 0 | 0 | 0 | 0 | 0 | 0 | 0 | 0 | 0 | 0 | 0 | 0 | 0 | 0 | 0 | 0 | 0 | 0 | 0 | 0 | 0 | 0 | 0 | 0 | 0 | 0 | 0 | 0 | 0 | 0 | 0 | 0 | 0 | 0 | 0 | 0 | 0 | 0 | 0 | 0 | 0 | 0 | 0 | 0 | 0 | 0 | 0 | 0 | 0 | 0 | 1 | 0 | 0 | 0 | 1 | 0 | 0 | 0 | 0 | 1 | 0 | 0 | 0 | 0 | 0 | 0 | 0 | 0 | 0 | 0 | 0 | 0 | 0 | 0 | 0 | 0 | 0 | 0 | 0 | 0 | 0 | 0 | 0 | 0 | 0 | 0 | 0 | 0 | 0 | 0 | 0 | 1 | Southern_PGAE_Li_Battery_4hr | Southern_PGAE_Li_Battery_8hr | Southern_PGAE_Solar |  | Kern_Greater_Carrizo_Wind |  |  |  | Southern_PGAE | Peninsula_Monterey
PG&E NGBA | Homestake | 115 | CA | 94558 | NAPA | 6 | 0 | 0 | 0 | 0 | 0 | 0 | 0 | 0 | 0 | 0 | 0 | 0 | 0 | 0 | 0 | 0 | 0 | 0 | 0 | 0 | 0 | 0 | 0 | 0 | 0 | 0 | 0 | 0 | 0 | 0 | 0 | 0 | 0 | 0 | 0 | 0 | 0 | 0 | 0 | 1 | 0 | 1 | 0 | 0 | 0 | 0 | 0 | 0 | 0 | 0 | 0 | 0 | 1 | 0 | 1 | 1 | 0 | 0 | 0 | 0 | 0 | 0 | 0 | 0 | 0 | 0 | 1 | 0 | 0 | 0 | 0 | 0 | 0 | 0 | 0 | 0 | 0 | 0 | 0 | 0 | 0 | 0 | 0 | 0 | 0 | 0 | 0 | 0 | 0 | 0 | 0 | 0 | 0 | 0 | 0 | 0 | 0 | Northern_California_Li_Battery_4hr | Northern_California_Li_Battery_8hr | Northern_California_Solar |  | Northern_California_Wind |  |  |  | Northern_California | Northern_California
PG&E NGBA | Honcut | 115 | CA | 95965 | BUTTE | 7 | 0 | 0 | 0 | 0 | 0 | 0 | 0 | 0 | 0 | 0 | 0 | 0 | 0 | 0 | 0 | 0 | 0 | 0 | 0 | 0 | 0 | 0 | 0 | 0 | 0 | 0 | 0 | 0 | 0 | 0 | 0 | 0 | 0 | 0 | 0 | 0 | 0 | 0 | 0 | 1 | 0 | 0 | 0 | 0 | 1 | 1 | 1 | 1 | 0 | 0 | 0 | 0 | 0 | 0 | 0 | 0 | 0 | 0 | 0 | 1 | 1 | 0 | 0 | 0 | 0 | 0 | 0 | 0 | 0 | 0 | 0 | 0 | 0 | 0 | 0 | 0 | 0 | 0 | 0 | 0 | 0 | 0 | 0 | 0 | 0 | 0 | 0 | 0 | 0 | 0 | 0 | 0 | 0 | 0 | 0 | 0 | 0 | Northern_California_Li_Battery_4hr | Northern_California_Li_Battery_8hr | Northern_California_Solar |  | Northern_California_Wind |  |  |  | Northern_California | Northern_California
SDGE | Hoodoo Wash | 500 | AZ | 85347 | YUMA | 3 | 0 | 0 | 0 | 0 | 0 | 0 | 0 | 0 | 0 | 0 | 0 | 0 | 0 | 0 | 0 | 0 | 0 | 0 | 0 | 0 | 0 | 0 | 0 | 0 | 1 | 0 | 0 | 0 | 0 | 0 | 0 | 1 | 1 | 0 | 0 | 0 | 0 | 0 | 0 | 0 | 0 | 0 | 0 | 0 | 0 | 0 | 0 | 0 | 0 | 0 | 0 | 0 | 0 | 0 | 0 | 0 | 0 | 0 | 0 | 0 | 0 | 0 | 0 | 0 | 0 | 0 | 0 | 0 | 0 | 0 | 0 | 0 | 0 | 0 | 0 | 0 | 0 | 0 | 0 | 0 | 0 | 0 | 0 | 0 | 0 | 0 | 0 | 0 | 0 | 0 | 0 | 0 | 0 | 0 | 0 | 0 | 0 | Arizona_Li_Battery_4hr | Arizona_Li_Battery_8hr | Arizona_Solar |  | 0 |  |  |  | Arizona | Arizona
PG&E NGBA | Hopland | 115 | CA | 95449 | MENDOCINO | 3 | 0 | 0 | 0 | 0 | 0 | 0 | 0 | 0 | 0 | 0 | 0 | 0 | 0 | 0 | 0 | 0 | 0 | 0 | 0 | 0 | 0 | 0 | 0 | 0 | 0 | 0 | 0 | 0 | 0 | 0 | 0 | 0 | 0 | 0 | 0 | 0 | 0 | 0 | 0 | 1 | 0 | 0 | 0 | 0 | 0 | 0 | 0 | 0 | 0 | 0 | 0 | 0 | 1 | 0 | 0 | 0 | 0 | 0 | 0 | 0 | 0 | 0 | 0 | 0 | 0 | 0 | 1 | 0 | 0 | 0 | 0 | 0 | 0 | 0 | 0 | 0 | 0 | 0 | 0 | 0 | 0 | 0 | 0 | 0 | 0 | 0 | 0 | 0 | 0 | 0 | 0 | 0 | 0 | 0 | 0 | 0 | 0 | Northern_California_Li_Battery_4hr | Northern_California_Li_Battery_8hr | Northern_California_Solar |  | Northern_California_Wind |  |  |  | Northern_California | Mendocino_Marin
PG&E NGBA | Hopland | 60 | CA | 95449 | MENDOCINO | 3 | 0 | 0 | 0 | 0 | 0 | 0 | 0 | 0 | 0 | 0 | 0 | 0 | 0 | 0 | 0 | 0 | 0 | 0 | 0 | 0 | 0 | 0 | 0 | 0 | 0 | 0 | 0 | 0 | 0 | 0 | 0 | 0 | 0 | 0 | 0 | 0 | 0 | 0 | 0 | 1 | 0 | 0 | 0 | 0 | 0 | 0 | 0 | 0 | 0 | 0 | 0 | 0 | 1 | 0 | 0 | 0 | 0 | 0 | 0 | 0 | 0 | 0 | 0 | 0 | 0 | 0 | 1 | 0 | 0 | 0 | 0 | 0 | 0 | 0 | 0 | 0 | 0 | 0 | 0 | 0 | 0 | 0 | 0 | 0 | 0 | 0 | 0 | 0 | 0 | 0 | 0 | 0 | 0 | 0 | 0 | 0 | 0 | Northern_California_Li_Battery_4hr | Northern_California_Li_Battery_8hr | Northern_California_Solar |  | Northern_California_Wind |  |  |  | Northern_California | Mendocino_Marin
PG&E NGBA | Humboldt | 115 | CA | 95503 | HUMBOLDT | 1 | 0 | 0 | 0 | 0 | 0 | 0 | 0 | 0 | 0 | 0 | 0 | 0 | 0 | 0 | 0 | 0 | 0 | 0 | 0 | 0 | 0 | 0 | 0 | 0 | 0 | 0 | 0 | 0 | 0 | 0 | 0 | 0 | 0 | 0 | 0 | 0 | 0 | 0 | 0 | 1 | 0 | 0 | 0 | 0 | 0 | 0 | 0 | 0 | 0 | 0 | 0 | 0 | 0 | 0 | 0 | 0 | 0 | 0 | 0 | 0 | 0 | 0 | 0 | 0 | 0 | 0 | 0 | 0 | 0 | 0 | 0 | 0 | 0 | 0 | 0 | 0 | 0 | 0 | 0 | 0 | 0 | 0 | 0 | 0 | 0 | 0 | 0 | 0 | 0 | 0 | 0 | 0 | 0 | 0 | 0 | 0 | 0 | Northern_California_Li_Battery_4hr | Northern_California_Li_Battery_8hr | Northern_California_Solar |  | Humboldt_Wind |  | Humboldt_Bay_Offshore_Wind |  | Northern_California | Humboldt
PG&E NGBA | Humboldt | 60 | CA | 95503 | HUMBOLDT | 1 | 0 | 0 | 0 | 0 | 0 | 0 | 0 | 0 | 0 | 0 | 0 | 0 | 0 | 0 | 0 | 0 | 0 | 0 | 0 | 0 | 0 | 0 | 0 | 0 | 0 | 0 | 0 | 0 | 0 | 0 | 0 | 0 | 0 | 0 | 0 | 0 | 0 | 0 | 0 | 1 | 0 | 0 | 0 | 0 | 0 | 0 | 0 | 0 | 0 | 0 | 0 | 0 | 0 | 0 | 0 | 0 | 0 | 0 | 0 | 0 | 0 | 0 | 0 | 0 | 0 | 0 | 0 | 0 | 0 | 0 | 0 | 0 | 0 | 0 | 0 | 0 | 0 | 0 | 0 | 0 | 0 | 0 | 0 | 0 | 0 | 0 | 0 | 0 | 0 | 0 | 0 | 0 | 0 | 0 | 0 | 0 | 0 | Northern_California_Li_Battery_4hr | Northern_California_Li_Battery_8hr | Northern_California_Solar |  | Humboldt_Wind |  |  |  | Northern_California | Humboldt
PG&E NGBA | Humboldt | 500 | CA |  |  | 2 | 0 | 0 | 0 | 0 | 0 | 0 | 0 | 0 | 0 | 0 | 0 | 0 | 0 | 0 | 0 | 0 | 0 | 0 | 0 | 0 | 0 | 0 | 0 | 0 | 0 | 0 | 0 | 0 | 0 | 0 | 0 | 0 | 0 | 0 | 0 | 0 | 0 | 0 | 0 | 1 | 0 | 0 | 0 | 0 | 0 | 0 | 0 | 0 | 1 | 0 | 0 | 0 | 0 | 0 | 0 | 0 | 0 | 0 | 0 | 0 | 0 | 0 | 0 | 0 | 0 | 0 | 0 | 0 | 0 | 0 | 0 | 0 | 0 | 0 | 0 | 0 | 0 | 0 | 0 | 0 | 0 | 0 | 0 | 0 | 0 | 0 | 0 | 0 | 0 | 0 | 0 | 0 | 0 | 0 | 0 | 0 | 0 | Northern_California_Li_Battery_4hr | Northern_California_Li_Battery_8hr | Northern_California_Solar |  | Humboldt_Wind |  | Humboldt_Bay_Offshore_Wind |  | Northern_California | Humboldt
SCE Metro | Huntington Beach | 230 | CA | 92646 | ORANGE | 1 | 0 | 0 | 0 | 0 | 0 | 0 | 0 | 0 | 0 | 1 | 0 | 0 | 0 | 0 | 0 | 0 | 0 | 0 | 0 | 0 | 0 | 0 | 0 | 0 | 0 | 0 | 0 | 0 | 0 | 0 | 0 | 0 | 0 | 0 | 0 | 0 | 0 | 0 | 0 | 0 | 0 | 0 | 0 | 0 | 0 | 0 | 0 | 0 | 0 | 0 | 0 | 0 | 0 | 0 | 0 | 0 | 0 | 0 | 0 | 0 | 0 | 0 | 0 | 0 | 0 | 0 | 0 | 0 | 0 | 0 | 0 | 0 | 0 | 0 | 0 | 0 | 0 | 0 | 0 | 0 | 0 | 0 | 0 | 0 | 0 | 0 | 0 | 0 | 0 | 0 | 0 | 0 | 0 | 0 | 0 | 0 | 0 | Greater_LA_Li_Battery_4hr | Greater_LA_Li_Battery_8hr | Greater_LA_Solar |  | 0 |  |  |  | Greater_LA | Greater_LA
PG&E NGBA | Ignacio | 115 | CA | 94945 | MARIN | 7 | 0 | 0 | 0 | 0 | 0 | 0 | 0 | 0 | 0 | 0 | 0 | 0 | 0 | 0 | 0 | 0 | 0 | 0 | 0 | 0 | 0 | 0 | 0 | 0 | 0 | 0 | 0 | 0 | 0 | 0 | 0 | 0 | 0 | 0 | 0 | 0 | 0 | 0 | 0 | 1 | 0 | 0 | 0 | 0 | 0 | 0 | 0 | 0 | 0 | 0 | 0 | 0 | 1 | 1 | 1 | 1 | 0 | 0 | 0 | 1 | 0 | 0 | 0 | 0 | 0 | 1 | 0 | 0 | 0 | 0 | 0 | 0 | 0 | 0 | 0 | 0 | 0 | 0 | 0 | 0 | 0 | 0 | 0 | 0 | 0 | 0 | 0 | 0 | 0 | 0 | 0 | 0 | 0 | 0 | 0 | 0 | 0 | Northern_California_Li_Battery_4hr | Northern_California_Li_Battery_8hr | Northern_California_Solar |  | Northern_California_Wind |  |  |  | Northern_California | Mendocino_Marin
PG&E NGBA | Ignacio | 230 | CA | 94945 | MARIN | 3 | 0 | 0 | 0 | 0 | 0 | 0 | 0 | 0 | 0 | 0 | 0 | 0 | 0 | 0 | 0 | 0 | 0 | 0 | 0 | 0 | 0 | 0 | 0 | 0 | 0 | 0 | 0 | 0 | 0 | 0 | 0 | 0 | 0 | 0 | 0 | 0 | 0 | 0 | 0 | 1 | 0 | 0 | 0 | 0 | 0 | 0 | 0 | 0 | 0 | 0 | 0 | 0 | 1 | 0 | 0 | 0 | 0 | 0 | 0 | 0 | 0 | 0 | 0 | 0 | 0 | 0 | 1 | 0 | 0 | 0 | 0 | 0 | 0 | 0 | 0 | 0 | 0 | 0 | 0 | 0 | 0 | 0 | 0 | 0 | 0 | 0 | 0 | 0 | 0 | 0 | 0 | 0 | 0 | 0 | 0 | 0 | 0 | Northern_California_Li_Battery_4hr | Northern_California_Li_Battery_8hr | Northern_California_Solar |  | Northern_California_Wind |  |  |  | Northern_California | Mendocino_Marin
PG&E NGBA | Ignacio | 60 | CA | 94945 | MARIN | 3 | 0 | 0 | 0 | 0 | 0 | 0 | 0 | 0 | 0 | 0 | 0 | 0 | 0 | 0 | 0 | 0 | 0 | 0 | 0 | 0 | 0 | 0 | 0 | 0 | 0 | 0 | 0 | 0 | 0 | 0 | 0 | 0 | 0 | 0 | 0 | 0 | 0 | 0 | 0 | 1 | 0 | 0 | 0 | 0 | 0 | 0 | 0 | 0 | 0 | 0 | 0 | 0 | 1 | 0 | 0 | 0 | 0 | 0 | 0 | 0 | 0 | 0 | 0 | 0 | 0 | 0 | 1 | 0 | 0 | 0 | 0 | 0 | 0 | 0 | 0 | 0 | 0 | 0 | 0 | 0 | 0 | 0 | 0 | 0 | 0 | 0 | 0 | 0 | 0 | 0 | 0 | 0 | 0 | 0 | 0 | 0 | 0 | Northern_California_Li_Battery_4hr | Northern_California_Li_Battery_8hr | Northern_California_Solar |  | Northern_California_Wind |  |  |  | Northern_California | Mendocino_Marin
SDGE | Imperial Beach | 69 | CA | 92154 | San Diego | 4 | 0 | 0 | 0 | 0 | 0 | 0 | 0 | 0 | 0 | 0 | 0 | 0 | 0 | 0 | 0 | 0 | 0 | 0 | 0 | 0 | 0 | 0 | 0 | 0 | 0 | 0 | 0 | 0 | 0 | 0 | 1 | 0 | 1 | 0 | 0 | 1 | 1 | 0 | 0 | 0 | 0 | 0 | 0 | 0 | 0 | 0 | 0 | 0 | 0 | 0 | 0 | 0 | 0 | 0 | 0 | 0 | 0 | 0 | 0 | 0 | 0 | 0 | 0 | 0 | 0 | 0 | 0 | 0 | 0 | 0 | 0 | 0 | 0 | 0 | 0 | 0 | 0 | 0 | 0 | 0 | 0 | 0 | 0 | 0 | 0 | 0 | 0 | 0 | 0 | 0 | 0 | 0 | 0 | 0 | 0 | 0 | 0 | San_Diego_Li_Battery_4hr | San_Diego_Li_Battery_8hr | San_Diego_Solar |  | 0 |  |  |  | Greater_SD | Greater_SD
SDGE | Imperial Valley | 230 | CA | 92251 | IMPERIAL | 6 | 0 | 0 | 0 | 0 | 0 | 0 | 0 | 0 | 0 | 0 | 0 | 0 | 0 | 0 | 0 | 0 | 0 | 0 | 0 | 0 | 0 | 0 | 0 | 0 | 0 | 0 | 0 | 0 | 1 | 0 | 1 | 1 | 1 | 0 | 0 | 1 | 1 | 0 | 0 | 0 | 0 | 0 | 0 | 0 | 0 | 0 | 0 | 0 | 0 | 0 | 0 | 0 | 0 | 0 | 0 | 0 | 0 | 0 | 0 | 0 | 0 | 0 | 0 | 0 | 0 | 0 | 0 | 0 | 0 | 0 | 0 | 0 | 0 | 0 | 0 | 0 | 0 | 0 | 0 | 0 | 0 | 0 | 0 | 0 | 0 | 0 | 0 | 0 | 0 | 0 | 0 | 0 | 0 | 0 | 0 | 0 | 0 | Greater_Imperial_Li_Battery_4hr | Greater_Imperial_Li_Battery_8hr | Greater_Imperial_Solar | Greater_Imperial_Geothermal | Greater_Imperial_Wind |  |  |  | Greater_Imperial | Greater_Imperial
SDGE | Imperial Valley | 500 | CA | 92251 | IMPERIAL | 6 | 0 | 0 | 0 | 0 | 0 | 0 | 0 | 0 | 0 | 0 | 0 | 0 | 0 | 0 | 0 | 0 | 0 | 0 | 0 | 0 | 0 | 0 | 0 | 0 | 0 | 0 | 0 | 0 | 1 | 0 | 1 | 1 | 1 | 0 | 0 | 1 | 1 | 0 | 0 | 0 | 0 | 0 | 0 | 0 | 0 | 0 | 0 | 0 | 0 | 0 | 0 | 0 | 0 | 0 | 0 | 0 | 0 | 0 | 0 | 0 | 0 | 0 | 0 | 0 | 0 | 0 | 0 | 0 | 0 | 0 | 0 | 0 | 0 | 0 | 0 | 0 | 0 | 0 | 0 | 0 | 0 | 0 | 0 | 0 | 0 | 0 | 0 | 0 | 0 | 0 | 0 | 0 | 0 | 0 | 0 | 0 | 0 | Greater_Imperial_Li_Battery_4hr | Greater_Imperial_Li_Battery_8hr | Greater_Imperial_Solar | Greater_Imperial_Geothermal | Greater_Imperial_Wind |  |  |  | Greater_Imperial | Greater_Imperial
EOP | Innovation | 138 | NV | 89020 | NYE | 3 | 0 | 0 | 0 | 0 | 0 | 0 | 0 | 0 | 0 | 0 | 0 | 0 | 0 | 0 | 0 | 0 | 0 | 0 | 0 | 0 | 0 | 0 | 1 | 1 | 1 | 0 | 0 | 0 | 0 | 0 | 0 | 0 | 0 | 0 | 0 | 0 | 0 | 0 | 0 | 0 | 0 | 0 | 0 | 0 | 0 | 0 | 0 | 0 | 0 | 0 | 0 | 0 | 0 | 0 | 0 | 0 | 0 | 0 | 0 | 0 | 0 | 0 | 0 | 0 | 0 | 0 | 0 | 0 | 0 | 0 | 0 | 0 | 0 | 0 | 0 | 0 | 0 | 0 | 0 | 0 | 0 | 0 | 0 | 0 | 0 | 0 | 0 | 0 | 0 | 0 | 0 | 0 | 0 | 0 | 0 | 0 | 0 | Southern_NV_Eldorado_Li_Battery_4hr | Southern_NV_Eldorado_Li_Battery_8hr | Southern_NV_Eldorado_Solar |  | Southern_NV_Eldorado_Wind |  |  |  | Southern_NV_Eldorado | Southern_NV_Eldorado
EOP | Innovation | 230 | NV | 89020 | NYE | 3 | 0 | 0 | 0 | 0 | 0 | 0 | 0 | 0 | 0 | 0 | 0 | 0 | 0 | 0 | 0 | 0 | 0 | 0 | 0 | 0 | 0 | 0 | 1 | 1 | 1 | 0 | 0 | 0 | 0 | 0 | 0 | 0 | 0 | 0 | 0 | 0 | 0 | 0 | 0 | 0 | 0 | 0 | 0 | 0 | 0 | 0 | 0 | 0 | 0 | 0 | 0 | 0 | 0 | 0 | 0 | 0 | 0 | 0 | 0 | 0 | 0 | 0 | 0 | 0 | 0 | 0 | 0 | 0 | 0 | 0 | 0 | 0 | 0 | 0 | 0 | 0 | 0 | 0 | 0 | 0 | 0 | 0 | 0 | 0 | 0 | 0 | 0 | 0 | 0 | 0 | 0 | 0 | 0 | 0 | 0 | 0 | 0 | Southern_NV_Eldorado_Li_Battery_4hr | Southern_NV_Eldorado_Li_Battery_8hr | Southern_NV_Eldorado_Solar |  | Southern_NV_Eldorado_Wind |  |  |  | Southern_NV_Eldorado | Southern_NV_Eldorado
SCE NOL | Inyokern | 115 | CA | 93555 | KERN | 3 | 0 | 0 | 0 | 0 | 0 | 0 | 0 | 0 | 0 | 0 | 0 | 1 | 1 | 1 | 0 | 0 | 0 | 0 | 0 | 0 | 0 | 0 | 0 | 0 | 0 | 0 | 0 | 0 | 0 | 0 | 0 | 0 | 0 | 0 | 0 | 0 | 0 | 0 | 0 | 0 | 0 | 0 | 0 | 0 | 0 | 0 | 0 | 0 | 0 | 0 | 0 | 0 | 0 | 0 | 0 | 0 | 0 | 0 | 0 | 0 | 0 | 0 | 0 | 0 | 0 | 0 | 0 | 0 | 0 | 0 | 0 | 0 | 0 | 0 | 0 | 0 | 0 | 0 | 0 | 0 | 0 | 0 | 0 | 0 | 0 | 0 | 0 | 0 | 0 | 0 | 0 | 0 | 0 | 0 | 0 | 0 | 0 | Greater_Kramer_Li_Battery_4hr | Greater_Kramer_Li_Battery_8hr | Greater_Kramer_Solar | Inyokern_North_Kramer_Geothermal | Greater_Kramer_Wind |  |  |  | Greater_Kramer | Greater_Kramer (Exclude)
EOP | IS Tap | 138 | NV |  |  | 3 | 0 | 0 | 0 | 0 | 0 | 0 | 0 | 0 | 0 | 0 | 0 | 0 | 0 | 0 | 0 | 0 | 0 | 0 | 0 | 0 | 0 | 0 | 1 | 1 | 1 | 0 | 0 | 0 | 0 | 0 | 0 | 0 | 0 | 0 | 0 | 0 | 0 | 0 | 0 | 0 | 0 | 0 | 0 | 0 | 0 | 0 | 0 | 0 | 0 | 0 | 0 | 0 | 0 | 0 | 0 | 0 | 0 | 0 | 0 | 0 | 0 | 0 | 0 | 0 | 0 | 0 | 0 | 0 | 0 | 0 | 0 | 0 | 0 | 0 | 0 | 0 | 0 | 0 | 0 | 0 | 0 | 0 | 0 | 0 | 0 | 0 | 0 | 0 | 0 | 0 | 0 | 0 | 0 | 0 | 0 | 0 | 0 | Southern_NV_Eldorado_Li_Battery_4hr | Southern_NV_Eldorado_Li_Battery_8hr | Southern_NV_Eldorado_Solar |  | Southern_NV_Eldorado_Wind |  |  |  | Southern_NV_Eldorado | Southern_NV_Eldorado
EOP | Ivanpah | 115 | CA | 92364 | SAN BERNARDINO | 2 | 0 | 0 | 0 | 0 | 0 | 0 | 0 | 0 | 0 | 0 | 0 | 0 | 0 | 0 | 0 | 0 | 0 | 0 | 0 | 0 | 0 | 0 | 0 | 1 | 1 | 0 | 0 | 0 | 0 | 0 | 0 | 0 | 0 | 0 | 0 | 0 | 0 | 0 | 0 | 0 | 0 | 0 | 0 | 0 | 0 | 0 | 0 | 0 | 0 | 0 | 0 | 0 | 0 | 0 | 0 | 0 | 0 | 0 | 0 | 0 | 0 | 0 | 0 | 0 | 0 | 0 | 0 | 0 | 0 | 0 | 0 | 0 | 0 | 0 | 0 | 0 | 0 | 0 | 0 | 0 | 0 | 0 | 0 | 0 | 0 | 0 | 0 | 0 | 0 | 0 | 0 | 0 | 0 | 0 | 0 | 0 | 0 | Southern_NV_Eldorado_Li_Battery_4hr | Southern_NV_Eldorado_Li_Battery_8hr | Southern_NV_Eldorado_Solar |  | Southern_NV_Eldorado_Wind |  |  |  | Southern_NV_Eldorado | Southern_NV_Eldorado
EOP | Ivanpah | 230 | CA | 92364 | SAN BERNARDINO | 2 | 0 | 0 | 0 | 0 | 0 | 0 | 0 | 0 | 0 | 0 | 0 | 0 | 0 | 0 | 0 | 0 | 0 | 0 | 0 | 0 | 0 | 0 | 0 | 1 | 1 | 0 | 0 | 0 | 0 | 0 | 0 | 0 | 0 | 0 | 0 | 0 | 0 | 0 | 0 | 0 | 0 | 0 | 0 | 0 | 0 | 0 | 0 | 0 | 0 | 0 | 0 | 0 | 0 | 0 | 0 | 0 | 0 | 0 | 0 | 0 | 0 | 0 | 0 | 0 | 0 | 0 | 0 | 0 | 0 | 0 | 0 | 0 | 0 | 0 | 0 | 0 | 0 | 0 | 0 | 0 | 0 | 0 | 0 | 0 | 0 | 0 | 0 | 0 | 0 | 0 | 0 | 0 | 0 | 0 | 0 | 0 | 0 | Southern_NV_Eldorado_Li_Battery_4hr | Southern_NV_Eldorado_Li_Battery_8hr | Southern_NV_Eldorado_Solar |  | Southern_NV_Eldorado_Wind |  |  |  | Southern_NV_Eldorado | Southern_NV_Eldorado
EOP | Jackass (DOE) | 138 | NV | 89020 | NYE | 3 | 0 | 0 | 0 | 0 | 0 | 0 | 0 | 0 | 0 | 0 | 0 | 0 | 0 | 0 | 0 | 0 | 0 | 0 | 0 | 0 | 0 | 0 | 1 | 1 | 1 | 0 | 0 | 0 | 0 | 0 | 0 | 0 | 0 | 0 | 0 | 0 | 0 | 0 | 0 | 0 | 0 | 0 | 0 | 0 | 0 | 0 | 0 | 0 | 0 | 0 | 0 | 0 | 0 | 0 | 0 | 0 | 0 | 0 | 0 | 0 | 0 | 0 | 0 | 0 | 0 | 0 | 0 | 0 | 0 | 0 | 0 | 0 | 0 | 0 | 0 | 0 | 0 | 0 | 0 | 0 | 0 | 0 | 0 | 0 | 0 | 0 | 0 | 0 | 0 | 0 | 0 | 0 | 0 | 0 | 0 | 0 | 0 | Southern_NV_Eldorado_Li_Battery_4hr | Southern_NV_Eldorado_Li_Battery_8hr | Southern_NV_Eldorado_Solar |  | Southern_NV_Eldorado_Wind |  |  |  | Southern_NV_Eldorado | Southern_NV_Eldorado
PG&E NGBA | James B Black | 230 | CA | 96065 | SHASTA | 1 | 0 | 0 | 0 | 0 | 0 | 0 | 0 | 0 | 0 | 0 | 0 | 0 | 0 | 0 | 0 | 0 | 0 | 0 | 0 | 0 | 0 | 0 | 0 | 0 | 0 | 0 | 0 | 0 | 0 | 0 | 0 | 0 | 0 | 0 | 0 | 0 | 0 | 0 | 0 | 1 | 0 | 0 | 0 | 0 | 0 | 0 | 0 | 0 | 0 | 0 | 0 | 0 | 0 | 0 | 0 | 0 | 0 | 0 | 0 | 0 | 0 | 0 | 0 | 0 | 0 | 0 | 0 | 0 | 0 | 0 | 0 | 0 | 0 | 0 | 0 | 0 | 0 | 0 | 0 | 0 | 0 | 0 | 0 | 0 | 0 | 0 | 0 | 0 | 0 | 0 | 0 | 0 | 0 | 0 | 0 | 0 | 0 | Northern_California_Li_Battery_4hr | Northern_California_Li_Battery_8hr | Northern_California_Solar |  | Northern_California_Wind |  |  |  | Northern_California | Northern_California
PG&E GBA | Jefferson | 230 | CA | 92253 | Riverside | 3 | 0 | 0 | 0 | 0 | 0 | 0 | 0 | 0 | 0 | 0 | 0 | 0 | 0 | 0 | 0 | 0 | 0 | 0 | 0 | 0 | 0 | 0 | 0 | 0 | 0 | 0 | 0 | 0 | 0 | 0 | 0 | 0 | 0 | 0 | 0 | 0 | 0 | 0 | 0 | 0 | 0 | 0 | 0 | 0 | 0 | 0 | 0 | 0 | 0 | 0 | 0 | 0 | 1 | 0 | 0 | 0 | 0 | 0 | 0 | 1 | 0 | 0 | 0 | 0 | 0 | 0 | 0 | 0 | 0 | 0 | 0 | 0 | 0 | 0 | 0 | 0 | 0 | 0 | 0 | 0 | 0 | 0 | 0 | 0 | 0 | 0 | 0 | 0 | 0 | 0 | 0 | 0 | 0 | 0 | 0 | 0 | 1 | Riverside_Li_Battery_4hr | Riverside_Li_Battery_8hr | Riverside_Solar |  | Riverside_Palm_Springs_Wind |  |  |  | Riverside | Riverside
PG&E NGBA | Jessup | 115 | CA | 96007 | SHASTA | 1 | 0 | 0 | 0 | 0 | 0 | 0 | 0 | 0 | 0 | 0 | 0 | 0 | 0 | 0 | 0 | 0 | 0 | 0 | 0 | 0 | 0 | 0 | 0 | 0 | 0 | 0 | 0 | 0 | 0 | 0 | 0 | 0 | 0 | 0 | 0 | 0 | 0 | 0 | 0 | 1 | 0 | 0 | 0 | 0 | 0 | 0 | 0 | 0 | 0 | 0 | 0 | 0 | 0 | 0 | 0 | 0 | 0 | 0 | 0 | 0 | 0 | 0 | 0 | 0 | 0 | 0 | 0 | 0 | 0 | 0 | 0 | 0 | 0 | 0 | 0 | 0 | 0 | 0 | 0 | 0 | 0 | 0 | 0 | 0 | 0 | 0 | 0 | 0 | 0 | 0 | 0 | 0 | 0 | 0 | 0 | 0 | 0 | Northern_California_Li_Battery_4hr | Northern_California_Li_Battery_8hr | Northern_California_Solar |  | Northern_California_Wind |  |  |  | Northern_California | Northern_California
SCE Metro | Johanna | 230 | CA | 92705 | ORANGE | 1 | 0 | 0 | 0 | 0 | 0 | 0 | 0 | 0 | 0 | 1 | 0 | 0 | 0 | 0 | 0 | 0 | 0 | 0 | 0 | 0 | 0 | 0 | 0 | 0 | 0 | 0 | 0 | 0 | 0 | 0 | 0 | 0 | 0 | 0 | 0 | 0 | 0 | 0 | 0 | 0 | 0 | 0 | 0 | 0 | 0 | 0 | 0 | 0 | 0 | 0 | 0 | 0 | 0 | 0 | 0 | 0 | 0 | 0 | 0 | 0 | 0 | 0 | 0 | 0 | 0 | 0 | 0 | 0 | 0 | 0 | 0 | 0 | 0 | 0 | 0 | 0 | 0 | 0 | 0 | 0 | 0 | 0 | 0 | 0 | 0 | 0 | 0 | 0 | 0 | 0 | 0 | 0 | 0 | 0 | 0 | 0 | 0 | Greater_LA_Li_Battery_4hr | Greater_LA_Li_Battery_8hr | Greater_LA_Solar |  | 0 |  |  |  | Greater_LA | Greater_LA
SCE Eastern | Julian Hinds | 230 | CA | 92239 | RIVERSIDE | 3 | 0 | 0 | 0 | 0 | 0 | 0 | 0 | 0 | 0 | 0 | 0 | 0 | 0 | 0 | 0 | 0 | 0 | 0 | 1 | 1 | 0 | 1 | 0 | 0 | 0 | 0 | 0 | 0 | 0 | 0 | 0 | 0 | 0 | 0 | 0 | 0 | 0 | 0 | 0 | 0 | 0 | 0 | 0 | 0 | 0 | 0 | 0 | 0 | 0 | 0 | 0 | 0 | 0 | 0 | 0 | 0 | 0 | 0 | 0 | 0 | 0 | 0 | 0 | 0 | 0 | 0 | 0 | 0 | 0 | 0 | 0 | 0 | 0 | 0 | 0 | 0 | 0 | 0 | 0 | 0 | 0 | 0 | 0 | 0 | 0 | 0 | 0 | 0 | 0 | 0 | 0 | 0 | 0 | 0 | 0 | 0 | 0 | Riverside_Li_Battery_4hr | Riverside_Li_Battery_8hr | Riverside_Solar |  | Riverside_Palm_Springs_Wind |  |  |  | Riverside | Riverside (Exclude)
PG&E GBA | Kasson | 115 | CA | 95304 | SAN JOAQUIN | 3 | 0 | 0 | 0 | 0 | 0 | 0 | 0 | 0 | 0 | 0 | 0 | 0 | 0 | 0 | 0 | 0 | 0 | 0 | 0 | 0 | 0 | 0 | 0 | 0 | 0 | 0 | 0 | 0 | 0 | 0 | 0 | 0 | 0 | 0 | 0 | 0 | 0 | 0 | 0 | 0 | 0 | 0 | 0 | 0 | 0 | 1 | 0 | 0 | 0 | 0 | 0 | 0 | 0 | 0 | 0 | 1 | 0 | 0 | 0 | 1 | 0 | 0 | 0 | 0 | 0 | 0 | 0 | 0 | 0 | 0 | 0 | 0 | 0 | 0 | 0 | 0 | 0 | 0 | 0 | 0 | 0 | 0 | 0 | 0 | 0 | 0 | 0 | 0 | 0 | 0 | 0 | 0 | 0 | 0 | 0 | 0 | 0 | Northern_California_Li_Battery_4hr | Northern_California_Li_Battery_8hr | Northern_California_Solar |  | Solano_Wind |  |  |  | Northern_California | Solano
PG&E GBA | Kasson | 60 | CA | 95304 | SAN JOAQUIN | 4 | 0 | 0 | 0 | 0 | 0 | 0 | 0 | 0 | 0 | 0 | 0 | 0 | 0 | 0 | 0 | 0 | 0 | 0 | 0 | 0 | 0 | 0 | 0 | 0 | 0 | 0 | 0 | 0 | 0 | 0 | 0 | 0 | 0 | 0 | 0 | 0 | 0 | 0 | 0 | 0 | 0 | 0 | 0 | 0 | 0 | 1 | 0 | 0 | 0 | 0 | 0 | 0 | 0 | 0 | 0 | 1 | 0 | 0 | 0 | 1 | 0 | 0 | 0 | 1 | 0 | 0 | 0 | 0 | 0 | 0 | 0 | 0 | 0 | 0 | 0 | 0 | 0 | 0 | 0 | 0 | 0 | 0 | 0 | 0 | 0 | 0 | 0 | 0 | 0 | 0 | 0 | 0 | 0 | 0 | 0 | 0 | 0 | Northern_California_Li_Battery_4hr | Northern_California_Li_Battery_8hr | Northern_California_Solar |  | Solano_Wind |  |  |  | Northern_California | Solano
PG&E FRESNO | Kearney | 230 | CA |  |  | 9 | 0 | 0 | 0 | 0 | 0 | 0 | 0 | 0 | 0 | 0 | 0 | 0 | 0 | 0 | 0 | 0 | 0 | 0 | 0 | 0 | 0 | 0 | 0 | 0 | 0 | 0 | 0 | 0 | 0 | 0 | 0 | 0 | 0 | 0 | 0 | 0 | 0 | 0 | 0 | 0 | 0 | 0 | 0 | 0 | 0 | 1 | 0 | 0 | 0 | 0 | 0 | 0 | 0 | 0 | 0 | 0 | 0 | 0 | 0 | 0 | 0 | 0 | 0 | 0 | 0 | 0 | 0 | 0 | 0 | 0 | 0 | 0 | 0 | 0 | 0 | 0 | 0 | 0 | 1 | 1 | 0 | 1 | 1 | 1 | 0 | 1 | 0 | 1 | 0 | 1 | 0 | 0 | 0 | 0 | 0 | 0 | 0 | Southern_PGAE_Li_Battery_4hr | Southern_PGAE_Li_Battery_8hr | Southern_PGAE_Solar |  | Central_Valley_North_Los_Banos_Wind |  |  |  | Southern_PGAE | Central_Valley_North_Los_Banos
PG&E FRESNO | Kearney | 70 | CA |  |  | 11 | 0 | 0 | 0 | 0 | 0 | 0 | 0 | 0 | 0 | 0 | 0 | 0 | 0 | 0 | 0 | 0 | 0 | 0 | 0 | 0 | 0 | 0 | 0 | 0 | 0 | 0 | 0 | 0 | 0 | 0 | 0 | 0 | 0 | 0 | 0 | 0 | 0 | 0 | 0 | 0 | 0 | 0 | 0 | 0 | 0 | 1 | 0 | 0 | 0 | 0 | 0 | 0 | 0 | 0 | 0 | 0 | 0 | 0 | 0 | 0 | 0 | 0 | 0 | 0 | 0 | 0 | 0 | 0 | 0 | 0 | 0 | 0 | 0 | 0 | 0 | 0 | 0 | 0 | 1 | 0 | 0 | 1 | 1 | 1 | 1 | 1 | 0 | 1 | 1 | 1 | 0 | 0 | 1 | 0 | 0 | 0 | 0 | Southern_PGAE_Li_Battery_4hr | Southern_PGAE_Li_Battery_8hr | Southern_PGAE_Solar |  | Central_Valley_North_Los_Banos_Wind |  |  |  | Southern_PGAE | Central_Valley_North_Los_Banos
PG&E GBA | Kelso | 230 | CA | 94514 | ALAMEDA | 4 | 0 | 0 | 0 | 0 | 0 | 0 | 0 | 0 | 0 | 0 | 0 | 0 | 0 | 0 | 0 | 0 | 0 | 0 | 0 | 0 | 0 | 0 | 0 | 0 | 0 | 0 | 0 | 0 | 0 | 0 | 0 | 0 | 0 | 0 | 0 | 0 | 0 | 0 | 0 | 1 | 0 | 0 | 0 | 0 | 0 | 0 | 0 | 0 | 0 | 0 | 0 | 0 | 0 | 1 | 0 | 1 | 0 | 0 | 0 | 0 | 0 | 0 | 0 | 0 | 0 | 1 | 0 | 0 | 0 | 0 | 0 | 0 | 0 | 0 | 0 | 0 | 0 | 0 | 0 | 0 | 0 | 0 | 0 | 0 | 0 | 0 | 0 | 0 | 0 | 0 | 0 | 0 | 0 | 0 | 0 | 0 | 0 | Northern_California_Li_Battery_4hr | Northern_California_Li_Battery_8hr | Northern_California_Solar |  | Solano_Wind |  |  |  | Northern_California | Solano
PG&E FRESNO | Kerchoff 1 | 115 | CA | 93626 | Madera | 9 | 0 | 0 | 0 | 0 | 0 | 0 | 0 | 0 | 0 | 0 | 0 | 0 | 0 | 0 | 0 | 0 | 0 | 0 | 0 | 0 | 0 | 0 | 0 | 0 | 0 | 0 | 0 | 0 | 0 | 0 | 0 | 0 | 0 | 0 | 0 | 0 | 0 | 0 | 0 | 0 | 0 | 0 | 0 | 0 | 0 | 1 | 0 | 0 | 0 | 0 | 0 | 0 | 0 | 0 | 0 | 0 | 0 | 0 | 0 | 0 | 0 | 0 | 0 | 0 | 0 | 0 | 0 | 0 | 0 | 0 | 0 | 0 | 0 | 0 | 0 | 0 | 0 | 0 | 1 | 0 | 0 | 1 | 1 | 0 | 0 | 1 | 0 | 1 | 0 | 1 | 1 | 0 | 1 | 0 | 0 | 0 | 0 | Southern_PGAE_Li_Battery_4hr | Southern_PGAE_Li_Battery_8hr | Southern_PGAE_Solar |  | Central_Valley_North_Los_Banos_Wind |  |  |  | Southern_PGAE | Central_Valley_North_Los_Banos
PG&E KERN | Kern Oil | 115 | CA | 93308 | KERN | 5 | 0 | 0 | 0 | 0 | 0 | 0 | 0 | 0 | 0 | 0 | 0 | 0 | 0 | 0 | 0 | 0 | 0 | 0 | 0 | 0 | 0 | 0 | 0 | 0 | 0 | 0 | 0 | 0 | 0 | 0 | 0 | 0 | 0 | 0 | 0 | 0 | 0 | 0 | 0 | 0 | 0 | 0 | 0 | 0 | 0 | 0 | 0 | 0 | 0 | 0 | 0 | 0 | 0 | 0 | 0 | 0 | 0 | 0 | 0 | 0 | 0 | 0 | 0 | 0 | 0 | 0 | 0 | 0 | 1 | 0 | 1 | 0 | 0 | 0 | 1 | 0 | 0 | 0 | 1 | 0 | 0 | 0 | 0 | 0 | 0 | 0 | 0 | 0 | 0 | 0 | 0 | 0 | 0 | 0 | 1 | 0 | 0 | Southern_PGAE_Li_Battery_4hr | Southern_PGAE_Li_Battery_8hr | Southern_PGAE_Solar |  | Central_Valley_North_Los_Banos_Wind |  |  |  | Southern_PGAE | Central_Valley_North_Los_Banos
PG&E KERN | Kern PP | 115 | CA | 93312 | KERN | 5 | 0 | 0 | 0 | 0 | 0 | 0 | 0 | 0 | 0 | 0 | 0 | 0 | 0 | 0 | 0 | 0 | 0 | 0 | 0 | 0 | 0 | 0 | 0 | 0 | 0 | 0 | 0 | 0 | 0 | 0 | 0 | 0 | 0 | 0 | 0 | 0 | 0 | 0 | 0 | 0 | 0 | 0 | 0 | 0 | 0 | 0 | 0 | 0 | 0 | 0 | 0 | 0 | 0 | 0 | 0 | 0 | 0 | 0 | 0 | 0 | 0 | 0 | 0 | 0 | 0 | 0 | 0 | 0 | 1 | 0 | 1 | 0 | 0 | 0 | 0 | 0 | 0 | 0 | 1 | 1 | 0 | 0 | 0 | 0 | 0 | 0 | 0 | 0 | 0 | 0 | 0 | 0 | 0 | 0 | 1 | 0 | 0 | Southern_PGAE_Li_Battery_4hr | Southern_PGAE_Li_Battery_8hr | Southern_PGAE_Solar |  | Central_Valley_North_Los_Banos_Wind |  |  |  | Southern_PGAE | Central_Valley_North_Los_Banos
PG&E KERN | Kern PP | 230 | CA | 93312 | KERN | 4 | 0 | 0 | 0 | 0 | 0 | 0 | 0 | 0 | 0 | 0 | 0 | 0 | 0 | 0 | 0 | 0 | 0 | 0 | 0 | 0 | 0 | 0 | 0 | 0 | 0 | 0 | 0 | 0 | 0 | 0 | 0 | 0 | 0 | 0 | 0 | 0 | 0 | 0 | 0 | 0 | 0 | 0 | 0 | 0 | 0 | 0 | 0 | 0 | 0 | 0 | 0 | 0 | 0 | 0 | 0 | 0 | 0 | 0 | 0 | 0 | 0 | 0 | 0 | 0 | 0 | 0 | 0 | 1 | 0 | 0 | 0 | 0 | 0 | 0 | 0 | 0 | 0 | 0 | 1 | 1 | 0 | 0 | 0 | 0 | 0 | 0 | 0 | 0 | 0 | 0 | 0 | 0 | 0 | 0 | 1 | 0 | 0 | Southern_PGAE_Li_Battery_4hr | Southern_PGAE_Li_Battery_8hr | Southern_PGAE_Solar |  | Central_Valley_North_Los_Banos_Wind |  |  |  | Southern_PGAE | Central_Valley_North_Los_Banos
PG&E KERN | Kern PP | 70 | CA | 93312 | KERN | 3 | 0 | 0 | 0 | 0 | 0 | 0 | 0 | 0 | 0 | 0 | 0 | 0 | 0 | 0 | 0 | 0 | 0 | 0 | 0 | 0 | 0 | 0 | 0 | 0 | 0 | 0 | 0 | 0 | 0 | 0 | 0 | 0 | 0 | 0 | 0 | 0 | 0 | 0 | 0 | 0 | 0 | 0 | 0 | 0 | 0 | 0 | 0 | 0 | 0 | 0 | 0 | 0 | 0 | 0 | 0 | 0 | 0 | 0 | 0 | 0 | 0 | 0 | 0 | 0 | 0 | 0 | 0 | 1 | 1 | 0 | 0 | 0 | 0 | 0 | 0 | 0 | 0 | 0 | 0 | 1 | 0 | 0 | 0 | 0 | 0 | 0 | 0 | 0 | 0 | 0 | 0 | 0 | 0 | 0 | 0 | 0 | 0 | Southern_PGAE_Li_Battery_4hr | Southern_PGAE_Li_Battery_8hr | Southern_PGAE_Solar |  | Central_Valley_North_Los_Banos_Wind |  |  |  | Southern_PGAE | Central_Valley_North_Los_Banos
PG&E KERN | Kernridge | 115 | CA | 93251 | KERN | 5 | 0 | 0 | 0 | 0 | 0 | 0 | 0 | 0 | 0 | 0 | 0 | 0 | 0 | 0 | 0 | 0 | 0 | 0 | 0 | 0 | 0 | 0 | 0 | 0 | 0 | 0 | 0 | 0 | 0 | 0 | 0 | 0 | 0 | 0 | 0 | 0 | 0 | 0 | 0 | 0 | 0 | 0 | 0 | 0 | 0 | 0 | 0 | 0 | 0 | 0 | 0 | 0 | 0 | 0 | 0 | 0 | 0 | 0 | 0 | 0 | 0 | 0 | 0 | 0 | 0 | 0 | 0 | 1 | 1 | 0 | 0 | 0 | 0 | 0 | 1 | 0 | 0 | 0 | 1 | 0 | 0 | 0 | 0 | 0 | 0 | 0 | 0 | 0 | 0 | 0 | 0 | 0 | 0 | 0 | 1 | 0 | 0 | Southern_PGAE_Li_Battery_4hr | Southern_PGAE_Li_Battery_8hr | Southern_PGAE_Solar |  | Central_Valley_North_Los_Banos_Wind |  |  |  | Southern_PGAE | Central_Valley_North_Los_Banos
PG&E FRESNO | Kingsburg | 115 | CA | 93631 | Fresno | 8 | 0 | 0 | 0 | 0 | 0 | 0 | 0 | 0 | 0 | 0 | 0 | 0 | 0 | 0 | 0 | 0 | 0 | 0 | 0 | 0 | 0 | 0 | 0 | 0 | 0 | 0 | 0 | 0 | 0 | 0 | 0 | 0 | 0 | 0 | 0 | 0 | 0 | 0 | 0 | 0 | 0 | 0 | 0 | 0 | 0 | 1 | 0 | 0 | 0 | 0 | 0 | 0 | 0 | 0 | 0 | 0 | 0 | 0 | 0 | 0 | 0 | 0 | 0 | 0 | 0 | 0 | 0 | 0 | 0 | 0 | 0 | 0 | 0 | 0 | 0 | 0 | 0 | 0 | 1 | 0 | 0 | 1 | 0 | 1 | 1 | 1 | 0 | 0 | 0 | 1 | 0 | 0 | 0 | 0 | 1 | 0 | 0 | Southern_PGAE_Li_Battery_4hr | Southern_PGAE_Li_Battery_8hr | Southern_PGAE_Solar |  | Central_Valley_North_Los_Banos_Wind |  |  |  | Southern_PGAE | Central_Valley_North_Los_Banos
PG&E GBA | Kirker | 115 | CA | 94565 | CONTRA COSTA | 1 | 0 | 0 | 0 | 0 | 0 | 0 | 0 | 0 | 0 | 0 | 0 | 0 | 0 | 0 | 0 | 0 | 0 | 0 | 0 | 0 | 0 | 0 | 0 | 0 | 0 | 0 | 0 | 0 | 0 | 0 | 0 | 0 | 0 | 0 | 0 | 0 | 0 | 0 | 0 | 1 | 0 | 0 | 0 | 0 | 0 | 0 | 0 | 0 | 0 | 0 | 0 | 0 | 0 | 0 | 0 | 0 | 0 | 0 | 0 | 0 | 0 | 0 | 0 | 0 | 0 | 0 | 0 | 0 | 0 | 0 | 0 | 0 | 0 | 0 | 0 | 0 | 0 | 0 | 0 | 0 | 0 | 0 | 0 | 0 | 0 | 0 | 0 | 0 | 0 | 0 | 0 | 0 | 0 | 0 | 0 | 0 | 0 | Northern_California_Li_Battery_4hr | Northern_California_Li_Battery_8hr | Northern_California_Solar |  | Solano_Wind |  |  |  | Northern_California | Solano
PG&E NGBA | Knights Landing | 115 | CA | 95645 | YOLO | 8 | 0 | 0 | 0 | 0 | 0 | 0 | 0 | 0 | 0 | 0 | 0 | 0 | 0 | 0 | 0 | 0 | 0 | 0 | 0 | 0 | 0 | 0 | 0 | 0 | 0 | 0 | 0 | 0 | 0 | 0 | 0 | 0 | 0 | 0 | 0 | 0 | 0 | 0 | 0 | 1 | 1 | 0 | 1 | 0 | 1 | 1 | 0 | 1 | 0 | 0 | 0 | 0 | 0 | 0 | 0 | 0 | 0 | 0 | 0 | 1 | 1 | 0 | 0 | 0 | 0 | 0 | 0 | 0 | 0 | 0 | 0 | 0 | 0 | 0 | 0 | 0 | 0 | 0 | 0 | 0 | 0 | 0 | 0 | 0 | 0 | 0 | 0 | 0 | 0 | 0 | 0 | 0 | 0 | 0 | 0 | 0 | 0 | Northern_California_Li_Battery_4hr | Northern_California_Li_Battery_8hr | Northern_California_Solar |  | Northern_California_Wind |  |  |  | Northern_California | Northern_California
PG&E NGBA | Konocti | 60 | CA | 95451 | Lake | 6 | 0 | 0 | 0 | 0 | 0 | 0 | 0 | 0 | 0 | 0 | 0 | 0 | 0 | 0 | 0 | 0 | 0 | 0 | 0 | 0 | 0 | 0 | 0 | 0 | 0 | 0 | 0 | 0 | 0 | 0 | 0 | 0 | 0 | 0 | 0 | 0 | 0 | 0 | 0 | 1 | 0 | 1 | 0 | 0 | 0 | 0 | 0 | 0 | 0 | 0 | 0 | 0 | 1 | 0 | 1 | 1 | 0 | 0 | 0 | 0 | 0 | 0 | 0 | 0 | 0 | 0 | 1 | 0 | 0 | 0 | 0 | 0 | 0 | 0 | 0 | 0 | 0 | 0 | 0 | 0 | 0 | 0 | 0 | 0 | 0 | 0 | 0 | 0 | 0 | 0 | 0 | 0 | 0 | 0 | 0 | 0 | 0 | Northern_California_Li_Battery_4hr | Northern_California_Li_Battery_8hr | Northern_California_Solar |  | Northern_California_Wind |  |  |  | Northern_California | Northern_California
SCE NOL | Kramer | 115 | CA | 93516 | SAN BERNARDINO | 3 | 0 | 0 | 0 | 0 | 0 | 0 | 0 | 0 | 0 | 0 | 0 | 1 | 1 | 1 | 0 | 0 | 0 | 0 | 0 | 0 | 0 | 0 | 0 | 0 | 0 | 0 | 0 | 0 | 0 | 0 | 0 | 0 | 0 | 0 | 0 | 0 | 0 | 0 | 0 | 0 | 0 | 0 | 0 | 0 | 0 | 0 | 0 | 0 | 0 | 0 | 0 | 0 | 0 | 0 | 0 | 0 | 0 | 0 | 0 | 0 | 0 | 0 | 0 | 0 | 0 | 0 | 0 | 0 | 0 | 0 | 0 | 0 | 0 | 0 | 0 | 0 | 0 | 0 | 0 | 0 | 0 | 0 | 0 | 0 | 0 | 0 | 0 | 0 | 0 | 0 | 0 | 0 | 0 | 0 | 0 | 0 | 0 | Greater_Kramer_Li_Battery_4hr | Greater_Kramer_Li_Battery_8hr | Greater_Kramer_Solar |  | Greater_Kramer_Wind |  |  |  | Greater_Kramer | Greater_Kramer (Exclude)
SCE NOL | Kramer | 230 | CA | 93516 | SAN BERNARDINO | 3 | 0 | 0 | 0 | 0 | 0 | 0 | 0 | 0 | 0 | 0 | 0 | 1 | 1 | 1 | 0 | 0 | 0 | 0 | 0 | 0 | 0 | 0 | 0 | 0 | 0 | 0 | 0 | 0 | 0 | 0 | 0 | 0 | 0 | 0 | 0 | 0 | 0 | 0 | 0 | 0 | 0 | 0 | 0 | 0 | 0 | 0 | 0 | 0 | 0 | 0 | 0 | 0 | 0 | 0 | 0 | 0 | 0 | 0 | 0 | 0 | 0 | 0 | 0 | 0 | 0 | 0 | 0 | 0 | 0 | 0 | 0 | 0 | 0 | 0 | 0 | 0 | 0 | 0 | 0 | 0 | 0 | 0 | 0 | 0 | 0 | 0 | 0 | 0 | 0 | 0 | 0 | 0 | 0 | 0 | 0 | 0 | 0 | Greater_Kramer_Li_Battery_4hr | Greater_Kramer_Li_Battery_8hr | Greater_Kramer_Solar |  | Greater_Kramer_Wind |  |  |  | Greater_Kramer | Greater_Kramer (Exclude)
SCE Metro | La Cienega | 230 | CA | 90056 | LOS ANGELES | 2 | 0 | 0 | 0 | 0 | 0 | 0 | 0 | 0 | 1 | 1 | 0 | 0 | 0 | 0 | 0 | 0 | 0 | 0 | 0 | 0 | 0 | 0 | 0 | 0 | 0 | 0 | 0 | 0 | 0 | 0 | 0 | 0 | 0 | 0 | 0 | 0 | 0 | 0 | 0 | 0 | 0 | 0 | 0 | 0 | 0 | 0 | 0 | 0 | 0 | 0 | 0 | 0 | 0 | 0 | 0 | 0 | 0 | 0 | 0 | 0 | 0 | 0 | 0 | 0 | 0 | 0 | 0 | 0 | 0 | 0 | 0 | 0 | 0 | 0 | 0 | 0 | 0 | 0 | 0 | 0 | 0 | 0 | 0 | 0 | 0 | 0 | 0 | 0 | 0 | 0 | 0 | 0 | 0 | 0 | 0 | 0 | 0 | Greater_LA_Li_Battery_4hr | Greater_LA_Li_Battery_8hr | Greater_LA_Solar |  | 0 |  |  |  | Greater_LA | Greater_LA
SCE Metro | La Fresa | 230 | CA | 90504 | LOS ANGELES | 2 | 0 | 0 | 0 | 0 | 0 | 0 | 0 | 0 | 1 | 1 | 0 | 0 | 0 | 0 | 0 | 0 | 0 | 0 | 0 | 0 | 0 | 0 | 0 | 0 | 0 | 0 | 0 | 0 | 0 | 0 | 0 | 0 | 0 | 0 | 0 | 0 | 0 | 0 | 0 | 0 | 0 | 0 | 0 | 0 | 0 | 0 | 0 | 0 | 0 | 0 | 0 | 0 | 0 | 0 | 0 | 0 | 0 | 0 | 0 | 0 | 0 | 0 | 0 | 0 | 0 | 0 | 0 | 0 | 0 | 0 | 0 | 0 | 0 | 0 | 0 | 0 | 0 | 0 | 0 | 0 | 0 | 0 | 0 | 0 | 0 | 0 | 0 | 0 | 0 | 0 | 0 | 0 | 0 | 0 | 0 | 0 | 0 | Greater_LA_Li_Battery_4hr | Greater_LA_Li_Battery_8hr | Greater_LA_Solar |  | 0 |  |  |  | Greater_LA | Greater_LA
SCE Metro | Laguna Bell | 230 | CA | 90040 | LOS ANGELES | 1 | 0 | 0 | 0 | 0 | 0 | 0 | 0 | 0 | 0 | 1 | 0 | 0 | 0 | 0 | 0 | 0 | 0 | 0 | 0 | 0 | 0 | 0 | 0 | 0 | 0 | 0 | 0 | 0 | 0 | 0 | 0 | 0 | 0 | 0 | 0 | 0 | 0 | 0 | 0 | 0 | 0 | 0 | 0 | 0 | 0 | 0 | 0 | 0 | 0 | 0 | 0 | 0 | 0 | 0 | 0 | 0 | 0 | 0 | 0 | 0 | 0 | 0 | 0 | 0 | 0 | 0 | 0 | 0 | 0 | 0 | 0 | 0 | 0 | 0 | 0 | 0 | 0 | 0 | 0 | 0 | 0 | 0 | 0 | 0 | 0 | 0 | 0 | 0 | 0 | 0 | 0 | 0 | 0 | 0 | 0 | 0 | 0 | Greater_LA_Li_Battery_4hr | Greater_LA_Li_Battery_8hr | Greater_LA_Solar |  | 0 |  |  |  | Greater_LA | Greater_LA
PG&E KERN | Lakeview | 70 | CA | 93313 | KERN | 4 | 0 | 0 | 0 | 0 | 0 | 0 | 0 | 0 | 0 | 0 | 0 | 0 | 0 | 0 | 0 | 0 | 0 | 0 | 0 | 0 | 0 | 0 | 0 | 0 | 0 | 0 | 0 | 0 | 0 | 0 | 0 | 0 | 0 | 0 | 0 | 0 | 0 | 0 | 0 | 0 | 0 | 0 | 0 | 0 | 0 | 0 | 0 | 0 | 0 | 0 | 0 | 0 | 0 | 0 | 0 | 0 | 0 | 0 | 0 | 0 | 0 | 0 | 0 | 0 | 0 | 0 | 0 | 0 | 0 | 0 | 0 | 0 | 0 | 0 | 0 | 0 | 1 | 0 | 1 | 1 | 0 | 0 | 0 | 0 | 0 | 0 | 0 | 0 | 0 | 0 | 0 | 0 | 0 | 0 | 1 | 0 | 0 | Southern_PGAE_Li_Battery_4hr | Southern_PGAE_Li_Battery_8hr | Southern_PGAE_Solar |  | Central_Valley_North_Los_Banos_Wind |  |  |  | Southern_PGAE | Central_Valley_North_Los_Banos
PG&E NGBA | Lakeville | 230 | CA | 94954 | SONOMA | 10 | 0 | 0 | 0 | 0 | 0 | 0 | 0 | 0 | 0 | 0 | 0 | 0 | 0 | 0 | 0 | 0 | 0 | 0 | 0 | 0 | 0 | 0 | 0 | 0 | 0 | 0 | 0 | 0 | 0 | 0 | 0 | 0 | 0 | 0 | 0 | 0 | 0 | 0 | 0 | 1 | 0 | 0 | 0 | 0 | 0 | 0 | 0 | 0 | 0 | 0 | 0 | 1 | 1 | 1 | 1 | 1 | 0 | 0 | 1 | 1 | 0 | 0 | 0 | 0 | 0 | 1 | 1 | 0 | 0 | 0 | 0 | 0 | 0 | 0 | 0 | 0 | 0 | 0 | 0 | 0 | 0 | 0 | 0 | 0 | 0 | 0 | 0 | 0 | 0 | 0 | 0 | 0 | 0 | 0 | 0 | 0 | 0 | Northern_California_Li_Battery_4hr | Northern_California_Li_Battery_8hr | Northern_California_Solar |  | Northern_California_Wind |  |  |  | Northern_California | Mendocino_Marin
PG&E NGBA | Lakeville | 60 | CA | 94954 | SONOMA | 9 | 0 | 0 | 0 | 0 | 0 | 0 | 0 | 0 | 0 | 0 | 0 | 0 | 0 | 0 | 0 | 0 | 0 | 0 | 0 | 0 | 0 | 0 | 0 | 0 | 0 | 0 | 0 | 0 | 0 | 0 | 0 | 0 | 0 | 0 | 0 | 0 | 0 | 0 | 0 | 1 | 0 | 0 | 0 | 0 | 0 | 0 | 0 | 0 | 0 | 0 | 0 | 1 | 1 | 1 | 1 | 1 | 0 | 0 | 0 | 1 | 0 | 0 | 0 | 0 | 0 | 1 | 1 | 0 | 0 | 0 | 0 | 0 | 0 | 0 | 0 | 0 | 0 | 0 | 0 | 0 | 0 | 0 | 0 | 0 | 0 | 0 | 0 | 0 | 0 | 0 | 0 | 0 | 0 | 0 | 0 | 0 | 0 | Northern_California_Li_Battery_4hr | Northern_California_Li_Battery_8hr | Northern_California_Solar |  | Northern_California_Wind |  |  |  | Northern_California | Mendocino_Marin
PG&E NGBA | Lakeville | 115 | CA | 94954 | SONOMA | 9 | 0 | 0 | 0 | 0 | 0 | 0 | 0 | 0 | 0 | 0 | 0 | 0 | 0 | 0 | 0 | 0 | 0 | 0 | 0 | 0 | 0 | 0 | 0 | 0 | 0 | 0 | 0 | 0 | 0 | 0 | 0 | 0 | 0 | 0 | 0 | 0 | 0 | 0 | 0 | 1 | 0 | 0 | 0 | 0 | 0 | 0 | 0 | 0 | 0 | 0 | 0 | 1 | 1 | 1 | 1 | 1 | 0 | 0 | 0 | 1 | 0 | 0 | 0 | 0 | 0 | 1 | 1 | 0 | 0 | 0 | 0 | 0 | 0 | 0 | 0 | 0 | 0 | 0 | 0 | 0 | 0 | 0 | 0 | 0 | 0 | 0 | 0 | 0 | 0 | 0 | 0 | 0 | 0 | 0 | 0 | 0 | 0 | Northern_California_Li_Battery_4hr | Northern_California_Li_Battery_8hr | Northern_California_Solar |  | Northern_California_Wind |  |  |  | Northern_California | Mendocino_Marin
PG&E GBA | Lakewood | 115 | CA | 94597 | Contra Costa | 1 | 0 | 0 | 0 | 0 | 0 | 0 | 0 | 0 | 0 | 0 | 0 | 0 | 0 | 0 | 0 | 0 | 0 | 0 | 0 | 0 | 0 | 0 | 0 | 0 | 0 | 0 | 0 | 0 | 0 | 0 | 0 | 0 | 0 | 0 | 0 | 0 | 0 | 0 | 0 | 1 | 0 | 0 | 0 | 0 | 0 | 0 | 0 | 0 | 0 | 0 | 0 | 0 | 0 | 0 | 0 | 0 | 0 | 0 | 0 | 0 | 0 | 0 | 0 | 0 | 0 | 0 | 0 | 0 | 0 | 0 | 0 | 0 | 0 | 0 | 0 | 0 | 0 | 0 | 0 | 0 | 0 | 0 | 0 | 0 | 0 | 0 | 0 | 0 | 0 | 0 | 0 | 0 | 0 | 0 | 0 | 0 | 0 | Northern_California_Li_Battery_4hr | Northern_California_Li_Battery_8hr | Northern_California_Solar |  | Solano_Wind |  |  |  | Northern_California | Solano
PG&E NGBA | Lambie | 230 | CA | 94585 | SOLANO | 8 | 0 | 0 | 0 | 0 | 0 | 0 | 0 | 0 | 0 | 0 | 0 | 0 | 0 | 0 | 0 | 0 | 0 | 0 | 0 | 0 | 0 | 0 | 0 | 0 | 0 | 0 | 0 | 0 | 0 | 0 | 0 | 0 | 0 | 0 | 0 | 0 | 0 | 0 | 0 | 1 | 0 | 0 | 0 | 0 | 0 | 0 | 0 | 0 | 0 | 0 | 0 | 0 | 0 | 1 | 1 | 1 | 0 | 0 | 1 | 1 | 0 | 0 | 0 | 0 | 0 | 1 | 1 | 0 | 0 | 0 | 0 | 0 | 0 | 0 | 0 | 0 | 0 | 0 | 0 | 0 | 0 | 0 | 0 | 0 | 0 | 0 | 0 | 0 | 0 | 0 | 0 | 0 | 0 | 0 | 0 | 0 | 0 | Northern_California_Li_Battery_4hr | Northern_California_Li_Battery_8hr | Northern_California_Solar |  | Solano_Wind |  |  |  | Northern_California | Solano
PG&E GBA | Lammers | 115 | CA | 95377 | SAN JOAQUIN | 5 | 0 | 0 | 0 | 0 | 0 | 0 | 0 | 0 | 0 | 0 | 0 | 0 | 0 | 0 | 0 | 0 | 0 | 0 | 0 | 0 | 0 | 0 | 0 | 0 | 0 | 0 | 0 | 0 | 0 | 0 | 0 | 0 | 0 | 0 | 0 | 0 | 0 | 0 | 0 | 0 | 0 | 0 | 0 | 0 | 0 | 1 | 0 | 0 | 0 | 0 | 0 | 0 | 0 | 0 | 0 | 1 | 0 | 1 | 0 | 1 | 0 | 0 | 0 | 0 | 0 | 1 | 0 | 0 | 0 | 0 | 0 | 0 | 0 | 0 | 0 | 0 | 0 | 0 | 0 | 0 | 0 | 0 | 0 | 0 | 0 | 0 | 0 | 0 | 0 | 0 | 0 | 0 | 0 | 0 | 0 | 0 | 0 | Northern_California_Li_Battery_4hr | Northern_California_Li_Battery_8hr | Northern_California_Solar |  | Solano_Wind |  |  |  | Northern_California | Solano
PG&E KERN | Lamont | 115 | CA | 93307 | KERN | 5 | 0 | 0 | 0 | 0 | 0 | 0 | 0 | 0 | 0 | 0 | 0 | 0 | 0 | 0 | 0 | 0 | 0 | 0 | 0 | 0 | 0 | 0 | 0 | 0 | 0 | 0 | 0 | 0 | 0 | 0 | 0 | 0 | 0 | 0 | 0 | 0 | 0 | 0 | 0 | 0 | 0 | 0 | 0 | 0 | 0 | 0 | 0 | 0 | 0 | 0 | 0 | 0 | 0 | 0 | 0 | 0 | 0 | 0 | 0 | 0 | 0 | 0 | 0 | 0 | 0 | 0 | 0 | 0 | 0 | 0 | 1 | 0 | 0 | 1 | 0 | 0 | 0 | 0 | 1 | 1 | 0 | 0 | 0 | 0 | 0 | 0 | 0 | 0 | 0 | 0 | 0 | 0 | 0 | 0 | 1 | 0 | 0 | Southern_PGAE_Li_Battery_4hr | Southern_PGAE_Li_Battery_8hr | Southern_PGAE_Solar |  | Central_Valley_North_Los_Banos_Wind |  |  |  | Southern_PGAE | Central_Valley_North_Los_Banos
PG&E FRESNO | Las Aguilas | 230 | CA |  |  | 5 | 0 | 0 | 0 | 0 | 0 | 0 | 0 | 0 | 0 | 0 | 0 | 0 | 0 | 0 | 0 | 0 | 0 | 0 | 0 | 0 | 0 | 0 | 0 | 0 | 0 | 0 | 0 | 0 | 0 | 0 | 0 | 0 | 0 | 0 | 0 | 0 | 0 | 0 | 0 | 0 | 0 | 0 | 0 | 0 | 0 | 0 | 0 | 0 | 0 | 0 | 0 | 0 | 0 | 0 | 0 | 0 | 0 | 0 | 0 | 0 | 0 | 0 | 0 | 0 | 0 | 0 | 0 | 0 | 0 | 0 | 0 | 0 | 0 | 0 | 0 | 0 | 0 | 0 | 1 | 1 | 0 | 1 | 0 | 0 | 0 | 1 | 0 | 0 | 0 | 0 | 0 | 0 | 0 | 0 | 0 | 0 | 1 | Southern_PGAE_Li_Battery_4hr | Southern_PGAE_Li_Battery_8hr | Southern_PGAE_Solar |  | Kern_Greater_Carrizo_Wind |  |  |  | Southern_PGAE | Peninsula_Monterey
EOP | Lathrop | 138 | NV | 89020 | NYE | 3 | 0 | 0 | 0 | 0 | 0 | 0 | 0 | 0 | 0 | 0 | 0 | 0 | 0 | 0 | 0 | 0 | 0 | 0 | 0 | 0 | 0 | 0 | 1 | 1 | 1 | 0 | 0 | 0 | 0 | 0 | 0 | 0 | 0 | 0 | 0 | 0 | 0 | 0 | 0 | 0 | 0 | 0 | 0 | 0 | 0 | 0 | 0 | 0 | 0 | 0 | 0 | 0 | 0 | 0 | 0 | 0 | 0 | 0 | 0 | 0 | 0 | 0 | 0 | 0 | 0 | 0 | 0 | 0 | 0 | 0 | 0 | 0 | 0 | 0 | 0 | 0 | 0 | 0 | 0 | 0 | 0 | 0 | 0 | 0 | 0 | 0 | 0 | 0 | 0 | 0 | 0 | 0 | 0 | 0 | 0 | 0 | 0 | Southern_NV_Eldorado_Li_Battery_4hr | Southern_NV_Eldorado_Li_Battery_8hr | Southern_NV_Eldorado_Solar |  | Southern_NV_Eldorado_Wind |  |  |  | Southern_NV_Eldorado | Southern_NV_Eldorado
EOP | Lathrop | 230 | NV | 89020 | NYE | 3 | 0 | 0 | 0 | 0 | 0 | 0 | 0 | 0 | 0 | 0 | 0 | 0 | 0 | 0 | 0 | 0 | 0 | 0 | 0 | 0 | 0 | 0 | 1 | 1 | 1 | 0 | 0 | 0 | 0 | 0 | 0 | 0 | 0 | 0 | 0 | 0 | 0 | 0 | 0 | 0 | 0 | 0 | 0 | 0 | 0 | 0 | 0 | 0 | 0 | 0 | 0 | 0 | 0 | 0 | 0 | 0 | 0 | 0 | 0 | 0 | 0 | 0 | 0 | 0 | 0 | 0 | 0 | 0 | 0 | 0 | 0 | 0 | 0 | 0 | 0 | 0 | 0 | 0 | 0 | 0 | 0 | 0 | 0 | 0 | 0 | 0 | 0 | 0 | 0 | 0 | 0 | 0 | 0 | 0 | 0 | 0 | 0 | Southern_NV_Eldorado_Li_Battery_4hr | Southern_NV_Eldorado_Li_Battery_8hr | Southern_NV_Eldorado_Solar |  | Southern_NV_Eldorado_Wind |  |  |  | Southern_NV_Eldorado | Southern_NV_Eldorado
PG&E FRESNO | Le Grand | 115 | CA | 95333 | MERCED | 13 | 0 | 0 | 0 | 0 | 0 | 0 | 0 | 0 | 0 | 0 | 0 | 0 | 0 | 0 | 0 | 0 | 0 | 0 | 0 | 0 | 0 | 0 | 0 | 0 | 0 | 0 | 0 | 0 | 0 | 0 | 0 | 0 | 0 | 0 | 0 | 0 | 0 | 0 | 0 | 0 | 0 | 0 | 0 | 0 | 0 | 1 | 0 | 0 | 0 | 0 | 0 | 0 | 0 | 0 | 0 | 0 | 0 | 0 | 0 | 0 | 0 | 0 | 0 | 0 | 0 | 0 | 0 | 0 | 0 | 0 | 0 | 0 | 0 | 0 | 0 | 0 | 0 | 0 | 1 | 1 | 0 | 1 | 1 | 1 | 1 | 1 | 0 | 1 | 1 | 1 | 1 | 0 | 1 | 0 | 0 | 0 | 0 | Southern_PGAE_Li_Battery_4hr | Southern_PGAE_Li_Battery_8hr | Southern_PGAE_Solar |  | Central_Valley_North_Los_Banos_Wind |  |  |  | Southern_PGAE | Central_Valley_North_Los_Banos
PG&E FRESNO | Lemoore | 70 | CA | 93245 | Kings | 3 | 0 | 0 | 0 | 0 | 0 | 0 | 0 | 0 | 0 | 0 | 0 | 0 | 0 | 0 | 0 | 0 | 0 | 0 | 0 | 0 | 0 | 0 | 0 | 0 | 0 | 0 | 0 | 0 | 0 | 0 | 0 | 0 | 0 | 0 | 0 | 0 | 0 | 0 | 0 | 0 | 0 | 0 | 0 | 0 | 0 | 0 | 0 | 0 | 0 | 0 | 0 | 0 | 0 | 0 | 0 | 0 | 0 | 0 | 0 | 0 | 0 | 0 | 0 | 0 | 0 | 0 | 0 | 0 | 1 | 0 | 0 | 0 | 0 | 0 | 0 | 0 | 0 | 0 | 0 | 1 | 0 | 1 | 0 | 0 | 0 | 0 | 0 | 0 | 0 | 0 | 0 | 0 | 0 | 0 | 0 | 0 | 0 | Southern_PGAE_Li_Battery_4hr | Southern_PGAE_Li_Battery_8hr | Southern_PGAE_Solar |  | Central_Valley_North_Los_Banos_Wind |  |  |  | Southern_PGAE | Central_Valley_North_Los_Banos
PG&E KERN | Lerdo | 115 | CA | 93308 | KERN | 6 | 0 | 0 | 0 | 0 | 0 | 0 | 0 | 0 | 0 | 0 | 0 | 0 | 0 | 0 | 0 | 0 | 0 | 0 | 0 | 0 | 0 | 0 | 0 | 0 | 0 | 0 | 0 | 0 | 0 | 0 | 0 | 0 | 0 | 0 | 0 | 0 | 0 | 0 | 0 | 0 | 0 | 0 | 0 | 0 | 0 | 0 | 0 | 0 | 0 | 0 | 0 | 0 | 0 | 0 | 0 | 0 | 0 | 0 | 0 | 0 | 0 | 0 | 0 | 0 | 0 | 0 | 0 | 1 | 1 | 0 | 1 | 0 | 0 | 0 | 1 | 0 | 0 | 0 | 1 | 0 | 0 | 0 | 0 | 0 | 0 | 0 | 0 | 0 | 0 | 0 | 0 | 0 | 0 | 0 | 1 | 0 | 0 | Southern_PGAE_Li_Battery_4hr | Southern_PGAE_Li_Battery_8hr | Southern_PGAE_Solar |  | Central_Valley_North_Los_Banos_Wind |  |  |  | Southern_PGAE | Central_Valley_North_Los_Banos
SCE Metro | Lewis | 230 | CA | 92805 | ORANGE | 1 | 0 | 0 | 0 | 0 | 0 | 0 | 0 | 0 | 0 | 1 | 0 | 0 | 0 | 0 | 0 | 0 | 0 | 0 | 0 | 0 | 0 | 0 | 0 | 0 | 0 | 0 | 0 | 0 | 0 | 0 | 0 | 0 | 0 | 0 | 0 | 0 | 0 | 0 | 0 | 0 | 0 | 0 | 0 | 0 | 0 | 0 | 0 | 0 | 0 | 0 | 0 | 0 | 0 | 0 | 0 | 0 | 0 | 0 | 0 | 0 | 0 | 0 | 0 | 0 | 0 | 0 | 0 | 0 | 0 | 0 | 0 | 0 | 0 | 0 | 0 | 0 | 0 | 0 | 0 | 0 | 0 | 0 | 0 | 0 | 0 | 0 | 0 | 0 | 0 | 0 | 0 | 0 | 0 | 0 | 0 | 0 | 0 | Greater_LA_Li_Battery_4hr | Greater_LA_Li_Battery_8hr | Greater_LA_Solar |  | 0 |  |  |  | Greater_LA | Greater_LA
SCE Metro | Lighthipe | 230 | CA | 90805 | LOS ANGELES | 2 | 0 | 0 | 0 | 0 | 0 | 0 | 0 | 0 | 1 | 1 | 0 | 0 | 0 | 0 | 0 | 0 | 0 | 0 | 0 | 0 | 0 | 0 | 0 | 0 | 0 | 0 | 0 | 0 | 0 | 0 | 0 | 0 | 0 | 0 | 0 | 0 | 0 | 0 | 0 | 0 | 0 | 0 | 0 | 0 | 0 | 0 | 0 | 0 | 0 | 0 | 0 | 0 | 0 | 0 | 0 | 0 | 0 | 0 | 0 | 0 | 0 | 0 | 0 | 0 | 0 | 0 | 0 | 0 | 0 | 0 | 0 | 0 | 0 | 0 | 0 | 0 | 0 | 0 | 0 | 0 | 0 | 0 | 0 | 0 | 0 | 0 | 0 | 0 | 0 | 0 | 0 | 0 | 0 | 0 | 0 | 0 | 0 | Greater_LA_Li_Battery_4hr | Greater_LA_Li_Battery_8hr | Greater_LA_Solar |  | 0 |  |  |  | Greater_LA | Greater_LA
SDGE | Lilac | 69 | CA | 92082 | San Diego | 5 | 0 | 0 | 0 | 0 | 0 | 0 | 0 | 0 | 0 | 0 | 0 | 0 | 0 | 0 | 0 | 0 | 0 | 0 | 0 | 0 | 0 | 0 | 0 | 0 | 0 | 1 | 0 | 0 | 0 | 0 | 1 | 0 | 1 | 1 | 0 | 0 | 0 | 1 | 0 | 0 | 0 | 0 | 0 | 0 | 0 | 0 | 0 | 0 | 0 | 0 | 0 | 0 | 0 | 0 | 0 | 0 | 0 | 0 | 0 | 0 | 0 | 0 | 0 | 0 | 0 | 0 | 0 | 0 | 0 | 0 | 0 | 0 | 0 | 0 | 0 | 0 | 0 | 0 | 0 | 0 | 0 | 0 | 0 | 0 | 0 | 0 | 0 | 0 | 0 | 0 | 0 | 0 | 0 | 0 | 0 | 0 | 0 | San_Diego_Li_Battery_4hr | San_Diego_Li_Battery_8hr | San_Diego_Solar |  | 0 |  |  |  | Greater_SD | Greater_SD
PG&E NGBA | Lincoln | 115 | CA | 95648 | PLACER | 9 | 0 | 0 | 0 | 0 | 0 | 0 | 0 | 0 | 0 | 0 | 0 | 0 | 0 | 0 | 0 | 0 | 0 | 0 | 0 | 0 | 0 | 0 | 0 | 0 | 0 | 0 | 0 | 0 | 0 | 0 | 0 | 0 | 0 | 0 | 0 | 0 | 0 | 0 | 0 | 1 | 1 | 0 | 1 | 0 | 1 | 1 | 1 | 1 | 0 | 0 | 0 | 0 | 0 | 0 | 0 | 0 | 0 | 0 | 0 | 1 | 1 | 0 | 0 | 0 | 0 | 0 | 0 | 0 | 0 | 0 | 0 | 0 | 0 | 0 | 0 | 0 | 0 | 0 | 0 | 0 | 0 | 0 | 0 | 0 | 0 | 0 | 0 | 0 | 0 | 0 | 0 | 0 | 0 | 0 | 0 | 0 | 0 | Northern_California_Li_Battery_4hr | Northern_California_Li_Battery_8hr | Northern_California_Solar |  | Northern_California_Wind |  |  |  | Northern_California | Northern_California
PG&E KERN | Live Oak | 115 | CA | 93308 | KERN | 4 | 0 | 0 | 0 | 0 | 0 | 0 | 0 | 0 | 0 | 0 | 0 | 0 | 0 | 0 | 0 | 0 | 0 | 0 | 0 | 0 | 0 | 0 | 0 | 0 | 0 | 0 | 0 | 0 | 0 | 0 | 0 | 0 | 0 | 0 | 0 | 0 | 0 | 0 | 0 | 0 | 0 | 0 | 0 | 0 | 0 | 0 | 0 | 0 | 0 | 0 | 0 | 0 | 0 | 0 | 0 | 0 | 0 | 0 | 0 | 0 | 0 | 0 | 0 | 0 | 0 | 0 | 0 | 0 | 1 | 0 | 1 | 0 | 0 | 0 | 0 | 0 | 0 | 0 | 1 | 0 | 0 | 0 | 0 | 0 | 0 | 0 | 0 | 0 | 0 | 0 | 0 | 0 | 0 | 0 | 1 | 0 | 0 | Southern_PGAE_Li_Battery_4hr | Southern_PGAE_Li_Battery_8hr | Southern_PGAE_Solar |  | Central_Valley_North_Los_Banos_Wind |  |  |  | Southern_PGAE | Central_Valley_North_Los_Banos
PG&E GBA | Llagas | 115 | CA | 95020 | SANTA CLARA | 4 | 0 | 0 | 0 | 0 | 0 | 0 | 0 | 0 | 0 | 0 | 0 | 0 | 0 | 0 | 0 | 0 | 0 | 0 | 0 | 0 | 0 | 0 | 0 | 0 | 0 | 0 | 0 | 0 | 0 | 0 | 0 | 0 | 0 | 0 | 0 | 0 | 0 | 0 | 0 | 0 | 0 | 0 | 0 | 0 | 0 | 0 | 0 | 0 | 0 | 0 | 0 | 0 | 1 | 0 | 0 | 1 | 0 | 0 | 0 | 1 | 0 | 0 | 0 | 0 | 1 | 0 | 0 | 0 | 0 | 0 | 0 | 0 | 0 | 0 | 0 | 0 | 0 | 0 | 0 | 0 | 0 | 0 | 0 | 0 | 0 | 0 | 0 | 0 | 0 | 0 | 0 | 0 | 0 | 0 | 0 | 0 | 0 | Northern_California_Li_Battery_4hr | Northern_California_Li_Battery_8hr | Northern_California_Solar |  | Kern_Greater_Carrizo_Wind |  |  |  | Northern_California | Peninsula_Monterey
PG&E GBA | Lockeford | 115 | CA | 95240 | SAN JOAQUIN | 3 | 0 | 0 | 0 | 0 | 0 | 0 | 0 | 0 | 0 | 0 | 0 | 0 | 0 | 0 | 0 | 0 | 0 | 0 | 0 | 0 | 0 | 0 | 0 | 0 | 0 | 0 | 0 | 0 | 0 | 0 | 0 | 0 | 0 | 0 | 0 | 0 | 0 | 0 | 0 | 0 | 0 | 0 | 0 | 0 | 0 | 1 | 0 | 0 | 0 | 0 | 0 | 0 | 0 | 0 | 0 | 0 | 0 | 0 | 0 | 1 | 1 | 0 | 0 | 0 | 0 | 0 | 0 | 0 | 0 | 0 | 0 | 0 | 0 | 0 | 0 | 0 | 0 | 0 | 0 | 0 | 0 | 0 | 0 | 0 | 0 | 0 | 0 | 0 | 0 | 0 | 0 | 0 | 0 | 0 | 0 | 0 | 0 | Northern_California_Li_Battery_4hr | Northern_California_Li_Battery_8hr | Northern_California_Solar |  | Solano_Wind |  |  |  | Northern_California | Solano
PG&E GBA | Lockeford | 230 | CA | 95240 | SAN JOAQUIN | 5 | 0 | 0 | 0 | 0 | 0 | 0 | 0 | 0 | 0 | 0 | 0 | 0 | 0 | 0 | 0 | 0 | 0 | 0 | 0 | 0 | 0 | 0 | 0 | 0 | 0 | 0 | 0 | 0 | 0 | 0 | 0 | 0 | 0 | 0 | 0 | 0 | 0 | 0 | 0 | 1 | 0 | 0 | 0 | 0 | 0 | 1 | 0 | 0 | 0 | 0 | 0 | 0 | 0 | 0 | 0 | 0 | 0 | 0 | 0 | 1 | 1 | 0 | 0 | 0 | 0 | 0 | 0 | 0 | 0 | 0 | 0 | 0 | 0 | 0 | 0 | 0 | 0 | 0 | 0 | 0 | 0 | 0 | 0 | 0 | 0 | 1 | 0 | 0 | 0 | 0 | 0 | 0 | 0 | 0 | 0 | 0 | 0 | Northern_California_Li_Battery_4hr | Northern_California_Li_Battery_8hr | Northern_California_Solar |  | Solano_Wind |  |  |  | Northern_California | Solano
PG&E GBA | Lockeford | 60 | CA | 95240 | SAN JOAQUIN | 5 | 0 | 0 | 0 | 0 | 0 | 0 | 0 | 0 | 0 | 0 | 0 | 0 | 0 | 0 | 0 | 0 | 0 | 0 | 0 | 0 | 0 | 0 | 0 | 0 | 0 | 0 | 0 | 0 | 0 | 0 | 0 | 0 | 0 | 0 | 0 | 0 | 0 | 0 | 0 | 1 | 0 | 0 | 0 | 0 | 0 | 1 | 0 | 0 | 0 | 0 | 0 | 0 | 0 | 0 | 0 | 0 | 0 | 0 | 0 | 1 | 1 | 0 | 0 | 0 | 0 | 0 | 0 | 0 | 0 | 0 | 0 | 0 | 0 | 0 | 0 | 0 | 0 | 0 | 0 | 0 | 0 | 0 | 0 | 0 | 0 | 1 | 0 | 0 | 0 | 0 | 0 | 0 | 0 | 0 | 0 | 0 | 0 | Northern_California_Li_Battery_4hr | Northern_California_Li_Battery_8hr | Northern_California_Solar |  | Solano_Wind |  |  |  | Northern_California | Solano
PG&E GBA | Lodi | 230 | CA | 95240 | SAN JOAQUIN | 5 | 0 | 0 | 0 | 0 | 0 | 0 | 0 | 0 | 0 | 0 | 0 | 0 | 0 | 0 | 0 | 0 | 0 | 0 | 0 | 0 | 0 | 0 | 0 | 0 | 0 | 0 | 0 | 0 | 0 | 0 | 0 | 0 | 0 | 0 | 0 | 0 | 0 | 0 | 0 | 1 | 0 | 0 | 0 | 0 | 0 | 1 | 0 | 1 | 0 | 0 | 0 | 0 | 0 | 0 | 0 | 0 | 0 | 0 | 0 | 1 | 1 | 0 | 0 | 0 | 0 | 0 | 0 | 0 | 0 | 0 | 0 | 0 | 0 | 0 | 0 | 0 | 0 | 0 | 0 | 0 | 0 | 0 | 0 | 0 | 0 | 0 | 0 | 0 | 0 | 0 | 0 | 0 | 0 | 0 | 0 | 0 | 0 | Northern_California_Li_Battery_4hr | Northern_California_Li_Battery_8hr | Northern_California_Solar |  | Solano_Wind |  |  |  | Northern_California | Solano
PG&E NGBA | Logan Creek | 230 | CA | 95988 | GLENN | 2 | 0 | 0 | 0 | 0 | 0 | 0 | 0 | 0 | 0 | 0 | 0 | 0 | 0 | 0 | 0 | 0 | 0 | 0 | 0 | 0 | 0 | 0 | 0 | 0 | 0 | 0 | 0 | 0 | 0 | 0 | 0 | 0 | 0 | 0 | 0 | 0 | 0 | 0 | 0 | 1 | 0 | 0 | 0 | 0 | 0 | 0 | 0 | 0 | 0 | 0 | 0 | 0 | 0 | 0 | 0 | 0 | 0 | 0 | 0 | 0 | 0 | 0 | 0 | 0 | 0 | 0 | 1 | 0 | 0 | 0 | 0 | 0 | 0 | 0 | 0 | 0 | 0 | 0 | 0 | 0 | 0 | 0 | 0 | 0 | 0 | 0 | 0 | 0 | 0 | 0 | 0 | 0 | 0 | 0 | 0 | 0 | 0 | Northern_California_Li_Battery_4hr | Northern_California_Li_Battery_8hr | Northern_California_Solar |  | Northern_California_Wind |  |  |  | Northern_California | Northern_California
PG&E GBA | Lone Tree | 230 | CA | 94531 | CONTRA COSTA | 3 | 0 | 0 | 0 | 0 | 0 | 0 | 0 | 0 | 0 | 0 | 0 | 0 | 0 | 0 | 0 | 0 | 0 | 0 | 0 | 0 | 0 | 0 | 0 | 0 | 0 | 0 | 0 | 0 | 0 | 0 | 0 | 0 | 0 | 0 | 0 | 0 | 0 | 0 | 0 | 1 | 0 | 0 | 0 | 0 | 0 | 0 | 0 | 0 | 0 | 0 | 0 | 0 | 0 | 0 | 0 | 1 | 0 | 0 | 0 | 0 | 0 | 0 | 0 | 0 | 0 | 0 | 1 | 0 | 0 | 0 | 0 | 0 | 0 | 0 | 0 | 0 | 0 | 0 | 0 | 0 | 0 | 0 | 0 | 0 | 0 | 0 | 0 | 0 | 0 | 0 | 0 | 0 | 0 | 0 | 0 | 0 | 0 | Northern_California_Li_Battery_4hr | Northern_California_Li_Battery_8hr | Northern_California_Solar |  | Solano_Wind |  |  |  | Northern_California | Solano
PG&E FRESNO | Los Banos | 230 | CA | 95322 | MERCED | 3 | 0 | 0 | 0 | 0 | 0 | 0 | 0 | 0 | 0 | 0 | 0 | 0 | 0 | 0 | 0 | 0 | 0 | 0 | 0 | 0 | 0 | 0 | 0 | 0 | 0 | 0 | 0 | 0 | 0 | 0 | 0 | 0 | 0 | 0 | 0 | 0 | 0 | 0 | 0 | 0 | 0 | 0 | 0 | 0 | 0 | 0 | 0 | 0 | 0 | 0 | 0 | 0 | 0 | 0 | 0 | 0 | 0 | 0 | 0 | 0 | 0 | 0 | 0 | 0 | 0 | 0 | 0 | 0 | 0 | 0 | 0 | 0 | 0 | 0 | 0 | 0 | 0 | 0 | 1 | 1 | 0 | 0 | 0 | 0 | 0 | 1 | 0 | 0 | 0 | 0 | 0 | 0 | 0 | 0 | 0 | 0 | 0 | Southern_PGAE_Li_Battery_4hr | Southern_PGAE_Li_Battery_8hr | Southern_PGAE_Solar |  | Central_Valley_North_Los_Banos_Wind |  |  |  | Southern_PGAE | Central_Valley_North_Los_Banos
PG&E FRESNO | Los Banos | 500 | CA | 95322 | MERCED | 1 | 0 | 0 | 0 | 0 | 0 | 0 | 0 | 0 | 0 | 0 | 0 | 0 | 0 | 0 | 0 | 0 | 0 | 0 | 0 | 0 | 0 | 0 | 0 | 0 | 0 | 0 | 0 | 0 | 0 | 0 | 0 | 0 | 0 | 0 | 0 | 0 | 0 | 0 | 0 | 0 | 0 | 0 | 0 | 0 | 0 | 0 | 0 | 0 | 0 | 0 | 0 | 0 | 0 | 0 | 0 | 0 | 0 | 0 | 0 | 0 | 0 | 0 | 0 | 0 | 0 | 0 | 0 | 0 | 0 | 0 | 0 | 0 | 0 | 0 | 0 | 0 | 0 | 0 | 0 | 0 | 0 | 0 | 0 | 0 | 0 | 0 | 0 | 0 | 0 | 0 | 0 | 0 | 0 | 0 | 0 | 0 | 1 | Southern_PGAE_Li_Battery_4hr | Southern_PGAE_Li_Battery_8hr | Southern_PGAE_Solar |  | Central_Valley_North_Los_Banos_Wind |  |  |  | Southern_PGAE | Central_Valley_North_Los_Banos
SDGE | Los Coches | 138 | CA | 93960 | Monterey | 4 | 0 | 0 | 0 | 0 | 0 | 0 | 0 | 0 | 0 | 0 | 0 | 0 | 0 | 0 | 0 | 0 | 0 | 0 | 0 | 0 | 0 | 0 | 0 | 0 | 0 | 0 | 1 | 1 | 0 | 0 | 1 | 0 | 1 | 0 | 0 | 0 | 0 | 0 | 0 | 0 | 0 | 0 | 0 | 0 | 0 | 0 | 0 | 0 | 0 | 0 | 0 | 0 | 0 | 0 | 0 | 0 | 0 | 0 | 0 | 0 | 0 | 0 | 0 | 0 | 0 | 0 | 0 | 0 | 0 | 0 | 0 | 0 | 0 | 0 | 0 | 0 | 0 | 0 | 0 | 0 | 0 | 0 | 0 | 0 | 0 | 0 | 0 | 0 | 0 | 0 | 0 | 0 | 0 | 0 | 0 | 0 | 0 | Southern_PGAE_Li_Battery_4hr | Southern_PGAE_Li_Battery_8hr | Southern_PGAE_Solar |  | Kern_Greater_Carrizo_Wind |  |  |  | Southern_PGAE | Peninsula_Monterey
SDGE | Los Coches | 69 | CA | 93960 | Monterey | 3 | 0 | 0 | 0 | 0 | 0 | 0 | 0 | 0 | 0 | 0 | 0 | 0 | 0 | 0 | 0 | 0 | 0 | 0 | 0 | 0 | 0 | 0 | 0 | 0 | 0 | 0 | 0 | 1 | 0 | 0 | 1 | 0 | 1 | 0 | 0 | 0 | 0 | 0 | 0 | 0 | 0 | 0 | 0 | 0 | 0 | 0 | 0 | 0 | 0 | 0 | 0 | 0 | 0 | 0 | 0 | 0 | 0 | 0 | 0 | 0 | 0 | 0 | 0 | 0 | 0 | 0 | 0 | 0 | 0 | 0 | 0 | 0 | 0 | 0 | 0 | 0 | 0 | 0 | 0 | 0 | 0 | 0 | 0 | 0 | 0 | 0 | 0 | 0 | 0 | 0 | 0 | 0 | 0 | 0 | 0 | 0 | 0 | Southern_PGAE_Li_Battery_4hr | Southern_PGAE_Li_Battery_8hr | Southern_PGAE_Solar |  | Kern_Greater_Carrizo_Wind |  |  |  | Southern_PGAE | Peninsula_Monterey
PG&E GBA | Los Esteros | 115 | CA | 95134 | SANTA CLARA | 3 | 0 | 0 | 0 | 0 | 0 | 0 | 0 | 0 | 0 | 0 | 0 | 0 | 0 | 0 | 0 | 0 | 0 | 0 | 0 | 0 | 0 | 0 | 0 | 0 | 0 | 0 | 0 | 0 | 0 | 0 | 0 | 0 | 0 | 0 | 0 | 0 | 0 | 0 | 0 | 0 | 0 | 0 | 0 | 0 | 0 | 0 | 0 | 0 | 0 | 0 | 0 | 0 | 0 | 0 | 0 | 1 | 0 | 0 | 0 | 1 | 0 | 0 | 0 | 0 | 0 | 1 | 0 | 0 | 0 | 0 | 0 | 0 | 0 | 0 | 0 | 0 | 0 | 0 | 0 | 0 | 0 | 0 | 0 | 0 | 0 | 0 | 0 | 0 | 0 | 0 | 0 | 0 | 0 | 0 | 0 | 0 | 0 | Northern_California_Li_Battery_4hr | Northern_California_Li_Battery_8hr | Northern_California_Solar |  | Kern_Greater_Carrizo_Wind |  |  |  | Northern_California | Peninsula_Monterey
PG&E GBA | Los Esteros | 230 | CA | 95134 | SANTA CLARA | 3 | 0 | 0 | 0 | 0 | 0 | 0 | 0 | 0 | 0 | 0 | 0 | 0 | 0 | 0 | 0 | 0 | 0 | 0 | 0 | 0 | 0 | 0 | 0 | 0 | 0 | 0 | 0 | 0 | 0 | 0 | 0 | 0 | 0 | 0 | 0 | 0 | 0 | 0 | 0 | 0 | 0 | 0 | 0 | 0 | 0 | 0 | 0 | 0 | 0 | 0 | 0 | 0 | 0 | 0 | 0 | 1 | 0 | 0 | 0 | 1 | 0 | 0 | 0 | 0 | 0 | 1 | 0 | 0 | 0 | 0 | 0 | 0 | 0 | 0 | 0 | 0 | 0 | 0 | 0 | 0 | 0 | 0 | 0 | 0 | 0 | 0 | 0 | 0 | 0 | 0 | 0 | 0 | 0 | 0 | 0 | 0 | 0 | Northern_California_Li_Battery_4hr | Northern_California_Li_Battery_8hr | Northern_California_Solar |  | Kern_Greater_Carrizo_Wind |  |  |  | Northern_California | Peninsula_Monterey
PG&E GBA | Los Positas | 230 | CA | 94551 | ALAMEDA | 4 | 0 | 0 | 0 | 0 | 0 | 0 | 0 | 0 | 0 | 0 | 0 | 0 | 0 | 0 | 0 | 0 | 0 | 0 | 0 | 0 | 0 | 0 | 0 | 0 | 0 | 0 | 0 | 0 | 0 | 0 | 0 | 0 | 0 | 0 | 0 | 0 | 0 | 0 | 0 | 1 | 0 | 0 | 0 | 0 | 0 | 0 | 0 | 0 | 0 | 0 | 0 | 0 | 0 | 0 | 0 | 1 | 0 | 0 | 0 | 1 | 0 | 0 | 0 | 0 | 0 | 0 | 1 | 0 | 0 | 0 | 0 | 0 | 0 | 0 | 0 | 0 | 0 | 0 | 0 | 0 | 0 | 0 | 0 | 0 | 0 | 0 | 0 | 0 | 0 | 0 | 0 | 0 | 0 | 0 | 0 | 0 | 0 | Northern_California_Li_Battery_4hr | Northern_California_Li_Battery_8hr | Northern_California_Solar |  | Solano_Wind |  |  |  | Northern_California | Solano
PG&E GBA | Los Positas | 60 | CA | 94551 | ALAMEDA | 3 | 0 | 0 | 0 | 0 | 0 | 0 | 0 | 0 | 0 | 0 | 0 | 0 | 0 | 0 | 0 | 0 | 0 | 0 | 0 | 0 | 0 | 0 | 0 | 0 | 0 | 0 | 0 | 0 | 0 | 0 | 0 | 0 | 0 | 0 | 0 | 0 | 0 | 0 | 0 | 1 | 0 | 0 | 0 | 0 | 0 | 0 | 0 | 0 | 0 | 0 | 0 | 0 | 0 | 0 | 0 | 1 | 0 | 0 | 0 | 0 | 0 | 0 | 0 | 0 | 0 | 0 | 1 | 0 | 0 | 0 | 0 | 0 | 0 | 0 | 0 | 0 | 0 | 0 | 0 | 0 | 0 | 0 | 0 | 0 | 0 | 0 | 0 | 0 | 0 | 0 | 0 | 0 | 0 | 0 | 0 | 0 | 0 | Northern_California_Li_Battery_4hr | Northern_California_Li_Battery_8hr | Northern_California_Solar |  | Solano_Wind |  |  |  | Northern_California | Solano
SDGE | Loveland | 69 | CA | 91901 | SAN DIEGO | 5 | 0 | 0 | 0 | 0 | 0 | 0 | 0 | 0 | 0 | 0 | 0 | 0 | 0 | 0 | 0 | 0 | 0 | 0 | 0 | 0 | 0 | 0 | 0 | 0 | 0 | 0 | 0 | 1 | 0 | 1 | 1 | 0 | 1 | 0 | 0 | 0 | 1 | 0 | 0 | 0 | 0 | 0 | 0 | 0 | 0 | 0 | 0 | 0 | 0 | 0 | 0 | 0 | 0 | 0 | 0 | 0 | 0 | 0 | 0 | 0 | 0 | 0 | 0 | 0 | 0 | 0 | 0 | 0 | 0 | 0 | 0 | 0 | 0 | 0 | 0 | 0 | 0 | 0 | 0 | 0 | 0 | 0 | 0 | 0 | 0 | 0 | 0 | 0 | 0 | 0 | 0 | 0 | 0 | 0 | 0 | 0 | 0 | San_Diego_Li_Battery_4hr | San_Diego_Li_Battery_8hr | San_Diego_Solar |  | 0 |  |  |  | Greater_SD | Greater_SD
SCE NOL | Lugo | 230 | CA | 92344 | SAN BERNARDINO | 1 | 0 | 0 | 0 | 0 | 0 | 0 | 0 | 0 | 0 | 0 | 0 | 0 | 0 | 1 | 0 | 0 | 0 | 0 | 0 | 0 | 0 | 0 | 0 | 0 | 0 | 0 | 0 | 0 | 0 | 0 | 0 | 0 | 0 | 0 | 0 | 0 | 0 | 0 | 0 | 0 | 0 | 0 | 0 | 0 | 0 | 0 | 0 | 0 | 0 | 0 | 0 | 0 | 0 | 0 | 0 | 0 | 0 | 0 | 0 | 0 | 0 | 0 | 0 | 0 | 0 | 0 | 0 | 0 | 0 | 0 | 0 | 0 | 0 | 0 | 0 | 0 | 0 | 0 | 0 | 0 | 0 | 0 | 0 | 0 | 0 | 0 | 0 | 0 | 0 | 0 | 0 | 0 | 0 | 0 | 0 | 0 | 0 | Greater_Kramer_Li_Battery_4hr | Greater_Kramer_Li_Battery_8hr | Greater_Kramer_Solar |  | Greater_Kramer_Wind |  |  |  | Greater_Kramer | Greater_Kramer
SCE Metro | Lugo | 500 | CA | 92344 | SAN BERNARDINO | 1 | 0 | 0 | 0 | 0 | 0 | 0 | 0 | 0 | 0 | 1 | 0 | 0 | 0 | 0 | 0 | 0 | 0 | 0 | 0 | 0 | 0 | 0 | 0 | 0 | 0 | 0 | 0 | 0 | 0 | 0 | 0 | 0 | 0 | 0 | 0 | 0 | 0 | 0 | 0 | 0 | 0 | 0 | 0 | 0 | 0 | 0 | 0 | 0 | 0 | 0 | 0 | 0 | 0 | 0 | 0 | 0 | 0 | 0 | 0 | 0 | 0 | 0 | 0 | 0 | 0 | 0 | 0 | 0 | 0 | 0 | 0 | 0 | 0 | 0 | 0 | 0 | 0 | 0 | 0 | 0 | 0 | 0 | 0 | 0 | 0 | 0 | 0 | 0 | 0 | 0 | 0 | 0 | 0 | 0 | 0 | 0 | 0 | Greater_Kramer_Li_Battery_4hr | Greater_Kramer_Li_Battery_8hr | Greater_Kramer_Solar | Utah_Geothermal | Greater_Kramer_Wind | New_Mexico_Wind |  |  | Greater_Kramer | Greater_Kramer
PG&E FRESNO | Madera | 70 | CA | 93637 | MADERA | 9 | 0 | 0 | 0 | 0 | 0 | 0 | 0 | 0 | 0 | 0 | 0 | 0 | 0 | 0 | 0 | 0 | 0 | 0 | 0 | 0 | 0 | 0 | 0 | 0 | 0 | 0 | 0 | 0 | 0 | 0 | 0 | 0 | 0 | 0 | 0 | 0 | 0 | 0 | 0 | 0 | 0 | 0 | 0 | 0 | 0 | 1 | 0 | 0 | 0 | 0 | 0 | 0 | 0 | 0 | 0 | 0 | 0 | 0 | 0 | 1 | 0 | 0 | 0 | 0 | 0 | 0 | 0 | 0 | 0 | 0 | 0 | 0 | 0 | 0 | 0 | 0 | 0 | 0 | 0 | 1 | 0 | 1 | 1 | 1 | 0 | 1 | 0 | 1 | 0 | 0 | 0 | 0 | 1 | 0 | 0 | 0 | 0 | Southern_PGAE_Li_Battery_4hr | Southern_PGAE_Li_Battery_8hr | Southern_PGAE_Solar |  | Central_Valley_North_Los_Banos_Wind |  |  |  | Southern_PGAE | Central_Valley_North_Los_Banos
PG&E NGBA | Madison | 115 | CA | 95653 | YOLO | 5 | 0 | 0 | 0 | 0 | 0 | 0 | 0 | 0 | 0 | 0 | 0 | 0 | 0 | 0 | 0 | 0 | 0 | 0 | 0 | 0 | 0 | 0 | 0 | 0 | 0 | 0 | 0 | 0 | 0 | 0 | 0 | 0 | 0 | 0 | 0 | 0 | 0 | 0 | 0 | 1 | 0 | 0 | 0 | 0 | 0 | 0 | 0 | 0 | 0 | 0 | 0 | 0 | 0 | 1 | 1 | 1 | 0 | 0 | 0 | 0 | 0 | 0 | 0 | 0 | 0 | 0 | 1 | 0 | 0 | 0 | 0 | 0 | 0 | 0 | 0 | 0 | 0 | 0 | 0 | 0 | 0 | 0 | 0 | 0 | 0 | 0 | 0 | 0 | 0 | 0 | 0 | 0 | 0 | 0 | 0 | 0 | 0 | Northern_California_Li_Battery_4hr | Northern_California_Li_Battery_8hr | Northern_California_Solar |  | Solano_Wind |  |  |  | Northern_California | Solano
PG&E KERN | Magunden | 115 | CA | 93306 | KERN | 4 | 0 | 0 | 0 | 0 | 0 | 0 | 0 | 0 | 0 | 0 | 0 | 0 | 0 | 0 | 0 | 0 | 0 | 0 | 0 | 0 | 0 | 0 | 0 | 0 | 0 | 0 | 0 | 0 | 0 | 0 | 0 | 0 | 0 | 0 | 0 | 0 | 0 | 0 | 0 | 0 | 0 | 0 | 0 | 0 | 0 | 0 | 0 | 0 | 0 | 0 | 0 | 0 | 0 | 0 | 0 | 0 | 0 | 0 | 0 | 0 | 0 | 0 | 0 | 0 | 0 | 0 | 0 | 0 | 0 | 0 | 1 | 0 | 0 | 0 | 0 | 0 | 0 | 0 | 1 | 1 | 0 | 0 | 0 | 0 | 0 | 0 | 0 | 0 | 0 | 0 | 0 | 0 | 0 | 0 | 1 | 0 | 0 | Southern_PGAE_Li_Battery_4hr | Southern_PGAE_Li_Battery_8hr | Southern_PGAE_Solar |  | Central_Valley_North_Los_Banos_Wind |  |  |  | Southern_PGAE | Central_Valley_North_Los_Banos
SCE Northern | Magunden | 230 | CA | 93306 | KERN | 3 | 1 | 0 | 1 | 0 | 0 | 0 | 1 | 0 | 0 | 0 | 0 | 0 | 0 | 0 | 0 | 0 | 0 | 0 | 0 | 0 | 0 | 0 | 0 | 0 | 0 | 0 | 0 | 0 | 0 | 0 | 0 | 0 | 0 | 0 | 0 | 0 | 0 | 0 | 0 | 0 | 0 | 0 | 0 | 0 | 0 | 0 | 0 | 0 | 0 | 0 | 0 | 0 | 0 | 0 | 0 | 0 | 0 | 0 | 0 | 0 | 0 | 0 | 0 | 0 | 0 | 0 | 0 | 0 | 0 | 0 | 0 | 0 | 0 | 0 | 0 | 0 | 0 | 0 | 0 | 0 | 0 | 0 | 0 | 0 | 0 | 0 | 0 | 0 | 0 | 0 | 0 | 0 | 0 | 0 | 0 | 0 | 0 | Southern_PGAE_Li_Battery_4hr | Southern_PGAE_Li_Battery_8hr | Southern_PGAE_Solar |  | Central_Valley_North_Los_Banos_Wind |  |  |  | Southern_PGAE | Central_Valley_North_Los_Banos
PG&E FRESNO | Malaga | 115 | CA | 93725 | Fresno | 8 | 0 | 0 | 0 | 0 | 0 | 0 | 0 | 0 | 0 | 0 | 0 | 0 | 0 | 0 | 0 | 0 | 0 | 0 | 0 | 0 | 0 | 0 | 0 | 0 | 0 | 0 | 0 | 0 | 0 | 0 | 0 | 0 | 0 | 0 | 0 | 0 | 0 | 0 | 0 | 0 | 0 | 0 | 0 | 0 | 0 | 1 | 0 | 0 | 0 | 0 | 0 | 0 | 0 | 0 | 0 | 0 | 0 | 0 | 0 | 0 | 0 | 0 | 0 | 0 | 0 | 0 | 0 | 0 | 0 | 0 | 0 | 0 | 0 | 0 | 0 | 0 | 0 | 0 | 1 | 0 | 0 | 1 | 0 | 1 | 1 | 1 | 0 | 0 | 0 | 1 | 0 | 0 | 0 | 0 | 1 | 0 | 0 | Southern_PGAE_Li_Battery_4hr | Southern_PGAE_Li_Battery_8hr | Southern_PGAE_Solar |  | Central_Valley_North_Los_Banos_Wind |  |  |  | Southern_PGAE | Central_Valley_North_Los_Banos
PG&E NGBA | Malin | 500 | OR |  |  | 1 | 0 | 0 | 0 | 0 | 0 | 0 | 0 | 0 | 0 | 0 | 0 | 0 | 0 | 0 | 0 | 0 | 0 | 0 | 0 | 0 | 0 | 0 | 0 | 0 | 0 | 0 | 0 | 0 | 0 | 0 | 0 | 0 | 0 | 0 | 0 | 0 | 0 | 0 | 0 | 1 | 0 | 0 | 0 | 0 | 0 | 0 | 0 | 0 | 0 | 0 | 0 | 0 | 0 | 0 | 0 | 0 | 0 | 0 | 0 | 0 | 0 | 0 | 0 | 0 | 0 | 0 | 0 | 0 | 0 | 0 | 0 | 0 | 0 | 0 | 0 | 0 | 0 | 0 | 0 | 0 | 0 | 0 | 0 | 0 | 0 | 0 | 0 | 0 | 0 | 0 | 0 | 0 | 0 | 0 | 0 | 0 | 0 | 0 | 0 | 0 | Pacific_Northwest_Geothermal | 0 |  |  |  | Oregon | Oregon
SCE Northern | Mandalay | 230 | CA | 93035 | VENTURA | 3 | 0 | 0 | 1 | 0 | 1 | 0 | 0 | 0 | 0 | 0 | 0 | 0 | 0 | 0 | 0 | 0 | 0 | 0 | 0 | 0 | 0 | 0 | 0 | 0 | 1 | 0 | 0 | 0 | 0 | 0 | 0 | 0 | 0 | 0 | 0 | 0 | 0 | 0 | 0 | 0 | 0 | 0 | 0 | 0 | 0 | 0 | 0 | 0 | 0 | 0 | 0 | 0 | 0 | 0 | 0 | 0 | 0 | 0 | 0 | 0 | 0 | 0 | 0 | 0 | 0 | 0 | 0 | 0 | 0 | 0 | 0 | 0 | 0 | 0 | 0 | 0 | 0 | 0 | 0 | 0 | 0 | 0 | 0 | 0 | 0 | 0 | 0 | 0 | 0 | 0 | 0 | 0 | 0 | 0 | 0 | 0 | 0 | Greater_LA_Li_Battery_4hr | Greater_LA_Li_Battery_8hr | Greater_LA_Solar |  | 0 |  |  |  | Greater_LA | Greater_LA
PG&E FRESNO | Manning | 230 | CA |  |  | 2 | 0 | 0 | 0 | 0 | 0 | 0 | 0 | 0 | 0 | 0 | 0 | 0 | 0 | 0 | 0 | 0 | 0 | 0 | 0 | 0 | 0 | 0 | 0 | 0 | 0 | 0 | 0 | 0 | 0 | 0 | 0 | 0 | 0 | 0 | 0 | 0 | 0 | 0 | 0 | 0 | 0 | 0 | 0 | 0 | 0 | 0 | 0 | 0 | 0 | 0 | 0 | 0 | 0 | 0 | 0 | 0 | 0 | 0 | 0 | 0 | 0 | 0 | 0 | 0 | 0 | 0 | 0 | 0 | 0 | 0 | 0 | 0 | 0 | 0 | 0 | 0 | 0 | 0 | 0 | 1 | 0 | 1 | 0 | 0 | 0 | 0 | 0 | 0 | 0 | 0 | 0 | 0 | 0 | 0 | 0 | 0 | 0 | Southern_PGAE_Li_Battery_4hr | Southern_PGAE_Li_Battery_8hr | Southern_PGAE_Solar |  | Central_Valley_North_Los_Banos_Wind |  |  |  | Southern_PGAE | Central_Valley_North_Los_Banos
PG&E FRESNO | Manning | 500 | CA |  |  | 1 | 0 | 0 | 0 | 0 | 0 | 0 | 0 | 0 | 0 | 0 | 0 | 0 | 0 | 0 | 0 | 0 | 0 | 0 | 0 | 0 | 0 | 0 | 0 | 0 | 0 | 0 | 0 | 0 | 0 | 0 | 0 | 0 | 0 | 0 | 0 | 0 | 0 | 0 | 0 | 0 | 0 | 0 | 0 | 0 | 0 | 0 | 0 | 0 | 0 | 0 | 0 | 0 | 0 | 0 | 0 | 0 | 0 | 0 | 0 | 0 | 0 | 0 | 0 | 0 | 0 | 0 | 0 | 0 | 0 | 0 | 0 | 0 | 0 | 0 | 0 | 0 | 0 | 1 | 0 | 0 | 0 | 0 | 0 | 0 | 0 | 0 | 0 | 0 | 0 | 0 | 0 | 0 | 0 | 0 | 0 | 0 | 0 | Southern_PGAE_Li_Battery_4hr | Southern_PGAE_Li_Battery_8hr | Southern_PGAE_Solar |  | Central_Valley_North_Los_Banos_Wind |  |  |  | Southern_PGAE | Central_Valley_North_Los_Banos
PG&E GBA | Manteca | 115 | CA | 95336 | SAN JOAQUIN | 10 | 0 | 0 | 0 | 0 | 0 | 0 | 0 | 0 | 0 | 0 | 0 | 0 | 0 | 0 | 0 | 0 | 0 | 0 | 0 | 0 | 0 | 0 | 0 | 0 | 0 | 0 | 0 | 0 | 0 | 0 | 0 | 0 | 0 | 0 | 0 | 0 | 0 | 0 | 0 | 0 | 0 | 0 | 0 | 0 | 0 | 1 | 0 | 0 | 0 | 0 | 0 | 0 | 0 | 0 | 0 | 1 | 0 | 1 | 0 | 1 | 0 | 0 | 0 | 0 | 0 | 1 | 0 | 1 | 0 | 0 | 0 | 0 | 0 | 0 | 0 | 0 | 0 | 0 | 1 | 1 | 0 | 0 | 0 | 0 | 0 | 0 | 0 | 0 | 0 | 0 | 0 | 0 | 0 | 0 | 1 | 1 | 0 | Northern_California_Li_Battery_4hr | Northern_California_Li_Battery_8hr | Northern_California_Solar |  | Solano_Wind |  |  |  | Northern_California | Solano
SDGE | Margarita | 138 | CA | 92675 | ORANGE | 3 | 0 | 0 | 0 | 0 | 0 | 0 | 0 | 0 | 0 | 0 | 0 | 0 | 0 | 0 | 0 | 0 | 0 | 0 | 0 | 0 | 0 | 0 | 0 | 0 | 0 | 1 | 0 | 0 | 0 | 0 | 0 | 0 | 0 | 0 | 0 | 0 | 0 | 1 | 1 | 0 | 0 | 0 | 0 | 0 | 0 | 0 | 0 | 0 | 0 | 0 | 0 | 0 | 0 | 0 | 0 | 0 | 0 | 0 | 0 | 0 | 0 | 0 | 0 | 0 | 0 | 0 | 0 | 0 | 0 | 0 | 0 | 0 | 0 | 0 | 0 | 0 | 0 | 0 | 0 | 0 | 0 | 0 | 0 | 0 | 0 | 0 | 0 | 0 | 0 | 0 | 0 | 0 | 0 | 0 | 0 | 0 | 0 | Greater_LA_Li_Battery_4hr | Greater_LA_Li_Battery_8hr | Greater_LA_Solar |  | 0 |  |  |  | Greater_LA | Greater_LA
PG&E GBA | Martin | 230 | CA | 94014 | SAN MATEO | 2 | 0 | 0 | 0 | 0 | 0 | 0 | 0 | 0 | 0 | 0 | 0 | 0 | 0 | 0 | 0 | 0 | 0 | 0 | 0 | 0 | 0 | 0 | 0 | 0 | 0 | 0 | 0 | 0 | 0 | 0 | 0 | 0 | 0 | 0 | 0 | 0 | 0 | 0 | 0 | 1 | 0 | 0 | 0 | 0 | 0 | 0 | 0 | 0 | 0 | 0 | 0 | 0 | 1 | 0 | 0 | 0 | 0 | 0 | 0 | 0 | 0 | 0 | 0 | 0 | 0 | 0 | 0 | 0 | 0 | 0 | 0 | 0 | 0 | 0 | 0 | 0 | 0 | 0 | 0 | 0 | 0 | 0 | 0 | 0 | 0 | 0 | 0 | 0 | 0 | 0 | 0 | 0 | 0 | 0 | 0 | 0 | 0 | Northern_California_Li_Battery_4hr | Northern_California_Li_Battery_8hr | Northern_California_Solar |  | Kern_Greater_Carrizo_Wind |  |  |  | Northern_California | Peninsula_Monterey
PG&E GBA | Martin | 115 | CA | 94014 | SAN MATEO | 3 | 0 | 0 | 0 | 0 | 0 | 0 | 0 | 0 | 0 | 0 | 0 | 0 | 0 | 0 | 0 | 0 | 0 | 0 | 0 | 0 | 0 | 0 | 0 | 0 | 0 | 0 | 0 | 0 | 0 | 0 | 0 | 0 | 0 | 0 | 0 | 0 | 0 | 0 | 0 | 0 | 0 | 0 | 0 | 0 | 0 | 0 | 0 | 0 | 0 | 0 | 0 | 0 | 1 | 0 | 0 | 1 | 0 | 0 | 0 | 0 | 0 | 0 | 0 | 0 | 0 | 1 | 0 | 0 | 0 | 0 | 0 | 0 | 0 | 0 | 0 | 0 | 0 | 0 | 0 | 0 | 0 | 0 | 0 | 0 | 0 | 0 | 0 | 0 | 0 | 0 | 0 | 0 | 0 | 0 | 0 | 0 | 0 | Northern_California_Li_Battery_4hr | Northern_California_Li_Battery_8hr | Northern_California_Solar |  | Kern_Greater_Carrizo_Wind |  |  |  | Northern_California | Peninsula_Monterey
PG&E GBA | Martinez | 115 | CA | 94553 | CONTRA COSTA | 9 | 0 | 0 | 0 | 0 | 0 | 0 | 0 | 0 | 0 | 0 | 0 | 0 | 0 | 0 | 0 | 0 | 0 | 0 | 0 | 0 | 0 | 0 | 0 | 0 | 0 | 0 | 0 | 0 | 0 | 0 | 0 | 0 | 0 | 0 | 0 | 0 | 0 | 0 | 0 | 1 | 0 | 0 | 0 | 0 | 0 | 0 | 0 | 0 | 0 | 1 | 0 | 0 | 1 | 1 | 1 | 1 | 0 | 0 | 1 | 1 | 0 | 0 | 0 | 0 | 0 | 1 | 0 | 0 | 0 | 0 | 0 | 0 | 0 | 0 | 0 | 0 | 0 | 0 | 0 | 0 | 0 | 0 | 0 | 0 | 0 | 0 | 0 | 0 | 0 | 0 | 0 | 0 | 0 | 0 | 0 | 0 | 0 | Northern_California_Li_Battery_4hr | Northern_California_Li_Battery_8hr | Northern_California_Solar |  | Solano_Wind |  |  |  | Northern_California | Solano
PG&E FRESNO | Mc Mullin | 230 | CA | 93706 | FRESNO | 6 | 0 | 0 | 0 | 0 | 0 | 0 | 0 | 0 | 0 | 0 | 0 | 0 | 0 | 0 | 0 | 0 | 0 | 0 | 0 | 0 | 0 | 0 | 0 | 0 | 0 | 0 | 0 | 0 | 0 | 0 | 0 | 0 | 0 | 0 | 0 | 0 | 0 | 0 | 0 | 0 | 0 | 0 | 0 | 0 | 0 | 1 | 0 | 0 | 0 | 0 | 0 | 0 | 0 | 0 | 0 | 0 | 0 | 0 | 0 | 0 | 0 | 0 | 0 | 0 | 0 | 0 | 0 | 0 | 0 | 0 | 0 | 0 | 0 | 0 | 0 | 0 | 0 | 0 | 1 | 1 | 0 | 1 | 0 | 0 | 0 | 1 | 0 | 0 | 0 | 1 | 0 | 0 | 0 | 0 | 0 | 0 | 0 | Southern_PGAE_Li_Battery_4hr | Southern_PGAE_Li_Battery_8hr | Southern_PGAE_Solar |  | Central_Valley_North_Los_Banos_Wind |  |  |  | Southern_PGAE | Central_Valley_North_Los_Banos
PG&E FRESNO | McCall | 115 | CA | 93625 | FRESNO | 6 | 0 | 0 | 0 | 0 | 0 | 0 | 0 | 0 | 0 | 0 | 0 | 0 | 0 | 0 | 0 | 0 | 0 | 0 | 0 | 0 | 0 | 0 | 0 | 0 | 0 | 0 | 0 | 0 | 0 | 0 | 0 | 0 | 0 | 0 | 0 | 0 | 0 | 0 | 0 | 0 | 0 | 0 | 0 | 0 | 0 | 1 | 0 | 0 | 0 | 0 | 0 | 0 | 0 | 0 | 0 | 0 | 0 | 0 | 0 | 0 | 0 | 0 | 0 | 0 | 0 | 0 | 0 | 0 | 0 | 0 | 0 | 0 | 0 | 0 | 0 | 0 | 0 | 0 | 1 | 0 | 0 | 1 | 0 | 1 | 0 | 1 | 0 | 0 | 0 | 1 | 0 | 0 | 0 | 0 | 0 | 0 | 0 | Southern_PGAE_Li_Battery_4hr | Southern_PGAE_Li_Battery_8hr | Southern_PGAE_Solar |  | Central_Valley_North_Los_Banos_Wind |  |  |  | Southern_PGAE | Central_Valley_North_Los_Banos
PG&E FRESNO | McCall | 230 | CA | 93625 | FRESNO | 6 | 0 | 0 | 0 | 0 | 0 | 0 | 0 | 0 | 0 | 0 | 0 | 0 | 0 | 0 | 0 | 0 | 0 | 0 | 0 | 0 | 0 | 0 | 0 | 0 | 0 | 0 | 0 | 0 | 0 | 0 | 0 | 0 | 0 | 0 | 0 | 0 | 0 | 0 | 0 | 0 | 0 | 0 | 0 | 0 | 0 | 1 | 0 | 0 | 0 | 0 | 0 | 0 | 0 | 0 | 0 | 0 | 0 | 0 | 0 | 0 | 0 | 0 | 0 | 0 | 0 | 0 | 0 | 0 | 0 | 0 | 0 | 0 | 0 | 0 | 0 | 0 | 0 | 0 | 1 | 1 | 0 | 1 | 0 | 0 | 0 | 1 | 0 | 0 | 0 | 1 | 0 | 0 | 0 | 0 | 0 | 0 | 0 | Southern_PGAE_Li_Battery_4hr | Southern_PGAE_Li_Battery_8hr | Southern_PGAE_Solar |  | Central_Valley_North_Los_Banos_Wind |  |  |  | Southern_PGAE | Central_Valley_North_Los_Banos
PG&E GBA | Meadow Lane | 115 | CA | 94520 | Contra Costa | 1 | 0 | 0 | 0 | 0 | 0 | 0 | 0 | 0 | 0 | 0 | 0 | 0 | 0 | 0 | 0 | 0 | 0 | 0 | 0 | 0 | 0 | 0 | 0 | 0 | 0 | 0 | 0 | 0 | 0 | 0 | 0 | 0 | 0 | 0 | 0 | 0 | 0 | 0 | 0 | 1 | 0 | 0 | 0 | 0 | 0 | 0 | 0 | 0 | 0 | 0 | 0 | 0 | 0 | 0 | 0 | 0 | 0 | 0 | 0 | 0 | 0 | 0 | 0 | 0 | 0 | 0 | 0 | 0 | 0 | 0 | 0 | 0 | 0 | 0 | 0 | 0 | 0 | 0 | 0 | 0 | 0 | 0 | 0 | 0 | 0 | 0 | 0 | 0 | 0 | 0 | 0 | 0 | 0 | 0 | 0 | 0 | 0 | Northern_California_Li_Battery_4hr | Northern_California_Li_Battery_8hr | Northern_California_Solar |  | Solano_Wind |  |  |  | Northern_California | Solano
PG&E GBA | Melones | 115 | CA | 95222 | CALAVERAS | 5 | 0 | 0 | 0 | 0 | 0 | 0 | 0 | 0 | 0 | 0 | 0 | 0 | 0 | 0 | 0 | 0 | 0 | 0 | 0 | 0 | 0 | 0 | 0 | 0 | 0 | 0 | 0 | 0 | 0 | 0 | 0 | 0 | 0 | 0 | 0 | 0 | 0 | 0 | 0 | 0 | 0 | 0 | 0 | 0 | 0 | 1 | 0 | 0 | 0 | 0 | 0 | 0 | 0 | 0 | 0 | 1 | 0 | 1 | 0 | 1 | 0 | 0 | 0 | 0 | 0 | 1 | 0 | 0 | 0 | 0 | 0 | 0 | 0 | 0 | 0 | 0 | 0 | 0 | 0 | 0 | 0 | 0 | 0 | 0 | 0 | 0 | 0 | 0 | 0 | 0 | 0 | 0 | 0 | 0 | 0 | 0 | 0 | Northern_California_Li_Battery_4hr | Northern_California_Li_Battery_8hr | Northern_California_Solar |  | Central_Valley_North_Los_Banos_Wind |  |  |  | Northern_California | El_Dorado_Mariposa
PG&E GBA | Melones | 230 | CA | 95222 | CALAVERAS | 5 | 0 | 0 | 0 | 0 | 0 | 0 | 0 | 0 | 0 | 0 | 0 | 0 | 0 | 0 | 0 | 0 | 0 | 0 | 0 | 0 | 0 | 0 | 0 | 0 | 0 | 0 | 0 | 0 | 0 | 0 | 0 | 0 | 0 | 0 | 0 | 0 | 0 | 0 | 0 | 0 | 0 | 0 | 0 | 0 | 0 | 1 | 0 | 0 | 0 | 0 | 0 | 0 | 0 | 0 | 0 | 1 | 0 | 1 | 0 | 1 | 0 | 0 | 0 | 0 | 0 | 1 | 0 | 0 | 0 | 0 | 0 | 0 | 0 | 0 | 0 | 0 | 0 | 0 | 0 | 0 | 0 | 0 | 0 | 0 | 0 | 0 | 0 | 0 | 0 | 0 | 0 | 0 | 0 | 0 | 0 | 0 | 0 | Northern_California_Li_Battery_4hr | Northern_California_Li_Battery_8hr | Northern_California_Solar |  | Central_Valley_North_Los_Banos_Wind |  |  |  | Northern_California | El_Dorado_Mariposa
SDGE | Melrose | 69 | CA | 92083 | San Diego | 4 | 0 | 0 | 0 | 0 | 0 | 0 | 0 | 0 | 0 | 0 | 0 | 0 | 0 | 0 | 0 | 0 | 0 | 0 | 0 | 0 | 0 | 0 | 0 | 0 | 0 | 1 | 0 | 0 | 0 | 0 | 0 | 0 | 1 | 1 | 0 | 0 | 0 | 1 | 0 | 0 | 0 | 0 | 0 | 0 | 0 | 0 | 0 | 0 | 0 | 0 | 0 | 0 | 0 | 0 | 0 | 0 | 0 | 0 | 0 | 0 | 0 | 0 | 0 | 0 | 0 | 0 | 0 | 0 | 0 | 0 | 0 | 0 | 0 | 0 | 0 | 0 | 0 | 0 | 0 | 0 | 0 | 0 | 0 | 0 | 0 | 0 | 0 | 0 | 0 | 0 | 0 | 0 | 0 | 0 | 0 | 0 | 0 | San_Diego_Li_Battery_4hr | San_Diego_Li_Battery_8hr | San_Diego_Solar |  | 0 |  |  |  | Greater_SD | Greater_SD
PG&E NGBA | Mendocino | 115 | CA | 95470 | MENDOCINO | 3 | 0 | 0 | 0 | 0 | 0 | 0 | 0 | 0 | 0 | 0 | 0 | 0 | 0 | 0 | 0 | 0 | 0 | 0 | 0 | 0 | 0 | 0 | 0 | 0 | 0 | 0 | 0 | 0 | 0 | 0 | 0 | 0 | 0 | 0 | 0 | 0 | 0 | 0 | 0 | 1 | 0 | 0 | 0 | 0 | 0 | 0 | 0 | 0 | 0 | 0 | 0 | 0 | 1 | 0 | 0 | 0 | 0 | 0 | 0 | 0 | 0 | 0 | 0 | 0 | 0 | 0 | 1 | 0 | 0 | 0 | 0 | 0 | 0 | 0 | 0 | 0 | 0 | 0 | 0 | 0 | 0 | 0 | 0 | 0 | 0 | 0 | 0 | 0 | 0 | 0 | 0 | 0 | 0 | 0 | 0 | 0 | 0 | Northern_California_Li_Battery_4hr | Northern_California_Li_Battery_8hr | Northern_California_Solar |  | Northern_California_Wind |  |  |  | Northern_California | Mendocino_Marin
PG&E NGBA | Mendocino | 60 | CA | 95470 | MENDOCINO | 6 | 0 | 0 | 0 | 0 | 0 | 0 | 0 | 0 | 0 | 0 | 0 | 0 | 0 | 0 | 0 | 0 | 0 | 0 | 0 | 0 | 0 | 0 | 0 | 0 | 0 | 0 | 0 | 0 | 0 | 0 | 0 | 0 | 0 | 0 | 0 | 0 | 0 | 0 | 0 | 1 | 0 | 1 | 0 | 0 | 0 | 0 | 0 | 0 | 0 | 0 | 0 | 0 | 1 | 0 | 1 | 1 | 0 | 0 | 0 | 0 | 0 | 0 | 0 | 0 | 0 | 0 | 1 | 0 | 0 | 0 | 0 | 0 | 0 | 0 | 0 | 0 | 0 | 0 | 0 | 0 | 0 | 0 | 0 | 0 | 0 | 0 | 0 | 0 | 0 | 0 | 0 | 0 | 0 | 0 | 0 | 0 | 0 | Northern_California_Li_Battery_4hr | Northern_California_Li_Battery_8hr | Northern_California_Solar |  | Northern_California_Wind |  |  |  | Northern_California | Mendocino_Marin
PG&E FRESNO | Mendota | 115 | CA | 93640 | FRESNO | 13 | 0 | 0 | 0 | 0 | 0 | 0 | 0 | 0 | 0 | 0 | 0 | 0 | 0 | 0 | 0 | 0 | 0 | 0 | 0 | 0 | 0 | 0 | 0 | 0 | 0 | 0 | 0 | 0 | 0 | 0 | 0 | 0 | 0 | 0 | 0 | 0 | 0 | 0 | 0 | 0 | 0 | 0 | 0 | 0 | 0 | 1 | 0 | 0 | 0 | 0 | 0 | 0 | 0 | 0 | 0 | 0 | 0 | 0 | 0 | 0 | 0 | 0 | 0 | 0 | 0 | 0 | 0 | 0 | 0 | 0 | 0 | 0 | 0 | 0 | 0 | 0 | 0 | 0 | 1 | 1 | 1 | 1 | 1 | 1 | 1 | 1 | 0 | 1 | 0 | 1 | 1 | 0 | 1 | 0 | 0 | 0 | 0 | Southern_PGAE_Li_Battery_4hr | Southern_PGAE_Li_Battery_8hr | Southern_PGAE_Solar |  | Central_Valley_North_Los_Banos_Wind |  |  |  | Southern_PGAE | Central_Valley_North_Los_Banos
PG&E GBA | Menlo | 60 | CA | 94025 | San Mateo | 3 | 0 | 0 | 0 | 0 | 0 | 0 | 0 | 0 | 0 | 0 | 0 | 0 | 0 | 0 | 0 | 0 | 0 | 0 | 0 | 0 | 0 | 0 | 0 | 0 | 0 | 0 | 0 | 0 | 0 | 0 | 0 | 0 | 0 | 0 | 0 | 0 | 0 | 0 | 0 | 1 | 0 | 0 | 0 | 0 | 0 | 0 | 0 | 0 | 0 | 0 | 0 | 0 | 1 | 0 | 0 | 1 | 0 | 0 | 0 | 0 | 0 | 0 | 0 | 0 | 0 | 0 | 0 | 0 | 0 | 0 | 0 | 0 | 0 | 0 | 0 | 0 | 0 | 0 | 0 | 0 | 0 | 0 | 0 | 0 | 0 | 0 | 0 | 0 | 0 | 0 | 0 | 0 | 0 | 0 | 0 | 0 | 0 | Northern_California_Li_Battery_4hr | Northern_California_Li_Battery_8hr | Northern_California_Solar |  | Kern_Greater_Carrizo_Wind |  |  |  | Northern_California | Peninsula_Monterey
PG&E FRESNO | Merced | 115 | CA | 95341 | MERCED | 13 | 0 | 0 | 0 | 0 | 0 | 0 | 0 | 0 | 0 | 0 | 0 | 0 | 0 | 0 | 0 | 0 | 0 | 0 | 0 | 0 | 0 | 0 | 0 | 0 | 0 | 0 | 0 | 0 | 0 | 0 | 0 | 0 | 0 | 0 | 0 | 0 | 0 | 0 | 0 | 0 | 0 | 0 | 0 | 0 | 0 | 1 | 0 | 0 | 0 | 0 | 0 | 0 | 0 | 0 | 0 | 0 | 0 | 0 | 0 | 1 | 0 | 0 | 0 | 0 | 0 | 0 | 0 | 0 | 0 | 0 | 0 | 0 | 0 | 0 | 0 | 0 | 0 | 0 | 1 | 1 | 0 | 1 | 1 | 1 | 1 | 1 | 0 | 1 | 1 | 1 | 0 | 0 | 1 | 0 | 0 | 0 | 0 | Southern_PGAE_Li_Battery_4hr | Southern_PGAE_Li_Battery_8hr | Southern_PGAE_Solar |  | Central_Valley_North_Los_Banos_Wind |  |  |  | Southern_PGAE | Central_Valley_North_Los_Banos
EOP | Mercury | 138 | NV | 89020 | NYE | 3 | 0 | 0 | 0 | 0 | 0 | 0 | 0 | 0 | 0 | 0 | 0 | 0 | 0 | 0 | 0 | 0 | 0 | 0 | 0 | 0 | 0 | 0 | 1 | 1 | 1 | 0 | 0 | 0 | 0 | 0 | 0 | 0 | 0 | 0 | 0 | 0 | 0 | 0 | 0 | 0 | 0 | 0 | 0 | 0 | 0 | 0 | 0 | 0 | 0 | 0 | 0 | 0 | 0 | 0 | 0 | 0 | 0 | 0 | 0 | 0 | 0 | 0 | 0 | 0 | 0 | 0 | 0 | 0 | 0 | 0 | 0 | 0 | 0 | 0 | 0 | 0 | 0 | 0 | 0 | 0 | 0 | 0 | 0 | 0 | 0 | 0 | 0 | 0 | 0 | 0 | 0 | 0 | 0 | 0 | 0 | 0 | 0 | Southern_NV_Eldorado_Li_Battery_4hr | Southern_NV_Eldorado_Li_Battery_8hr | Southern_NV_Eldorado_Solar |  | Southern_NV_Eldorado_Wind |  |  |  | Southern_NV_Eldorado | Southern_NV_Eldorado
PG&E FRESNO | Mercy Springs | 70 | CA | 93635 | Merced | 3 | 0 | 0 | 0 | 0 | 0 | 0 | 0 | 0 | 0 | 0 | 0 | 0 | 0 | 0 | 0 | 0 | 0 | 0 | 0 | 0 | 0 | 0 | 0 | 0 | 0 | 0 | 0 | 0 | 0 | 0 | 0 | 0 | 0 | 0 | 0 | 0 | 0 | 0 | 0 | 0 | 0 | 0 | 0 | 0 | 0 | 0 | 0 | 0 | 0 | 0 | 0 | 0 | 0 | 0 | 0 | 0 | 0 | 0 | 0 | 0 | 0 | 0 | 0 | 0 | 0 | 0 | 0 | 0 | 0 | 0 | 0 | 0 | 0 | 0 | 0 | 0 | 0 | 0 | 1 | 1 | 0 | 0 | 0 | 0 | 0 | 1 | 0 | 0 | 0 | 0 | 0 | 0 | 0 | 0 | 0 | 0 | 0 | Southern_PGAE_Li_Battery_4hr | Southern_PGAE_Li_Battery_8hr | Southern_PGAE_Solar |  | Central_Valley_North_Los_Banos_Wind |  |  |  | Southern_PGAE | Central_Valley_North_Los_Banos
PG&E NGBA | Meridian | 60 | CA | 95957 | Sutter | 3 | 0 | 0 | 0 | 0 | 0 | 0 | 0 | 0 | 0 | 0 | 0 | 0 | 0 | 0 | 0 | 0 | 0 | 0 | 0 | 0 | 0 | 0 | 0 | 0 | 0 | 0 | 0 | 0 | 0 | 0 | 0 | 0 | 0 | 0 | 0 | 0 | 0 | 0 | 0 | 1 | 0 | 0 | 0 | 0 | 0 | 0 | 0 | 0 | 0 | 0 | 0 | 0 | 1 | 0 | 0 | 0 | 0 | 0 | 0 | 0 | 0 | 0 | 0 | 0 | 0 | 0 | 1 | 0 | 0 | 0 | 0 | 0 | 0 | 0 | 0 | 0 | 0 | 0 | 0 | 0 | 0 | 0 | 0 | 0 | 0 | 0 | 0 | 0 | 0 | 0 | 0 | 0 | 0 | 0 | 0 | 0 | 0 | Northern_California_Li_Battery_4hr | Northern_California_Li_Battery_8hr | Northern_California_Solar |  | Northern_California_Wind |  |  |  | Northern_California | Northern_California
PG&E KERN | Mesa (PGE) | 115 | CA | 93444 | SAN LUIS OBISPO | 5 | 0 | 0 | 0 | 0 | 0 | 0 | 0 | 0 | 0 | 0 | 0 | 0 | 0 | 0 | 0 | 0 | 0 | 0 | 0 | 0 | 0 | 0 | 0 | 0 | 0 | 0 | 0 | 0 | 0 | 0 | 0 | 0 | 0 | 0 | 0 | 0 | 0 | 0 | 0 | 0 | 0 | 0 | 0 | 0 | 0 | 0 | 0 | 0 | 0 | 0 | 0 | 0 | 0 | 0 | 0 | 0 | 0 | 0 | 0 | 0 | 0 | 0 | 0 | 0 | 0 | 0 | 0 | 1 | 1 | 0 | 0 | 0 | 0 | 0 | 0 | 0 | 0 | 0 | 0 | 1 | 0 | 0 | 0 | 0 | 0 | 1 | 0 | 0 | 0 | 0 | 0 | 0 | 0 | 0 | 0 | 1 | 0 | Southern_PGAE_Li_Battery_4hr | Southern_PGAE_Li_Battery_8hr | Southern_PGAE_Solar |  | Kern_Greater_Carrizo_Wind |  |  |  | Southern_PGAE | Kern_Greater_Carrizo
PG&E KERN | Mesa (PGE) | 230 | CA | 93444 | SAN LUIS OBISPO | 5 | 0 | 0 | 0 | 0 | 0 | 0 | 0 | 0 | 0 | 0 | 0 | 0 | 0 | 0 | 0 | 0 | 0 | 0 | 0 | 0 | 0 | 0 | 0 | 0 | 0 | 0 | 0 | 0 | 0 | 0 | 0 | 0 | 0 | 0 | 0 | 0 | 0 | 0 | 0 | 0 | 0 | 0 | 0 | 0 | 0 | 0 | 0 | 0 | 0 | 0 | 0 | 0 | 0 | 0 | 0 | 0 | 0 | 0 | 0 | 0 | 0 | 0 | 0 | 0 | 0 | 0 | 0 | 1 | 0 | 0 | 0 | 0 | 0 | 0 | 0 | 0 | 0 | 0 | 1 | 1 | 0 | 0 | 0 | 0 | 0 | 0 | 0 | 0 | 0 | 0 | 0 | 0 | 0 | 0 | 1 | 1 | 0 | Southern_PGAE_Li_Battery_4hr | Southern_PGAE_Li_Battery_8hr | Southern_PGAE_Solar |  | Kern_Greater_Carrizo_Wind |  |  |  | Southern_PGAE | Kern_Greater_Carrizo
SCE Metro | Mesa (SCE) | 230 | CA | 91755 | LOS ANGELES | 1 | 0 | 0 | 0 | 0 | 0 | 0 | 0 | 0 | 0 | 1 | 0 | 0 | 0 | 0 | 0 | 0 | 0 | 0 | 0 | 0 | 0 | 0 | 0 | 0 | 0 | 0 | 0 | 0 | 0 | 0 | 0 | 0 | 0 | 0 | 0 | 0 | 0 | 0 | 0 | 0 | 0 | 0 | 0 | 0 | 0 | 0 | 0 | 0 | 0 | 0 | 0 | 0 | 0 | 0 | 0 | 0 | 0 | 0 | 0 | 0 | 0 | 0 | 0 | 0 | 0 | 0 | 0 | 0 | 0 | 0 | 0 | 0 | 0 | 0 | 0 | 0 | 0 | 0 | 0 | 0 | 0 | 0 | 0 | 0 | 0 | 0 | 0 | 0 | 0 | 0 | 0 | 0 | 0 | 0 | 0 | 0 | 0 | Greater_LA_Li_Battery_4hr | Greater_LA_Li_Battery_8hr | Greater_LA_Solar |  | 0 |  |  |  | Greater_LA | Greater_LA
SCE Metro | Mesa (SCE) | 500 | CA | 91755 | LOS ANGELES | 1 | 0 | 0 | 0 | 0 | 0 | 0 | 0 | 0 | 0 | 1 | 0 | 0 | 0 | 0 | 0 | 0 | 0 | 0 | 0 | 0 | 0 | 0 | 0 | 0 | 0 | 0 | 0 | 0 | 0 | 0 | 0 | 0 | 0 | 0 | 0 | 0 | 0 | 0 | 0 | 0 | 0 | 0 | 0 | 0 | 0 | 0 | 0 | 0 | 0 | 0 | 0 | 0 | 0 | 0 | 0 | 0 | 0 | 0 | 0 | 0 | 0 | 0 | 0 | 0 | 0 | 0 | 0 | 0 | 0 | 0 | 0 | 0 | 0 | 0 | 0 | 0 | 0 | 0 | 0 | 0 | 0 | 0 | 0 | 0 | 0 | 0 | 0 | 0 | 0 | 0 | 0 | 0 | 0 | 0 | 0 | 0 | 0 | Greater_LA_Li_Battery_4hr | Greater_LA_Li_Battery_8hr | Greater_LA_Solar |  | 0 |  |  |  | Greater_LA | Greater_LA
SDGE | Mesa Heights | 69 | CA | 92111 | San Diego | 1 | 0 | 0 | 0 | 0 | 0 | 0 | 0 | 0 | 0 | 0 | 0 | 0 | 0 | 0 | 0 | 0 | 0 | 0 | 0 | 0 | 0 | 0 | 0 | 0 | 0 | 0 | 0 | 0 | 0 | 0 | 0 | 0 | 1 | 0 | 0 | 0 | 0 | 0 | 0 | 0 | 0 | 0 | 0 | 0 | 0 | 0 | 0 | 0 | 0 | 0 | 0 | 0 | 0 | 0 | 0 | 0 | 0 | 0 | 0 | 0 | 0 | 0 | 0 | 0 | 0 | 0 | 0 | 0 | 0 | 0 | 0 | 0 | 0 | 0 | 0 | 0 | 0 | 0 | 0 | 0 | 0 | 0 | 0 | 0 | 0 | 0 | 0 | 0 | 0 | 0 | 0 | 0 | 0 | 0 | 0 | 0 | 0 | San_Diego_Li_Battery_4hr | San_Diego_Li_Battery_8hr | San_Diego_Solar |  | 0 |  |  |  | Greater_SD | Greater_SD
PG&E GBA | Metcalf | 115 | CA | 95013 | SANTA CLARA | 2 | 0 | 0 | 0 | 0 | 0 | 0 | 0 | 0 | 0 | 0 | 0 | 0 | 0 | 0 | 0 | 0 | 0 | 0 | 0 | 0 | 0 | 0 | 0 | 0 | 0 | 0 | 0 | 0 | 0 | 0 | 0 | 0 | 0 | 0 | 0 | 0 | 0 | 0 | 0 | 0 | 0 | 0 | 0 | 0 | 0 | 0 | 0 | 0 | 0 | 0 | 0 | 0 | 0 | 0 | 0 | 1 | 0 | 0 | 0 | 1 | 0 | 0 | 0 | 0 | 0 | 0 | 0 | 0 | 0 | 0 | 0 | 0 | 0 | 0 | 0 | 0 | 0 | 0 | 0 | 0 | 0 | 0 | 0 | 0 | 0 | 0 | 0 | 0 | 0 | 0 | 0 | 0 | 0 | 0 | 0 | 0 | 0 | Northern_California_Li_Battery_4hr | Northern_California_Li_Battery_8hr | Northern_California_Solar |  | Kern_Greater_Carrizo_Wind |  |  |  | Northern_California | Peninsula_Monterey
PG&E GBA | Metcalf | 230 | CA | 95013 | SANTA CLARA | 2 | 0 | 0 | 0 | 0 | 0 | 0 | 0 | 0 | 0 | 0 | 0 | 0 | 0 | 0 | 0 | 0 | 0 | 0 | 0 | 0 | 0 | 0 | 0 | 0 | 0 | 0 | 0 | 0 | 0 | 0 | 0 | 0 | 0 | 0 | 0 | 0 | 0 | 0 | 0 | 0 | 0 | 0 | 0 | 0 | 0 | 0 | 0 | 0 | 0 | 0 | 0 | 0 | 0 | 0 | 0 | 1 | 0 | 0 | 0 | 1 | 0 | 0 | 0 | 0 | 0 | 0 | 0 | 0 | 0 | 0 | 0 | 0 | 0 | 0 | 0 | 0 | 0 | 0 | 0 | 0 | 0 | 0 | 0 | 0 | 0 | 0 | 0 | 0 | 0 | 0 | 0 | 0 | 0 | 0 | 0 | 0 | 0 | Northern_California_Li_Battery_4hr | Northern_California_Li_Battery_8hr | Northern_California_Solar |  | Kern_Greater_Carrizo_Wind |  |  |  | Northern_California | Peninsula_Monterey
PG&E GBA | Metcalf | 500 | CA | 95013 | SANTA CLARA | 1 | 0 | 0 | 0 | 0 | 0 | 0 | 0 | 0 | 0 | 0 | 0 | 0 | 0 | 0 | 0 | 0 | 0 | 0 | 0 | 0 | 0 | 0 | 0 | 0 | 0 | 0 | 0 | 0 | 0 | 0 | 0 | 0 | 0 | 0 | 0 | 0 | 0 | 0 | 0 | 0 | 0 | 0 | 0 | 0 | 0 | 0 | 0 | 0 | 0 | 0 | 0 | 0 | 0 | 0 | 0 | 0 | 0 | 0 | 0 | 0 | 0 | 0 | 0 | 0 | 0 | 0 | 0 | 0 | 0 | 0 | 0 | 0 | 0 | 0 | 0 | 0 | 0 | 0 | 0 | 0 | 0 | 0 | 0 | 0 | 0 | 0 | 0 | 0 | 0 | 0 | 0 | 0 | 0 | 0 | 0 | 0 | 1 | Northern_California_Li_Battery_4hr | Northern_California_Li_Battery_8hr | Northern_California_Solar |  | Kern_Greater_Carrizo_Wind |  |  |  | Northern_California | Peninsula_Monterey
PG&E KERN | Midway | 115 | CA | 93206 | KERN | 6 | 0 | 0 | 0 | 0 | 0 | 0 | 0 | 0 | 0 | 0 | 0 | 0 | 0 | 0 | 0 | 0 | 0 | 0 | 0 | 0 | 0 | 0 | 0 | 0 | 0 | 0 | 0 | 0 | 0 | 0 | 0 | 0 | 0 | 0 | 0 | 0 | 0 | 0 | 0 | 0 | 0 | 0 | 0 | 0 | 0 | 0 | 0 | 0 | 0 | 0 | 0 | 0 | 0 | 0 | 0 | 0 | 0 | 0 | 0 | 0 | 0 | 0 | 0 | 0 | 0 | 0 | 0 | 1 | 1 | 0 | 0 | 0 | 0 | 0 | 1 | 0 | 0 | 0 | 1 | 1 | 0 | 0 | 0 | 0 | 0 | 0 | 0 | 0 | 0 | 0 | 0 | 0 | 0 | 0 | 1 | 0 | 0 | Southern_PGAE_Li_Battery_4hr | Southern_PGAE_Li_Battery_8hr | Southern_PGAE_Solar |  | Central_Valley_North_Los_Banos_Wind |  |  |  | Southern_PGAE | Central_Valley_North_Los_Banos
PG&E KERN | Midway | 230 | CA | 93206 | KERN | 5 | 0 | 0 | 0 | 0 | 0 | 0 | 0 | 0 | 0 | 0 | 0 | 0 | 0 | 0 | 0 | 0 | 0 | 0 | 0 | 0 | 0 | 0 | 0 | 0 | 0 | 0 | 0 | 0 | 0 | 0 | 0 | 0 | 0 | 0 | 0 | 0 | 0 | 0 | 0 | 0 | 0 | 0 | 0 | 0 | 0 | 0 | 0 | 0 | 0 | 0 | 0 | 0 | 0 | 0 | 0 | 0 | 0 | 0 | 0 | 0 | 0 | 0 | 0 | 0 | 0 | 0 | 0 | 1 | 1 | 0 | 0 | 0 | 0 | 0 | 0 | 0 | 0 | 0 | 1 | 1 | 0 | 0 | 0 | 0 | 0 | 0 | 0 | 0 | 0 | 0 | 0 | 0 | 0 | 0 | 1 | 0 | 0 | Southern_PGAE_Li_Battery_4hr | Southern_PGAE_Li_Battery_8hr | Southern_PGAE_Solar |  | Central_Valley_North_Los_Banos_Wind |  |  |  | Southern_PGAE | Central_Valley_North_Los_Banos
PG&E KERN | Midway | 500 | CA | 93206 | KERN | 1 | 0 | 0 | 0 | 0 | 0 | 0 | 0 | 0 | 0 | 0 | 0 | 0 | 0 | 0 | 0 | 0 | 0 | 0 | 0 | 0 | 0 | 0 | 0 | 0 | 0 | 0 | 0 | 0 | 0 | 0 | 0 | 0 | 0 | 0 | 0 | 0 | 0 | 0 | 0 | 0 | 0 | 0 | 0 | 0 | 0 | 0 | 0 | 0 | 0 | 0 | 0 | 0 | 0 | 0 | 0 | 0 | 0 | 0 | 0 | 0 | 0 | 0 | 0 | 0 | 0 | 0 | 0 | 0 | 0 | 0 | 0 | 0 | 0 | 0 | 0 | 0 | 0 | 0 | 0 | 0 | 0 | 0 | 0 | 0 | 0 | 0 | 0 | 0 | 0 | 0 | 0 | 0 | 0 | 0 | 1 | 0 | 0 | Southern_PGAE_Li_Battery_4hr | Southern_PGAE_Li_Battery_8hr | Southern_PGAE_Solar |  | Central_Valley_North_Los_Banos_Wind |  |  |  | Southern_PGAE | Central_Valley_North_Los_Banos
SDGE | Miguel | 230 | CA | 91902 | SAN DIEGO | 5 | 0 | 0 | 0 | 0 | 0 | 0 | 0 | 0 | 0 | 0 | 0 | 0 | 0 | 0 | 0 | 0 | 0 | 0 | 0 | 0 | 0 | 0 | 0 | 0 | 0 | 0 | 0 | 0 | 1 | 0 | 1 | 0 | 1 | 0 | 0 | 1 | 1 | 0 | 0 | 0 | 0 | 0 | 0 | 0 | 0 | 0 | 0 | 0 | 0 | 0 | 0 | 0 | 0 | 0 | 0 | 0 | 0 | 0 | 0 | 0 | 0 | 0 | 0 | 0 | 0 | 0 | 0 | 0 | 0 | 0 | 0 | 0 | 0 | 0 | 0 | 0 | 0 | 0 | 0 | 0 | 0 | 0 | 0 | 0 | 0 | 0 | 0 | 0 | 0 | 0 | 0 | 0 | 0 | 0 | 0 | 0 | 0 | San_Diego_Li_Battery_4hr | San_Diego_Li_Battery_8hr | San_Diego_Solar |  | 0 |  |  |  | Greater_SD | Greater_SD
SDGE | Miguel | 500 | CA | 91902 | SAN DIEGO | 5 | 0 | 0 | 0 | 0 | 0 | 0 | 0 | 0 | 0 | 0 | 0 | 0 | 0 | 0 | 0 | 0 | 0 | 0 | 0 | 0 | 0 | 0 | 0 | 0 | 0 | 0 | 0 | 0 | 1 | 0 | 1 | 0 | 1 | 0 | 0 | 1 | 1 | 0 | 0 | 0 | 0 | 0 | 0 | 0 | 0 | 0 | 0 | 0 | 0 | 0 | 0 | 0 | 0 | 0 | 0 | 0 | 0 | 0 | 0 | 0 | 0 | 0 | 0 | 0 | 0 | 0 | 0 | 0 | 0 | 0 | 0 | 0 | 0 | 0 | 0 | 0 | 0 | 0 | 0 | 0 | 0 | 0 | 0 | 0 | 0 | 0 | 0 | 0 | 0 | 0 | 0 | 0 | 0 | 0 | 0 | 0 | 0 | San_Diego_Li_Battery_4hr | San_Diego_Li_Battery_8hr | San_Diego_Solar |  | 0 |  |  |  | Greater_SD | Greater_SD
SDGE | Miguel | 69 | CA | 91902 | SAN DIEGO | 6 | 0 | 0 | 0 | 0 | 0 | 0 | 0 | 0 | 0 | 0 | 0 | 0 | 0 | 0 | 0 | 0 | 0 | 0 | 0 | 0 | 0 | 0 | 0 | 0 | 0 | 0 | 0 | 1 | 0 | 1 | 1 | 0 | 1 | 0 | 0 | 1 | 1 | 0 | 0 | 0 | 0 | 0 | 0 | 0 | 0 | 0 | 0 | 0 | 0 | 0 | 0 | 0 | 0 | 0 | 0 | 0 | 0 | 0 | 0 | 0 | 0 | 0 | 0 | 0 | 0 | 0 | 0 | 0 | 0 | 0 | 0 | 0 | 0 | 0 | 0 | 0 | 0 | 0 | 0 | 0 | 0 | 0 | 0 | 0 | 0 | 0 | 0 | 0 | 0 | 0 | 0 | 0 | 0 | 0 | 0 | 0 | 0 | San_Diego_Li_Battery_4hr | San_Diego_Li_Battery_8hr | San_Diego_Solar |  | 0 |  |  |  | Greater_SD | Greater_SD
PG&E GBA | Millbrae | 115 | CA | 94030 | San Mateo | 3 | 0 | 0 | 0 | 0 | 0 | 0 | 0 | 0 | 0 | 0 | 0 | 0 | 0 | 0 | 0 | 0 | 0 | 0 | 0 | 0 | 0 | 0 | 0 | 0 | 0 | 0 | 0 | 0 | 0 | 0 | 0 | 0 | 0 | 0 | 0 | 0 | 0 | 0 | 0 | 0 | 0 | 0 | 0 | 0 | 0 | 0 | 0 | 0 | 0 | 0 | 0 | 0 | 1 | 0 | 0 | 1 | 0 | 0 | 0 | 0 | 0 | 0 | 0 | 0 | 0 | 1 | 0 | 0 | 0 | 0 | 0 | 0 | 0 | 0 | 0 | 0 | 0 | 0 | 0 | 0 | 0 | 0 | 0 | 0 | 0 | 0 | 0 | 0 | 0 | 0 | 0 | 0 | 0 | 0 | 0 | 0 | 0 | Northern_California_Li_Battery_4hr | Northern_California_Li_Battery_8hr | Northern_California_Solar |  | Kern_Greater_Carrizo_Wind |  |  |  | Northern_California | Peninsula_Monterey
PG&E GBA | Miller | 115 | CA | 95360 | STANISLAUS | 5 | 0 | 0 | 0 | 0 | 0 | 0 | 0 | 0 | 0 | 0 | 0 | 0 | 0 | 0 | 0 | 0 | 0 | 0 | 0 | 0 | 0 | 0 | 0 | 0 | 0 | 0 | 0 | 0 | 0 | 0 | 0 | 0 | 0 | 0 | 0 | 0 | 0 | 0 | 0 | 0 | 0 | 0 | 0 | 0 | 0 | 1 | 0 | 0 | 0 | 0 | 0 | 0 | 0 | 0 | 0 | 1 | 0 | 1 | 0 | 1 | 0 | 0 | 0 | 0 | 0 | 1 | 0 | 0 | 0 | 0 | 0 | 0 | 0 | 0 | 0 | 0 | 0 | 0 | 0 | 0 | 0 | 0 | 0 | 0 | 0 | 0 | 0 | 0 | 0 | 0 | 0 | 0 | 0 | 0 | 0 | 0 | 0 | Southern_PGAE_Li_Battery_4hr | Southern_PGAE_Li_Battery_8hr | Southern_PGAE_Solar |  | Central_Valley_North_Los_Banos_Wind |  |  |  | Southern_PGAE | Central_Valley_North_Los_Banos
SCE Metro | Mira Loma | 230 | CA | 91761 | SAN BERNARDINO | 1 | 0 | 0 | 0 | 0 | 0 | 0 | 0 | 0 | 0 | 1 | 0 | 0 | 0 | 0 | 0 | 0 | 0 | 0 | 0 | 0 | 0 | 0 | 0 | 0 | 0 | 0 | 0 | 0 | 0 | 0 | 0 | 0 | 0 | 0 | 0 | 0 | 0 | 0 | 0 | 0 | 0 | 0 | 0 | 0 | 0 | 0 | 0 | 0 | 0 | 0 | 0 | 0 | 0 | 0 | 0 | 0 | 0 | 0 | 0 | 0 | 0 | 0 | 0 | 0 | 0 | 0 | 0 | 0 | 0 | 0 | 0 | 0 | 0 | 0 | 0 | 0 | 0 | 0 | 0 | 0 | 0 | 0 | 0 | 0 | 0 | 0 | 0 | 0 | 0 | 0 | 0 | 0 | 0 | 0 | 0 | 0 | 0 | Greater_LA_Li_Battery_4hr | Greater_LA_Li_Battery_8hr | Greater_LA_Solar |  | Greater_Kramer_Wind |  |  |  | Greater_LA | Greater_Kramer
SCE Metro | Mira Loma | 500 | CA | 91761 | SAN BERNARDINO | 1 | 0 | 0 | 0 | 0 | 0 | 0 | 0 | 0 | 0 | 1 | 0 | 0 | 0 | 0 | 0 | 0 | 0 | 0 | 0 | 0 | 0 | 0 | 0 | 0 | 0 | 0 | 0 | 0 | 0 | 0 | 0 | 0 | 0 | 0 | 0 | 0 | 0 | 0 | 0 | 0 | 0 | 0 | 0 | 0 | 0 | 0 | 0 | 0 | 0 | 0 | 0 | 0 | 0 | 0 | 0 | 0 | 0 | 0 | 0 | 0 | 0 | 0 | 0 | 0 | 0 | 0 | 0 | 0 | 0 | 0 | 0 | 0 | 0 | 0 | 0 | 0 | 0 | 0 | 0 | 0 | 0 | 0 | 0 | 0 | 0 | 0 | 0 | 0 | 0 | 0 | 0 | 0 | 0 | 0 | 0 | 0 | 0 | Greater_LA_Li_Battery_4hr | Greater_LA_Li_Battery_8hr | Greater_LA_Solar |  | Greater_Kramer_Wind |  |  |  | Greater_LA | Greater_Kramer
SCE Eastern | Mirage | 115 | CA | 92276 | RIVERSIDE | 3 | 0 | 0 | 0 | 0 | 0 | 0 | 0 | 0 | 0 | 0 | 0 | 0 | 0 | 0 | 0 | 0 | 0 | 0 | 1 | 1 | 0 | 1 | 0 | 0 | 0 | 0 | 0 | 0 | 0 | 0 | 0 | 0 | 0 | 0 | 0 | 0 | 0 | 0 | 0 | 0 | 0 | 0 | 0 | 0 | 0 | 0 | 0 | 0 | 0 | 0 | 0 | 0 | 0 | 0 | 0 | 0 | 0 | 0 | 0 | 0 | 0 | 0 | 0 | 0 | 0 | 0 | 0 | 0 | 0 | 0 | 0 | 0 | 0 | 0 | 0 | 0 | 0 | 0 | 0 | 0 | 0 | 0 | 0 | 0 | 0 | 0 | 0 | 0 | 0 | 0 | 0 | 0 | 0 | 0 | 0 | 0 | 0 | Riverside_Li_Battery_4hr | Riverside_Li_Battery_8hr | Riverside_Solar | Greater_Imperial_Geothermal | Riverside_Palm_Springs_Wind |  |  |  | Riverside | Riverside
SCE Eastern | Mirage | 230 | CA | 92276 | RIVERSIDE | 3 | 0 | 0 | 0 | 0 | 0 | 0 | 0 | 0 | 0 | 0 | 0 | 0 | 0 | 0 | 0 | 0 | 0 | 0 | 1 | 1 | 0 | 1 | 0 | 0 | 0 | 0 | 0 | 0 | 0 | 0 | 0 | 0 | 0 | 0 | 0 | 0 | 0 | 0 | 0 | 0 | 0 | 0 | 0 | 0 | 0 | 0 | 0 | 0 | 0 | 0 | 0 | 0 | 0 | 0 | 0 | 0 | 0 | 0 | 0 | 0 | 0 | 0 | 0 | 0 | 0 | 0 | 0 | 0 | 0 | 0 | 0 | 0 | 0 | 0 | 0 | 0 | 0 | 0 | 0 | 0 | 0 | 0 | 0 | 0 | 0 | 0 | 0 | 0 | 0 | 0 | 0 | 0 | 0 | 0 | 0 | 0 | 0 | Riverside_Li_Battery_4hr | Riverside_Li_Battery_8hr | Riverside_Solar | Greater_Imperial_Geothermal | Riverside_Palm_Springs_Wind |  |  |  | Riverside | Riverside
SDGE | Mission | 138 | CA | 92108 | SAN DIEGO | 2 | 0 | 0 | 0 | 0 | 0 | 0 | 0 | 0 | 0 | 0 | 0 | 0 | 0 | 0 | 0 | 0 | 0 | 0 | 0 | 0 | 0 | 0 | 0 | 0 | 0 | 0 | 0 | 0 | 0 | 0 | 1 | 0 | 1 | 0 | 0 | 0 | 0 | 0 | 0 | 0 | 0 | 0 | 0 | 0 | 0 | 0 | 0 | 0 | 0 | 0 | 0 | 0 | 0 | 0 | 0 | 0 | 0 | 0 | 0 | 0 | 0 | 0 | 0 | 0 | 0 | 0 | 0 | 0 | 0 | 0 | 0 | 0 | 0 | 0 | 0 | 0 | 0 | 0 | 0 | 0 | 0 | 0 | 0 | 0 | 0 | 0 | 0 | 0 | 0 | 0 | 0 | 0 | 0 | 0 | 0 | 0 | 0 | San_Diego_Li_Battery_4hr | San_Diego_Li_Battery_8hr | San_Diego_Solar |  | 0 |  |  |  | Greater_SD | Greater_SD
SDGE | Mission | 230 | CA | 92108 | SAN DIEGO | 3 | 0 | 0 | 0 | 0 | 0 | 0 | 0 | 0 | 0 | 0 | 0 | 0 | 0 | 0 | 0 | 0 | 0 | 0 | 0 | 0 | 0 | 0 | 0 | 0 | 0 | 0 | 0 | 0 | 1 | 0 | 1 | 0 | 1 | 0 | 0 | 0 | 0 | 0 | 0 | 0 | 0 | 0 | 0 | 0 | 0 | 0 | 0 | 0 | 0 | 0 | 0 | 0 | 0 | 0 | 0 | 0 | 0 | 0 | 0 | 0 | 0 | 0 | 0 | 0 | 0 | 0 | 0 | 0 | 0 | 0 | 0 | 0 | 0 | 0 | 0 | 0 | 0 | 0 | 0 | 0 | 0 | 0 | 0 | 0 | 0 | 0 | 0 | 0 | 0 | 0 | 0 | 0 | 0 | 0 | 0 | 0 | 0 | San_Diego_Li_Battery_4hr | San_Diego_Li_Battery_8hr | San_Diego_Solar |  | 0 |  |  |  | Greater_SD | Greater_SD
SDGE | Mission | 69 | CA | 92108 | SAN DIEGO | 2 | 0 | 0 | 0 | 0 | 0 | 0 | 0 | 0 | 0 | 0 | 0 | 0 | 0 | 0 | 0 | 0 | 0 | 0 | 0 | 0 | 0 | 0 | 0 | 0 | 0 | 0 | 0 | 0 | 0 | 0 | 1 | 0 | 1 | 0 | 0 | 0 | 0 | 0 | 0 | 0 | 0 | 0 | 0 | 0 | 0 | 0 | 0 | 0 | 0 | 0 | 0 | 0 | 0 | 0 | 0 | 0 | 0 | 0 | 0 | 0 | 0 | 0 | 0 | 0 | 0 | 0 | 0 | 0 | 0 | 0 | 0 | 0 | 0 | 0 | 0 | 0 | 0 | 0 | 0 | 0 | 0 | 0 | 0 | 0 | 0 | 0 | 0 | 0 | 0 | 0 | 0 | 0 | 0 | 0 | 0 | 0 | 0 | San_Diego_Li_Battery_4hr | San_Diego_Li_Battery_8hr | San_Diego_Solar |  | 0 |  |  |  | Greater_SD | Greater_SD
PG&E GBA | Mi-Wuk | 115 | CA | 95383 | TUOLUMNE | 5 | 0 | 0 | 0 | 0 | 0 | 0 | 0 | 0 | 0 | 0 | 0 | 0 | 0 | 0 | 0 | 0 | 0 | 0 | 0 | 0 | 0 | 0 | 0 | 0 | 0 | 0 | 0 | 0 | 0 | 0 | 0 | 0 | 0 | 0 | 0 | 0 | 0 | 0 | 0 | 0 | 0 | 0 | 0 | 0 | 0 | 1 | 0 | 0 | 0 | 0 | 0 | 0 | 0 | 0 | 0 | 1 | 0 | 1 | 0 | 1 | 0 | 0 | 0 | 0 | 0 | 1 | 0 | 0 | 0 | 0 | 0 | 0 | 0 | 0 | 0 | 0 | 0 | 0 | 0 | 0 | 0 | 0 | 0 | 0 | 0 | 0 | 0 | 0 | 0 | 0 | 0 | 0 | 0 | 0 | 0 | 0 | 0 | Northern_California_Li_Battery_4hr | Northern_California_Li_Battery_8hr | Northern_California_Solar |  | Central_Valley_North_Los_Banos_Wind |  |  |  | Northern_California | El_Dorado_Mariposa
EOP | Mohave | 500 | NV | 89029 | CLARK | 1 | 0 | 0 | 0 | 0 | 0 | 0 | 0 | 0 | 0 | 0 | 0 | 0 | 0 | 0 | 0 | 0 | 0 | 0 | 0 | 0 | 0 | 0 | 0 | 0 | 1 | 0 | 0 | 0 | 0 | 0 | 0 | 0 | 0 | 0 | 0 | 0 | 0 | 0 | 0 | 0 | 0 | 0 | 0 | 0 | 0 | 0 | 0 | 0 | 0 | 0 | 0 | 0 | 0 | 0 | 0 | 0 | 0 | 0 | 0 | 0 | 0 | 0 | 0 | 0 | 0 | 0 | 0 | 0 | 0 | 0 | 0 | 0 | 0 | 0 | 0 | 0 | 0 | 0 | 0 | 0 | 0 | 0 | 0 | 0 | 0 | 0 | 0 | 0 | 0 | 0 | 0 | 0 | 0 | 0 | 0 | 0 | 0 | Southern_NV_Eldorado_Li_Battery_4hr | Southern_NV_Eldorado_Li_Battery_8hr | Southern_NV_Eldorado_Solar |  | Southern_NV_Eldorado_Wind |  |  |  | Southern_NV_Eldorado | Southern_NV_Eldorado
PG&E NGBA | Monroe | 115 | CA | 95401 | SONOMA | 3 | 0 | 0 | 0 | 0 | 0 | 0 | 0 | 0 | 0 | 0 | 0 | 0 | 0 | 0 | 0 | 0 | 0 | 0 | 0 | 0 | 0 | 0 | 0 | 0 | 0 | 0 | 0 | 0 | 0 | 0 | 0 | 0 | 0 | 0 | 0 | 0 | 0 | 0 | 0 | 1 | 0 | 0 | 0 | 0 | 0 | 0 | 0 | 0 | 0 | 0 | 0 | 0 | 1 | 0 | 0 | 0 | 0 | 0 | 0 | 0 | 0 | 0 | 0 | 0 | 0 | 0 | 1 | 0 | 0 | 0 | 0 | 0 | 0 | 0 | 0 | 0 | 0 | 0 | 0 | 0 | 0 | 0 | 0 | 0 | 0 | 0 | 0 | 0 | 0 | 0 | 0 | 0 | 0 | 0 | 0 | 0 | 0 | Northern_California_Li_Battery_4hr | Northern_California_Li_Battery_8hr | Northern_California_Solar |  | Northern_California_Wind |  |  |  | Northern_California | Mendocino_Marin
SDGE | Monserate | 69 | CA | 92028 | San Diego | 4 | 0 | 0 | 0 | 0 | 0 | 0 | 0 | 0 | 0 | 0 | 0 | 0 | 0 | 0 | 0 | 0 | 0 | 0 | 0 | 0 | 0 | 0 | 0 | 0 | 0 | 1 | 0 | 0 | 0 | 0 | 0 | 0 | 1 | 1 | 0 | 0 | 0 | 1 | 0 | 0 | 0 | 0 | 0 | 0 | 0 | 0 | 0 | 0 | 0 | 0 | 0 | 0 | 0 | 0 | 0 | 0 | 0 | 0 | 0 | 0 | 0 | 0 | 0 | 0 | 0 | 0 | 0 | 0 | 0 | 0 | 0 | 0 | 0 | 0 | 0 | 0 | 0 | 0 | 0 | 0 | 0 | 0 | 0 | 0 | 0 | 0 | 0 | 0 | 0 | 0 | 0 | 0 | 0 | 0 | 0 | 0 | 0 | San_Diego_Li_Battery_4hr | San_Diego_Li_Battery_8hr | San_Diego_Solar |  | 0 |  |  |  | Greater_SD | Greater_SD
PG&E GBA | Monta Vista | 115 | CA | 95014 | SANTA CLARA | 3 | 0 | 0 | 0 | 0 | 0 | 0 | 0 | 0 | 0 | 0 | 0 | 0 | 0 | 0 | 0 | 0 | 0 | 0 | 0 | 0 | 0 | 0 | 0 | 0 | 0 | 0 | 0 | 0 | 0 | 0 | 0 | 0 | 0 | 0 | 0 | 0 | 0 | 0 | 0 | 0 | 0 | 0 | 0 | 0 | 0 | 0 | 0 | 0 | 0 | 0 | 0 | 0 | 1 | 0 | 0 | 0 | 0 | 0 | 0 | 1 | 0 | 0 | 0 | 0 | 0 | 0 | 0 | 0 | 0 | 0 | 0 | 0 | 0 | 0 | 0 | 0 | 0 | 0 | 0 | 0 | 0 | 0 | 0 | 0 | 0 | 0 | 0 | 0 | 0 | 0 | 0 | 0 | 0 | 0 | 0 | 0 | 1 | Northern_California_Li_Battery_4hr | Northern_California_Li_Battery_8hr | Northern_California_Solar |  | Kern_Greater_Carrizo_Wind |  |  |  | Northern_California | Peninsula_Monterey
PG&E GBA | Monta Vista | 230 | CA | 95014 | SANTA CLARA | 2 | 0 | 0 | 0 | 0 | 0 | 0 | 0 | 0 | 0 | 0 | 0 | 0 | 0 | 0 | 0 | 0 | 0 | 0 | 0 | 0 | 0 | 0 | 0 | 0 | 0 | 0 | 0 | 0 | 0 | 0 | 0 | 0 | 0 | 0 | 0 | 0 | 0 | 0 | 0 | 0 | 0 | 0 | 0 | 0 | 0 | 0 | 0 | 0 | 0 | 0 | 0 | 0 | 1 | 0 | 0 | 0 | 0 | 0 | 0 | 1 | 0 | 0 | 0 | 0 | 0 | 0 | 0 | 0 | 0 | 0 | 0 | 0 | 0 | 0 | 0 | 0 | 0 | 0 | 0 | 0 | 0 | 0 | 0 | 0 | 0 | 0 | 0 | 0 | 0 | 0 | 0 | 0 | 0 | 0 | 0 | 0 | 0 | Northern_California_Li_Battery_4hr | Northern_California_Li_Battery_8hr | Northern_California_Solar |  | Kern_Greater_Carrizo_Wind |  |  |  | Northern_California | Peninsula_Monterey
PG&E GBA | Monta Vista | 60 | CA | 95014 | SANTA CLARA | 3 | 0 | 0 | 0 | 0 | 0 | 0 | 0 | 0 | 0 | 0 | 0 | 0 | 0 | 0 | 0 | 0 | 0 | 0 | 0 | 0 | 0 | 0 | 0 | 0 | 0 | 0 | 0 | 0 | 0 | 0 | 0 | 0 | 0 | 0 | 0 | 0 | 0 | 0 | 0 | 0 | 0 | 0 | 0 | 0 | 0 | 0 | 0 | 0 | 0 | 0 | 0 | 0 | 1 | 0 | 0 | 0 | 0 | 0 | 0 | 1 | 0 | 0 | 0 | 0 | 0 | 0 | 0 | 0 | 0 | 0 | 0 | 0 | 0 | 0 | 0 | 0 | 0 | 0 | 0 | 0 | 0 | 0 | 0 | 0 | 0 | 0 | 0 | 0 | 0 | 0 | 0 | 0 | 0 | 0 | 0 | 0 | 1 | Northern_California_Li_Battery_4hr | Northern_California_Li_Battery_8hr | Northern_California_Solar |  | Kern_Greater_Carrizo_Wind |  |  |  | Northern_California | Peninsula_Monterey
PG&E NGBA | Monticello | 115 | CA | 94558 | NAPA | 9 | 0 | 0 | 0 | 0 | 0 | 0 | 0 | 0 | 0 | 0 | 0 | 0 | 0 | 0 | 0 | 0 | 0 | 0 | 0 | 0 | 0 | 0 | 0 | 0 | 0 | 0 | 0 | 0 | 0 | 0 | 0 | 0 | 0 | 0 | 0 | 0 | 0 | 0 | 0 | 1 | 0 | 1 | 0 | 0 | 0 | 0 | 0 | 0 | 0 | 0 | 0 | 1 | 1 | 1 | 1 | 1 | 0 | 0 | 0 | 0 | 0 | 0 | 0 | 0 | 0 | 1 | 1 | 0 | 0 | 0 | 0 | 0 | 0 | 0 | 0 | 0 | 0 | 0 | 0 | 0 | 0 | 0 | 0 | 0 | 0 | 0 | 0 | 0 | 0 | 0 | 0 | 0 | 0 | 0 | 0 | 0 | 0 | Northern_California_Li_Battery_4hr | Northern_California_Li_Battery_8hr | Northern_California_Solar |  | Northern_California_Wind |  |  |  | Northern_California | Northern_California
SCE Northern | Moorpark | 230 | CA | 93021 | VENTURA | 3 | 0 | 0 | 1 | 0 | 1 | 0 | 0 | 0 | 0 | 0 | 0 | 0 | 0 | 0 | 0 | 0 | 0 | 0 | 0 | 0 | 0 | 0 | 0 | 0 | 1 | 0 | 0 | 0 | 0 | 0 | 0 | 0 | 0 | 0 | 0 | 0 | 0 | 0 | 0 | 0 | 0 | 0 | 0 | 0 | 0 | 0 | 0 | 0 | 0 | 0 | 0 | 0 | 0 | 0 | 0 | 0 | 0 | 0 | 0 | 0 | 0 | 0 | 0 | 0 | 0 | 0 | 0 | 0 | 0 | 0 | 0 | 0 | 0 | 0 | 0 | 0 | 0 | 0 | 0 | 0 | 0 | 0 | 0 | 0 | 0 | 0 | 0 | 0 | 0 | 0 | 0 | 0 | 0 | 0 | 0 | 0 | 0 | Greater_LA_Li_Battery_4hr | Greater_LA_Li_Battery_8hr | Greater_LA_Solar |  | 0 |  |  |  | Greater_LA | Greater_LA
SCE Northern | Moorpark | 66 | CA | 93021 | VENTURA | 3 | 0 | 0 | 1 | 0 | 1 | 0 | 0 | 0 | 0 | 0 | 0 | 0 | 0 | 0 | 0 | 0 | 0 | 0 | 0 | 0 | 0 | 0 | 0 | 0 | 1 | 0 | 0 | 0 | 0 | 0 | 0 | 0 | 0 | 0 | 0 | 0 | 0 | 0 | 0 | 0 | 0 | 0 | 0 | 0 | 0 | 0 | 0 | 0 | 0 | 0 | 0 | 0 | 0 | 0 | 0 | 0 | 0 | 0 | 0 | 0 | 0 | 0 | 0 | 0 | 0 | 0 | 0 | 0 | 0 | 0 | 0 | 0 | 0 | 0 | 0 | 0 | 0 | 0 | 0 | 0 | 0 | 0 | 0 | 0 | 0 | 0 | 0 | 0 | 0 | 0 | 0 | 0 | 0 | 0 | 0 | 0 | 0 | Greater_LA_Li_Battery_4hr | Greater_LA_Li_Battery_8hr | Greater_LA_Solar |  | 0 |  |  |  | Greater_LA | Greater_LA
PG&E GBA | Moraga | 115 | CA | 94563 | CONTRA COSTA | 3 | 0 | 0 | 0 | 0 | 0 | 0 | 0 | 0 | 0 | 0 | 0 | 0 | 0 | 0 | 0 | 0 | 0 | 0 | 0 | 0 | 0 | 0 | 0 | 0 | 0 | 0 | 0 | 0 | 0 | 0 | 0 | 0 | 0 | 0 | 0 | 0 | 0 | 0 | 0 | 1 | 0 | 0 | 0 | 0 | 0 | 0 | 0 | 0 | 0 | 0 | 0 | 0 | 1 | 0 | 0 | 1 | 0 | 0 | 0 | 0 | 0 | 0 | 0 | 0 | 0 | 0 | 0 | 0 | 0 | 0 | 0 | 0 | 0 | 0 | 0 | 0 | 0 | 0 | 0 | 0 | 0 | 0 | 0 | 0 | 0 | 0 | 0 | 0 | 0 | 0 | 0 | 0 | 0 | 0 | 0 | 0 | 0 | Northern_California_Li_Battery_4hr | Northern_California_Li_Battery_8hr | Northern_California_Solar |  | Solano_Wind |  |  |  | Northern_California | Solano
PG&E GBA | Moraga | 230 | CA | 94563 | CONTRA COSTA | 8 | 0 | 0 | 0 | 0 | 0 | 0 | 0 | 0 | 0 | 0 | 0 | 0 | 0 | 0 | 0 | 0 | 0 | 0 | 0 | 0 | 0 | 0 | 0 | 0 | 0 | 0 | 0 | 0 | 0 | 0 | 0 | 0 | 0 | 0 | 0 | 0 | 0 | 0 | 0 | 1 | 0 | 0 | 0 | 0 | 0 | 0 | 0 | 0 | 0 | 0 | 0 | 0 | 1 | 1 | 1 | 1 | 0 | 0 | 0 | 1 | 0 | 1 | 0 | 0 | 0 | 1 | 0 | 0 | 0 | 0 | 0 | 0 | 0 | 0 | 0 | 0 | 0 | 0 | 0 | 0 | 0 | 0 | 0 | 0 | 0 | 0 | 0 | 0 | 0 | 0 | 0 | 0 | 0 | 0 | 0 | 0 | 0 | Northern_California_Li_Battery_4hr | Northern_California_Li_Battery_8hr | Northern_California_Solar |  | Solano_Wind |  |  |  | Northern_California | Solano
PG&E GBA | Morgan Hill | 115 | CA | 95037 | SANTA CLARA | 4 | 0 | 0 | 0 | 0 | 0 | 0 | 0 | 0 | 0 | 0 | 0 | 0 | 0 | 0 | 0 | 0 | 0 | 0 | 0 | 0 | 0 | 0 | 0 | 0 | 0 | 0 | 0 | 0 | 0 | 0 | 0 | 0 | 0 | 0 | 0 | 0 | 0 | 0 | 0 | 0 | 0 | 0 | 0 | 0 | 0 | 0 | 0 | 0 | 0 | 0 | 0 | 0 | 1 | 0 | 0 | 1 | 0 | 0 | 0 | 1 | 0 | 0 | 0 | 0 | 1 | 0 | 0 | 0 | 0 | 0 | 0 | 0 | 0 | 0 | 0 | 0 | 0 | 0 | 0 | 0 | 0 | 0 | 0 | 0 | 0 | 0 | 0 | 0 | 0 | 0 | 0 | 0 | 0 | 0 | 0 | 0 | 0 | Northern_California_Li_Battery_4hr | Northern_California_Li_Battery_8hr | Northern_California_Solar |  | Kern_Greater_Carrizo_Wind |  |  |  | Northern_California | Peninsula_Monterey
PG&E KERN | Morro Bay | 115 | CA | 93442 | SAN LUIS OBISPO | 5 | 0 | 0 | 0 | 0 | 0 | 0 | 0 | 0 | 0 | 0 | 0 | 0 | 0 | 0 | 0 | 0 | 0 | 0 | 0 | 0 | 0 | 0 | 0 | 0 | 0 | 0 | 0 | 0 | 0 | 0 | 0 | 0 | 0 | 0 | 0 | 0 | 0 | 0 | 0 | 0 | 0 | 0 | 0 | 0 | 0 | 0 | 0 | 0 | 0 | 0 | 0 | 0 | 0 | 0 | 0 | 0 | 0 | 0 | 0 | 0 | 0 | 0 | 0 | 0 | 0 | 0 | 0 | 1 | 1 | 0 | 0 | 0 | 0 | 0 | 0 | 0 | 0 | 0 | 0 | 1 | 0 | 0 | 0 | 0 | 0 | 1 | 0 | 0 | 0 | 0 | 0 | 0 | 0 | 0 | 0 | 1 | 0 | Southern_PGAE_Li_Battery_4hr | Southern_PGAE_Li_Battery_8hr | Southern_PGAE_Solar |  | Kern_Greater_Carrizo_Wind |  |  |  | Southern_PGAE | Kern_Greater_Carrizo
PG&E KERN | Morro Bay | 230 | CA | 93442 | SAN LUIS OBISPO | 5 | 0 | 0 | 0 | 0 | 0 | 0 | 0 | 0 | 0 | 0 | 0 | 0 | 0 | 0 | 0 | 0 | 0 | 0 | 0 | 0 | 0 | 0 | 0 | 0 | 0 | 0 | 0 | 0 | 0 | 0 | 0 | 0 | 0 | 0 | 0 | 0 | 0 | 0 | 0 | 0 | 0 | 0 | 0 | 0 | 0 | 0 | 0 | 0 | 0 | 0 | 0 | 0 | 0 | 0 | 0 | 0 | 0 | 0 | 0 | 0 | 0 | 0 | 0 | 0 | 0 | 0 | 0 | 1 | 0 | 0 | 0 | 0 | 0 | 0 | 0 | 0 | 0 | 0 | 1 | 1 | 0 | 0 | 0 | 0 | 0 | 0 | 0 | 0 | 0 | 0 | 0 | 0 | 0 | 0 | 1 | 1 | 0 | Southern_PGAE_Li_Battery_4hr | Southern_PGAE_Li_Battery_8hr | Southern_PGAE_Solar |  | Kern_Greater_Carrizo_Wind |  | Morro_Bay_Offshore_Wind |  | Southern_PGAE | Kern_Greater_Carrizo
PG&E KERN | Morro Bay | 500 | CA |  |  | 2 | 0 | 0 | 0 | 0 | 0 | 0 | 0 | 0 | 0 | 0 | 0 | 0 | 0 | 0 | 0 | 0 | 0 | 0 | 0 | 0 | 0 | 0 | 0 | 0 | 0 | 0 | 0 | 0 | 0 | 0 | 0 | 0 | 0 | 0 | 0 | 0 | 0 | 0 | 0 | 0 | 0 | 0 | 0 | 0 | 0 | 0 | 0 | 0 | 0 | 0 | 0 | 0 | 0 | 0 | 0 | 0 | 0 | 0 | 0 | 0 | 0 | 0 | 0 | 0 | 0 | 0 | 0 | 0 | 0 | 0 | 0 | 0 | 0 | 0 | 0 | 0 | 0 | 0 | 0 | 0 | 0 | 0 | 0 | 0 | 0 | 0 | 0 | 0 | 0 | 0 | 0 | 0 | 0 | 1 | 1 | 0 | 0 | Southern_PGAE_Li_Battery_4hr | Southern_PGAE_Li_Battery_8hr | Southern_PGAE_Solar |  | Kern_Greater_Carrizo_Wind |  | Morro_Bay_Offshore_Wind |  | Southern_PGAE | Kern_Greater_Carrizo
PG&E GBA | Moss Landing | 115 | CA | 95039 | MONTEREY | 4 | 0 | 0 | 0 | 0 | 0 | 0 | 0 | 0 | 0 | 0 | 0 | 0 | 0 | 0 | 0 | 0 | 0 | 0 | 0 | 0 | 0 | 0 | 0 | 0 | 0 | 0 | 0 | 0 | 0 | 0 | 0 | 0 | 0 | 0 | 0 | 0 | 0 | 0 | 0 | 0 | 0 | 0 | 0 | 0 | 0 | 0 | 0 | 0 | 0 | 0 | 0 | 0 | 0 | 0 | 0 | 1 | 0 | 0 | 0 | 1 | 0 | 0 | 0 | 0 | 1 | 0 | 0 | 0 | 0 | 0 | 0 | 0 | 0 | 0 | 0 | 0 | 0 | 0 | 0 | 0 | 0 | 0 | 0 | 0 | 0 | 0 | 0 | 0 | 0 | 0 | 0 | 0 | 0 | 0 | 0 | 0 | 1 | Southern_PGAE_Li_Battery_4hr | Southern_PGAE_Li_Battery_8hr | Southern_PGAE_Solar |  | Kern_Greater_Carrizo_Wind |  |  |  | Southern_PGAE | Peninsula_Monterey
PG&E GBA | Moss Landing | 230 | CA | 95039 | MONTEREY | 4 | 0 | 0 | 0 | 0 | 0 | 0 | 0 | 0 | 0 | 0 | 0 | 0 | 0 | 0 | 0 | 0 | 0 | 0 | 0 | 0 | 0 | 0 | 0 | 0 | 0 | 0 | 0 | 0 | 0 | 0 | 0 | 0 | 0 | 0 | 0 | 0 | 0 | 0 | 0 | 0 | 0 | 0 | 0 | 0 | 0 | 0 | 0 | 0 | 0 | 0 | 0 | 0 | 0 | 0 | 0 | 1 | 0 | 0 | 0 | 1 | 0 | 0 | 0 | 0 | 1 | 0 | 0 | 0 | 0 | 0 | 0 | 0 | 0 | 0 | 0 | 0 | 0 | 0 | 0 | 0 | 0 | 0 | 0 | 0 | 0 | 0 | 0 | 0 | 0 | 0 | 0 | 0 | 0 | 0 | 0 | 0 | 1 | Southern_PGAE_Li_Battery_4hr | Southern_PGAE_Li_Battery_8hr | Southern_PGAE_Solar |  | Kern_Greater_Carrizo_Wind |  |  |  | Southern_PGAE | Peninsula_Monterey
PG&E GBA | Moss Landing | 500 | CA | 95039 | MONTEREY | 4 | 0 | 0 | 0 | 0 | 0 | 0 | 0 | 0 | 0 | 0 | 0 | 0 | 0 | 0 | 0 | 0 | 0 | 0 | 0 | 0 | 0 | 0 | 0 | 0 | 0 | 0 | 0 | 0 | 0 | 0 | 0 | 0 | 0 | 0 | 0 | 0 | 0 | 0 | 0 | 1 | 0 | 0 | 0 | 0 | 0 | 0 | 0 | 0 | 0 | 0 | 0 | 0 | 0 | 0 | 0 | 1 | 0 | 0 | 0 | 1 | 0 | 0 | 0 | 0 | 0 | 0 | 0 | 0 | 0 | 0 | 0 | 0 | 0 | 0 | 0 | 0 | 0 | 0 | 0 | 0 | 0 | 0 | 0 | 0 | 0 | 0 | 0 | 0 | 0 | 0 | 0 | 0 | 0 | 0 | 0 | 0 | 1 | Southern_PGAE_Li_Battery_4hr | Southern_PGAE_Li_Battery_8hr | Southern_PGAE_Solar |  | Kern_Greater_Carrizo_Wind |  |  |  | Southern_PGAE | Peninsula_Monterey
EOP | Mountain Pass | 115 | CA | 92364 | San Bernardino | 2 | 0 | 0 | 0 | 0 | 0 | 0 | 0 | 0 | 0 | 0 | 0 | 0 | 0 | 0 | 0 | 0 | 0 | 0 | 0 | 0 | 0 | 0 | 0 | 1 | 1 | 0 | 0 | 0 | 0 | 0 | 0 | 0 | 0 | 0 | 0 | 0 | 0 | 0 | 0 | 0 | 0 | 0 | 0 | 0 | 0 | 0 | 0 | 0 | 0 | 0 | 0 | 0 | 0 | 0 | 0 | 0 | 0 | 0 | 0 | 0 | 0 | 0 | 0 | 0 | 0 | 0 | 0 | 0 | 0 | 0 | 0 | 0 | 0 | 0 | 0 | 0 | 0 | 0 | 0 | 0 | 0 | 0 | 0 | 0 | 0 | 0 | 0 | 0 | 0 | 0 | 0 | 0 | 0 | 0 | 0 | 0 | 0 | Southern_NV_Eldorado_Li_Battery_4hr | Southern_NV_Eldorado_Li_Battery_8hr | Southern_NV_Eldorado_Solar |  | Southern_NV_Eldorado_Wind |  |  |  | Southern_NV_Eldorado | Southern_NV_Eldorado
PG&E GBA | Mountain View | 115 | CA | 94041 | Santa Clara | 3 | 0 | 0 | 0 | 0 | 0 | 0 | 0 | 0 | 0 | 0 | 0 | 0 | 0 | 0 | 0 | 0 | 0 | 0 | 0 | 0 | 0 | 0 | 0 | 0 | 0 | 0 | 0 | 0 | 0 | 0 | 0 | 0 | 0 | 0 | 0 | 0 | 0 | 0 | 0 | 0 | 0 | 0 | 0 | 0 | 0 | 0 | 0 | 0 | 0 | 0 | 0 | 0 | 1 | 0 | 0 | 1 | 0 | 0 | 0 | 0 | 0 | 0 | 0 | 0 | 0 | 0 | 0 | 0 | 0 | 0 | 0 | 0 | 0 | 0 | 0 | 0 | 0 | 0 | 0 | 0 | 0 | 0 | 0 | 0 | 0 | 0 | 0 | 0 | 0 | 0 | 0 | 0 | 0 | 0 | 0 | 0 | 1 | Northern_California_Li_Battery_4hr | Northern_California_Li_Battery_8hr | Northern_California_Solar |  | Kern_Greater_Carrizo_Wind |  |  |  | Northern_California | Peninsula_Monterey
PG&E GBA | Mt Eden | 115 | CA | 94545 | Alameda | 2 | 0 | 0 | 0 | 0 | 0 | 0 | 0 | 0 | 0 | 0 | 0 | 0 | 0 | 0 | 0 | 0 | 0 | 0 | 0 | 0 | 0 | 0 | 0 | 0 | 0 | 0 | 0 | 0 | 0 | 0 | 0 | 0 | 0 | 0 | 0 | 0 | 0 | 0 | 0 | 1 | 0 | 0 | 0 | 0 | 0 | 0 | 0 | 0 | 0 | 0 | 0 | 0 | 1 | 0 | 0 | 0 | 0 | 0 | 0 | 0 | 0 | 0 | 0 | 0 | 0 | 0 | 0 | 0 | 0 | 0 | 0 | 0 | 0 | 0 | 0 | 0 | 0 | 0 | 0 | 0 | 0 | 0 | 0 | 0 | 0 | 0 | 0 | 0 | 0 | 0 | 0 | 0 | 0 | 0 | 0 | 0 | 0 | Northern_California_Li_Battery_4hr | Northern_California_Li_Battery_8hr | Northern_California_Solar |  | Solano_Wind |  |  |  | Northern_California | Solano
PG&E KERN | Mt Poso | 115 | CA | 93308 | KERN | 4 | 0 | 0 | 0 | 0 | 0 | 0 | 0 | 0 | 0 | 0 | 0 | 0 | 0 | 0 | 0 | 0 | 0 | 0 | 0 | 0 | 0 | 0 | 0 | 0 | 0 | 0 | 0 | 0 | 0 | 0 | 0 | 0 | 0 | 0 | 0 | 0 | 0 | 0 | 0 | 0 | 0 | 0 | 0 | 0 | 0 | 0 | 0 | 0 | 0 | 0 | 0 | 0 | 0 | 0 | 0 | 0 | 0 | 0 | 0 | 0 | 0 | 0 | 0 | 0 | 0 | 0 | 0 | 1 | 1 | 0 | 0 | 0 | 0 | 0 | 0 | 1 | 0 | 0 | 0 | 1 | 0 | 0 | 0 | 0 | 0 | 0 | 0 | 0 | 0 | 0 | 0 | 0 | 0 | 0 | 0 | 0 | 0 | Southern_PGAE_Li_Battery_4hr | Southern_PGAE_Li_Battery_8hr | Southern_PGAE_Solar |  | Central_Valley_North_Los_Banos_Wind |  |  |  | Southern_PGAE | Central_Valley_North_Los_Banos
SDGE | Murray | 69 | CA | 91942 | San Diego | 2 | 0 | 0 | 0 | 0 | 0 | 0 | 0 | 0 | 0 | 0 | 0 | 0 | 0 | 0 | 0 | 0 | 0 | 0 | 0 | 0 | 0 | 0 | 0 | 0 | 0 | 0 | 0 | 0 | 0 | 0 | 1 | 0 | 1 | 0 | 0 | 0 | 0 | 0 | 0 | 0 | 0 | 0 | 0 | 0 | 0 | 0 | 0 | 0 | 0 | 0 | 0 | 0 | 0 | 0 | 0 | 0 | 0 | 0 | 0 | 0 | 0 | 0 | 0 | 0 | 0 | 0 | 0 | 0 | 0 | 0 | 0 | 0 | 0 | 0 | 0 | 0 | 0 | 0 | 0 | 0 | 0 | 0 | 0 | 0 | 0 | 0 | 0 | 0 | 0 | 0 | 0 | 0 | 0 | 0 | 0 | 0 | 0 | San_Diego_Li_Battery_4hr | San_Diego_Li_Battery_8hr | San_Diego_Solar |  | 0 |  |  |  | Greater_SD | Greater_SD
PG&E FRESNO | Mustang | 230 | CA |  |  | 7 | 0 | 0 | 0 | 0 | 0 | 0 | 0 | 0 | 0 | 0 | 0 | 0 | 0 | 0 | 0 | 0 | 0 | 0 | 0 | 0 | 0 | 0 | 0 | 0 | 0 | 0 | 0 | 0 | 0 | 0 | 0 | 0 | 0 | 0 | 0 | 0 | 0 | 0 | 0 | 0 | 0 | 0 | 0 | 0 | 0 | 0 | 0 | 0 | 0 | 0 | 0 | 0 | 0 | 0 | 0 | 0 | 0 | 0 | 0 | 0 | 0 | 0 | 0 | 0 | 0 | 0 | 0 | 0 | 0 | 0 | 0 | 0 | 0 | 0 | 0 | 0 | 0 | 0 | 1 | 1 | 0 | 1 | 0 | 0 | 0 | 1 | 0 | 0 | 0 | 1 | 0 | 0 | 0 | 0 | 1 | 1 | 0 | Southern_PGAE_Li_Battery_4hr | Southern_PGAE_Li_Battery_8hr | Southern_PGAE_Solar |  | Central_Valley_North_Los_Banos_Wind |  |  |  | Southern_PGAE | Central_Valley_North_Los_Banos
SCE Northern | Neenach | 66 | CA | 93536 | Los Angeles | 3 | 1 | 0 | 1 | 0 | 0 | 0 | 0 | 1 | 0 | 0 | 0 | 0 | 0 | 0 | 0 | 0 | 0 | 0 | 0 | 0 | 0 | 0 | 0 | 0 | 0 | 0 | 0 | 0 | 0 | 0 | 0 | 0 | 0 | 0 | 0 | 0 | 0 | 0 | 0 | 0 | 0 | 0 | 0 | 0 | 0 | 0 | 0 | 0 | 0 | 0 | 0 | 0 | 0 | 0 | 0 | 0 | 0 | 0 | 0 | 0 | 0 | 0 | 0 | 0 | 0 | 0 | 0 | 0 | 0 | 0 | 0 | 0 | 0 | 0 | 0 | 0 | 0 | 0 | 0 | 0 | 0 | 0 | 0 | 0 | 0 | 0 | 0 | 0 | 0 | 0 | 0 | 0 | 0 | 0 | 0 | 0 | 0 | Tehachapi_Li_Battery_4hr | Tehachapi_Li_Battery_8hr | Tehachapi_Solar |  | Tehachapi_Wind |  |  |  | Tehachapi | Tehachapi
PG&E KERN | New Sub - Gates - Midway (Proposed) | 230 | CA |  |  | 3 | 0 | 0 | 0 | 0 | 0 | 0 | 0 | 0 | 0 | 0 | 0 | 0 | 0 | 0 | 0 | 0 | 0 | 0 | 0 | 0 | 0 | 0 | 0 | 0 | 0 | 0 | 0 | 0 | 0 | 0 | 0 | 0 | 0 | 0 | 0 | 0 | 0 | 0 | 0 | 0 | 0 | 0 | 0 | 0 | 0 | 0 | 0 | 0 | 0 | 0 | 0 | 0 | 0 | 0 | 0 | 0 | 0 | 0 | 0 | 0 | 0 | 0 | 0 | 0 | 0 | 0 | 0 | 0 | 0 | 0 | 0 | 0 | 0 | 0 | 0 | 0 | 0 | 0 | 1 | 1 | 0 | 0 | 0 | 0 | 0 | 0 | 0 | 0 | 0 | 0 | 0 | 0 | 0 | 0 | 1 | 0 | 0 | Southern_PGAE_Li_Battery_4hr | Southern_PGAE_Li_Battery_8hr | Southern_PGAE_Solar |  | Central_Valley_North_Los_Banos_Wind |  |  |  | Southern_PGAE | Central_Valley_North_Los_Banos
PG&E KERN | New Sub - Gates - Templeton (Proposed) | 230 | CA |  |  | 6 | 0 | 0 | 0 | 0 | 0 | 0 | 0 | 0 | 0 | 0 | 0 | 0 | 0 | 0 | 0 | 0 | 0 | 0 | 0 | 0 | 0 | 0 | 0 | 0 | 0 | 0 | 0 | 0 | 0 | 0 | 0 | 0 | 0 | 0 | 0 | 0 | 0 | 0 | 0 | 0 | 0 | 0 | 0 | 0 | 0 | 0 | 0 | 0 | 0 | 0 | 0 | 0 | 0 | 0 | 0 | 0 | 0 | 0 | 0 | 0 | 0 | 0 | 0 | 0 | 0 | 0 | 0 | 1 | 0 | 0 | 0 | 0 | 0 | 0 | 0 | 0 | 0 | 0 | 1 | 1 | 0 | 0 | 0 | 0 | 0 | 1 | 0 | 0 | 0 | 0 | 0 | 0 | 0 | 0 | 1 | 1 | 0 | Southern_PGAE_Li_Battery_4hr | Southern_PGAE_Li_Battery_8hr | Southern_PGAE_Solar |  | Central_Valley_North_Los_Banos_Wind |  |  |  | Southern_PGAE | Central_Valley_North_Los_Banos
SCE NOL | New Sub - Kramer - Lugo (Proposed) | 230 | CA |  |  | 3 | 0 | 0 | 0 | 0 | 0 | 0 | 0 | 0 | 0 | 0 | 0 | 1 | 1 | 1 | 0 | 0 | 0 | 0 | 0 | 0 | 0 | 0 | 0 | 0 | 0 | 0 | 0 | 0 | 0 | 0 | 0 | 0 | 0 | 0 | 0 | 0 | 0 | 0 | 0 | 0 | 0 | 0 | 0 | 0 | 0 | 0 | 0 | 0 | 0 | 0 | 0 | 0 | 0 | 0 | 0 | 0 | 0 | 0 | 0 | 0 | 0 | 0 | 0 | 0 | 0 | 0 | 0 | 0 | 0 | 0 | 0 | 0 | 0 | 0 | 0 | 0 | 0 | 0 | 0 | 0 | 0 | 0 | 0 | 0 | 0 | 0 | 0 | 0 | 0 | 0 | 0 | 0 | 0 | 0 | 0 | 0 | 0 | Greater_Kramer_Li_Battery_4hr | Greater_Kramer_Li_Battery_8hr | Greater_Kramer_Solar |  | Greater_Kramer_Wind |  |  |  | Greater_Kramer | Greater_Kramer
PG&E FRESNO | New Sub - Los Banos - Midway (Proposed) | 500 | CA |  |  | 1 | 0 | 0 | 0 | 0 | 0 | 0 | 0 | 0 | 0 | 0 | 0 | 0 | 0 | 0 | 0 | 0 | 0 | 0 | 0 | 0 | 0 | 0 | 0 | 0 | 0 | 0 | 0 | 0 | 0 | 0 | 0 | 0 | 0 | 0 | 0 | 0 | 0 | 0 | 0 | 0 | 0 | 0 | 0 | 0 | 0 | 0 | 0 | 0 | 0 | 0 | 0 | 0 | 0 | 0 | 0 | 0 | 0 | 0 | 0 | 0 | 0 | 0 | 0 | 0 | 0 | 0 | 0 | 0 | 0 | 0 | 0 | 0 | 0 | 0 | 0 | 0 | 0 | 0 | 0 | 0 | 0 | 0 | 0 | 0 | 0 | 0 | 0 | 0 | 0 | 0 | 0 | 0 | 0 | 0 | 1 | 0 | 0 | Southern_PGAE_Li_Battery_4hr | Southern_PGAE_Li_Battery_8hr | Southern_PGAE_Solar |  | Central_Valley_North_Los_Banos_Wind |  |  |  | Southern_PGAE | Central_Valley_North_Los_Banos
SCE NOL | New Sub - Lugo - Pisgah (Proposed) | 230 | CA |  |  | 2 | 0 | 0 | 0 | 0 | 0 | 0 | 0 | 0 | 0 | 0 | 0 | 0 | 0 | 1 | 1 | 0 | 0 | 0 | 0 | 0 | 0 | 0 | 0 | 0 | 0 | 0 | 0 | 0 | 0 | 0 | 0 | 0 | 0 | 0 | 0 | 0 | 0 | 0 | 0 | 0 | 0 | 0 | 0 | 0 | 0 | 0 | 0 | 0 | 0 | 0 | 0 | 0 | 0 | 0 | 0 | 0 | 0 | 0 | 0 | 0 | 0 | 0 | 0 | 0 | 0 | 0 | 0 | 0 | 0 | 0 | 0 | 0 | 0 | 0 | 0 | 0 | 0 | 0 | 0 | 0 | 0 | 0 | 0 | 0 | 0 | 0 | 0 | 0 | 0 | 0 | 0 | 0 | 0 | 0 | 0 | 0 | 0 | Greater_Kramer_Li_Battery_4hr | Greater_Kramer_Li_Battery_8hr | Greater_Kramer_Solar |  | Greater_Kramer_Wind |  |  |  | Greater_Kramer | Greater_Kramer
PG&E KERN | New Sub - Midway - Wheeler Ridge (Proposed) | 230 | CA |  |  | 3 | 0 | 0 | 0 | 0 | 0 | 0 | 0 | 0 | 0 | 0 | 0 | 0 | 0 | 0 | 0 | 0 | 0 | 0 | 0 | 0 | 0 | 0 | 0 | 0 | 0 | 0 | 0 | 0 | 0 | 0 | 0 | 0 | 0 | 0 | 0 | 0 | 0 | 0 | 0 | 0 | 0 | 0 | 0 | 0 | 0 | 0 | 0 | 0 | 0 | 0 | 0 | 0 | 0 | 0 | 0 | 0 | 0 | 0 | 0 | 0 | 0 | 0 | 0 | 0 | 0 | 0 | 0 | 0 | 0 | 0 | 0 | 0 | 0 | 0 | 0 | 0 | 0 | 0 | 1 | 1 | 0 | 0 | 0 | 0 | 0 | 0 | 0 | 0 | 0 | 0 | 0 | 0 | 0 | 0 | 1 | 0 | 0 | Southern_PGAE_Li_Battery_4hr | Southern_PGAE_Li_Battery_8hr | Southern_PGAE_Solar |  | Central_Valley_North_Los_Banos_Wind |  |  |  | Southern_PGAE | Central_Valley_North_Los_Banos
PG&E NGBA | New Sub - Near existing Leavitt (PSREC) | 345 | CA | 96130 | LASSEN | 1 | 0 | 0 | 0 | 0 | 0 | 0 | 0 | 0 | 0 | 0 | 0 | 0 | 0 | 0 | 0 | 0 | 0 | 0 | 0 | 0 | 0 | 0 | 0 | 0 | 0 | 0 | 0 | 0 | 0 | 0 | 0 | 0 | 0 | 0 | 0 | 0 | 0 | 0 | 0 | 1 | 0 | 0 | 0 | 0 | 0 | 0 | 0 | 0 | 0 | 0 | 0 | 0 | 0 | 0 | 0 | 0 | 0 | 0 | 0 | 0 | 0 | 0 | 0 | 0 | 0 | 0 | 0 | 0 | 0 | 0 | 0 | 0 | 0 | 0 | 0 | 0 | 0 | 0 | 0 | 0 | 0 | 0 | 0 | 0 | 0 | 0 | 0 | 0 | 0 | 0 | 0 | 0 | 0 | 0 | 0 | 0 | 0 | Northern_California_Li_Battery_4hr | Northern_California_Li_Battery_8hr | Northern_California_Solar |  | Northern_California_Wind |  |  |  | Northern_California | Northern_California
PG&E NGBA | New Sub - Near existing Madeline (NVE) | 345 | CA | 96132 | LASSEN | 1 | 0 | 0 | 0 | 0 | 0 | 0 | 0 | 0 | 0 | 0 | 0 | 0 | 0 | 0 | 0 | 0 | 0 | 0 | 0 | 0 | 0 | 0 | 0 | 0 | 0 | 0 | 0 | 0 | 0 | 0 | 0 | 0 | 0 | 0 | 0 | 0 | 0 | 0 | 0 | 1 | 0 | 0 | 0 | 0 | 0 | 0 | 0 | 0 | 0 | 0 | 0 | 0 | 0 | 0 | 0 | 0 | 0 | 0 | 0 | 0 | 0 | 0 | 0 | 0 | 0 | 0 | 0 | 0 | 0 | 0 | 0 | 0 | 0 | 0 | 0 | 0 | 0 | 0 | 0 | 0 | 0 | 0 | 0 | 0 | 0 | 0 | 0 | 0 | 0 | 0 | 0 | 0 | 0 | 0 | 0 | 0 | 0 | Northern_California_Li_Battery_4hr | Northern_California_Li_Battery_8hr | Northern_California_Solar |  | Northern_California_Wind |  |  |  | Northern_California | Northern_California
SDGE | New Sub - North Gila - IV (Proposed) | 500 | CA |  |  | 4 | 0 | 0 | 0 | 0 | 0 | 0 | 0 | 0 | 0 | 0 | 0 | 0 | 0 | 0 | 0 | 0 | 0 | 0 | 0 | 0 | 0 | 0 | 0 | 0 | 0 | 0 | 0 | 0 | 0 | 0 | 1 | 1 | 1 | 0 | 0 | 0 | 1 | 0 | 0 | 0 | 0 | 0 | 0 | 0 | 0 | 0 | 0 | 0 | 0 | 0 | 0 | 0 | 0 | 0 | 0 | 0 | 0 | 0 | 0 | 0 | 0 | 0 | 0 | 0 | 0 | 0 | 0 | 0 | 0 | 0 | 0 | 0 | 0 | 0 | 0 | 0 | 0 | 0 | 0 | 0 | 0 | 0 | 0 | 0 | 0 | 0 | 0 | 0 | 0 | 0 | 0 | 0 | 0 | 0 | 0 | 0 | 0 | Greater_Imperial_Li_Battery_4hr | Greater_Imperial_Li_Battery_8hr | Greater_Imperial_Solar |  | Greater_Imperial_Wind |  |  |  | Greater_Imperial | Greater_Imperial
PG&E NGBA | New Sub - Pit 1 - Cottonwood (Proposed) | 230 | CA |  |  | 2 | 0 | 0 | 0 | 0 | 0 | 0 | 0 | 0 | 0 | 0 | 0 | 0 | 0 | 0 | 0 | 0 | 0 | 0 | 0 | 0 | 0 | 0 | 0 | 0 | 0 | 0 | 0 | 0 | 0 | 0 | 0 | 0 | 0 | 0 | 0 | 0 | 0 | 0 | 0 | 1 | 0 | 0 | 0 | 1 | 0 | 0 | 0 | 0 | 0 | 0 | 0 | 0 | 0 | 0 | 0 | 0 | 0 | 0 | 0 | 0 | 0 | 0 | 0 | 0 | 0 | 0 | 0 | 0 | 0 | 0 | 0 | 0 | 0 | 0 | 0 | 0 | 0 | 0 | 0 | 0 | 0 | 0 | 0 | 0 | 0 | 0 | 0 | 0 | 0 | 0 | 0 | 0 | 0 | 0 | 0 | 0 | 0 | Northern_California_Li_Battery_4hr | Northern_California_Li_Battery_8hr | Northern_California_Solar |  | Northern_California_Wind |  |  |  | Northern_California | Northern_California
PG&E GBA | New Sub - Rancho Seco - Bellota (Proposed) | 230 | CA |  |  | 3 | 0 | 0 | 0 | 0 | 0 | 0 | 0 | 0 | 0 | 0 | 0 | 0 | 0 | 0 | 0 | 0 | 0 | 0 | 0 | 0 | 0 | 0 | 0 | 0 | 0 | 0 | 0 | 0 | 0 | 0 | 0 | 0 | 0 | 0 | 0 | 0 | 0 | 0 | 0 | 0 | 0 | 0 | 0 | 0 | 0 | 1 | 0 | 0 | 0 | 0 | 0 | 0 | 0 | 0 | 0 | 0 | 0 | 0 | 0 | 1 | 1 | 0 | 0 | 0 | 0 | 0 | 0 | 0 | 0 | 0 | 0 | 0 | 0 | 0 | 0 | 0 | 0 | 0 | 0 | 0 | 0 | 0 | 0 | 0 | 0 | 0 | 0 | 0 | 0 | 0 | 0 | 0 | 0 | 0 | 0 | 0 | 0 | Northern_California_Li_Battery_4hr | Northern_California_Li_Battery_8hr | Northern_California_Solar |  | Solano_Wind |  |  |  | Northern_California | Solano
SDGE | New Sub - Suncrest - Ocotillo (Proposed) | 500 | CA |  |  | 4 | 0 | 0 | 0 | 0 | 0 | 0 | 0 | 0 | 0 | 0 | 0 | 0 | 0 | 0 | 0 | 0 | 0 | 0 | 0 | 0 | 0 | 0 | 0 | 0 | 0 | 0 | 0 | 0 | 0 | 0 | 1 | 1 | 1 | 0 | 0 | 1 | 0 | 0 | 0 | 0 | 0 | 0 | 0 | 0 | 0 | 0 | 0 | 0 | 0 | 0 | 0 | 0 | 0 | 0 | 0 | 0 | 0 | 0 | 0 | 0 | 0 | 0 | 0 | 0 | 0 | 0 | 0 | 0 | 0 | 0 | 0 | 0 | 0 | 0 | 0 | 0 | 0 | 0 | 0 | 0 | 0 | 0 | 0 | 0 | 0 | 0 | 0 | 0 | 0 | 0 | 0 | 0 | 0 | 0 | 0 | 0 | 0 | Greater_Imperial_Li_Battery_4hr | Greater_Imperial_Li_Battery_8hr | Greater_Imperial_Solar |  | Greater_Imperial_Wind |  |  |  | Greater_Imperial | Greater_Imperial
PG&E FRESNO | New Sub - Westley - Quinto (Proposed) | 230 | CA |  |  | 1 | 0 | 0 | 0 | 0 | 0 | 0 | 0 | 0 | 0 | 0 | 0 | 0 | 0 | 0 | 0 | 0 | 0 | 0 | 0 | 0 | 0 | 0 | 0 | 0 | 0 | 0 | 0 | 0 | 0 | 0 | 0 | 0 | 0 | 0 | 0 | 0 | 0 | 0 | 0 | 0 | 0 | 0 | 0 | 0 | 0 | 0 | 0 | 0 | 0 | 0 | 0 | 0 | 0 | 0 | 0 | 0 | 0 | 0 | 0 | 0 | 0 | 0 | 0 | 0 | 0 | 0 | 0 | 0 | 0 | 0 | 0 | 0 | 0 | 0 | 0 | 0 | 0 | 0 | 0 | 0 | 0 | 0 | 0 | 0 | 0 | 1 | 0 | 0 | 0 | 0 | 0 | 0 | 0 | 0 | 0 | 0 | 0 | Southern_PGAE_Li_Battery_4hr | Southern_PGAE_Li_Battery_8hr | Southern_PGAE_Solar |  | Central_Valley_North_Los_Banos_Wind |  |  |  | Southern_PGAE | Central_Valley_North_Los_Banos
PG&E GBA | Newark | 115 | CA | 94538 | ALAMEDA | 3 | 0 | 0 | 0 | 0 | 0 | 0 | 0 | 0 | 0 | 0 | 0 | 0 | 0 | 0 | 0 | 0 | 0 | 0 | 0 | 0 | 0 | 0 | 0 | 0 | 0 | 0 | 0 | 0 | 0 | 0 | 0 | 0 | 0 | 0 | 0 | 0 | 0 | 0 | 0 | 0 | 0 | 0 | 0 | 0 | 0 | 0 | 0 | 0 | 0 | 0 | 0 | 0 | 0 | 0 | 0 | 1 | 0 | 0 | 0 | 1 | 0 | 0 | 0 | 0 | 0 | 1 | 0 | 0 | 0 | 0 | 0 | 0 | 0 | 0 | 0 | 0 | 0 | 0 | 0 | 0 | 0 | 0 | 0 | 0 | 0 | 0 | 0 | 0 | 0 | 0 | 0 | 0 | 0 | 0 | 0 | 0 | 0 | Northern_California_Li_Battery_4hr | Northern_California_Li_Battery_8hr | Northern_California_Solar |  | Solano_Wind |  |  |  | Northern_California | Solano
PG&E GBA | Newark | 230 | CA | 94538 | ALAMEDA | 4 | 0 | 0 | 0 | 0 | 0 | 0 | 0 | 0 | 0 | 0 | 0 | 0 | 0 | 0 | 0 | 0 | 0 | 0 | 0 | 0 | 0 | 0 | 0 | 0 | 0 | 0 | 0 | 0 | 0 | 0 | 0 | 0 | 0 | 0 | 0 | 0 | 0 | 0 | 0 | 0 | 0 | 0 | 0 | 0 | 0 | 0 | 0 | 0 | 0 | 0 | 0 | 0 | 0 | 0 | 0 | 1 | 0 | 0 | 1 | 1 | 0 | 0 | 0 | 0 | 0 | 1 | 0 | 0 | 0 | 0 | 0 | 0 | 0 | 0 | 0 | 0 | 0 | 0 | 0 | 0 | 0 | 0 | 0 | 0 | 0 | 0 | 0 | 0 | 0 | 0 | 0 | 0 | 0 | 0 | 0 | 0 | 0 | Northern_California_Li_Battery_4hr | Northern_California_Li_Battery_8hr | Northern_California_Solar |  | Solano_Wind |  |  |  | Northern_California | Solano
PG&E GBA | Newark | 60 | CA | 94538 | ALAMEDA | 3 | 0 | 0 | 0 | 0 | 0 | 0 | 0 | 0 | 0 | 0 | 0 | 0 | 0 | 0 | 0 | 0 | 0 | 0 | 0 | 0 | 0 | 0 | 0 | 0 | 0 | 0 | 0 | 0 | 0 | 0 | 0 | 0 | 0 | 0 | 0 | 0 | 0 | 0 | 0 | 1 | 0 | 0 | 0 | 0 | 0 | 0 | 0 | 0 | 0 | 0 | 0 | 0 | 0 | 0 | 0 | 1 | 0 | 0 | 0 | 0 | 0 | 0 | 0 | 0 | 0 | 0 | 1 | 0 | 0 | 0 | 0 | 0 | 0 | 0 | 0 | 0 | 0 | 0 | 0 | 0 | 0 | 0 | 0 | 0 | 0 | 0 | 0 | 0 | 0 | 0 | 0 | 0 | 0 | 0 | 0 | 0 | 0 | Northern_California_Li_Battery_4hr | Northern_California_Li_Battery_8hr | Northern_California_Solar |  | Solano_Wind |  |  |  | Northern_California | Solano
PG&E FRESNO | Newhall | 115 | CA | 93622 | MADERA | 8 | 0 | 0 | 0 | 0 | 0 | 0 | 0 | 0 | 0 | 0 | 0 | 0 | 0 | 0 | 0 | 0 | 0 | 0 | 0 | 0 | 0 | 0 | 0 | 0 | 0 | 0 | 0 | 0 | 0 | 0 | 0 | 0 | 0 | 0 | 0 | 0 | 0 | 0 | 0 | 0 | 0 | 0 | 0 | 0 | 0 | 1 | 0 | 0 | 0 | 0 | 0 | 0 | 0 | 0 | 0 | 0 | 0 | 0 | 0 | 0 | 0 | 0 | 0 | 0 | 0 | 0 | 0 | 0 | 0 | 0 | 0 | 0 | 0 | 0 | 0 | 0 | 0 | 0 | 0 | 1 | 0 | 1 | 1 | 1 | 0 | 1 | 0 | 1 | 0 | 0 | 0 | 0 | 1 | 0 | 0 | 0 | 0 | Southern_PGAE_Li_Battery_4hr | Southern_PGAE_Li_Battery_8hr | Southern_PGAE_Solar |  | Central_Valley_North_Los_Banos_Wind |  |  |  | Southern_PGAE | Central_Valley_North_Los_Banos
PG&E KERN | Norco | 115 | CA | 93276 | KERN | 4 | 0 | 0 | 0 | 0 | 0 | 0 | 0 | 0 | 0 | 0 | 0 | 0 | 0 | 0 | 0 | 0 | 0 | 0 | 0 | 0 | 0 | 0 | 0 | 0 | 0 | 0 | 0 | 0 | 0 | 0 | 0 | 0 | 0 | 0 | 0 | 0 | 0 | 0 | 0 | 0 | 0 | 0 | 0 | 0 | 0 | 0 | 0 | 0 | 0 | 0 | 0 | 0 | 0 | 0 | 0 | 0 | 0 | 0 | 0 | 0 | 0 | 0 | 0 | 0 | 0 | 0 | 0 | 1 | 0 | 0 | 0 | 0 | 0 | 0 | 1 | 0 | 0 | 0 | 1 | 0 | 0 | 0 | 0 | 0 | 0 | 0 | 0 | 0 | 0 | 0 | 0 | 0 | 0 | 0 | 1 | 0 | 0 | Southern_PGAE_Li_Battery_4hr | Southern_PGAE_Li_Battery_8hr | Southern_PGAE_Solar |  | Central_Valley_North_Los_Banos_Wind |  |  |  | Southern_PGAE | Central_Valley_North_Los_Banos
PG&E GBA | Nortech | 115 | CA | 95134 | Santa Clara | 3 | 0 | 0 | 0 | 0 | 0 | 0 | 0 | 0 | 0 | 0 | 0 | 0 | 0 | 0 | 0 | 0 | 0 | 0 | 0 | 0 | 0 | 0 | 0 | 0 | 0 | 0 | 0 | 0 | 0 | 0 | 0 | 0 | 0 | 0 | 0 | 0 | 0 | 0 | 0 | 0 | 0 | 0 | 0 | 0 | 0 | 0 | 0 | 0 | 0 | 0 | 0 | 0 | 1 | 0 | 0 | 1 | 0 | 0 | 0 | 1 | 0 | 0 | 0 | 0 | 0 | 0 | 0 | 0 | 0 | 0 | 0 | 0 | 0 | 0 | 0 | 0 | 0 | 0 | 0 | 0 | 0 | 0 | 0 | 0 | 0 | 0 | 0 | 0 | 0 | 0 | 0 | 0 | 0 | 0 | 0 | 0 | 0 | Northern_California_Li_Battery_4hr | Northern_California_Li_Battery_8hr | Northern_California_Solar |  | Kern_Greater_Carrizo_Wind |  |  |  | Northern_California | Peninsula_Monterey
SDGE | North City Metering | 138 | CA | 92130 | SAN DIEGO | 3 | 0 | 0 | 0 | 0 | 0 | 0 | 0 | 0 | 0 | 0 | 0 | 0 | 0 | 0 | 0 | 0 | 0 | 0 | 0 | 0 | 0 | 0 | 0 | 0 | 0 | 0 | 0 | 0 | 1 | 0 | 1 | 0 | 1 | 0 | 0 | 0 | 0 | 0 | 0 | 0 | 0 | 0 | 0 | 0 | 0 | 0 | 0 | 0 | 0 | 0 | 0 | 0 | 0 | 0 | 0 | 0 | 0 | 0 | 0 | 0 | 0 | 0 | 0 | 0 | 0 | 0 | 0 | 0 | 0 | 0 | 0 | 0 | 0 | 0 | 0 | 0 | 0 | 0 | 0 | 0 | 0 | 0 | 0 | 0 | 0 | 0 | 0 | 0 | 0 | 0 | 0 | 0 | 0 | 0 | 0 | 0 | 0 | San_Diego_Li_Battery_4hr | San_Diego_Li_Battery_8hr | San_Diego_Solar |  | 0 |  |  |  | Greater_SD | Greater_SD
PG&E GBA | North Dublin | 230 | CA | 94588 | CONTRA COSTA | 4 | 0 | 0 | 0 | 0 | 0 | 0 | 0 | 0 | 0 | 0 | 0 | 0 | 0 | 0 | 0 | 0 | 0 | 0 | 0 | 0 | 0 | 0 | 0 | 0 | 0 | 0 | 0 | 0 | 0 | 0 | 0 | 0 | 0 | 0 | 0 | 0 | 0 | 0 | 0 | 1 | 0 | 0 | 0 | 0 | 0 | 0 | 0 | 0 | 0 | 0 | 0 | 0 | 0 | 0 | 0 | 1 | 0 | 0 | 0 | 1 | 0 | 0 | 0 | 0 | 0 | 0 | 1 | 0 | 0 | 0 | 0 | 0 | 0 | 0 | 0 | 0 | 0 | 0 | 0 | 0 | 0 | 0 | 0 | 0 | 0 | 0 | 0 | 0 | 0 | 0 | 0 | 0 | 0 | 0 | 0 | 0 | 0 | Northern_California_Li_Battery_4hr | Northern_California_Li_Battery_8hr | Northern_California_Solar |  | Solano_Wind |  |  |  | Northern_California | Solano
SDGE | North Gila | 500 | AZ | 85365 | YUMA | 3 | 0 | 0 | 0 | 0 | 0 | 0 | 0 | 0 | 0 | 0 | 0 | 0 | 0 | 0 | 0 | 0 | 0 | 0 | 0 | 0 | 0 | 0 | 0 | 0 | 0 | 0 | 0 | 0 | 0 | 0 | 1 | 1 | 1 | 0 | 0 | 0 | 0 | 0 | 0 | 0 | 0 | 0 | 0 | 0 | 0 | 0 | 0 | 0 | 0 | 0 | 0 | 0 | 0 | 0 | 0 | 0 | 0 | 0 | 0 | 0 | 0 | 0 | 0 | 0 | 0 | 0 | 0 | 0 | 0 | 0 | 0 | 0 | 0 | 0 | 0 | 0 | 0 | 0 | 0 | 0 | 0 | 0 | 0 | 0 | 0 | 0 | 0 | 0 | 0 | 0 | 0 | 0 | 0 | 0 | 0 | 0 | 0 | Arizona_Li_Battery_4hr | Arizona_Li_Battery_8hr | Arizona_Solar |  | 0 |  |  |  | Arizona | Arizona
SCE Metro | North of SONGS | 230 | CA |  |  | 1 | 0 | 0 | 0 | 0 | 0 | 0 | 0 | 0 | 0 | 1 | 0 | 0 | 0 | 0 | 0 | 0 | 0 | 0 | 0 | 0 | 0 | 0 | 0 | 0 | 0 | 0 | 0 | 0 | 0 | 0 | 0 | 0 | 0 | 0 | 0 | 0 | 0 | 0 | 0 | 0 | 0 | 0 | 0 | 0 | 0 | 0 | 0 | 0 | 0 | 0 | 0 | 0 | 0 | 0 | 0 | 0 | 0 | 0 | 0 | 0 | 0 | 0 | 0 | 0 | 0 | 0 | 0 | 0 | 0 | 0 | 0 | 0 | 0 | 0 | 0 | 0 | 0 | 0 | 0 | 0 | 0 | 0 | 0 | 0 | 0 | 0 | 0 | 0 | 0 | 0 | 0 | 0 | 0 | 0 | 0 | 0 | 0 | Greater_LA_Li_Battery_4hr | Greater_LA_Li_Battery_8hr | Greater_LA_Solar |  | 0 |  |  |  | Greater_LA | Greater_SD
SCE Metro | North of SONGS | 500 | CA |  |  | 1 | 0 | 0 | 0 | 0 | 0 | 0 | 0 | 0 | 0 | 1 | 0 | 0 | 0 | 0 | 0 | 0 | 0 | 0 | 0 | 0 | 0 | 0 | 0 | 0 | 0 | 0 | 0 | 0 | 0 | 0 | 0 | 0 | 0 | 0 | 0 | 0 | 0 | 0 | 0 | 0 | 0 | 0 | 0 | 0 | 0 | 0 | 0 | 0 | 0 | 0 | 0 | 0 | 0 | 0 | 0 | 0 | 0 | 0 | 0 | 0 | 0 | 0 | 0 | 0 | 0 | 0 | 0 | 0 | 0 | 0 | 0 | 0 | 0 | 0 | 0 | 0 | 0 | 0 | 0 | 0 | 0 | 0 | 0 | 0 | 0 | 0 | 0 | 0 | 0 | 0 | 0 | 0 | 0 | 0 | 0 | 0 | 0 | Greater_LA_Li_Battery_4hr | Greater_LA_Li_Battery_8hr | Greater_LA_Solar |  | 0 |  |  |  | Greater_LA | Greater_SD
PG&E NGBA | Notre Dame | 115 | CA | 95928 | Butte | 1 | 0 | 0 | 0 | 0 | 0 | 0 | 0 | 0 | 0 | 0 | 0 | 0 | 0 | 0 | 0 | 0 | 0 | 0 | 0 | 0 | 0 | 0 | 0 | 0 | 0 | 0 | 0 | 0 | 0 | 0 | 0 | 0 | 0 | 0 | 0 | 0 | 0 | 0 | 0 | 1 | 0 | 0 | 0 | 0 | 0 | 0 | 0 | 0 | 0 | 0 | 0 | 0 | 0 | 0 | 0 | 0 | 0 | 0 | 0 | 0 | 0 | 0 | 0 | 0 | 0 | 0 | 0 | 0 | 0 | 0 | 0 | 0 | 0 | 0 | 0 | 0 | 0 | 0 | 0 | 0 | 0 | 0 | 0 | 0 | 0 | 0 | 0 | 0 | 0 | 0 | 0 | 0 | 0 | 0 | 0 | 0 | 0 | Northern_California_Li_Battery_4hr | Northern_California_Li_Battery_8hr | Northern_California_Solar |  | Northern_California_Wind |  |  |  | Northern_California | Northern_California
PG&E GBA | Oakland C | 115 | CA | 94607 | ALAMEDA | 10 | 0 | 0 | 0 | 0 | 0 | 0 | 0 | 0 | 0 | 0 | 0 | 0 | 0 | 0 | 0 | 0 | 0 | 0 | 0 | 0 | 0 | 0 | 0 | 0 | 0 | 0 | 0 | 0 | 0 | 0 | 0 | 0 | 0 | 0 | 0 | 0 | 0 | 0 | 0 | 1 | 0 | 0 | 0 | 0 | 0 | 0 | 0 | 0 | 0 | 1 | 0 | 0 | 1 | 1 | 1 | 1 | 0 | 0 | 1 | 1 | 0 | 1 | 0 | 0 | 0 | 1 | 0 | 0 | 0 | 0 | 0 | 0 | 0 | 0 | 0 | 0 | 0 | 0 | 0 | 0 | 0 | 0 | 0 | 0 | 0 | 0 | 0 | 0 | 0 | 0 | 0 | 0 | 0 | 0 | 0 | 0 | 0 | Northern_California_Li_Battery_4hr | Northern_California_Li_Battery_8hr | Northern_California_Solar |  | Solano_Wind |  |  |  | Northern_California | Solano
PG&E GBA | Oakland J | 115 | CA | 94607 | ALAMEDA | 3 | 0 | 0 | 0 | 0 | 0 | 0 | 0 | 0 | 0 | 0 | 0 | 0 | 0 | 0 | 0 | 0 | 0 | 0 | 0 | 0 | 0 | 0 | 0 | 0 | 0 | 0 | 0 | 0 | 0 | 0 | 0 | 0 | 0 | 0 | 0 | 0 | 0 | 0 | 0 | 1 | 0 | 0 | 0 | 0 | 0 | 0 | 0 | 0 | 0 | 0 | 0 | 0 | 1 | 0 | 0 | 1 | 0 | 0 | 0 | 0 | 0 | 0 | 0 | 0 | 0 | 0 | 0 | 0 | 0 | 0 | 0 | 0 | 0 | 0 | 0 | 0 | 0 | 0 | 0 | 0 | 0 | 0 | 0 | 0 | 0 | 0 | 0 | 0 | 0 | 0 | 0 | 0 | 0 | 0 | 0 | 0 | 0 | Northern_California_Li_Battery_4hr | Northern_California_Li_Battery_8hr | Northern_California_Solar |  | Solano_Wind |  |  |  | Northern_California | Solano
PG&E GBA | Oakland L | 115 | CA | 94612 | ALAMEDA | 3 | 0 | 0 | 0 | 0 | 0 | 0 | 0 | 0 | 0 | 0 | 0 | 0 | 0 | 0 | 0 | 0 | 0 | 0 | 0 | 0 | 0 | 0 | 0 | 0 | 0 | 0 | 0 | 0 | 0 | 0 | 0 | 0 | 0 | 0 | 0 | 0 | 0 | 0 | 0 | 1 | 0 | 0 | 0 | 0 | 0 | 0 | 0 | 0 | 0 | 0 | 0 | 0 | 1 | 0 | 0 | 1 | 0 | 0 | 0 | 0 | 0 | 0 | 0 | 0 | 0 | 0 | 0 | 0 | 0 | 0 | 0 | 0 | 0 | 0 | 0 | 0 | 0 | 0 | 0 | 0 | 0 | 0 | 0 | 0 | 0 | 0 | 0 | 0 | 0 | 0 | 0 | 0 | 0 | 0 | 0 | 0 | 0 | Northern_California_Li_Battery_4hr | Northern_California_Li_Battery_8hr | Northern_California_Solar |  | Solano_Wind |  |  |  | Northern_California | Solano
PG&E GBA | Oakland X | 115 | CA | 94610 | ALAMEDA | 3 | 0 | 0 | 0 | 0 | 0 | 0 | 0 | 0 | 0 | 0 | 0 | 0 | 0 | 0 | 0 | 0 | 0 | 0 | 0 | 0 | 0 | 0 | 0 | 0 | 0 | 0 | 0 | 0 | 0 | 0 | 0 | 0 | 0 | 0 | 0 | 0 | 0 | 0 | 0 | 1 | 0 | 0 | 0 | 0 | 0 | 0 | 0 | 0 | 0 | 0 | 0 | 0 | 1 | 0 | 0 | 1 | 0 | 0 | 0 | 0 | 0 | 0 | 0 | 0 | 0 | 0 | 0 | 0 | 0 | 0 | 0 | 0 | 0 | 0 | 0 | 0 | 0 | 0 | 0 | 0 | 0 | 0 | 0 | 0 | 0 | 0 | 0 | 0 | 0 | 0 | 0 | 0 | 0 | 0 | 0 | 0 | 0 | Northern_California_Li_Battery_4hr | Northern_California_Li_Battery_8hr | Northern_California_Solar |  | Solano_Wind |  |  |  | Northern_California | Solano
SDGE | Ocean Ranch | 69 | CA | 92056 | San Diego | 4 | 0 | 0 | 0 | 0 | 0 | 0 | 0 | 0 | 0 | 0 | 0 | 0 | 0 | 0 | 0 | 0 | 0 | 0 | 0 | 0 | 0 | 0 | 0 | 0 | 0 | 1 | 0 | 0 | 0 | 0 | 0 | 0 | 1 | 1 | 0 | 0 | 0 | 1 | 0 | 0 | 0 | 0 | 0 | 0 | 0 | 0 | 0 | 0 | 0 | 0 | 0 | 0 | 0 | 0 | 0 | 0 | 0 | 0 | 0 | 0 | 0 | 0 | 0 | 0 | 0 | 0 | 0 | 0 | 0 | 0 | 0 | 0 | 0 | 0 | 0 | 0 | 0 | 0 | 0 | 0 | 0 | 0 | 0 | 0 | 0 | 0 | 0 | 0 | 0 | 0 | 0 | 0 | 0 | 0 | 0 | 0 | 0 | San_Diego_Li_Battery_4hr | San_Diego_Li_Battery_8hr | San_Diego_Solar |  | 0 |  |  |  | Greater_SD | Greater_SD
PG&E KERN | Oceano | 115 | CA | 93420 | SAN LUIS OBISPO | 5 | 0 | 0 | 0 | 0 | 0 | 0 | 0 | 0 | 0 | 0 | 0 | 0 | 0 | 0 | 0 | 0 | 0 | 0 | 0 | 0 | 0 | 0 | 0 | 0 | 0 | 0 | 0 | 0 | 0 | 0 | 0 | 0 | 0 | 0 | 0 | 0 | 0 | 0 | 0 | 0 | 0 | 0 | 0 | 0 | 0 | 0 | 0 | 0 | 0 | 0 | 0 | 0 | 0 | 0 | 0 | 0 | 0 | 0 | 0 | 0 | 0 | 0 | 0 | 0 | 0 | 0 | 0 | 1 | 1 | 0 | 0 | 0 | 0 | 0 | 0 | 0 | 0 | 0 | 0 | 1 | 0 | 0 | 0 | 0 | 0 | 1 | 0 | 0 | 0 | 0 | 0 | 0 | 0 | 0 | 0 | 1 | 0 | Southern_PGAE_Li_Battery_4hr | Southern_PGAE_Li_Battery_8hr | Southern_PGAE_Solar |  | Kern_Greater_Carrizo_Wind |  |  |  | Southern_PGAE | Kern_Greater_Carrizo
SDGE | Ocotillo Express | 500 | CA |  |  | 4 | 0 | 0 | 0 | 0 | 0 | 0 | 0 | 0 | 0 | 0 | 0 | 0 | 0 | 0 | 0 | 0 | 0 | 0 | 0 | 0 | 0 | 0 | 0 | 0 | 0 | 0 | 0 | 0 | 0 | 0 | 1 | 1 | 1 | 0 | 0 | 1 | 0 | 0 | 0 | 0 | 0 | 0 | 0 | 0 | 0 | 0 | 0 | 0 | 0 | 0 | 0 | 0 | 0 | 0 | 0 | 0 | 0 | 0 | 0 | 0 | 0 | 0 | 0 | 0 | 0 | 0 | 0 | 0 | 0 | 0 | 0 | 0 | 0 | 0 | 0 | 0 | 0 | 0 | 0 | 0 | 0 | 0 | 0 | 0 | 0 | 0 | 0 | 0 | 0 | 0 | 0 | 0 | 0 | 0 | 0 | 0 | 0 | Greater_Imperial_Li_Battery_4hr | Greater_Imperial_Li_Battery_8hr | Greater_Imperial_Solar |  | Greater_Imperial_Wind |  |  |  | Greater_Imperial | Greater_Imperial
PG&E KERN | Old River | 70 | CA | 93313 | Kern | 7 | 0 | 0 | 0 | 0 | 0 | 0 | 0 | 0 | 0 | 0 | 0 | 0 | 0 | 0 | 0 | 0 | 0 | 0 | 0 | 0 | 0 | 0 | 0 | 0 | 0 | 0 | 0 | 0 | 0 | 0 | 0 | 0 | 0 | 0 | 0 | 0 | 0 | 0 | 0 | 0 | 0 | 0 | 0 | 0 | 0 | 0 | 0 | 0 | 0 | 0 | 0 | 0 | 0 | 0 | 0 | 0 | 0 | 0 | 0 | 0 | 0 | 0 | 0 | 0 | 0 | 0 | 0 | 1 | 0 | 0 | 1 | 1 | 1 | 0 | 1 | 0 | 0 | 0 | 1 | 0 | 0 | 0 | 0 | 0 | 0 | 0 | 0 | 0 | 0 | 0 | 0 | 0 | 0 | 0 | 1 | 0 | 0 | Southern_PGAE_Li_Battery_4hr | Southern_PGAE_Li_Battery_8hr | Southern_PGAE_Solar |  | Central_Valley_North_Los_Banos_Wind |  |  |  | Southern_PGAE | Central_Valley_North_Los_Banos
SDGE | Old Town | 230 | CA | 92110 | SAN DIEGO | 2 | 0 | 0 | 0 | 0 | 0 | 0 | 0 | 0 | 0 | 0 | 0 | 0 | 0 | 0 | 0 | 0 | 0 | 0 | 0 | 0 | 0 | 0 | 0 | 0 | 0 | 0 | 0 | 0 | 0 | 0 | 1 | 0 | 1 | 0 | 0 | 0 | 0 | 0 | 0 | 0 | 0 | 0 | 0 | 0 | 0 | 0 | 0 | 0 | 0 | 0 | 0 | 0 | 0 | 0 | 0 | 0 | 0 | 0 | 0 | 0 | 0 | 0 | 0 | 0 | 0 | 0 | 0 | 0 | 0 | 0 | 0 | 0 | 0 | 0 | 0 | 0 | 0 | 0 | 0 | 0 | 0 | 0 | 0 | 0 | 0 | 0 | 0 | 0 | 0 | 0 | 0 | 0 | 0 | 0 | 0 | 0 | 0 | San_Diego_Li_Battery_4hr | San_Diego_Li_Battery_8hr | San_Diego_Solar |  | 0 |  |  |  | Greater_SD | Greater_SD
SCE Metro | Olinda | 230 | CA | 91748 | LOS ANGELES | 1 | 0 | 0 | 0 | 0 | 0 | 0 | 0 | 0 | 0 | 1 | 0 | 0 | 0 | 0 | 0 | 0 | 0 | 0 | 0 | 0 | 0 | 0 | 0 | 0 | 0 | 0 | 0 | 0 | 0 | 0 | 0 | 0 | 0 | 0 | 0 | 0 | 0 | 0 | 0 | 0 | 0 | 0 | 0 | 0 | 0 | 0 | 0 | 0 | 0 | 0 | 0 | 0 | 0 | 0 | 0 | 0 | 0 | 0 | 0 | 0 | 0 | 0 | 0 | 0 | 0 | 0 | 0 | 0 | 0 | 0 | 0 | 0 | 0 | 0 | 0 | 0 | 0 | 0 | 0 | 0 | 0 | 0 | 0 | 0 | 0 | 0 | 0 | 0 | 0 | 0 | 0 | 0 | 0 | 0 | 0 | 0 | 0 | Greater_LA_Li_Battery_4hr | Greater_LA_Li_Battery_8hr | Greater_LA_Solar |  | 0 |  |  |  | Greater_LA | Greater_LA
PG&E FRESNO | Olive | 115 | CA |  |  | 8 | 0 | 0 | 0 | 0 | 0 | 0 | 0 | 0 | 0 | 0 | 0 | 0 | 0 | 0 | 0 | 0 | 0 | 0 | 0 | 0 | 0 | 0 | 0 | 0 | 0 | 0 | 0 | 0 | 0 | 0 | 0 | 0 | 0 | 0 | 0 | 0 | 0 | 0 | 0 | 0 | 0 | 0 | 0 | 0 | 0 | 0 | 0 | 0 | 0 | 0 | 0 | 0 | 0 | 0 | 0 | 0 | 0 | 0 | 0 | 0 | 0 | 0 | 0 | 0 | 0 | 0 | 0 | 1 | 0 | 1 | 1 | 0 | 0 | 0 | 1 | 1 | 0 | 0 | 1 | 1 | 0 | 0 | 0 | 0 | 0 | 0 | 0 | 0 | 0 | 0 | 0 | 0 | 0 | 0 | 1 | 0 | 0 | Southern_PGAE_Li_Battery_4hr | Southern_PGAE_Li_Battery_8hr | Southern_PGAE_Solar |  | Central_Valley_North_Los_Banos_Wind |  |  |  | Southern_PGAE | Central_Valley_North_Los_Banos
PG&E NGBA | Olivehurst | 115 | CA | 95961 | YUBA | 7 | 0 | 0 | 0 | 0 | 0 | 0 | 0 | 0 | 0 | 0 | 0 | 0 | 0 | 0 | 0 | 0 | 0 | 0 | 0 | 0 | 0 | 0 | 0 | 0 | 0 | 0 | 0 | 0 | 0 | 0 | 0 | 0 | 0 | 0 | 0 | 0 | 0 | 0 | 0 | 1 | 0 | 0 | 0 | 0 | 1 | 1 | 1 | 1 | 0 | 0 | 0 | 0 | 0 | 0 | 0 | 0 | 0 | 0 | 0 | 1 | 1 | 0 | 0 | 0 | 0 | 0 | 0 | 0 | 0 | 0 | 0 | 0 | 0 | 0 | 0 | 0 | 0 | 0 | 0 | 0 | 0 | 0 | 0 | 0 | 0 | 0 | 0 | 0 | 0 | 0 | 0 | 0 | 0 | 0 | 0 | 0 | 0 | Northern_California_Li_Battery_4hr | Northern_California_Li_Battery_8hr | Northern_California_Solar |  | Northern_California_Wind |  |  |  | Northern_California | Northern_California
PG&E NGBA | Oregon Trail | 60 | CA | 96003 | Shasta | 1 | 0 | 0 | 0 | 0 | 0 | 0 | 0 | 0 | 0 | 0 | 0 | 0 | 0 | 0 | 0 | 0 | 0 | 0 | 0 | 0 | 0 | 0 | 0 | 0 | 0 | 0 | 0 | 0 | 0 | 0 | 0 | 0 | 0 | 0 | 0 | 0 | 0 | 0 | 0 | 1 | 0 | 0 | 0 | 0 | 0 | 0 | 0 | 0 | 0 | 0 | 0 | 0 | 0 | 0 | 0 | 0 | 0 | 0 | 0 | 0 | 0 | 0 | 0 | 0 | 0 | 0 | 0 | 0 | 0 | 0 | 0 | 0 | 0 | 0 | 0 | 0 | 0 | 0 | 0 | 0 | 0 | 0 | 0 | 0 | 0 | 0 | 0 | 0 | 0 | 0 | 0 | 0 | 0 | 0 | 0 | 0 | 0 | Northern_California_Li_Battery_4hr | Northern_California_Li_Battery_8hr | Northern_California_Solar |  | Northern_California_Wind |  |  |  | Northern_California | Northern_California
SCE Northern | Ormond Beach | 230 | CA | 93033 | VENTURA | 3 | 0 | 0 | 1 | 0 | 1 | 0 | 0 | 0 | 0 | 0 | 0 | 0 | 0 | 0 | 0 | 0 | 0 | 0 | 0 | 0 | 0 | 0 | 0 | 0 | 1 | 0 | 0 | 0 | 0 | 0 | 0 | 0 | 0 | 0 | 0 | 0 | 0 | 0 | 0 | 0 | 0 | 0 | 0 | 0 | 0 | 0 | 0 | 0 | 0 | 0 | 0 | 0 | 0 | 0 | 0 | 0 | 0 | 0 | 0 | 0 | 0 | 0 | 0 | 0 | 0 | 0 | 0 | 0 | 0 | 0 | 0 | 0 | 0 | 0 | 0 | 0 | 0 | 0 | 0 | 0 | 0 | 0 | 0 | 0 | 0 | 0 | 0 | 0 | 0 | 0 | 0 | 0 | 0 | 0 | 0 | 0 | 0 | Greater_LA_Li_Battery_4hr | Greater_LA_Li_Battery_8hr | Greater_LA_Solar |  | 0 |  |  |  | Greater_LA | Greater_LA
PG&E FRESNO | Oro Loma | 115 | CA | 93622 | FRESNO | 5 | 0 | 0 | 0 | 0 | 0 | 0 | 0 | 0 | 0 | 0 | 0 | 0 | 0 | 0 | 0 | 0 | 0 | 0 | 0 | 0 | 0 | 0 | 0 | 0 | 0 | 0 | 0 | 0 | 0 | 0 | 0 | 0 | 0 | 0 | 0 | 0 | 0 | 0 | 0 | 0 | 0 | 0 | 0 | 0 | 0 | 0 | 0 | 0 | 0 | 0 | 0 | 0 | 0 | 0 | 0 | 0 | 0 | 0 | 0 | 0 | 0 | 0 | 0 | 0 | 0 | 0 | 0 | 0 | 0 | 0 | 0 | 0 | 0 | 0 | 0 | 0 | 0 | 0 | 0 | 1 | 0 | 1 | 0 | 0 | 0 | 1 | 0 | 1 | 0 | 0 | 0 | 0 | 1 | 0 | 0 | 0 | 0 | Southern_PGAE_Li_Battery_4hr | Southern_PGAE_Li_Battery_8hr | Southern_PGAE_Solar |  | Central_Valley_North_Los_Banos_Wind |  |  |  | Southern_PGAE | Central_Valley_North_Los_Banos
PG&E FRESNO | Oro Loma | 70 | CA | 93622 | FRESNO | 4 | 0 | 0 | 0 | 0 | 0 | 0 | 0 | 0 | 0 | 0 | 0 | 0 | 0 | 0 | 0 | 0 | 0 | 0 | 0 | 0 | 0 | 0 | 0 | 0 | 0 | 0 | 0 | 0 | 0 | 0 | 0 | 0 | 0 | 0 | 0 | 0 | 0 | 0 | 0 | 0 | 0 | 0 | 0 | 0 | 0 | 0 | 0 | 0 | 0 | 0 | 0 | 0 | 0 | 0 | 0 | 0 | 0 | 0 | 0 | 0 | 0 | 0 | 0 | 0 | 0 | 0 | 0 | 0 | 0 | 0 | 0 | 0 | 0 | 0 | 0 | 0 | 0 | 0 | 0 | 1 | 0 | 0 | 0 | 0 | 0 | 1 | 0 | 1 | 0 | 0 | 0 | 0 | 1 | 0 | 0 | 0 | 0 | Southern_PGAE_Li_Battery_4hr | Southern_PGAE_Li_Battery_8hr | Southern_PGAE_Solar |  | Central_Valley_North_Los_Banos_Wind |  |  |  | Southern_PGAE | Central_Valley_North_Los_Banos
PG&E FRESNO | Orosi | 70 | CA | 93647 | Tulare | 5 | 0 | 0 | 0 | 0 | 0 | 0 | 0 | 0 | 0 | 0 | 0 | 0 | 0 | 0 | 0 | 0 | 0 | 0 | 0 | 0 | 0 | 0 | 0 | 0 | 0 | 0 | 0 | 0 | 0 | 0 | 0 | 0 | 0 | 0 | 0 | 0 | 0 | 0 | 0 | 0 | 0 | 0 | 0 | 0 | 0 | 0 | 0 | 0 | 0 | 0 | 0 | 0 | 0 | 0 | 0 | 0 | 0 | 0 | 0 | 0 | 0 | 0 | 0 | 0 | 0 | 0 | 0 | 0 | 1 | 0 | 0 | 0 | 0 | 0 | 0 | 0 | 0 | 0 | 0 | 1 | 0 | 1 | 0 | 1 | 0 | 1 | 0 | 0 | 0 | 0 | 0 | 0 | 0 | 0 | 0 | 0 | 0 | Southern_PGAE_Li_Battery_4hr | Southern_PGAE_Li_Battery_8hr | Southern_PGAE_Solar |  | Central_Valley_North_Los_Banos_Wind |  |  |  | Southern_PGAE | Central_Valley_North_Los_Banos
SDGE | Otay | 69 | CA | 91911 | SAN DIEGO | 5 | 0 | 0 | 0 | 0 | 0 | 0 | 0 | 0 | 0 | 0 | 0 | 0 | 0 | 0 | 0 | 0 | 0 | 0 | 0 | 0 | 0 | 0 | 0 | 0 | 0 | 0 | 0 | 0 | 0 | 1 | 1 | 0 | 1 | 0 | 0 | 1 | 1 | 0 | 0 | 0 | 0 | 0 | 0 | 0 | 0 | 0 | 0 | 0 | 0 | 0 | 0 | 0 | 0 | 0 | 0 | 0 | 0 | 0 | 0 | 0 | 0 | 0 | 0 | 0 | 0 | 0 | 0 | 0 | 0 | 0 | 0 | 0 | 0 | 0 | 0 | 0 | 0 | 0 | 0 | 0 | 0 | 0 | 0 | 0 | 0 | 0 | 0 | 0 | 0 | 0 | 0 | 0 | 0 | 0 | 0 | 0 | 0 | San_Diego_Li_Battery_4hr | San_Diego_Li_Battery_8hr | San_Diego_Solar |  | 0 |  |  |  | Greater_SD | Greater_SD
SDGE | Otay Mesa | 230 | CA | 92154 | SAN DIEGO | 6 | 0 | 0 | 0 | 0 | 0 | 0 | 0 | 0 | 0 | 0 | 0 | 0 | 0 | 0 | 0 | 0 | 0 | 0 | 0 | 0 | 0 | 0 | 0 | 0 | 0 | 0 | 0 | 0 | 1 | 0 | 1 | 0 | 1 | 0 | 1 | 1 | 1 | 0 | 0 | 0 | 0 | 0 | 0 | 0 | 0 | 0 | 0 | 0 | 0 | 0 | 0 | 0 | 0 | 0 | 0 | 0 | 0 | 0 | 0 | 0 | 0 | 0 | 0 | 0 | 0 | 0 | 0 | 0 | 0 | 0 | 0 | 0 | 0 | 0 | 0 | 0 | 0 | 0 | 0 | 0 | 0 | 0 | 0 | 0 | 0 | 0 | 0 | 0 | 0 | 0 | 0 | 0 | 0 | 0 | 0 | 0 | 0 | San_Diego_Li_Battery_4hr | San_Diego_Li_Battery_8hr | San_Diego_Solar |  | 0 |  |  |  | Greater_SD | Greater_SD
PG&E FRESNO | Padre Flats SW STA | 230 | CA |  |  | 2 | 0 | 0 | 0 | 0 | 0 | 0 | 0 | 0 | 0 | 0 | 0 | 0 | 0 | 0 | 0 | 0 | 0 | 0 | 0 | 0 | 0 | 0 | 0 | 0 | 0 | 0 | 0 | 0 | 0 | 0 | 0 | 0 | 0 | 0 | 0 | 0 | 0 | 0 | 0 | 0 | 0 | 0 | 0 | 0 | 0 | 0 | 0 | 0 | 0 | 0 | 0 | 0 | 0 | 0 | 0 | 0 | 0 | 0 | 0 | 0 | 0 | 0 | 0 | 0 | 0 | 0 | 0 | 0 | 0 | 0 | 0 | 0 | 0 | 0 | 0 | 0 | 0 | 0 | 0 | 1 | 0 | 0 | 0 | 0 | 0 | 1 | 0 | 0 | 0 | 0 | 0 | 0 | 0 | 0 | 0 | 0 | 0 | Southern_PGAE_Li_Battery_4hr | Southern_PGAE_Li_Battery_8hr | Southern_PGAE_Solar |  | Central_Valley_North_Los_Banos_Wind |  |  |  | Southern_PGAE | Central_Valley_North_Los_Banos
EOP | Pahrump | 138 | NV | 89048 | NYE | 3 | 0 | 0 | 0 | 0 | 0 | 0 | 0 | 0 | 0 | 0 | 0 | 0 | 0 | 0 | 0 | 0 | 0 | 0 | 0 | 0 | 0 | 0 | 1 | 1 | 1 | 0 | 0 | 0 | 0 | 0 | 0 | 0 | 0 | 0 | 0 | 0 | 0 | 0 | 0 | 0 | 0 | 0 | 0 | 0 | 0 | 0 | 0 | 0 | 0 | 0 | 0 | 0 | 0 | 0 | 0 | 0 | 0 | 0 | 0 | 0 | 0 | 0 | 0 | 0 | 0 | 0 | 0 | 0 | 0 | 0 | 0 | 0 | 0 | 0 | 0 | 0 | 0 | 0 | 0 | 0 | 0 | 0 | 0 | 0 | 0 | 0 | 0 | 0 | 0 | 0 | 0 | 0 | 0 | 0 | 0 | 0 | 0 | Southern_NV_Eldorado_Li_Battery_4hr | Southern_NV_Eldorado_Li_Battery_8hr | Southern_NV_Eldorado_Solar |  | Southern_NV_Eldorado_Wind |  |  |  | Southern_NV_Eldorado | Southern_NV_Eldorado
EOP | Pahrump | 230 | NV | 89048 | NYE | 3 | 0 | 0 | 0 | 0 | 0 | 0 | 0 | 0 | 0 | 0 | 0 | 0 | 0 | 0 | 0 | 0 | 0 | 0 | 0 | 0 | 0 | 0 | 1 | 1 | 1 | 0 | 0 | 0 | 0 | 0 | 0 | 0 | 0 | 0 | 0 | 0 | 0 | 0 | 0 | 0 | 0 | 0 | 0 | 0 | 0 | 0 | 0 | 0 | 0 | 0 | 0 | 0 | 0 | 0 | 0 | 0 | 0 | 0 | 0 | 0 | 0 | 0 | 0 | 0 | 0 | 0 | 0 | 0 | 0 | 0 | 0 | 0 | 0 | 0 | 0 | 0 | 0 | 0 | 0 | 0 | 0 | 0 | 0 | 0 | 0 | 0 | 0 | 0 | 0 | 0 | 0 | 0 | 0 | 0 | 0 | 0 | 0 | Southern_NV_Eldorado_Li_Battery_4hr | Southern_NV_Eldorado_Li_Battery_8hr | Southern_NV_Eldorado_Solar |  | Southern_NV_Eldorado_Wind |  |  |  | Southern_NV_Eldorado | Southern_NV_Eldorado
SDGE | Pala | 69 | CA | 92059 | SAN DIEGO | 6 | 0 | 0 | 0 | 0 | 0 | 0 | 0 | 0 | 0 | 0 | 0 | 0 | 0 | 0 | 0 | 0 | 0 | 0 | 0 | 0 | 0 | 0 | 0 | 0 | 0 | 1 | 0 | 0 | 1 | 0 | 1 | 0 | 1 | 1 | 0 | 0 | 0 | 1 | 0 | 0 | 0 | 0 | 0 | 0 | 0 | 0 | 0 | 0 | 0 | 0 | 0 | 0 | 0 | 0 | 0 | 0 | 0 | 0 | 0 | 0 | 0 | 0 | 0 | 0 | 0 | 0 | 0 | 0 | 0 | 0 | 0 | 0 | 0 | 0 | 0 | 0 | 0 | 0 | 0 | 0 | 0 | 0 | 0 | 0 | 0 | 0 | 0 | 0 | 0 | 0 | 0 | 0 | 0 | 0 | 0 | 0 | 0 | San_Diego_Li_Battery_4hr | San_Diego_Li_Battery_8hr | San_Diego_Solar |  | 0 |  |  |  | Greater_SD | Greater_SD
PG&E NGBA | Palermo | 115 | CA | 95966 | BUTTE | 7 | 0 | 0 | 0 | 0 | 0 | 0 | 0 | 0 | 0 | 0 | 0 | 0 | 0 | 0 | 0 | 0 | 0 | 0 | 0 | 0 | 0 | 0 | 0 | 0 | 0 | 0 | 0 | 0 | 0 | 0 | 0 | 0 | 0 | 0 | 0 | 0 | 0 | 0 | 0 | 1 | 0 | 0 | 0 | 0 | 1 | 1 | 1 | 1 | 0 | 0 | 0 | 0 | 0 | 0 | 0 | 0 | 0 | 0 | 0 | 1 | 1 | 0 | 0 | 0 | 0 | 0 | 0 | 0 | 0 | 0 | 0 | 0 | 0 | 0 | 0 | 0 | 0 | 0 | 0 | 0 | 0 | 0 | 0 | 0 | 0 | 0 | 0 | 0 | 0 | 0 | 0 | 0 | 0 | 0 | 0 | 0 | 0 | Northern_California_Li_Battery_4hr | Northern_California_Li_Battery_8hr | Northern_California_Solar |  | Northern_California_Wind |  |  |  | Northern_California | Northern_California
PG&E NGBA | Palermo | 230 | CA | 95966 | BUTTE | 6 | 0 | 0 | 0 | 0 | 0 | 0 | 0 | 0 | 0 | 0 | 0 | 0 | 0 | 0 | 0 | 0 | 0 | 0 | 0 | 0 | 0 | 0 | 0 | 0 | 0 | 0 | 0 | 0 | 0 | 0 | 0 | 0 | 0 | 0 | 0 | 0 | 0 | 0 | 0 | 1 | 0 | 0 | 0 | 0 | 0 | 1 | 1 | 1 | 0 | 0 | 0 | 0 | 0 | 0 | 0 | 0 | 0 | 0 | 0 | 1 | 1 | 0 | 0 | 0 | 0 | 0 | 0 | 0 | 0 | 0 | 0 | 0 | 0 | 0 | 0 | 0 | 0 | 0 | 0 | 0 | 0 | 0 | 0 | 0 | 0 | 0 | 0 | 0 | 0 | 0 | 0 | 0 | 0 | 0 | 0 | 0 | 0 | Northern_California_Li_Battery_4hr | Northern_California_Li_Battery_8hr | Northern_California_Solar |  | Northern_California_Wind |  |  |  | Northern_California | Northern_California
SCE Eastern | Palo Verde | 500 | AZ | 85354 | MARICOPA | 3 | 0 | 0 | 0 | 0 | 0 | 0 | 0 | 0 | 0 | 0 | 0 | 0 | 0 | 0 | 0 | 0 | 0 | 1 | 0 | 0 | 0 | 1 | 0 | 0 | 1 | 0 | 0 | 0 | 0 | 0 | 0 | 0 | 0 | 0 | 0 | 0 | 0 | 0 | 0 | 0 | 0 | 0 | 0 | 0 | 0 | 0 | 0 | 0 | 0 | 0 | 0 | 0 | 0 | 0 | 0 | 0 | 0 | 0 | 0 | 0 | 0 | 0 | 0 | 0 | 0 | 0 | 0 | 0 | 0 | 0 | 0 | 0 | 0 | 0 | 0 | 0 | 0 | 0 | 0 | 0 | 0 | 0 | 0 | 0 | 0 | 0 | 0 | 0 | 0 | 0 | 0 | 0 | 0 | 0 | 0 | 0 | 0 | Arizona_Li_Battery_4hr | Arizona_Li_Battery_8hr | Arizona_Solar |  | 0 | New_Mexico_Wind |  |  | Arizona | Arizona
SDGE | Palomar Energy | 230 | CA | 92008 | SAN DIEGO | 5 | 0 | 0 | 0 | 0 | 0 | 0 | 0 | 0 | 0 | 0 | 0 | 0 | 0 | 0 | 0 | 0 | 0 | 0 | 0 | 0 | 0 | 0 | 0 | 0 | 0 | 1 | 0 | 0 | 1 | 0 | 1 | 0 | 1 | 0 | 0 | 0 | 0 | 1 | 0 | 0 | 0 | 0 | 0 | 0 | 0 | 0 | 0 | 0 | 0 | 0 | 0 | 0 | 0 | 0 | 0 | 0 | 0 | 0 | 0 | 0 | 0 | 0 | 0 | 0 | 0 | 0 | 0 | 0 | 0 | 0 | 0 | 0 | 0 | 0 | 0 | 0 | 0 | 0 | 0 | 0 | 0 | 0 | 0 | 0 | 0 | 0 | 0 | 0 | 0 | 0 | 0 | 0 | 0 | 0 | 0 | 0 | 0 | San_Diego_Li_Battery_4hr | San_Diego_Li_Battery_8hr | San_Diego_Solar |  | 0 |  |  |  | Greater_SD | Greater_SD
PG&E KERN | Panama | 70 | CA | 93307 | Kern | 3 | 0 | 0 | 0 | 0 | 0 | 0 | 0 | 0 | 0 | 0 | 0 | 0 | 0 | 0 | 0 | 0 | 0 | 0 | 0 | 0 | 0 | 0 | 0 | 0 | 0 | 0 | 0 | 0 | 0 | 0 | 0 | 0 | 0 | 0 | 0 | 0 | 0 | 0 | 0 | 0 | 0 | 0 | 0 | 0 | 0 | 0 | 0 | 0 | 0 | 0 | 0 | 0 | 0 | 0 | 0 | 0 | 0 | 0 | 0 | 0 | 0 | 0 | 0 | 0 | 0 | 0 | 0 | 1 | 1 | 0 | 0 | 0 | 0 | 0 | 0 | 0 | 0 | 0 | 0 | 1 | 0 | 0 | 0 | 0 | 0 | 0 | 0 | 0 | 0 | 0 | 0 | 0 | 0 | 0 | 0 | 0 | 0 | Southern_PGAE_Li_Battery_4hr | Southern_PGAE_Li_Battery_8hr | Southern_PGAE_Solar |  | Central_Valley_North_Los_Banos_Wind |  |  |  | Southern_PGAE | Central_Valley_North_Los_Banos
PG&E FRESNO | Panoche | 115 | CA | 93622 | FRESNO | 8 | 0 | 0 | 0 | 0 | 0 | 0 | 0 | 0 | 0 | 0 | 0 | 0 | 0 | 0 | 0 | 0 | 0 | 0 | 0 | 0 | 0 | 0 | 0 | 0 | 0 | 0 | 0 | 0 | 0 | 0 | 0 | 0 | 0 | 0 | 0 | 0 | 0 | 0 | 0 | 0 | 0 | 0 | 0 | 0 | 0 | 1 | 0 | 0 | 0 | 0 | 0 | 0 | 0 | 0 | 0 | 0 | 0 | 0 | 0 | 0 | 0 | 0 | 0 | 0 | 0 | 0 | 0 | 0 | 0 | 0 | 0 | 0 | 0 | 0 | 0 | 0 | 0 | 0 | 1 | 1 | 1 | 1 | 1 | 0 | 0 | 1 | 0 | 1 | 0 | 0 | 0 | 0 | 0 | 0 | 0 | 0 | 0 | Southern_PGAE_Li_Battery_4hr | Southern_PGAE_Li_Battery_8hr | Southern_PGAE_Solar |  | Central_Valley_North_Los_Banos_Wind |  |  |  | Southern_PGAE | Central_Valley_North_Los_Banos
PG&E FRESNO | Panoche | 230 | CA | 93622 | FRESNO | 4 | 0 | 0 | 0 | 0 | 0 | 0 | 0 | 0 | 0 | 0 | 0 | 0 | 0 | 0 | 0 | 0 | 0 | 0 | 0 | 0 | 0 | 0 | 0 | 0 | 0 | 0 | 0 | 0 | 0 | 0 | 0 | 0 | 0 | 0 | 0 | 0 | 0 | 0 | 0 | 0 | 0 | 0 | 0 | 0 | 0 | 0 | 0 | 0 | 0 | 0 | 0 | 0 | 0 | 0 | 0 | 0 | 0 | 0 | 0 | 0 | 0 | 0 | 0 | 0 | 0 | 0 | 0 | 0 | 0 | 0 | 0 | 0 | 0 | 0 | 0 | 0 | 0 | 0 | 1 | 1 | 0 | 1 | 0 | 0 | 0 | 1 | 0 | 0 | 0 | 0 | 0 | 0 | 0 | 0 | 0 | 0 | 0 | Southern_PGAE_Li_Battery_4hr | Southern_PGAE_Li_Battery_8hr | Southern_PGAE_Solar |  | Central_Valley_North_Los_Banos_Wind |  |  |  | Southern_PGAE | Central_Valley_North_Los_Banos
SCE Northern | Pardee | 230 | CA | 91355 | LOS ANGELES | 2 | 0 | 0 | 1 | 0 | 0 | 0 | 0 | 0 | 0 | 0 | 0 | 0 | 0 | 0 | 0 | 0 | 0 | 0 | 0 | 0 | 0 | 0 | 0 | 0 | 1 | 0 | 0 | 0 | 0 | 0 | 0 | 0 | 0 | 0 | 0 | 0 | 0 | 0 | 0 | 0 | 0 | 0 | 0 | 0 | 0 | 0 | 0 | 0 | 0 | 0 | 0 | 0 | 0 | 0 | 0 | 0 | 0 | 0 | 0 | 0 | 0 | 0 | 0 | 0 | 0 | 0 | 0 | 0 | 0 | 0 | 0 | 0 | 0 | 0 | 0 | 0 | 0 | 0 | 0 | 0 | 0 | 0 | 0 | 0 | 0 | 0 | 0 | 0 | 0 | 0 | 0 | 0 | 0 | 0 | 0 | 0 | 0 | Greater_LA_Li_Battery_4hr | Greater_LA_Li_Battery_8hr | Greater_LA_Solar |  | Tehachapi_Wind |  |  |  | Greater_LA | Tehachapi
PG&E NGBA | Parkway | 230 | CA | 94591 | SOLANO | 3 | 0 | 0 | 0 | 0 | 0 | 0 | 0 | 0 | 0 | 0 | 0 | 0 | 0 | 0 | 0 | 0 | 0 | 0 | 0 | 0 | 0 | 0 | 0 | 0 | 0 | 0 | 0 | 0 | 0 | 0 | 0 | 0 | 0 | 0 | 0 | 0 | 0 | 0 | 0 | 1 | 0 | 0 | 0 | 0 | 0 | 0 | 0 | 0 | 0 | 0 | 0 | 0 | 0 | 0 | 0 | 1 | 0 | 0 | 0 | 0 | 0 | 0 | 0 | 0 | 0 | 0 | 1 | 0 | 0 | 0 | 0 | 0 | 0 | 0 | 0 | 0 | 0 | 0 | 0 | 0 | 0 | 0 | 0 | 0 | 0 | 0 | 0 | 0 | 0 | 0 | 0 | 0 | 0 | 0 | 0 | 0 | 0 | Northern_California_Li_Battery_4hr | Northern_California_Li_Battery_8hr | Northern_California_Solar |  | Solano_Wind |  |  |  | Northern_California | Solano
SCE Northern | Pastoria | 230 | CA | 93560 | KERN | 3 | 0 | 0 | 1 | 0 | 0 | 0 | 1 | 0 | 0 | 0 | 0 | 0 | 0 | 0 | 0 | 0 | 0 | 0 | 0 | 0 | 0 | 0 | 0 | 0 | 1 | 0 | 0 | 0 | 0 | 0 | 0 | 0 | 0 | 0 | 0 | 0 | 0 | 0 | 0 | 0 | 0 | 0 | 0 | 0 | 0 | 0 | 0 | 0 | 0 | 0 | 0 | 0 | 0 | 0 | 0 | 0 | 0 | 0 | 0 | 0 | 0 | 0 | 0 | 0 | 0 | 0 | 0 | 0 | 0 | 0 | 0 | 0 | 0 | 0 | 0 | 0 | 0 | 0 | 0 | 0 | 0 | 0 | 0 | 0 | 0 | 0 | 0 | 0 | 0 | 0 | 0 | 0 | 0 | 0 | 0 | 0 | 0 | Tehachapi_Li_Battery_4hr | Tehachapi_Li_Battery_8hr | Tehachapi_Solar |  | Central_Valley_North_Los_Banos_Wind |  |  |  | Tehachapi | Central_Valley_North_Los_Banos
SCE Metro | Pauda | 230 | CA | 91786 | SAN BERNARDINO | 1 | 0 | 0 | 0 | 0 | 0 | 0 | 0 | 0 | 0 | 1 | 0 | 0 | 0 | 0 | 0 | 0 | 0 | 0 | 0 | 0 | 0 | 0 | 0 | 0 | 0 | 0 | 0 | 0 | 0 | 0 | 0 | 0 | 0 | 0 | 0 | 0 | 0 | 0 | 0 | 0 | 0 | 0 | 0 | 0 | 0 | 0 | 0 | 0 | 0 | 0 | 0 | 0 | 0 | 0 | 0 | 0 | 0 | 0 | 0 | 0 | 0 | 0 | 0 | 0 | 0 | 0 | 0 | 0 | 0 | 0 | 0 | 0 | 0 | 0 | 0 | 0 | 0 | 0 | 0 | 0 | 0 | 0 | 0 | 0 | 0 | 0 | 0 | 0 | 0 | 0 | 0 | 0 | 0 | 0 | 0 | 0 | 0 | Greater_LA_Li_Battery_4hr | Greater_LA_Li_Battery_8hr | Greater_LA_Solar |  | Greater_Kramer_Wind |  |  |  | Greater_LA | Greater_Kramer
PG&E GBA | Paul Sweet | 115 | CA | 95065 | Santa Cruz | 1 | 0 | 0 | 0 | 0 | 0 | 0 | 0 | 0 | 0 | 0 | 0 | 0 | 0 | 0 | 0 | 0 | 0 | 0 | 0 | 0 | 0 | 0 | 0 | 0 | 0 | 0 | 0 | 0 | 0 | 0 | 0 | 0 | 0 | 0 | 0 | 0 | 0 | 0 | 0 | 0 | 0 | 0 | 0 | 0 | 0 | 0 | 0 | 0 | 0 | 0 | 0 | 0 | 0 | 0 | 0 | 0 | 0 | 0 | 0 | 0 | 0 | 0 | 0 | 0 | 1 | 0 | 0 | 0 | 0 | 0 | 0 | 0 | 0 | 0 | 0 | 0 | 0 | 0 | 0 | 0 | 0 | 0 | 0 | 0 | 0 | 0 | 0 | 0 | 0 | 0 | 0 | 0 | 0 | 0 | 0 | 0 | 0 | Northern_California_Li_Battery_4hr | Northern_California_Li_Battery_8hr | Northern_California_Solar |  | Kern_Greater_Carrizo_Wind |  |  |  | Northern_California | Peninsula_Monterey
PG&E NGBA | Peabody | 230 | CA | 94533 | SOLANO | 6 | 0 | 0 | 0 | 0 | 0 | 0 | 0 | 0 | 0 | 0 | 0 | 0 | 0 | 0 | 0 | 0 | 0 | 0 | 0 | 0 | 0 | 0 | 0 | 0 | 0 | 0 | 0 | 0 | 0 | 0 | 0 | 0 | 0 | 0 | 0 | 0 | 0 | 0 | 0 | 1 | 0 | 0 | 0 | 0 | 0 | 0 | 0 | 0 | 0 | 0 | 0 | 0 | 0 | 1 | 1 | 1 | 0 | 0 | 0 | 0 | 0 | 0 | 0 | 0 | 0 | 1 | 1 | 0 | 0 | 0 | 0 | 0 | 0 | 0 | 0 | 0 | 0 | 0 | 0 | 0 | 0 | 0 | 0 | 0 | 0 | 0 | 0 | 0 | 0 | 0 | 0 | 0 | 0 | 0 | 0 | 0 | 0 | Northern_California_Li_Battery_4hr | Northern_California_Li_Battery_8hr | Northern_California_Solar |  | Solano_Wind |  |  |  | Northern_California | Solano
PG&E NGBA | Pease | 115 | CA | 95993 | SUTTER | 7 | 0 | 0 | 0 | 0 | 0 | 0 | 0 | 0 | 0 | 0 | 0 | 0 | 0 | 0 | 0 | 0 | 0 | 0 | 0 | 0 | 0 | 0 | 0 | 0 | 0 | 0 | 0 | 0 | 0 | 0 | 0 | 0 | 0 | 0 | 0 | 0 | 0 | 0 | 0 | 1 | 0 | 0 | 0 | 0 | 1 | 1 | 1 | 1 | 0 | 0 | 0 | 0 | 0 | 0 | 0 | 0 | 0 | 0 | 0 | 1 | 1 | 0 | 0 | 0 | 0 | 0 | 0 | 0 | 0 | 0 | 0 | 0 | 0 | 0 | 0 | 0 | 0 | 0 | 0 | 0 | 0 | 0 | 0 | 0 | 0 | 0 | 0 | 0 | 0 | 0 | 0 | 0 | 0 | 0 | 0 | 0 | 0 | Northern_California_Li_Battery_4hr | Northern_California_Li_Battery_8hr | Northern_California_Solar |  | Northern_California_Wind |  |  |  | Northern_California | Northern_California
PG&E NGBA | Pease | 60 | CA | 95993 | SUTTER | 7 | 0 | 0 | 0 | 0 | 0 | 0 | 0 | 0 | 0 | 0 | 0 | 0 | 0 | 0 | 0 | 0 | 0 | 0 | 0 | 0 | 0 | 0 | 0 | 0 | 0 | 0 | 0 | 0 | 0 | 0 | 0 | 0 | 0 | 0 | 0 | 0 | 0 | 0 | 0 | 1 | 0 | 0 | 0 | 0 | 1 | 1 | 1 | 1 | 0 | 0 | 0 | 0 | 0 | 0 | 0 | 0 | 0 | 0 | 0 | 1 | 1 | 0 | 0 | 0 | 0 | 0 | 0 | 0 | 0 | 0 | 0 | 0 | 0 | 0 | 0 | 0 | 0 | 0 | 0 | 0 | 0 | 0 | 0 | 0 | 0 | 0 | 0 | 0 | 0 | 0 | 0 | 0 | 0 | 0 | 0 | 0 | 0 | Northern_California_Li_Battery_4hr | Northern_California_Li_Battery_8hr | Northern_California_Solar |  | Northern_California_Wind |  |  |  | Northern_California | Northern_California
SDGE | Penasquitos | 138 | CA | 92130 | SAN DIEGO | 2 | 0 | 0 | 0 | 0 | 0 | 0 | 0 | 0 | 0 | 0 | 0 | 0 | 0 | 0 | 0 | 0 | 0 | 0 | 0 | 0 | 0 | 0 | 0 | 0 | 0 | 0 | 0 | 0 | 0 | 0 | 1 | 0 | 1 | 0 | 0 | 0 | 0 | 0 | 0 | 0 | 0 | 0 | 0 | 0 | 0 | 0 | 0 | 0 | 0 | 0 | 0 | 0 | 0 | 0 | 0 | 0 | 0 | 0 | 0 | 0 | 0 | 0 | 0 | 0 | 0 | 0 | 0 | 0 | 0 | 0 | 0 | 0 | 0 | 0 | 0 | 0 | 0 | 0 | 0 | 0 | 0 | 0 | 0 | 0 | 0 | 0 | 0 | 0 | 0 | 0 | 0 | 0 | 0 | 0 | 0 | 0 | 0 | San_Diego_Li_Battery_4hr | San_Diego_Li_Battery_8hr | San_Diego_Solar |  | 0 |  |  |  | Greater_SD | Greater_SD
SDGE | Penasquitos | 230 | CA | 92130 | SAN DIEGO | 2 | 0 | 0 | 0 | 0 | 0 | 0 | 0 | 0 | 0 | 0 | 0 | 0 | 0 | 0 | 0 | 0 | 0 | 0 | 0 | 0 | 0 | 0 | 0 | 0 | 0 | 0 | 0 | 0 | 0 | 0 | 1 | 0 | 1 | 0 | 0 | 0 | 0 | 0 | 0 | 0 | 0 | 0 | 0 | 0 | 0 | 0 | 0 | 0 | 0 | 0 | 0 | 0 | 0 | 0 | 0 | 0 | 0 | 0 | 0 | 0 | 0 | 0 | 0 | 0 | 0 | 0 | 0 | 0 | 0 | 0 | 0 | 0 | 0 | 0 | 0 | 0 | 0 | 0 | 0 | 0 | 0 | 0 | 0 | 0 | 0 | 0 | 0 | 0 | 0 | 0 | 0 | 0 | 0 | 0 | 0 | 0 | 0 | San_Diego_Li_Battery_4hr | San_Diego_Li_Battery_8hr | San_Diego_Solar |  | 0 |  |  |  | Greater_SD | Greater_SD
SDGE | Penasquitos | 69 | CA | 92130 | SAN DIEGO | 2 | 0 | 0 | 0 | 0 | 0 | 0 | 0 | 0 | 0 | 0 | 0 | 0 | 0 | 0 | 0 | 0 | 0 | 0 | 0 | 0 | 0 | 0 | 0 | 0 | 0 | 0 | 0 | 0 | 0 | 0 | 1 | 0 | 1 | 0 | 0 | 0 | 0 | 0 | 0 | 0 | 0 | 0 | 0 | 0 | 0 | 0 | 0 | 0 | 0 | 0 | 0 | 0 | 0 | 0 | 0 | 0 | 0 | 0 | 0 | 0 | 0 | 0 | 0 | 0 | 0 | 0 | 0 | 0 | 0 | 0 | 0 | 0 | 0 | 0 | 0 | 0 | 0 | 0 | 0 | 0 | 0 | 0 | 0 | 0 | 0 | 0 | 0 | 0 | 0 | 0 | 0 | 0 | 0 | 0 | 0 | 0 | 0 | San_Diego_Li_Battery_4hr | San_Diego_Li_Battery_8hr | San_Diego_Solar |  | 0 |  |  |  | Greater_SD | Greater_SD
SDGE | Pendleton | 69 | CA | 92058 | San Diego | 4 | 0 | 0 | 0 | 0 | 0 | 0 | 0 | 0 | 0 | 0 | 0 | 0 | 0 | 0 | 0 | 0 | 0 | 0 | 0 | 0 | 0 | 0 | 0 | 0 | 0 | 1 | 0 | 0 | 0 | 0 | 0 | 0 | 1 | 1 | 0 | 0 | 0 | 1 | 0 | 0 | 0 | 0 | 0 | 0 | 0 | 0 | 0 | 0 | 0 | 0 | 0 | 0 | 0 | 0 | 0 | 0 | 0 | 0 | 0 | 0 | 0 | 0 | 0 | 0 | 0 | 0 | 0 | 0 | 0 | 0 | 0 | 0 | 0 | 0 | 0 | 0 | 0 | 0 | 0 | 0 | 0 | 0 | 0 | 0 | 0 | 0 | 0 | 0 | 0 | 0 | 0 | 0 | 0 | 0 | 0 | 0 | 0 | San_Diego_Li_Battery_4hr | San_Diego_Li_Battery_8hr | San_Diego_Solar |  | 0 |  |  |  | Greater_SD | Greater_SD
PG&E NGBA | Penngrove | 115 | CA | 94928 | SONOMA | 3 | 0 | 0 | 0 | 0 | 0 | 0 | 0 | 0 | 0 | 0 | 0 | 0 | 0 | 0 | 0 | 0 | 0 | 0 | 0 | 0 | 0 | 0 | 0 | 0 | 0 | 0 | 0 | 0 | 0 | 0 | 0 | 0 | 0 | 0 | 0 | 0 | 0 | 0 | 0 | 1 | 0 | 0 | 0 | 0 | 0 | 0 | 0 | 0 | 0 | 0 | 0 | 0 | 1 | 0 | 0 | 0 | 0 | 0 | 0 | 0 | 0 | 0 | 0 | 0 | 0 | 0 | 1 | 0 | 0 | 0 | 0 | 0 | 0 | 0 | 0 | 0 | 0 | 0 | 0 | 0 | 0 | 0 | 0 | 0 | 0 | 0 | 0 | 0 | 0 | 0 | 0 | 0 | 0 | 0 | 0 | 0 | 0 | Northern_California_Li_Battery_4hr | Northern_California_Li_Battery_8hr | Northern_California_Solar |  | Northern_California_Wind |  |  |  | Northern_California | Mendocino_Marin
PG&E GBA | Peoria | 115 | CA | 95327 | TUOLUMNE | 5 | 0 | 0 | 0 | 0 | 0 | 0 | 0 | 0 | 0 | 0 | 0 | 0 | 0 | 0 | 0 | 0 | 0 | 0 | 0 | 0 | 0 | 0 | 0 | 0 | 0 | 0 | 0 | 0 | 0 | 0 | 0 | 0 | 0 | 0 | 0 | 0 | 0 | 0 | 0 | 0 | 0 | 0 | 0 | 0 | 0 | 1 | 0 | 0 | 0 | 0 | 0 | 0 | 0 | 0 | 0 | 1 | 0 | 1 | 0 | 1 | 0 | 0 | 0 | 0 | 0 | 1 | 0 | 0 | 0 | 0 | 0 | 0 | 0 | 0 | 0 | 0 | 0 | 0 | 0 | 0 | 0 | 0 | 0 | 0 | 0 | 0 | 0 | 0 | 0 | 0 | 0 | 0 | 0 | 0 | 0 | 0 | 0 | Northern_California_Li_Battery_4hr | Northern_California_Li_Battery_8hr | Northern_California_Solar |  | Central_Valley_North_Los_Banos_Wind |  |  |  | Northern_California | El_Dorado_Mariposa
PG&E GBA | Piercy | 115 | CA | 95138 | SANTA CLARA | 2 | 0 | 0 | 0 | 0 | 0 | 0 | 0 | 0 | 0 | 0 | 0 | 0 | 0 | 0 | 0 | 0 | 0 | 0 | 0 | 0 | 0 | 0 | 0 | 0 | 0 | 0 | 0 | 0 | 0 | 0 | 0 | 0 | 0 | 0 | 0 | 0 | 0 | 0 | 0 | 0 | 0 | 0 | 0 | 0 | 0 | 0 | 0 | 0 | 0 | 0 | 0 | 0 | 0 | 0 | 0 | 1 | 0 | 0 | 0 | 1 | 0 | 0 | 0 | 0 | 0 | 0 | 0 | 0 | 0 | 0 | 0 | 0 | 0 | 0 | 0 | 0 | 0 | 0 | 0 | 0 | 0 | 0 | 0 | 0 | 0 | 0 | 0 | 0 | 0 | 0 | 0 | 0 | 0 | 0 | 0 | 0 | 0 | Northern_California_Li_Battery_4hr | Northern_California_Li_Battery_8hr | Northern_California_Solar |  | Kern_Greater_Carrizo_Wind |  |  |  | Northern_California | Peninsula_Monterey
PG&E FRESNO | Pine Flat | 230 | CA | 93657 | FRESNO | 6 | 0 | 0 | 0 | 0 | 0 | 0 | 0 | 0 | 0 | 0 | 0 | 0 | 0 | 0 | 0 | 0 | 0 | 0 | 0 | 0 | 0 | 0 | 0 | 0 | 0 | 0 | 0 | 0 | 0 | 0 | 0 | 0 | 0 | 0 | 0 | 0 | 0 | 0 | 0 | 0 | 0 | 0 | 0 | 0 | 0 | 1 | 0 | 0 | 0 | 0 | 0 | 0 | 0 | 0 | 0 | 0 | 0 | 0 | 0 | 0 | 0 | 0 | 0 | 0 | 0 | 0 | 0 | 0 | 0 | 0 | 0 | 0 | 0 | 0 | 0 | 0 | 0 | 0 | 1 | 1 | 0 | 1 | 0 | 0 | 0 | 1 | 0 | 0 | 0 | 1 | 0 | 0 | 0 | 0 | 0 | 0 | 0 | Southern_PGAE_Li_Battery_4hr | Southern_PGAE_Li_Battery_8hr | Southern_PGAE_Solar |  | Central_Valley_North_Los_Banos_Wind |  |  |  | Southern_PGAE | Central_Valley_North_Los_Banos
SCE NOL | Pisgah | 230 | CA | 92338 | SAN BERNARDINO | 2 | 0 | 0 | 0 | 0 | 0 | 0 | 0 | 0 | 0 | 0 | 0 | 0 | 0 | 1 | 1 | 0 | 0 | 0 | 0 | 0 | 0 | 0 | 0 | 0 | 0 | 0 | 0 | 0 | 0 | 0 | 0 | 0 | 0 | 0 | 0 | 0 | 0 | 0 | 0 | 0 | 0 | 0 | 0 | 0 | 0 | 0 | 0 | 0 | 0 | 0 | 0 | 0 | 0 | 0 | 0 | 0 | 0 | 0 | 0 | 0 | 0 | 0 | 0 | 0 | 0 | 0 | 0 | 0 | 0 | 0 | 0 | 0 | 0 | 0 | 0 | 0 | 0 | 0 | 0 | 0 | 0 | 0 | 0 | 0 | 0 | 0 | 0 | 0 | 0 | 0 | 0 | 0 | 0 | 0 | 0 | 0 | 0 | Greater_Kramer_Li_Battery_4hr | Greater_Kramer_Li_Battery_8hr | Greater_Kramer_Solar |  | Greater_Kramer_Wind |  |  |  | Greater_Kramer | Greater_Kramer
PG&E NGBA | Pit 1 | 230 | CA | 96028 | SHASTA | 2 | 0 | 0 | 0 | 0 | 0 | 0 | 0 | 0 | 0 | 0 | 0 | 0 | 0 | 0 | 0 | 0 | 0 | 0 | 0 | 0 | 0 | 0 | 0 | 0 | 0 | 0 | 0 | 0 | 0 | 0 | 0 | 0 | 0 | 0 | 0 | 0 | 0 | 0 | 0 | 1 | 0 | 0 | 0 | 1 | 0 | 0 | 0 | 0 | 0 | 0 | 0 | 0 | 0 | 0 | 0 | 0 | 0 | 0 | 0 | 0 | 0 | 0 | 0 | 0 | 0 | 0 | 0 | 0 | 0 | 0 | 0 | 0 | 0 | 0 | 0 | 0 | 0 | 0 | 0 | 0 | 0 | 0 | 0 | 0 | 0 | 0 | 0 | 0 | 0 | 0 | 0 | 0 | 0 | 0 | 0 | 0 | 0 | Northern_California_Li_Battery_4hr | Northern_California_Li_Battery_8hr | Northern_California_Solar |  | Northern_California_Wind |  |  |  | Northern_California | Northern_California
PG&E NGBA | Pit 1 | 60 | CA | 96028 | SHASTA | 2 | 0 | 0 | 0 | 0 | 0 | 0 | 0 | 0 | 0 | 0 | 0 | 0 | 0 | 0 | 0 | 0 | 0 | 0 | 0 | 0 | 0 | 0 | 0 | 0 | 0 | 0 | 0 | 0 | 0 | 0 | 0 | 0 | 0 | 0 | 0 | 0 | 0 | 0 | 0 | 1 | 0 | 0 | 0 | 1 | 0 | 0 | 0 | 0 | 0 | 0 | 0 | 0 | 0 | 0 | 0 | 0 | 0 | 0 | 0 | 0 | 0 | 0 | 0 | 0 | 0 | 0 | 0 | 0 | 0 | 0 | 0 | 0 | 0 | 0 | 0 | 0 | 0 | 0 | 0 | 0 | 0 | 0 | 0 | 0 | 0 | 0 | 0 | 0 | 0 | 0 | 0 | 0 | 0 | 0 | 0 | 0 | 0 | Northern_California_Li_Battery_4hr | Northern_California_Li_Battery_8hr | Northern_California_Solar |  | Northern_California_Wind |  |  |  | Northern_California | Northern_California
PG&E NGBA | Pit 3 | 230 | CA | 96065 | SHASTA | 2 | 0 | 0 | 0 | 0 | 0 | 0 | 0 | 0 | 0 | 0 | 0 | 0 | 0 | 0 | 0 | 0 | 0 | 0 | 0 | 0 | 0 | 0 | 0 | 0 | 0 | 0 | 0 | 0 | 0 | 0 | 0 | 0 | 0 | 0 | 0 | 0 | 0 | 0 | 0 | 1 | 0 | 0 | 0 | 1 | 0 | 0 | 0 | 0 | 0 | 0 | 0 | 0 | 0 | 0 | 0 | 0 | 0 | 0 | 0 | 0 | 0 | 0 | 0 | 0 | 0 | 0 | 0 | 0 | 0 | 0 | 0 | 0 | 0 | 0 | 0 | 0 | 0 | 0 | 0 | 0 | 0 | 0 | 0 | 0 | 0 | 0 | 0 | 0 | 0 | 0 | 0 | 0 | 0 | 0 | 0 | 0 | 0 | Northern_California_Li_Battery_4hr | Northern_California_Li_Battery_8hr | Northern_California_Solar |  | Northern_California_Wind |  |  |  | Northern_California | Northern_California
PG&E NGBA | Pit 4 | 230 | CA | 96065 | SHASTA | 1 | 0 | 0 | 0 | 0 | 0 | 0 | 0 | 0 | 0 | 0 | 0 | 0 | 0 | 0 | 0 | 0 | 0 | 0 | 0 | 0 | 0 | 0 | 0 | 0 | 0 | 0 | 0 | 0 | 0 | 0 | 0 | 0 | 0 | 0 | 0 | 0 | 0 | 0 | 0 | 1 | 0 | 0 | 0 | 0 | 0 | 0 | 0 | 0 | 0 | 0 | 0 | 0 | 0 | 0 | 0 | 0 | 0 | 0 | 0 | 0 | 0 | 0 | 0 | 0 | 0 | 0 | 0 | 0 | 0 | 0 | 0 | 0 | 0 | 0 | 0 | 0 | 0 | 0 | 0 | 0 | 0 | 0 | 0 | 0 | 0 | 0 | 0 | 0 | 0 | 0 | 0 | 0 | 0 | 0 | 0 | 0 | 0 | Northern_California_Li_Battery_4hr | Northern_California_Li_Battery_8hr | Northern_California_Solar |  | Northern_California_Wind |  |  |  | Northern_California | Northern_California
PG&E GBA | Pittsburg | 115 | CA | 94565 | CONTRA COSTA | 8 | 0 | 0 | 0 | 0 | 0 | 0 | 0 | 0 | 0 | 0 | 0 | 0 | 0 | 0 | 0 | 0 | 0 | 0 | 0 | 0 | 0 | 0 | 0 | 0 | 0 | 0 | 0 | 0 | 0 | 0 | 0 | 0 | 0 | 0 | 0 | 0 | 0 | 0 | 0 | 1 | 0 | 0 | 0 | 0 | 0 | 0 | 0 | 0 | 0 | 1 | 0 | 0 | 1 | 1 | 0 | 1 | 0 | 0 | 1 | 1 | 0 | 0 | 0 | 0 | 0 | 1 | 0 | 0 | 0 | 0 | 0 | 0 | 0 | 0 | 0 | 0 | 0 | 0 | 0 | 0 | 0 | 0 | 0 | 0 | 0 | 0 | 0 | 0 | 0 | 0 | 0 | 0 | 0 | 0 | 0 | 0 | 0 | Northern_California_Li_Battery_4hr | Northern_California_Li_Battery_8hr | Northern_California_Solar |  | Solano_Wind |  |  |  | Northern_California | Solano
PG&E GBA | Pittsburg | 230 | CA | 94565 | CONTRA COSTA | 9 | 0 | 0 | 0 | 0 | 0 | 0 | 0 | 0 | 0 | 0 | 0 | 0 | 0 | 0 | 0 | 0 | 0 | 0 | 0 | 0 | 0 | 0 | 0 | 0 | 0 | 0 | 0 | 0 | 0 | 0 | 0 | 0 | 0 | 0 | 0 | 0 | 0 | 0 | 0 | 1 | 0 | 0 | 0 | 0 | 0 | 0 | 0 | 0 | 0 | 1 | 0 | 0 | 1 | 1 | 1 | 1 | 0 | 0 | 1 | 1 | 0 | 0 | 0 | 0 | 0 | 1 | 0 | 0 | 0 | 0 | 0 | 0 | 0 | 0 | 0 | 0 | 0 | 0 | 0 | 0 | 0 | 0 | 0 | 0 | 0 | 0 | 0 | 0 | 0 | 0 | 0 | 0 | 0 | 0 | 0 | 0 | 0 | Northern_California_Li_Battery_4hr | Northern_California_Li_Battery_8hr | Northern_California_Solar |  | Solano_Wind |  |  |  | Northern_California | Solano
PG&E NGBA | Pleasant Grove | 115 | CA | 95765 | PLACER | 8 | 0 | 0 | 0 | 0 | 0 | 0 | 0 | 0 | 0 | 0 | 0 | 0 | 0 | 0 | 0 | 0 | 0 | 0 | 0 | 0 | 0 | 0 | 0 | 0 | 0 | 0 | 0 | 0 | 0 | 0 | 0 | 0 | 0 | 0 | 0 | 0 | 0 | 0 | 0 | 1 | 0 | 0 | 1 | 0 | 1 | 1 | 1 | 1 | 0 | 0 | 0 | 0 | 0 | 0 | 0 | 0 | 0 | 0 | 0 | 1 | 1 | 0 | 0 | 0 | 0 | 0 | 0 | 0 | 0 | 0 | 0 | 0 | 0 | 0 | 0 | 0 | 0 | 0 | 0 | 0 | 0 | 0 | 0 | 0 | 0 | 0 | 0 | 0 | 0 | 0 | 0 | 0 | 0 | 0 | 0 | 0 | 0 | Northern_California_Li_Battery_4hr | Northern_California_Li_Battery_8hr | Northern_California_Solar |  | Northern_California_Wind |  |  |  | Northern_California | Northern_California
PG&E NGBA | POE | 230 | CA | 95965 | BUTTE | 9 | 0 | 0 | 0 | 0 | 0 | 0 | 0 | 0 | 0 | 0 | 0 | 0 | 0 | 0 | 0 | 0 | 0 | 0 | 0 | 0 | 0 | 0 | 0 | 0 | 0 | 0 | 0 | 0 | 0 | 0 | 0 | 0 | 0 | 0 | 0 | 0 | 0 | 0 | 0 | 1 | 1 | 0 | 1 | 0 | 1 | 1 | 1 | 1 | 0 | 0 | 0 | 0 | 0 | 0 | 0 | 0 | 0 | 0 | 0 | 1 | 1 | 0 | 0 | 0 | 0 | 0 | 0 | 0 | 0 | 0 | 0 | 0 | 0 | 0 | 0 | 0 | 0 | 0 | 0 | 0 | 0 | 0 | 0 | 0 | 0 | 0 | 0 | 0 | 0 | 0 | 0 | 0 | 0 | 0 | 0 | 0 | 0 | Northern_California_Li_Battery_4hr | Northern_California_Li_Battery_8hr | Northern_California_Solar |  | Northern_California_Wind |  |  |  | Northern_California | Northern_California
SDGE | Point Loma | 69 | CA | 92107 | SAN DIEGO | 3 | 0 | 0 | 0 | 0 | 0 | 0 | 0 | 0 | 0 | 0 | 0 | 0 | 0 | 0 | 0 | 0 | 0 | 0 | 0 | 0 | 0 | 0 | 0 | 0 | 0 | 0 | 0 | 0 | 1 | 0 | 1 | 0 | 1 | 0 | 0 | 0 | 0 | 0 | 0 | 0 | 0 | 0 | 0 | 0 | 0 | 0 | 0 | 0 | 0 | 0 | 0 | 0 | 0 | 0 | 0 | 0 | 0 | 0 | 0 | 0 | 0 | 0 | 0 | 0 | 0 | 0 | 0 | 0 | 0 | 0 | 0 | 0 | 0 | 0 | 0 | 0 | 0 | 0 | 0 | 0 | 0 | 0 | 0 | 0 | 0 | 0 | 0 | 0 | 0 | 0 | 0 | 0 | 0 | 0 | 0 | 0 | 0 | San_Diego_Li_Battery_4hr | San_Diego_Li_Battery_8hr | San_Diego_Solar |  | 0 |  |  |  | Greater_SD | Greater_SD
SDGE | Pomerado | 69 | CA | 92064 | SAN DIEGO | 5 | 0 | 0 | 0 | 0 | 0 | 0 | 0 | 0 | 0 | 0 | 0 | 0 | 0 | 0 | 0 | 0 | 0 | 0 | 0 | 0 | 0 | 0 | 0 | 0 | 0 | 1 | 0 | 0 | 1 | 0 | 1 | 0 | 1 | 0 | 0 | 0 | 0 | 1 | 0 | 0 | 0 | 0 | 0 | 0 | 0 | 0 | 0 | 0 | 0 | 0 | 0 | 0 | 0 | 0 | 0 | 0 | 0 | 0 | 0 | 0 | 0 | 0 | 0 | 0 | 0 | 0 | 0 | 0 | 0 | 0 | 0 | 0 | 0 | 0 | 0 | 0 | 0 | 0 | 0 | 0 | 0 | 0 | 0 | 0 | 0 | 0 | 0 | 0 | 0 | 0 | 0 | 0 | 0 | 0 | 0 | 0 | 0 | San_Diego_Li_Battery_4hr | San_Diego_Li_Battery_8hr | San_Diego_Solar |  | 0 |  |  |  | Greater_SD | Greater_SD
PG&E KERN | Poso Mountain | 115 | CA | 93308 | KERN | 5 | 0 | 0 | 0 | 0 | 0 | 0 | 0 | 0 | 0 | 0 | 0 | 0 | 0 | 0 | 0 | 0 | 0 | 0 | 0 | 0 | 0 | 0 | 0 | 0 | 0 | 0 | 0 | 0 | 0 | 0 | 0 | 0 | 0 | 0 | 0 | 0 | 0 | 0 | 0 | 0 | 0 | 0 | 0 | 0 | 0 | 0 | 0 | 0 | 0 | 0 | 0 | 0 | 0 | 0 | 0 | 0 | 0 | 0 | 0 | 0 | 0 | 0 | 0 | 0 | 0 | 0 | 0 | 0 | 1 | 0 | 1 | 0 | 0 | 0 | 1 | 0 | 0 | 0 | 1 | 0 | 0 | 0 | 0 | 0 | 0 | 0 | 0 | 0 | 0 | 0 | 0 | 0 | 0 | 0 | 1 | 0 | 0 | Southern_PGAE_Li_Battery_4hr | Southern_PGAE_Li_Battery_8hr | Southern_PGAE_Solar |  | Central_Valley_North_Los_Banos_Wind |  |  |  | Southern_PGAE | Central_Valley_North_Los_Banos
EOP | Primm | 230 | NV | 89019 | CLARK | 2 | 0 | 0 | 0 | 0 | 0 | 0 | 0 | 0 | 0 | 0 | 0 | 0 | 0 | 0 | 0 | 0 | 0 | 0 | 0 | 0 | 0 | 0 | 0 | 1 | 1 | 0 | 0 | 0 | 0 | 0 | 0 | 0 | 0 | 0 | 0 | 0 | 0 | 0 | 0 | 0 | 0 | 0 | 0 | 0 | 0 | 0 | 0 | 0 | 0 | 0 | 0 | 0 | 0 | 0 | 0 | 0 | 0 | 0 | 0 | 0 | 0 | 0 | 0 | 0 | 0 | 0 | 0 | 0 | 0 | 0 | 0 | 0 | 0 | 0 | 0 | 0 | 0 | 0 | 0 | 0 | 0 | 0 | 0 | 0 | 0 | 0 | 0 | 0 | 0 | 0 | 0 | 0 | 0 | 0 | 0 | 0 | 0 | Southern_NV_Eldorado_Li_Battery_4hr | Southern_NV_Eldorado_Li_Battery_8hr | Southern_NV_Eldorado_Solar |  | Southern_NV_Eldorado_Wind |  |  |  | Southern_NV_Eldorado | Southern_NV_Eldorado
PG&E NGBA | Putah Creek | 115 | CA | 95694 | YOLO | 5 | 0 | 0 | 0 | 0 | 0 | 0 | 0 | 0 | 0 | 0 | 0 | 0 | 0 | 0 | 0 | 0 | 0 | 0 | 0 | 0 | 0 | 0 | 0 | 0 | 0 | 0 | 0 | 0 | 0 | 0 | 0 | 0 | 0 | 0 | 0 | 0 | 0 | 0 | 0 | 1 | 0 | 0 | 0 | 0 | 0 | 0 | 0 | 0 | 0 | 0 | 0 | 0 | 0 | 1 | 1 | 1 | 0 | 0 | 0 | 0 | 0 | 0 | 0 | 0 | 0 | 0 | 1 | 0 | 0 | 0 | 0 | 0 | 0 | 0 | 0 | 0 | 0 | 0 | 0 | 0 | 0 | 0 | 0 | 0 | 0 | 0 | 0 | 0 | 0 | 0 | 0 | 0 | 0 | 0 | 0 | 0 | 0 | Northern_California_Li_Battery_4hr | Northern_California_Li_Battery_8hr | Northern_California_Solar |  | Solano_Wind |  |  |  | Northern_California | Solano
SDGE | Q1806 | 138 | CA |  |  | 2 | 0 | 0 | 0 | 0 | 0 | 0 | 0 | 0 | 0 | 0 | 0 | 0 | 0 | 0 | 0 | 0 | 0 | 0 | 0 | 0 | 0 | 0 | 0 | 0 | 0 | 0 | 0 | 0 | 0 | 0 | 0 | 0 | 0 | 0 | 0 | 0 | 0 | 1 | 1 | 0 | 0 | 0 | 0 | 0 | 0 | 0 | 0 | 0 | 0 | 0 | 0 | 0 | 0 | 0 | 0 | 0 | 0 | 0 | 0 | 0 | 0 | 0 | 0 | 0 | 0 | 0 | 0 | 0 | 0 | 0 | 0 | 0 | 0 | 0 | 0 | 0 | 0 | 0 | 0 | 0 | 0 | 0 | 0 | 0 | 0 | 0 | 0 | 0 | 0 | 0 | 0 | 0 | 0 | 0 | 0 | 0 | 0 | Greater_LA_Li_Battery_4hr | Greater_LA_Li_Battery_8hr | Greater_LA_Solar |  | 0 |  |  |  | Greater_LA | Greater_LA
PG&E FRESNO | Quinto | 230 | CA |  |  | 2 | 0 | 0 | 0 | 0 | 0 | 0 | 0 | 0 | 0 | 0 | 0 | 0 | 0 | 0 | 0 | 0 | 0 | 0 | 0 | 0 | 0 | 0 | 0 | 0 | 0 | 0 | 0 | 0 | 0 | 0 | 0 | 0 | 0 | 0 | 0 | 0 | 0 | 0 | 0 | 0 | 0 | 0 | 0 | 0 | 0 | 0 | 0 | 0 | 0 | 0 | 0 | 0 | 0 | 0 | 0 | 0 | 0 | 0 | 0 | 0 | 0 | 0 | 0 | 0 | 0 | 0 | 0 | 0 | 0 | 0 | 0 | 0 | 0 | 0 | 0 | 0 | 0 | 0 | 0 | 1 | 0 | 0 | 0 | 0 | 0 | 1 | 0 | 0 | 0 | 0 | 0 | 0 | 0 | 0 | 0 | 0 | 0 | Southern_PGAE_Li_Battery_4hr | Southern_PGAE_Li_Battery_8hr | Southern_PGAE_Solar |  | Central_Valley_North_Los_Banos_Wind |  |  |  | Southern_PGAE | Central_Valley_North_Los_Banos
PG&E GBA | Race Track | 115 | CA | 95370 | TUOLUMNE | 5 | 0 | 0 | 0 | 0 | 0 | 0 | 0 | 0 | 0 | 0 | 0 | 0 | 0 | 0 | 0 | 0 | 0 | 0 | 0 | 0 | 0 | 0 | 0 | 0 | 0 | 0 | 0 | 0 | 0 | 0 | 0 | 0 | 0 | 0 | 0 | 0 | 0 | 0 | 0 | 0 | 0 | 0 | 0 | 0 | 0 | 1 | 0 | 0 | 0 | 0 | 0 | 0 | 0 | 0 | 0 | 1 | 0 | 1 | 0 | 1 | 0 | 0 | 0 | 0 | 0 | 1 | 0 | 0 | 0 | 0 | 0 | 0 | 0 | 0 | 0 | 0 | 0 | 0 | 0 | 0 | 0 | 0 | 0 | 0 | 0 | 0 | 0 | 0 | 0 | 0 | 0 | 0 | 0 | 0 | 0 | 0 | 0 | Northern_California_Li_Battery_4hr | Northern_California_Li_Battery_8hr | Northern_California_Solar |  | Central_Valley_North_Los_Banos_Wind |  |  |  | Northern_California | El_Dorado_Mariposa
SDGE | Rancho Mission Viejo | 138 | CA | 92675 | ORANGE | 3 | 0 | 0 | 0 | 0 | 0 | 0 | 0 | 0 | 0 | 0 | 0 | 0 | 0 | 0 | 0 | 0 | 0 | 0 | 0 | 0 | 0 | 0 | 0 | 0 | 0 | 1 | 0 | 0 | 0 | 0 | 0 | 0 | 0 | 0 | 0 | 0 | 0 | 1 | 1 | 0 | 0 | 0 | 0 | 0 | 0 | 0 | 0 | 0 | 0 | 0 | 0 | 0 | 0 | 0 | 0 | 0 | 0 | 0 | 0 | 0 | 0 | 0 | 0 | 0 | 0 | 0 | 0 | 0 | 0 | 0 | 0 | 0 | 0 | 0 | 0 | 0 | 0 | 0 | 0 | 0 | 0 | 0 | 0 | 0 | 0 | 0 | 0 | 0 | 0 | 0 | 0 | 0 | 0 | 0 | 0 | 0 | 0 | Greater_LA_Li_Battery_4hr | Greater_LA_Li_Battery_8hr | Greater_LA_Solar |  | 0 |  |  |  | Greater_LA | Greater_LA
PG&E GBA | Rancho Seco | 230 | CA | 95638 | SACRAMENTO | 3 | 0 | 0 | 0 | 0 | 0 | 0 | 0 | 0 | 0 | 0 | 0 | 0 | 0 | 0 | 0 | 0 | 0 | 0 | 0 | 0 | 0 | 0 | 0 | 0 | 0 | 0 | 0 | 0 | 0 | 0 | 0 | 0 | 0 | 0 | 0 | 0 | 0 | 0 | 0 | 0 | 0 | 0 | 0 | 0 | 0 | 1 | 0 | 0 | 0 | 0 | 0 | 0 | 0 | 0 | 0 | 0 | 0 | 0 | 0 | 1 | 1 | 0 | 0 | 0 | 0 | 0 | 0 | 0 | 0 | 0 | 0 | 0 | 0 | 0 | 0 | 0 | 0 | 0 | 0 | 0 | 0 | 0 | 0 | 0 | 0 | 0 | 0 | 0 | 0 | 0 | 0 | 0 | 0 | 0 | 0 | 0 | 0 | Northern_California_Li_Battery_4hr | Northern_California_Li_Battery_8hr | Northern_California_Solar |  | Solano_Wind |  |  |  | Northern_California | Solano
SCE Metro | Rancho Vista | 230 | CA | 91730 | SAN BERNARDINO | 1 | 0 | 0 | 0 | 0 | 0 | 0 | 0 | 0 | 0 | 1 | 0 | 0 | 0 | 0 | 0 | 0 | 0 | 0 | 0 | 0 | 0 | 0 | 0 | 0 | 0 | 0 | 0 | 0 | 0 | 0 | 0 | 0 | 0 | 0 | 0 | 0 | 0 | 0 | 0 | 0 | 0 | 0 | 0 | 0 | 0 | 0 | 0 | 0 | 0 | 0 | 0 | 0 | 0 | 0 | 0 | 0 | 0 | 0 | 0 | 0 | 0 | 0 | 0 | 0 | 0 | 0 | 0 | 0 | 0 | 0 | 0 | 0 | 0 | 0 | 0 | 0 | 0 | 0 | 0 | 0 | 0 | 0 | 0 | 0 | 0 | 0 | 0 | 0 | 0 | 0 | 0 | 0 | 0 | 0 | 0 | 0 | 0 | Greater_LA_Li_Battery_4hr | Greater_LA_Li_Battery_8hr | Greater_LA_Solar |  | Greater_Kramer_Wind |  |  |  | Greater_LA | Greater_Kramer
SCE Metro | Rancho Vista | 500 | CA | 91730 | SAN BERNARDINO | 1 | 0 | 0 | 0 | 0 | 0 | 0 | 0 | 0 | 0 | 1 | 0 | 0 | 0 | 0 | 0 | 0 | 0 | 0 | 0 | 0 | 0 | 0 | 0 | 0 | 0 | 0 | 0 | 0 | 0 | 0 | 0 | 0 | 0 | 0 | 0 | 0 | 0 | 0 | 0 | 0 | 0 | 0 | 0 | 0 | 0 | 0 | 0 | 0 | 0 | 0 | 0 | 0 | 0 | 0 | 0 | 0 | 0 | 0 | 0 | 0 | 0 | 0 | 0 | 0 | 0 | 0 | 0 | 0 | 0 | 0 | 0 | 0 | 0 | 0 | 0 | 0 | 0 | 0 | 0 | 0 | 0 | 0 | 0 | 0 | 0 | 0 | 0 | 0 | 0 | 0 | 0 | 0 | 0 | 0 | 0 | 0 | 0 | Greater_LA_Li_Battery_4hr | Greater_LA_Li_Battery_8hr | Greater_LA_Solar |  | Greater_Kramer_Wind |  |  |  | Greater_LA | Greater_Kramer
SCE NOL | Ransburg | 115 | CA | 93528 | KERN | 3 | 0 | 0 | 0 | 0 | 0 | 0 | 0 | 0 | 0 | 0 | 0 | 1 | 1 | 1 | 0 | 0 | 0 | 0 | 0 | 0 | 0 | 0 | 0 | 0 | 0 | 0 | 0 | 0 | 0 | 0 | 0 | 0 | 0 | 0 | 0 | 0 | 0 | 0 | 0 | 0 | 0 | 0 | 0 | 0 | 0 | 0 | 0 | 0 | 0 | 0 | 0 | 0 | 0 | 0 | 0 | 0 | 0 | 0 | 0 | 0 | 0 | 0 | 0 | 0 | 0 | 0 | 0 | 0 | 0 | 0 | 0 | 0 | 0 | 0 | 0 | 0 | 0 | 0 | 0 | 0 | 0 | 0 | 0 | 0 | 0 | 0 | 0 | 0 | 0 | 0 | 0 | 0 | 0 | 0 | 0 | 0 | 0 | Greater_Kramer_Li_Battery_4hr | Greater_Kramer_Li_Battery_8hr | Greater_Kramer_Solar |  | Greater_Kramer_Wind |  |  |  | Greater_Kramer | Greater_Kramer (Exclude)
PG&E GBA | Ravenswood | 115 | CA | 94025 | San Mateo | 3 | 0 | 0 | 0 | 0 | 0 | 0 | 0 | 0 | 0 | 0 | 0 | 0 | 0 | 0 | 0 | 0 | 0 | 0 | 0 | 0 | 0 | 0 | 0 | 0 | 0 | 0 | 0 | 0 | 0 | 0 | 0 | 0 | 0 | 0 | 0 | 0 | 0 | 0 | 0 | 1 | 0 | 0 | 0 | 0 | 0 | 0 | 0 | 0 | 0 | 0 | 0 | 0 | 1 | 0 | 0 | 1 | 0 | 0 | 0 | 0 | 0 | 0 | 0 | 0 | 0 | 0 | 0 | 0 | 0 | 0 | 0 | 0 | 0 | 0 | 0 | 0 | 0 | 0 | 0 | 0 | 0 | 0 | 0 | 0 | 0 | 0 | 0 | 0 | 0 | 0 | 0 | 0 | 0 | 0 | 0 | 0 | 0 | Northern_California_Li_Battery_4hr | Northern_California_Li_Battery_8hr | Northern_California_Solar |  | Kern_Greater_Carrizo_Wind |  |  |  | Northern_California | Peninsula_Monterey
PG&E GBA | Ravenswood | 230 | CA | 94025 | San Mateo | 3 | 0 | 0 | 0 | 0 | 0 | 0 | 0 | 0 | 0 | 0 | 0 | 0 | 0 | 0 | 0 | 0 | 0 | 0 | 0 | 0 | 0 | 0 | 0 | 0 | 0 | 0 | 0 | 0 | 0 | 0 | 0 | 0 | 0 | 0 | 0 | 0 | 0 | 0 | 0 | 1 | 0 | 0 | 0 | 0 | 0 | 0 | 0 | 0 | 0 | 0 | 0 | 0 | 1 | 0 | 0 | 1 | 0 | 0 | 0 | 0 | 0 | 0 | 0 | 0 | 0 | 0 | 0 | 0 | 0 | 0 | 0 | 0 | 0 | 0 | 0 | 0 | 0 | 0 | 0 | 0 | 0 | 0 | 0 | 0 | 0 | 0 | 0 | 0 | 0 | 0 | 0 | 0 | 0 | 0 | 0 | 0 | 0 | Northern_California_Li_Battery_4hr | Northern_California_Li_Battery_8hr | Northern_California_Solar |  | Kern_Greater_Carrizo_Wind |  |  |  | Northern_California | Peninsula_Monterey
SCE Northern | Rector | 230 | CA | 93292 | TULARE | 4 | 1 | 0 | 1 | 0 | 0 | 1 | 1 | 0 | 0 | 0 | 0 | 0 | 0 | 0 | 0 | 0 | 0 | 0 | 0 | 0 | 0 | 0 | 0 | 0 | 0 | 0 | 0 | 0 | 0 | 0 | 0 | 0 | 0 | 0 | 0 | 0 | 0 | 0 | 0 | 0 | 0 | 0 | 0 | 0 | 0 | 0 | 0 | 0 | 0 | 0 | 0 | 0 | 0 | 0 | 0 | 0 | 0 | 0 | 0 | 0 | 0 | 0 | 0 | 0 | 0 | 0 | 0 | 0 | 0 | 0 | 0 | 0 | 0 | 0 | 0 | 0 | 0 | 0 | 0 | 0 | 0 | 0 | 0 | 0 | 0 | 0 | 0 | 0 | 0 | 0 | 0 | 0 | 0 | 0 | 0 | 0 | 0 | Tehachapi_Li_Battery_4hr | Tehachapi_Li_Battery_8hr | Tehachapi_Solar |  | Central_Valley_North_Los_Banos_Wind |  |  |  | Tehachapi | Central_Valley_North_Los_Banos
SCE Eastern | Red Bluff | 230 | CA | 92239 | RIVERSIDE | 4 | 0 | 0 | 0 | 0 | 0 | 0 | 0 | 0 | 0 | 0 | 0 | 0 | 0 | 0 | 0 | 0 | 0 | 1 | 0 | 1 | 1 | 1 | 0 | 0 | 0 | 0 | 0 | 0 | 0 | 0 | 0 | 0 | 0 | 0 | 0 | 0 | 0 | 0 | 0 | 0 | 0 | 0 | 0 | 0 | 0 | 0 | 0 | 0 | 0 | 0 | 0 | 0 | 0 | 0 | 0 | 0 | 0 | 0 | 0 | 0 | 0 | 0 | 0 | 0 | 0 | 0 | 0 | 0 | 0 | 0 | 0 | 0 | 0 | 0 | 0 | 0 | 0 | 0 | 0 | 0 | 0 | 0 | 0 | 0 | 0 | 0 | 0 | 0 | 0 | 0 | 0 | 0 | 0 | 0 | 0 | 0 | 0 | Riverside_Li_Battery_4hr | Riverside_Li_Battery_8hr | Riverside_Solar |  | Riverside_Palm_Springs_Wind |  |  |  | Riverside | Riverside (Exclude)
SCE Eastern | Red Bluff | 500 | CA | 92239 | RIVERSIDE | 3 | 0 | 0 | 0 | 0 | 0 | 0 | 0 | 0 | 0 | 0 | 0 | 0 | 0 | 0 | 0 | 0 | 0 | 1 | 0 | 1 | 0 | 1 | 0 | 0 | 0 | 0 | 0 | 0 | 0 | 0 | 0 | 0 | 0 | 0 | 0 | 0 | 0 | 0 | 0 | 0 | 0 | 0 | 0 | 0 | 0 | 0 | 0 | 0 | 0 | 0 | 0 | 0 | 0 | 0 | 0 | 0 | 0 | 0 | 0 | 0 | 0 | 0 | 0 | 0 | 0 | 0 | 0 | 0 | 0 | 0 | 0 | 0 | 0 | 0 | 0 | 0 | 0 | 0 | 0 | 0 | 0 | 0 | 0 | 0 | 0 | 0 | 0 | 0 | 0 | 0 | 0 | 0 | 0 | 0 | 0 | 0 | 0 | Riverside_Li_Battery_4hr | Riverside_Li_Battery_8hr | Riverside_Solar |  | Riverside_Palm_Springs_Wind |  |  |  | Riverside | Riverside (Exclude)
PG&E NGBA | Redbud | 115 | CA | 95423 | Lake | 3 | 0 | 0 | 0 | 0 | 0 | 0 | 0 | 0 | 0 | 0 | 0 | 0 | 0 | 0 | 0 | 0 | 0 | 0 | 0 | 0 | 0 | 0 | 0 | 0 | 0 | 0 | 0 | 0 | 0 | 0 | 0 | 0 | 0 | 0 | 0 | 0 | 0 | 0 | 0 | 1 | 0 | 0 | 0 | 0 | 0 | 0 | 0 | 0 | 0 | 0 | 0 | 0 | 1 | 0 | 0 | 0 | 0 | 0 | 0 | 0 | 0 | 0 | 0 | 0 | 0 | 0 | 1 | 0 | 0 | 0 | 0 | 0 | 0 | 0 | 0 | 0 | 0 | 0 | 0 | 0 | 0 | 0 | 0 | 0 | 0 | 0 | 0 | 0 | 0 | 0 | 0 | 0 | 0 | 0 | 0 | 0 | 0 | Northern_California_Li_Battery_4hr | Northern_California_Li_Battery_8hr | Northern_California_Solar |  | Northern_California_Wind |  |  |  | Northern_California | Northern_California
SCE Metro | Redondo | 230 | CA | 90277 | LOS ANGELES | 1 | 0 | 0 | 0 | 0 | 0 | 0 | 0 | 0 | 0 | 1 | 0 | 0 | 0 | 0 | 0 | 0 | 0 | 0 | 0 | 0 | 0 | 0 | 0 | 0 | 0 | 0 | 0 | 0 | 0 | 0 | 0 | 0 | 0 | 0 | 0 | 0 | 0 | 0 | 0 | 0 | 0 | 0 | 0 | 0 | 0 | 0 | 0 | 0 | 0 | 0 | 0 | 0 | 0 | 0 | 0 | 0 | 0 | 0 | 0 | 0 | 0 | 0 | 0 | 0 | 0 | 0 | 0 | 0 | 0 | 0 | 0 | 0 | 0 | 0 | 0 | 0 | 0 | 0 | 0 | 0 | 0 | 0 | 0 | 0 | 0 | 0 | 0 | 0 | 0 | 0 | 0 | 0 | 0 | 0 | 0 | 0 | 0 | Greater_LA_Li_Battery_4hr | Greater_LA_Li_Battery_8hr | Greater_LA_Solar |  | 0 |  |  |  | Greater_LA | Greater_LA
PG&E FRESNO | Reedley | 115 | CA | 93654 | Fresno | 7 | 0 | 0 | 0 | 0 | 0 | 0 | 0 | 0 | 0 | 0 | 0 | 0 | 0 | 0 | 0 | 0 | 0 | 0 | 0 | 0 | 0 | 0 | 0 | 0 | 0 | 0 | 0 | 0 | 0 | 0 | 0 | 0 | 0 | 0 | 0 | 0 | 0 | 0 | 0 | 0 | 0 | 0 | 0 | 0 | 0 | 1 | 0 | 0 | 0 | 0 | 0 | 0 | 0 | 0 | 0 | 0 | 0 | 0 | 0 | 0 | 0 | 0 | 0 | 0 | 0 | 0 | 0 | 0 | 0 | 0 | 0 | 0 | 0 | 0 | 0 | 0 | 0 | 0 | 1 | 0 | 0 | 1 | 0 | 0 | 1 | 1 | 0 | 0 | 0 | 1 | 0 | 0 | 0 | 0 | 1 | 0 | 0 | Southern_PGAE_Li_Battery_4hr | Southern_PGAE_Li_Battery_8hr | Southern_PGAE_Solar |  | Central_Valley_North_Los_Banos_Wind |  |  |  | Southern_PGAE | Central_Valley_North_Los_Banos
PG&E KERN | Renfro | 115 | CA | 93314 | KERN | 4 | 0 | 0 | 0 | 0 | 0 | 0 | 0 | 0 | 0 | 0 | 0 | 0 | 0 | 0 | 0 | 0 | 0 | 0 | 0 | 0 | 0 | 0 | 0 | 0 | 0 | 0 | 0 | 0 | 0 | 0 | 0 | 0 | 0 | 0 | 0 | 0 | 0 | 0 | 0 | 0 | 0 | 0 | 0 | 0 | 0 | 0 | 0 | 0 | 0 | 0 | 0 | 0 | 0 | 0 | 0 | 0 | 0 | 0 | 0 | 0 | 0 | 0 | 0 | 0 | 0 | 0 | 0 | 1 | 0 | 0 | 0 | 0 | 0 | 0 | 1 | 0 | 0 | 0 | 1 | 1 | 0 | 0 | 0 | 0 | 0 | 0 | 0 | 0 | 0 | 0 | 0 | 0 | 0 | 0 | 0 | 0 | 0 | Southern_PGAE_Li_Battery_4hr | Southern_PGAE_Li_Battery_8hr | Southern_PGAE_Solar |  | Central_Valley_North_Los_Banos_Wind |  |  |  | Southern_PGAE | Central_Valley_North_Los_Banos
PG&E GBA | Richmond R | 115 | CA | 94804 | CONTRA COSTA | 10 | 0 | 0 | 0 | 0 | 0 | 0 | 0 | 0 | 0 | 0 | 0 | 0 | 0 | 0 | 0 | 0 | 0 | 0 | 0 | 0 | 0 | 0 | 0 | 0 | 0 | 0 | 0 | 0 | 0 | 0 | 0 | 0 | 0 | 0 | 0 | 0 | 0 | 0 | 0 | 1 | 0 | 0 | 0 | 0 | 0 | 0 | 0 | 0 | 0 | 1 | 0 | 0 | 1 | 1 | 1 | 1 | 0 | 0 | 1 | 1 | 0 | 1 | 0 | 0 | 0 | 1 | 0 | 0 | 0 | 0 | 0 | 0 | 0 | 0 | 0 | 0 | 0 | 0 | 0 | 0 | 0 | 0 | 0 | 0 | 0 | 0 | 0 | 0 | 0 | 0 | 0 | 0 | 0 | 0 | 0 | 0 | 0 | Northern_California_Li_Battery_4hr | Northern_California_Li_Battery_8hr | Northern_California_Solar |  | Solano_Wind |  |  |  | Northern_California | Solano
PG&E NGBA | Rincon | 115 | CA | 95409 | SONOMA | 9 | 0 | 0 | 0 | 0 | 0 | 0 | 0 | 0 | 0 | 0 | 0 | 0 | 0 | 0 | 0 | 0 | 0 | 0 | 0 | 0 | 0 | 0 | 0 | 0 | 0 | 0 | 0 | 0 | 0 | 0 | 0 | 0 | 0 | 0 | 0 | 0 | 0 | 0 | 0 | 1 | 0 | 1 | 0 | 0 | 0 | 0 | 0 | 0 | 0 | 0 | 0 | 1 | 1 | 1 | 1 | 1 | 0 | 0 | 0 | 0 | 0 | 0 | 0 | 0 | 0 | 1 | 1 | 0 | 0 | 0 | 0 | 0 | 0 | 0 | 0 | 0 | 0 | 0 | 0 | 0 | 0 | 0 | 0 | 0 | 0 | 0 | 0 | 0 | 0 | 0 | 0 | 0 | 0 | 0 | 0 | 0 | 0 | Northern_California_Li_Battery_4hr | Northern_California_Li_Battery_8hr | Northern_California_Solar |  | Northern_California_Wind |  |  |  | Northern_California | Mendocino_Marin
PG&E KERN | Rio Bravo | 115 | CA | 93263 | KERN | 4 | 0 | 0 | 0 | 0 | 0 | 0 | 0 | 0 | 0 | 0 | 0 | 0 | 0 | 0 | 0 | 0 | 0 | 0 | 0 | 0 | 0 | 0 | 0 | 0 | 0 | 0 | 0 | 0 | 0 | 0 | 0 | 0 | 0 | 0 | 0 | 0 | 0 | 0 | 0 | 0 | 0 | 0 | 0 | 0 | 0 | 0 | 0 | 0 | 0 | 0 | 0 | 0 | 0 | 0 | 0 | 0 | 0 | 0 | 0 | 0 | 0 | 0 | 0 | 0 | 0 | 0 | 0 | 1 | 0 | 0 | 0 | 0 | 0 | 0 | 1 | 0 | 0 | 0 | 1 | 1 | 0 | 0 | 0 | 0 | 0 | 0 | 0 | 0 | 0 | 0 | 0 | 0 | 0 | 0 | 0 | 0 | 0 | Southern_PGAE_Li_Battery_4hr | Southern_PGAE_Li_Battery_8hr | Southern_PGAE_Solar |  | Central_Valley_North_Los_Banos_Wind |  |  |  | Southern_PGAE | Central_Valley_North_Los_Banos
SCE Metro | Rio Hondo | 230 | CA | 91706 | LOS ANGELES | 1 | 0 | 0 | 0 | 0 | 0 | 0 | 0 | 0 | 0 | 1 | 0 | 0 | 0 | 0 | 0 | 0 | 0 | 0 | 0 | 0 | 0 | 0 | 0 | 0 | 0 | 0 | 0 | 0 | 0 | 0 | 0 | 0 | 0 | 0 | 0 | 0 | 0 | 0 | 0 | 0 | 0 | 0 | 0 | 0 | 0 | 0 | 0 | 0 | 0 | 0 | 0 | 0 | 0 | 0 | 0 | 0 | 0 | 0 | 0 | 0 | 0 | 0 | 0 | 0 | 0 | 0 | 0 | 0 | 0 | 0 | 0 | 0 | 0 | 0 | 0 | 0 | 0 | 0 | 0 | 0 | 0 | 0 | 0 | 0 | 0 | 0 | 0 | 0 | 0 | 0 | 0 | 0 | 0 | 0 | 0 | 0 | 0 | Greater_LA_Li_Battery_4hr | Greater_LA_Li_Battery_8hr | Greater_LA_Solar |  | 0 |  |  |  | Greater_LA | Greater_LA
PG&E NGBA | Rio Oso | 115 | CA | 95674 | SUTTER | 9 | 0 | 0 | 0 | 0 | 0 | 0 | 0 | 0 | 0 | 0 | 0 | 0 | 0 | 0 | 0 | 0 | 0 | 0 | 0 | 0 | 0 | 0 | 0 | 0 | 0 | 0 | 0 | 0 | 0 | 0 | 0 | 0 | 0 | 0 | 0 | 0 | 0 | 0 | 0 | 1 | 1 | 0 | 1 | 0 | 1 | 1 | 1 | 1 | 0 | 0 | 0 | 0 | 0 | 0 | 0 | 0 | 0 | 0 | 0 | 1 | 1 | 0 | 0 | 0 | 0 | 0 | 0 | 0 | 0 | 0 | 0 | 0 | 0 | 0 | 0 | 0 | 0 | 0 | 0 | 0 | 0 | 0 | 0 | 0 | 0 | 0 | 0 | 0 | 0 | 0 | 0 | 0 | 0 | 0 | 0 | 0 | 0 | Northern_California_Li_Battery_4hr | Northern_California_Li_Battery_8hr | Northern_California_Solar |  | Northern_California_Wind |  |  |  | Northern_California | Northern_California
PG&E NGBA | Rio Oso | 230 | CA | 95674 | SUTTER | 9 | 0 | 0 | 0 | 0 | 0 | 0 | 0 | 0 | 0 | 0 | 0 | 0 | 0 | 0 | 0 | 0 | 0 | 0 | 0 | 0 | 0 | 0 | 0 | 0 | 0 | 0 | 0 | 0 | 0 | 0 | 0 | 0 | 0 | 0 | 0 | 0 | 0 | 0 | 0 | 1 | 1 | 0 | 1 | 0 | 1 | 1 | 1 | 1 | 0 | 0 | 0 | 0 | 0 | 0 | 0 | 0 | 0 | 0 | 0 | 1 | 1 | 0 | 0 | 0 | 0 | 0 | 0 | 0 | 0 | 0 | 0 | 0 | 0 | 0 | 0 | 0 | 0 | 0 | 0 | 0 | 0 | 0 | 0 | 0 | 0 | 0 | 0 | 0 | 0 | 0 | 0 | 0 | 0 | 0 | 0 | 0 | 0 | Northern_California_Li_Battery_4hr | Northern_California_Li_Battery_8hr | Northern_California_Solar |  | Northern_California_Wind |  |  |  | Northern_California | Northern_California
PG&E GBA | Ripon | 115 | CA | 95366 | SAN JOAQUIN | 6 | 0 | 0 | 0 | 0 | 0 | 0 | 0 | 0 | 0 | 0 | 0 | 0 | 0 | 0 | 0 | 0 | 0 | 0 | 0 | 0 | 0 | 0 | 0 | 0 | 0 | 0 | 0 | 0 | 0 | 0 | 0 | 0 | 0 | 0 | 0 | 0 | 0 | 0 | 0 | 0 | 0 | 0 | 0 | 0 | 0 | 1 | 0 | 0 | 0 | 0 | 0 | 0 | 0 | 0 | 0 | 1 | 0 | 1 | 0 | 1 | 0 | 0 | 0 | 1 | 0 | 1 | 0 | 0 | 0 | 0 | 0 | 0 | 0 | 0 | 0 | 0 | 0 | 0 | 0 | 0 | 0 | 0 | 0 | 0 | 0 | 0 | 0 | 0 | 0 | 0 | 0 | 0 | 0 | 0 | 0 | 0 | 0 | Northern_California_Li_Battery_4hr | Northern_California_Li_Battery_8hr | Northern_California_Solar |  | Solano_Wind |  |  |  | Northern_California | Solano
PG&E GBA | Riverbank | 115 | CA | 95361 | STANISLAUS | 5 | 0 | 0 | 0 | 0 | 0 | 0 | 0 | 0 | 0 | 0 | 0 | 0 | 0 | 0 | 0 | 0 | 0 | 0 | 0 | 0 | 0 | 0 | 0 | 0 | 0 | 0 | 0 | 0 | 0 | 0 | 0 | 0 | 0 | 0 | 0 | 0 | 0 | 0 | 0 | 0 | 0 | 0 | 0 | 0 | 0 | 1 | 0 | 0 | 0 | 0 | 0 | 0 | 0 | 0 | 0 | 1 | 0 | 1 | 0 | 1 | 0 | 0 | 0 | 0 | 0 | 1 | 0 | 0 | 0 | 0 | 0 | 0 | 0 | 0 | 0 | 0 | 0 | 0 | 0 | 0 | 0 | 0 | 0 | 0 | 0 | 0 | 0 | 0 | 0 | 0 | 0 | 0 | 0 | 0 | 0 | 0 | 0 | Southern_PGAE_Li_Battery_4hr | Southern_PGAE_Li_Battery_8hr | Southern_PGAE_Solar |  | Central_Valley_North_Los_Banos_Wind |  |  |  | Southern_PGAE | Central_Valley_North_Los_Banos
SCE NOL | Roadway | 115 | CA | 92301 | SAN BERNARDINO | 2 | 0 | 0 | 0 | 0 | 0 | 0 | 0 | 0 | 0 | 0 | 0 | 0 | 1 | 1 | 0 | 0 | 0 | 0 | 0 | 0 | 0 | 0 | 0 | 0 | 0 | 0 | 0 | 0 | 0 | 0 | 0 | 0 | 0 | 0 | 0 | 0 | 0 | 0 | 0 | 0 | 0 | 0 | 0 | 0 | 0 | 0 | 0 | 0 | 0 | 0 | 0 | 0 | 0 | 0 | 0 | 0 | 0 | 0 | 0 | 0 | 0 | 0 | 0 | 0 | 0 | 0 | 0 | 0 | 0 | 0 | 0 | 0 | 0 | 0 | 0 | 0 | 0 | 0 | 0 | 0 | 0 | 0 | 0 | 0 | 0 | 0 | 0 | 0 | 0 | 0 | 0 | 0 | 0 | 0 | 0 | 0 | 0 | Greater_Kramer_Li_Battery_4hr | Greater_Kramer_Li_Battery_8hr | Greater_Kramer_Solar |  | Greater_Kramer_Wind |  |  |  | Greater_Kramer | Greater_Kramer
PG&E NGBA | Rock Creek 1 | 230 | CA | 95915 | PLUMAS | 5 | 0 | 0 | 0 | 0 | 0 | 0 | 0 | 0 | 0 | 0 | 0 | 0 | 0 | 0 | 0 | 0 | 0 | 0 | 0 | 0 | 0 | 0 | 0 | 0 | 0 | 0 | 0 | 0 | 0 | 0 | 0 | 0 | 0 | 0 | 0 | 0 | 0 | 0 | 0 | 1 | 0 | 0 | 0 | 0 | 0 | 1 | 0 | 1 | 0 | 0 | 0 | 0 | 0 | 0 | 0 | 0 | 0 | 0 | 0 | 1 | 1 | 0 | 0 | 0 | 0 | 0 | 0 | 0 | 0 | 0 | 0 | 0 | 0 | 0 | 0 | 0 | 0 | 0 | 0 | 0 | 0 | 0 | 0 | 0 | 0 | 0 | 0 | 0 | 0 | 0 | 0 | 0 | 0 | 0 | 0 | 0 | 0 | Northern_California_Li_Battery_4hr | Northern_California_Li_Battery_8hr | Northern_California_Solar |  | Northern_California_Wind |  |  |  | Northern_California | Northern_California
SCE Northern | Rosamond | 66 | CA | 93560 | Kern | 2 | 1 | 0 | 1 | 0 | 0 | 0 | 0 | 0 | 0 | 0 | 0 | 0 | 0 | 0 | 0 | 0 | 0 | 0 | 0 | 0 | 0 | 0 | 0 | 0 | 0 | 0 | 0 | 0 | 0 | 0 | 0 | 0 | 0 | 0 | 0 | 0 | 0 | 0 | 0 | 0 | 0 | 0 | 0 | 0 | 0 | 0 | 0 | 0 | 0 | 0 | 0 | 0 | 0 | 0 | 0 | 0 | 0 | 0 | 0 | 0 | 0 | 0 | 0 | 0 | 0 | 0 | 0 | 0 | 0 | 0 | 0 | 0 | 0 | 0 | 0 | 0 | 0 | 0 | 0 | 0 | 0 | 0 | 0 | 0 | 0 | 0 | 0 | 0 | 0 | 0 | 0 | 0 | 0 | 0 | 0 | 0 | 0 | Tehachapi_Li_Battery_4hr | Tehachapi_Li_Battery_8hr | Tehachapi_Solar |  | Tehachapi_Wind |  |  |  | Tehachapi | Tehachapi
PG&E GBA | Rossmoor | 230 | CA | 94549 | CONTRA COSTA | 3 | 0 | 0 | 0 | 0 | 0 | 0 | 0 | 0 | 0 | 0 | 0 | 0 | 0 | 0 | 0 | 0 | 0 | 0 | 0 | 0 | 0 | 0 | 0 | 0 | 0 | 0 | 0 | 0 | 0 | 0 | 0 | 0 | 0 | 0 | 0 | 0 | 0 | 0 | 0 | 1 | 0 | 0 | 0 | 0 | 0 | 0 | 0 | 0 | 0 | 0 | 0 | 0 | 0 | 0 | 0 | 1 | 0 | 0 | 0 | 0 | 0 | 0 | 0 | 0 | 0 | 0 | 1 | 0 | 0 | 0 | 0 | 0 | 0 | 0 | 0 | 0 | 0 | 0 | 0 | 0 | 0 | 0 | 0 | 0 | 0 | 0 | 0 | 0 | 0 | 0 | 0 | 0 | 0 | 0 | 0 | 0 | 0 | Northern_California_Li_Battery_4hr | Northern_California_Li_Battery_8hr | Northern_California_Solar |  | Solano_Wind |  |  |  | Northern_California | Solano
PG&E NGBA | Round Mountain | 230 | CA | 96065 | SHASTA | 1 | 0 | 0 | 0 | 0 | 0 | 0 | 0 | 0 | 0 | 0 | 0 | 0 | 0 | 0 | 0 | 0 | 0 | 0 | 0 | 0 | 0 | 0 | 0 | 0 | 0 | 0 | 0 | 0 | 0 | 0 | 0 | 0 | 0 | 0 | 0 | 0 | 0 | 0 | 0 | 1 | 0 | 0 | 0 | 0 | 0 | 0 | 0 | 0 | 0 | 0 | 0 | 0 | 0 | 0 | 0 | 0 | 0 | 0 | 0 | 0 | 0 | 0 | 0 | 0 | 0 | 0 | 0 | 0 | 0 | 0 | 0 | 0 | 0 | 0 | 0 | 0 | 0 | 0 | 0 | 0 | 0 | 0 | 0 | 0 | 0 | 0 | 0 | 0 | 0 | 0 | 0 | 0 | 0 | 0 | 0 | 0 | 0 | Northern_California_Li_Battery_4hr | Northern_California_Li_Battery_8hr | Northern_California_Solar |  | Northern_California_Wind |  |  |  | Northern_California | Northern_California
PG&E NGBA | Round Mountain | 500 | CA | 96065 | SHASTA | 1 | 0 | 0 | 0 | 0 | 0 | 0 | 0 | 0 | 0 | 0 | 0 | 0 | 0 | 0 | 0 | 0 | 0 | 0 | 0 | 0 | 0 | 0 | 0 | 0 | 0 | 0 | 0 | 0 | 0 | 0 | 0 | 0 | 0 | 0 | 0 | 0 | 0 | 0 | 0 | 1 | 0 | 0 | 0 | 0 | 0 | 0 | 0 | 0 | 0 | 0 | 0 | 0 | 0 | 0 | 0 | 0 | 0 | 0 | 0 | 0 | 0 | 0 | 0 | 0 | 0 | 0 | 0 | 0 | 0 | 0 | 0 | 0 | 0 | 0 | 0 | 0 | 0 | 0 | 0 | 0 | 0 | 0 | 0 | 0 | 0 | 0 | 0 | 0 | 0 | 0 | 0 | 0 | 0 | 0 | 0 | 0 | 0 | Northern_California_Li_Battery_4hr | Northern_California_Li_Battery_8hr | Northern_California_Solar |  | Northern_California_Wind |  |  |  | Northern_California | Northern_California
PG&E GBA | Salado | 115 | CA | 95363 | STANISLAUS | 3 | 0 | 0 | 0 | 0 | 0 | 0 | 0 | 0 | 0 | 0 | 0 | 0 | 0 | 0 | 0 | 0 | 0 | 0 | 0 | 0 | 0 | 0 | 0 | 0 | 0 | 0 | 0 | 0 | 0 | 0 | 0 | 0 | 0 | 0 | 0 | 0 | 0 | 0 | 0 | 0 | 0 | 0 | 0 | 0 | 0 | 0 | 0 | 0 | 0 | 0 | 0 | 0 | 0 | 0 | 0 | 1 | 0 | 0 | 0 | 1 | 0 | 0 | 0 | 1 | 0 | 0 | 0 | 0 | 0 | 0 | 0 | 0 | 0 | 0 | 0 | 0 | 0 | 0 | 0 | 0 | 0 | 0 | 0 | 0 | 0 | 0 | 0 | 0 | 0 | 0 | 0 | 0 | 0 | 0 | 0 | 0 | 0 | Southern_PGAE_Li_Battery_4hr | Southern_PGAE_Li_Battery_8hr | Southern_PGAE_Solar |  | Central_Valley_North_Los_Banos_Wind |  |  |  | Southern_PGAE | Central_Valley_North_Los_Banos
PG&E GBA | Salado | 60 | CA | 95363 | STANISLAUS | 3 | 0 | 0 | 0 | 0 | 0 | 0 | 0 | 0 | 0 | 0 | 0 | 0 | 0 | 0 | 0 | 0 | 0 | 0 | 0 | 0 | 0 | 0 | 0 | 0 | 0 | 0 | 0 | 0 | 0 | 0 | 0 | 0 | 0 | 0 | 0 | 0 | 0 | 0 | 0 | 0 | 0 | 0 | 0 | 0 | 0 | 0 | 0 | 0 | 0 | 0 | 0 | 0 | 0 | 0 | 0 | 1 | 0 | 0 | 0 | 1 | 0 | 0 | 0 | 1 | 0 | 0 | 0 | 0 | 0 | 0 | 0 | 0 | 0 | 0 | 0 | 0 | 0 | 0 | 0 | 0 | 0 | 0 | 0 | 0 | 0 | 0 | 0 | 0 | 0 | 0 | 0 | 0 | 0 | 0 | 0 | 0 | 0 | Southern_PGAE_Li_Battery_4hr | Southern_PGAE_Li_Battery_8hr | Southern_PGAE_Solar |  | Central_Valley_North_Los_Banos_Wind |  |  |  | Southern_PGAE | Central_Valley_North_Los_Banos
PG&E GBA | Salinas | 115 | CA | 93901 | Monterey | 2 | 0 | 0 | 0 | 0 | 0 | 0 | 0 | 0 | 0 | 0 | 0 | 0 | 0 | 0 | 0 | 0 | 0 | 0 | 0 | 0 | 0 | 0 | 0 | 0 | 0 | 0 | 0 | 0 | 0 | 0 | 0 | 0 | 0 | 0 | 0 | 0 | 0 | 0 | 0 | 0 | 0 | 0 | 0 | 0 | 0 | 0 | 0 | 0 | 0 | 0 | 0 | 0 | 0 | 0 | 0 | 0 | 0 | 0 | 0 | 0 | 0 | 0 | 0 | 0 | 1 | 0 | 0 | 0 | 0 | 0 | 0 | 0 | 0 | 0 | 0 | 0 | 0 | 0 | 0 | 0 | 0 | 0 | 0 | 0 | 0 | 0 | 0 | 0 | 0 | 0 | 0 | 0 | 0 | 0 | 0 | 0 | 1 | Southern_PGAE_Li_Battery_4hr | Southern_PGAE_Li_Battery_8hr | Southern_PGAE_Solar |  | Kern_Greater_Carrizo_Wind |  |  |  | Southern_PGAE | Peninsula_Monterey
SDGE | Salt Creek | 69 | CA |  |  | 7 | 0 | 0 | 0 | 0 | 0 | 0 | 0 | 0 | 0 | 0 | 0 | 0 | 0 | 0 | 0 | 0 | 0 | 0 | 0 | 0 | 0 | 0 | 0 | 0 | 0 | 0 | 0 | 1 | 1 | 1 | 1 | 0 | 1 | 0 | 0 | 1 | 1 | 0 | 0 | 0 | 0 | 0 | 0 | 0 | 0 | 0 | 0 | 0 | 0 | 0 | 0 | 0 | 0 | 0 | 0 | 0 | 0 | 0 | 0 | 0 | 0 | 0 | 0 | 0 | 0 | 0 | 0 | 0 | 0 | 0 | 0 | 0 | 0 | 0 | 0 | 0 | 0 | 0 | 0 | 0 | 0 | 0 | 0 | 0 | 0 | 0 | 0 | 0 | 0 | 0 | 0 | 0 | 0 | 0 | 0 | 0 | 0 | San_Diego_Li_Battery_4hr | San_Diego_Li_Battery_8hr | San_Diego_Solar |  | 0 |  |  |  | Greater_SD | Greater_SD
SCE Eastern | San Bernardino | 230 | CA | 92408 | SAN BERNARDINO | 2 | 0 | 0 | 0 | 0 | 0 | 0 | 0 | 0 | 0 | 0 | 0 | 0 | 0 | 0 | 0 | 0 | 0 | 0 | 0 | 1 | 0 | 1 | 0 | 0 | 0 | 0 | 0 | 0 | 0 | 0 | 0 | 0 | 0 | 0 | 0 | 0 | 0 | 0 | 0 | 0 | 0 | 0 | 0 | 0 | 0 | 0 | 0 | 0 | 0 | 0 | 0 | 0 | 0 | 0 | 0 | 0 | 0 | 0 | 0 | 0 | 0 | 0 | 0 | 0 | 0 | 0 | 0 | 0 | 0 | 0 | 0 | 0 | 0 | 0 | 0 | 0 | 0 | 0 | 0 | 0 | 0 | 0 | 0 | 0 | 0 | 0 | 0 | 0 | 0 | 0 | 0 | 0 | 0 | 0 | 0 | 0 | 0 | Riverside_Li_Battery_4hr | Riverside_Li_Battery_8hr | Riverside_Solar |  | Greater_Kramer_Wind |  |  |  | Riverside | Greater_Kramer
PG&E GBA | SAN FRAN A (POTRERO PP) | 115 | CA | 94107 | San Francisco | 2 | 0 | 0 | 0 | 0 | 0 | 0 | 0 | 0 | 0 | 0 | 0 | 0 | 0 | 0 | 0 | 0 | 0 | 0 | 0 | 0 | 0 | 0 | 0 | 0 | 0 | 0 | 0 | 0 | 0 | 0 | 0 | 0 | 0 | 0 | 0 | 0 | 0 | 0 | 0 | 1 | 0 | 0 | 0 | 0 | 0 | 0 | 0 | 0 | 0 | 0 | 0 | 0 | 1 | 0 | 0 | 0 | 0 | 0 | 0 | 0 | 0 | 0 | 0 | 0 | 0 | 0 | 0 | 0 | 0 | 0 | 0 | 0 | 0 | 0 | 0 | 0 | 0 | 0 | 0 | 0 | 0 | 0 | 0 | 0 | 0 | 0 | 0 | 0 | 0 | 0 | 0 | 0 | 0 | 0 | 0 | 0 | 0 | Northern_California_Li_Battery_4hr | Northern_California_Li_Battery_8hr | Northern_California_Solar |  | Kern_Greater_Carrizo_Wind |  |  |  | Northern_California | Peninsula_Monterey
PG&E GBA | SAN FRAN A (POTRERO PP) | 230 | CA | 94107 | San Francisco | 2 | 0 | 0 | 0 | 0 | 0 | 0 | 0 | 0 | 0 | 0 | 0 | 0 | 0 | 0 | 0 | 0 | 0 | 0 | 0 | 0 | 0 | 0 | 0 | 0 | 0 | 0 | 0 | 0 | 0 | 0 | 0 | 0 | 0 | 0 | 0 | 0 | 0 | 0 | 0 | 1 | 0 | 0 | 0 | 0 | 0 | 0 | 0 | 0 | 0 | 0 | 0 | 0 | 1 | 0 | 0 | 0 | 0 | 0 | 0 | 0 | 0 | 0 | 0 | 0 | 0 | 0 | 0 | 0 | 0 | 0 | 0 | 0 | 0 | 0 | 0 | 0 | 0 | 0 | 0 | 0 | 0 | 0 | 0 | 0 | 0 | 0 | 0 | 0 | 0 | 0 | 0 | 0 | 0 | 0 | 0 | 0 | 0 | Northern_California_Li_Battery_4hr | Northern_California_Li_Battery_8hr | Northern_California_Solar |  | Kern_Greater_Carrizo_Wind |  |  |  | Northern_California | Peninsula_Monterey
PG&E GBA | San Jose A | 115 | CA | 95110 | SANTA CLARA | 3 | 0 | 0 | 0 | 0 | 0 | 0 | 0 | 0 | 0 | 0 | 0 | 0 | 0 | 0 | 0 | 0 | 0 | 0 | 0 | 0 | 0 | 0 | 0 | 0 | 0 | 0 | 0 | 0 | 0 | 0 | 0 | 0 | 0 | 0 | 0 | 0 | 0 | 0 | 0 | 0 | 0 | 0 | 0 | 0 | 0 | 0 | 0 | 0 | 0 | 0 | 0 | 0 | 0 | 0 | 0 | 1 | 0 | 0 | 0 | 1 | 0 | 0 | 0 | 0 | 0 | 0 | 0 | 0 | 0 | 0 | 0 | 0 | 0 | 0 | 0 | 0 | 0 | 0 | 0 | 0 | 0 | 0 | 0 | 0 | 0 | 0 | 0 | 0 | 0 | 0 | 0 | 0 | 0 | 0 | 0 | 0 | 1 | Northern_California_Li_Battery_4hr | Northern_California_Li_Battery_8hr | Northern_California_Solar |  | Kern_Greater_Carrizo_Wind |  |  |  | Northern_California | Peninsula_Monterey
PG&E GBA | San Jose B | 115 | CA | 95110 | SANTA CLARA | 2 | 0 | 0 | 0 | 0 | 0 | 0 | 0 | 0 | 0 | 0 | 0 | 0 | 0 | 0 | 0 | 0 | 0 | 0 | 0 | 0 | 0 | 0 | 0 | 0 | 0 | 0 | 0 | 0 | 0 | 0 | 0 | 0 | 0 | 0 | 0 | 0 | 0 | 0 | 0 | 0 | 0 | 0 | 0 | 0 | 0 | 0 | 0 | 0 | 0 | 0 | 0 | 0 | 0 | 0 | 0 | 1 | 0 | 0 | 0 | 1 | 0 | 0 | 0 | 0 | 0 | 0 | 0 | 0 | 0 | 0 | 0 | 0 | 0 | 0 | 0 | 0 | 0 | 0 | 0 | 0 | 0 | 0 | 0 | 0 | 0 | 0 | 0 | 0 | 0 | 0 | 0 | 0 | 0 | 0 | 0 | 0 | 0 | Northern_California_Li_Battery_4hr | Northern_California_Li_Battery_8hr | Northern_California_Solar |  | Kern_Greater_Carrizo_Wind |  |  |  | Northern_California | Peninsula_Monterey
PG&E GBA | San Leandro U | 115 | CA | 94578 | ALAMEDA | 3 | 0 | 0 | 0 | 0 | 0 | 0 | 0 | 0 | 0 | 0 | 0 | 0 | 0 | 0 | 0 | 0 | 0 | 0 | 0 | 0 | 0 | 0 | 0 | 0 | 0 | 0 | 0 | 0 | 0 | 0 | 0 | 0 | 0 | 0 | 0 | 0 | 0 | 0 | 0 | 1 | 0 | 0 | 0 | 0 | 0 | 0 | 0 | 0 | 0 | 0 | 0 | 0 | 1 | 0 | 0 | 1 | 0 | 0 | 0 | 0 | 0 | 0 | 0 | 0 | 0 | 0 | 0 | 0 | 0 | 0 | 0 | 0 | 0 | 0 | 0 | 0 | 0 | 0 | 0 | 0 | 0 | 0 | 0 | 0 | 0 | 0 | 0 | 0 | 0 | 0 | 0 | 0 | 0 | 0 | 0 | 0 | 0 | Northern_California_Li_Battery_4hr | Northern_California_Li_Battery_8hr | Northern_California_Solar |  | Solano_Wind |  |  |  | Northern_California | Solano
PG&E KERN | San Luis Obispo | 115 | CA | 93401 | SAN LUIS OBISPO | 5 | 0 | 0 | 0 | 0 | 0 | 0 | 0 | 0 | 0 | 0 | 0 | 0 | 0 | 0 | 0 | 0 | 0 | 0 | 0 | 0 | 0 | 0 | 0 | 0 | 0 | 0 | 0 | 0 | 0 | 0 | 0 | 0 | 0 | 0 | 0 | 0 | 0 | 0 | 0 | 0 | 0 | 0 | 0 | 0 | 0 | 0 | 0 | 0 | 0 | 0 | 0 | 0 | 0 | 0 | 0 | 0 | 0 | 0 | 0 | 0 | 0 | 0 | 0 | 0 | 0 | 0 | 0 | 1 | 1 | 0 | 0 | 0 | 0 | 0 | 0 | 0 | 0 | 0 | 0 | 1 | 0 | 0 | 0 | 0 | 0 | 1 | 0 | 0 | 0 | 0 | 0 | 0 | 0 | 0 | 0 | 1 | 0 | Southern_PGAE_Li_Battery_4hr | Southern_PGAE_Li_Battery_8hr | Southern_PGAE_Solar |  | Kern_Greater_Carrizo_Wind |  |  |  | Southern_PGAE | Kern_Greater_Carrizo
PG&E KERN | San Luis Obispo | 70 | CA | 93401 | SAN LUIS OBISPO | 5 | 0 | 0 | 0 | 0 | 0 | 0 | 0 | 0 | 0 | 0 | 0 | 0 | 0 | 0 | 0 | 0 | 0 | 0 | 0 | 0 | 0 | 0 | 0 | 0 | 0 | 0 | 0 | 0 | 0 | 0 | 0 | 0 | 0 | 0 | 0 | 0 | 0 | 0 | 0 | 0 | 0 | 0 | 0 | 0 | 0 | 0 | 0 | 0 | 0 | 0 | 0 | 0 | 0 | 0 | 0 | 0 | 0 | 0 | 0 | 0 | 0 | 0 | 0 | 0 | 0 | 0 | 0 | 1 | 1 | 0 | 0 | 0 | 0 | 0 | 0 | 0 | 0 | 0 | 0 | 1 | 0 | 0 | 0 | 0 | 0 | 1 | 0 | 0 | 0 | 0 | 0 | 0 | 0 | 0 | 0 | 1 | 0 | Southern_PGAE_Li_Battery_4hr | Southern_PGAE_Li_Battery_8hr | Southern_PGAE_Solar |  | Kern_Greater_Carrizo_Wind |  |  |  | Southern_PGAE | Kern_Greater_Carrizo
SDGE | San Luis Rey | 230 | CA | 92054 | SAN DIEGO | 1 | 0 | 0 | 0 | 0 | 0 | 0 | 0 | 0 | 0 | 0 | 0 | 0 | 0 | 0 | 0 | 0 | 0 | 0 | 0 | 0 | 0 | 0 | 0 | 0 | 0 | 0 | 0 | 0 | 0 | 0 | 0 | 0 | 1 | 0 | 0 | 0 | 0 | 0 | 0 | 0 | 0 | 0 | 0 | 0 | 0 | 0 | 0 | 0 | 0 | 0 | 0 | 0 | 0 | 0 | 0 | 0 | 0 | 0 | 0 | 0 | 0 | 0 | 0 | 0 | 0 | 0 | 0 | 0 | 0 | 0 | 0 | 0 | 0 | 0 | 0 | 0 | 0 | 0 | 0 | 0 | 0 | 0 | 0 | 0 | 0 | 0 | 0 | 0 | 0 | 0 | 0 | 0 | 0 | 0 | 0 | 0 | 0 | San_Diego_Li_Battery_4hr | San_Diego_Li_Battery_8hr | San_Diego_Solar |  | 0 |  |  |  | Greater_SD | Greater_SD
SDGE | San Luis Rey | 69 | CA | 92054 | SAN DIEGO | 3 | 0 | 0 | 0 | 0 | 0 | 0 | 0 | 0 | 0 | 0 | 0 | 0 | 0 | 0 | 0 | 0 | 0 | 0 | 0 | 0 | 0 | 0 | 0 | 0 | 0 | 1 | 0 | 0 | 0 | 0 | 0 | 0 | 1 | 0 | 0 | 0 | 0 | 1 | 0 | 0 | 0 | 0 | 0 | 0 | 0 | 0 | 0 | 0 | 0 | 0 | 0 | 0 | 0 | 0 | 0 | 0 | 0 | 0 | 0 | 0 | 0 | 0 | 0 | 0 | 0 | 0 | 0 | 0 | 0 | 0 | 0 | 0 | 0 | 0 | 0 | 0 | 0 | 0 | 0 | 0 | 0 | 0 | 0 | 0 | 0 | 0 | 0 | 0 | 0 | 0 | 0 | 0 | 0 | 0 | 0 | 0 | 0 | San_Diego_Li_Battery_4hr | San_Diego_Li_Battery_8hr | San_Diego_Solar |  | 0 |  |  |  | Greater_SD | Greater_SD
SDGE | San Marcos | 69 | CA | 92078 | San Diego | 5 | 0 | 0 | 0 | 0 | 0 | 0 | 0 | 0 | 0 | 0 | 0 | 0 | 0 | 0 | 0 | 0 | 0 | 0 | 0 | 0 | 0 | 0 | 0 | 0 | 0 | 1 | 0 | 0 | 0 | 0 | 1 | 0 | 1 | 1 | 0 | 0 | 0 | 1 | 0 | 0 | 0 | 0 | 0 | 0 | 0 | 0 | 0 | 0 | 0 | 0 | 0 | 0 | 0 | 0 | 0 | 0 | 0 | 0 | 0 | 0 | 0 | 0 | 0 | 0 | 0 | 0 | 0 | 0 | 0 | 0 | 0 | 0 | 0 | 0 | 0 | 0 | 0 | 0 | 0 | 0 | 0 | 0 | 0 | 0 | 0 | 0 | 0 | 0 | 0 | 0 | 0 | 0 | 0 | 0 | 0 | 0 | 0 | San_Diego_Li_Battery_4hr | San_Diego_Li_Battery_8hr | San_Diego_Solar |  | 0 |  |  |  | Greater_SD | Greater_SD
SCE Metro | San Onofre | 230 | CA | 92672 | SAN DIEGO | 1 | 0 | 0 | 0 | 0 | 0 | 0 | 0 | 0 | 0 | 1 | 0 | 0 | 0 | 0 | 0 | 0 | 0 | 0 | 0 | 0 | 0 | 0 | 0 | 0 | 0 | 0 | 0 | 0 | 0 | 0 | 0 | 0 | 0 | 0 | 0 | 0 | 0 | 0 | 0 | 0 | 0 | 0 | 0 | 0 | 0 | 0 | 0 | 0 | 0 | 0 | 0 | 0 | 0 | 0 | 0 | 0 | 0 | 0 | 0 | 0 | 0 | 0 | 0 | 0 | 0 | 0 | 0 | 0 | 0 | 0 | 0 | 0 | 0 | 0 | 0 | 0 | 0 | 0 | 0 | 0 | 0 | 0 | 0 | 0 | 0 | 0 | 0 | 0 | 0 | 0 | 0 | 0 | 0 | 0 | 0 | 0 | 0 | Greater_LA_Li_Battery_4hr | Greater_LA_Li_Battery_8hr | Greater_LA_Solar |  | 0 |  |  |  | Greater_LA | Greater_SD
PG&E GBA | San Pablo | 115 | CA | 94806 | CONTRA COSTA | 10 | 0 | 0 | 0 | 0 | 0 | 0 | 0 | 0 | 0 | 0 | 0 | 0 | 0 | 0 | 0 | 0 | 0 | 0 | 0 | 0 | 0 | 0 | 0 | 0 | 0 | 0 | 0 | 0 | 0 | 0 | 0 | 0 | 0 | 0 | 0 | 0 | 0 | 0 | 0 | 1 | 0 | 0 | 0 | 0 | 0 | 0 | 0 | 0 | 0 | 1 | 0 | 0 | 1 | 1 | 1 | 1 | 0 | 0 | 1 | 1 | 0 | 1 | 0 | 0 | 0 | 1 | 0 | 0 | 0 | 0 | 0 | 0 | 0 | 0 | 0 | 0 | 0 | 0 | 0 | 0 | 0 | 0 | 0 | 0 | 0 | 0 | 0 | 0 | 0 | 0 | 0 | 0 | 0 | 0 | 0 | 0 | 0 | Northern_California_Li_Battery_4hr | Northern_California_Li_Battery_8hr | Northern_California_Solar |  | Solano_Wind |  |  |  | Northern_California | Solano
PG&E GBA | San Ramon | 230 | CA | 94583 | CONTRA COSTA | 2 | 0 | 0 | 0 | 0 | 0 | 0 | 0 | 0 | 0 | 0 | 0 | 0 | 0 | 0 | 0 | 0 | 0 | 0 | 0 | 0 | 0 | 0 | 0 | 0 | 0 | 0 | 0 | 0 | 0 | 0 | 0 | 0 | 0 | 0 | 0 | 0 | 0 | 0 | 0 | 1 | 0 | 0 | 0 | 0 | 0 | 0 | 0 | 0 | 0 | 0 | 0 | 0 | 0 | 0 | 0 | 1 | 0 | 0 | 0 | 0 | 0 | 0 | 0 | 0 | 0 | 0 | 0 | 0 | 0 | 0 | 0 | 0 | 0 | 0 | 0 | 0 | 0 | 0 | 0 | 0 | 0 | 0 | 0 | 0 | 0 | 0 | 0 | 0 | 0 | 0 | 0 | 0 | 0 | 0 | 0 | 0 | 0 | Northern_California_Li_Battery_4hr | Northern_California_Li_Battery_8hr | Northern_California_Solar |  | Solano_Wind |  |  |  | Northern_California | Solano
SDGE | San Ysidro | 69 | CA | 92154 | San Diego | 5 | 0 | 0 | 0 | 0 | 0 | 0 | 0 | 0 | 0 | 0 | 0 | 0 | 0 | 0 | 0 | 0 | 0 | 0 | 0 | 0 | 0 | 0 | 0 | 0 | 0 | 0 | 0 | 0 | 0 | 1 | 1 | 0 | 1 | 0 | 0 | 1 | 1 | 0 | 0 | 0 | 0 | 0 | 0 | 0 | 0 | 0 | 0 | 0 | 0 | 0 | 0 | 0 | 0 | 0 | 0 | 0 | 0 | 0 | 0 | 0 | 0 | 0 | 0 | 0 | 0 | 0 | 0 | 0 | 0 | 0 | 0 | 0 | 0 | 0 | 0 | 0 | 0 | 0 | 0 | 0 | 0 | 0 | 0 | 0 | 0 | 0 | 0 | 0 | 0 | 0 | 0 | 0 | 0 | 0 | 0 | 0 | 0 | San_Diego_Li_Battery_4hr | San_Diego_Li_Battery_8hr | San_Diego_Solar |  | 0 |  |  |  | Greater_SD | Greater_SD
SCE NOL | Sandlot | 230 | CA | 92347 | SAN BERNARDINO | 3 | 0 | 0 | 0 | 0 | 0 | 0 | 0 | 0 | 0 | 0 | 0 | 1 | 1 | 1 | 0 | 0 | 0 | 0 | 0 | 0 | 0 | 0 | 0 | 0 | 0 | 0 | 0 | 0 | 0 | 0 | 0 | 0 | 0 | 0 | 0 | 0 | 0 | 0 | 0 | 0 | 0 | 0 | 0 | 0 | 0 | 0 | 0 | 0 | 0 | 0 | 0 | 0 | 0 | 0 | 0 | 0 | 0 | 0 | 0 | 0 | 0 | 0 | 0 | 0 | 0 | 0 | 0 | 0 | 0 | 0 | 0 | 0 | 0 | 0 | 0 | 0 | 0 | 0 | 0 | 0 | 0 | 0 | 0 | 0 | 0 | 0 | 0 | 0 | 0 | 0 | 0 | 0 | 0 | 0 | 0 | 0 | 0 | Greater_Kramer_Li_Battery_4hr | Greater_Kramer_Li_Battery_8hr | Greater_Kramer_Solar |  | Greater_Kramer_Wind |  |  |  | Greater_Kramer | Greater_Kramer (Exclude)
EOP | Sandy | 138 | NV | 89124 | CLARK | 3 | 0 | 0 | 0 | 0 | 0 | 0 | 0 | 0 | 0 | 0 | 0 | 0 | 0 | 0 | 0 | 0 | 0 | 0 | 0 | 0 | 0 | 0 | 1 | 1 | 1 | 0 | 0 | 0 | 0 | 0 | 0 | 0 | 0 | 0 | 0 | 0 | 0 | 0 | 0 | 0 | 0 | 0 | 0 | 0 | 0 | 0 | 0 | 0 | 0 | 0 | 0 | 0 | 0 | 0 | 0 | 0 | 0 | 0 | 0 | 0 | 0 | 0 | 0 | 0 | 0 | 0 | 0 | 0 | 0 | 0 | 0 | 0 | 0 | 0 | 0 | 0 | 0 | 0 | 0 | 0 | 0 | 0 | 0 | 0 | 0 | 0 | 0 | 0 | 0 | 0 | 0 | 0 | 0 | 0 | 0 | 0 | 0 | Southern_NV_Eldorado_Li_Battery_4hr | Southern_NV_Eldorado_Li_Battery_8hr | Southern_NV_Eldorado_Solar |  | Southern_NV_Eldorado_Wind |  |  |  | Southern_NV_Eldorado | Southern_NV_Eldorado
PG&E FRESNO | Sanger | 115 | CA | 93657 | FRESNO | 9 | 0 | 0 | 0 | 0 | 0 | 0 | 0 | 0 | 0 | 0 | 0 | 0 | 0 | 0 | 0 | 0 | 0 | 0 | 0 | 0 | 0 | 0 | 0 | 0 | 0 | 0 | 0 | 0 | 0 | 0 | 0 | 0 | 0 | 0 | 0 | 0 | 0 | 0 | 0 | 0 | 0 | 0 | 0 | 0 | 0 | 1 | 0 | 0 | 0 | 0 | 0 | 0 | 0 | 0 | 0 | 0 | 0 | 0 | 0 | 0 | 0 | 0 | 0 | 0 | 0 | 0 | 0 | 0 | 0 | 0 | 0 | 0 | 0 | 0 | 0 | 0 | 0 | 0 | 1 | 1 | 0 | 1 | 0 | 1 | 1 | 1 | 0 | 0 | 0 | 1 | 0 | 0 | 0 | 0 | 1 | 0 | 0 | Southern_PGAE_Li_Battery_4hr | Southern_PGAE_Li_Battery_8hr | Southern_PGAE_Solar |  | Central_Valley_North_Los_Banos_Wind |  |  |  | Southern_PGAE | Central_Valley_North_Los_Banos
SCE Northern | Santa Clara | 230 | CA | 93060 | VENTURA | 3 | 0 | 0 | 1 | 0 | 1 | 0 | 0 | 0 | 0 | 0 | 0 | 0 | 0 | 0 | 0 | 0 | 0 | 0 | 0 | 0 | 0 | 0 | 0 | 0 | 1 | 0 | 0 | 0 | 0 | 0 | 0 | 0 | 0 | 0 | 0 | 0 | 0 | 0 | 0 | 0 | 0 | 0 | 0 | 0 | 0 | 0 | 0 | 0 | 0 | 0 | 0 | 0 | 0 | 0 | 0 | 0 | 0 | 0 | 0 | 0 | 0 | 0 | 0 | 0 | 0 | 0 | 0 | 0 | 0 | 0 | 0 | 0 | 0 | 0 | 0 | 0 | 0 | 0 | 0 | 0 | 0 | 0 | 0 | 0 | 0 | 0 | 0 | 0 | 0 | 0 | 0 | 0 | 0 | 0 | 0 | 0 | 0 | Greater_LA_Li_Battery_4hr | Greater_LA_Li_Battery_8hr | Greater_LA_Solar |  | 0 |  |  |  | Greater_LA | Greater_LA
PG&E NGBA | Santa Rosa A | 115 | CA | 95401 | SONOMA | 3 | 0 | 0 | 0 | 0 | 0 | 0 | 0 | 0 | 0 | 0 | 0 | 0 | 0 | 0 | 0 | 0 | 0 | 0 | 0 | 0 | 0 | 0 | 0 | 0 | 0 | 0 | 0 | 0 | 0 | 0 | 0 | 0 | 0 | 0 | 0 | 0 | 0 | 0 | 0 | 1 | 0 | 0 | 0 | 0 | 0 | 0 | 0 | 0 | 0 | 0 | 0 | 0 | 1 | 0 | 0 | 0 | 0 | 0 | 0 | 0 | 0 | 0 | 0 | 0 | 0 | 0 | 1 | 0 | 0 | 0 | 0 | 0 | 0 | 0 | 0 | 0 | 0 | 0 | 0 | 0 | 0 | 0 | 0 | 0 | 0 | 0 | 0 | 0 | 0 | 0 | 0 | 0 | 0 | 0 | 0 | 0 | 0 | Northern_California_Li_Battery_4hr | Northern_California_Li_Battery_8hr | Northern_California_Solar |  | Northern_California_Wind |  |  |  | Northern_California | Mendocino_Marin
PG&E GBA | Santa Teresa | 115 | CA |  |  | 3 | 0 | 0 | 0 | 0 | 0 | 0 | 0 | 0 | 0 | 0 | 0 | 0 | 0 | 0 | 0 | 0 | 0 | 0 | 0 | 0 | 0 | 0 | 0 | 0 | 0 | 0 | 0 | 0 | 0 | 0 | 0 | 0 | 0 | 0 | 0 | 0 | 0 | 0 | 0 | 0 | 0 | 0 | 0 | 0 | 0 | 0 | 0 | 0 | 0 | 0 | 0 | 0 | 0 | 0 | 0 | 1 | 0 | 0 | 0 | 1 | 0 | 0 | 0 | 0 | 0 | 0 | 0 | 0 | 0 | 0 | 0 | 0 | 0 | 0 | 0 | 0 | 0 | 0 | 0 | 0 | 0 | 0 | 0 | 0 | 0 | 0 | 0 | 0 | 0 | 0 | 0 | 0 | 0 | 0 | 0 | 0 | 1 | Northern_California_Li_Battery_4hr | Northern_California_Li_Battery_8hr | Northern_California_Solar |  | Kern_Greater_Carrizo_Wind |  |  |  | Northern_California | Peninsula_Monterey
SDGE | Santee | 138 | CA | 92071 | SAN DIEGO | 4 | 0 | 0 | 0 | 0 | 0 | 0 | 0 | 0 | 0 | 0 | 0 | 0 | 0 | 0 | 0 | 0 | 0 | 0 | 0 | 0 | 0 | 0 | 0 | 0 | 0 | 0 | 1 | 0 | 1 | 0 | 1 | 0 | 1 | 0 | 0 | 0 | 0 | 0 | 0 | 0 | 0 | 0 | 0 | 0 | 0 | 0 | 0 | 0 | 0 | 0 | 0 | 0 | 0 | 0 | 0 | 0 | 0 | 0 | 0 | 0 | 0 | 0 | 0 | 0 | 0 | 0 | 0 | 0 | 0 | 0 | 0 | 0 | 0 | 0 | 0 | 0 | 0 | 0 | 0 | 0 | 0 | 0 | 0 | 0 | 0 | 0 | 0 | 0 | 0 | 0 | 0 | 0 | 0 | 0 | 0 | 0 | 0 | San_Diego_Li_Battery_4hr | San_Diego_Li_Battery_8hr | San_Diego_Solar |  | 0 |  |  |  | Greater_SD | Greater_SD
SCE Metro | Santiago | 230 | CA | 92618 | ORANGE | 1 | 0 | 0 | 0 | 0 | 0 | 0 | 0 | 0 | 0 | 1 | 0 | 0 | 0 | 0 | 0 | 0 | 0 | 0 | 0 | 0 | 0 | 0 | 0 | 0 | 0 | 0 | 0 | 0 | 0 | 0 | 0 | 0 | 0 | 0 | 0 | 0 | 0 | 0 | 0 | 0 | 0 | 0 | 0 | 0 | 0 | 0 | 0 | 0 | 0 | 0 | 0 | 0 | 0 | 0 | 0 | 0 | 0 | 0 | 0 | 0 | 0 | 0 | 0 | 0 | 0 | 0 | 0 | 0 | 0 | 0 | 0 | 0 | 0 | 0 | 0 | 0 | 0 | 0 | 0 | 0 | 0 | 0 | 0 | 0 | 0 | 0 | 0 | 0 | 0 | 0 | 0 | 0 | 0 | 0 | 0 | 0 | 0 | Greater_LA_Li_Battery_4hr | Greater_LA_Li_Battery_8hr | Greater_LA_Solar |  | 0 |  |  |  | Greater_LA | Greater_LA
PG&E GBA | Saratoga | 230 | CA | 95070 | SANTA CLARA | 3 | 0 | 0 | 0 | 0 | 0 | 0 | 0 | 0 | 0 | 0 | 0 | 0 | 0 | 0 | 0 | 0 | 0 | 0 | 0 | 0 | 0 | 0 | 0 | 0 | 0 | 0 | 0 | 0 | 0 | 0 | 0 | 0 | 0 | 0 | 0 | 0 | 0 | 0 | 0 | 0 | 0 | 0 | 0 | 0 | 0 | 0 | 0 | 0 | 0 | 0 | 0 | 0 | 1 | 0 | 0 | 1 | 0 | 0 | 0 | 1 | 0 | 0 | 0 | 0 | 0 | 0 | 0 | 0 | 0 | 0 | 0 | 0 | 0 | 0 | 0 | 0 | 0 | 0 | 0 | 0 | 0 | 0 | 0 | 0 | 0 | 0 | 0 | 0 | 0 | 0 | 0 | 0 | 0 | 0 | 0 | 0 | 0 | Northern_California_Li_Battery_4hr | Northern_California_Li_Battery_8hr | Northern_California_Solar |  | Kern_Greater_Carrizo_Wind |  |  |  | Northern_California | Peninsula_Monterey
SCE Northern | Saugus | 230 | CA | 91355 | LOS ANGELES | 1 | 0 | 0 | 0 | 0 | 0 | 0 | 0 | 0 | 0 | 0 | 0 | 0 | 0 | 0 | 0 | 0 | 0 | 0 | 0 | 0 | 0 | 0 | 0 | 0 | 1 | 0 | 0 | 0 | 0 | 0 | 0 | 0 | 0 | 0 | 0 | 0 | 0 | 0 | 0 | 0 | 0 | 0 | 0 | 0 | 0 | 0 | 0 | 0 | 0 | 0 | 0 | 0 | 0 | 0 | 0 | 0 | 0 | 0 | 0 | 0 | 0 | 0 | 0 | 0 | 0 | 0 | 0 | 0 | 0 | 0 | 0 | 0 | 0 | 0 | 0 | 0 | 0 | 0 | 0 | 0 | 0 | 0 | 0 | 0 | 0 | 0 | 0 | 0 | 0 | 0 | 0 | 0 | 0 | 0 | 0 | 0 | 0 | Greater_LA_Li_Battery_4hr | Greater_LA_Li_Battery_8hr | Greater_LA_Solar |  | Tehachapi_Wind |  |  |  | Greater_LA | Tehachapi
PG&E FRESNO | Schindler | 115 | CA | 93234 | FRESNO | 2 | 0 | 0 | 0 | 0 | 0 | 0 | 0 | 0 | 0 | 0 | 0 | 0 | 0 | 0 | 0 | 0 | 0 | 0 | 0 | 0 | 0 | 0 | 0 | 0 | 0 | 0 | 0 | 0 | 0 | 0 | 0 | 0 | 0 | 0 | 0 | 0 | 0 | 0 | 0 | 0 | 0 | 0 | 0 | 0 | 0 | 0 | 0 | 0 | 0 | 0 | 0 | 0 | 0 | 0 | 0 | 0 | 0 | 0 | 0 | 0 | 0 | 0 | 0 | 0 | 0 | 0 | 0 | 0 | 0 | 0 | 0 | 0 | 0 | 0 | 0 | 0 | 0 | 0 | 0 | 1 | 0 | 0 | 0 | 0 | 0 | 0 | 0 | 1 | 0 | 0 | 0 | 0 | 0 | 0 | 0 | 0 | 0 | Southern_PGAE_Li_Battery_4hr | Southern_PGAE_Li_Battery_8hr | Southern_PGAE_Solar |  | Central_Valley_North_Los_Banos_Wind |  |  |  | Southern_PGAE | Central_Valley_North_Los_Banos
PG&E FRESNO | Schindler | 70 | CA | 93234 | FRESNO | 6 | 0 | 0 | 0 | 0 | 0 | 0 | 0 | 0 | 0 | 0 | 0 | 0 | 0 | 0 | 0 | 0 | 0 | 0 | 0 | 0 | 0 | 0 | 0 | 0 | 0 | 0 | 0 | 0 | 0 | 0 | 0 | 0 | 0 | 0 | 0 | 0 | 0 | 0 | 0 | 0 | 0 | 0 | 0 | 0 | 0 | 0 | 0 | 0 | 0 | 0 | 0 | 0 | 0 | 0 | 0 | 0 | 0 | 0 | 0 | 0 | 0 | 0 | 0 | 0 | 0 | 0 | 0 | 0 | 0 | 0 | 0 | 0 | 0 | 0 | 0 | 0 | 0 | 0 | 1 | 0 | 1 | 1 | 1 | 0 | 0 | 1 | 0 | 1 | 0 | 0 | 0 | 0 | 0 | 0 | 0 | 0 | 0 | Southern_PGAE_Li_Battery_4hr | Southern_PGAE_Li_Battery_8hr | Southern_PGAE_Solar |  | Central_Valley_North_Los_Banos_Wind |  |  |  | Southern_PGAE | Central_Valley_North_Los_Banos
PG&E GBA | Schulte | 115 | CA |  |  | 4 | 0 | 0 | 0 | 0 | 0 | 0 | 0 | 0 | 0 | 0 | 0 | 0 | 0 | 0 | 0 | 0 | 0 | 0 | 0 | 0 | 0 | 0 | 0 | 0 | 0 | 0 | 0 | 0 | 0 | 0 | 0 | 0 | 0 | 0 | 0 | 0 | 0 | 0 | 0 | 0 | 0 | 0 | 0 | 0 | 0 | 1 | 0 | 0 | 0 | 0 | 0 | 0 | 0 | 0 | 0 | 0 | 0 | 1 | 0 | 1 | 0 | 0 | 0 | 0 | 0 | 1 | 0 | 0 | 0 | 0 | 0 | 0 | 0 | 0 | 0 | 0 | 0 | 0 | 0 | 0 | 0 | 0 | 0 | 0 | 0 | 0 | 0 | 0 | 0 | 0 | 0 | 0 | 0 | 0 | 0 | 0 | 0 | Northern_California_Li_Battery_4hr | Northern_California_Li_Battery_8hr | Northern_California_Solar |  | Solano_Wind |  |  |  | Northern_California | Solano
SDGE | Scripps | 69 | CA | 92131 | San Diego | 3 | 0 | 0 | 0 | 0 | 0 | 0 | 0 | 0 | 0 | 0 | 0 | 0 | 0 | 0 | 0 | 0 | 0 | 0 | 0 | 0 | 0 | 0 | 0 | 0 | 0 | 1 | 0 | 0 | 0 | 0 | 1 | 0 | 1 | 0 | 0 | 0 | 0 | 0 | 0 | 0 | 0 | 0 | 0 | 0 | 0 | 0 | 0 | 0 | 0 | 0 | 0 | 0 | 0 | 0 | 0 | 0 | 0 | 0 | 0 | 0 | 0 | 0 | 0 | 0 | 0 | 0 | 0 | 0 | 0 | 0 | 0 | 0 | 0 | 0 | 0 | 0 | 0 | 0 | 0 | 0 | 0 | 0 | 0 | 0 | 0 | 0 | 0 | 0 | 0 | 0 | 0 | 0 | 0 | 0 | 0 | 0 | 0 | San_Diego_Li_Battery_4hr | San_Diego_Li_Battery_8hr | San_Diego_Solar |  | 0 |  |  |  | Greater_SD | Greater_SD
PG&E KERN | Semitropic | 115 | CA | 93280 | KERN | 4 | 0 | 0 | 0 | 0 | 0 | 0 | 0 | 0 | 0 | 0 | 0 | 0 | 0 | 0 | 0 | 0 | 0 | 0 | 0 | 0 | 0 | 0 | 0 | 0 | 0 | 0 | 0 | 0 | 0 | 0 | 0 | 0 | 0 | 0 | 0 | 0 | 0 | 0 | 0 | 0 | 0 | 0 | 0 | 0 | 0 | 0 | 0 | 0 | 0 | 0 | 0 | 0 | 0 | 0 | 0 | 0 | 0 | 0 | 0 | 0 | 0 | 0 | 0 | 0 | 0 | 0 | 0 | 1 | 1 | 0 | 0 | 0 | 0 | 0 | 0 | 1 | 0 | 0 | 0 | 1 | 0 | 0 | 0 | 0 | 0 | 0 | 0 | 0 | 0 | 0 | 0 | 0 | 0 | 0 | 0 | 0 | 0 | Southern_PGAE_Li_Battery_4hr | Southern_PGAE_Li_Battery_8hr | Southern_PGAE_Solar |  | Central_Valley_North_Los_Banos_Wind |  |  |  | Southern_PGAE | Central_Valley_North_Los_Banos
SCE Metro | Serrano | 230 | CA | 92867 | ORANGE | 1 | 0 | 0 | 0 | 0 | 0 | 0 | 0 | 0 | 0 | 1 | 0 | 0 | 0 | 0 | 0 | 0 | 0 | 0 | 0 | 0 | 0 | 0 | 0 | 0 | 0 | 0 | 0 | 0 | 0 | 0 | 0 | 0 | 0 | 0 | 0 | 0 | 0 | 0 | 0 | 0 | 0 | 0 | 0 | 0 | 0 | 0 | 0 | 0 | 0 | 0 | 0 | 0 | 0 | 0 | 0 | 0 | 0 | 0 | 0 | 0 | 0 | 0 | 0 | 0 | 0 | 0 | 0 | 0 | 0 | 0 | 0 | 0 | 0 | 0 | 0 | 0 | 0 | 0 | 0 | 0 | 0 | 0 | 0 | 0 | 0 | 0 | 0 | 0 | 0 | 0 | 0 | 0 | 0 | 0 | 0 | 0 | 0 | Greater_LA_Li_Battery_4hr | Greater_LA_Li_Battery_8hr | Greater_LA_Solar |  | 0 |  |  |  | Greater_LA | Greater_LA
SCE Metro | Serrano | 500 | CA | 92867 | ORANGE | 1 | 0 | 0 | 0 | 0 | 0 | 0 | 0 | 0 | 0 | 1 | 0 | 0 | 0 | 0 | 0 | 0 | 0 | 0 | 0 | 0 | 0 | 0 | 0 | 0 | 0 | 0 | 0 | 0 | 0 | 0 | 0 | 0 | 0 | 0 | 0 | 0 | 0 | 0 | 0 | 0 | 0 | 0 | 0 | 0 | 0 | 0 | 0 | 0 | 0 | 0 | 0 | 0 | 0 | 0 | 0 | 0 | 0 | 0 | 0 | 0 | 0 | 0 | 0 | 0 | 0 | 0 | 0 | 0 | 0 | 0 | 0 | 0 | 0 | 0 | 0 | 0 | 0 | 0 | 0 | 0 | 0 | 0 | 0 | 0 | 0 | 0 | 0 | 0 | 0 | 0 | 0 | 0 | 0 | 0 | 0 | 0 | 0 | Greater_LA_Li_Battery_4hr | Greater_LA_Li_Battery_8hr | Greater_LA_Solar |  | 0 |  |  |  | Greater_LA | Greater_LA
SDGE | Shadowridge | 138 | CA | 92081 | SAN DIEGO | 3 | 0 | 0 | 0 | 0 | 0 | 0 | 0 | 0 | 0 | 0 | 0 | 0 | 0 | 0 | 0 | 0 | 0 | 0 | 0 | 0 | 0 | 0 | 0 | 0 | 0 | 0 | 0 | 0 | 1 | 0 | 1 | 0 | 1 | 0 | 0 | 0 | 0 | 0 | 0 | 0 | 0 | 0 | 0 | 0 | 0 | 0 | 0 | 0 | 0 | 0 | 0 | 0 | 0 | 0 | 0 | 0 | 0 | 0 | 0 | 0 | 0 | 0 | 0 | 0 | 0 | 0 | 0 | 0 | 0 | 0 | 0 | 0 | 0 | 0 | 0 | 0 | 0 | 0 | 0 | 0 | 0 | 0 | 0 | 0 | 0 | 0 | 0 | 0 | 0 | 0 | 0 | 0 | 0 | 0 | 0 | 0 | 0 | San_Diego_Li_Battery_4hr | San_Diego_Li_Battery_8hr | San_Diego_Solar |  | 0 |  |  |  | Greater_SD | Greater_SD
PG&E KERN | Shafter | 115 | CA | 93263 | KERN | 5 | 0 | 0 | 0 | 0 | 0 | 0 | 0 | 0 | 0 | 0 | 0 | 0 | 0 | 0 | 0 | 0 | 0 | 0 | 0 | 0 | 0 | 0 | 0 | 0 | 0 | 0 | 0 | 0 | 0 | 0 | 0 | 0 | 0 | 0 | 0 | 0 | 0 | 0 | 0 | 0 | 0 | 0 | 0 | 0 | 0 | 0 | 0 | 0 | 0 | 0 | 0 | 0 | 0 | 0 | 0 | 0 | 0 | 0 | 0 | 0 | 0 | 0 | 0 | 0 | 0 | 0 | 0 | 1 | 0 | 0 | 0 | 0 | 0 | 0 | 1 | 0 | 0 | 0 | 1 | 1 | 0 | 0 | 0 | 0 | 0 | 0 | 0 | 0 | 0 | 0 | 0 | 0 | 0 | 0 | 1 | 0 | 0 | Southern_PGAE_Li_Battery_4hr | Southern_PGAE_Li_Battery_8hr | Southern_PGAE_Solar |  | Central_Valley_North_Los_Banos_Wind |  |  |  | Southern_PGAE | Central_Valley_North_Los_Banos
PG&E NGBA | Silverado | 115 | CA | 94574 | NAPA | 9 | 0 | 0 | 0 | 0 | 0 | 0 | 0 | 0 | 0 | 0 | 0 | 0 | 0 | 0 | 0 | 0 | 0 | 0 | 0 | 0 | 0 | 0 | 0 | 0 | 0 | 0 | 0 | 0 | 0 | 0 | 0 | 0 | 0 | 0 | 0 | 0 | 0 | 0 | 0 | 1 | 0 | 1 | 0 | 0 | 0 | 0 | 0 | 0 | 0 | 0 | 0 | 1 | 1 | 1 | 1 | 1 | 0 | 0 | 0 | 0 | 0 | 0 | 0 | 0 | 0 | 1 | 1 | 0 | 0 | 0 | 0 | 0 | 0 | 0 | 0 | 0 | 0 | 0 | 0 | 0 | 0 | 0 | 0 | 0 | 0 | 0 | 0 | 0 | 0 | 0 | 0 | 0 | 0 | 0 | 0 | 0 | 0 | Northern_California_Li_Battery_4hr | Northern_California_Li_Battery_8hr | Northern_California_Solar |  | Northern_California_Wind |  |  |  | Northern_California | Northern_California
SDGE | Silvergate | 230 | CA | 92113 | SAN DIEGO | 4 | 0 | 0 | 0 | 0 | 0 | 0 | 0 | 0 | 0 | 0 | 0 | 0 | 0 | 0 | 0 | 0 | 0 | 0 | 0 | 0 | 0 | 0 | 0 | 0 | 0 | 0 | 0 | 0 | 1 | 0 | 1 | 0 | 1 | 0 | 0 | 0 | 1 | 0 | 0 | 0 | 0 | 0 | 0 | 0 | 0 | 0 | 0 | 0 | 0 | 0 | 0 | 0 | 0 | 0 | 0 | 0 | 0 | 0 | 0 | 0 | 0 | 0 | 0 | 0 | 0 | 0 | 0 | 0 | 0 | 0 | 0 | 0 | 0 | 0 | 0 | 0 | 0 | 0 | 0 | 0 | 0 | 0 | 0 | 0 | 0 | 0 | 0 | 0 | 0 | 0 | 0 | 0 | 0 | 0 | 0 | 0 | 0 | San_Diego_Li_Battery_4hr | San_Diego_Li_Battery_8hr | San_Diego_Solar |  | 0 |  |  |  | Greater_SD | Greater_SD
SDGE | Silvergate | 69 | CA | 92113 | SAN DIEGO | 3 | 0 | 0 | 0 | 0 | 0 | 0 | 0 | 0 | 0 | 0 | 0 | 0 | 0 | 0 | 0 | 0 | 0 | 0 | 0 | 0 | 0 | 0 | 0 | 0 | 0 | 0 | 0 | 0 | 0 | 0 | 1 | 0 | 1 | 0 | 0 | 0 | 1 | 0 | 0 | 0 | 0 | 0 | 0 | 0 | 0 | 0 | 0 | 0 | 0 | 0 | 0 | 0 | 0 | 0 | 0 | 0 | 0 | 0 | 0 | 0 | 0 | 0 | 0 | 0 | 0 | 0 | 0 | 0 | 0 | 0 | 0 | 0 | 0 | 0 | 0 | 0 | 0 | 0 | 0 | 0 | 0 | 0 | 0 | 0 | 0 | 0 | 0 | 0 | 0 | 0 | 0 | 0 | 0 | 0 | 0 | 0 | 0 | San_Diego_Li_Battery_4hr | San_Diego_Li_Battery_8hr | San_Diego_Solar |  | 0 |  |  |  | Greater_SD | Greater_SD
PG&E KERN | Sisquoc | 115 | CA | 93454 | SANTA BARBARA | 5 | 0 | 0 | 0 | 0 | 0 | 0 | 0 | 0 | 0 | 0 | 0 | 0 | 0 | 0 | 0 | 0 | 0 | 0 | 0 | 0 | 0 | 0 | 0 | 0 | 0 | 0 | 0 | 0 | 0 | 0 | 0 | 0 | 0 | 0 | 0 | 0 | 0 | 0 | 0 | 0 | 0 | 0 | 0 | 0 | 0 | 0 | 0 | 0 | 0 | 0 | 0 | 0 | 0 | 0 | 0 | 0 | 0 | 0 | 0 | 0 | 0 | 0 | 0 | 0 | 0 | 0 | 0 | 1 | 1 | 0 | 0 | 0 | 0 | 0 | 0 | 0 | 0 | 0 | 0 | 1 | 0 | 0 | 0 | 0 | 0 | 1 | 0 | 0 | 0 | 0 | 0 | 0 | 0 | 0 | 0 | 1 | 0 | Southern_PGAE_Li_Battery_4hr | Southern_PGAE_Li_Battery_8hr | Southern_PGAE_Solar |  | Kern_Greater_Carrizo_Wind |  |  |  | Southern_PGAE | Kern_Greater_Carrizo
EOP | Sloan Canyon | 230 | NV |  |  | 2 | 0 | 0 | 0 | 0 | 0 | 0 | 0 | 0 | 0 | 0 | 0 | 0 | 0 | 0 | 0 | 0 | 0 | 0 | 0 | 0 | 0 | 0 | 0 | 1 | 1 | 0 | 0 | 0 | 0 | 0 | 0 | 0 | 0 | 0 | 0 | 0 | 0 | 0 | 0 | 0 | 0 | 0 | 0 | 0 | 0 | 0 | 0 | 0 | 0 | 0 | 0 | 0 | 0 | 0 | 0 | 0 | 0 | 0 | 0 | 0 | 0 | 0 | 0 | 0 | 0 | 0 | 0 | 0 | 0 | 0 | 0 | 0 | 0 | 0 | 0 | 0 | 0 | 0 | 0 | 0 | 0 | 0 | 0 | 0 | 0 | 0 | 0 | 0 | 0 | 0 | 0 | 0 | 0 | 0 | 0 | 0 | 0 | Southern_NV_Eldorado_Li_Battery_4hr | Southern_NV_Eldorado_Li_Battery_8hr | Southern_NV_Eldorado_Solar |  | Southern_NV_Eldorado_Wind |  |  |  | Southern_NV_Eldorado | Southern_NV_Eldorado
EOP | Sloan Canyon | 500 | NV |  |  | 2 | 0 | 0 | 0 | 0 | 0 | 0 | 0 | 0 | 0 | 0 | 0 | 0 | 0 | 0 | 0 | 0 | 0 | 0 | 0 | 0 | 0 | 0 | 0 | 1 | 1 | 0 | 0 | 0 | 0 | 0 | 0 | 0 | 0 | 0 | 0 | 0 | 0 | 0 | 0 | 0 | 0 | 0 | 0 | 0 | 0 | 0 | 0 | 0 | 0 | 0 | 0 | 0 | 0 | 0 | 0 | 0 | 0 | 0 | 0 | 0 | 0 | 0 | 0 | 0 | 0 | 0 | 0 | 0 | 0 | 0 | 0 | 0 | 0 | 0 | 0 | 0 | 0 | 0 | 0 | 0 | 0 | 0 | 0 | 0 | 0 | 0 | 0 | 0 | 0 | 0 | 0 | 0 | 0 | 0 | 0 | 0 | 0 | Southern_NV_Eldorado_Li_Battery_4hr | Southern_NV_Eldorado_Li_Battery_8hr | Southern_NV_Eldorado_Solar |  | Southern_NV_Eldorado_Wind |  |  |  | Southern_NV_Eldorado | Southern_NV_Eldorado
PG&E KERN | Smyrna | 115 | CA | 93280 | KERN | 7 | 0 | 0 | 0 | 0 | 0 | 0 | 0 | 0 | 0 | 0 | 0 | 0 | 0 | 0 | 0 | 0 | 0 | 0 | 0 | 0 | 0 | 0 | 0 | 0 | 0 | 0 | 0 | 0 | 0 | 0 | 0 | 0 | 0 | 0 | 0 | 0 | 0 | 0 | 0 | 0 | 0 | 0 | 0 | 0 | 0 | 0 | 0 | 0 | 0 | 0 | 0 | 0 | 0 | 0 | 0 | 0 | 0 | 0 | 0 | 0 | 0 | 0 | 0 | 0 | 0 | 0 | 0 | 1 | 0 | 1 | 1 | 0 | 0 | 0 | 1 | 1 | 0 | 0 | 1 | 0 | 0 | 0 | 0 | 0 | 0 | 0 | 0 | 0 | 0 | 0 | 0 | 0 | 0 | 0 | 1 | 0 | 0 | Southern_PGAE_Li_Battery_4hr | Southern_PGAE_Li_Battery_8hr | Southern_PGAE_Solar |  | Central_Valley_North_Los_Banos_Wind |  |  |  | Southern_PGAE | Central_Valley_North_Los_Banos
PG&E GBA | Sobrante | 115 | CA | 94563 | CONTRA COSTA | 10 | 0 | 0 | 0 | 0 | 0 | 0 | 0 | 0 | 0 | 0 | 0 | 0 | 0 | 0 | 0 | 0 | 0 | 0 | 0 | 0 | 0 | 0 | 0 | 0 | 0 | 0 | 0 | 0 | 0 | 0 | 0 | 0 | 0 | 0 | 0 | 0 | 0 | 0 | 0 | 1 | 0 | 0 | 0 | 0 | 0 | 0 | 0 | 0 | 0 | 1 | 0 | 0 | 1 | 1 | 1 | 1 | 0 | 0 | 1 | 1 | 0 | 1 | 0 | 0 | 0 | 1 | 0 | 0 | 0 | 0 | 0 | 0 | 0 | 0 | 0 | 0 | 0 | 0 | 0 | 0 | 0 | 0 | 0 | 0 | 0 | 0 | 0 | 0 | 0 | 0 | 0 | 0 | 0 | 0 | 0 | 0 | 0 | Northern_California_Li_Battery_4hr | Northern_California_Li_Battery_8hr | Northern_California_Solar |  | Solano_Wind |  |  |  | Northern_California | Solano
PG&E GBA | Sobrante | 230 | CA | 94563 | CONTRA COSTA | 9 | 0 | 0 | 0 | 0 | 0 | 0 | 0 | 0 | 0 | 0 | 0 | 0 | 0 | 0 | 0 | 0 | 0 | 0 | 0 | 0 | 0 | 0 | 0 | 0 | 0 | 0 | 0 | 0 | 0 | 0 | 0 | 0 | 0 | 0 | 0 | 0 | 0 | 0 | 0 | 1 | 0 | 0 | 0 | 0 | 0 | 0 | 0 | 0 | 0 | 1 | 0 | 0 | 1 | 1 | 1 | 1 | 0 | 0 | 1 | 1 | 0 | 0 | 0 | 0 | 0 | 1 | 0 | 0 | 0 | 0 | 0 | 0 | 0 | 0 | 0 | 0 | 0 | 0 | 0 | 0 | 0 | 0 | 0 | 0 | 0 | 0 | 0 | 0 | 0 | 0 | 0 | 0 | 0 | 0 | 0 | 0 | 0 | Northern_California_Li_Battery_4hr | Northern_California_Li_Battery_8hr | Northern_California_Solar |  | Solano_Wind |  |  |  | Northern_California | Solano
PG&E KERN | Solar | 230 | CA | 93461 | SAN LUIS OBISPO | 5 | 0 | 0 | 0 | 0 | 0 | 0 | 0 | 0 | 0 | 0 | 0 | 0 | 0 | 0 | 0 | 0 | 0 | 0 | 0 | 0 | 0 | 0 | 0 | 0 | 0 | 0 | 0 | 0 | 0 | 0 | 0 | 0 | 0 | 0 | 0 | 0 | 0 | 0 | 0 | 0 | 0 | 0 | 0 | 0 | 0 | 0 | 0 | 0 | 0 | 0 | 0 | 0 | 0 | 0 | 0 | 0 | 0 | 0 | 0 | 0 | 0 | 0 | 0 | 0 | 0 | 0 | 0 | 1 | 0 | 0 | 0 | 0 | 0 | 0 | 0 | 0 | 0 | 0 | 1 | 1 | 0 | 0 | 0 | 0 | 0 | 0 | 0 | 0 | 0 | 0 | 0 | 0 | 0 | 0 | 1 | 1 | 0 | Southern_PGAE_Li_Battery_4hr | Southern_PGAE_Li_Battery_8hr | Southern_PGAE_Solar |  | Kern_Greater_Carrizo_Wind |  |  |  | Southern_PGAE | Kern_Greater_Carrizo
PG&E GBA | Soledad | 115 | CA | 93960 | Monterey | 2 | 0 | 0 | 0 | 0 | 0 | 0 | 0 | 0 | 0 | 0 | 0 | 0 | 0 | 0 | 0 | 0 | 0 | 0 | 0 | 0 | 0 | 0 | 0 | 0 | 0 | 0 | 0 | 0 | 0 | 0 | 0 | 0 | 0 | 0 | 0 | 0 | 0 | 0 | 0 | 0 | 0 | 0 | 0 | 0 | 0 | 0 | 0 | 0 | 0 | 0 | 0 | 0 | 0 | 0 | 0 | 0 | 0 | 0 | 0 | 0 | 0 | 0 | 0 | 0 | 1 | 0 | 0 | 0 | 0 | 0 | 0 | 0 | 0 | 0 | 0 | 0 | 0 | 0 | 0 | 0 | 0 | 0 | 0 | 0 | 0 | 0 | 0 | 0 | 0 | 0 | 0 | 0 | 0 | 0 | 0 | 0 | 1 | Southern_PGAE_Li_Battery_4hr | Southern_PGAE_Li_Battery_8hr | Southern_PGAE_Solar |  | Kern_Greater_Carrizo_Wind |  |  |  | Southern_PGAE | Peninsula_Monterey
PG&E GBA | Soledad | 60 | CA | 93960 | Monterey | 4 | 0 | 0 | 0 | 0 | 0 | 0 | 0 | 0 | 0 | 0 | 0 | 0 | 0 | 0 | 0 | 0 | 0 | 0 | 0 | 0 | 0 | 0 | 0 | 0 | 0 | 0 | 0 | 0 | 0 | 0 | 0 | 0 | 0 | 0 | 0 | 0 | 0 | 0 | 0 | 0 | 0 | 0 | 0 | 0 | 0 | 0 | 0 | 0 | 0 | 0 | 0 | 0 | 0 | 0 | 0 | 1 | 0 | 0 | 0 | 1 | 0 | 0 | 0 | 0 | 1 | 0 | 0 | 0 | 0 | 0 | 0 | 0 | 0 | 0 | 0 | 0 | 0 | 0 | 0 | 0 | 0 | 0 | 0 | 0 | 0 | 0 | 0 | 0 | 0 | 0 | 0 | 0 | 0 | 0 | 0 | 0 | 1 | Southern_PGAE_Li_Battery_4hr | Southern_PGAE_Li_Battery_8hr | Southern_PGAE_Solar |  | Kern_Greater_Carrizo_Wind |  |  |  | Southern_PGAE | Peninsula_Monterey
SDGE | Spring Valley | 69 | CA | 91977 | San Diego | 4 | 0 | 0 | 0 | 0 | 0 | 0 | 0 | 0 | 0 | 0 | 0 | 0 | 0 | 0 | 0 | 0 | 0 | 0 | 0 | 0 | 0 | 0 | 0 | 0 | 0 | 0 | 0 | 1 | 0 | 0 | 1 | 0 | 1 | 0 | 0 | 0 | 1 | 0 | 0 | 0 | 0 | 0 | 0 | 0 | 0 | 0 | 0 | 0 | 0 | 0 | 0 | 0 | 0 | 0 | 0 | 0 | 0 | 0 | 0 | 0 | 0 | 0 | 0 | 0 | 0 | 0 | 0 | 0 | 0 | 0 | 0 | 0 | 0 | 0 | 0 | 0 | 0 | 0 | 0 | 0 | 0 | 0 | 0 | 0 | 0 | 0 | 0 | 0 | 0 | 0 | 0 | 0 | 0 | 0 | 0 | 0 | 0 | San_Diego_Li_Battery_4hr | San_Diego_Li_Battery_8hr | San_Diego_Solar |  | 0 |  |  |  | Greater_SD | Greater_SD
SCE Northern | Springville | 230 | CA | 93257 | TULARE | 4 | 1 | 0 | 1 | 0 | 0 | 1 | 1 | 0 | 0 | 0 | 0 | 0 | 0 | 0 | 0 | 0 | 0 | 0 | 0 | 0 | 0 | 0 | 0 | 0 | 0 | 0 | 0 | 0 | 0 | 0 | 0 | 0 | 0 | 0 | 0 | 0 | 0 | 0 | 0 | 0 | 0 | 0 | 0 | 0 | 0 | 0 | 0 | 0 | 0 | 0 | 0 | 0 | 0 | 0 | 0 | 0 | 0 | 0 | 0 | 0 | 0 | 0 | 0 | 0 | 0 | 0 | 0 | 0 | 0 | 0 | 0 | 0 | 0 | 0 | 0 | 0 | 0 | 0 | 0 | 0 | 0 | 0 | 0 | 0 | 0 | 0 | 0 | 0 | 0 | 0 | 0 | 0 | 0 | 0 | 0 | 0 | 0 | Tehachapi_Li_Battery_4hr | Tehachapi_Li_Battery_8hr | Tehachapi_Solar |  | Central_Valley_North_Los_Banos_Wind |  |  |  | Tehachapi | Central_Valley_North_Los_Banos
PG&E GBA | Stagg | 230 | CA | 95219 | SAN JOAQUIN | 5 | 0 | 0 | 0 | 0 | 0 | 0 | 0 | 0 | 0 | 0 | 0 | 0 | 0 | 0 | 0 | 0 | 0 | 0 | 0 | 0 | 0 | 0 | 0 | 0 | 0 | 0 | 0 | 0 | 0 | 0 | 0 | 0 | 0 | 0 | 0 | 0 | 0 | 0 | 0 | 1 | 0 | 0 | 0 | 0 | 0 | 1 | 0 | 0 | 0 | 0 | 0 | 0 | 0 | 0 | 0 | 0 | 0 | 0 | 0 | 1 | 1 | 0 | 0 | 0 | 0 | 1 | 0 | 0 | 0 | 0 | 0 | 0 | 0 | 0 | 0 | 0 | 0 | 0 | 0 | 0 | 0 | 0 | 0 | 0 | 0 | 0 | 0 | 0 | 0 | 0 | 0 | 0 | 0 | 0 | 0 | 0 | 0 | Northern_California_Li_Battery_4hr | Northern_California_Li_Battery_8hr | Northern_California_Solar |  | Solano_Wind |  |  |  | Northern_California | Solano
PG&E GBA | Standard Oil | 115 | CA |  |  | 10 | 0 | 0 | 0 | 0 | 0 | 0 | 0 | 0 | 0 | 0 | 0 | 0 | 0 | 0 | 0 | 0 | 0 | 0 | 0 | 0 | 0 | 0 | 0 | 0 | 0 | 0 | 0 | 0 | 0 | 0 | 0 | 0 | 0 | 0 | 0 | 0 | 0 | 0 | 0 | 1 | 0 | 0 | 0 | 0 | 0 | 0 | 0 | 0 | 0 | 1 | 0 | 0 | 1 | 1 | 1 | 1 | 0 | 0 | 1 | 1 | 0 | 1 | 0 | 0 | 0 | 1 | 0 | 0 | 0 | 0 | 0 | 0 | 0 | 0 | 0 | 0 | 0 | 0 | 0 | 0 | 0 | 0 | 0 | 0 | 0 | 0 | 0 | 0 | 0 | 0 | 0 | 0 | 0 | 0 | 0 | 0 | 0 | Northern_California_Li_Battery_4hr | Northern_California_Li_Battery_8hr | Northern_California_Solar |  | Solano_Wind |  |  |  | Northern_California | Solano
PG&E GBA | Stanislaus | 115 | CA | 95346 | TUOLUMNE | 5 | 0 | 0 | 0 | 0 | 0 | 0 | 0 | 0 | 0 | 0 | 0 | 0 | 0 | 0 | 0 | 0 | 0 | 0 | 0 | 0 | 0 | 0 | 0 | 0 | 0 | 0 | 0 | 0 | 0 | 0 | 0 | 0 | 0 | 0 | 0 | 0 | 0 | 0 | 0 | 0 | 0 | 0 | 0 | 0 | 0 | 1 | 0 | 0 | 0 | 0 | 0 | 0 | 0 | 0 | 0 | 1 | 0 | 1 | 0 | 1 | 0 | 0 | 0 | 0 | 0 | 1 | 0 | 0 | 0 | 0 | 0 | 0 | 0 | 0 | 0 | 0 | 0 | 0 | 0 | 0 | 0 | 0 | 0 | 0 | 0 | 0 | 0 | 0 | 0 | 0 | 0 | 0 | 0 | 0 | 0 | 0 | 0 | Northern_California_Li_Battery_4hr | Northern_California_Li_Battery_8hr | Northern_California_Solar |  | Central_Valley_North_Los_Banos_Wind |  |  |  | Northern_California | El_Dorado_Mariposa
PG&E KERN | Stockdale | 115 | CA | 93313 | KERN | 4 | 0 | 0 | 0 | 0 | 0 | 0 | 0 | 0 | 0 | 0 | 0 | 0 | 0 | 0 | 0 | 0 | 0 | 0 | 0 | 0 | 0 | 0 | 0 | 0 | 0 | 0 | 0 | 0 | 0 | 0 | 0 | 0 | 0 | 0 | 0 | 0 | 0 | 0 | 0 | 0 | 0 | 0 | 0 | 0 | 0 | 0 | 0 | 0 | 0 | 0 | 0 | 0 | 0 | 0 | 0 | 0 | 0 | 0 | 0 | 0 | 0 | 0 | 0 | 0 | 0 | 0 | 0 | 1 | 1 | 0 | 0 | 0 | 0 | 1 | 0 | 0 | 0 | 0 | 0 | 1 | 0 | 0 | 0 | 0 | 0 | 0 | 0 | 0 | 0 | 0 | 0 | 0 | 0 | 0 | 0 | 0 | 0 | Southern_PGAE_Li_Battery_4hr | Southern_PGAE_Li_Battery_8hr | Southern_PGAE_Solar |  | Central_Valley_North_Los_Banos_Wind |  |  |  | Southern_PGAE | Central_Valley_North_Los_Banos
PG&E KERN | Stockdale | 230 | CA | 93313 | KERN | 3 | 0 | 0 | 0 | 0 | 0 | 0 | 0 | 0 | 0 | 0 | 0 | 0 | 0 | 0 | 0 | 0 | 0 | 0 | 0 | 0 | 0 | 0 | 0 | 0 | 0 | 0 | 0 | 0 | 0 | 0 | 0 | 0 | 0 | 0 | 0 | 0 | 0 | 0 | 0 | 0 | 0 | 0 | 0 | 0 | 0 | 0 | 0 | 0 | 0 | 0 | 0 | 0 | 0 | 0 | 0 | 0 | 0 | 0 | 0 | 0 | 0 | 0 | 0 | 0 | 0 | 0 | 0 | 1 | 1 | 0 | 0 | 0 | 0 | 0 | 0 | 0 | 0 | 0 | 0 | 1 | 0 | 0 | 0 | 0 | 0 | 0 | 0 | 0 | 0 | 0 | 0 | 0 | 0 | 0 | 0 | 0 | 0 | Southern_PGAE_Li_Battery_4hr | Southern_PGAE_Li_Battery_8hr | Southern_PGAE_Solar |  | Central_Valley_North_Los_Banos_Wind |  |  |  | Southern_PGAE | Central_Valley_North_Los_Banos
PG&E GBA | Stockton A | 115 | CA | 95203 | San Joaquin | 4 | 0 | 0 | 0 | 0 | 0 | 0 | 0 | 0 | 0 | 0 | 0 | 0 | 0 | 0 | 0 | 0 | 0 | 0 | 0 | 0 | 0 | 0 | 0 | 0 | 0 | 0 | 0 | 0 | 0 | 0 | 0 | 0 | 0 | 0 | 0 | 0 | 0 | 0 | 0 | 0 | 0 | 0 | 0 | 0 | 0 | 1 | 0 | 0 | 0 | 0 | 0 | 0 | 0 | 0 | 0 | 0 | 0 | 0 | 0 | 1 | 1 | 0 | 0 | 0 | 0 | 0 | 0 | 0 | 0 | 0 | 0 | 0 | 0 | 0 | 0 | 0 | 0 | 0 | 0 | 0 | 0 | 0 | 0 | 0 | 0 | 1 | 0 | 0 | 0 | 0 | 0 | 0 | 0 | 0 | 0 | 0 | 0 | Northern_California_Li_Battery_4hr | Northern_California_Li_Battery_8hr | Northern_California_Solar |  | Solano_Wind |  |  |  | Northern_California | Solano
PG&E GBA | Stone | 115 | CA | 95125 | Santa Clara | 2 | 0 | 0 | 0 | 0 | 0 | 0 | 0 | 0 | 0 | 0 | 0 | 0 | 0 | 0 | 0 | 0 | 0 | 0 | 0 | 0 | 0 | 0 | 0 | 0 | 0 | 0 | 0 | 0 | 0 | 0 | 0 | 0 | 0 | 0 | 0 | 0 | 0 | 0 | 0 | 0 | 0 | 0 | 0 | 0 | 0 | 0 | 0 | 0 | 0 | 0 | 0 | 0 | 0 | 0 | 0 | 0 | 0 | 0 | 0 | 1 | 0 | 0 | 0 | 0 | 0 | 0 | 0 | 0 | 0 | 0 | 0 | 0 | 0 | 0 | 0 | 0 | 0 | 0 | 0 | 0 | 0 | 0 | 0 | 0 | 0 | 0 | 0 | 0 | 0 | 0 | 0 | 0 | 0 | 0 | 0 | 0 | 1 | Northern_California_Li_Battery_4hr | Northern_California_Li_Battery_8hr | Northern_California_Solar |  | Kern_Greater_Carrizo_Wind |  |  |  | Northern_California | Peninsula_Monterey
PG&E FRESNO | Storey | 230 | CA | 93638 | MADERA | 13 | 0 | 0 | 0 | 0 | 0 | 0 | 0 | 0 | 0 | 0 | 0 | 0 | 0 | 0 | 0 | 0 | 0 | 0 | 0 | 0 | 0 | 0 | 0 | 0 | 0 | 0 | 0 | 0 | 0 | 0 | 0 | 0 | 0 | 0 | 0 | 0 | 0 | 0 | 0 | 0 | 0 | 0 | 0 | 0 | 0 | 1 | 0 | 0 | 0 | 0 | 0 | 0 | 0 | 0 | 0 | 0 | 0 | 0 | 0 | 0 | 0 | 0 | 0 | 0 | 0 | 0 | 0 | 0 | 0 | 0 | 0 | 0 | 0 | 0 | 0 | 0 | 0 | 0 | 1 | 1 | 0 | 1 | 1 | 1 | 1 | 1 | 0 | 1 | 1 | 1 | 0 | 0 | 1 | 0 | 1 | 0 | 0 | Southern_PGAE_Li_Battery_4hr | Southern_PGAE_Li_Battery_8hr | Southern_PGAE_Solar |  | Central_Valley_North_Los_Banos_Wind |  |  |  | Southern_PGAE | Central_Valley_North_Los_Banos
PG&E NGBA | Summit | 115 | CA | 96161 | PLACER | 8 | 0 | 0 | 0 | 0 | 0 | 0 | 0 | 0 | 0 | 0 | 0 | 0 | 0 | 0 | 0 | 0 | 0 | 0 | 0 | 0 | 0 | 0 | 0 | 0 | 0 | 0 | 0 | 0 | 0 | 0 | 0 | 0 | 0 | 0 | 0 | 0 | 0 | 0 | 0 | 1 | 1 | 0 | 1 | 0 | 0 | 1 | 1 | 1 | 0 | 0 | 0 | 0 | 0 | 0 | 0 | 0 | 0 | 0 | 0 | 1 | 1 | 0 | 0 | 0 | 0 | 0 | 0 | 0 | 0 | 0 | 0 | 0 | 0 | 0 | 0 | 0 | 0 | 0 | 0 | 0 | 0 | 0 | 0 | 0 | 0 | 0 | 0 | 0 | 0 | 0 | 0 | 0 | 0 | 0 | 0 | 0 | 0 | Northern_California_Li_Battery_4hr | Northern_California_Li_Battery_8hr | Northern_California_Solar | Northern_Nevada_Geothermal | Northern_California_Wind |  |  |  | Northern_California | Northern_California
SDGE | Suncrest | 230 | CA | 91901 | SAN DIEGO | 3 | 0 | 0 | 0 | 0 | 0 | 0 | 0 | 0 | 0 | 0 | 0 | 0 | 0 | 0 | 0 | 0 | 0 | 0 | 0 | 0 | 0 | 0 | 0 | 0 | 0 | 0 | 0 | 0 | 0 | 0 | 1 | 0 | 1 | 0 | 0 | 1 | 0 | 0 | 0 | 0 | 0 | 0 | 0 | 0 | 0 | 0 | 0 | 0 | 0 | 0 | 0 | 0 | 0 | 0 | 0 | 0 | 0 | 0 | 0 | 0 | 0 | 0 | 0 | 0 | 0 | 0 | 0 | 0 | 0 | 0 | 0 | 0 | 0 | 0 | 0 | 0 | 0 | 0 | 0 | 0 | 0 | 0 | 0 | 0 | 0 | 0 | 0 | 0 | 0 | 0 | 0 | 0 | 0 | 0 | 0 | 0 | 0 | San_Diego_Li_Battery_4hr | San_Diego_Li_Battery_8hr | San_Diego_Solar |  | 0 |  |  |  | Greater_SD | Greater_SD
SDGE | Suncrest | 500 | CA | 91901 | SAN DIEGO | 3 | 0 | 0 | 0 | 0 | 0 | 0 | 0 | 0 | 0 | 0 | 0 | 0 | 0 | 0 | 0 | 0 | 0 | 0 | 0 | 0 | 0 | 0 | 0 | 0 | 0 | 0 | 0 | 0 | 0 | 0 | 1 | 0 | 1 | 0 | 0 | 1 | 0 | 0 | 0 | 0 | 0 | 0 | 0 | 0 | 0 | 0 | 0 | 0 | 0 | 0 | 0 | 0 | 0 | 0 | 0 | 0 | 0 | 0 | 0 | 0 | 0 | 0 | 0 | 0 | 0 | 0 | 0 | 0 | 0 | 0 | 0 | 0 | 0 | 0 | 0 | 0 | 0 | 0 | 0 | 0 | 0 | 0 | 0 | 0 | 0 | 0 | 0 | 0 | 0 | 0 | 0 | 0 | 0 | 0 | 0 | 0 | 0 | San_Diego_Li_Battery_4hr | San_Diego_Li_Battery_8hr | San_Diego_Solar |  | 0 |  |  |  | Greater_SD | Greater_SD
PG&E KERN | Sunrise | 230 | CA | 93224 | KERN | 5 | 0 | 0 | 0 | 0 | 0 | 0 | 0 | 0 | 0 | 0 | 0 | 0 | 0 | 0 | 0 | 0 | 0 | 0 | 0 | 0 | 0 | 0 | 0 | 0 | 0 | 0 | 0 | 0 | 0 | 0 | 0 | 0 | 0 | 0 | 0 | 0 | 0 | 0 | 0 | 0 | 0 | 0 | 0 | 0 | 0 | 0 | 0 | 0 | 0 | 0 | 0 | 0 | 0 | 0 | 0 | 0 | 0 | 0 | 0 | 0 | 0 | 0 | 0 | 0 | 0 | 0 | 0 | 1 | 1 | 0 | 0 | 0 | 0 | 0 | 1 | 0 | 0 | 0 | 1 | 0 | 0 | 0 | 0 | 0 | 0 | 0 | 0 | 0 | 0 | 0 | 0 | 0 | 0 | 0 | 1 | 0 | 0 | Southern_PGAE_Li_Battery_4hr | Southern_PGAE_Li_Battery_8hr | Southern_PGAE_Solar |  | Central_Valley_North_Los_Banos_Wind |  |  |  | Southern_PGAE | Central_Valley_North_Los_Banos
PG&E KERN | Sunset | 230 | CA | 93224 | KERN | 6 | 0 | 0 | 0 | 0 | 0 | 0 | 0 | 0 | 0 | 0 | 0 | 0 | 0 | 0 | 0 | 0 | 0 | 0 | 0 | 0 | 0 | 0 | 0 | 0 | 0 | 0 | 0 | 0 | 0 | 0 | 0 | 0 | 0 | 0 | 0 | 0 | 0 | 0 | 0 | 0 | 0 | 0 | 0 | 0 | 0 | 0 | 0 | 0 | 0 | 0 | 0 | 0 | 0 | 0 | 0 | 0 | 0 | 0 | 0 | 0 | 0 | 0 | 0 | 0 | 0 | 0 | 0 | 1 | 1 | 0 | 1 | 0 | 0 | 0 | 1 | 0 | 0 | 0 | 1 | 0 | 0 | 0 | 0 | 0 | 0 | 0 | 0 | 0 | 0 | 0 | 0 | 0 | 0 | 0 | 1 | 0 | 0 | Southern_PGAE_Li_Battery_4hr | Southern_PGAE_Li_Battery_8hr | Southern_PGAE_Solar |  | Central_Valley_North_Los_Banos_Wind |  |  |  | Southern_PGAE | Central_Valley_North_Los_Banos
PG&E GBA | Swift | 115 | CA | 95148 | Santa Clara | 2 | 0 | 0 | 0 | 0 | 0 | 0 | 0 | 0 | 0 | 0 | 0 | 0 | 0 | 0 | 0 | 0 | 0 | 0 | 0 | 0 | 0 | 0 | 0 | 0 | 0 | 0 | 0 | 0 | 0 | 0 | 0 | 0 | 0 | 0 | 0 | 0 | 0 | 0 | 0 | 0 | 0 | 0 | 0 | 0 | 0 | 0 | 0 | 0 | 0 | 0 | 0 | 0 | 0 | 0 | 0 | 1 | 0 | 0 | 0 | 1 | 0 | 0 | 0 | 0 | 0 | 0 | 0 | 0 | 0 | 0 | 0 | 0 | 0 | 0 | 0 | 0 | 0 | 0 | 0 | 0 | 0 | 0 | 0 | 0 | 0 | 0 | 0 | 0 | 0 | 0 | 0 | 0 | 0 | 0 | 0 | 0 | 0 | Northern_California_Li_Battery_4hr | Northern_California_Li_Battery_8hr | Northern_California_Solar |  | Kern_Greater_Carrizo_Wind |  |  |  | Northern_California | Peninsula_Monterey
SDGE | Sycamore Canyon | 138 | CA | 92071 | SAN DIEGO | 4 | 0 | 0 | 0 | 0 | 0 | 0 | 0 | 0 | 0 | 0 | 0 | 0 | 0 | 0 | 0 | 0 | 0 | 0 | 0 | 0 | 0 | 0 | 0 | 0 | 0 | 0 | 1 | 0 | 1 | 0 | 1 | 0 | 1 | 0 | 0 | 0 | 0 | 0 | 0 | 0 | 0 | 0 | 0 | 0 | 0 | 0 | 0 | 0 | 0 | 0 | 0 | 0 | 0 | 0 | 0 | 0 | 0 | 0 | 0 | 0 | 0 | 0 | 0 | 0 | 0 | 0 | 0 | 0 | 0 | 0 | 0 | 0 | 0 | 0 | 0 | 0 | 0 | 0 | 0 | 0 | 0 | 0 | 0 | 0 | 0 | 0 | 0 | 0 | 0 | 0 | 0 | 0 | 0 | 0 | 0 | 0 | 0 | San_Diego_Li_Battery_4hr | San_Diego_Li_Battery_8hr | San_Diego_Solar |  | 0 |  |  |  | Greater_SD | Greater_SD
SDGE | Sycamore Canyon | 230 | CA | 92071 | SAN DIEGO | 4 | 0 | 0 | 0 | 0 | 0 | 0 | 0 | 0 | 0 | 0 | 0 | 0 | 0 | 0 | 0 | 0 | 0 | 0 | 0 | 0 | 0 | 0 | 0 | 0 | 0 | 1 | 0 | 0 | 1 | 0 | 1 | 0 | 1 | 0 | 0 | 0 | 0 | 0 | 0 | 0 | 0 | 0 | 0 | 0 | 0 | 0 | 0 | 0 | 0 | 0 | 0 | 0 | 0 | 0 | 0 | 0 | 0 | 0 | 0 | 0 | 0 | 0 | 0 | 0 | 0 | 0 | 0 | 0 | 0 | 0 | 0 | 0 | 0 | 0 | 0 | 0 | 0 | 0 | 0 | 0 | 0 | 0 | 0 | 0 | 0 | 0 | 0 | 0 | 0 | 0 | 0 | 0 | 0 | 0 | 0 | 0 | 0 | San_Diego_Li_Battery_4hr | San_Diego_Li_Battery_8hr | San_Diego_Solar |  | 0 |  |  |  | Greater_SD | Greater_SD
SDGE | Sycamore Canyon | 69 | CA | 92071 | SAN DIEGO | 3 | 0 | 0 | 0 | 0 | 0 | 0 | 0 | 0 | 0 | 0 | 0 | 0 | 0 | 0 | 0 | 0 | 0 | 0 | 0 | 0 | 0 | 0 | 0 | 0 | 0 | 1 | 0 | 0 | 0 | 0 | 1 | 0 | 1 | 0 | 0 | 0 | 0 | 0 | 0 | 0 | 0 | 0 | 0 | 0 | 0 | 0 | 0 | 0 | 0 | 0 | 0 | 0 | 0 | 0 | 0 | 0 | 0 | 0 | 0 | 0 | 0 | 0 | 0 | 0 | 0 | 0 | 0 | 0 | 0 | 0 | 0 | 0 | 0 | 0 | 0 | 0 | 0 | 0 | 0 | 0 | 0 | 0 | 0 | 0 | 0 | 0 | 0 | 0 | 0 | 0 | 0 | 0 | 0 | 0 | 0 | 0 | 0 | San_Diego_Li_Battery_4hr | San_Diego_Li_Battery_8hr | San_Diego_Solar |  | 0 |  |  |  | Greater_SD | Greater_SD
SCE Northern | Sylmar | 230 | CA | 91342 | LOS ANGELES | 1 | 0 | 0 | 0 | 0 | 0 | 0 | 0 | 0 | 0 | 0 | 0 | 0 | 0 | 0 | 0 | 0 | 0 | 0 | 0 | 0 | 0 | 0 | 0 | 0 | 1 | 0 | 0 | 0 | 0 | 0 | 0 | 0 | 0 | 0 | 0 | 0 | 0 | 0 | 0 | 0 | 0 | 0 | 0 | 0 | 0 | 0 | 0 | 0 | 0 | 0 | 0 | 0 | 0 | 0 | 0 | 0 | 0 | 0 | 0 | 0 | 0 | 0 | 0 | 0 | 0 | 0 | 0 | 0 | 0 | 0 | 0 | 0 | 0 | 0 | 0 | 0 | 0 | 0 | 0 | 0 | 0 | 0 | 0 | 0 | 0 | 0 | 0 | 0 | 0 | 0 | 0 | 0 | 0 | 0 | 0 | 0 | 0 | Greater_LA_Li_Battery_4hr | Greater_LA_Li_Battery_8hr | Greater_LA_Solar |  | Tehachapi_Wind |  |  |  | Greater_LA | Tehachapi
PG&E NGBA | Table Mountain | 115 | CA | 95965 | BUTTE | 1 | 0 | 0 | 0 | 0 | 0 | 0 | 0 | 0 | 0 | 0 | 0 | 0 | 0 | 0 | 0 | 0 | 0 | 0 | 0 | 0 | 0 | 0 | 0 | 0 | 0 | 0 | 0 | 0 | 0 | 0 | 0 | 0 | 0 | 0 | 0 | 0 | 0 | 0 | 0 | 1 | 0 | 0 | 0 | 0 | 0 | 0 | 0 | 0 | 0 | 0 | 0 | 0 | 0 | 0 | 0 | 0 | 0 | 0 | 0 | 0 | 0 | 0 | 0 | 0 | 0 | 0 | 0 | 0 | 0 | 0 | 0 | 0 | 0 | 0 | 0 | 0 | 0 | 0 | 0 | 0 | 0 | 0 | 0 | 0 | 0 | 0 | 0 | 0 | 0 | 0 | 0 | 0 | 0 | 0 | 0 | 0 | 0 | Northern_California_Li_Battery_4hr | Northern_California_Li_Battery_8hr | Northern_California_Solar |  | Northern_California_Wind |  |  |  | Northern_California | Northern_California
PG&E NGBA | Table Mountain | 230 | CA | 95965 | BUTTE | 3 | 0 | 0 | 0 | 0 | 0 | 0 | 0 | 0 | 0 | 0 | 0 | 0 | 0 | 0 | 0 | 0 | 0 | 0 | 0 | 0 | 0 | 0 | 0 | 0 | 0 | 0 | 0 | 0 | 0 | 0 | 0 | 0 | 0 | 0 | 0 | 0 | 0 | 0 | 0 | 1 | 0 | 0 | 0 | 0 | 0 | 1 | 0 | 0 | 0 | 0 | 0 | 0 | 0 | 0 | 0 | 0 | 0 | 0 | 0 | 1 | 0 | 0 | 0 | 0 | 0 | 0 | 0 | 0 | 0 | 0 | 0 | 0 | 0 | 0 | 0 | 0 | 0 | 0 | 0 | 0 | 0 | 0 | 0 | 0 | 0 | 0 | 0 | 0 | 0 | 0 | 0 | 0 | 0 | 0 | 0 | 0 | 0 | Northern_California_Li_Battery_4hr | Northern_California_Li_Battery_8hr | Northern_California_Solar |  | Northern_California_Wind |  |  |  | Northern_California | Northern_California
PG&E NGBA | Table Mountain | 500 | CA | 95965 | BUTTE | 1 | 0 | 0 | 0 | 0 | 0 | 0 | 0 | 0 | 0 | 0 | 0 | 0 | 0 | 0 | 0 | 0 | 0 | 0 | 0 | 0 | 0 | 0 | 0 | 0 | 0 | 0 | 0 | 0 | 0 | 0 | 0 | 0 | 0 | 0 | 0 | 0 | 0 | 0 | 0 | 1 | 0 | 0 | 0 | 0 | 0 | 0 | 0 | 0 | 0 | 0 | 0 | 0 | 0 | 0 | 0 | 0 | 0 | 0 | 0 | 0 | 0 | 0 | 0 | 0 | 0 | 0 | 0 | 0 | 0 | 0 | 0 | 0 | 0 | 0 | 0 | 0 | 0 | 0 | 0 | 0 | 0 | 0 | 0 | 0 | 0 | 0 | 0 | 0 | 0 | 0 | 0 | 0 | 0 | 0 | 0 | 0 | 0 | Northern_California_Li_Battery_4hr | Northern_California_Li_Battery_8hr | Northern_California_Solar |  | Northern_California_Wind |  |  |  | Northern_California | Northern_California
PG&E NGBA | Table Mountain | 60 | CA | 95965 | BUTTE | 3 | 0 | 0 | 0 | 0 | 0 | 0 | 0 | 0 | 0 | 0 | 0 | 0 | 0 | 0 | 0 | 0 | 0 | 0 | 0 | 0 | 0 | 0 | 0 | 0 | 0 | 0 | 0 | 0 | 0 | 0 | 0 | 0 | 0 | 0 | 0 | 0 | 0 | 0 | 0 | 1 | 0 | 0 | 0 | 0 | 0 | 1 | 0 | 0 | 0 | 0 | 0 | 0 | 0 | 0 | 0 | 0 | 0 | 0 | 0 | 1 | 0 | 0 | 0 | 0 | 0 | 0 | 0 | 0 | 0 | 0 | 0 | 0 | 0 | 0 | 0 | 0 | 0 | 0 | 0 | 0 | 0 | 0 | 0 | 0 | 0 | 0 | 0 | 0 | 0 | 0 | 0 | 0 | 0 | 0 | 0 | 0 | 0 | Northern_California_Li_Battery_4hr | Northern_California_Li_Battery_8hr | Northern_California_Solar |  | Northern_California_Wind |  |  |  | Northern_California | Northern_California
PG&E KERN | Taft | 115 | CA | 93268 | KERN | 6 | 0 | 0 | 0 | 0 | 0 | 0 | 0 | 0 | 0 | 0 | 0 | 0 | 0 | 0 | 0 | 0 | 0 | 0 | 0 | 0 | 0 | 0 | 0 | 0 | 0 | 0 | 0 | 0 | 0 | 0 | 0 | 0 | 0 | 0 | 0 | 0 | 0 | 0 | 0 | 0 | 0 | 0 | 0 | 0 | 0 | 0 | 0 | 0 | 0 | 0 | 0 | 0 | 0 | 0 | 0 | 0 | 0 | 0 | 0 | 0 | 0 | 0 | 0 | 0 | 0 | 0 | 0 | 1 | 1 | 0 | 1 | 0 | 0 | 0 | 1 | 0 | 0 | 0 | 1 | 0 | 0 | 0 | 0 | 0 | 0 | 0 | 0 | 0 | 0 | 0 | 0 | 0 | 0 | 0 | 1 | 0 | 0 | Southern_PGAE_Li_Battery_4hr | Southern_PGAE_Li_Battery_8hr | Southern_PGAE_Solar |  | Central_Valley_North_Los_Banos_Wind |  |  |  | Southern_PGAE | Central_Valley_North_Los_Banos
SDGE | Talega | 138 | CA | 92672 | SAN DIEGO | 3 | 0 | 0 | 0 | 0 | 0 | 0 | 0 | 0 | 0 | 0 | 0 | 0 | 0 | 0 | 0 | 0 | 0 | 0 | 0 | 0 | 0 | 0 | 0 | 0 | 0 | 1 | 0 | 0 | 0 | 0 | 0 | 0 | 0 | 0 | 0 | 0 | 0 | 1 | 1 | 0 | 0 | 0 | 0 | 0 | 0 | 0 | 0 | 0 | 0 | 0 | 0 | 0 | 0 | 0 | 0 | 0 | 0 | 0 | 0 | 0 | 0 | 0 | 0 | 0 | 0 | 0 | 0 | 0 | 0 | 0 | 0 | 0 | 0 | 0 | 0 | 0 | 0 | 0 | 0 | 0 | 0 | 0 | 0 | 0 | 0 | 0 | 0 | 0 | 0 | 0 | 0 | 0 | 0 | 0 | 0 | 0 | 0 | Greater_LA_Li_Battery_4hr | Greater_LA_Li_Battery_8hr | Greater_LA_Solar |  | 0 |  |  |  | Greater_LA | Greater_SD
SDGE | Talega | 230 | CA | 92672 | SAN DIEGO | 2 | 0 | 0 | 0 | 0 | 0 | 0 | 0 | 0 | 0 | 0 | 0 | 0 | 0 | 0 | 0 | 0 | 0 | 0 | 0 | 0 | 0 | 0 | 0 | 0 | 0 | 1 | 0 | 0 | 0 | 0 | 0 | 0 | 0 | 0 | 0 | 0 | 0 | 1 | 0 | 0 | 0 | 0 | 0 | 0 | 0 | 0 | 0 | 0 | 0 | 0 | 0 | 0 | 0 | 0 | 0 | 0 | 0 | 0 | 0 | 0 | 0 | 0 | 0 | 0 | 0 | 0 | 0 | 0 | 0 | 0 | 0 | 0 | 0 | 0 | 0 | 0 | 0 | 0 | 0 | 0 | 0 | 0 | 0 | 0 | 0 | 0 | 0 | 0 | 0 | 0 | 0 | 0 | 0 | 0 | 0 | 0 | 0 | Greater_LA_Li_Battery_4hr | Greater_LA_Li_Battery_8hr | Greater_LA_Solar |  | 0 |  |  |  | Greater_LA | Greater_SD
PG&E GBA | Tassajara | 230 | CA | 94506 | CONTRA COSTA | 1 | 0 | 0 | 0 | 0 | 0 | 0 | 0 | 0 | 0 | 0 | 0 | 0 | 0 | 0 | 0 | 0 | 0 | 0 | 0 | 0 | 0 | 0 | 0 | 0 | 0 | 0 | 0 | 0 | 0 | 0 | 0 | 0 | 0 | 0 | 0 | 0 | 0 | 0 | 0 | 1 | 0 | 0 | 0 | 0 | 0 | 0 | 0 | 0 | 0 | 0 | 0 | 0 | 0 | 0 | 0 | 0 | 0 | 0 | 0 | 0 | 0 | 0 | 0 | 0 | 0 | 0 | 0 | 0 | 0 | 0 | 0 | 0 | 0 | 0 | 0 | 0 | 0 | 0 | 0 | 0 | 0 | 0 | 0 | 0 | 0 | 0 | 0 | 0 | 0 | 0 | 0 | 0 | 0 | 0 | 0 | 0 | 0 | Northern_California_Li_Battery_4hr | Northern_California_Li_Battery_8hr | Northern_California_Solar |  | Solano_Wind |  |  |  | Northern_California | Solano
PG&E KERN | Tejon | 70 | CA | 93307 | Kern | 3 | 0 | 0 | 0 | 0 | 0 | 0 | 0 | 0 | 0 | 0 | 0 | 0 | 0 | 0 | 0 | 0 | 0 | 0 | 0 | 0 | 0 | 0 | 0 | 0 | 0 | 0 | 0 | 0 | 0 | 0 | 0 | 0 | 0 | 0 | 0 | 0 | 0 | 0 | 0 | 0 | 0 | 0 | 0 | 0 | 0 | 0 | 0 | 0 | 0 | 0 | 0 | 0 | 0 | 0 | 0 | 0 | 0 | 0 | 0 | 0 | 0 | 0 | 0 | 0 | 0 | 0 | 0 | 1 | 1 | 0 | 0 | 0 | 0 | 0 | 0 | 0 | 0 | 0 | 0 | 1 | 0 | 0 | 0 | 0 | 0 | 0 | 0 | 0 | 0 | 0 | 0 | 0 | 0 | 0 | 0 | 0 | 0 | Southern_PGAE_Li_Battery_4hr | Southern_PGAE_Li_Battery_8hr | Southern_PGAE_Solar |  | Central_Valley_North_Los_Banos_Wind |  |  |  | Southern_PGAE | Central_Valley_North_Los_Banos
SDGE | Telegraph Canyon | 138 | CA | 91910 | San Diego | 4 | 0 | 0 | 0 | 0 | 0 | 0 | 0 | 0 | 0 | 0 | 0 | 0 | 0 | 0 | 0 | 0 | 0 | 0 | 0 | 0 | 0 | 0 | 0 | 0 | 0 | 0 | 0 | 0 | 0 | 0 | 1 | 0 | 1 | 0 | 0 | 1 | 1 | 0 | 0 | 0 | 0 | 0 | 0 | 0 | 0 | 0 | 0 | 0 | 0 | 0 | 0 | 0 | 0 | 0 | 0 | 0 | 0 | 0 | 0 | 0 | 0 | 0 | 0 | 0 | 0 | 0 | 0 | 0 | 0 | 0 | 0 | 0 | 0 | 0 | 0 | 0 | 0 | 0 | 0 | 0 | 0 | 0 | 0 | 0 | 0 | 0 | 0 | 0 | 0 | 0 | 0 | 0 | 0 | 0 | 0 | 0 | 0 | San_Diego_Li_Battery_4hr | San_Diego_Li_Battery_8hr | San_Diego_Solar |  | 0 |  |  |  | Greater_SD | Greater_SD
PG&E KERN | Temblor | 115 | CA | 93251 | KERN | 5 | 0 | 0 | 0 | 0 | 0 | 0 | 0 | 0 | 0 | 0 | 0 | 0 | 0 | 0 | 0 | 0 | 0 | 0 | 0 | 0 | 0 | 0 | 0 | 0 | 0 | 0 | 0 | 0 | 0 | 0 | 0 | 0 | 0 | 0 | 0 | 0 | 0 | 0 | 0 | 0 | 0 | 0 | 0 | 0 | 0 | 0 | 0 | 0 | 0 | 0 | 0 | 0 | 0 | 0 | 0 | 0 | 0 | 0 | 0 | 0 | 0 | 0 | 0 | 0 | 0 | 0 | 0 | 1 | 1 | 0 | 0 | 0 | 0 | 0 | 1 | 0 | 0 | 0 | 1 | 0 | 0 | 0 | 0 | 0 | 0 | 0 | 0 | 0 | 0 | 0 | 0 | 0 | 0 | 0 | 1 | 0 | 0 | Southern_PGAE_Li_Battery_4hr | Southern_PGAE_Li_Battery_8hr | Southern_PGAE_Solar |  | Central_Valley_North_Los_Banos_Wind |  |  |  | Southern_PGAE | Central_Valley_North_Los_Banos
PG&E KERN | Templeton | 230 | CA | 93465 | SAN LUIS OBISPO | 5 | 0 | 0 | 0 | 0 | 0 | 0 | 0 | 0 | 0 | 0 | 0 | 0 | 0 | 0 | 0 | 0 | 0 | 0 | 0 | 0 | 0 | 0 | 0 | 0 | 0 | 0 | 0 | 0 | 0 | 0 | 0 | 0 | 0 | 0 | 0 | 0 | 0 | 0 | 0 | 0 | 0 | 0 | 0 | 0 | 0 | 0 | 0 | 0 | 0 | 0 | 0 | 0 | 0 | 0 | 0 | 0 | 0 | 0 | 0 | 0 | 0 | 0 | 0 | 0 | 0 | 0 | 0 | 1 | 0 | 0 | 0 | 0 | 0 | 0 | 0 | 0 | 0 | 0 | 1 | 1 | 0 | 0 | 0 | 0 | 0 | 0 | 0 | 0 | 0 | 0 | 0 | 0 | 0 | 0 | 1 | 1 | 0 | Southern_PGAE_Li_Battery_4hr | Southern_PGAE_Li_Battery_8hr | Southern_PGAE_Solar |  | Kern_Greater_Carrizo_Wind |  |  |  | Southern_PGAE | Kern_Greater_Carrizo
PG&E KERN | Templeton | 70 | CA | 93465 | SAN LUIS OBISPO | 5 | 0 | 0 | 0 | 0 | 0 | 0 | 0 | 0 | 0 | 0 | 0 | 0 | 0 | 0 | 0 | 0 | 0 | 0 | 0 | 0 | 0 | 0 | 0 | 0 | 0 | 0 | 0 | 0 | 0 | 0 | 0 | 0 | 0 | 0 | 0 | 0 | 0 | 0 | 0 | 0 | 0 | 0 | 0 | 0 | 0 | 0 | 0 | 0 | 0 | 0 | 0 | 0 | 0 | 0 | 0 | 0 | 0 | 0 | 0 | 0 | 0 | 0 | 0 | 0 | 0 | 0 | 0 | 1 | 1 | 0 | 0 | 0 | 0 | 0 | 0 | 0 | 0 | 0 | 0 | 1 | 0 | 0 | 0 | 0 | 0 | 1 | 0 | 0 | 0 | 0 | 0 | 0 | 0 | 0 | 0 | 1 | 0 | Southern_PGAE_Li_Battery_4hr | Southern_PGAE_Li_Battery_8hr | Southern_PGAE_Solar |  | Kern_Greater_Carrizo_Wind |  |  |  | Southern_PGAE | Kern_Greater_Carrizo
PG&E GBA | Tesla | 115 | CA | 95377 | ALAMEDA | 3 | 0 | 0 | 0 | 0 | 0 | 0 | 0 | 0 | 0 | 0 | 0 | 0 | 0 | 0 | 0 | 0 | 0 | 0 | 0 | 0 | 0 | 0 | 0 | 0 | 0 | 0 | 0 | 0 | 0 | 0 | 0 | 0 | 0 | 0 | 0 | 0 | 0 | 0 | 0 | 0 | 0 | 0 | 0 | 0 | 0 | 0 | 0 | 0 | 0 | 0 | 0 | 0 | 0 | 0 | 0 | 1 | 0 | 0 | 0 | 1 | 0 | 0 | 0 | 0 | 0 | 1 | 0 | 0 | 0 | 0 | 0 | 0 | 0 | 0 | 0 | 0 | 0 | 0 | 0 | 0 | 0 | 0 | 0 | 0 | 0 | 0 | 0 | 0 | 0 | 0 | 0 | 0 | 0 | 0 | 0 | 0 | 0 | Northern_California_Li_Battery_4hr | Northern_California_Li_Battery_8hr | Northern_California_Solar |  | Solano_Wind |  |  |  | Northern_California | Solano
PG&E GBA | Tesla | 230 | CA | 95377 | ALAMEDA | 6 | 0 | 0 | 0 | 0 | 0 | 0 | 0 | 0 | 0 | 0 | 0 | 0 | 0 | 0 | 0 | 0 | 0 | 0 | 0 | 0 | 0 | 0 | 0 | 0 | 0 | 0 | 0 | 0 | 0 | 0 | 0 | 0 | 0 | 0 | 0 | 0 | 0 | 0 | 0 | 1 | 0 | 0 | 0 | 0 | 0 | 0 | 0 | 0 | 0 | 0 | 0 | 0 | 0 | 1 | 0 | 1 | 0 | 0 | 1 | 1 | 0 | 0 | 0 | 0 | 0 | 1 | 0 | 0 | 0 | 0 | 0 | 0 | 0 | 0 | 0 | 0 | 0 | 0 | 0 | 0 | 0 | 0 | 0 | 0 | 0 | 0 | 0 | 0 | 0 | 0 | 0 | 0 | 0 | 0 | 0 | 0 | 0 | Northern_California_Li_Battery_4hr | Northern_California_Li_Battery_8hr | Northern_California_Solar |  | Solano_Wind |  |  |  | Northern_California | Solano
PG&E GBA | Tesla | 500 | CA | 95377 | ALAMEDA | 4 | 0 | 0 | 0 | 0 | 0 | 0 | 0 | 0 | 0 | 0 | 0 | 0 | 0 | 0 | 0 | 0 | 0 | 0 | 0 | 0 | 0 | 0 | 0 | 0 | 0 | 0 | 0 | 0 | 0 | 0 | 0 | 0 | 0 | 0 | 0 | 0 | 0 | 0 | 0 | 0 | 0 | 0 | 0 | 0 | 0 | 0 | 0 | 0 | 0 | 0 | 0 | 0 | 0 | 0 | 0 | 1 | 0 | 0 | 1 | 1 | 0 | 0 | 0 | 0 | 0 | 1 | 0 | 0 | 0 | 0 | 0 | 0 | 0 | 0 | 0 | 0 | 0 | 0 | 0 | 0 | 0 | 0 | 0 | 0 | 0 | 0 | 0 | 0 | 0 | 0 | 0 | 0 | 0 | 0 | 0 | 0 | 0 | Northern_California_Li_Battery_4hr | Northern_California_Li_Battery_8hr | Northern_California_Solar |  | Solano_Wind | Wyoming_Wind |  |  | Northern_California | Solano
PG&E KERN | Tevis | 115 | CA | 93311 | KERN | 4 | 0 | 0 | 0 | 0 | 0 | 0 | 0 | 0 | 0 | 0 | 0 | 0 | 0 | 0 | 0 | 0 | 0 | 0 | 0 | 0 | 0 | 0 | 0 | 0 | 0 | 0 | 0 | 0 | 0 | 0 | 0 | 0 | 0 | 0 | 0 | 0 | 0 | 0 | 0 | 0 | 0 | 0 | 0 | 0 | 0 | 0 | 0 | 0 | 0 | 0 | 0 | 0 | 0 | 0 | 0 | 0 | 0 | 0 | 0 | 0 | 0 | 0 | 0 | 0 | 0 | 0 | 0 | 0 | 0 | 0 | 1 | 0 | 0 | 0 | 0 | 0 | 0 | 0 | 1 | 1 | 0 | 0 | 0 | 0 | 0 | 0 | 0 | 0 | 0 | 0 | 0 | 0 | 0 | 0 | 1 | 0 | 0 | Southern_PGAE_Li_Battery_4hr | Southern_PGAE_Li_Battery_8hr | Southern_PGAE_Solar |  | Central_Valley_North_Los_Banos_Wind |  |  |  | Southern_PGAE | Central_Valley_North_Los_Banos
EOP | Thousandaire | 138 | NV | 89061 | NYE | 3 | 0 | 0 | 0 | 0 | 0 | 0 | 0 | 0 | 0 | 0 | 0 | 0 | 0 | 0 | 0 | 0 | 0 | 0 | 0 | 0 | 0 | 0 | 1 | 1 | 1 | 0 | 0 | 0 | 0 | 0 | 0 | 0 | 0 | 0 | 0 | 0 | 0 | 0 | 0 | 0 | 0 | 0 | 0 | 0 | 0 | 0 | 0 | 0 | 0 | 0 | 0 | 0 | 0 | 0 | 0 | 0 | 0 | 0 | 0 | 0 | 0 | 0 | 0 | 0 | 0 | 0 | 0 | 0 | 0 | 0 | 0 | 0 | 0 | 0 | 0 | 0 | 0 | 0 | 0 | 0 | 0 | 0 | 0 | 0 | 0 | 0 | 0 | 0 | 0 | 0 | 0 | 0 | 0 | 0 | 0 | 0 | 0 | Southern_NV_Eldorado_Li_Battery_4hr | Southern_NV_Eldorado_Li_Battery_8hr | Southern_NV_Eldorado_Solar |  | Southern_NV_Eldorado_Wind |  |  |  | Southern_NV_Eldorado | Southern_NV_Eldorado
PG&E KERN | Topaz | 230 | CA | 90277 | LOS ANGELES | 5 | 0 | 0 | 0 | 0 | 0 | 0 | 0 | 0 | 0 | 0 | 0 | 0 | 0 | 0 | 0 | 0 | 0 | 0 | 0 | 0 | 0 | 0 | 0 | 0 | 0 | 0 | 0 | 0 | 0 | 0 | 0 | 0 | 0 | 0 | 0 | 0 | 0 | 0 | 0 | 0 | 0 | 0 | 0 | 0 | 0 | 0 | 0 | 0 | 0 | 0 | 0 | 0 | 0 | 0 | 0 | 0 | 0 | 0 | 0 | 0 | 0 | 0 | 0 | 0 | 0 | 0 | 0 | 1 | 0 | 0 | 0 | 0 | 0 | 0 | 0 | 0 | 0 | 0 | 1 | 1 | 0 | 0 | 0 | 0 | 0 | 0 | 0 | 0 | 0 | 0 | 0 | 0 | 0 | 0 | 1 | 1 | 0 | Greater_LA_Li_Battery_4hr | Greater_LA_Li_Battery_8hr | Greater_LA_Solar |  | 0 |  |  |  | Greater_LA | Greater_LA
SCE NOL | Tortilla | 115 | CA | 92311 | SAN BERNARDINO | 3 | 0 | 0 | 0 | 0 | 0 | 0 | 0 | 0 | 0 | 0 | 0 | 1 | 1 | 1 | 0 | 0 | 0 | 0 | 0 | 0 | 0 | 0 | 0 | 0 | 0 | 0 | 0 | 0 | 0 | 0 | 0 | 0 | 0 | 0 | 0 | 0 | 0 | 0 | 0 | 0 | 0 | 0 | 0 | 0 | 0 | 0 | 0 | 0 | 0 | 0 | 0 | 0 | 0 | 0 | 0 | 0 | 0 | 0 | 0 | 0 | 0 | 0 | 0 | 0 | 0 | 0 | 0 | 0 | 0 | 0 | 0 | 0 | 0 | 0 | 0 | 0 | 0 | 0 | 0 | 0 | 0 | 0 | 0 | 0 | 0 | 0 | 0 | 0 | 0 | 0 | 0 | 0 | 0 | 0 | 0 | 0 | 0 | Greater_Kramer_Li_Battery_4hr | Greater_Kramer_Li_Battery_8hr | Greater_Kramer_Solar |  | Greater_Kramer_Wind |  |  |  | Greater_Kramer | Greater_Kramer
SDGE | Trabuco | 138 | CA | 92677 | ORANGE | 3 | 0 | 0 | 0 | 0 | 0 | 0 | 0 | 0 | 0 | 0 | 0 | 0 | 0 | 0 | 0 | 0 | 0 | 0 | 0 | 0 | 0 | 0 | 0 | 0 | 0 | 1 | 0 | 0 | 0 | 0 | 0 | 0 | 0 | 0 | 0 | 0 | 0 | 1 | 1 | 0 | 0 | 0 | 0 | 0 | 0 | 0 | 0 | 0 | 0 | 0 | 0 | 0 | 0 | 0 | 0 | 0 | 0 | 0 | 0 | 0 | 0 | 0 | 0 | 0 | 0 | 0 | 0 | 0 | 0 | 0 | 0 | 0 | 0 | 0 | 0 | 0 | 0 | 0 | 0 | 0 | 0 | 0 | 0 | 0 | 0 | 0 | 0 | 0 | 0 | 0 | 0 | 0 | 0 | 0 | 0 | 0 | 0 | Greater_LA_Li_Battery_4hr | Greater_LA_Li_Battery_8hr | Greater_LA_Solar |  | 0 |  |  |  | Greater_LA | Greater_LA
PG&E GBA | Tracy | 115 | CA | 94514 | ALAMEDA | 3 | 0 | 0 | 0 | 0 | 0 | 0 | 0 | 0 | 0 | 0 | 0 | 0 | 0 | 0 | 0 | 0 | 0 | 0 | 0 | 0 | 0 | 0 | 0 | 0 | 0 | 0 | 0 | 0 | 0 | 0 | 0 | 0 | 0 | 0 | 0 | 0 | 0 | 0 | 0 | 0 | 0 | 0 | 0 | 0 | 0 | 1 | 0 | 0 | 0 | 0 | 0 | 0 | 0 | 0 | 0 | 1 | 0 | 0 | 0 | 1 | 0 | 0 | 0 | 0 | 0 | 0 | 0 | 0 | 0 | 0 | 0 | 0 | 0 | 0 | 0 | 0 | 0 | 0 | 0 | 0 | 0 | 0 | 0 | 0 | 0 | 0 | 0 | 0 | 0 | 0 | 0 | 0 | 0 | 0 | 0 | 0 | 0 | Northern_California_Li_Battery_4hr | Northern_California_Li_Battery_8hr | Northern_California_Solar |  | Solano_Wind |  |  |  | Northern_California | Solano
PG&E FRESNO | Tranquility | 230 | PGE |  |  | 6 | 0 | 0 | 0 | 0 | 0 | 0 | 0 | 0 | 0 | 0 | 0 | 0 | 0 | 0 | 0 | 0 | 0 | 0 | 0 | 0 | 0 | 0 | 0 | 0 | 0 | 0 | 0 | 0 | 0 | 0 | 0 | 0 | 0 | 0 | 0 | 0 | 0 | 0 | 0 | 0 | 0 | 0 | 0 | 0 | 0 | 1 | 0 | 0 | 0 | 0 | 0 | 0 | 0 | 0 | 0 | 0 | 0 | 0 | 0 | 0 | 0 | 0 | 0 | 0 | 0 | 0 | 0 | 0 | 0 | 0 | 0 | 0 | 0 | 0 | 0 | 0 | 0 | 0 | 1 | 1 | 0 | 1 | 0 | 0 | 0 | 1 | 0 | 0 | 0 | 1 | 0 | 0 | 0 | 0 | 0 | 0 | 0 | Southern_PGAE_Li_Battery_4hr | Southern_PGAE_Li_Battery_8hr | Southern_PGAE_Solar |  | Central_Valley_North_Los_Banos_Wind |  |  |  | Southern_PGAE | Central_Valley_North_Los_Banos
PG&E GBA | Trimble | 115 | CA | 95131 | Santa Clara | 3 | 0 | 0 | 0 | 0 | 0 | 0 | 0 | 0 | 0 | 0 | 0 | 0 | 0 | 0 | 0 | 0 | 0 | 0 | 0 | 0 | 0 | 0 | 0 | 0 | 0 | 0 | 0 | 0 | 0 | 0 | 0 | 0 | 0 | 0 | 0 | 0 | 0 | 0 | 0 | 0 | 0 | 0 | 0 | 0 | 0 | 0 | 0 | 0 | 0 | 0 | 0 | 0 | 0 | 0 | 0 | 1 | 0 | 0 | 0 | 1 | 0 | 0 | 0 | 0 | 0 | 0 | 0 | 0 | 0 | 0 | 0 | 0 | 0 | 0 | 0 | 0 | 0 | 0 | 0 | 0 | 0 | 0 | 0 | 0 | 0 | 0 | 0 | 0 | 0 | 0 | 0 | 0 | 0 | 0 | 0 | 0 | 1 | Northern_California_Li_Battery_4hr | Northern_California_Li_Battery_8hr | Northern_California_Solar |  | Kern_Greater_Carrizo_Wind |  |  |  | Northern_California | Peninsula_Monterey
EOP | Trout Canyon | 230 | NV |  |  | 3 | 0 | 0 | 0 | 0 | 0 | 0 | 0 | 0 | 0 | 0 | 0 | 0 | 0 | 0 | 0 | 0 | 0 | 0 | 0 | 0 | 0 | 0 | 1 | 1 | 1 | 0 | 0 | 0 | 0 | 0 | 0 | 0 | 0 | 0 | 0 | 0 | 0 | 0 | 0 | 0 | 0 | 0 | 0 | 0 | 0 | 0 | 0 | 0 | 0 | 0 | 0 | 0 | 0 | 0 | 0 | 0 | 0 | 0 | 0 | 0 | 0 | 0 | 0 | 0 | 0 | 0 | 0 | 0 | 0 | 0 | 0 | 0 | 0 | 0 | 0 | 0 | 0 | 0 | 0 | 0 | 0 | 0 | 0 | 0 | 0 | 0 | 0 | 0 | 0 | 0 | 0 | 0 | 0 | 0 | 0 | 0 | 0 | Southern_NV_Eldorado_Li_Battery_4hr | Southern_NV_Eldorado_Li_Battery_8hr | Southern_NV_Eldorado_Solar |  | Southern_NV_Eldorado_Wind |  |  |  | Southern_NV_Eldorado | Southern_NV_Eldorado
EOP | Trout Canyon | 500 | NV |  |  | 3 | 0 | 0 | 0 | 0 | 0 | 0 | 0 | 0 | 0 | 0 | 0 | 0 | 0 | 0 | 0 | 0 | 0 | 0 | 0 | 0 | 0 | 0 | 1 | 1 | 1 | 0 | 0 | 0 | 0 | 0 | 0 | 0 | 0 | 0 | 0 | 0 | 0 | 0 | 0 | 0 | 0 | 0 | 0 | 0 | 0 | 0 | 0 | 0 | 0 | 0 | 0 | 0 | 0 | 0 | 0 | 0 | 0 | 0 | 0 | 0 | 0 | 0 | 0 | 0 | 0 | 0 | 0 | 0 | 0 | 0 | 0 | 0 | 0 | 0 | 0 | 0 | 0 | 0 | 0 | 0 | 0 | 0 | 0 | 0 | 0 | 0 | 0 | 0 | 0 | 0 | 0 | 0 | 0 | 0 | 0 | 0 | 0 | Southern_NV_Eldorado_Li_Battery_4hr | Southern_NV_Eldorado_Li_Battery_8hr | Southern_NV_Eldorado_Solar |  | Southern_NV_Eldorado_Wind |  |  |  | Southern_NV_Eldorado | Southern_NV_Eldorado
PG&E NGBA | Tulucay | 230 | CA | 94558 | NAPA | 3 | 0 | 0 | 0 | 0 | 0 | 0 | 0 | 0 | 0 | 0 | 0 | 0 | 0 | 0 | 0 | 0 | 0 | 0 | 0 | 0 | 0 | 0 | 0 | 0 | 0 | 0 | 0 | 0 | 0 | 0 | 0 | 0 | 0 | 0 | 0 | 0 | 0 | 0 | 0 | 1 | 0 | 0 | 0 | 0 | 0 | 0 | 0 | 0 | 0 | 0 | 0 | 0 | 1 | 0 | 0 | 0 | 0 | 0 | 0 | 0 | 0 | 0 | 0 | 0 | 0 | 0 | 1 | 0 | 0 | 0 | 0 | 0 | 0 | 0 | 0 | 0 | 0 | 0 | 0 | 0 | 0 | 0 | 0 | 0 | 0 | 0 | 0 | 0 | 0 | 0 | 0 | 0 | 0 | 0 | 0 | 0 | 0 | Northern_California_Li_Battery_4hr | Northern_California_Li_Battery_8hr | Northern_California_Solar |  | Northern_California_Wind |  |  |  | Northern_California | Northern_California
PG&E NGBA | Tulucay | 60 | CA | 94558 | NAPA | 8 | 0 | 0 | 0 | 0 | 0 | 0 | 0 | 0 | 0 | 0 | 0 | 0 | 0 | 0 | 0 | 0 | 0 | 0 | 0 | 0 | 0 | 0 | 0 | 0 | 0 | 0 | 0 | 0 | 0 | 0 | 0 | 0 | 0 | 0 | 0 | 0 | 0 | 0 | 0 | 1 | 0 | 0 | 0 | 0 | 0 | 0 | 0 | 0 | 0 | 0 | 0 | 1 | 1 | 1 | 1 | 1 | 0 | 0 | 0 | 0 | 0 | 0 | 0 | 0 | 0 | 1 | 1 | 0 | 0 | 0 | 0 | 0 | 0 | 0 | 0 | 0 | 0 | 0 | 0 | 0 | 0 | 0 | 0 | 0 | 0 | 0 | 0 | 0 | 0 | 0 | 0 | 0 | 0 | 0 | 0 | 0 | 0 | Northern_California_Li_Battery_4hr | Northern_California_Li_Battery_8hr | Northern_California_Solar |  | Northern_California_Wind |  |  |  | Northern_California | Northern_California
PG&E KERN | Tupman | 115 | CA | 93314 | KERN | 4 | 0 | 0 | 0 | 0 | 0 | 0 | 0 | 0 | 0 | 0 | 0 | 0 | 0 | 0 | 0 | 0 | 0 | 0 | 0 | 0 | 0 | 0 | 0 | 0 | 0 | 0 | 0 | 0 | 0 | 0 | 0 | 0 | 0 | 0 | 0 | 0 | 0 | 0 | 0 | 0 | 0 | 0 | 0 | 0 | 0 | 0 | 0 | 0 | 0 | 0 | 0 | 0 | 0 | 0 | 0 | 0 | 0 | 0 | 0 | 0 | 0 | 0 | 0 | 0 | 0 | 0 | 0 | 1 | 0 | 0 | 0 | 0 | 0 | 0 | 1 | 0 | 0 | 0 | 1 | 0 | 0 | 0 | 0 | 0 | 0 | 0 | 0 | 0 | 0 | 0 | 0 | 0 | 0 | 0 | 1 | 0 | 0 | Southern_PGAE_Li_Battery_4hr | Southern_PGAE_Li_Battery_8hr | Southern_PGAE_Solar |  | Central_Valley_North_Los_Banos_Wind |  |  |  | Southern_PGAE | Central_Valley_North_Los_Banos
PG&E NGBA | Ukiah | 115 | CA | 95482 | MENDOCINO | 6 | 0 | 0 | 0 | 0 | 0 | 0 | 0 | 0 | 0 | 0 | 0 | 0 | 0 | 0 | 0 | 0 | 0 | 0 | 0 | 0 | 0 | 0 | 0 | 0 | 0 | 0 | 0 | 0 | 0 | 0 | 0 | 0 | 0 | 0 | 0 | 0 | 0 | 0 | 0 | 1 | 0 | 1 | 0 | 0 | 0 | 0 | 0 | 0 | 0 | 0 | 0 | 0 | 1 | 0 | 1 | 1 | 0 | 0 | 0 | 0 | 0 | 0 | 0 | 0 | 0 | 0 | 1 | 0 | 0 | 0 | 0 | 0 | 0 | 0 | 0 | 0 | 0 | 0 | 0 | 0 | 0 | 0 | 0 | 0 | 0 | 0 | 0 | 0 | 0 | 0 | 0 | 0 | 0 | 0 | 0 | 0 | 0 | Northern_California_Li_Battery_4hr | Northern_California_Li_Battery_8hr | Northern_California_Solar |  | Northern_California_Wind |  |  |  | Northern_California | Mendocino_Marin
PG&E KERN | Union (Estrella) | 70 | CA | 93446 | San Luis Obispo | 5 | 0 | 0 | 0 | 0 | 0 | 0 | 0 | 0 | 0 | 0 | 0 | 0 | 0 | 0 | 0 | 0 | 0 | 0 | 0 | 0 | 0 | 0 | 0 | 0 | 0 | 0 | 0 | 0 | 0 | 0 | 0 | 0 | 0 | 0 | 0 | 0 | 0 | 0 | 0 | 0 | 0 | 0 | 0 | 0 | 0 | 0 | 0 | 0 | 0 | 0 | 0 | 0 | 0 | 0 | 0 | 0 | 0 | 0 | 0 | 0 | 0 | 0 | 0 | 0 | 0 | 0 | 0 | 1 | 1 | 0 | 0 | 0 | 0 | 0 | 0 | 0 | 0 | 0 | 0 | 1 | 0 | 0 | 0 | 0 | 0 | 1 | 0 | 0 | 0 | 0 | 0 | 0 | 0 | 0 | 0 | 1 | 0 | Southern_PGAE_Li_Battery_4hr | Southern_PGAE_Li_Battery_8hr | Southern_PGAE_Solar |  | Kern_Greater_Carrizo_Wind |  |  |  | Southern_PGAE | Kern_Greater_Carrizo
PG&E NGBA | Vaca Dixon | 115 | CA | 95688 | SOLANO | 5 | 0 | 0 | 0 | 0 | 0 | 0 | 0 | 0 | 0 | 0 | 0 | 0 | 0 | 0 | 0 | 0 | 0 | 0 | 0 | 0 | 0 | 0 | 0 | 0 | 0 | 0 | 0 | 0 | 0 | 0 | 0 | 0 | 0 | 0 | 0 | 0 | 0 | 0 | 0 | 1 | 0 | 0 | 0 | 0 | 0 | 0 | 0 | 0 | 0 | 0 | 0 | 0 | 0 | 1 | 1 | 1 | 0 | 0 | 0 | 0 | 0 | 0 | 0 | 0 | 0 | 0 | 1 | 0 | 0 | 0 | 0 | 0 | 0 | 0 | 0 | 0 | 0 | 0 | 0 | 0 | 0 | 0 | 0 | 0 | 0 | 0 | 0 | 0 | 0 | 0 | 0 | 0 | 0 | 0 | 0 | 0 | 0 | Northern_California_Li_Battery_4hr | Northern_California_Li_Battery_8hr | Northern_California_Solar |  | Solano_Wind |  |  |  | Northern_California | Solano
PG&E NGBA | Vaca Dixon | 230 | CA | 95688 | SOLANO | 4 | 0 | 0 | 0 | 0 | 0 | 0 | 0 | 0 | 0 | 0 | 0 | 0 | 0 | 0 | 0 | 0 | 0 | 0 | 0 | 0 | 0 | 0 | 0 | 0 | 0 | 0 | 0 | 0 | 0 | 0 | 0 | 0 | 0 | 0 | 0 | 0 | 0 | 0 | 0 | 1 | 0 | 0 | 0 | 0 | 0 | 0 | 0 | 0 | 0 | 0 | 0 | 0 | 0 | 1 | 1 | 0 | 0 | 0 | 0 | 0 | 0 | 0 | 0 | 0 | 0 | 0 | 1 | 0 | 0 | 0 | 0 | 0 | 0 | 0 | 0 | 0 | 0 | 0 | 0 | 0 | 0 | 0 | 0 | 0 | 0 | 0 | 0 | 0 | 0 | 0 | 0 | 0 | 0 | 0 | 0 | 0 | 0 | Northern_California_Li_Battery_4hr | Northern_California_Li_Battery_8hr | Northern_California_Solar |  | Solano_Wind |  |  |  | Northern_California | Solano
PG&E NGBA | Vaca Dixon | 500 | CA | 95688 | SOLANO | 3 | 0 | 0 | 0 | 0 | 0 | 0 | 0 | 0 | 0 | 0 | 0 | 0 | 0 | 0 | 0 | 0 | 0 | 0 | 0 | 0 | 0 | 0 | 0 | 0 | 0 | 0 | 0 | 0 | 0 | 0 | 0 | 0 | 0 | 0 | 0 | 0 | 0 | 0 | 0 | 1 | 0 | 0 | 0 | 0 | 0 | 0 | 0 | 0 | 0 | 0 | 0 | 0 | 0 | 0 | 1 | 0 | 0 | 0 | 0 | 0 | 0 | 0 | 0 | 0 | 0 | 0 | 1 | 0 | 0 | 0 | 0 | 0 | 0 | 0 | 0 | 0 | 0 | 0 | 0 | 0 | 0 | 0 | 0 | 0 | 0 | 0 | 0 | 0 | 0 | 0 | 0 | 0 | 0 | 0 | 0 | 0 | 0 | Northern_California_Li_Battery_4hr | Northern_California_Li_Battery_8hr | Northern_California_Solar |  | Solano_Wind |  |  |  | Northern_California | Solano
PG&E NGBA | Vaca Dixon | 60 | CA | 95688 | SOLANO | 5 | 0 | 0 | 0 | 0 | 0 | 0 | 0 | 0 | 0 | 0 | 0 | 0 | 0 | 0 | 0 | 0 | 0 | 0 | 0 | 0 | 0 | 0 | 0 | 0 | 0 | 0 | 0 | 0 | 0 | 0 | 0 | 0 | 0 | 0 | 0 | 0 | 0 | 0 | 0 | 1 | 0 | 0 | 0 | 0 | 0 | 0 | 0 | 0 | 0 | 0 | 0 | 0 | 0 | 1 | 1 | 1 | 0 | 0 | 0 | 0 | 0 | 0 | 0 | 0 | 0 | 0 | 1 | 0 | 0 | 0 | 0 | 0 | 0 | 0 | 0 | 0 | 0 | 0 | 0 | 0 | 0 | 0 | 0 | 0 | 0 | 0 | 0 | 0 | 0 | 0 | 0 | 0 | 0 | 0 | 0 | 0 | 0 | Northern_California_Li_Battery_4hr | Northern_California_Li_Battery_8hr | Northern_California_Solar |  | Solano_Wind |  |  |  | Northern_California | Solano
SCE Eastern | Valley (SCE) | 500 | CA | 92585 | RIVERSIDE | 2 | 0 | 0 | 0 | 0 | 0 | 0 | 0 | 0 | 0 | 0 | 0 | 0 | 0 | 0 | 0 | 0 | 0 | 0 | 0 | 1 | 0 | 1 | 0 | 0 | 0 | 0 | 0 | 0 | 0 | 0 | 0 | 0 | 0 | 0 | 0 | 0 | 0 | 0 | 0 | 0 | 0 | 0 | 0 | 0 | 0 | 0 | 0 | 0 | 0 | 0 | 0 | 0 | 0 | 0 | 0 | 0 | 0 | 0 | 0 | 0 | 0 | 0 | 0 | 0 | 0 | 0 | 0 | 0 | 0 | 0 | 0 | 0 | 0 | 0 | 0 | 0 | 0 | 0 | 0 | 0 | 0 | 0 | 0 | 0 | 0 | 0 | 0 | 0 | 0 | 0 | 0 | 0 | 0 | 0 | 0 | 0 | 0 | Riverside_Li_Battery_4hr | Riverside_Li_Battery_8hr | Riverside_Solar |  | Riverside_Palm_Springs_Wind |  |  |  | Riverside | Riverside (Exclude)
EOP | Valley (VEA) | 138 | NV | 89020 | NYE | 3 | 0 | 0 | 0 | 0 | 0 | 0 | 0 | 0 | 0 | 0 | 0 | 0 | 0 | 0 | 0 | 0 | 0 | 0 | 0 | 0 | 0 | 0 | 1 | 1 | 1 | 0 | 0 | 0 | 0 | 0 | 0 | 0 | 0 | 0 | 0 | 0 | 0 | 0 | 0 | 0 | 0 | 0 | 0 | 0 | 0 | 0 | 0 | 0 | 0 | 0 | 0 | 0 | 0 | 0 | 0 | 0 | 0 | 0 | 0 | 0 | 0 | 0 | 0 | 0 | 0 | 0 | 0 | 0 | 0 | 0 | 0 | 0 | 0 | 0 | 0 | 0 | 0 | 0 | 0 | 0 | 0 | 0 | 0 | 0 | 0 | 0 | 0 | 0 | 0 | 0 | 0 | 0 | 0 | 0 | 0 | 0 | 0 | Southern_NV_Eldorado_Li_Battery_4hr | Southern_NV_Eldorado_Li_Battery_8hr | Southern_NV_Eldorado_Solar |  | Southern_NV_Eldorado_Wind |  |  |  | Southern_NV_Eldorado | Southern_NV_Eldorado
SDGE | Valley Center | 69 | CA | 92082 | San Diego | 4 | 0 | 0 | 0 | 0 | 0 | 0 | 0 | 0 | 0 | 0 | 0 | 0 | 0 | 0 | 0 | 0 | 0 | 0 | 0 | 0 | 0 | 0 | 0 | 0 | 0 | 1 | 0 | 0 | 0 | 0 | 1 | 0 | 1 | 0 | 0 | 0 | 0 | 1 | 0 | 0 | 0 | 0 | 0 | 0 | 0 | 0 | 0 | 0 | 0 | 0 | 0 | 0 | 0 | 0 | 0 | 0 | 0 | 0 | 0 | 0 | 0 | 0 | 0 | 0 | 0 | 0 | 0 | 0 | 0 | 0 | 0 | 0 | 0 | 0 | 0 | 0 | 0 | 0 | 0 | 0 | 0 | 0 | 0 | 0 | 0 | 0 | 0 | 0 | 0 | 0 | 0 | 0 | 0 | 0 | 0 | 0 | 0 | San_Diego_Li_Battery_4hr | San_Diego_Li_Battery_8hr | San_Diego_Solar |  | 0 |  |  |  | Greater_SD | Greater_SD
PG&E GBA | Valley Home | 115 | CA | 95361 | SAN JOAQUIN | 4 | 0 | 0 | 0 | 0 | 0 | 0 | 0 | 0 | 0 | 0 | 0 | 0 | 0 | 0 | 0 | 0 | 0 | 0 | 0 | 0 | 0 | 0 | 0 | 0 | 0 | 0 | 0 | 0 | 0 | 0 | 0 | 0 | 0 | 0 | 0 | 0 | 0 | 0 | 0 | 0 | 0 | 0 | 0 | 0 | 0 | 1 | 0 | 0 | 0 | 0 | 0 | 0 | 0 | 0 | 0 | 1 | 0 | 0 | 0 | 1 | 0 | 0 | 0 | 1 | 0 | 0 | 0 | 0 | 0 | 0 | 0 | 0 | 0 | 0 | 0 | 0 | 0 | 0 | 0 | 0 | 0 | 0 | 0 | 0 | 0 | 0 | 0 | 0 | 0 | 0 | 0 | 0 | 0 | 0 | 0 | 0 | 0 | Northern_California_Li_Battery_4hr | Northern_California_Li_Battery_8hr | Northern_California_Solar |  | Solano_Wind |  |  |  | Northern_California | Solano
PG&E GBA | Valley Springs | 230 | CA | 95252 | Calaveras | 4 | 0 | 0 | 0 | 0 | 0 | 0 | 0 | 0 | 0 | 0 | 0 | 0 | 0 | 0 | 0 | 0 | 0 | 0 | 0 | 0 | 0 | 0 | 0 | 0 | 0 | 0 | 0 | 0 | 0 | 0 | 0 | 0 | 0 | 0 | 0 | 0 | 0 | 0 | 0 | 0 | 0 | 0 | 0 | 0 | 0 | 1 | 0 | 0 | 0 | 0 | 0 | 0 | 0 | 0 | 0 | 0 | 0 | 0 | 0 | 1 | 1 | 0 | 0 | 0 | 0 | 0 | 0 | 0 | 0 | 0 | 0 | 0 | 0 | 0 | 0 | 0 | 0 | 0 | 0 | 0 | 0 | 0 | 0 | 0 | 0 | 1 | 0 | 0 | 0 | 0 | 0 | 0 | 0 | 0 | 0 | 0 | 0 | Northern_California_Li_Battery_4hr | Northern_California_Li_Battery_8hr | Northern_California_Solar |  | Central_Valley_North_Los_Banos_Wind |  |  |  | Northern_California | El_Dorado_Mariposa
PG&E GBA | Valley Springs | 60 | CA | 95252 | Calaveras | 3 | 0 | 0 | 0 | 0 | 0 | 0 | 0 | 0 | 0 | 0 | 0 | 0 | 0 | 0 | 0 | 0 | 0 | 0 | 0 | 0 | 0 | 0 | 0 | 0 | 0 | 0 | 0 | 0 | 0 | 0 | 0 | 0 | 0 | 0 | 0 | 0 | 0 | 0 | 0 | 0 | 0 | 0 | 0 | 0 | 0 | 1 | 0 | 0 | 0 | 0 | 0 | 0 | 0 | 0 | 0 | 0 | 0 | 0 | 0 | 1 | 1 | 0 | 0 | 0 | 0 | 0 | 0 | 0 | 0 | 0 | 0 | 0 | 0 | 0 | 0 | 0 | 0 | 0 | 0 | 0 | 0 | 0 | 0 | 0 | 0 | 0 | 0 | 0 | 0 | 0 | 0 | 0 | 0 | 0 | 0 | 0 | 0 | Northern_California_Li_Battery_4hr | Northern_California_Li_Battery_8hr | Northern_California_Solar |  | Central_Valley_North_Los_Banos_Wind |  |  |  | Northern_California | El_Dorado_Mariposa
EOP | Valley Switch | 138 | NV | 89020 | NYE | 3 | 0 | 0 | 0 | 0 | 0 | 0 | 0 | 0 | 0 | 0 | 0 | 0 | 0 | 0 | 0 | 0 | 0 | 0 | 0 | 0 | 0 | 0 | 1 | 1 | 1 | 0 | 0 | 0 | 0 | 0 | 0 | 0 | 0 | 0 | 0 | 0 | 0 | 0 | 0 | 0 | 0 | 0 | 0 | 0 | 0 | 0 | 0 | 0 | 0 | 0 | 0 | 0 | 0 | 0 | 0 | 0 | 0 | 0 | 0 | 0 | 0 | 0 | 0 | 0 | 0 | 0 | 0 | 0 | 0 | 0 | 0 | 0 | 0 | 0 | 0 | 0 | 0 | 0 | 0 | 0 | 0 | 0 | 0 | 0 | 0 | 0 | 0 | 0 | 0 | 0 | 0 | 0 | 0 | 0 | 0 | 0 | 0 | Southern_NV_Eldorado_Li_Battery_4hr | Southern_NV_Eldorado_Li_Battery_8hr | Southern_NV_Eldorado_Solar |  | Southern_NV_Eldorado_Wind |  |  |  | Southern_NV_Eldorado | Southern_NV_Eldorado
EOP | Valley Switch | 230 | NV | 89020 | NYE | 3 | 0 | 0 | 0 | 0 | 0 | 0 | 0 | 0 | 0 | 0 | 0 | 0 | 0 | 0 | 0 | 0 | 0 | 0 | 0 | 0 | 0 | 0 | 1 | 1 | 1 | 0 | 0 | 0 | 0 | 0 | 0 | 0 | 0 | 0 | 0 | 0 | 0 | 0 | 0 | 0 | 0 | 0 | 0 | 0 | 0 | 0 | 0 | 0 | 0 | 0 | 0 | 0 | 0 | 0 | 0 | 0 | 0 | 0 | 0 | 0 | 0 | 0 | 0 | 0 | 0 | 0 | 0 | 0 | 0 | 0 | 0 | 0 | 0 | 0 | 0 | 0 | 0 | 0 | 0 | 0 | 0 | 0 | 0 | 0 | 0 | 0 | 0 | 0 | 0 | 0 | 0 | 0 | 0 | 0 | 0 | 0 | 0 | Southern_NV_Eldorado_Li_Battery_4hr | Southern_NV_Eldorado_Li_Battery_8hr | Southern_NV_Eldorado_Solar |  | Southern_NV_Eldorado_Wind |  |  |  | Southern_NV_Eldorado | Southern_NV_Eldorado
PG&E GBA | Vasco | 230 | CA | 94551 | ALAMEDA | 4 | 0 | 0 | 0 | 0 | 0 | 0 | 0 | 0 | 0 | 0 | 0 | 0 | 0 | 0 | 0 | 0 | 0 | 0 | 0 | 0 | 0 | 0 | 0 | 0 | 0 | 0 | 0 | 0 | 0 | 0 | 0 | 0 | 0 | 0 | 0 | 0 | 0 | 0 | 0 | 1 | 0 | 0 | 0 | 0 | 0 | 0 | 0 | 0 | 0 | 0 | 0 | 0 | 0 | 0 | 0 | 1 | 0 | 0 | 0 | 1 | 0 | 0 | 0 | 0 | 0 | 0 | 1 | 0 | 0 | 0 | 0 | 0 | 0 | 0 | 0 | 0 | 0 | 0 | 0 | 0 | 0 | 0 | 0 | 0 | 0 | 0 | 0 | 0 | 0 | 0 | 0 | 0 | 0 | 0 | 0 | 0 | 0 | Northern_California_Li_Battery_4hr | Northern_California_Li_Battery_8hr | Northern_California_Solar |  | Solano_Wind |  |  |  | Northern_California | Solano
PG&E GBA | Vasona | 230 | CA | 95032 | SANTA CLARA | 3 | 0 | 0 | 0 | 0 | 0 | 0 | 0 | 0 | 0 | 0 | 0 | 0 | 0 | 0 | 0 | 0 | 0 | 0 | 0 | 0 | 0 | 0 | 0 | 0 | 0 | 0 | 0 | 0 | 0 | 0 | 0 | 0 | 0 | 0 | 0 | 0 | 0 | 0 | 0 | 0 | 0 | 0 | 0 | 0 | 0 | 0 | 0 | 0 | 0 | 0 | 0 | 0 | 1 | 0 | 0 | 0 | 0 | 0 | 0 | 1 | 0 | 0 | 0 | 0 | 0 | 0 | 0 | 0 | 0 | 0 | 0 | 0 | 0 | 0 | 0 | 0 | 0 | 0 | 0 | 0 | 0 | 0 | 0 | 0 | 0 | 0 | 0 | 0 | 0 | 0 | 0 | 0 | 0 | 0 | 0 | 0 | 1 | Northern_California_Li_Battery_4hr | Northern_California_Li_Battery_8hr | Northern_California_Solar |  | Kern_Greater_Carrizo_Wind |  |  |  | Northern_California | Peninsula_Monterey
SCE Northern | Vestal | 230 | CA | 93207 | TULARE | 4 | 1 | 0 | 1 | 0 | 0 | 1 | 1 | 0 | 0 | 0 | 0 | 0 | 0 | 0 | 0 | 0 | 0 | 0 | 0 | 0 | 0 | 0 | 0 | 0 | 0 | 0 | 0 | 0 | 0 | 0 | 0 | 0 | 0 | 0 | 0 | 0 | 0 | 0 | 0 | 0 | 0 | 0 | 0 | 0 | 0 | 0 | 0 | 0 | 0 | 0 | 0 | 0 | 0 | 0 | 0 | 0 | 0 | 0 | 0 | 0 | 0 | 0 | 0 | 0 | 0 | 0 | 0 | 0 | 0 | 0 | 0 | 0 | 0 | 0 | 0 | 0 | 0 | 0 | 0 | 0 | 0 | 0 | 0 | 0 | 0 | 0 | 0 | 0 | 0 | 0 | 0 | 0 | 0 | 0 | 0 | 0 | 0 | Tehachapi_Li_Battery_4hr | Tehachapi_Li_Battery_8hr | Tehachapi_Solar |  | Central_Valley_North_Los_Banos_Wind |  |  |  | Tehachapi | Central_Valley_North_Los_Banos
SCE Northern | Vestal | 66 | CA | 93207 | TULARE | 4 | 1 | 0 | 1 | 0 | 0 | 1 | 1 | 0 | 0 | 0 | 0 | 0 | 0 | 0 | 0 | 0 | 0 | 0 | 0 | 0 | 0 | 0 | 0 | 0 | 0 | 0 | 0 | 0 | 0 | 0 | 0 | 0 | 0 | 0 | 0 | 0 | 0 | 0 | 0 | 0 | 0 | 0 | 0 | 0 | 0 | 0 | 0 | 0 | 0 | 0 | 0 | 0 | 0 | 0 | 0 | 0 | 0 | 0 | 0 | 0 | 0 | 0 | 0 | 0 | 0 | 0 | 0 | 0 | 0 | 0 | 0 | 0 | 0 | 0 | 0 | 0 | 0 | 0 | 0 | 0 | 0 | 0 | 0 | 0 | 0 | 0 | 0 | 0 | 0 | 0 | 0 | 0 | 0 | 0 | 0 | 0 | 0 | Tehachapi_Li_Battery_4hr | Tehachapi_Li_Battery_8hr | Tehachapi_Solar |  | Central_Valley_North_Los_Banos_Wind |  |  |  | Tehachapi | Central_Valley_North_Los_Banos
SCE NOL | Victor | 115 | CA | 92392 | SAN BERNARDINO | 2 | 0 | 0 | 0 | 0 | 0 | 0 | 0 | 0 | 0 | 0 | 0 | 0 | 1 | 1 | 0 | 0 | 0 | 0 | 0 | 0 | 0 | 0 | 0 | 0 | 0 | 0 | 0 | 0 | 0 | 0 | 0 | 0 | 0 | 0 | 0 | 0 | 0 | 0 | 0 | 0 | 0 | 0 | 0 | 0 | 0 | 0 | 0 | 0 | 0 | 0 | 0 | 0 | 0 | 0 | 0 | 0 | 0 | 0 | 0 | 0 | 0 | 0 | 0 | 0 | 0 | 0 | 0 | 0 | 0 | 0 | 0 | 0 | 0 | 0 | 0 | 0 | 0 | 0 | 0 | 0 | 0 | 0 | 0 | 0 | 0 | 0 | 0 | 0 | 0 | 0 | 0 | 0 | 0 | 0 | 0 | 0 | 0 | Greater_Kramer_Li_Battery_4hr | Greater_Kramer_Li_Battery_8hr | Greater_Kramer_Solar |  | Greater_Kramer_Wind |  |  |  | Greater_Kramer | Greater_Kramer
SCE NOL | Victor | 230 | CA | 92392 | SAN BERNARDINO | 2 | 0 | 0 | 0 | 0 | 0 | 0 | 0 | 0 | 0 | 0 | 0 | 0 | 1 | 1 | 0 | 0 | 0 | 0 | 0 | 0 | 0 | 0 | 0 | 0 | 0 | 0 | 0 | 0 | 0 | 0 | 0 | 0 | 0 | 0 | 0 | 0 | 0 | 0 | 0 | 0 | 0 | 0 | 0 | 0 | 0 | 0 | 0 | 0 | 0 | 0 | 0 | 0 | 0 | 0 | 0 | 0 | 0 | 0 | 0 | 0 | 0 | 0 | 0 | 0 | 0 | 0 | 0 | 0 | 0 | 0 | 0 | 0 | 0 | 0 | 0 | 0 | 0 | 0 | 0 | 0 | 0 | 0 | 0 | 0 | 0 | 0 | 0 | 0 | 0 | 0 | 0 | 0 | 0 | 0 | 0 | 0 | 0 | Greater_Kramer_Li_Battery_4hr | Greater_Kramer_Li_Battery_8hr | Greater_Kramer_Solar |  | Greater_Kramer_Wind |  |  |  | Greater_Kramer | Greater_Kramer
SCE Metro | Viejo | 230 | CA | 92610 | ORANGE | 1 | 0 | 0 | 0 | 0 | 0 | 0 | 0 | 0 | 0 | 1 | 0 | 0 | 0 | 0 | 0 | 0 | 0 | 0 | 0 | 0 | 0 | 0 | 0 | 0 | 0 | 0 | 0 | 0 | 0 | 0 | 0 | 0 | 0 | 0 | 0 | 0 | 0 | 0 | 0 | 0 | 0 | 0 | 0 | 0 | 0 | 0 | 0 | 0 | 0 | 0 | 0 | 0 | 0 | 0 | 0 | 0 | 0 | 0 | 0 | 0 | 0 | 0 | 0 | 0 | 0 | 0 | 0 | 0 | 0 | 0 | 0 | 0 | 0 | 0 | 0 | 0 | 0 | 0 | 0 | 0 | 0 | 0 | 0 | 0 | 0 | 0 | 0 | 0 | 0 | 0 | 0 | 0 | 0 | 0 | 0 | 0 | 0 | Greater_LA_Li_Battery_4hr | Greater_LA_Li_Battery_8hr | Greater_LA_Solar |  | 0 |  |  |  | Greater_LA | Greater_LA
PG&E GBA | Vierra | 115 | CA | 95330 | SAN JOAQUIN | 5 | 0 | 0 | 0 | 0 | 0 | 0 | 0 | 0 | 0 | 0 | 0 | 0 | 0 | 0 | 0 | 0 | 0 | 0 | 0 | 0 | 0 | 0 | 0 | 0 | 0 | 0 | 0 | 0 | 0 | 0 | 0 | 0 | 0 | 0 | 0 | 0 | 0 | 0 | 0 | 0 | 0 | 0 | 0 | 0 | 0 | 1 | 0 | 0 | 0 | 0 | 0 | 0 | 0 | 0 | 0 | 1 | 0 | 1 | 0 | 1 | 0 | 0 | 0 | 0 | 0 | 1 | 0 | 0 | 0 | 0 | 0 | 0 | 0 | 0 | 0 | 0 | 0 | 0 | 0 | 0 | 0 | 0 | 0 | 0 | 0 | 0 | 0 | 0 | 0 | 0 | 0 | 0 | 0 | 0 | 0 | 0 | 0 | Northern_California_Li_Battery_4hr | Northern_California_Li_Battery_8hr | Northern_California_Solar |  | Solano_Wind |  |  |  | Northern_California | Solano
SCE Metro | Villa Park | 230 | CA | 92865 | ORANGE | 1 | 0 | 0 | 0 | 0 | 0 | 0 | 0 | 0 | 0 | 1 | 0 | 0 | 0 | 0 | 0 | 0 | 0 | 0 | 0 | 0 | 0 | 0 | 0 | 0 | 0 | 0 | 0 | 0 | 0 | 0 | 0 | 0 | 0 | 0 | 0 | 0 | 0 | 0 | 0 | 0 | 0 | 0 | 0 | 0 | 0 | 0 | 0 | 0 | 0 | 0 | 0 | 0 | 0 | 0 | 0 | 0 | 0 | 0 | 0 | 0 | 0 | 0 | 0 | 0 | 0 | 0 | 0 | 0 | 0 | 0 | 0 | 0 | 0 | 0 | 0 | 0 | 0 | 0 | 0 | 0 | 0 | 0 | 0 | 0 | 0 | 0 | 0 | 0 | 0 | 0 | 0 | 0 | 0 | 0 | 0 | 0 | 0 | Greater_LA_Li_Battery_4hr | Greater_LA_Li_Battery_8hr | Greater_LA_Solar |  | 0 |  |  |  | Greater_LA | Greater_LA
SCE Northern | Vincent | 230 | CA | 93550 | LOS ANGELES | 1 | 0 | 1 | 0 | 0 | 0 | 0 | 0 | 0 | 0 | 0 | 0 | 0 | 0 | 0 | 0 | 0 | 0 | 0 | 0 | 0 | 0 | 0 | 0 | 0 | 0 | 0 | 0 | 0 | 0 | 0 | 0 | 0 | 0 | 0 | 0 | 0 | 0 | 0 | 0 | 0 | 0 | 0 | 0 | 0 | 0 | 0 | 0 | 0 | 0 | 0 | 0 | 0 | 0 | 0 | 0 | 0 | 0 | 0 | 0 | 0 | 0 | 0 | 0 | 0 | 0 | 0 | 0 | 0 | 0 | 0 | 0 | 0 | 0 | 0 | 0 | 0 | 0 | 0 | 0 | 0 | 0 | 0 | 0 | 0 | 0 | 0 | 0 | 0 | 0 | 0 | 0 | 0 | 0 | 0 | 0 | 0 | 0 | Tehachapi_Li_Battery_4hr | Tehachapi_Li_Battery_8hr | Tehachapi_Solar |  | Tehachapi_Wind |  |  |  | Greater_LA | Tehachapi
SCE Northern | Vincent | 500 | CA | 93550 | LOS ANGELES | 1 | 0 | 1 | 0 | 0 | 0 | 0 | 0 | 0 | 0 | 0 | 0 | 0 | 0 | 0 | 0 | 0 | 0 | 0 | 0 | 0 | 0 | 0 | 0 | 0 | 0 | 0 | 0 | 0 | 0 | 0 | 0 | 0 | 0 | 0 | 0 | 0 | 0 | 0 | 0 | 0 | 0 | 0 | 0 | 0 | 0 | 0 | 0 | 0 | 0 | 0 | 0 | 0 | 0 | 0 | 0 | 0 | 0 | 0 | 0 | 0 | 0 | 0 | 0 | 0 | 0 | 0 | 0 | 0 | 0 | 0 | 0 | 0 | 0 | 0 | 0 | 0 | 0 | 0 | 0 | 0 | 0 | 0 | 0 | 0 | 0 | 0 | 0 | 0 | 0 | 0 | 0 | 0 | 0 | 0 | 0 | 0 | 0 | Tehachapi_Li_Battery_4hr | Tehachapi_Li_Battery_8hr | Tehachapi_Solar |  | Tehachapi_Wind |  |  |  | Greater_LA | Tehachapi
PG&E GBA | Vineyard | 230 | CA | 94566 | ALAMEDA | 4 | 0 | 0 | 0 | 0 | 0 | 0 | 0 | 0 | 0 | 0 | 0 | 0 | 0 | 0 | 0 | 0 | 0 | 0 | 0 | 0 | 0 | 0 | 0 | 0 | 0 | 0 | 0 | 0 | 0 | 0 | 0 | 0 | 0 | 0 | 0 | 0 | 0 | 0 | 0 | 1 | 0 | 0 | 0 | 0 | 0 | 0 | 0 | 0 | 0 | 0 | 0 | 0 | 0 | 0 | 0 | 1 | 0 | 0 | 0 | 1 | 0 | 0 | 0 | 0 | 0 | 0 | 1 | 0 | 0 | 0 | 0 | 0 | 0 | 0 | 0 | 0 | 0 | 0 | 0 | 0 | 0 | 0 | 0 | 0 | 0 | 0 | 0 | 0 | 0 | 0 | 0 | 0 | 0 | 0 | 0 | 0 | 0 | Northern_California_Li_Battery_4hr | Northern_California_Li_Battery_8hr | Northern_California_Solar |  | Solano_Wind |  |  |  | Northern_California | Solano
SDGE | Vineyard | 69 | CA | 94566 | Alameda | 3 | 0 | 0 | 0 | 0 | 0 | 0 | 0 | 0 | 0 | 0 | 0 | 0 | 0 | 0 | 0 | 0 | 0 | 0 | 0 | 0 | 0 | 0 | 0 | 0 | 0 | 0 | 0 | 0 | 0 | 0 | 1 | 0 | 1 | 0 | 0 | 0 | 1 | 0 | 0 | 0 | 0 | 0 | 0 | 0 | 0 | 0 | 0 | 0 | 0 | 0 | 0 | 0 | 0 | 0 | 0 | 0 | 0 | 0 | 0 | 0 | 0 | 0 | 0 | 0 | 0 | 0 | 0 | 0 | 0 | 0 | 0 | 0 | 0 | 0 | 0 | 0 | 0 | 0 | 0 | 0 | 0 | 0 | 0 | 0 | 0 | 0 | 0 | 0 | 0 | 0 | 0 | 0 | 0 | 0 | 0 | 0 | 0 | Northern_California_Li_Battery_4hr | Northern_California_Li_Battery_8hr | Northern_California_Solar |  | Solano_Wind |  |  |  | Northern_California | Solano
SCE Eastern | Vista (SCE) | 230 | CA | 92313 | SAN BERNARDINO | 2 | 0 | 0 | 0 | 0 | 0 | 0 | 0 | 0 | 0 | 0 | 0 | 0 | 0 | 0 | 0 | 0 | 0 | 0 | 0 | 1 | 0 | 1 | 0 | 0 | 0 | 0 | 0 | 0 | 0 | 0 | 0 | 0 | 0 | 0 | 0 | 0 | 0 | 0 | 0 | 0 | 0 | 0 | 0 | 0 | 0 | 0 | 0 | 0 | 0 | 0 | 0 | 0 | 0 | 0 | 0 | 0 | 0 | 0 | 0 | 0 | 0 | 0 | 0 | 0 | 0 | 0 | 0 | 0 | 0 | 0 | 0 | 0 | 0 | 0 | 0 | 0 | 0 | 0 | 0 | 0 | 0 | 0 | 0 | 0 | 0 | 0 | 0 | 0 | 0 | 0 | 0 | 0 | 0 | 0 | 0 | 0 | 0 | Riverside_Li_Battery_4hr | Riverside_Li_Battery_8hr | Riverside_Solar |  | Greater_Kramer_Wind |  |  |  | Riverside | Greater_Kramer
EOP | Vista (VEA) | 138 | NV | 89060 | NYE | 3 | 0 | 0 | 0 | 0 | 0 | 0 | 0 | 0 | 0 | 0 | 0 | 0 | 0 | 0 | 0 | 0 | 0 | 0 | 0 | 0 | 0 | 0 | 1 | 1 | 1 | 0 | 0 | 0 | 0 | 0 | 0 | 0 | 0 | 0 | 0 | 0 | 0 | 0 | 0 | 0 | 0 | 0 | 0 | 0 | 0 | 0 | 0 | 0 | 0 | 0 | 0 | 0 | 0 | 0 | 0 | 0 | 0 | 0 | 0 | 0 | 0 | 0 | 0 | 0 | 0 | 0 | 0 | 0 | 0 | 0 | 0 | 0 | 0 | 0 | 0 | 0 | 0 | 0 | 0 | 0 | 0 | 0 | 0 | 0 | 0 | 0 | 0 | 0 | 0 | 0 | 0 | 0 | 0 | 0 | 0 | 0 | 0 | Southern_NV_Eldorado_Li_Battery_4hr | Southern_NV_Eldorado_Li_Battery_8hr | Southern_NV_Eldorado_Solar |  | Southern_NV_Eldorado_Wind |  |  |  | Southern_NV_Eldorado | Southern_NV_Eldorado
EOP | Vista (VEA) | 230 | NV | 89060 | NYE | 3 | 0 | 0 | 0 | 0 | 0 | 0 | 0 | 0 | 0 | 0 | 0 | 0 | 0 | 0 | 0 | 0 | 0 | 0 | 0 | 0 | 0 | 0 | 1 | 1 | 1 | 0 | 0 | 0 | 0 | 0 | 0 | 0 | 0 | 0 | 0 | 0 | 0 | 0 | 0 | 0 | 0 | 0 | 0 | 0 | 0 | 0 | 0 | 0 | 0 | 0 | 0 | 0 | 0 | 0 | 0 | 0 | 0 | 0 | 0 | 0 | 0 | 0 | 0 | 0 | 0 | 0 | 0 | 0 | 0 | 0 | 0 | 0 | 0 | 0 | 0 | 0 | 0 | 0 | 0 | 0 | 0 | 0 | 0 | 0 | 0 | 0 | 0 | 0 | 0 | 0 | 0 | 0 | 0 | 0 | 0 | 0 | 0 | Southern_NV_Eldorado_Li_Battery_4hr | Southern_NV_Eldorado_Li_Battery_8hr | Southern_NV_Eldorado_Solar |  | Southern_NV_Eldorado_Wind |  |  |  | Southern_NV_Eldorado | Southern_NV_Eldorado
PG&E FRESNO | Wahtoke | 115 | CA | 93654 | Fresno | 5 | 0 | 0 | 0 | 0 | 0 | 0 | 0 | 0 | 0 | 0 | 0 | 0 | 0 | 0 | 0 | 0 | 0 | 0 | 0 | 0 | 0 | 0 | 0 | 0 | 0 | 0 | 0 | 0 | 0 | 0 | 0 | 0 | 0 | 0 | 0 | 0 | 0 | 0 | 0 | 0 | 0 | 0 | 0 | 0 | 0 | 0 | 0 | 0 | 0 | 0 | 0 | 0 | 0 | 0 | 0 | 0 | 0 | 0 | 0 | 0 | 0 | 0 | 0 | 0 | 0 | 0 | 0 | 0 | 1 | 0 | 0 | 0 | 0 | 0 | 0 | 0 | 0 | 0 | 0 | 1 | 0 | 1 | 0 | 1 | 0 | 1 | 0 | 0 | 0 | 0 | 0 | 0 | 0 | 0 | 0 | 0 | 0 | Southern_PGAE_Li_Battery_4hr | Southern_PGAE_Li_Battery_8hr | Southern_PGAE_Solar |  | Central_Valley_North_Los_Banos_Wind |  |  |  | Southern_PGAE | Central_Valley_North_Los_Banos
SCE Northern | Wakefield | 66 | CA | 93060 | Ventura | 3 | 0 | 0 | 1 | 0 | 1 | 0 | 0 | 0 | 0 | 0 | 0 | 0 | 0 | 0 | 0 | 0 | 0 | 0 | 0 | 0 | 0 | 0 | 0 | 0 | 1 | 0 | 0 | 0 | 0 | 0 | 0 | 0 | 0 | 0 | 0 | 0 | 0 | 0 | 0 | 0 | 0 | 0 | 0 | 0 | 0 | 0 | 0 | 0 | 0 | 0 | 0 | 0 | 0 | 0 | 0 | 0 | 0 | 0 | 0 | 0 | 0 | 0 | 0 | 0 | 0 | 0 | 0 | 0 | 0 | 0 | 0 | 0 | 0 | 0 | 0 | 0 | 0 | 0 | 0 | 0 | 0 | 0 | 0 | 0 | 0 | 0 | 0 | 0 | 0 | 0 | 0 | 0 | 0 | 0 | 0 | 0 | 0 | Greater_LA_Li_Battery_4hr | Greater_LA_Li_Battery_8hr | Tehachapi_Solar |  | 0 |  |  |  | Greater_LA | Greater_LA
SCE Metro | Walnut | 230 | CA | 91745 | LOS ANGELES | 1 | 0 | 0 | 0 | 0 | 0 | 0 | 0 | 0 | 0 | 1 | 0 | 0 | 0 | 0 | 0 | 0 | 0 | 0 | 0 | 0 | 0 | 0 | 0 | 0 | 0 | 0 | 0 | 0 | 0 | 0 | 0 | 0 | 0 | 0 | 0 | 0 | 0 | 0 | 0 | 0 | 0 | 0 | 0 | 0 | 0 | 0 | 0 | 0 | 0 | 0 | 0 | 0 | 0 | 0 | 0 | 0 | 0 | 0 | 0 | 0 | 0 | 0 | 0 | 0 | 0 | 0 | 0 | 0 | 0 | 0 | 0 | 0 | 0 | 0 | 0 | 0 | 0 | 0 | 0 | 0 | 0 | 0 | 0 | 0 | 0 | 0 | 0 | 0 | 0 | 0 | 0 | 0 | 0 | 0 | 0 | 0 | 0 | Greater_LA_Li_Battery_4hr | Greater_LA_Li_Battery_8hr | Greater_LA_Solar |  | 0 |  |  |  | Greater_LA | Greater_LA
SCE Northern | Warne | 230 | CA | 93243 | LOS ANGELES | 3 | 0 | 0 | 1 | 0 | 0 | 0 | 1 | 0 | 0 | 0 | 0 | 0 | 0 | 0 | 0 | 0 | 0 | 0 | 0 | 0 | 0 | 0 | 0 | 0 | 1 | 0 | 0 | 0 | 0 | 0 | 0 | 0 | 0 | 0 | 0 | 0 | 0 | 0 | 0 | 0 | 0 | 0 | 0 | 0 | 0 | 0 | 0 | 0 | 0 | 0 | 0 | 0 | 0 | 0 | 0 | 0 | 0 | 0 | 0 | 0 | 0 | 0 | 0 | 0 | 0 | 0 | 0 | 0 | 0 | 0 | 0 | 0 | 0 | 0 | 0 | 0 | 0 | 0 | 0 | 0 | 0 | 0 | 0 | 0 | 0 | 0 | 0 | 0 | 0 | 0 | 0 | 0 | 0 | 0 | 0 | 0 | 0 | Tehachapi_Li_Battery_4hr | Tehachapi_Li_Battery_8hr | Tehachapi_Solar |  | Tehachapi_Wind |  |  |  | Tehachapi | Tehachapi
PG&E GBA | Warnerville | 230 | CA | 95361 | STANISLAUS | 12 | 0 | 0 | 0 | 0 | 0 | 0 | 0 | 0 | 0 | 0 | 0 | 0 | 0 | 0 | 0 | 0 | 0 | 0 | 0 | 0 | 0 | 0 | 0 | 0 | 0 | 0 | 0 | 0 | 0 | 0 | 0 | 0 | 0 | 0 | 0 | 0 | 0 | 0 | 0 | 0 | 0 | 0 | 0 | 0 | 0 | 1 | 0 | 0 | 0 | 0 | 0 | 0 | 0 | 0 | 0 | 0 | 0 | 0 | 0 | 1 | 1 | 0 | 0 | 0 | 0 | 0 | 0 | 0 | 0 | 0 | 0 | 0 | 0 | 0 | 0 | 0 | 0 | 0 | 1 | 1 | 0 | 1 | 1 | 0 | 1 | 0 | 0 | 1 | 1 | 1 | 0 | 0 | 1 | 0 | 0 | 0 | 0 | Southern_PGAE_Li_Battery_4hr | Southern_PGAE_Li_Battery_8hr | Southern_PGAE_Solar |  | Central_Valley_North_Los_Banos_Wind |  |  |  | Southern_PGAE | Central_Valley_North_Los_Banos
PG&E FRESNO | Waukena | 115 | CA | 93230 | KINGS | 5 | 0 | 0 | 0 | 0 | 0 | 0 | 0 | 0 | 0 | 0 | 0 | 0 | 0 | 0 | 0 | 0 | 0 | 0 | 0 | 0 | 0 | 0 | 0 | 0 | 0 | 0 | 0 | 0 | 0 | 0 | 0 | 0 | 0 | 0 | 0 | 0 | 0 | 0 | 0 | 0 | 0 | 0 | 0 | 0 | 0 | 0 | 0 | 0 | 0 | 0 | 0 | 0 | 0 | 0 | 0 | 0 | 0 | 0 | 0 | 0 | 0 | 0 | 0 | 0 | 0 | 0 | 0 | 0 | 1 | 0 | 0 | 0 | 0 | 0 | 0 | 0 | 0 | 0 | 0 | 1 | 0 | 1 | 0 | 1 | 0 | 1 | 0 | 0 | 0 | 0 | 0 | 0 | 0 | 0 | 0 | 0 | 0 | Southern_PGAE_Li_Battery_4hr | Southern_PGAE_Li_Battery_8hr | Southern_PGAE_Solar |  | Central_Valley_North_Los_Banos_Wind |  |  |  | Southern_PGAE | Central_Valley_North_Los_Banos
PG&E GBA | Weber | 230 | CA | 95205 | SAN JOAQUIN | 3 | 0 | 0 | 0 | 0 | 0 | 0 | 0 | 0 | 0 | 0 | 0 | 0 | 0 | 0 | 0 | 0 | 0 | 0 | 0 | 0 | 0 | 0 | 0 | 0 | 0 | 0 | 0 | 0 | 0 | 0 | 0 | 0 | 0 | 0 | 0 | 0 | 0 | 0 | 0 | 0 | 0 | 0 | 0 | 0 | 0 | 1 | 0 | 0 | 0 | 0 | 0 | 0 | 0 | 0 | 0 | 0 | 0 | 0 | 0 | 1 | 1 | 0 | 0 | 0 | 0 | 0 | 0 | 0 | 0 | 0 | 0 | 0 | 0 | 0 | 0 | 0 | 0 | 0 | 0 | 0 | 0 | 0 | 0 | 0 | 0 | 0 | 0 | 0 | 0 | 0 | 0 | 0 | 0 | 0 | 0 | 0 | 0 | Northern_California_Li_Battery_4hr | Northern_California_Li_Battery_8hr | Northern_California_Solar |  | Solano_Wind |  |  |  | Northern_California | Solano
PG&E GBA | Weber | 60 | CA | 95205 | SAN JOAQUIN | 3 | 0 | 0 | 0 | 0 | 0 | 0 | 0 | 0 | 0 | 0 | 0 | 0 | 0 | 0 | 0 | 0 | 0 | 0 | 0 | 0 | 0 | 0 | 0 | 0 | 0 | 0 | 0 | 0 | 0 | 0 | 0 | 0 | 0 | 0 | 0 | 0 | 0 | 0 | 0 | 0 | 0 | 0 | 0 | 0 | 0 | 1 | 0 | 0 | 0 | 0 | 0 | 0 | 0 | 0 | 0 | 0 | 0 | 0 | 0 | 1 | 1 | 0 | 0 | 0 | 0 | 0 | 0 | 0 | 0 | 0 | 0 | 0 | 0 | 0 | 0 | 0 | 0 | 0 | 0 | 0 | 0 | 0 | 0 | 0 | 0 | 0 | 0 | 0 | 0 | 0 | 0 | 0 | 0 | 0 | 0 | 0 | 0 | Northern_California_Li_Battery_4hr | Northern_California_Li_Battery_8hr | Northern_California_Solar |  | Solano_Wind |  |  |  | Northern_California | Solano
PG&E FRESNO | West Fresno | 115 | CA | 93706 | FRESNO | 6 | 0 | 0 | 0 | 0 | 0 | 0 | 0 | 0 | 0 | 0 | 0 | 0 | 0 | 0 | 0 | 0 | 0 | 0 | 0 | 0 | 0 | 0 | 0 | 0 | 0 | 0 | 0 | 0 | 0 | 0 | 0 | 0 | 0 | 0 | 0 | 0 | 0 | 0 | 0 | 0 | 0 | 0 | 0 | 0 | 0 | 1 | 0 | 0 | 0 | 0 | 0 | 0 | 0 | 0 | 0 | 0 | 0 | 0 | 0 | 0 | 0 | 0 | 0 | 0 | 0 | 0 | 0 | 0 | 0 | 0 | 0 | 0 | 0 | 0 | 0 | 0 | 0 | 0 | 1 | 1 | 0 | 1 | 0 | 0 | 0 | 1 | 0 | 0 | 0 | 1 | 0 | 0 | 0 | 0 | 0 | 0 | 0 | Southern_PGAE_Li_Battery_4hr | Southern_PGAE_Li_Battery_8hr | Southern_PGAE_Solar |  | Central_Valley_North_Los_Banos_Wind |  |  |  | Southern_PGAE | Central_Valley_North_Los_Banos
PG&E FRESNO | Westley | 230 | CA | 95363 | STANISLAUS | 1 | 0 | 0 | 0 | 0 | 0 | 0 | 0 | 0 | 0 | 0 | 0 | 0 | 0 | 0 | 0 | 0 | 0 | 0 | 0 | 0 | 0 | 0 | 0 | 0 | 0 | 0 | 0 | 0 | 0 | 0 | 0 | 0 | 0 | 0 | 0 | 0 | 0 | 0 | 0 | 0 | 0 | 0 | 0 | 0 | 0 | 0 | 0 | 0 | 0 | 0 | 0 | 0 | 0 | 0 | 0 | 0 | 0 | 0 | 0 | 0 | 0 | 0 | 0 | 0 | 0 | 0 | 0 | 0 | 0 | 0 | 0 | 0 | 0 | 0 | 0 | 0 | 0 | 0 | 0 | 0 | 0 | 0 | 0 | 0 | 0 | 1 | 0 | 0 | 0 | 0 | 0 | 0 | 0 | 0 | 0 | 0 | 0 | Southern_PGAE_Li_Battery_4hr | Southern_PGAE_Li_Battery_8hr | Southern_PGAE_Solar |  | Central_Valley_North_Los_Banos_Wind |  |  |  | Southern_PGAE | Central_Valley_North_Los_Banos
PG&E KERN | Westpark | 115 | CA | 93301 | KERN | 3 | 0 | 0 | 0 | 0 | 0 | 0 | 0 | 0 | 0 | 0 | 0 | 0 | 0 | 0 | 0 | 0 | 0 | 0 | 0 | 0 | 0 | 0 | 0 | 0 | 0 | 0 | 0 | 0 | 0 | 0 | 0 | 0 | 0 | 0 | 0 | 0 | 0 | 0 | 0 | 0 | 0 | 0 | 0 | 0 | 0 | 0 | 0 | 0 | 0 | 0 | 0 | 0 | 0 | 0 | 0 | 0 | 0 | 0 | 0 | 0 | 0 | 0 | 0 | 0 | 0 | 0 | 0 | 1 | 1 | 0 | 0 | 0 | 0 | 0 | 0 | 0 | 0 | 0 | 0 | 1 | 0 | 0 | 0 | 0 | 0 | 0 | 0 | 0 | 0 | 0 | 0 | 0 | 0 | 0 | 0 | 0 | 0 | Southern_PGAE_Li_Battery_4hr | Southern_PGAE_Li_Battery_8hr | Southern_PGAE_Solar |  | Central_Valley_North_Los_Banos_Wind |  |  |  | Southern_PGAE | Central_Valley_North_Los_Banos
PG&E KERN | Wheeler Ridge | 230 | CA | 93307 | KERN | 4 | 0 | 0 | 0 | 0 | 0 | 0 | 0 | 0 | 0 | 0 | 0 | 0 | 0 | 0 | 0 | 0 | 0 | 0 | 0 | 0 | 0 | 0 | 0 | 0 | 0 | 0 | 0 | 0 | 0 | 0 | 0 | 0 | 0 | 0 | 0 | 0 | 0 | 0 | 0 | 0 | 0 | 0 | 0 | 0 | 0 | 0 | 0 | 0 | 0 | 0 | 0 | 0 | 0 | 0 | 0 | 0 | 0 | 0 | 0 | 0 | 0 | 0 | 0 | 0 | 0 | 0 | 0 | 0 | 0 | 0 | 0 | 0 | 0 | 0 | 0 | 0 | 1 | 0 | 1 | 1 | 0 | 0 | 0 | 0 | 0 | 0 | 0 | 0 | 0 | 0 | 0 | 0 | 0 | 0 | 1 | 0 | 0 | Southern_PGAE_Li_Battery_4hr | Southern_PGAE_Li_Battery_8hr | Southern_PGAE_Solar |  | Central_Valley_North_Los_Banos_Wind |  |  |  | Southern_PGAE | Central_Valley_North_Los_Banos
PG&E KERN | Wheeler Ridge | 115 | CA | 93307 | KERN | 3 | 0 | 0 | 0 | 0 | 0 | 0 | 0 | 0 | 0 | 0 | 0 | 0 | 0 | 0 | 0 | 0 | 0 | 0 | 0 | 0 | 0 | 0 | 0 | 0 | 0 | 0 | 0 | 0 | 0 | 0 | 0 | 0 | 0 | 0 | 0 | 0 | 0 | 0 | 0 | 0 | 0 | 0 | 0 | 0 | 0 | 0 | 0 | 0 | 0 | 0 | 0 | 0 | 0 | 0 | 0 | 0 | 0 | 0 | 0 | 0 | 0 | 0 | 0 | 0 | 0 | 0 | 0 | 1 | 1 | 0 | 0 | 0 | 0 | 0 | 0 | 0 | 0 | 0 | 0 | 1 | 0 | 0 | 0 | 0 | 0 | 0 | 0 | 0 | 0 | 0 | 0 | 0 | 0 | 0 | 0 | 0 | 0 | Southern_PGAE_Li_Battery_4hr | Southern_PGAE_Li_Battery_8hr | Southern_PGAE_Solar |  | Central_Valley_North_Los_Banos_Wind |  |  |  | Southern_PGAE | Central_Valley_North_Los_Banos
PG&E KERN | Wheeler Ridge | 70 | CA | 93307 | KERN | 4 | 0 | 0 | 0 | 0 | 0 | 0 | 0 | 0 | 0 | 0 | 0 | 0 | 0 | 0 | 0 | 0 | 0 | 0 | 0 | 0 | 0 | 0 | 0 | 0 | 0 | 0 | 0 | 0 | 0 | 0 | 0 | 0 | 0 | 0 | 0 | 0 | 0 | 0 | 0 | 0 | 0 | 0 | 0 | 0 | 0 | 0 | 0 | 0 | 0 | 0 | 0 | 0 | 0 | 0 | 0 | 0 | 0 | 0 | 0 | 0 | 0 | 0 | 0 | 0 | 0 | 0 | 0 | 0 | 0 | 0 | 0 | 0 | 0 | 0 | 0 | 0 | 1 | 0 | 1 | 1 | 0 | 0 | 0 | 0 | 0 | 0 | 0 | 0 | 0 | 0 | 0 | 0 | 0 | 0 | 1 | 0 | 0 | Southern_PGAE_Li_Battery_4hr | Southern_PGAE_Li_Battery_8hr | Southern_PGAE_Solar |  | Central_Valley_North_Los_Banos_Wind |  |  |  | Southern_PGAE | Central_Valley_North_Los_Banos
SCE Northern | Whirlwind | 230 | CA | 93560 | KERN | 2 | 1 | 1 | 0 | 0 | 0 | 0 | 0 | 0 | 0 | 0 | 0 | 0 | 0 | 0 | 0 | 0 | 0 | 0 | 0 | 0 | 0 | 0 | 0 | 0 | 0 | 0 | 0 | 0 | 0 | 0 | 0 | 0 | 0 | 0 | 0 | 0 | 0 | 0 | 0 | 0 | 0 | 0 | 0 | 0 | 0 | 0 | 0 | 0 | 0 | 0 | 0 | 0 | 0 | 0 | 0 | 0 | 0 | 0 | 0 | 0 | 0 | 0 | 0 | 0 | 0 | 0 | 0 | 0 | 0 | 0 | 0 | 0 | 0 | 0 | 0 | 0 | 0 | 0 | 0 | 0 | 0 | 0 | 0 | 0 | 0 | 0 | 0 | 0 | 0 | 0 | 0 | 0 | 0 | 0 | 0 | 0 | 0 | Tehachapi_Li_Battery_4hr | Tehachapi_Li_Battery_8hr | Tehachapi_Solar |  | Tehachapi_Wind |  |  |  | Tehachapi | Tehachapi
SCE Northern | Whirlwind | 500 | CA | 93560 | KERN | 2 | 1 | 1 | 0 | 0 | 0 | 0 | 0 | 0 | 0 | 0 | 0 | 0 | 0 | 0 | 0 | 0 | 0 | 0 | 0 | 0 | 0 | 0 | 0 | 0 | 0 | 0 | 0 | 0 | 0 | 0 | 0 | 0 | 0 | 0 | 0 | 0 | 0 | 0 | 0 | 0 | 0 | 0 | 0 | 0 | 0 | 0 | 0 | 0 | 0 | 0 | 0 | 0 | 0 | 0 | 0 | 0 | 0 | 0 | 0 | 0 | 0 | 0 | 0 | 0 | 0 | 0 | 0 | 0 | 0 | 0 | 0 | 0 | 0 | 0 | 0 | 0 | 0 | 0 | 0 | 0 | 0 | 0 | 0 | 0 | 0 | 0 | 0 | 0 | 0 | 0 | 0 | 0 | 0 | 0 | 0 | 0 | 0 | Tehachapi_Li_Battery_4hr | Tehachapi_Li_Battery_8hr | Tehachapi_Solar |  | Tehachapi_Wind |  |  |  | Tehachapi | Tehachapi
PG&E GBA | Whisman | 115 | CA | 94043 | Santa Clara | 3 | 0 | 0 | 0 | 0 | 0 | 0 | 0 | 0 | 0 | 0 | 0 | 0 | 0 | 0 | 0 | 0 | 0 | 0 | 0 | 0 | 0 | 0 | 0 | 0 | 0 | 0 | 0 | 0 | 0 | 0 | 0 | 0 | 0 | 0 | 0 | 0 | 0 | 0 | 0 | 0 | 0 | 0 | 0 | 0 | 0 | 0 | 0 | 0 | 0 | 0 | 0 | 0 | 1 | 0 | 0 | 1 | 0 | 0 | 0 | 0 | 0 | 0 | 0 | 0 | 0 | 0 | 0 | 0 | 0 | 0 | 0 | 0 | 0 | 0 | 0 | 0 | 0 | 0 | 0 | 0 | 0 | 0 | 0 | 0 | 0 | 0 | 0 | 0 | 0 | 0 | 0 | 0 | 0 | 0 | 0 | 0 | 1 | Northern_California_Li_Battery_4hr | Northern_California_Li_Battery_8hr | Northern_California_Solar |  | Kern_Greater_Carrizo_Wind |  |  |  | Northern_California | Peninsula_Monterey
SCE Eastern | Wildlife | 230 | CA | 92504 | Riverside | 2 | 0 | 0 | 0 | 0 | 0 | 0 | 0 | 0 | 0 | 0 | 0 | 0 | 0 | 0 | 0 | 0 | 0 | 0 | 0 | 1 | 0 | 1 | 0 | 0 | 0 | 0 | 0 | 0 | 0 | 0 | 0 | 0 | 0 | 0 | 0 | 0 | 0 | 0 | 0 | 0 | 0 | 0 | 0 | 0 | 0 | 0 | 0 | 0 | 0 | 0 | 0 | 0 | 0 | 0 | 0 | 0 | 0 | 0 | 0 | 0 | 0 | 0 | 0 | 0 | 0 | 0 | 0 | 0 | 0 | 0 | 0 | 0 | 0 | 0 | 0 | 0 | 0 | 0 | 0 | 0 | 0 | 0 | 0 | 0 | 0 | 0 | 0 | 0 | 0 | 0 | 0 | 0 | 0 | 0 | 0 | 0 | 0 | Riverside_Li_Battery_4hr | Riverside_Li_Battery_8hr | Riverside_Solar |  | Riverside_Palm_Springs_Wind |  |  |  | Riverside | Riverside (Exclude)
PG&E FRESNO | Wilson | 115 | CA | 95340 | MERCED | 12 | 0 | 0 | 0 | 0 | 0 | 0 | 0 | 0 | 0 | 0 | 0 | 0 | 0 | 0 | 0 | 0 | 0 | 0 | 0 | 0 | 0 | 0 | 0 | 0 | 0 | 0 | 0 | 0 | 0 | 0 | 0 | 0 | 0 | 0 | 0 | 0 | 0 | 0 | 0 | 0 | 0 | 0 | 0 | 0 | 0 | 1 | 0 | 0 | 0 | 0 | 0 | 0 | 0 | 0 | 0 | 0 | 0 | 0 | 0 | 1 | 0 | 0 | 0 | 0 | 0 | 0 | 0 | 0 | 0 | 0 | 0 | 0 | 0 | 0 | 0 | 0 | 0 | 0 | 1 | 1 | 0 | 1 | 1 | 0 | 1 | 1 | 0 | 1 | 1 | 1 | 0 | 0 | 1 | 0 | 0 | 0 | 0 | Southern_PGAE_Li_Battery_4hr | Southern_PGAE_Li_Battery_8hr | Southern_PGAE_Solar |  | Central_Valley_North_Los_Banos_Wind |  |  |  | Southern_PGAE | Central_Valley_North_Los_Banos
PG&E FRESNO | Wilson | 230 | CA | 95340 | MERCED | 14 | 0 | 0 | 0 | 0 | 0 | 0 | 0 | 0 | 0 | 0 | 0 | 0 | 0 | 0 | 0 | 0 | 0 | 0 | 0 | 0 | 0 | 0 | 0 | 0 | 0 | 0 | 0 | 0 | 0 | 0 | 0 | 0 | 0 | 0 | 0 | 0 | 0 | 0 | 0 | 0 | 0 | 0 | 0 | 0 | 0 | 1 | 0 | 0 | 0 | 0 | 0 | 0 | 0 | 0 | 0 | 0 | 0 | 0 | 0 | 1 | 0 | 0 | 0 | 0 | 0 | 0 | 0 | 0 | 0 | 0 | 0 | 0 | 0 | 0 | 0 | 0 | 0 | 0 | 1 | 1 | 0 | 1 | 1 | 1 | 1 | 1 | 0 | 1 | 1 | 1 | 0 | 0 | 1 | 0 | 1 | 0 | 0 | Southern_PGAE_Li_Battery_4hr | Southern_PGAE_Li_Battery_8hr | Southern_PGAE_Solar |  | Central_Valley_North_Los_Banos_Wind |  |  |  | Southern_PGAE | Central_Valley_North_Los_Banos
SCE Northern | Windhub | 230 | CA | 93501 | KERN | 3 | 1 | 1 | 0 | 1 | 0 | 0 | 0 | 0 | 0 | 0 | 0 | 0 | 0 | 0 | 0 | 0 | 0 | 0 | 0 | 0 | 0 | 0 | 0 | 0 | 0 | 0 | 0 | 0 | 0 | 0 | 0 | 0 | 0 | 0 | 0 | 0 | 0 | 0 | 0 | 0 | 0 | 0 | 0 | 0 | 0 | 0 | 0 | 0 | 0 | 0 | 0 | 0 | 0 | 0 | 0 | 0 | 0 | 0 | 0 | 0 | 0 | 0 | 0 | 0 | 0 | 0 | 0 | 0 | 0 | 0 | 0 | 0 | 0 | 0 | 0 | 0 | 0 | 0 | 0 | 0 | 0 | 0 | 0 | 0 | 0 | 0 | 0 | 0 | 0 | 0 | 0 | 0 | 0 | 0 | 0 | 0 | 0 | Tehachapi_Li_Battery_4hr | Tehachapi_Li_Battery_8hr | Tehachapi_Solar |  | Tehachapi_Wind |  |  |  | Tehachapi | Tehachapi
SCE Northern | Windhub | 500 | CA | 93501 | KERN | 3 | 1 | 1 | 0 | 1 | 0 | 0 | 0 | 0 | 0 | 0 | 0 | 0 | 0 | 0 | 0 | 0 | 0 | 0 | 0 | 0 | 0 | 0 | 0 | 0 | 0 | 0 | 0 | 0 | 0 | 0 | 0 | 0 | 0 | 0 | 0 | 0 | 0 | 0 | 0 | 0 | 0 | 0 | 0 | 0 | 0 | 0 | 0 | 0 | 0 | 0 | 0 | 0 | 0 | 0 | 0 | 0 | 0 | 0 | 0 | 0 | 0 | 0 | 0 | 0 | 0 | 0 | 0 | 0 | 0 | 0 | 0 | 0 | 0 | 0 | 0 | 0 | 0 | 0 | 0 | 0 | 0 | 0 | 0 | 0 | 0 | 0 | 0 | 0 | 0 | 0 | 0 | 0 | 0 | 0 | 0 | 0 | 0 | Tehachapi_Li_Battery_4hr | Tehachapi_Li_Battery_8hr | Tehachapi_Solar |  | Tehachapi_Wind |  |  |  | Tehachapi | Tehachapi
PG&E GBA | Windmaster | 230 | CA | 94514 | CONTRA COSTA | 4 | 0 | 0 | 0 | 0 | 0 | 0 | 0 | 0 | 0 | 0 | 0 | 0 | 0 | 0 | 0 | 0 | 0 | 0 | 0 | 0 | 0 | 0 | 0 | 0 | 0 | 0 | 0 | 0 | 0 | 0 | 0 | 0 | 0 | 0 | 0 | 0 | 0 | 0 | 0 | 1 | 0 | 0 | 0 | 0 | 0 | 0 | 0 | 0 | 0 | 0 | 0 | 0 | 0 | 1 | 0 | 1 | 0 | 0 | 0 | 0 | 0 | 0 | 0 | 0 | 0 | 1 | 0 | 0 | 0 | 0 | 0 | 0 | 0 | 0 | 0 | 0 | 0 | 0 | 0 | 0 | 0 | 0 | 0 | 0 | 0 | 0 | 0 | 0 | 0 | 0 | 0 | 0 | 0 | 0 | 0 | 0 | 0 | Northern_California_Li_Battery_4hr | Northern_California_Li_Battery_8hr | Northern_California_Solar |  | Solano_Wind |  |  |  | Northern_California | Solano
PG&E NGBA | Windsor | 60 | CA | 90056 | Los Angeles | 3 | 0 | 0 | 0 | 0 | 0 | 0 | 0 | 0 | 0 | 0 | 0 | 0 | 0 | 0 | 0 | 0 | 0 | 0 | 0 | 0 | 0 | 0 | 0 | 0 | 0 | 0 | 0 | 0 | 0 | 0 | 0 | 0 | 0 | 0 | 0 | 0 | 0 | 0 | 0 | 1 | 0 | 0 | 0 | 0 | 0 | 0 | 0 | 0 | 0 | 0 | 0 | 0 | 1 | 0 | 0 | 0 | 0 | 0 | 0 | 0 | 0 | 0 | 0 | 0 | 0 | 0 | 1 | 0 | 0 | 0 | 0 | 0 | 0 | 0 | 0 | 0 | 0 | 0 | 0 | 0 | 0 | 0 | 0 | 0 | 0 | 0 | 0 | 0 | 0 | 0 | 0 | 0 | 0 | 0 | 0 | 0 | 0 | Greater_LA_Li_Battery_4hr | Greater_LA_Li_Battery_8hr | Greater_LA_Solar |  | 0 |  |  |  | Greater_LA | Greater_LA
PG&E NGBA | Woodland | 115 | CA | 95776 | YOLO | 8 | 0 | 0 | 0 | 0 | 0 | 0 | 0 | 0 | 0 | 0 | 0 | 0 | 0 | 0 | 0 | 0 | 0 | 0 | 0 | 0 | 0 | 0 | 0 | 0 | 0 | 0 | 0 | 0 | 0 | 0 | 0 | 0 | 0 | 0 | 0 | 0 | 0 | 0 | 0 | 1 | 1 | 0 | 1 | 0 | 1 | 1 | 0 | 1 | 0 | 0 | 0 | 0 | 0 | 0 | 0 | 0 | 0 | 0 | 0 | 1 | 1 | 0 | 0 | 0 | 0 | 0 | 0 | 0 | 0 | 0 | 0 | 0 | 0 | 0 | 0 | 0 | 0 | 0 | 0 | 0 | 0 | 0 | 0 | 0 | 0 | 0 | 0 | 0 | 0 | 0 | 0 | 0 | 0 | 0 | 0 | 0 | 0 | Northern_California_Li_Battery_4hr | Northern_California_Li_Battery_8hr | Northern_California_Solar |  | Solano_Wind |  |  |  | Northern_California | Solano
PG&E FRESNO | Woodward | 115 | CA | 93619 | Fresno | 7 | 0 | 0 | 0 | 0 | 0 | 0 | 0 | 0 | 0 | 0 | 0 | 0 | 0 | 0 | 0 | 0 | 0 | 0 | 0 | 0 | 0 | 0 | 0 | 0 | 0 | 0 | 0 | 0 | 0 | 0 | 0 | 0 | 0 | 0 | 0 | 0 | 0 | 0 | 0 | 0 | 0 | 0 | 0 | 0 | 0 | 0 | 0 | 0 | 0 | 0 | 0 | 0 | 0 | 0 | 0 | 0 | 0 | 0 | 0 | 0 | 0 | 0 | 0 | 0 | 0 | 0 | 0 | 0 | 0 | 0 | 0 | 0 | 0 | 0 | 0 | 0 | 0 | 0 | 0 | 1 | 0 | 1 | 1 | 1 | 0 | 1 | 0 | 1 | 0 | 0 | 0 | 0 | 1 | 0 | 0 | 0 | 0 | Southern_PGAE_Li_Battery_4hr | Southern_PGAE_Li_Battery_8hr | Southern_PGAE_Solar |  | Central_Valley_North_Los_Banos_Wind |  |  |  | Southern_PGAE | Central_Valley_North_Los_Banos
PG&E NGBA | Wyandotte | 115 | CA | 95966 | BUTTE | 7 | 0 | 0 | 0 | 0 | 0 | 0 | 0 | 0 | 0 | 0 | 0 | 0 | 0 | 0 | 0 | 0 | 0 | 0 | 0 | 0 | 0 | 0 | 0 | 0 | 0 | 0 | 0 | 0 | 0 | 0 | 0 | 0 | 0 | 0 | 0 | 0 | 0 | 0 | 0 | 1 | 0 | 0 | 0 | 0 | 1 | 1 | 1 | 1 | 0 | 0 | 0 | 0 | 0 | 0 | 0 | 0 | 0 | 0 | 0 | 1 | 1 | 0 | 0 | 0 | 0 | 0 | 0 | 0 | 0 | 0 | 0 | 0 | 0 | 0 | 0 | 0 | 0 | 0 | 0 | 0 | 0 | 0 | 0 | 0 | 0 | 0 | 0 | 0 | 0 | 0 | 0 | 0 | 0 | 0 | 0 | 0 | 0 | Northern_California_Li_Battery_4hr | Northern_California_Li_Battery_8hr | Northern_California_Solar |  | Northern_California_Wind |  |  |  | Northern_California | Northern_California